## Table
Manufacturer | Brand | Model Number | Individual Model Number Covered By Basic Model (Outdoor Unit Or Package Unit) | Individual Model Number (Indoor Unit) (If Applicable) | Individual Model Number (Air Mover Or Indoor Unit If Fan Is Part Of Indoor Unit) (If Applicable) | Regulatory Status | Product Group Code (Other Than Multi Splits) | Certification Is Based On A Waiver Of DOE's Test Procedure Requirements | Certification Is Based Upon An Exception Relief From An Applicable Standard By DOE's Office Of Heari | Cooling Capacity (Btu/H) | Heating Capacity (Btu/H) (Heat Pumps Only) (Voluntary) | Seasonal Energy Efficiency Ratio 2 (SEER2) (Btu/W-H) | Seasonal Energy Efficiency Ratio 2 Std (SEER2) (Btu/W-H) | Heating Seasonal Performance Factor 2 (HSPF2) (Btu/W-H) (Heat Pumps Only) | Heating Seasonal Performance Factor 2 Std (HSPF2) (Btu/W-H) (Heat Pumps Only) | Average Off Mode Power Consumption Rating Is Based On Testing Of This Combination | Average Off Mode Power Consumption (Watts) | Average Off Mode Power Consumption Std (Watts) | Energy Efficiency Ratio 2 (EER2) In Btu/W-H (If Applicable) | Energy Efficiency Ratio 2 Std (EER2) In Btu/W-H (If Applicable) | Coil System Type | This Is A Variable-Speed Compressor System | Type Of Air Conditioner Or Heat Pump Used In Testing Or Rating | Add Date | Reference Number | Modified Date
Carrier Corp. - Indianapolis | Heil | HVH837GKA** | HVH837GKA** | FCM4X60***L+WALLCON |  | Voluntarily Certified | Single-split-system heat pumps | False | False | 33200 | 31600 | 18.5 | 14.3 | 8.5 | 7.5 | False | 32 | 33 | 12 |  | Blower Coil System | True | Conventional | 05/05/2023 |  | 06/30/2023
Carrier Corp. - Indianapolis | Airquest | PDD430***K***K1 | PDD430***K***K1 |  |  | Voluntarily Certified | Single-package heat pumps (oth | False | False | 29400 | 30000 | 13.4 | 13.4 | 6.7 | 6.7 | False | 33 | 33 | 11.05 |  |  | False | Conventional | 05/05/2023 |  | 06/30/2023
Carrier Corp. - Indianapolis | Airquest | PDD442***K***K1 | PDD442***K***K1 |  |  | Voluntarily Certified | Single-package heat pumps (oth | False | False | 40000 | 40000 | 13.4 | 13.4 | 6.7 | 6.7 | False | 33 | 33 | 11.05 |  |  | False | Conventional | 05/05/2023 |  | 06/30/2023
Carrier Corp. - Indianapolis | Airquest | PHD460000K***K1 | PHD460000K***K1 |  |  | Voluntarily Certified | Single-package heat pumps (oth | False | False | 55000 | 57000 | 13.4 | 13.4 | 6.7 | 6.7 | False | 33 | 33 | 11.05 |  |  | False | Conventional | 05/05/2023 |  | 06/30/2023
Carrier Corp. - Indianapolis | Kenmore | PHD460000K***K1 | PHD460000K***K1 |  |  | Voluntarily Certified | Single-package heat pumps (oth | False | False | 55000 | 57000 | 13.4 | 13.4 | 6.7 | 6.7 | False | 33 | 33 | 11.05 |  |  | False | Conventional | 05/05/2023 |  | 06/30/2023
Carrier Corp. - Indianapolis | Kenmore | PDD430***K***K1 | PDD430***K***K1 |  |  | Voluntarily Certified | Single-package heat pumps (oth | False | False | 29400 | 30000 | 13.4 | 13.4 | 6.7 | 6.7 | False | 33 | 33 | 11.05 |  |  | False | Conventional | 05/05/2023 |  | 06/30/2023
Carrier Corp. - Indianapolis | Kenmore | PDD442***K***K1 | PDD442***K***K1 |  |  | Voluntarily Certified | Single-package heat pumps (oth | False | False | 40000 | 40000 | 13.4 | 13.4 | 6.7 | 6.7 | False | 33 | 33 | 11.05 |  |  | False | Conventional | 05/05/2023 |  | 06/30/2023
Carrier Corp. - Indianapolis | BRYANT HEATING AND COOLING SYSTEMS | PH4ZNK042***3*** | PH4ZNK042***3*** |  |  | Voluntarily Certified | Single-package heat pumps (oth | False | False | 40000 | 40000 | 13.4 | 13.4 | 6.7 | 6.7 | False | 33 | 33 | 10.6 |  |  | False | Conventional | 05/05/2023 |  | 06/30/2023
Carrier Corp. - Indianapolis | Arcoaire | PHD460000K***K1 | PHD460000K***K1 |  |  | Voluntarily Certified | Single-package heat pumps (oth | False | False | 55000 | 57000 | 13.4 | 13.4 | 6.7 | 6.7 | False | 33 | 33 | 11.05 |  |  | False | Conventional | 05/05/2023 |  | 06/30/2023
Carrier Corp. - Indianapolis | Arcoaire | PDD430***K***K1 | PDD430***K***K1 |  |  | Voluntarily Certified | Single-package heat pumps (oth | False | False | 29400 | 30000 | 13.4 | 13.4 | 6.7 | 6.7 | False | 33 | 33 | 11.05 |  |  | False | Conventional | 05/05/2023 |  | 06/30/2023
Carrier Corp. - Indianapolis | Arcoaire | PDD442***K***K1 | PDD442***K***K1 |  |  | Voluntarily Certified | Single-package heat pumps (oth | False | False | 40000 | 40000 | 13.4 | 13.4 | 6.7 | 6.7 | False | 33 | 33 | 11.05 |  |  | False | Conventional | 05/05/2023 |  | 06/30/2023
Carrier Corp. - Indianapolis | WEATHERMAKER | PH4ZNK042***3*** | PH4ZNK042***3*** |  |  | Voluntarily Certified | Single-package heat pumps (oth | False | False | 40000 | 40000 | 13.4 | 13.4 | 6.7 | 6.7 | False | 33 | 33 | 10.6 |  |  | False | Conventional | 05/05/2023 |  | 06/30/2023
Carrier Corp. - Indianapolis | ICP Commercial | PDD430***K***K1 | PDD430***K***K1 |  |  | Voluntarily Certified | Single-package heat pumps (oth | False | False | 29400 | 30000 | 13.4 | 13.4 | 6.7 | 6.7 | False | 33 | 33 | 11.05 |  |  | False | Conventional | 05/05/2023 |  | 06/30/2023
Carrier Corp. - Indianapolis | ICP Commercial | PDD442***K***K1 | PDD442***K***K1 |  |  | Voluntarily Certified | Single-package heat pumps (oth | False | False | 40000 | 40000 | 13.4 | 13.4 | 6.7 | 6.7 | False | 33 | 33 | 11.05 |  |  | False | Conventional | 05/05/2023 |  | 06/30/2023
Carrier Corp. - Indianapolis | ICP Commercial | PHD460000K***K1 | PHD460000K***K1 |  |  | Voluntarily Certified | Single-package heat pumps (oth | False | False | 55000 | 57000 | 13.4 | 13.4 | 6.7 | 6.7 | False | 33 | 33 | 11.05 |  |  | False | Conventional | 05/05/2023 |  | 06/30/2023
Carrier Corp. - Indianapolis | Carrier | 50VR-K36---30* | 50VR-K36---30* |  |  | Voluntarily Certified | Single-package heat pumps (oth | False | False | 34200 | 34400 | 15.5 | 13.4 | 7.2 | 6.7 | False | 33 | 33 | 12 |  |  | False | Conventional | 05/05/2023 |  | 06/30/2023
Carrier Corp. - Indianapolis | Heil | PDD430***K***K1 | PDD430***K***K1 |  |  | Voluntarily Certified | Single-package heat pumps (oth | False | False | 29400 | 30000 | 13.4 | 13.4 | 6.7 | 6.7 | False | 33 | 33 | 11.05 |  |  | False | Conventional | 05/05/2023 |  | 06/30/2023
Carrier Corp. - Indianapolis | Heil | PDD442***K***K1 | PDD442***K***K1 |  |  | Voluntarily Certified | Single-package heat pumps (oth | False | False | 40000 | 40000 | 13.4 | 13.4 | 6.7 | 6.7 | False | 33 | 33 | 11.05 |  |  | False | Conventional | 05/05/2023 |  | 06/30/2023
Carrier Corp. - Indianapolis | Heil | PHD460000K***K1 | PHD460000K***K1 |  |  | Voluntarily Certified | Single-package heat pumps (oth | False | False | 55000 | 57000 | 13.4 | 13.4 | 6.7 | 6.7 | False | 33 | 33 | 11.05 |  |  | False | Conventional | 05/05/2023 |  | 06/30/2023
Carrier Corp. - Indianapolis | Keeprite | PHD460000K***K1 | PHD460000K***K1 |  |  | Voluntarily Certified | Single-package heat pumps (oth | False | False | 55000 | 57000 | 13.4 | 13.4 | 6.7 | 6.7 | False | 33 | 33 | 11.05 |  |  | False | Conventional | 05/05/2023 |  | 06/30/2023
Carrier Corp. - Indianapolis | Keeprite | PDD430***K***K1 | PDD430***K***K1 |  |  | Voluntarily Certified | Single-package heat pumps (oth | False | False | 29400 | 30000 | 13.4 | 13.4 | 6.7 | 6.7 | False | 33 | 33 | 11.05 |  |  | False | Conventional | 05/05/2023 |  | 06/30/2023
Carrier Corp. - Indianapolis | Keeprite | PDD442***K***K1 | PDD442***K***K1 |  |  | Voluntarily Certified | Single-package heat pumps (oth | False | False | 40000 | 40000 | 13.4 | 13.4 | 6.7 | 6.7 | False | 33 | 33 | 11.05 |  |  | False | Conventional | 05/05/2023 |  | 06/30/2023
Carrier Corp. - Indianapolis | PAYNE HEATING AND COOLING | PH4ZNK042***3*** | PH4ZNK042***3*** |  |  | Voluntarily Certified | Single-package heat pumps (oth | False | False | 40000 | 40000 | 13.4 | 13.4 | 6.7 | 6.7 | False | 33 | 33 | 10.6 |  |  | False | Conventional | 05/05/2023 |  | 06/30/2023
Carrier Corp. - Indianapolis | BROCK | PH4ZNK042***3*** | PH4ZNK042***3*** |  |  | Voluntarily Certified | Single-package heat pumps (oth | False | False | 40000 | 40000 | 13.4 | 13.4 | 6.7 | 6.7 | False | 33 | 33 | 10.6 |  |  | False | Conventional | 05/05/2023 |  | 06/30/2023
Carrier Corp. - Indianapolis | Tempstar | PDD430***K***K1 | PDD430***K***K1 |  |  | Voluntarily Certified | Single-package heat pumps (oth | False | False | 29400 | 30000 | 13.4 | 13.4 | 6.7 | 6.7 | False | 33 | 33 | 11.05 |  |  | False | Conventional | 05/05/2023 |  | 06/30/2023
Carrier Corp. - Indianapolis | Tempstar | PDD442***K***K1 | PDD442***K***K1 |  |  | Voluntarily Certified | Single-package heat pumps (oth | False | False | 40000 | 40000 | 13.4 | 13.4 | 6.7 | 6.7 | False | 33 | 33 | 11.05 |  |  | False | Conventional | 05/05/2023 |  | 06/30/2023
Carrier Corp. - Indianapolis | Tempstar | PHD460000K***K1 | PHD460000K***K1 |  |  | Voluntarily Certified | Single-package heat pumps (oth | False | False | 55000 | 57000 | 13.4 | 13.4 | 6.7 | 6.7 | False | 33 | 33 | 11.05 |  |  | False | Conventional | 05/05/2023 |  | 06/30/2023
Carrier Corp. - Indianapolis | 1HVAC | PDD430***K***K1 | PDD430***K***K1 |  |  | Voluntarily Certified | Single-package heat pumps (oth | False | False | 29400 | 30000 | 13.4 | 13.4 | 6.7 | 6.7 | False | 33 | 33 | 11.05 |  |  | False | Conventional | 05/05/2023 |  | 06/30/2023
Carrier Corp. - Indianapolis | 1HVAC | PDD442***K***K1 | PDD442***K***K1 |  |  | Voluntarily Certified | Single-package heat pumps (oth | False | False | 40000 | 40000 | 13.4 | 13.4 | 6.7 | 6.7 | False | 33 | 33 | 11.05 |  |  | False | Conventional | 05/05/2023 |  | 06/30/2023
Carrier Corp. - Indianapolis | Day & Night | PDD430***K***K1 | PDD430***K***K1 |  |  | Voluntarily Certified | Single-package heat pumps (oth | False | False | 29400 | 30000 | 13.4 | 13.4 | 6.7 | 6.7 | False | 33 | 33 | 11.05 |  |  | False | Conventional | 05/05/2023 |  | 06/30/2023
Carrier Corp. - Indianapolis | Day & Night | PDD442***K***K1 | PDD442***K***K1 |  |  | Voluntarily Certified | Single-package heat pumps (oth | False | False | 40000 | 40000 | 13.4 | 13.4 | 6.7 | 6.7 | False | 33 | 33 | 11.05 |  |  | False | Conventional | 05/05/2023 |  | 06/30/2023
Carrier Corp. - Indianapolis | Day & Night | PHD460000K***K1 | PHD460000K***K1 |  |  | Voluntarily Certified | Single-package heat pumps (oth | False | False | 55000 | 57000 | 13.4 | 13.4 | 6.7 | 6.7 | False | 33 | 33 | 11.05 |  |  | False | Conventional | 05/05/2023 |  | 06/30/2023
Carrier Corp. - Indianapolis | 1HVAC | PHD460000K***K1 | PHD460000K***K1 |  |  | Voluntarily Certified | Single-package heat pumps (oth | False | False | 55000 | 57000 | 13.4 | 13.4 | 6.7 | 6.7 | False | 33 | 33 | 11.05 |  |  | False | Conventional | 05/05/2023 |  | 06/30/2023
Carrier Corp. - Indianapolis | Maratherm | PHD460000K***K1 | PHD460000K***K1 |  |  | Voluntarily Certified | Single-package heat pumps (oth | False | False | 55000 | 57000 | 13.4 | 13.4 | 6.7 | 6.7 | False | 33 | 33 | 11.05 |  |  | False | Conventional | 05/05/2023 |  | 06/30/2023
Carrier Corp. - Indianapolis | Comfortmaker | PHD460000K***K1 | PHD460000K***K1 |  |  | Voluntarily Certified | Single-package heat pumps (oth | False | False | 55000 | 57000 | 13.4 | 13.4 | 6.7 | 6.7 | False | 33 | 33 | 11.05 |  |  | False | Conventional | 05/05/2023 |  | 06/30/2023
Carrier Corp. - Indianapolis | Comfortmaker | PDD430***K***K1 | PDD430***K***K1 |  |  | Voluntarily Certified | Single-package heat pumps (oth | False | False | 29400 | 30000 | 13.4 | 13.4 | 6.7 | 6.7 | False | 33 | 33 | 11.05 |  |  | False | Conventional | 05/05/2023 |  | 06/30/2023
Carrier Corp. - Indianapolis | Comfortmaker | PDD442***K***K1 | PDD442***K***K1 |  |  | Voluntarily Certified | Single-package heat pumps (oth | False | False | 40000 | 40000 | 13.4 | 13.4 | 6.7 | 6.7 | False | 33 | 33 | 11.05 |  |  | False | Conventional | 05/05/2023 |  | 06/30/2023
Carrier Corp. - Indianapolis | BRYANT HEATING AND COOLING SYSTEMS | 607CNXK42000AA** | 607CNXK42000AA** |  |  | Voluntarily Certified | Single-package heat pumps (oth | False | False | 40000 | 40000 | 13.4 | 13.4 | 6.7 | 6.7 | False | 33 | 33 | 11.05 |  |  | False | Conventional | 05/05/2023 |  | 06/30/2023
Carrier Corp. - Indianapolis | Arcoaire | HVH825GKA3* | HVH825GKA3* | FCM4X48***L+WALLCON |  | Voluntarily Certified | Single-split-system heat pumps | False | False | 24400 | 20600 | 17.5 | 14.3 | 8.5 | 7.5 | False | 32 | 33 | 11.7 |  | Blower Coil System | True | Conventional | 05/05/2023 |  | 06/30/2023
Carrier Corp. - Indianapolis | Arcoaire | PHD436000K***K1 | PHD436000K***K1 |  |  | Voluntarily Certified | Single-package heat pumps (oth | False | False | 33400 | 35000 | 13.4 | 13.4 | 6.7 | 6.7 | False | 33 | 33 | 11.05 |  |  | False | Conventional | 05/05/2023 |  | 06/30/2023
Carrier Corp. - Indianapolis | Arcoaire | PHD448000K***K1 | PHD448000K***K1 |  |  | Voluntarily Certified | Single-package heat pumps (oth | False | False | 47000 | 46000 | 13.4 | 13.4 | 6.7 | 6.7 | False | 33 | 33 | 11.05 |  |  | False | Conventional | 05/05/2023 |  | 06/30/2023
Carrier Corp. - Indianapolis | Arcoaire | DLCURAH48AAK | DLCURAH48AAK | FJMA4*48L*C* |  | Voluntarily Certified | Single-split-system heat pumps | False | False | 47500 | 51000 | 14.5 | 14.3 | 8 | 7.5 | False | 32 | 33 | 9.5 |  | Blower Coil System | True | Conventional | 05/05/2023 |  | 06/30/2023
Carrier Corp. - Indianapolis | SMART COMFORT | DLCURAH48AAK | DLCURAH48AAK | FJMA4*48L*C* |  | Voluntarily Certified | Single-split-system heat pumps | False | False | 47500 | 51000 | 14.5 | 14.3 | 8 | 7.5 | False | 32 | 33 | 9.5 |  | Blower Coil System | True | Conventional | 05/05/2023 |  | 06/30/2023
Carrier Corp. - Indianapolis | PAYNE HEATING AND COOLING | PH4GNAK24000AA** | PH4GNAK24000AA** |  |  | Voluntarily Certified | Single-package heat pumps (oth | False | False | 22200 | 24000 | 13.4 | 13.4 | 6.7 | 6.7 | False | 33 | 33 | 11.05 |  |  | False | Conventional | 05/05/2023 |  | 06/30/2023
Carrier Corp. - Indianapolis | Day & Night | PHD436000K***K1 | PHD436000K***K1 |  |  | Voluntarily Certified | Single-package heat pumps (oth | False | False | 33400 | 35000 | 13.4 | 13.4 | 6.7 | 6.7 | False | 33 | 33 | 11.05 |  |  | False | Conventional | 05/05/2023 |  | 06/30/2023
Carrier Corp. - Indianapolis | Day & Night | PHD448000K***K1 | PHD448000K***K1 |  |  | Voluntarily Certified | Single-package heat pumps (oth | False | False | 47000 | 46000 | 13.4 | 13.4 | 6.7 | 6.7 | False | 33 | 33 | 11.05 |  |  | False | Conventional | 05/05/2023 |  | 06/30/2023
Carrier Corp. - Indianapolis | Day & Night | DLCURAH48AAK | DLCURAH48AAK | FJMA4*48L*C* |  | Voluntarily Certified | Single-split-system heat pumps | False | False | 47500 | 51000 | 14.5 | 14.3 | 8 | 7.5 | False | 32 | 33 | 9.5 |  | Blower Coil System | True | Conventional | 05/05/2023 |  | 06/30/2023
Carrier Corp. - Indianapolis | Tempstar | DLCURAH48AAK | DLCURAH48AAK | FJMA4*48L*C* |  | Voluntarily Certified | Single-split-system heat pumps | False | False | 47500 | 51000 | 14.5 | 14.3 | 8 | 7.5 | False | 32 | 33 | 9.5 |  | Blower Coil System | True | Conventional | 05/05/2023 |  | 06/30/2023
Carrier Corp. - Indianapolis | Tempstar | PHD436000K***K1 | PHD436000K***K1 |  |  | Voluntarily Certified | Single-package heat pumps (oth | False | False | 33400 | 35000 | 13.4 | 13.4 | 6.7 | 6.7 | False | 33 | 33 | 11.05 |  |  | False | Conventional | 05/05/2023 |  | 06/30/2023
Carrier Corp. - Indianapolis | Tempstar | PHD448000K***K1 | PHD448000K***K1 |  |  | Voluntarily Certified | Single-package heat pumps (oth | False | False | 47000 | 46000 | 13.4 | 13.4 | 6.7 | 6.7 | False | 33 | 33 | 11.05 |  |  | False | Conventional | 05/05/2023 |  | 06/30/2023
Carrier Corp. - Indianapolis | 1HVAC | PHD436000K***K1 | PHD436000K***K1 |  |  | Voluntarily Certified | Single-package heat pumps (oth | False | False | 33400 | 35000 | 13.4 | 13.4 | 6.7 | 6.7 | False | 33 | 33 | 11.05 |  |  | False | Conventional | 05/05/2023 |  | 06/30/2023
Carrier Corp. - Indianapolis | 1HVAC | PHD448000K***K1 | PHD448000K***K1 |  |  | Voluntarily Certified | Single-package heat pumps (oth | False | False | 47000 | 46000 | 13.4 | 13.4 | 6.7 | 6.7 | False | 33 | 33 | 11.05 |  |  | False | Conventional | 05/05/2023 |  | 06/30/2023
Carrier Corp. - Indianapolis | Heil | HVH825GKA3* | HVH825GKA3* | FCM4X48***L+WALLCON |  | Voluntarily Certified | Single-split-system heat pumps | False | False | 24400 | 20600 | 17.5 | 14.3 | 8.5 | 7.5 | False | 32 | 33 | 11.7 |  | Blower Coil System | True | Conventional | 05/05/2023 |  | 06/30/2023
Carrier Corp. - Indianapolis | Heil | PHD436000K***K1 | PHD436000K***K1 |  |  | Voluntarily Certified | Single-package heat pumps (oth | False | False | 33400 | 35000 | 13.4 | 13.4 | 6.7 | 6.7 | False | 33 | 33 | 11.05 |  |  | False | Conventional | 05/05/2023 |  | 06/30/2023
Carrier Corp. - Indianapolis | Heil | PHD448000K***K1 | PHD448000K***K1 |  |  | Voluntarily Certified | Single-package heat pumps (oth | False | False | 47000 | 46000 | 13.4 | 13.4 | 6.7 | 6.7 | False | 33 | 33 | 11.05 |  |  | False | Conventional | 05/05/2023 |  | 06/30/2023
Carrier Corp. - Indianapolis | Heil | DLCURAH48AAK | DLCURAH48AAK | FJMA4*48L*C* |  | Voluntarily Certified | Single-split-system heat pumps | False | False | 47500 | 51000 | 14.5 | 14.3 | 8 | 7.5 | False | 32 | 33 | 9.5 |  | Blower Coil System | True | Conventional | 05/05/2023 |  | 06/30/2023
Carrier Corp. - Indianapolis | Keeprite | DLCURAH48AAK | DLCURAH48AAK | FJMA4*48L*C* |  | Voluntarily Certified | Single-split-system heat pumps | False | False | 47500 | 51000 | 14.5 | 14.3 | 8 | 7.5 | False | 32 | 33 | 9.5 |  | Blower Coil System | True | Conventional | 05/05/2023 |  | 06/30/2023
Carrier Corp. - Indianapolis | Keeprite | PHD436000K***K1 | PHD436000K***K1 |  |  | Voluntarily Certified | Single-package heat pumps (oth | False | False | 33400 | 35000 | 13.4 | 13.4 | 6.7 | 6.7 | False | 33 | 33 | 11.05 |  |  | False | Conventional | 05/05/2023 |  | 06/30/2023
Carrier Corp. - Indianapolis | Keeprite | PHD448000K***K1 | PHD448000K***K1 |  |  | Voluntarily Certified | Single-package heat pumps (oth | False | False | 47000 | 46000 | 13.4 | 13.4 | 6.7 | 6.7 | False | 33 | 33 | 11.05 |  |  | False | Conventional | 05/05/2023 |  | 06/30/2023
Carrier Corp. - Indianapolis | Airquest | PHD436000K***K1 | PHD436000K***K1 |  |  | Voluntarily Certified | Single-package heat pumps (oth | False | False | 33400 | 35000 | 13.4 | 13.4 | 6.7 | 6.7 | False | 33 | 33 | 11.05 |  |  | False | Conventional | 05/05/2023 |  | 06/30/2023
Carrier Corp. - Indianapolis | Airquest | PHD448000K***K1 | PHD448000K***K1 |  |  | Voluntarily Certified | Single-package heat pumps (oth | False | False | 47000 | 46000 | 13.4 | 13.4 | 6.7 | 6.7 | False | 33 | 33 | 11.05 |  |  | False | Conventional | 05/05/2023 |  | 06/30/2023
Carrier Corp. - Indianapolis | Airquest | DLCURAH48AAK | DLCURAH48AAK | FJMA4*48L*C* |  | Voluntarily Certified | Single-split-system heat pumps | False | False | 47500 | 51000 | 14.5 | 14.3 | 8 | 7.5 | False | 32 | 33 | 9.5 |  | Blower Coil System | True | Conventional | 05/05/2023 |  | 06/30/2023
Carrier Corp. - Indianapolis | Airquest | HVH825GKA3* | HVH825GKA3* | FCM4X48***L+WALLCON |  | Voluntarily Certified | Single-split-system heat pumps | False | False | 24400 | 20600 | 17.5 | 14.3 | 8.5 | 7.5 | False | 32 | 33 | 11.7 |  | Blower Coil System | True | Conventional | 05/05/2023 |  | 06/30/2023
Carrier Corp. - Indianapolis | Comfortmaker | PHD436000K***K1 | PHD436000K***K1 |  |  | Voluntarily Certified | Single-package heat pumps (oth | False | False | 33400 | 35000 | 13.4 | 13.4 | 6.7 | 6.7 | False | 33 | 33 | 11.05 |  |  | False | Conventional | 05/05/2023 |  | 06/30/2023
Carrier Corp. - Indianapolis | Comfortmaker | PHD448000K***K1 | PHD448000K***K1 |  |  | Voluntarily Certified | Single-package heat pumps (oth | False | False | 47000 | 46000 | 13.4 | 13.4 | 6.7 | 6.7 | False | 33 | 33 | 11.05 |  |  | False | Conventional | 05/05/2023 |  | 06/30/2023
Carrier Corp. - Indianapolis | Carrier | 48VR*K36***30* | 48VR*K36***30* |  |  | Voluntarily Certified | Single-package heat pumps (oth | False | False | 34200 | 34400 | 15.5 | 13.4 | 7.2 | 6.7 | False | 33 | 33 | 12 |  |  | False | Conventional | 05/05/2023 |  | 06/30/2023
Carrier Corp. - Indianapolis | Carrier | 50VR-K48---30* | 50VR-K48---30* |  |  | Voluntarily Certified | Single-package heat pumps (oth | False | False | 47000 | 45000 | 15.5 | 13.4 | 7.2 | 6.7 | False | 33 | 33 | 11.5 |  |  | False | Conventional | 05/05/2023 |  | 06/30/2023
Carrier Corp. - Indianapolis | Kenmore | PHD436000K***K1 | PHD436000K***K1 |  |  | Voluntarily Certified | Single-package heat pumps (oth | False | False | 33400 | 35000 | 13.4 | 13.4 | 6.7 | 6.7 | False | 33 | 33 | 11.05 |  |  | False | Conventional | 05/05/2023 |  | 06/30/2023
Carrier Corp. - Indianapolis | Kenmore | PHD448000K***K1 | PHD448000K***K1 |  |  | Voluntarily Certified | Single-package heat pumps (oth | False | False | 47000 | 46000 | 13.4 | 13.4 | 6.7 | 6.7 | False | 33 | 33 | 11.05 |  |  | False | Conventional | 05/05/2023 |  | 06/30/2023
Carrier Corp. - Indianapolis | Comfortmaker | DLCURAH48AAK | DLCURAH48AAK | FJMA4*48L*C* |  | Voluntarily Certified | Single-split-system heat pumps | False | False | 47500 | 51000 | 14.5 | 14.3 | 8 | 7.5 | False | 32 | 33 | 9.5 |  | Blower Coil System | True | Conventional | 05/05/2023 |  | 06/30/2023
Carrier Corp. - Indianapolis | ICP Commercial | PHD436000K***K1 | PHD436000K***K1 |  |  | Voluntarily Certified | Single-package heat pumps (oth | False | False | 33400 | 35000 | 13.4 | 13.4 | 6.7 | 6.7 | False | 33 | 33 | 11.05 |  |  | False | Conventional | 05/05/2023 |  | 06/30/2023
Carrier Corp. - Indianapolis | ICP Commercial | PHD448000K***K1 | PHD448000K***K1 |  |  | Voluntarily Certified | Single-package heat pumps (oth | False | False | 47000 | 46000 | 13.4 | 13.4 | 6.7 | 6.7 | False | 33 | 33 | 11.05 |  |  | False | Conventional | 05/05/2023 |  | 06/30/2023
Carrier Corp. - Indianapolis | Tempstar | R4H5S24*K*AAA* | R4H5S24*K*AAA* | FJMA4*24L*B* |  | Voluntarily Certified | Single-split-system heat pumps | False | False | 23600 | 24000 | 15 | 14.3 | 7.5 | 7.5 | False | 32 | 33 | 12 |  | Blower Coil System | False | Conventional | 05/05/2023 |  | 06/30/2023
Carrier Corp. - Indianapolis | PAYNE HEATING AND COOLING | PH4GNAK42000AA** | PH4GNAK42000AA** |  |  | Voluntarily Certified | Single-package heat pumps (oth | False | False | 40000 | 40000 | 13.4 | 13.4 | 6.7 | 6.7 | False | 33 | 33 | 11.05 |  |  | False | Conventional | 05/05/2023 |  | 06/30/2023
Carrier Corp. - Indianapolis | PAYNE HEATING AND COOLING | PH4GNAK48000AA** | PH4GNAK48000AA** |  |  | Voluntarily Certified | Single-package heat pumps (oth | False | False | 47000 | 46000 | 13.4 | 13.4 | 6.7 | 6.7 | False | 33 | 33 | 11.05 |  |  | False | Conventional | 05/05/2023 |  | 06/30/2023
Carrier Corp. - Indianapolis | PAYNE HEATING AND COOLING | PH4GNAK36000AA** | PH4GNAK36000AA** |  |  | Voluntarily Certified | Single-package heat pumps (oth | False | False | 33400 | 35000 | 13.4 | 13.4 | 6.7 | 6.7 | False | 33 | 33 | 11.05 |  |  | False | Conventional | 05/05/2023 |  | 06/30/2023
Carrier Corp. - Indianapolis | Maratherm | R4H5S24*K*AAA* | R4H5S24*K*AAA* | FJMA4*24L*B* |  | Voluntarily Certified | Single-split-system heat pumps | False | False | 23600 | 24000 | 15 | 14.3 | 7.5 | 7.5 | False | 32 | 33 | 12 |  | Blower Coil System | False | Conventional | 05/05/2023 |  | 06/30/2023
Carrier Corp. - Indianapolis | Comfortmaker | C4H5S24*K*AAA* | C4H5S24*K*AAA* | FJMA4*24L*B* |  | Voluntarily Certified | Single-split-system heat pumps | False | False | 23600 | 24000 | 15 | 14.3 | 7.5 | 7.5 | False | 32 | 33 | 12 |  | Blower Coil System | False | Conventional | 05/05/2023 |  | 06/30/2023
Carrier Corp. - Indianapolis | Comfortmaker | R4H5S24*K*AAA* | R4H5S24*K*AAA* | FJMA4*24L*B* |  | Voluntarily Certified | Single-split-system heat pumps | False | False | 23600 | 24000 | 15 | 14.3 | 7.5 | 7.5 | False | 32 | 33 | 12 |  | Blower Coil System | False | Conventional | 05/05/2023 |  | 06/30/2023
Carrier Corp. - Indianapolis | Carrier | 50ZHK048***3*** | 50ZHK048***3*** |  |  | Voluntarily Certified | Single-package heat pumps (oth | False | False | 45500 | 45000 | 13.4 | 13.4 | 6.7 | 6.7 | False | 33 | 33 | 10.6 |  |  | False | Conventional | 05/05/2023 |  | 06/30/2023
Carrier Corp. - Indianapolis | Carrier | 25VNA848A*031* | 25VNA848A*031* | FE4AN(B,F)005L+UI |  | Voluntarily Certified | Single-split-system heat pumps | False | False | 45500 | 46000 | 18 | 14.3 | 8.5 | 7.5 | False | 32 | 33 | 10.5 |  | Blower Coil System | True | Conventional | 05/05/2023 |  | 06/30/2023
Carrier Corp. - Indianapolis | Carrier | 25VNA436A*031* | 25VNA436A*031* | FE4AN(B,F)005L+UI |  | Voluntarily Certified | Single-split-system heat pumps | False | False | 34400 | 35800 | 21 | 14.3 | 9.5 | 7.5 | False | 32 | 33 | 13 |  | Blower Coil System | True | Conventional | 05/05/2023 |  | 06/30/2023
Carrier Corp. - Indianapolis | Heil | HVH848GKA2* | HVH848GKA2* | FCM4X48***L+WALLCON |  | Voluntarily Certified | Single-split-system heat pumps | False | False | 45500 | 46000 | 18 | 14.3 | 8.5 | 7.5 | False | 32 | 33 | 10.5 |  | Blower Coil System | True | Conventional | 05/05/2023 |  | 06/30/2023
Carrier Corp. - Indianapolis | Heil | R4H5S24*K*AAA* | R4H5S24*K*AAA* | FJMA4*24L*B* |  | Voluntarily Certified | Single-split-system heat pumps | False | False | 23600 | 24000 | 15 | 14.3 | 7.5 | 7.5 | False | 32 | 33 | 12 |  | Blower Coil System | False | Conventional | 05/05/2023 |  | 06/30/2023
Carrier Corp. - Indianapolis | Keeprite | R4H5S24*K*AAA* | R4H5S24*K*AAA* | FJMA4*24L*B* |  | Voluntarily Certified | Single-split-system heat pumps | False | False | 23600 | 24000 | 15 | 14.3 | 7.5 | 7.5 | False | 32 | 33 | 12 |  | Blower Coil System | False | Conventional | 05/05/2023 |  | 06/30/2023
Carrier Corp. - Indianapolis | Keeprite | C4H5S24*K*AAA* | C4H5S24*K*AAA* | FJMA4*24L*B* |  | Voluntarily Certified | Single-split-system heat pumps | False | False | 23600 | 24000 | 15 | 14.3 | 7.5 | 7.5 | False | 32 | 33 | 12 |  | Blower Coil System | False | Conventional | 05/05/2023 |  | 06/30/2023
Carrier Corp. - Indianapolis | Airquest | HVH848GKA2* | HVH848GKA2* | FCM4X48***L+WALLCON |  | Voluntarily Certified | Single-split-system heat pumps | False | False | 45500 | 46000 | 18 | 14.3 | 8.5 | 7.5 | False | 32 | 33 | 10.5 |  | Blower Coil System | True | Conventional | 05/05/2023 |  | 06/30/2023
Carrier Corp. - Indianapolis | Airquest | R4H5S24*K*AAA* | R4H5S24*K*AAA* | FJMA4*24L*B* |  | Voluntarily Certified | Single-split-system heat pumps | False | False | 23600 | 24000 | 15 | 14.3 | 7.5 | 7.5 | False | 32 | 33 | 12 |  | Blower Coil System | False | Conventional | 05/05/2023 |  | 06/30/2023
Carrier Corp. - Indianapolis | Kenmore | R4H5S24*K*AAA* | R4H5S24*K*AAA* | FJMA4*24L*B* |  | Voluntarily Certified | Single-split-system heat pumps | False | False | 23600 | 24000 | 15 | 14.3 | 7.5 | 7.5 | False | 32 | 33 | 12 |  | Blower Coil System | False | Conventional | 05/05/2023 |  | 06/30/2023
Carrier Corp. - Indianapolis | Day & Night | C4H5S24*K*AAA* | C4H5S24*K*AAA* | FJMA4*24L*B* |  | Voluntarily Certified | Single-split-system heat pumps | False | False | 23600 | 24000 | 15 | 14.3 | 7.5 | 7.5 | False | 32 | 33 | 12 |  | Blower Coil System | False | Conventional | 05/05/2023 |  | 06/30/2023
Carrier Corp. - Indianapolis | Day & Night | R4H5S24*K*AAA* | R4H5S24*K*AAA* | FJMA4*24L*B* |  | Voluntarily Certified | Single-split-system heat pumps | False | False | 23600 | 24000 | 15 | 14.3 | 7.5 | 7.5 | False | 32 | 33 | 12 |  | Blower Coil System | False | Conventional | 05/05/2023 |  | 06/30/2023
Carrier Corp. - Indianapolis | Arcoaire | R4H5S24*K*AAA* | R4H5S24*K*AAA* | FJMA4*24L*B* |  | Voluntarily Certified | Single-split-system heat pumps | False | False | 23600 | 24000 | 15 | 14.3 | 7.5 | 7.5 | False | 32 | 33 | 12 |  | Blower Coil System | False | Conventional | 05/05/2023 |  | 06/30/2023
Carrier Corp. - Indianapolis | Arcoaire | HVH848GKA2* | HVH848GKA2* | FCM4X48***L+WALLCON |  | Voluntarily Certified | Single-split-system heat pumps | False | False | 45500 | 46000 | 18 | 14.3 | 8.5 | 7.5 | False | 32 | 33 | 10.5 |  | Blower Coil System | True | Conventional | 05/05/2023 |  | 06/30/2023
Carrier Corp. - Indianapolis | SMART COMFORT | R4H5S24*K*AAA* | R4H5S24*K*AAA* | FJMA4*24L*B* |  | Voluntarily Certified | Single-split-system heat pumps | False | False | 23600 | 24000 | 15 | 14.3 | 7.5 | 7.5 | False | 32 | 33 | 12 |  | Blower Coil System | False | Conventional | 05/05/2023 |  | 06/30/2023
Carrier Corp. - Indianapolis | BRYANT HEATING AND COOLING SYSTEMS | 284ANV024*0**B* | 284ANV024*0**B* | FE4ANF002L+UI |  | Voluntarily Certified | Single-split-system heat pumps | False | False | 23400 | 26600 | 21 | 14.3 | 10.5 | 7.5 | False | 32 | 33 | 13.5 |  | Blower Coil System | True | Conventional | 05/05/2023 |  | 06/30/2023
Carrier Corp. - Indianapolis | BRYANT HEATING AND COOLING SYSTEMS | 607ENXK24000AA* | 607ENXK24000AA* |  |  | Voluntarily Certified | Single-package heat pumps (oth | False | False | 22400 | 23800 | 15.2 | 13.4 | 7.2 | 6.7 | False | 33 | 33 | 11.5 |  |  | False | Conventional | 05/05/2023 |  | 06/30/2023
Carrier Corp. - Indianapolis | Comfortmaker | CVH860GKA2* | CVH860GKA2* | FCM4X60***L+WALLCON |  | Voluntarily Certified | Single-split-system heat pumps | False | False | 56500 | 60000 | 17.5 | 14.3 | 8.5 | 7.5 | False | 32 | 33 | 9.5 |  | Blower Coil System | True | Conventional | 05/05/2023 |  | 06/30/2023
Carrier Corp. - Indianapolis | BRYANT HEATING AND COOLING SYSTEMS | 38MURAQ48AA3* | 38MURAQ48AA3* | FJ4DN*C48L* |  | Voluntarily Certified | Single-split-system heat pumps | False | False | 47500 | 51000 | 14.5 | 14.3 | 8 | 7.5 | False | 32 | 33 | 9.5 |  | Blower Coil System | True | Conventional | 05/05/2023 |  | 06/30/2023
Carrier Corp. - Indianapolis | BRYANT HEATING AND COOLING SYSTEMS | 677CNWK60****A** | 677CNWK60****A** |  |  | Voluntarily Certified | Single-package heat pumps (oth | False | False | 55000 | 57000 | 13.4 | 13.4 | 6.7 | 6.7 | False | 33 | 33 | 11.05 |  |  | False | Conventional | 05/05/2023 |  | 06/30/2023
Carrier Corp. - Indianapolis | PAYNE HEATING AND COOLING | 38MURAQ48AA3* | 38MURAQ48AA3* | FJ4DN*C48L* |  | Voluntarily Certified | Single-split-system heat pumps | False | False | 47500 | 51000 | 14.5 | 14.3 | 8 | 7.5 | False | 32 | 33 | 9.5 |  | Blower Coil System | True | Conventional | 05/05/2023 |  | 06/30/2023
Carrier Corp. - Indianapolis | PAYNE HEATING AND COOLING | PH4GNAK30000AA** | PH4GNAK30000AA** |  |  | Voluntarily Certified | Single-package heat pumps (oth | False | False | 29400 | 30000 | 13.4 | 13.4 | 6.7 | 6.7 | False | 33 | 33 | 11.05 |  |  | False | Conventional | 05/05/2023 |  | 06/30/2023
Carrier Corp. - Indianapolis | Tempstar | TVH836GKA3* | TVH836GKA3* | FCM4X48***L+WALLCON |  | Voluntarily Certified | Single-split-system heat pumps | False | False | 33800 | 32000 | 17 | 14.3 | 8 | 7.5 | False | 32 | 33 | 9.5 |  | Blower Coil System | True | Conventional | 05/05/2023 |  | 06/30/2023
Carrier Corp. - Indianapolis | Day & Night | CVH860GKA2* | CVH860GKA2* | FCM4X60***L+WALLCON |  | Voluntarily Certified | Single-split-system heat pumps | False | False | 56500 | 60000 | 17.5 | 14.3 | 8.5 | 7.5 | False | 32 | 33 | 9.5 |  | Blower Coil System | True | Conventional | 05/05/2023 |  | 06/30/2023
Carrier Corp. - Indianapolis | Carrier | 50VR-K60---30* | 50VR-K60---30* |  |  | Voluntarily Certified | Single-package heat pumps (oth | False | False | 56000 | 56500 | 15.2 | 13.4 | 7.5 | 6.7 | False | 33 | 33 | 11.5 |  |  | False | Conventional | 05/05/2023 |  | 06/30/2023
Carrier Corp. - Indianapolis | Carrier | 38MURAQ48AA3* | 38MURAQ48AA3* | FJ4DN*C48L* |  | Voluntarily Certified | Single-split-system heat pumps | False | False | 47500 | 51000 | 14.5 | 14.3 | 8 | 7.5 | False | 32 | 33 | 9.5 |  | Blower Coil System | True | Conventional | 05/05/2023 |  | 06/30/2023
Carrier Corp. - Indianapolis | Carrier | 48VT*K60***30** | 48VT*K60***30** |  |  | Voluntarily Certified | Single-package heat pumps (oth | False | False | 55000 | 57000 | 13.4 | 13.4 | 6.7 | 6.7 | False | 33 | 33 | 11.05 |  |  | False | Conventional | 05/05/2023 |  | 06/30/2023
Carrier Corp. - Indianapolis | Keeprite | CVH860GKA2* | CVH860GKA2* | FCM4X60***L+WALLCON |  | Voluntarily Certified | Single-split-system heat pumps | False | False | 56500 | 60000 | 17.5 | 14.3 | 8.5 | 7.5 | False | 32 | 33 | 9.5 |  | Blower Coil System | True | Conventional | 05/05/2023 |  | 06/30/2023
Carrier Corp. - Indianapolis | BRYANT HEATING AND COOLING SYSTEMS | 607CNXK60000AA** | 607CNXK60000AA** |  |  | Voluntarily Certified | Single-package heat pumps (oth | False | False | 55000 | 57000 | 13.4 | 13.4 | 6.7 | 6.7 | False | 33 | 33 | 11.05 |  |  | False | Conventional | 05/05/2023 |  | 06/30/2023
Carrier Corp. - Indianapolis | BRYANT HEATING AND COOLING SYSTEMS | 677ENWK24****A* | 677ENWK24****A* |  |  | Voluntarily Certified | Single-package heat pumps (oth | False | False | 22400 | 23800 | 15.2 | 13.4 | 7.2 | 6.7 | False | 33 | 33 | 11.5 |  |  | False | Conventional | 05/05/2023 |  | 06/30/2023
Carrier Corp. - Indianapolis | BRYANT HEATING AND COOLING SYSTEMS | 288BNV037*0**B* | 288BNV037*0**B* | FE4ANB006L+UI |  | Voluntarily Certified | Single-split-system heat pumps | False | False | 33200 | 31600 | 18.5 | 14.3 | 8.5 | 7.5 | False | 32 | 33 | 12 |  | Blower Coil System | True | Conventional | 05/05/2023 |  | 06/30/2023
Carrier Corp. - Indianapolis | BRYANT HEATING AND COOLING SYSTEMS | 607CNXK30000AA** | 607CNXK30000AA** |  |  | Voluntarily Certified | Single-package heat pumps (oth | False | False | 29400 | 30000 | 13.4 | 13.4 | 6.7 | 6.7 | False | 33 | 33 | 11.05 |  |  | False | Conventional | 05/05/2023 |  | 06/30/2023
Carrier Corp. - Indianapolis | BRYANT HEATING AND COOLING SYSTEMS | 677CNWK42****A** | 677CNWK42****A** |  |  | Voluntarily Certified | Single-package heat pumps (oth | False | False | 40000 | 40000 | 13.4 | 13.4 | 6.7 | 6.7 | False | 33 | 33 | 11.05 |  |  | False | Conventional | 05/05/2023 |  | 06/30/2023
Carrier Corp. - Indianapolis | Grandaire | WJH460***K***K* | WJH460***K***K* |  |  | Voluntarily Certified | Single-package heat pumps (oth | False | False | 54000 | 56000 | 13.4 | 13.4 | 6.7 | 6.7 | False | 33 | 33 | 10.6 |  |  | False | Conventional | 05/05/2023 |  | 06/30/2023
Carrier Corp. - Indianapolis | Carrier | 25VNA813A*030* | 25VNA813A*030* | FE4ANF002L+UI |  | Voluntarily Certified | Single-split-system heat pumps | False | False | 12900 | 11900 | 16 | 14.3 | 8 | 7.5 | False | 32 | 33 | 12 |  | Blower Coil System | True | Conventional | 05/05/2023 |  | 06/30/2023
Carrier Corp. - Indianapolis | Carrier | 50VT*K48***30** | 50VT*K48***30** |  |  | Voluntarily Certified | Single-package heat pumps (oth | False | False | 47000 | 46000 | 13.4 | 13.4 | 6.7 | 6.7 | False | 33 | 33 | 11.05 |  |  | False | Conventional | 05/05/2023 |  | 06/30/2023
Carrier Corp. - Indianapolis | EcoTemp | WJH460***K***K* | WJH460***K***K* |  |  | Voluntarily Certified | Single-package heat pumps (oth | False | False | 54000 | 56000 | 13.4 | 13.4 | 6.7 | 6.7 | False | 33 | 33 | 10.6 |  |  | False | Conventional | 05/05/2023 |  | 06/30/2023
Carrier Corp. - Indianapolis | Carrier | 25VNA860A*031* | 25VNA860A*031* | FE4ANB006L+UI |  | Voluntarily Certified | Single-split-system heat pumps | False | False | 56500 | 60000 | 17.5 | 14.3 | 8.5 | 7.5 | False | 32 | 33 | 9.5 |  | Blower Coil System | True | Conventional | 05/05/2023 |  | 06/30/2023
Carrier Corp. - Indianapolis | Heil | PHJ436***K***K* | PHJ436***K***K* |  |  | Voluntarily Certified | Single-package heat pumps (oth | False | False | 35000 | 32200 | 13.4 | 13.4 | 6.7 | 6.7 | False | 33 | 33 | 10.6 |  |  | False | Conventional | 05/05/2023 |  | 06/30/2023
Carrier Corp. - Indianapolis | Heil | PDD436***K***K1 | PDD436***K***K1 |  |  | Voluntarily Certified | Single-package heat pumps (oth | False | False | 33400 | 35000 | 13.4 | 13.4 | 6.7 | 6.7 | False | 33 | 33 | 11.05 |  |  | False | Conventional | 05/05/2023 |  | 06/30/2023
Carrier Corp. - Indianapolis | Keeprite | PDD436***K***K1 | PDD436***K***K1 |  |  | Voluntarily Certified | Single-package heat pumps (oth | False | False | 33400 | 35000 | 13.4 | 13.4 | 6.7 | 6.7 | False | 33 | 33 | 11.05 |  |  | False | Conventional | 05/05/2023 |  | 06/30/2023
Carrier Corp. - Indianapolis | Keeprite | PHJ436***K***K* | PHJ436***K***K* |  |  | Voluntarily Certified | Single-package heat pumps (oth | False | False | 35000 | 32200 | 13.4 | 13.4 | 6.7 | 6.7 | False | 33 | 33 | 10.6 |  |  | False | Conventional | 05/05/2023 |  | 06/30/2023
Carrier Corp. - Indianapolis | Keeprite | CVH836GKA2* | CVH836GKA2* | FCM4X48***L+WALLCON |  | Voluntarily Certified | Single-split-system heat pumps | False | False | 33800 | 32000 | 17 | 14.3 | 8 | 7.5 | False | 32 | 33 | 9.5 |  | Blower Coil System | True | Conventional | 05/05/2023 |  | 06/30/2023
Carrier Corp. - Indianapolis | BRYANT HEATING AND COOLING SYSTEMS | PH4ZNK030***3*** | PH4ZNK030***3*** |  |  | Voluntarily Certified | Single-package heat pumps (oth | False | False | 28600 | 28600 | 13.4 | 13.4 | 6.7 | 6.7 | False | 33 | 33 | 10.6 |  |  | False | Conventional | 05/05/2023 |  | 06/30/2023
Carrier Corp. - Indianapolis | BRYANT HEATING AND COOLING SYSTEMS | PH4ZNK036***3*** | PH4ZNK036***3*** |  |  | Voluntarily Certified | Single-package heat pumps (oth | False | False | 35000 | 32200 | 13.4 | 13.4 | 6.7 | 6.7 | False | 33 | 33 | 10.6 |  |  | False | Conventional | 05/05/2023 |  | 06/30/2023
Carrier Corp. - Indianapolis | BRYANT HEATING AND COOLING SYSTEMS | 677CNWK30****A** | 677CNWK30****A** |  |  | Voluntarily Certified | Single-package heat pumps (oth | False | False | 29400 | 30000 | 13.4 | 13.4 | 6.7 | 6.7 | False | 33 | 33 | 11.05 |  |  | False | Conventional | 05/05/2023 |  | 06/30/2023
Carrier Corp. - Indianapolis | Arcoaire | PHJ436***K***K* | PHJ436***K***K* |  |  | Voluntarily Certified | Single-package heat pumps (oth | False | False | 35000 | 32200 | 13.4 | 13.4 | 6.7 | 6.7 | False | 33 | 33 | 10.6 |  |  | False | Conventional | 05/05/2023 |  | 06/30/2023
Carrier Corp. - Indianapolis | Arcoaire | PDD436***K***K1 | PDD436***K***K1 |  |  | Voluntarily Certified | Single-package heat pumps (oth | False | False | 33400 | 35000 | 13.4 | 13.4 | 6.7 | 6.7 | False | 33 | 33 | 11.05 |  |  | False | Conventional | 05/05/2023 |  | 06/30/2023
Carrier Corp. - Indianapolis | SMART COMFORT | PHJ436***K***K* | PHJ436***K***K* |  |  | Voluntarily Certified | Single-package heat pumps (oth | False | False | 35000 | 32200 | 13.4 | 13.4 | 6.7 | 6.7 | False | 33 | 33 | 10.6 |  |  | False | Conventional | 05/05/2023 |  | 06/30/2023
Carrier Corp. - Indianapolis | WEATHERMAKER | PH4ZNK036***3*** | PH4ZNK036***3*** |  |  | Voluntarily Certified | Single-package heat pumps (oth | False | False | 35000 | 32200 | 13.4 | 13.4 | 6.7 | 6.7 | False | 33 | 33 | 10.6 |  |  | False | Conventional | 05/05/2023 |  | 06/30/2023
Carrier Corp. - Indianapolis | WEATHERMAKER | PH4ZNK030***3*** | PH4ZNK030***3*** |  |  | Voluntarily Certified | Single-package heat pumps (oth | False | False | 28600 | 28600 | 13.4 | 13.4 | 6.7 | 6.7 | False | 33 | 33 | 10.6 |  |  | False | Conventional | 05/05/2023 |  | 06/30/2023
Carrier Corp. - Indianapolis | Carrier | 48VR*K48***30* | 48VR*K48***30* |  |  | Voluntarily Certified | Single-package heat pumps (oth | False | False | 47000 | 45000 | 15.5 | 13.4 | 7.2 | 6.7 | False | 33 | 33 | 11.5 |  |  | False | Conventional | 05/05/2023 |  | 06/30/2023
Carrier Corp. - Indianapolis | Carrier | 50VR-K24---30* | 50VR-K24---30* |  |  | Voluntarily Certified | Single-package heat pumps (oth | False | False | 22400 | 23800 | 15.2 | 13.4 | 7.2 | 6.7 | False | 33 | 33 | 11.5 |  |  | False | Conventional | 05/05/2023 |  | 06/30/2023
Carrier Corp. - Indianapolis | Carrier | 50VT*K24***30** | 50VT*K24***30** |  |  | Voluntarily Certified | Single-package heat pumps (oth | False | False | 22200 | 24000 | 13.4 | 13.4 | 6.7 | 6.7 | False | 33 | 33 | 11.05 |  |  | False | Conventional | 05/05/2023 |  | 06/30/2023
Carrier Corp. - Indianapolis | ICP Commercial | PDD436***K***K1 | PDD436***K***K1 |  |  | Voluntarily Certified | Single-package heat pumps (oth | False | False | 33400 | 35000 | 13.4 | 13.4 | 6.7 | 6.7 | False | 33 | 33 | 11.05 |  |  | False | Conventional | 05/05/2023 |  | 06/30/2023
Carrier Corp. - Indianapolis | ICP Commercial | PHJ436***K***K* | PHJ436***K***K* |  |  | Voluntarily Certified | Single-package heat pumps (oth | False | False | 35000 | 32200 | 13.4 | 13.4 | 6.7 | 6.7 | False | 33 | 33 | 10.6 |  |  | False | Conventional | 05/05/2023 |  | 06/30/2023
Carrier Corp. - Indianapolis | BROCK | PH4ZNK030***3*** | PH4ZNK030***3*** |  |  | Voluntarily Certified | Single-package heat pumps (oth | False | False | 28600 | 28600 | 13.4 | 13.4 | 6.7 | 6.7 | False | 33 | 33 | 10.6 |  |  | False | Conventional | 05/05/2023 |  | 06/30/2023
Carrier Corp. - Indianapolis | BROCK | PH4ZNK036***3*** | PH4ZNK036***3*** |  |  | Voluntarily Certified | Single-package heat pumps (oth | False | False | 35000 | 32200 | 13.4 | 13.4 | 6.7 | 6.7 | False | 33 | 33 | 10.6 |  |  | False | Conventional | 05/05/2023 |  | 06/30/2023
Carrier Corp. - Indianapolis | PAYNE HEATING AND COOLING | PH4ZNK030***3*** | PH4ZNK030***3*** |  |  | Voluntarily Certified | Single-package heat pumps (oth | False | False | 28600 | 28600 | 13.4 | 13.4 | 6.7 | 6.7 | False | 33 | 33 | 10.6 |  |  | False | Conventional | 05/05/2023 |  | 06/30/2023
Carrier Corp. - Indianapolis | PAYNE HEATING AND COOLING | PH4ZNK036***3*** | PH4ZNK036***3*** |  |  | Voluntarily Certified | Single-package heat pumps (oth | False | False | 35000 | 32200 | 13.4 | 13.4 | 6.7 | 6.7 | False | 33 | 33 | 10.6 |  |  | False | Conventional | 05/05/2023 |  | 06/30/2023
Carrier Corp. - Indianapolis | Airquest | PDD436***K***K1 | PDD436***K***K1 |  |  | Voluntarily Certified | Single-package heat pumps (oth | False | False | 33400 | 35000 | 13.4 | 13.4 | 6.7 | 6.7 | False | 33 | 33 | 11.05 |  |  | False | Conventional | 05/05/2023 |  | 06/30/2023
Carrier Corp. - Indianapolis | Airquest | PHJ436***K***K* | PHJ436***K***K* |  |  | Voluntarily Certified | Single-package heat pumps (oth | False | False | 35000 | 32200 | 13.4 | 13.4 | 6.7 | 6.7 | False | 33 | 33 | 10.6 |  |  | False | Conventional | 05/05/2023 |  | 06/30/2023
Carrier Corp. - Indianapolis | Kenmore | PHJ436***K***K* | PHJ436***K***K* |  |  | Voluntarily Certified | Single-package heat pumps (oth | False | False | 35000 | 32200 | 13.4 | 13.4 | 6.7 | 6.7 | False | 33 | 33 | 10.6 |  |  | False | Conventional | 05/05/2023 |  | 06/30/2023
Carrier Corp. - Indianapolis | Kenmore | (C,H,T)VH836GKA2* | (C,H,T)VH836GKA2* | FCM4X48***L+WALLCON |  | Voluntarily Certified | Single-split-system heat pumps | False | False | 33800 | 32000 | 17 | 14.3 | 8 | 7.5 | False | 32 | 33 | 9.5 |  | Blower Coil System | True | Conventional | 05/05/2023 |  | 06/30/2023
Carrier Corp. - Indianapolis | Kenmore | PDD436***K***K1 | PDD436***K***K1 |  |  | Voluntarily Certified | Single-package heat pumps (oth | False | False | 33400 | 35000 | 13.4 | 13.4 | 6.7 | 6.7 | False | 33 | 33 | 11.05 |  |  | False | Conventional | 05/05/2023 |  | 06/30/2023
Carrier Corp. - Indianapolis | Grandaire | WPH4604000RKK*** | WPH4604000RKK*** |  |  | Voluntarily Certified | Single-package heat pumps (oth | False | False | 55000 | 57000 | 13.4 | 13.4 | 6.7 | 6.7 | False | 33 | 33 | 11.05 |  |  | False | Conventional | 05/05/2023 |  | 06/30/2023
Carrier Corp. - Indianapolis | EcoTemp | WPH4604000RKK*** | WPH4604000RKK*** |  |  | Voluntarily Certified | Single-package heat pumps (oth | False | False | 55000 | 57000 | 13.4 | 13.4 | 6.7 | 6.7 | False | 33 | 33 | 11.05 |  |  | False | Conventional | 05/05/2023 |  | 06/30/2023
Carrier Corp. - Indianapolis | Tempstar | PDD436***K***K1 | PDD436***K***K1 |  |  | Voluntarily Certified | Single-package heat pumps (oth | False | False | 33400 | 35000 | 13.4 | 13.4 | 6.7 | 6.7 | False | 33 | 33 | 11.05 |  |  | False | Conventional | 05/05/2023 |  | 06/30/2023
Carrier Corp. - Indianapolis | Tempstar | PHJ436***K***K* | PHJ436***K***K* |  |  | Voluntarily Certified | Single-package heat pumps (oth | False | False | 35000 | 32200 | 13.4 | 13.4 | 6.7 | 6.7 | False | 33 | 33 | 10.6 |  |  | False | Conventional | 05/05/2023 |  | 06/30/2023
Carrier Corp. - Indianapolis | Tempstar | TVH836GKA2* | TVH836GKA2* | FCM4X48***L+WALLCON |  | Voluntarily Certified | Single-split-system heat pumps | False | False | 33800 | 32000 | 17 | 14.3 | 8 | 7.5 | False | 32 | 33 | 9.5 |  | Blower Coil System | True | Conventional | 05/05/2023 |  | 06/30/2023
Carrier Corp. - Indianapolis | 1HVAC | PHJ436***K***K* | PHJ436***K***K* |  |  | Voluntarily Certified | Single-package heat pumps (oth | False | False | 35000 | 32200 | 13.4 | 13.4 | 6.7 | 6.7 | False | 33 | 33 | 10.6 |  |  | False | Conventional | 05/05/2023 |  | 06/30/2023
Carrier Corp. - Indianapolis | 1HVAC | PDD436***K***K1 | PDD436***K***K1 |  |  | Voluntarily Certified | Single-package heat pumps (oth | False | False | 33400 | 35000 | 13.4 | 13.4 | 6.7 | 6.7 | False | 33 | 33 | 11.05 |  |  | False | Conventional | 05/05/2023 |  | 06/30/2023
Carrier Corp. - Indianapolis | Day & Night | PDD436***K***K1 | PDD436***K***K1 |  |  | Voluntarily Certified | Single-package heat pumps (oth | False | False | 33400 | 35000 | 13.4 | 13.4 | 6.7 | 6.7 | False | 33 | 33 | 11.05 |  |  | False | Conventional | 05/05/2023 |  | 06/30/2023
Carrier Corp. - Indianapolis | Day & Night | PHJ436***K***K* | PHJ436***K***K* |  |  | Voluntarily Certified | Single-package heat pumps (oth | False | False | 35000 | 32200 | 13.4 | 13.4 | 6.7 | 6.7 | False | 33 | 33 | 10.6 |  |  | False | Conventional | 05/05/2023 |  | 06/30/2023
Carrier Corp. - Indianapolis | Day & Night | CVH836GKA2* | CVH836GKA2* | FCM4X48***L+WALLCON |  | Voluntarily Certified | Single-split-system heat pumps | False | False | 33800 | 32000 | 17 | 14.3 | 8 | 7.5 | False | 32 | 33 | 9.5 |  | Blower Coil System | True | Conventional | 05/05/2023 |  | 06/30/2023
Carrier Corp. - Indianapolis | Comfortmaker | PHJ436***K***K* | PHJ436***K***K* |  |  | Voluntarily Certified | Single-package heat pumps (oth | False | False | 35000 | 32200 | 13.4 | 13.4 | 6.7 | 6.7 | False | 33 | 33 | 10.6 |  |  | False | Conventional | 05/05/2023 |  | 06/30/2023
Carrier Corp. - Indianapolis | Comfortmaker | CVH836GKA2* | CVH836GKA2* | FCM4X48***L+WALLCON |  | Voluntarily Certified | Single-split-system heat pumps | False | False | 33800 | 32000 | 17 | 14.3 | 8 | 7.5 | False | 32 | 33 | 9.5 |  | Blower Coil System | True | Conventional | 05/05/2023 |  | 06/30/2023
Carrier Corp. - Indianapolis | Comfortmaker | PDD436***K***K1 | PDD436***K***K1 |  |  | Voluntarily Certified | Single-package heat pumps (oth | False | False | 33400 | 35000 | 13.4 | 13.4 | 6.7 | 6.7 | False | 33 | 33 | 11.05 |  |  | False | Conventional | 05/05/2023 |  | 06/30/2023
Carrier Corp. - Indianapolis | BRYANT HEATING AND COOLING SYSTEMS | 288BNV048*0**B* | 288BNV048*0**B* | FE4AN(B,F)005L+UI |  | Voluntarily Certified | Single-split-system heat pumps | False | False | 45500 | 46000 | 18 | 14.3 | 8.5 | 7.5 | False | 32 | 33 | 10.5 |  | Blower Coil System | True | Conventional | 05/05/2023 |  | 06/30/2023
Carrier Corp. - Indianapolis | Day & Night | CVH825GKA3* | CVH825GKA3* | FCM4X48***L+WALLCON |  | Voluntarily Certified | Single-split-system heat pumps | False | False | 24400 | 20600 | 17.5 | 14.3 | 8.5 | 7.5 | False | 32 | 33 | 11.7 |  | Blower Coil System | True | Conventional | 05/05/2023 |  | 06/30/2023
Carrier Corp. - Indianapolis | Comfortmaker | CVH825GKA3* | CVH825GKA3* | FCM4X48***L+WALLCON |  | Voluntarily Certified | Single-split-system heat pumps | False | False | 24400 | 20600 | 17.5 | 14.3 | 8.5 | 7.5 | False | 32 | 33 | 11.7 |  | Blower Coil System | True | Conventional | 05/05/2023 |  | 06/30/2023
Carrier Corp. - Indianapolis | Keeprite | CVH825GKA3* | CVH825GKA3* | FCM4X48***L+WALLCON |  | Voluntarily Certified | Single-split-system heat pumps | False | False | 24400 | 20600 | 17.5 | 14.3 | 8.5 | 7.5 | False | 32 | 33 | 11.7 |  | Blower Coil System | True | Conventional | 05/05/2023 |  | 06/30/2023
Carrier Corp. - Indianapolis | Kenmore | (C,H,T)VH848GKA2* | (C,H,T)VH848GKA2* | FCM4X48***L+WALLCON |  | Voluntarily Certified | Single-split-system heat pumps | False | False | 45500 | 46000 | 18 | 14.3 | 8.5 | 7.5 | False | 32 | 33 | 10.5 |  | Blower Coil System | True | Conventional | 05/05/2023 |  | 06/30/2023
Carrier Corp. - Indianapolis | Grandaire | WDLCURAH48AAK | WDLCURAH48AAK | WBHL484*C* |  | Voluntarily Certified | Single-split-system heat pumps | False | False | 47500 | 51000 | 14.5 | 14.3 | 8 | 7.5 | False | 32 | 33 | 9.5 |  | Blower Coil System | True | Conventional | 05/05/2023 |  | 06/30/2023
Carrier Corp. - Indianapolis | BROCK | PH5SAN424**AA* | PH5SAN424**AA* | PF4MN*B24L* |  | Voluntarily Certified | Single-split-system heat pumps | False | False | 23600 | 24000 | 15 | 14.3 | 7.5 | 7.5 | False | 32 | 33 | 12 |  | Blower Coil System | False | Conventional | 05/05/2023 |  | 06/30/2023
Carrier Corp. - Indianapolis | PAYNE HEATING AND COOLING | 38MURAQ60AB3* | 38MURAQ60AB3* | FV4CNB006L |  | Voluntarily Certified | Single-split-system heat pumps | False | False | 55000 | 53500 | 14.3 | 14.3 | 8 | 7.5 | False | 32 | 33 | 8.5 |  | Blower Coil System | True | Conventional | 05/05/2023 |  | 06/30/2023
Carrier Corp. - Indianapolis | PAYNE HEATING AND COOLING | PH5SAN424**AA* | PH5SAN424**AA* | PF4MN*B24L* |  | Voluntarily Certified | Single-split-system heat pumps | False | False | 23600 | 24000 | 15 | 14.3 | 7.5 | 7.5 | False | 32 | 33 | 12 |  | Blower Coil System | False | Conventional | 05/05/2023 |  | 06/30/2023
Carrier Corp. - Indianapolis | Day & Night | PHD442000K***K1 | PHD442000K***K1 |  |  | Voluntarily Certified | Single-package heat pumps (oth | False | False | 40000 | 40000 | 13.4 | 13.4 | 6.7 | 6.7 | False | 33 | 33 | 11.05 |  |  | False | Conventional | 05/05/2023 |  | 06/30/2023
Carrier Corp. - Indianapolis | Tempstar | PHD442000K***K1 | PHD442000K***K1 |  |  | Voluntarily Certified | Single-package heat pumps (oth | False | False | 40000 | 40000 | 13.4 | 13.4 | 6.7 | 6.7 | False | 33 | 33 | 11.05 |  |  | False | Conventional | 05/05/2023 |  | 06/30/2023
Carrier Corp. - Indianapolis | 1HVAC | PHD442000K***K1 | PHD442000K***K1 |  |  | Voluntarily Certified | Single-package heat pumps (oth | False | False | 40000 | 40000 | 13.4 | 13.4 | 6.7 | 6.7 | False | 33 | 33 | 11.05 |  |  | False | Conventional | 05/05/2023 |  | 06/30/2023
Carrier Corp. - Indianapolis | Carrier | 48VR*K24***30* | 48VR*K24***30* |  |  | Voluntarily Certified | Single-package heat pumps (oth | False | False | 22400 | 23800 | 15.2 | 13.4 | 7.2 | 6.7 | False | 33 | 33 | 11.5 |  |  | False | Conventional | 05/05/2023 |  | 06/30/2023
Carrier Corp. - Indianapolis | Carrier | 38MURAQ60AB3* | 38MURAQ60AB3* | FV4CNB006L |  | Voluntarily Certified | Single-split-system heat pumps | False | False | 55000 | 53500 | 14.3 | 14.3 | 8 | 7.5 | False | 32 | 33 | 8.5 |  | Blower Coil System | True | Conventional | 05/05/2023 |  | 06/30/2023
Carrier Corp. - Indianapolis | Carrier | 50VT*K30***30** | 50VT*K30***30** |  |  | Voluntarily Certified | Single-package heat pumps (oth | False | False | 29400 | 30000 | 13.4 | 13.4 | 6.7 | 6.7 | False | 33 | 33 | 11.05 |  |  | False | Conventional | 05/05/2023 |  | 06/30/2023
Carrier Corp. - Indianapolis | Carrier | 48VT*K24***30** | 48VT*K24***30** |  |  | Voluntarily Certified | Single-package heat pumps (oth | False | False | 22200 | 24000 | 13.4 | 13.4 | 6.7 | 6.7 | False | 33 | 33 | 11.05 |  |  | False | Conventional | 05/05/2023 |  | 06/30/2023
Carrier Corp. - Indianapolis | Heil | HVH837GKA2* | HVH837GKA2* | FCM4X60***L+WALLCON |  | Voluntarily Certified | Single-split-system heat pumps | False | False | 33200 | 31600 | 18.5 | 14.3 | 8.5 | 7.5 | False | 32 | 33 | 12 |  | Blower Coil System | True | Conventional | 05/05/2023 |  | 06/30/2023
Carrier Corp. - Indianapolis | Heil | PHD442000K***K1 | PHD442000K***K1 |  |  | Voluntarily Certified | Single-package heat pumps (oth | False | False | 40000 | 40000 | 13.4 | 13.4 | 6.7 | 6.7 | False | 33 | 33 | 11.05 |  |  | False | Conventional | 05/05/2023 |  | 06/30/2023
Carrier Corp. - Indianapolis | Keeprite | PHD442000K***K1 | PHD442000K***K1 |  |  | Voluntarily Certified | Single-package heat pumps (oth | False | False | 40000 | 40000 | 13.4 | 13.4 | 6.7 | 6.7 | False | 33 | 33 | 11.05 |  |  | False | Conventional | 05/05/2023 |  | 06/30/2023
Carrier Corp. - Indianapolis | Comfortmaker | PHD442000K***K1 | PHD442000K***K1 |  |  | Voluntarily Certified | Single-package heat pumps (oth | False | False | 40000 | 40000 | 13.4 | 13.4 | 6.7 | 6.7 | False | 33 | 33 | 11.05 |  |  | False | Conventional | 05/05/2023 |  | 06/30/2023
Carrier Corp. - Indianapolis | Airquest | PHD442000K***K1 | PHD442000K***K1 |  |  | Voluntarily Certified | Single-package heat pumps (oth | False | False | 40000 | 40000 | 13.4 | 13.4 | 6.7 | 6.7 | False | 33 | 33 | 11.05 |  |  | False | Conventional | 05/05/2023 |  | 06/30/2023
Carrier Corp. - Indianapolis | Airquest | HVH837GKA2* | HVH837GKA2* | FCM4X60***L+WALLCON |  | Voluntarily Certified | Single-split-system heat pumps | False | False | 33200 | 31600 | 18.5 | 14.3 | 8.5 | 7.5 | False | 32 | 33 | 12 |  | Blower Coil System | True | Conventional | 05/05/2023 |  | 06/30/2023
Carrier Corp. - Indianapolis | Kenmore | PHD442000K***K1 | PHD442000K***K1 |  |  | Voluntarily Certified | Single-package heat pumps (oth | False | False | 40000 | 40000 | 13.4 | 13.4 | 6.7 | 6.7 | False | 33 | 33 | 11.05 |  |  | False | Conventional | 05/05/2023 |  | 06/30/2023
Carrier Corp. - Indianapolis | ICP Commercial | PHD442000K***K1 | PHD442000K***K1 |  |  | Voluntarily Certified | Single-package heat pumps (oth | False | False | 40000 | 40000 | 13.4 | 13.4 | 6.7 | 6.7 | False | 33 | 33 | 11.05 |  |  | False | Conventional | 05/05/2023 |  | 06/30/2023
Carrier Corp. - Indianapolis | BRYANT HEATING AND COOLING SYSTEMS | 288BNV060*0**B* | 288BNV060*0**B* | FE4ANB006L+UI |  | Voluntarily Certified | Single-split-system heat pumps | False | False | 56500 | 60000 | 17.5 | 14.3 | 8.5 | 7.5 | False | 32 | 33 | 9.5 |  | Blower Coil System | True | Conventional | 05/05/2023 |  | 06/30/2023
Carrier Corp. - Indianapolis | BRYANT HEATING AND COOLING SYSTEMS | 38MURAQ60AB3* | 38MURAQ60AB3* | FV4CNB006L |  | Voluntarily Certified | Single-split-system heat pumps | False | False | 55000 | 53500 | 14.3 | 14.3 | 8 | 7.5 | False | 32 | 33 | 8.5 |  | Blower Coil System | True | Conventional | 05/05/2023 |  | 06/30/2023
Carrier Corp. - Indianapolis | BRYANT HEATING AND COOLING SYSTEMS | 607CNXK24000AA** | 607CNXK24000AA** |  |  | Voluntarily Certified | Single-package heat pumps (oth | False | False | 22200 | 24000 | 13.4 | 13.4 | 6.7 | 6.7 | False | 33 | 33 | 11.05 |  |  | False | Conventional | 05/05/2023 |  | 06/30/2023
Carrier Corp. - Indianapolis | BRYANT HEATING AND COOLING SYSTEMS | 677CNWK48****A** | 677CNWK48****A** |  |  | Voluntarily Certified | Single-package heat pumps (oth | False | False | 47000 | 46000 | 13.4 | 13.4 | 6.7 | 6.7 | False | 33 | 33 | 11.05 |  |  | False | Conventional | 05/05/2023 |  | 06/30/2023
Carrier Corp. - Indianapolis | BRYANT HEATING AND COOLING SYSTEMS | PH5SAN424**AA* | PH5SAN424**AA* | PF4MN*B24L* |  | Voluntarily Certified | Single-split-system heat pumps | False | False | 23600 | 24000 | 15 | 14.3 | 7.5 | 7.5 | False | 32 | 33 | 12 |  | Blower Coil System | False | Conventional | 05/05/2023 |  | 06/30/2023
Carrier Corp. - Indianapolis | Arcoaire | HVH837GKA2* | HVH837GKA2* | FCM4X60***L+WALLCON |  | Voluntarily Certified | Single-split-system heat pumps | False | False | 33200 | 31600 | 18.5 | 14.3 | 8.5 | 7.5 | False | 32 | 33 | 12 |  | Blower Coil System | True | Conventional | 05/05/2023 |  | 06/30/2023
Carrier Corp. - Indianapolis | Arcoaire | PHD442000K***K1 | PHD442000K***K1 |  |  | Voluntarily Certified | Single-package heat pumps (oth | False | False | 40000 | 40000 | 13.4 | 13.4 | 6.7 | 6.7 | False | 33 | 33 | 11.05 |  |  | False | Conventional | 05/05/2023 |  | 06/30/2023
Carrier Corp. - Indianapolis | WEATHERMAKER | PH5SAN424**AA* | PH5SAN424**AA* | PF4MN*B24L* |  | Voluntarily Certified | Single-split-system heat pumps | False | False | 23600 | 24000 | 15 | 14.3 | 7.5 | 7.5 | False | 32 | 33 | 12 |  | Blower Coil System | False | Conventional | 05/05/2023 |  | 06/30/2023
Carrier Corp. - Indianapolis | Arcoaire | PHJ430***K***K* | PHJ430***K***K* |  |  | Voluntarily Certified | Single-package heat pumps (oth | False | False | 28600 | 28600 | 13.4 | 13.4 | 6.7 | 6.7 | False | 33 | 33 | 10.6 |  |  | False | Conventional | 05/05/2023 |  | 06/30/2023
Carrier Corp. - Indianapolis | Arcoaire | PHR536000K***K1 | PHR536000K***K1 |  |  | Voluntarily Certified | Single-package heat pumps (oth | False | False | 34200 | 34400 | 15.5 | 13.4 | 7.2 | 6.7 | False | 33 | 33 | 12 |  |  | False | Conventional | 05/05/2023 |  | 06/30/2023
Carrier Corp. - Indianapolis | Arcoaire | HVH860GKA2* | HVH860GKA2* | FCM4X60***L+WALLCON |  | Voluntarily Certified | Single-split-system heat pumps | False | False | 56500 | 60000 | 17.5 | 14.3 | 8.5 | 7.5 | False | 32 | 33 | 9.5 |  | Blower Coil System | True | Conventional | 05/05/2023 |  | 06/30/2023
Carrier Corp. - Indianapolis | SMART COMFORT | PHJ430***K***K* | PHJ430***K***K* |  |  | Voluntarily Certified | Single-package heat pumps (oth | False | False | 28600 | 28600 | 13.4 | 13.4 | 6.7 | 6.7 | False | 33 | 33 | 10.6 |  |  | False | Conventional | 05/05/2023 |  | 06/30/2023
Carrier Corp. - Indianapolis | WEATHERMAKER | PH4GNAK60000AA** | PH4GNAK60000AA** |  |  | Voluntarily Certified | Single-package heat pumps (oth | False | False | 55000 | 57000 | 13.4 | 13.4 | 6.7 | 6.7 | False | 33 | 33 | 11.05 |  |  | False | Conventional | 05/05/2023 |  | 06/30/2023
Carrier Corp. - Indianapolis | BROCK | PH4GNAK60000AA** | PH4GNAK60000AA** |  |  | Voluntarily Certified | Single-package heat pumps (oth | False | False | 55000 | 57000 | 13.4 | 13.4 | 6.7 | 6.7 | False | 33 | 33 | 11.05 |  |  | False | Conventional | 05/05/2023 |  | 06/30/2023
Carrier Corp. - Indianapolis | PAYNE HEATING AND COOLING | PH4GNAK60000AA** | PH4GNAK60000AA** |  |  | Voluntarily Certified | Single-package heat pumps (oth | False | False | 55000 | 57000 | 13.4 | 13.4 | 6.7 | 6.7 | False | 33 | 33 | 11.05 |  |  | False | Conventional | 05/05/2023 |  | 06/30/2023
Carrier Corp. - Indianapolis | Day & Night | PHR536000K***K1 | PHR536000K***K1 |  |  | Voluntarily Certified | Single-package heat pumps (oth | False | False | 34200 | 34400 | 15.5 | 13.4 | 7.2 | 6.7 | False | 33 | 33 | 12 |  |  | False | Conventional | 05/05/2023 |  | 06/30/2023
Carrier Corp. - Indianapolis | Day & Night | PHJ430***K***K* | PHJ430***K***K* |  |  | Voluntarily Certified | Single-package heat pumps (oth | False | False | 28600 | 28600 | 13.4 | 13.4 | 6.7 | 6.7 | False | 33 | 33 | 10.6 |  |  | False | Conventional | 05/05/2023 |  | 06/30/2023
Carrier Corp. - Indianapolis | Tempstar | PHR536000K***K1 | PHR536000K***K1 |  |  | Voluntarily Certified | Single-package heat pumps (oth | False | False | 34200 | 34400 | 15.5 | 13.4 | 7.2 | 6.7 | False | 33 | 33 | 12 |  |  | False | Conventional | 05/05/2023 |  | 06/30/2023
Carrier Corp. - Indianapolis | Tempstar | PHJ430***K***K* | PHJ430***K***K* |  |  | Voluntarily Certified | Single-package heat pumps (oth | False | False | 28600 | 28600 | 13.4 | 13.4 | 6.7 | 6.7 | False | 33 | 33 | 10.6 |  |  | False | Conventional | 05/05/2023 |  | 06/30/2023
Carrier Corp. - Indianapolis | 1HVAC | PHR536000K***K1 | PHR536000K***K1 |  |  | Voluntarily Certified | Single-package heat pumps (oth | False | False | 34200 | 34400 | 15.5 | 13.4 | 7.2 | 6.7 | False | 33 | 33 | 12 |  |  | False | Conventional | 05/05/2023 |  | 06/30/2023
Carrier Corp. - Indianapolis | 1HVAC | PHJ430***K***K* | PHJ430***K***K* |  |  | Voluntarily Certified | Single-package heat pumps (oth | False | False | 28600 | 28600 | 13.4 | 13.4 | 6.7 | 6.7 | False | 33 | 33 | 10.6 |  |  | False | Conventional | 05/05/2023 |  | 06/30/2023
Carrier Corp. - Indianapolis | Maratherm | PHR536000K***K1 | PHR536000K***K1 |  |  | Voluntarily Certified | Single-package heat pumps (oth | False | False | 34200 | 34400 | 15.5 | 13.4 | 7.2 | 6.7 | False | 33 | 33 | 12 |  |  | False | Conventional | 05/05/2023 |  | 06/30/2023
Carrier Corp. - Indianapolis | Heil | PHR536000K***K1 | PHR536000K***K1 |  |  | Voluntarily Certified | Single-package heat pumps (oth | False | False | 34200 | 34400 | 15.5 | 13.4 | 7.2 | 6.7 | False | 33 | 33 | 12 |  |  | False | Conventional | 05/05/2023 |  | 06/30/2023
Carrier Corp. - Indianapolis | Heil | PHJ430***K***K* | PHJ430***K***K* |  |  | Voluntarily Certified | Single-package heat pumps (oth | False | False | 28600 | 28600 | 13.4 | 13.4 | 6.7 | 6.7 | False | 33 | 33 | 10.6 |  |  | False | Conventional | 05/05/2023 |  | 06/30/2023
Carrier Corp. - Indianapolis | Heil | HVH860GKA2* | HVH860GKA2* | FCM4X60***L+WALLCON |  | Voluntarily Certified | Single-split-system heat pumps | False | False | 56500 | 60000 | 17.5 | 14.3 | 8.5 | 7.5 | False | 32 | 33 | 9.5 |  | Blower Coil System | True | Conventional | 05/05/2023 |  | 06/30/2023
Carrier Corp. - Indianapolis | Keeprite | PHJ430***K***K* | PHJ430***K***K* |  |  | Voluntarily Certified | Single-package heat pumps (oth | False | False | 28600 | 28600 | 13.4 | 13.4 | 6.7 | 6.7 | False | 33 | 33 | 10.6 |  |  | False | Conventional | 05/05/2023 |  | 06/30/2023
Carrier Corp. - Indianapolis | Keeprite | PHR536000K***K1 | PHR536000K***K1 |  |  | Voluntarily Certified | Single-package heat pumps (oth | False | False | 34200 | 34400 | 15.5 | 13.4 | 7.2 | 6.7 | False | 33 | 33 | 12 |  |  | False | Conventional | 05/05/2023 |  | 06/30/2023
Carrier Corp. - Indianapolis | Airquest | HVH860GKA2* | HVH860GKA2* | FCM4X60***L+WALLCON |  | Voluntarily Certified | Single-split-system heat pumps | False | False | 56500 | 60000 | 17.5 | 14.3 | 8.5 | 7.5 | False | 32 | 33 | 9.5 |  | Blower Coil System | True | Conventional | 05/05/2023 |  | 06/30/2023
Carrier Corp. - Indianapolis | Airquest | PHR536000K***K1 | PHR536000K***K1 |  |  | Voluntarily Certified | Single-package heat pumps (oth | False | False | 34200 | 34400 | 15.5 | 13.4 | 7.2 | 6.7 | False | 33 | 33 | 12 |  |  | False | Conventional | 05/05/2023 |  | 06/30/2023
Carrier Corp. - Indianapolis | Airquest | PHJ430***K***K* | PHJ430***K***K* |  |  | Voluntarily Certified | Single-package heat pumps (oth | False | False | 28600 | 28600 | 13.4 | 13.4 | 6.7 | 6.7 | False | 33 | 33 | 10.6 |  |  | False | Conventional | 05/05/2023 |  | 06/30/2023
Carrier Corp. - Indianapolis | Kenmore | PHJ430***K***K* | PHJ430***K***K* |  |  | Voluntarily Certified | Single-package heat pumps (oth | False | False | 28600 | 28600 | 13.4 | 13.4 | 6.7 | 6.7 | False | 33 | 33 | 10.6 |  |  | False | Conventional | 05/05/2023 |  | 06/30/2023
Carrier Corp. - Indianapolis | Kenmore | (C,H,T)4H5S24*K*AAA* | (C,H,T)4H5S24*K*AAA* | FJMA4*24L*B* |  | Voluntarily Certified | Single-split-system heat pumps | False | False | 23600 | 24000 | 15 | 14.3 | 7.5 | 7.5 | False | 32 | 33 | 12 |  | Blower Coil System | False | Conventional | 05/05/2023 |  | 06/30/2023
Carrier Corp. - Indianapolis | Kenmore | PHR536000K***K1 | PHR536000K***K1 |  |  | Voluntarily Certified | Single-package heat pumps (oth | False | False | 34200 | 34400 | 15.5 | 13.4 | 7.2 | 6.7 | False | 33 | 33 | 12 |  |  | False | Conventional | 05/05/2023 |  | 06/30/2023
Carrier Corp. - Indianapolis | Grandaire | WPH4304000RKK*** | WPH4304000RKK*** |  |  | Voluntarily Certified | Single-package heat pumps (oth | False | False | 29400 | 30000 | 13.4 | 13.4 | 6.7 | 6.7 | False | 33 | 33 | 11.05 |  |  | False | Conventional | 05/05/2023 |  | 06/30/2023
Carrier Corp. - Indianapolis | ICP Commercial | PHR536000K***K1 | PHR536000K***K1 |  |  | Voluntarily Certified | Single-package heat pumps (oth | False | False | 34200 | 34400 | 15.5 | 13.4 | 7.2 | 6.7 | False | 33 | 33 | 12 |  |  | False | Conventional | 05/05/2023 |  | 06/30/2023
Carrier Corp. - Indianapolis | ICP Commercial | PHJ430***K***K* | PHJ430***K***K* |  |  | Voluntarily Certified | Single-package heat pumps (oth | False | False | 28600 | 28600 | 13.4 | 13.4 | 6.7 | 6.7 | False | 33 | 33 | 10.6 |  |  | False | Conventional | 05/05/2023 |  | 06/30/2023
Carrier Corp. - Indianapolis | Comfortmaker | PHR536000K***K1 | PHR536000K***K1 |  |  | Voluntarily Certified | Single-package heat pumps (oth | False | False | 34200 | 34400 | 15.5 | 13.4 | 7.2 | 6.7 | False | 33 | 33 | 12 |  |  | False | Conventional | 05/05/2023 |  | 06/30/2023
Carrier Corp. - Indianapolis | Comfortmaker | PHJ430***K***K* | PHJ430***K***K* |  |  | Voluntarily Certified | Single-package heat pumps (oth | False | False | 28600 | 28600 | 13.4 | 13.4 | 6.7 | 6.7 | False | 33 | 33 | 10.6 |  |  | False | Conventional | 05/05/2023 |  | 06/30/2023
Carrier Corp. - Indianapolis | BRYANT HEATING AND COOLING SYSTEMS | 607ENXK60000AA* | 607ENXK60000AA* |  |  | Voluntarily Certified | Single-package heat pumps (oth | False | False | 56000 | 56500 | 15.2 | 13.4 | 7.5 | 6.7 | False | 33 | 33 | 11.5 |  |  | False | Conventional | 05/05/2023 |  | 06/30/2023
Carrier Corp. - Indianapolis | BRYANT HEATING AND COOLING SYSTEMS | PH4ZNK048***3*** | PH4ZNK048***3*** |  |  | Voluntarily Certified | Single-package heat pumps (oth | False | False | 45500 | 45000 | 13.4 | 13.4 | 6.7 | 6.7 | False | 33 | 33 | 10.6 |  |  | False | Conventional | 05/05/2023 |  | 06/30/2023
Carrier Corp. - Indianapolis | ICP Commercial | PDD448***K***K1 | PDD448***K***K1 |  |  | Voluntarily Certified | Single-package heat pumps (oth | False | False | 47000 | 46000 | 13.4 | 13.4 | 6.7 | 6.7 | False | 33 | 33 | 11.05 |  |  | False | Conventional | 05/05/2023 |  | 06/30/2023
Carrier Corp. - Indianapolis | ICP Commercial | PDD460***K***K1 | PDD460***K***K1 |  |  | Voluntarily Certified | Single-package heat pumps (oth | False | False | 55000 | 57000 | 13.4 | 13.4 | 6.7 | 6.7 | False | 33 | 33 | 11.05 |  |  | False | Conventional | 05/05/2023 |  | 06/30/2023
Carrier Corp. - Indianapolis | ICP Commercial | PHR560000K***K1 | PHR560000K***K1 |  |  | Voluntarily Certified | Single-package heat pumps (oth | False | False | 56000 | 56500 | 15.2 | 13.4 | 7.5 | 6.7 | False | 33 | 33 | 11.5 |  |  | False | Conventional | 05/05/2023 |  | 06/30/2023
Carrier Corp. - Indianapolis | Arcoaire | PDD460***K***K1 | PDD460***K***K1 |  |  | Voluntarily Certified | Single-package heat pumps (oth | False | False | 55000 | 57000 | 13.4 | 13.4 | 6.7 | 6.7 | False | 33 | 33 | 11.05 |  |  | False | Conventional | 05/05/2023 |  | 06/30/2023
Carrier Corp. - Indianapolis | Arcoaire | PHR560000K***K1 | PHR560000K***K1 |  |  | Voluntarily Certified | Single-package heat pumps (oth | False | False | 56000 | 56500 | 15.2 | 13.4 | 7.5 | 6.7 | False | 33 | 33 | 11.5 |  |  | False | Conventional | 05/05/2023 |  | 06/30/2023
Carrier Corp. - Indianapolis | Arcoaire | PDD448***K***K1 | PDD448***K***K1 |  |  | Voluntarily Certified | Single-package heat pumps (oth | False | False | 47000 | 46000 | 13.4 | 13.4 | 6.7 | 6.7 | False | 33 | 33 | 11.05 |  |  | False | Conventional | 05/05/2023 |  | 06/30/2023
Carrier Corp. - Indianapolis | WEATHERMAKER | PH4ZNK048***3*** | PH4ZNK048***3*** |  |  | Voluntarily Certified | Single-package heat pumps (oth | False | False | 45500 | 45000 | 13.4 | 13.4 | 6.7 | 6.7 | False | 33 | 33 | 10.6 |  |  | False | Conventional | 05/05/2023 |  | 06/30/2023
Carrier Corp. - Indianapolis | Carrier | 25VNA837A*030* | 25VNA837A*030* | FE4ANB006L+UI |  | Voluntarily Certified | Single-split-system heat pumps | False | False | 33200 | 31600 | 18.5 | 14.3 | 8.5 | 7.5 | False | 32 | 33 | 12 |  | Blower Coil System | True | Conventional | 05/05/2023 |  | 06/30/2023
Carrier Corp. - Indianapolis | Carrier | 25SCA524A**30* | 25SCA524A**30* | PF4MN*B24L* |  | Voluntarily Certified | Single-split-system heat pumps | False | False | 23600 | 24000 | 15 | 14.3 | 7.5 | 7.5 | False | 32 | 33 | 12 |  | Blower Coil System | False | Conventional | 05/05/2023 |  | 06/30/2023
Carrier Corp. - Indianapolis | Heil | PHR560000K***K1 | PHR560000K***K1 |  |  | Voluntarily Certified | Single-package heat pumps (oth | False | False | 56000 | 56500 | 15.2 | 13.4 | 7.5 | 6.7 | False | 33 | 33 | 11.5 |  |  | False | Conventional | 05/05/2023 |  | 06/30/2023
Carrier Corp. - Indianapolis | Heil | PDD448***K***K1 | PDD448***K***K1 |  |  | Voluntarily Certified | Single-package heat pumps (oth | False | False | 47000 | 46000 | 13.4 | 13.4 | 6.7 | 6.7 | False | 33 | 33 | 11.05 |  |  | False | Conventional | 05/05/2023 |  | 06/30/2023
Carrier Corp. - Indianapolis | Heil | PDD460***K***K1 | PDD460***K***K1 |  |  | Voluntarily Certified | Single-package heat pumps (oth | False | False | 55000 | 57000 | 13.4 | 13.4 | 6.7 | 6.7 | False | 33 | 33 | 11.05 |  |  | False | Conventional | 05/05/2023 |  | 06/30/2023
Carrier Corp. - Indianapolis | 1HVAC | PHR560000K***K1 | PHR560000K***K1 |  |  | Voluntarily Certified | Single-package heat pumps (oth | False | False | 56000 | 56500 | 15.2 | 13.4 | 7.5 | 6.7 | False | 33 | 33 | 11.5 |  |  | False | Conventional | 05/05/2023 |  | 06/30/2023
Carrier Corp. - Indianapolis | 1HVAC | PDD448***K***K1 | PDD448***K***K1 |  |  | Voluntarily Certified | Single-package heat pumps (oth | False | False | 47000 | 46000 | 13.4 | 13.4 | 6.7 | 6.7 | False | 33 | 33 | 11.05 |  |  | False | Conventional | 05/05/2023 |  | 06/30/2023
Carrier Corp. - Indianapolis | 1HVAC | PDD460***K***K1 | PDD460***K***K1 |  |  | Voluntarily Certified | Single-package heat pumps (oth | False | False | 55000 | 57000 | 13.4 | 13.4 | 6.7 | 6.7 | False | 33 | 33 | 11.05 |  |  | False | Conventional | 05/05/2023 |  | 06/30/2023
Carrier Corp. - Indianapolis | Maratherm | PHR560000K***K1 | PHR560000K***K1 |  |  | Voluntarily Certified | Single-package heat pumps (oth | False | False | 56000 | 56500 | 15.2 | 13.4 | 7.5 | 6.7 | False | 33 | 33 | 11.5 |  |  | False | Conventional | 05/05/2023 |  | 06/30/2023
Carrier Corp. - Indianapolis | Maratherm | PDD460***K***K1 | PDD460***K***K1 |  |  | Voluntarily Certified | Single-package heat pumps (oth | False | False | 55000 | 57000 | 13.4 | 13.4 | 6.7 | 6.7 | False | 33 | 33 | 11.05 |  |  | False | Conventional | 05/05/2023 |  | 06/30/2023
Carrier Corp. - Indianapolis | Comfortmaker | PDD460***K***K1 | PDD460***K***K1 |  |  | Voluntarily Certified | Single-package heat pumps (oth | False | False | 55000 | 57000 | 13.4 | 13.4 | 6.7 | 6.7 | False | 33 | 33 | 11.05 |  |  | False | Conventional | 05/05/2023 |  | 06/30/2023
Carrier Corp. - Indianapolis | Comfortmaker | PHR560000K***K1 | PHR560000K***K1 |  |  | Voluntarily Certified | Single-package heat pumps (oth | False | False | 56000 | 56500 | 15.2 | 13.4 | 7.5 | 6.7 | False | 33 | 33 | 11.5 |  |  | False | Conventional | 05/05/2023 |  | 06/30/2023
Carrier Corp. - Indianapolis | Comfortmaker | PDD448***K***K1 | PDD448***K***K1 |  |  | Voluntarily Certified | Single-package heat pumps (oth | False | False | 47000 | 46000 | 13.4 | 13.4 | 6.7 | 6.7 | False | 33 | 33 | 11.05 |  |  | False | Conventional | 05/05/2023 |  | 06/30/2023
Carrier Corp. - Indianapolis | Keeprite | PDD460***K***K1 | PDD460***K***K1 |  |  | Voluntarily Certified | Single-package heat pumps (oth | False | False | 55000 | 57000 | 13.4 | 13.4 | 6.7 | 6.7 | False | 33 | 33 | 11.05 |  |  | False | Conventional | 05/05/2023 |  | 06/30/2023
Carrier Corp. - Indianapolis | Keeprite | PHR560000K***K1 | PHR560000K***K1 |  |  | Voluntarily Certified | Single-package heat pumps (oth | False | False | 56000 | 56500 | 15.2 | 13.4 | 7.5 | 6.7 | False | 33 | 33 | 11.5 |  |  | False | Conventional | 05/05/2023 |  | 06/30/2023
Carrier Corp. - Indianapolis | Keeprite | PDD448***K***K1 | PDD448***K***K1 |  |  | Voluntarily Certified | Single-package heat pumps (oth | False | False | 47000 | 46000 | 13.4 | 13.4 | 6.7 | 6.7 | False | 33 | 33 | 11.05 |  |  | False | Conventional | 05/05/2023 |  | 06/30/2023
Carrier Corp. - Indianapolis | Airquest | PDD448***K***K1 | PDD448***K***K1 |  |  | Voluntarily Certified | Single-package heat pumps (oth | False | False | 47000 | 46000 | 13.4 | 13.4 | 6.7 | 6.7 | False | 33 | 33 | 11.05 |  |  | False | Conventional | 05/05/2023 |  | 06/30/2023
Carrier Corp. - Indianapolis | Airquest | PDD460***K***K1 | PDD460***K***K1 |  |  | Voluntarily Certified | Single-package heat pumps (oth | False | False | 55000 | 57000 | 13.4 | 13.4 | 6.7 | 6.7 | False | 33 | 33 | 11.05 |  |  | False | Conventional | 05/05/2023 |  | 06/30/2023
Carrier Corp. - Indianapolis | Airquest | PHR560000K***K1 | PHR560000K***K1 |  |  | Voluntarily Certified | Single-package heat pumps (oth | False | False | 56000 | 56500 | 15.2 | 13.4 | 7.5 | 6.7 | False | 33 | 33 | 11.5 |  |  | False | Conventional | 05/05/2023 |  | 06/30/2023
Carrier Corp. - Indianapolis | Kenmore | PDD460***K***K1 | PDD460***K***K1 |  |  | Voluntarily Certified | Single-package heat pumps (oth | False | False | 55000 | 57000 | 13.4 | 13.4 | 6.7 | 6.7 | False | 33 | 33 | 11.05 |  |  | False | Conventional | 05/05/2023 |  | 06/30/2023
Carrier Corp. - Indianapolis | Kenmore | PDD448***K***K1 | PDD448***K***K1 |  |  | Voluntarily Certified | Single-package heat pumps (oth | False | False | 47000 | 46000 | 13.4 | 13.4 | 6.7 | 6.7 | False | 33 | 33 | 11.05 |  |  | False | Conventional | 05/05/2023 |  | 06/30/2023
Carrier Corp. - Indianapolis | Kenmore | PHR560000K***K1 | PHR560000K***K1 |  |  | Voluntarily Certified | Single-package heat pumps (oth | False | False | 56000 | 56500 | 15.2 | 13.4 | 7.5 | 6.7 | False | 33 | 33 | 11.5 |  |  | False | Conventional | 05/05/2023 |  | 06/30/2023
Carrier Corp. - Indianapolis | Tempstar | PHR560000K***K1 | PHR560000K***K1 |  |  | Voluntarily Certified | Single-package heat pumps (oth | False | False | 56000 | 56500 | 15.2 | 13.4 | 7.5 | 6.7 | False | 33 | 33 | 11.5 |  |  | False | Conventional | 05/05/2023 |  | 06/30/2023
Carrier Corp. - Indianapolis | Tempstar | PDD448***K***K1 | PDD448***K***K1 |  |  | Voluntarily Certified | Single-package heat pumps (oth | False | False | 47000 | 46000 | 13.4 | 13.4 | 6.7 | 6.7 | False | 33 | 33 | 11.05 |  |  | False | Conventional | 05/05/2023 |  | 06/30/2023
Carrier Corp. - Indianapolis | Tempstar | PDD460***K***K1 | PDD460***K***K1 |  |  | Voluntarily Certified | Single-package heat pumps (oth | False | False | 55000 | 57000 | 13.4 | 13.4 | 6.7 | 6.7 | False | 33 | 33 | 11.05 |  |  | False | Conventional | 05/05/2023 |  | 06/30/2023
Carrier Corp. - Indianapolis | Day & Night | PDD448***K***K1 | PDD448***K***K1 |  |  | Voluntarily Certified | Single-package heat pumps (oth | False | False | 47000 | 46000 | 13.4 | 13.4 | 6.7 | 6.7 | False | 33 | 33 | 11.05 |  |  | False | Conventional | 05/05/2023 |  | 06/30/2023
Carrier Corp. - Indianapolis | Day & Night | PDD460***K***K1 | PDD460***K***K1 |  |  | Voluntarily Certified | Single-package heat pumps (oth | False | False | 55000 | 57000 | 13.4 | 13.4 | 6.7 | 6.7 | False | 33 | 33 | 11.05 |  |  | False | Conventional | 05/05/2023 |  | 06/30/2023
Carrier Corp. - Indianapolis | Day & Night | PHR560000K***K1 | PHR560000K***K1 |  |  | Voluntarily Certified | Single-package heat pumps (oth | False | False | 56000 | 56500 | 15.2 | 13.4 | 7.5 | 6.7 | False | 33 | 33 | 11.5 |  |  | False | Conventional | 05/05/2023 |  | 06/30/2023
Carrier Corp. - Indianapolis | PAYNE HEATING AND COOLING | PH4ZNK048***3*** | PH4ZNK048***3*** |  |  | Voluntarily Certified | Single-package heat pumps (oth | False | False | 45500 | 45000 | 13.4 | 13.4 | 6.7 | 6.7 | False | 33 | 33 | 10.6 |  |  | False | Conventional | 05/05/2023 |  | 06/30/2023
Carrier Corp. - Indianapolis | BROCK | PH4ZNK048***3*** | PH4ZNK048***3*** |  |  | Voluntarily Certified | Single-package heat pumps (oth | False | False | 45500 | 45000 | 13.4 | 13.4 | 6.7 | 6.7 | False | 33 | 33 | 10.6 |  |  | False | Conventional | 05/05/2023 |  | 06/30/2023
Carrier Corp. - Indianapolis | BRYANT HEATING AND COOLING SYSTEMS | 215SAN024**AA* | 215SAN024**AA* | PF4MN*B24L* |  | Voluntarily Certified | Single-split-system heat pumps | False | False | 23600 | 24000 | 15 | 14.3 | 7.5 | 7.5 | False | 32 | 33 | 12 |  | Blower Coil System | False | Conventional | 05/05/2023 |  | 06/30/2023
Carrier Corp. - Indianapolis | BRYANT HEATING AND COOLING SYSTEMS | 607ENXK48000AA* | 607ENXK48000AA* |  |  | Voluntarily Certified | Single-package heat pumps (oth | False | False | 47000 | 45000 | 15.5 | 13.4 | 7.2 | 6.7 | False | 33 | 33 | 11.5 |  |  | False | Conventional | 05/05/2023 |  | 06/30/2023
Carrier Corp. - Indianapolis | BRYANT HEATING AND COOLING SYSTEMS | 677ENWK36****A* | 677ENWK36****A* |  |  | Voluntarily Certified | Single-package heat pumps (oth | False | False | 34200 | 34400 | 15.5 | 13.4 | 7.2 | 6.7 | False | 33 | 33 | 12 |  |  | False | Conventional | 05/05/2023 |  | 06/30/2023
Carrier Corp. - Indianapolis | BRYANT HEATING AND COOLING SYSTEMS | PH4ZNK060***3*** | PH4ZNK060***3*** |  |  | Voluntarily Certified | Single-package heat pumps (oth | False | False | 54000 | 56000 | 13.4 | 13.4 | 6.7 | 6.7 | False | 33 | 33 | 10.6 |  |  | False | Conventional | 05/05/2023 |  | 06/30/2023
Carrier Corp. - Indianapolis | BRYANT HEATING AND COOLING SYSTEMS | 288BNV025*0**C* | 288BNV025*0**C* | FE4AN(B,F)005L+UI |  | Voluntarily Certified | Single-split-system heat pumps | False | False | 24400 | 20600 | 17.5 | 14.3 | 8.5 | 7.5 | False | 32 | 33 | 11.7 |  | Blower Coil System | True | Conventional | 05/05/2023 |  | 06/30/2023
Carrier Corp. - Indianapolis | Arcoaire | HVH836GKA2* | HVH836GKA2* | FCM4X48***L+WALLCON |  | Voluntarily Certified | Single-split-system heat pumps | False | False | 33800 | 32000 | 17 | 14.3 | 8 | 7.5 | False | 32 | 33 | 9.5 |  | Blower Coil System | True | Conventional | 05/05/2023 |  | 06/30/2023
Carrier Corp. - Indianapolis | Arcoaire | PHJ424***K***K* | PHJ424***K***K* |  |  | Voluntarily Certified | Single-package heat pumps (oth | False | False | 24000 | 24000 | 13.4 | 13.4 | 6.7 | 6.7 | False | 33 | 33 | 10.6 |  |  | False | Conventional | 05/05/2023 |  | 06/30/2023
Carrier Corp. - Indianapolis | SMART COMFORT | PHJ424***K***K* | PHJ424***K***K* |  |  | Voluntarily Certified | Single-package heat pumps (oth | False | False | 24000 | 24000 | 13.4 | 13.4 | 6.7 | 6.7 | False | 33 | 33 | 10.6 |  |  | False | Conventional | 05/05/2023 |  | 06/30/2023
Carrier Corp. - Indianapolis | WEATHERMAKER | PH4ZNK060***3*** | PH4ZNK060***3*** |  |  | Voluntarily Certified | Single-package heat pumps (oth | False | False | 54000 | 56000 | 13.4 | 13.4 | 6.7 | 6.7 | False | 33 | 33 | 10.6 |  |  | False | Conventional | 05/05/2023 |  | 06/30/2023
Carrier Corp. - Indianapolis | PAYNE HEATING AND COOLING | PH4ZNK060***3*** | PH4ZNK060***3*** |  |  | Voluntarily Certified | Single-package heat pumps (oth | False | False | 54000 | 56000 | 13.4 | 13.4 | 6.7 | 6.7 | False | 33 | 33 | 10.6 |  |  | False | Conventional | 05/05/2023 |  | 06/30/2023
Carrier Corp. - Indianapolis | BROCK | PH4ZNK060***3*** | PH4ZNK060***3*** |  |  | Voluntarily Certified | Single-package heat pumps (oth | False | False | 54000 | 56000 | 13.4 | 13.4 | 6.7 | 6.7 | False | 33 | 33 | 10.6 |  |  | False | Conventional | 05/05/2023 |  | 06/30/2023
Carrier Corp. - Indianapolis | 1HVAC | PHJ424***K***K* | PHJ424***K***K* |  |  | Voluntarily Certified | Single-package heat pumps (oth | False | False | 24000 | 24000 | 13.4 | 13.4 | 6.7 | 6.7 | False | 33 | 33 | 10.6 |  |  | False | Conventional | 05/05/2023 |  | 06/30/2023
Carrier Corp. - Indianapolis | Comfortmaker | PHJ424***K***K* | PHJ424***K***K* |  |  | Voluntarily Certified | Single-package heat pumps (oth | False | False | 24000 | 24000 | 13.4 | 13.4 | 6.7 | 6.7 | False | 33 | 33 | 10.6 |  |  | False | Conventional | 05/05/2023 |  | 06/30/2023
Carrier Corp. - Indianapolis | Day & Night | PHJ424***K***K* | PHJ424***K***K* |  |  | Voluntarily Certified | Single-package heat pumps (oth | False | False | 24000 | 24000 | 13.4 | 13.4 | 6.7 | 6.7 | False | 33 | 33 | 10.6 |  |  | False | Conventional | 05/05/2023 |  | 06/30/2023
Carrier Corp. - Indianapolis | Airquest | PHJ424***K***K* | PHJ424***K***K* |  |  | Voluntarily Certified | Single-package heat pumps (oth | False | False | 24000 | 24000 | 13.4 | 13.4 | 6.7 | 6.7 | False | 33 | 33 | 10.6 |  |  | False | Conventional | 05/05/2023 |  | 06/30/2023
Carrier Corp. - Indianapolis | Airquest | HVH836GKA2* | HVH836GKA2* | FCM4X48***L+WALLCON |  | Voluntarily Certified | Single-split-system heat pumps | False | False | 33800 | 32000 | 17 | 14.3 | 8 | 7.5 | False | 32 | 33 | 9.5 |  | Blower Coil System | True | Conventional | 05/05/2023 |  | 06/30/2023
Carrier Corp. - Indianapolis | Kenmore | PHJ424***K***K* | PHJ424***K***K* |  |  | Voluntarily Certified | Single-package heat pumps (oth | False | False | 24000 | 24000 | 13.4 | 13.4 | 6.7 | 6.7 | False | 33 | 33 | 10.6 |  |  | False | Conventional | 05/05/2023 |  | 06/30/2023
Carrier Corp. - Indianapolis | ICP Commercial | PHJ424***K***K* | PHJ424***K***K* |  |  | Voluntarily Certified | Single-package heat pumps (oth | False | False | 24000 | 24000 | 13.4 | 13.4 | 6.7 | 6.7 | False | 33 | 33 | 10.6 |  |  | False | Conventional | 05/05/2023 |  | 06/30/2023
Carrier Corp. - Indianapolis | Carrier | 25VNA836A*031* | 25VNA836A*031* | FE4AN(B,F)005L+UI |  | Voluntarily Certified | Single-split-system heat pumps | False | False | 33800 | 32000 | 17 | 14.3 | 8 | 7.5 | False | 32 | 33 | 9.5 |  | Blower Coil System | True | Conventional | 05/05/2023 |  | 06/30/2023
Carrier Corp. - Indianapolis | Carrier | 50VT*K42***30** | 50VT*K42***30** |  |  | Voluntarily Certified | Single-package heat pumps (oth | False | False | 40000 | 40000 | 13.4 | 13.4 | 6.7 | 6.7 | False | 33 | 33 | 11.05 |  |  | False | Conventional | 05/05/2023 |  | 06/30/2023
Carrier Corp. - Indianapolis | Carrier | 25VNA837A*031* | 25VNA837A*031* | FE4ANB006L+UI |  | Voluntarily Certified | Single-split-system heat pumps | False | False | 33200 | 31600 | 18.5 | 14.3 | 8.5 | 7.5 | False | 32 | 33 | 12 |  | Blower Coil System | True | Conventional | 05/05/2023 |  | 06/30/2023
Carrier Corp. - Indianapolis | Heil | PHJ424***K***K* | PHJ424***K***K* |  |  | Voluntarily Certified | Single-package heat pumps (oth | False | False | 24000 | 24000 | 13.4 | 13.4 | 6.7 | 6.7 | False | 33 | 33 | 10.6 |  |  | False | Conventional | 05/05/2023 |  | 06/30/2023
Carrier Corp. - Indianapolis | Heil | HVH836GKA2* | HVH836GKA2* | FCM4X48***L+WALLCON |  | Voluntarily Certified | Single-split-system heat pumps | False | False | 33800 | 32000 | 17 | 14.3 | 8 | 7.5 | False | 32 | 33 | 9.5 |  | Blower Coil System | True | Conventional | 05/05/2023 |  | 06/30/2023
Carrier Corp. - Indianapolis | Keeprite | PHJ424***K***K* | PHJ424***K***K* |  |  | Voluntarily Certified | Single-package heat pumps (oth | False | False | 24000 | 24000 | 13.4 | 13.4 | 6.7 | 6.7 | False | 33 | 33 | 10.6 |  |  | False | Conventional | 05/05/2023 |  | 06/30/2023
Carrier Corp. - Indianapolis | Tempstar | PHJ424***K***K* | PHJ424***K***K* |  |  | Voluntarily Certified | Single-package heat pumps (oth | False | False | 24000 | 24000 | 13.4 | 13.4 | 6.7 | 6.7 | False | 33 | 33 | 10.6 |  |  | False | Conventional | 05/05/2023 |  | 06/30/2023
Carrier Corp. - Indianapolis | Carrier | 50VT*K60***30** | 50VT*K60***30** |  |  | Voluntarily Certified | Single-package heat pumps (oth | False | False | 55000 | 57000 | 13.4 | 13.4 | 6.7 | 6.7 | False | 33 | 33 | 11.05 |  |  | False | Conventional | 05/05/2023 |  | 06/30/2023
Carrier Corp. - Indianapolis | Carrier | 48VT*K30***30** | 48VT*K30***30** |  |  | Voluntarily Certified | Single-package heat pumps (oth | False | False | 29400 | 30000 | 13.4 | 13.4 | 6.7 | 6.7 | False | 33 | 33 | 11.05 |  |  | False | Conventional | 05/05/2023 |  | 06/30/2023
Carrier Corp. - Indianapolis | Carrier | 48VT*K36***30** | 48VT*K36***30** |  |  | Voluntarily Certified | Single-package heat pumps (oth | False | False | 33400 | 35000 | 13.4 | 13.4 | 6.7 | 6.7 | False | 33 | 33 | 11.05 |  |  | False | Conventional | 05/05/2023 |  | 06/30/2023
Carrier Corp. - Indianapolis | Carrier | 25VNA448A*031* | 25VNA448A*031* | FE4ANB006L+UI |  | Voluntarily Certified | Single-split-system heat pumps | False | False | 46000 | 45500 | 22 | 14.3 | 9.5 | 7.5 | False | 32 | 33 | 13 |  | Blower Coil System | True | Conventional | 05/05/2023 |  | 06/30/2023
Carrier Corp. - Indianapolis | ICP Commercial | PHR524000K***K1 | PHR524000K***K1 |  |  | Voluntarily Certified | Single-package heat pumps (oth | False | False | 22400 | 23800 | 15.2 | 13.4 | 7.2 | 6.7 | False | 33 | 33 | 11.5 |  |  | False | Conventional | 05/05/2023 |  | 06/30/2023
Carrier Corp. - Indianapolis | BRYANT HEATING AND COOLING SYSTEMS | 284ANV036*0**B* | 284ANV036*0**B* | FE4AN(B,F)005L+UI |  | Voluntarily Certified | Single-split-system heat pumps | False | False | 34400 | 35800 | 21 | 14.3 | 9.5 | 7.5 | False | 32 | 33 | 13 |  | Blower Coil System | True | Conventional | 05/05/2023 |  | 06/30/2023
Carrier Corp. - Indianapolis | Arcoaire | PHR524000K***K1 | PHR524000K***K1 |  |  | Voluntarily Certified | Single-package heat pumps (oth | False | False | 22400 | 23800 | 15.2 | 13.4 | 7.2 | 6.7 | False | 33 | 33 | 11.5 |  |  | False | Conventional | 05/05/2023 |  | 06/30/2023
Carrier Corp. - Indianapolis | EcoTemp | WJH424***K***K* | WJH424***K***K* |  |  | Voluntarily Certified | Single-package heat pumps (oth | False | False | 24000 | 24000 | 13.4 | 13.4 | 6.7 | 6.7 | False | 33 | 33 | 10.6 |  |  | False | Conventional | 05/05/2023 |  | 06/30/2023
Carrier Corp. - Indianapolis | Tempstar | PHR524000K***K1 | PHR524000K***K1 |  |  | Voluntarily Certified | Single-package heat pumps (oth | False | False | 22400 | 23800 | 15.2 | 13.4 | 7.2 | 6.7 | False | 33 | 33 | 11.5 |  |  | False | Conventional | 05/05/2023 |  | 06/30/2023
Carrier Corp. - Indianapolis | Day & Night | PHR524000K***K1 | PHR524000K***K1 |  |  | Voluntarily Certified | Single-package heat pumps (oth | False | False | 22400 | 23800 | 15.2 | 13.4 | 7.2 | 6.7 | False | 33 | 33 | 11.5 |  |  | False | Conventional | 05/05/2023 |  | 06/30/2023
Carrier Corp. - Indianapolis | 1HVAC | PHR524000K***K1 | PHR524000K***K1 |  |  | Voluntarily Certified | Single-package heat pumps (oth | False | False | 22400 | 23800 | 15.2 | 13.4 | 7.2 | 6.7 | False | 33 | 33 | 11.5 |  |  | False | Conventional | 05/05/2023 |  | 06/30/2023
Carrier Corp. - Indianapolis | Maratherm | PHR524000K***K1 | PHR524000K***K1 |  |  | Voluntarily Certified | Single-package heat pumps (oth | False | False | 22400 | 23800 | 15.2 | 13.4 | 7.2 | 6.7 | False | 33 | 33 | 11.5 |  |  | False | Conventional | 05/05/2023 |  | 06/30/2023
Carrier Corp. - Indianapolis | Comfortmaker | PHR524000K***K1 | PHR524000K***K1 |  |  | Voluntarily Certified | Single-package heat pumps (oth | False | False | 22400 | 23800 | 15.2 | 13.4 | 7.2 | 6.7 | False | 33 | 33 | 11.5 |  |  | False | Conventional | 05/05/2023 |  | 06/30/2023
Carrier Corp. - Indianapolis | Heil | PHR524000K***K1 | PHR524000K***K1 |  |  | Voluntarily Certified | Single-package heat pumps (oth | False | False | 22400 | 23800 | 15.2 | 13.4 | 7.2 | 6.7 | False | 33 | 33 | 11.5 |  |  | False | Conventional | 05/05/2023 |  | 06/30/2023
Carrier Corp. - Indianapolis | Keeprite | PHR524000K***K1 | PHR524000K***K1 |  |  | Voluntarily Certified | Single-package heat pumps (oth | False | False | 22400 | 23800 | 15.2 | 13.4 | 7.2 | 6.7 | False | 33 | 33 | 11.5 |  |  | False | Conventional | 05/05/2023 |  | 06/30/2023
Carrier Corp. - Indianapolis | Airquest | PHR524000K***K1 | PHR524000K***K1 |  |  | Voluntarily Certified | Single-package heat pumps (oth | False | False | 22400 | 23800 | 15.2 | 13.4 | 7.2 | 6.7 | False | 33 | 33 | 11.5 |  |  | False | Conventional | 05/05/2023 |  | 06/30/2023
Carrier Corp. - Indianapolis | Kenmore | (C,H,T)VH836GKA3* | (C,H,T)VH836GKA3* | FCM4X48***L+WALLCON |  | Voluntarily Certified | Single-split-system heat pumps | False | False | 33800 | 32000 | 17 | 14.3 | 8 | 7.5 | False | 32 | 33 | 9.5 |  | Blower Coil System | True | Conventional | 05/05/2023 |  | 06/30/2023
Carrier Corp. - Indianapolis | Kenmore | PHR524000K***K1 | PHR524000K***K1 |  |  | Voluntarily Certified | Single-package heat pumps (oth | False | False | 22400 | 23800 | 15.2 | 13.4 | 7.2 | 6.7 | False | 33 | 33 | 11.5 |  |  | False | Conventional | 05/05/2023 |  | 06/30/2023
Carrier Corp. - Indianapolis | Grandaire | WJH424***K***K* | WJH424***K***K* |  |  | Voluntarily Certified | Single-package heat pumps (oth | False | False | 24000 | 24000 | 13.4 | 13.4 | 6.7 | 6.7 | False | 33 | 33 | 10.6 |  |  | False | Conventional | 05/05/2023 |  | 06/30/2023
Carrier Corp. - Indianapolis | Arcoaire | N4H5S24*K*AAA* | N4H5S24*K*AAA* | FJMA4*24L*B* |  | Voluntarily Certified | Single-split-system heat pumps | False | False | 23600 | 24000 | 15 | 14.3 | 7.5 | 7.5 | False | 32 | 33 | 12 |  | Blower Coil System | False | Conventional | 05/05/2023 |  | 06/30/2023
Carrier Corp. - Indianapolis | SMART COMFORT | N4H5S24*K*AAA* | N4H5S24*K*AAA* | FJMA4*24L*B* |  | Voluntarily Certified | Single-split-system heat pumps | False | False | 23600 | 24000 | 15 | 14.3 | 7.5 | 7.5 | False | 32 | 33 | 12 |  | Blower Coil System | False | Conventional | 05/05/2023 |  | 06/30/2023
Carrier Corp. - Indianapolis | WEATHERMAKER | PH4ZNK024***3*** | PH4ZNK024***3*** |  |  | Voluntarily Certified | Single-package heat pumps (oth | False | False | 24000 | 24000 | 13.4 | 13.4 | 6.7 | 6.7 | False | 33 | 33 | 10.6 |  |  | False | Conventional | 05/05/2023 |  | 06/30/2023
Carrier Corp. - Indianapolis | Carrier | 50ZHK042***3*** | 50ZHK042***3*** |  |  | Voluntarily Certified | Single-package heat pumps (oth | False | False | 40000 | 40000 | 13.4 | 13.4 | 6.7 | 6.7 | False | 33 | 33 | 10.6 |  |  | False | Conventional | 05/05/2023 |  | 06/30/2023
Carrier Corp. - Indianapolis | Heil | N4H5S24*K*AAA* | N4H5S24*K*AAA* | FJMA4*24L*B* |  | Voluntarily Certified | Single-split-system heat pumps | False | False | 23600 | 24000 | 15 | 14.3 | 7.5 | 7.5 | False | 32 | 33 | 12 |  | Blower Coil System | False | Conventional | 05/05/2023 |  | 06/30/2023
Carrier Corp. - Indianapolis | Airquest | N4H5S24*K*AAA* | N4H5S24*K*AAA* | FJMA4*24L*B* |  | Voluntarily Certified | Single-split-system heat pumps | False | False | 23600 | 24000 | 15 | 14.3 | 7.5 | 7.5 | False | 32 | 33 | 12 |  | Blower Coil System | False | Conventional | 05/05/2023 |  | 06/30/2023
Carrier Corp. - Indianapolis | Kenmore | N4H5S24*K*AAA* | N4H5S24*K*AAA* | FJMA4*24L*B* |  | Voluntarily Certified | Single-split-system heat pumps | False | False | 23600 | 24000 | 15 | 14.3 | 7.5 | 7.5 | False | 32 | 33 | 12 |  | Blower Coil System | False | Conventional | 05/05/2023 |  | 06/30/2023
Carrier Corp. - Indianapolis | Grandaire | WJH448***K***K* | WJH448***K***K* |  |  | Voluntarily Certified | Single-package heat pumps (oth | False | False | 45500 | 45000 | 13.4 | 13.4 | 6.7 | 6.7 | False | 33 | 33 | 10.6 |  |  | False | Conventional | 05/05/2023 |  | 06/30/2023
Carrier Corp. - Indianapolis | Keeprite | N4H5S24*K*AAA* | N4H5S24*K*AAA* | FJMA4*24L*B* |  | Voluntarily Certified | Single-split-system heat pumps | False | False | 23600 | 24000 | 15 | 14.3 | 7.5 | 7.5 | False | 32 | 33 | 12 |  | Blower Coil System | False | Conventional | 05/05/2023 |  | 06/30/2023
Carrier Corp. - Indianapolis | BRYANT HEATING AND COOLING SYSTEMS | PH4ZNK024***3*** | PH4ZNK024***3*** |  |  | Voluntarily Certified | Single-package heat pumps (oth | False | False | 24000 | 24000 | 13.4 | 13.4 | 6.7 | 6.7 | False | 33 | 33 | 10.6 |  |  | False | Conventional | 05/05/2023 |  | 06/30/2023
Carrier Corp. - Indianapolis | Tempstar | N4H5S24*K*AAA* | N4H5S24*K*AAA* | FJMA4*24L*B* |  | Voluntarily Certified | Single-split-system heat pumps | False | False | 23600 | 24000 | 15 | 14.3 | 7.5 | 7.5 | False | 32 | 33 | 12 |  | Blower Coil System | False | Conventional | 05/05/2023 |  | 06/30/2023
Carrier Corp. - Indianapolis | Comfortmaker | N4H5S24*K*AAA* | N4H5S24*K*AAA* | FJMA4*24L*B* |  | Voluntarily Certified | Single-split-system heat pumps | False | False | 23600 | 24000 | 15 | 14.3 | 7.5 | 7.5 | False | 32 | 33 | 12 |  | Blower Coil System | False | Conventional | 05/05/2023 |  | 06/30/2023
Carrier Corp. - Indianapolis | Maratherm | N4H5S24*K*AAA* | N4H5S24*K*AAA* | FJMA4*24L*B* |  | Voluntarily Certified | Single-split-system heat pumps | False | False | 23600 | 24000 | 15 | 14.3 | 7.5 | 7.5 | False | 32 | 33 | 12 |  | Blower Coil System | False | Conventional | 05/05/2023 |  | 06/30/2023
Carrier Corp. - Indianapolis | BROCK | PH4ZNK024***3*** | PH4ZNK024***3*** |  |  | Voluntarily Certified | Single-package heat pumps (oth | False | False | 24000 | 24000 | 13.4 | 13.4 | 6.7 | 6.7 | False | 33 | 33 | 10.6 |  |  | False | Conventional | 05/05/2023 |  | 06/30/2023
Carrier Corp. - Indianapolis | PAYNE HEATING AND COOLING | PH4ZNK024***3*** | PH4ZNK024***3*** |  |  | Voluntarily Certified | Single-package heat pumps (oth | False | False | 24000 | 24000 | 13.4 | 13.4 | 6.7 | 6.7 | False | 33 | 33 | 10.6 |  |  | False | Conventional | 05/05/2023 |  | 06/30/2023
Carrier Corp. - Indianapolis | EcoTemp | WJH448***K***K* | WJH448***K***K* |  |  | Voluntarily Certified | Single-package heat pumps (oth | False | False | 45500 | 45000 | 13.4 | 13.4 | 6.7 | 6.7 | False | 33 | 33 | 10.6 |  |  | False | Conventional | 05/05/2023 |  | 06/30/2023
Carrier Corp. - Indianapolis | Day & Night | N4H5S24*K*AAA* | N4H5S24*K*AAA* | FJMA4*24L*B* |  | Voluntarily Certified | Single-split-system heat pumps | False | False | 23600 | 24000 | 15 | 14.3 | 7.5 | 7.5 | False | 32 | 33 | 12 |  | Blower Coil System | False | Conventional | 05/05/2023 |  | 06/30/2023
Carrier Corp. - Indianapolis | EcoTemp | W4H5S24*K*AAA* | W4H5S24*K*AAA* | WBHL244*B* |  | Voluntarily Certified | Single-split-system heat pumps | False | False | 23600 | 24000 | 15 | 14.3 | 7.5 | 7.5 | False | 32 | 33 | 12 |  | Blower Coil System | False | Conventional | 05/05/2023 |  | 06/30/2023
Carrier Corp. - Indianapolis | EcoTemp | WJH430***K***K* | WJH430***K***K* |  |  | Voluntarily Certified | Single-package heat pumps (oth | False | False | 28600 | 28600 | 13.4 | 13.4 | 6.7 | 6.7 | False | 33 | 33 | 10.6 |  |  | False | Conventional | 05/05/2023 |  | 06/30/2023
Carrier Corp. - Indianapolis | Tempstar | TVH860GKA2* | TVH860GKA2* | FCM4X60***L+WALLCON |  | Voluntarily Certified | Single-split-system heat pumps | False | False | 56500 | 60000 | 17.5 | 14.3 | 8.5 | 7.5 | False | 32 | 33 | 9.5 |  | Blower Coil System | True | Conventional | 05/05/2023 |  | 06/30/2023
Carrier Corp. - Indianapolis | Tempstar | TVH825GKA3* | TVH825GKA3* | FCM4X48***L+WALLCON |  | Voluntarily Certified | Single-split-system heat pumps | False | False | 24400 | 20600 | 17.5 | 14.3 | 8.5 | 7.5 | False | 32 | 33 | 11.7 |  | Blower Coil System | True | Conventional | 05/05/2023 |  | 06/30/2023
Carrier Corp. - Indianapolis | Comfortmaker | CVH848GKA2* | CVH848GKA2* | FCM4X48***L+WALLCON |  | Voluntarily Certified | Single-split-system heat pumps | False | False | 45500 | 46000 | 18 | 14.3 | 8.5 | 7.5 | False | 32 | 33 | 10.5 |  | Blower Coil System | True | Conventional | 05/05/2023 |  | 06/30/2023
Carrier Corp. - Indianapolis | Day & Night | CVH848GKA2* | CVH848GKA2* | FCM4X48***L+WALLCON |  | Voluntarily Certified | Single-split-system heat pumps | False | False | 45500 | 46000 | 18 | 14.3 | 8.5 | 7.5 | False | 32 | 33 | 10.5 |  | Blower Coil System | True | Conventional | 05/05/2023 |  | 06/30/2023
Carrier Corp. - Indianapolis | Carrier | 50ZHK060***3*** | 50ZHK060***3*** |  |  | Voluntarily Certified | Single-package heat pumps (oth | False | False | 54000 | 56000 | 13.4 | 13.4 | 6.7 | 6.7 | False | 33 | 33 | 10.6 |  |  | False | Conventional | 05/05/2023 |  | 06/30/2023
Carrier Corp. - Indianapolis | Carrier | 48VT*K42***30** | 48VT*K42***30** |  |  | Voluntarily Certified | Single-package heat pumps (oth | False | False | 40000 | 40000 | 13.4 | 13.4 | 6.7 | 6.7 | False | 33 | 33 | 11.05 |  |  | False | Conventional | 05/05/2023 |  | 06/30/2023
Carrier Corp. - Indianapolis | Carrier | 25VNA424A*031* | 25VNA424A*031* | FE4ANF002L+UI |  | Voluntarily Certified | Single-split-system heat pumps | False | False | 23400 | 26600 | 21 | 14.3 | 10.5 | 7.5 | False | 32 | 33 | 13.5 |  | Blower Coil System | True | Conventional | 05/05/2023 |  | 06/30/2023
Carrier Corp. - Indianapolis | Keeprite | CVH848GKA2* | CVH848GKA2* | FCM4X48***L+WALLCON |  | Voluntarily Certified | Single-split-system heat pumps | False | False | 45500 | 46000 | 18 | 14.3 | 8.5 | 7.5 | False | 32 | 33 | 10.5 |  | Blower Coil System | True | Conventional | 05/05/2023 |  | 06/30/2023
Carrier Corp. - Indianapolis | Kenmore | (C,H,T)VH837GKA2* | (C,H,T)VH837GKA2* | FCM4X60***L+WALLCON |  | Voluntarily Certified | Single-split-system heat pumps | False | False | 33200 | 31600 | 18.5 | 14.3 | 8.5 | 7.5 | False | 32 | 33 | 12 |  | Blower Coil System | True | Conventional | 05/05/2023 |  | 06/30/2023
Carrier Corp. - Indianapolis | Grandaire | WPH4484000RKK*** | WPH4484000RKK*** |  |  | Voluntarily Certified | Single-package heat pumps (oth | False | False | 47000 | 46000 | 13.4 | 13.4 | 6.7 | 6.7 | False | 33 | 33 | 11.05 |  |  | False | Conventional | 05/05/2023 |  | 06/30/2023
Carrier Corp. - Indianapolis | Grandaire | W4H5S24*K*AAA* | W4H5S24*K*AAA* | WBHL244*B* |  | Voluntarily Certified | Single-split-system heat pumps | False | False | 23600 | 24000 | 15 | 14.3 | 7.5 | 7.5 | False | 32 | 33 | 12 |  | Blower Coil System | False | Conventional | 05/05/2023 |  | 06/30/2023
Carrier Corp. - Indianapolis | Grandaire | WJH430***K***K* | WJH430***K***K* |  |  | Voluntarily Certified | Single-package heat pumps (oth | False | False | 28600 | 28600 | 13.4 | 13.4 | 6.7 | 6.7 | False | 33 | 33 | 10.6 |  |  | False | Conventional | 05/05/2023 |  | 06/30/2023
Carrier Corp. - Indianapolis | Carrier | 25VNA860A*030* | 25VNA860A*030* | FE4ANB006L+UI |  | Voluntarily Certified | Single-split-system heat pumps | False | False | 56500 | 60000 | 17.5 | 14.3 | 8.5 | 7.5 | False | 32 | 33 | 9.5 |  | Blower Coil System | True | Conventional | 05/05/2023 |  | 06/30/2023
Carrier Corp. - Indianapolis | Carrier | 48VR*K60***30* | 48VR*K60***30* |  |  | Voluntarily Certified | Single-package heat pumps (oth | False | False | 56000 | 56500 | 15.2 | 13.4 | 7.5 | 6.7 | False | 33 | 33 | 11.5 |  |  | False | Conventional | 05/05/2023 |  | 06/30/2023
Carrier Corp. - Indianapolis | Carrier | 25SPA524A**30* | 25SPA524A**30* | PF4MN*B24L* |  | Voluntarily Certified | Single-split-system heat pumps | False | False | 23600 | 24000 | 15 | 14.3 | 7.5 | 7.5 | False | 32 | 33 | 12 |  | Blower Coil System | False | Conventional | 05/05/2023 |  | 06/30/2023
Carrier Corp. - Indianapolis | Heil | HVH836GKA3* | HVH836GKA3* | FCM4X48***L+WALLCON |  | Voluntarily Certified | Single-split-system heat pumps | False | False | 33800 | 32000 | 17 | 14.3 | 8 | 7.5 | False | 32 | 33 | 9.5 |  | Blower Coil System | True | Conventional | 05/05/2023 |  | 06/30/2023
Carrier Corp. - Indianapolis | Airquest | HVH836GKA3* | HVH836GKA3* | FCM4X48***L+WALLCON |  | Voluntarily Certified | Single-split-system heat pumps | False | False | 33800 | 32000 | 17 | 14.3 | 8 | 7.5 | False | 32 | 33 | 9.5 |  | Blower Coil System | True | Conventional | 05/05/2023 |  | 06/30/2023
Carrier Corp. - Indianapolis | BRYANT HEATING AND COOLING SYSTEMS | 607CNXK48000AA** | 607CNXK48000AA** |  |  | Voluntarily Certified | Single-package heat pumps (oth | False | False | 47000 | 46000 | 13.4 | 13.4 | 6.7 | 6.7 | False | 33 | 33 | 11.05 |  |  | False | Conventional | 05/05/2023 |  | 06/30/2023
Carrier Corp. - Indianapolis | BRYANT HEATING AND COOLING SYSTEMS | 677CNWK24****A** | 677CNWK24****A** |  |  | Voluntarily Certified | Single-package heat pumps (oth | False | False | 22200 | 24000 | 13.4 | 13.4 | 6.7 | 6.7 | False | 33 | 33 | 11.05 |  |  | False | Conventional | 05/05/2023 |  | 06/30/2023
Carrier Corp. - Indianapolis | BRYANT HEATING AND COOLING SYSTEMS | 677CNWK36****A** | 677CNWK36****A** |  |  | Voluntarily Certified | Single-package heat pumps (oth | False | False | 33400 | 35000 | 13.4 | 13.4 | 6.7 | 6.7 | False | 33 | 33 | 11.05 |  |  | False | Conventional | 05/05/2023 |  | 06/30/2023
Carrier Corp. - Indianapolis | Arcoaire | HVH836GKA3* | HVH836GKA3* | FCM4X48***L+WALLCON |  | Voluntarily Certified | Single-split-system heat pumps | False | False | 33800 | 32000 | 17 | 14.3 | 8 | 7.5 | False | 32 | 33 | 9.5 |  | Blower Coil System | True | Conventional | 05/05/2023 |  | 06/30/2023
Carrier Corp. - Indianapolis | Tempstar | TVH848GKA2* | TVH848GKA2* | FCM4X48***L+WALLCON |  | Voluntarily Certified | Single-split-system heat pumps | False | False | 45500 | 46000 | 18 | 14.3 | 8.5 | 7.5 | False | 32 | 33 | 10.5 |  | Blower Coil System | True | Conventional | 05/05/2023 |  | 06/30/2023
Carrier Corp. - Indianapolis | Comfortmaker | CVH837GKA2* | CVH837GKA2* | FCM4X60***L+WALLCON |  | Voluntarily Certified | Single-split-system heat pumps | False | False | 33200 | 31600 | 18.5 | 14.3 | 8.5 | 7.5 | False | 32 | 33 | 12 |  | Blower Coil System | True | Conventional | 05/05/2023 |  | 06/30/2023
Carrier Corp. - Indianapolis | Day & Night | CVH837GKA2* | CVH837GKA2* | FCM4X60***L+WALLCON |  | Voluntarily Certified | Single-split-system heat pumps | False | False | 33200 | 31600 | 18.5 | 14.3 | 8.5 | 7.5 | False | 32 | 33 | 12 |  | Blower Coil System | True | Conventional | 05/05/2023 |  | 06/30/2023
Carrier Corp. - Indianapolis | Grandaire | WPH4424000RKK*** | WPH4424000RKK*** |  |  | Voluntarily Certified | Single-package heat pumps (oth | False | False | 40000 | 40000 | 13.4 | 13.4 | 6.7 | 6.7 | False | 33 | 33 | 11.05 |  |  | False | Conventional | 05/05/2023 |  | 06/30/2023
Carrier Corp. - Indianapolis | Carrier | 50ZHK036***3*** | 50ZHK036***3*** |  |  | Voluntarily Certified | Single-package heat pumps (oth | False | False | 35000 | 32200 | 13.4 | 13.4 | 6.7 | 6.7 | False | 33 | 33 | 10.6 |  |  | False | Conventional | 05/05/2023 |  | 06/30/2023
Carrier Corp. - Indianapolis | BRYANT HEATING AND COOLING SYSTEMS | 284ANV048*0**B* | 284ANV048*0**B* | FE4ANB006L+UI |  | Voluntarily Certified | Single-split-system heat pumps | False | False | 46000 | 45500 | 22 | 14.3 | 9.5 | 7.5 | False | 32 | 33 | 13 |  | Blower Coil System | True | Conventional | 05/05/2023 |  | 06/30/2023
Carrier Corp. - Indianapolis | BRYANT HEATING AND COOLING SYSTEMS | 284ANV060*0**B* | 284ANV060*0**B* | FE4ANB006L+UI |  | Voluntarily Certified | Single-split-system heat pumps | False | False | 58000 | 59500 | 20.5 | 14.3 | 9 | 7.5 | False | 32 | 33 | 13 |  | Blower Coil System | True | Conventional | 05/05/2023 |  | 06/30/2023
Carrier Corp. - Indianapolis | Keeprite | CVH837GKA2* | CVH837GKA2* | FCM4X60***L+WALLCON |  | Voluntarily Certified | Single-split-system heat pumps | False | False | 33200 | 31600 | 18.5 | 14.3 | 8.5 | 7.5 | False | 32 | 33 | 12 |  | Blower Coil System | True | Conventional | 05/05/2023 |  | 06/30/2023
Carrier Corp. - Indianapolis | Kenmore | PHD424000K***K1 | PHD424000K***K1 |  |  | Voluntarily Certified | Single-package heat pumps (oth | False | False | 22200 | 24000 | 13.4 | 13.4 | 6.7 | 6.7 | False | 33 | 33 | 11.05 |  |  | False | Conventional | 05/05/2023 |  | 06/30/2023
Carrier Corp. - Indianapolis | BRYANT HEATING AND COOLING SYSTEMS | 677ENWK48****A* | 677ENWK48****A* |  |  | Voluntarily Certified | Single-package heat pumps (oth | False | False | 47000 | 45000 | 15.5 | 13.4 | 7.2 | 6.7 | False | 33 | 33 | 11.5 |  |  | False | Conventional | 05/05/2023 |  | 06/30/2023
Carrier Corp. - Indianapolis | BRYANT HEATING AND COOLING SYSTEMS | 677ENWK60****A* | 677ENWK60****A* |  |  | Voluntarily Certified | Single-package heat pumps (oth | False | False | 56000 | 56500 | 15.2 | 13.4 | 7.5 | 6.7 | False | 33 | 33 | 11.5 |  |  | False | Conventional | 05/05/2023 |  | 06/30/2023
Carrier Corp. - Indianapolis | Arcoaire | PHD424000K***K1 | PHD424000K***K1 |  |  | Voluntarily Certified | Single-package heat pumps (oth | False | False | 22200 | 24000 | 13.4 | 13.4 | 6.7 | 6.7 | False | 33 | 33 | 11.05 |  |  | False | Conventional | 05/05/2023 |  | 06/30/2023
Carrier Corp. - Indianapolis | Carrier | 48VT*K48***30** | 48VT*K48***30** |  |  | Voluntarily Certified | Single-package heat pumps (oth | False | False | 47000 | 46000 | 13.4 | 13.4 | 6.7 | 6.7 | False | 33 | 33 | 11.05 |  |  | False | Conventional | 05/05/2023 |  | 06/30/2023
Carrier Corp. - Indianapolis | Heil | PHD424000K***K1 | PHD424000K***K1 |  |  | Voluntarily Certified | Single-package heat pumps (oth | False | False | 22200 | 24000 | 13.4 | 13.4 | 6.7 | 6.7 | False | 33 | 33 | 11.05 |  |  | False | Conventional | 05/05/2023 |  | 06/30/2023
Carrier Corp. - Indianapolis | Airquest | PHD424000K***K1 | PHD424000K***K1 |  |  | Voluntarily Certified | Single-package heat pumps (oth | False | False | 22200 | 24000 | 13.4 | 13.4 | 6.7 | 6.7 | False | 33 | 33 | 11.05 |  |  | False | Conventional | 05/05/2023 |  | 06/30/2023
Carrier Corp. - Indianapolis | Kenmore | (C,H,T)VH825GKA3* | (C,H,T)VH825GKA3* | FCM4X48***L+WALLCON |  | Voluntarily Certified | Single-split-system heat pumps | False | False | 24400 | 20600 | 17.5 | 14.3 | 8.5 | 7.5 | False | 32 | 33 | 11.7 |  | Blower Coil System | True | Conventional | 05/05/2023 |  | 06/30/2023
Carrier Corp. - Indianapolis | ICP Commercial | PHD424000K***K1 | PHD424000K***K1 |  |  | Voluntarily Certified | Single-package heat pumps (oth | False | False | 22200 | 24000 | 13.4 | 13.4 | 6.7 | 6.7 | False | 33 | 33 | 11.05 |  |  | False | Conventional | 05/05/2023 |  | 06/30/2023
Carrier Corp. - Indianapolis | Tempstar | T4H5S24*K*AAA* | T4H5S24*K*AAA* | FJMA4*24L*B* |  | Voluntarily Certified | Single-split-system heat pumps | False | False | 23600 | 24000 | 15 | 14.3 | 7.5 | 7.5 | False | 32 | 33 | 12 |  | Blower Coil System | False | Conventional | 05/05/2023 |  | 06/30/2023
Carrier Corp. - Indianapolis | Tempstar | PHD424000K***K1 | PHD424000K***K1 |  |  | Voluntarily Certified | Single-package heat pumps (oth | False | False | 22200 | 24000 | 13.4 | 13.4 | 6.7 | 6.7 | False | 33 | 33 | 11.05 |  |  | False | Conventional | 05/05/2023 |  | 06/30/2023
Carrier Corp. - Indianapolis | Day & Night | PHD424000K***K1 | PHD424000K***K1 |  |  | Voluntarily Certified | Single-package heat pumps (oth | False | False | 22200 | 24000 | 13.4 | 13.4 | 6.7 | 6.7 | False | 33 | 33 | 11.05 |  |  | False | Conventional | 05/05/2023 |  | 06/30/2023
Carrier Corp. - Indianapolis | 1HVAC | PHD424000K***K1 | PHD424000K***K1 |  |  | Voluntarily Certified | Single-package heat pumps (oth | False | False | 22200 | 24000 | 13.4 | 13.4 | 6.7 | 6.7 | False | 33 | 33 | 11.05 |  |  | False | Conventional | 05/05/2023 |  | 06/30/2023
Carrier Corp. - Indianapolis | Keeprite | PHD424000K***K1 | PHD424000K***K1 |  |  | Voluntarily Certified | Single-package heat pumps (oth | False | False | 22200 | 24000 | 13.4 | 13.4 | 6.7 | 6.7 | False | 33 | 33 | 11.05 |  |  | False | Conventional | 05/05/2023 |  | 06/30/2023
Carrier Corp. - Indianapolis | Comfortmaker | PHD424000K***K1 | PHD424000K***K1 |  |  | Voluntarily Certified | Single-package heat pumps (oth | False | False | 22200 | 24000 | 13.4 | 13.4 | 6.7 | 6.7 | False | 33 | 33 | 11.05 |  |  | False | Conventional | 05/05/2023 |  | 06/30/2023
Carrier Corp. - Indianapolis | BRYANT HEATING AND COOLING SYSTEMS | 607ENXK36000AA* | 607ENXK36000AA* |  |  | Voluntarily Certified | Single-package heat pumps (oth | False | False | 34200 | 34400 | 15.5 | 13.4 | 7.2 | 6.7 | False | 33 | 33 | 12 |  |  | False | Conventional | 05/05/2023 |  | 06/30/2023
Carrier Corp. - Indianapolis | BRYANT HEATING AND COOLING SYSTEMS | 607CNXK36000AA** | 607CNXK36000AA** |  |  | Voluntarily Certified | Single-package heat pumps (oth | False | False | 33400 | 35000 | 13.4 | 13.4 | 6.7 | 6.7 | False | 33 | 33 | 11.05 |  |  | False | Conventional | 05/05/2023 |  | 06/30/2023
Carrier Corp. - Indianapolis | Arcoaire | PHD430000K***K1 | PHD430000K***K1 |  |  | Voluntarily Certified | Single-package heat pumps (oth | False | False | 29400 | 30000 | 13.4 | 13.4 | 6.7 | 6.7 | False | 33 | 33 | 11.05 |  |  | False | Conventional | 05/05/2023 |  | 06/30/2023
Carrier Corp. - Indianapolis | Arcoaire | PDD424***K***K1 | PDD424***K***K1 |  |  | Voluntarily Certified | Single-package heat pumps (oth | False | False | 22200 | 24000 | 13.4 | 13.4 | 6.7 | 6.7 | False | 33 | 33 | 11.05 |  |  | False | Conventional | 05/05/2023 |  | 06/30/2023
Carrier Corp. - Indianapolis | ICP Commercial | PHD430000K***K1 | PHD430000K***K1 |  |  | Voluntarily Certified | Single-package heat pumps (oth | False | False | 29400 | 30000 | 13.4 | 13.4 | 6.7 | 6.7 | False | 33 | 33 | 11.05 |  |  | False | Conventional | 05/05/2023 |  | 06/30/2023
Carrier Corp. - Indianapolis | ICP Commercial | PDD424***K***K1 | PDD424***K***K1 |  |  | Voluntarily Certified | Single-package heat pumps (oth | False | False | 22200 | 24000 | 13.4 | 13.4 | 6.7 | 6.7 | False | 33 | 33 | 11.05 |  |  | False | Conventional | 05/05/2023 |  | 06/30/2023
Carrier Corp. - Indianapolis | Airquest | PHD430000K***K1 | PHD430000K***K1 |  |  | Voluntarily Certified | Single-package heat pumps (oth | False | False | 29400 | 30000 | 13.4 | 13.4 | 6.7 | 6.7 | False | 33 | 33 | 11.05 |  |  | False | Conventional | 05/05/2023 |  | 06/30/2023
Carrier Corp. - Indianapolis | Airquest | PDD424***K***K1 | PDD424***K***K1 |  |  | Voluntarily Certified | Single-package heat pumps (oth | False | False | 22200 | 24000 | 13.4 | 13.4 | 6.7 | 6.7 | False | 33 | 33 | 11.05 |  |  | False | Conventional | 05/05/2023 |  | 06/30/2023
Carrier Corp. - Indianapolis | Kenmore | PHD430000K***K1 | PHD430000K***K1 |  |  | Voluntarily Certified | Single-package heat pumps (oth | False | False | 29400 | 30000 | 13.4 | 13.4 | 6.7 | 6.7 | False | 33 | 33 | 11.05 |  |  | False | Conventional | 05/05/2023 |  | 06/30/2023
Carrier Corp. - Indianapolis | Kenmore | PDD424***K***K1 | PDD424***K***K1 |  |  | Voluntarily Certified | Single-package heat pumps (oth | False | False | 22200 | 24000 | 13.4 | 13.4 | 6.7 | 6.7 | False | 33 | 33 | 11.05 |  |  | False | Conventional | 05/05/2023 |  | 06/30/2023
Carrier Corp. - Indianapolis | Grandaire | WPH4244000RKK*** | WPH4244000RKK*** |  |  | Voluntarily Certified | Single-package heat pumps (oth | False | False | 22200 | 24000 | 13.4 | 13.4 | 6.7 | 6.7 | False | 33 | 33 | 11.05 |  |  | False | Conventional | 05/05/2023 |  | 06/30/2023
Carrier Corp. - Indianapolis | Grandaire | WPH4364000RKK*** | WPH4364000RKK*** |  |  | Voluntarily Certified | Single-package heat pumps (oth | False | False | 33400 | 35000 | 13.4 | 13.4 | 6.7 | 6.7 | False | 33 | 33 | 11.05 |  |  | False | Conventional | 05/05/2023 |  | 06/30/2023
Carrier Corp. - Indianapolis | Grandaire | WJH436***K***K* | WJH436***K***K* |  |  | Voluntarily Certified | Single-package heat pumps (oth | False | False | 35000 | 32200 | 13.4 | 13.4 | 6.7 | 6.7 | False | 33 | 33 | 10.6 |  |  | False | Conventional | 05/05/2023 |  | 06/30/2023
Carrier Corp. - Indianapolis | 1HVAC | PHD430000K***K1 | PHD430000K***K1 |  |  | Voluntarily Certified | Single-package heat pumps (oth | False | False | 29400 | 30000 | 13.4 | 13.4 | 6.7 | 6.7 | False | 33 | 33 | 11.05 |  |  | False | Conventional | 05/05/2023 |  | 06/30/2023
Carrier Corp. - Indianapolis | 1HVAC | PDD424***K***K1 | PDD424***K***K1 |  |  | Voluntarily Certified | Single-package heat pumps (oth | False | False | 22200 | 24000 | 13.4 | 13.4 | 6.7 | 6.7 | False | 33 | 33 | 11.05 |  |  | False | Conventional | 05/05/2023 |  | 06/30/2023
Carrier Corp. - Indianapolis | Day & Night | PHD430000K***K1 | PHD430000K***K1 |  |  | Voluntarily Certified | Single-package heat pumps (oth | False | False | 29400 | 30000 | 13.4 | 13.4 | 6.7 | 6.7 | False | 33 | 33 | 11.05 |  |  | False | Conventional | 05/05/2023 |  | 06/30/2023
Carrier Corp. - Indianapolis | Day & Night | PDD424***K***K1 | PDD424***K***K1 |  |  | Voluntarily Certified | Single-package heat pumps (oth | False | False | 22200 | 24000 | 13.4 | 13.4 | 6.7 | 6.7 | False | 33 | 33 | 11.05 |  |  | False | Conventional | 05/05/2023 |  | 06/30/2023
Carrier Corp. - Indianapolis | Tempstar | PDD424***K***K1 | PDD424***K***K1 |  |  | Voluntarily Certified | Single-package heat pumps (oth | False | False | 22200 | 24000 | 13.4 | 13.4 | 6.7 | 6.7 | False | 33 | 33 | 11.05 |  |  | False | Conventional | 05/05/2023 |  | 06/30/2023
Carrier Corp. - Indianapolis | Tempstar | PHD430000K***K1 | PHD430000K***K1 |  |  | Voluntarily Certified | Single-package heat pumps (oth | False | False | 29400 | 30000 | 13.4 | 13.4 | 6.7 | 6.7 | False | 33 | 33 | 11.05 |  |  | False | Conventional | 05/05/2023 |  | 06/30/2023
Carrier Corp. - Indianapolis | EcoTemp | WJH436***K***K* | WJH436***K***K* |  |  | Voluntarily Certified | Single-package heat pumps (oth | False | False | 35000 | 32200 | 13.4 | 13.4 | 6.7 | 6.7 | False | 33 | 33 | 10.6 |  |  | False | Conventional | 05/05/2023 |  | 06/30/2023
Carrier Corp. - Indianapolis | Comfortmaker | PHD430000K***K1 | PHD430000K***K1 |  |  | Voluntarily Certified | Single-package heat pumps (oth | False | False | 29400 | 30000 | 13.4 | 13.4 | 6.7 | 6.7 | False | 33 | 33 | 11.05 |  |  | False | Conventional | 05/05/2023 |  | 06/30/2023
Carrier Corp. - Indianapolis | Comfortmaker | PDD424***K***K1 | PDD424***K***K1 |  |  | Voluntarily Certified | Single-package heat pumps (oth | False | False | 22200 | 24000 | 13.4 | 13.4 | 6.7 | 6.7 | False | 33 | 33 | 11.05 |  |  | False | Conventional | 05/05/2023 |  | 06/30/2023
Carrier Corp. - Indianapolis | Carrier | 25VNA460A*031* | 25VNA460A*031* | FE4ANB006L+UI |  | Voluntarily Certified | Single-split-system heat pumps | False | False | 58000 | 59500 | 20.5 | 14.3 | 9 | 7.5 | False | 32 | 33 | 13 |  | Blower Coil System | True | Conventional | 05/05/2023 |  | 06/30/2023
Carrier Corp. - Indianapolis | Carrier | 50ZHK030***3*** | 50ZHK030***3*** |  |  | Voluntarily Certified | Single-package heat pumps (oth | False | False | 28600 | 28600 | 13.4 | 13.4 | 6.7 | 6.7 | False | 33 | 33 | 10.6 |  |  | False | Conventional | 05/05/2023 |  | 06/30/2023
Carrier Corp. - Indianapolis | Carrier | 25VNA824B*030* | 25VNA824B*030* | FE4ANF002L+UI |  | Voluntarily Certified | Single-split-system heat pumps | False | False | 23600 | 22200 | 16.5 | 14.3 | 8 | 7.5 | False | 32 | 33 | 10 |  | Blower Coil System | True | Conventional | 05/05/2023 |  | 06/30/2023
Carrier Corp. - Indianapolis | Heil | PDD424***K***K1 | PDD424***K***K1 |  |  | Voluntarily Certified | Single-package heat pumps (oth | False | False | 22200 | 24000 | 13.4 | 13.4 | 6.7 | 6.7 | False | 33 | 33 | 11.05 |  |  | False | Conventional | 05/05/2023 |  | 06/30/2023
Carrier Corp. - Indianapolis | Heil | PHD430000K***K1 | PHD430000K***K1 |  |  | Voluntarily Certified | Single-package heat pumps (oth | False | False | 29400 | 30000 | 13.4 | 13.4 | 6.7 | 6.7 | False | 33 | 33 | 11.05 |  |  | False | Conventional | 05/05/2023 |  | 06/30/2023
Carrier Corp. - Indianapolis | Keeprite | PHD430000K***K1 | PHD430000K***K1 |  |  | Voluntarily Certified | Single-package heat pumps (oth | False | False | 29400 | 30000 | 13.4 | 13.4 | 6.7 | 6.7 | False | 33 | 33 | 11.05 |  |  | False | Conventional | 05/05/2023 |  | 06/30/2023
Carrier Corp. - Indianapolis | Keeprite | PDD424***K***K1 | PDD424***K***K1 |  |  | Voluntarily Certified | Single-package heat pumps (oth | False | False | 22200 | 24000 | 13.4 | 13.4 | 6.7 | 6.7 | False | 33 | 33 | 11.05 |  |  | False | Conventional | 05/05/2023 |  | 06/30/2023
Carrier Corp. - Indianapolis | BRYANT HEATING AND COOLING SYSTEMS | 288BNV036*0**C* | 288BNV036*0**C* | FE4AN(B,F)005L+UI |  | Voluntarily Certified | Single-split-system heat pumps | False | False | 33800 | 32000 | 17 | 14.3 | 8 | 7.5 | False | 32 | 33 | 9.5 |  | Blower Coil System | True | Conventional | 05/05/2023 |  | 06/30/2023
Carrier Corp. - Indianapolis | BRYANT HEATING AND COOLING SYSTEMS | GH5SAN424**AA* | GH5SAN424**AA* | PF4MN*B24L* |  | Voluntarily Certified | Single-split-system heat pumps | False | False | 23600 | 24000 | 15 | 14.3 | 7.5 | 7.5 | False | 32 | 33 | 12 |  | Blower Coil System | False | Conventional | 05/05/2023 |  | 06/30/2023
Carrier Corp. - Indianapolis | Day & Night | CVH836GKA3* | CVH836GKA3* | FCM4X48***L+WALLCON |  | Voluntarily Certified | Single-split-system heat pumps | False | False | 33800 | 32000 | 17 | 14.3 | 8 | 7.5 | False | 32 | 33 | 9.5 |  | Blower Coil System | True | Conventional | 05/05/2023 |  | 06/30/2023
Carrier Corp. - Indianapolis | Tempstar | TVH837GKA2* | TVH837GKA2* | FCM4X60***L+WALLCON |  | Voluntarily Certified | Single-split-system heat pumps | False | False | 33200 | 31600 | 18.5 | 14.3 | 8.5 | 7.5 | False | 32 | 33 | 12 |  | Blower Coil System | True | Conventional | 05/05/2023 |  | 06/30/2023
Carrier Corp. - Indianapolis | Comfortmaker | CVH836GKA3* | CVH836GKA3* | FCM4X48***L+WALLCON |  | Voluntarily Certified | Single-split-system heat pumps | False | False | 33800 | 32000 | 17 | 14.3 | 8 | 7.5 | False | 32 | 33 | 9.5 |  | Blower Coil System | True | Conventional | 05/05/2023 |  | 06/30/2023
Carrier Corp. - Indianapolis | Carrier | 25VNA848A*030* | 25VNA848A*030* | FE4AN(B,F)005L+UI |  | Voluntarily Certified | Single-split-system heat pumps | False | False | 45500 | 46000 | 18 | 14.3 | 8.5 | 7.5 | False | 32 | 33 | 10.5 |  | Blower Coil System | True | Conventional | 05/05/2023 |  | 06/30/2023
Carrier Corp. - Indianapolis | Carrier | 25VNA836A*032* | 25VNA836A*032* | FE4AN(B,F)005L+UI |  | Voluntarily Certified | Single-split-system heat pumps | False | False | 33800 | 32000 | 17 | 14.3 | 8 | 7.5 | False | 32 | 33 | 9.5 |  | Blower Coil System | True | Conventional | 05/05/2023 |  | 06/30/2023
Carrier Corp. - Indianapolis | Carrier | GH5SAN424**AA* | GH5SAN424**AA* | PF4MN*B24L* |  | Voluntarily Certified | Single-split-system heat pumps | False | False | 23600 | 24000 | 15 | 14.3 | 7.5 | 7.5 | False | 32 | 33 | 12 |  | Blower Coil System | False | Conventional | 05/05/2023 |  | 06/30/2023
Carrier Corp. - Indianapolis | Keeprite | CVH836GKA3* | CVH836GKA3* | FCM4X48***L+WALLCON |  | Voluntarily Certified | Single-split-system heat pumps | False | False | 33800 | 32000 | 17 | 14.3 | 8 | 7.5 | False | 32 | 33 | 9.5 |  | Blower Coil System | True | Conventional | 05/05/2023 |  | 06/30/2023
Carrier Corp. - Indianapolis | Arcoaire | H4H5S24*K*AAA* | H4H5S24*K*AAA* | FJMA4*24L*B* |  | Voluntarily Certified | Single-split-system heat pumps | False | False | 23600 | 24000 | 15 | 14.3 | 7.5 | 7.5 | False | 32 | 33 | 12 |  | Blower Coil System | False | Conventional | 05/05/2023 |  | 06/30/2023
Carrier Corp. - Indianapolis | Arcoaire | PHR548000K***K1 | PHR548000K***K1 |  |  | Voluntarily Certified | Single-package heat pumps (oth | False | False | 47000 | 45000 | 15.5 | 13.4 | 7.2 | 6.7 | False | 33 | 33 | 11.5 |  |  | False | Conventional | 05/05/2023 |  | 06/30/2023
Carrier Corp. - Indianapolis | Arcoaire | DLCURAH60ABK | DLCURAH60ABK | FVM4X60***L |  | Voluntarily Certified | Single-split-system heat pumps | False | False | 55000 | 53500 | 14.3 | 14.3 | 8 | 7.5 | False | 32 | 33 | 8.5 |  | Blower Coil System | True | Conventional | 05/05/2023 |  | 06/30/2023
Carrier Corp. - Indianapolis | SMART COMFORT | DLCURAH60ABK | DLCURAH60ABK | FVM4X60***L |  | Voluntarily Certified | Single-split-system heat pumps | False | False | 55000 | 53500 | 14.3 | 14.3 | 8 | 7.5 | False | 32 | 33 | 8.5 |  | Blower Coil System | True | Conventional | 05/05/2023 |  | 06/30/2023
Carrier Corp. - Indianapolis | Heil | PHR548000K***K1 | PHR548000K***K1 |  |  | Voluntarily Certified | Single-package heat pumps (oth | False | False | 47000 | 45000 | 15.5 | 13.4 | 7.2 | 6.7 | False | 33 | 33 | 11.5 |  |  | False | Conventional | 05/05/2023 |  | 06/30/2023
Carrier Corp. - Indianapolis | Heil | H4H5S24*K*AAA* | H4H5S24*K*AAA* | FJMA4*24L*B* |  | Voluntarily Certified | Single-split-system heat pumps | False | False | 23600 | 24000 | 15 | 14.3 | 7.5 | 7.5 | False | 32 | 33 | 12 |  | Blower Coil System | False | Conventional | 05/05/2023 |  | 06/30/2023
Carrier Corp. - Indianapolis | Heil | DLCURAH60ABK | DLCURAH60ABK | FVM4X60***L |  | Voluntarily Certified | Single-split-system heat pumps | False | False | 55000 | 53500 | 14.3 | 14.3 | 8 | 7.5 | False | 32 | 33 | 8.5 |  | Blower Coil System | True | Conventional | 05/05/2023 |  | 06/30/2023
Carrier Corp. - Indianapolis | Keeprite | DLCURAH60ABK | DLCURAH60ABK | FVM4X60***L |  | Voluntarily Certified | Single-split-system heat pumps | False | False | 55000 | 53500 | 14.3 | 14.3 | 8 | 7.5 | False | 32 | 33 | 8.5 |  | Blower Coil System | True | Conventional | 05/05/2023 |  | 06/30/2023
Carrier Corp. - Indianapolis | Keeprite | PHR548000K***K1 | PHR548000K***K1 |  |  | Voluntarily Certified | Single-package heat pumps (oth | False | False | 47000 | 45000 | 15.5 | 13.4 | 7.2 | 6.7 | False | 33 | 33 | 11.5 |  |  | False | Conventional | 05/05/2023 |  | 06/30/2023
Carrier Corp. - Indianapolis | Airquest | H4H5S24*K*AAA* | H4H5S24*K*AAA* | FJMA4*24L*B* |  | Voluntarily Certified | Single-split-system heat pumps | False | False | 23600 | 24000 | 15 | 14.3 | 7.5 | 7.5 | False | 32 | 33 | 12 |  | Blower Coil System | False | Conventional | 05/05/2023 |  | 06/30/2023
Carrier Corp. - Indianapolis | Airquest | DLCURAH60ABK | DLCURAH60ABK | FVM4X60***L |  | Voluntarily Certified | Single-split-system heat pumps | False | False | 55000 | 53500 | 14.3 | 14.3 | 8 | 7.5 | False | 32 | 33 | 8.5 |  | Blower Coil System | True | Conventional | 05/05/2023 |  | 06/30/2023
Carrier Corp. - Indianapolis | Airquest | PHR548000K***K1 | PHR548000K***K1 |  |  | Voluntarily Certified | Single-package heat pumps (oth | False | False | 47000 | 45000 | 15.5 | 13.4 | 7.2 | 6.7 | False | 33 | 33 | 11.5 |  |  | False | Conventional | 05/05/2023 |  | 06/30/2023
Carrier Corp. - Indianapolis | Kenmore | (C,H,T)VH860GKA2* | (C,H,T)VH860GKA2* | FCM4X60***L+WALLCON |  | Voluntarily Certified | Single-split-system heat pumps | False | False | 56500 | 60000 | 17.5 | 14.3 | 8.5 | 7.5 | False | 32 | 33 | 9.5 |  | Blower Coil System | True | Conventional | 05/05/2023 |  | 06/30/2023
Carrier Corp. - Indianapolis | Kenmore | PHR548000K***K1 | PHR548000K***K1 |  |  | Voluntarily Certified | Single-package heat pumps (oth | False | False | 47000 | 45000 | 15.5 | 13.4 | 7.2 | 6.7 | False | 33 | 33 | 11.5 |  |  | False | Conventional | 05/05/2023 |  | 06/30/2023
Carrier Corp. - Indianapolis | Grandaire | WJH442***K***K* | WJH442***K***K* |  |  | Voluntarily Certified | Single-package heat pumps (oth | False | False | 40000 | 40000 | 13.4 | 13.4 | 6.7 | 6.7 | False | 33 | 33 | 10.6 |  |  | False | Conventional | 05/05/2023 |  | 06/30/2023
Carrier Corp. - Indianapolis | Maratherm | PHR548000K***K1 | PHR548000K***K1 |  |  | Voluntarily Certified | Single-package heat pumps (oth | False | False | 47000 | 45000 | 15.5 | 13.4 | 7.2 | 6.7 | False | 33 | 33 | 11.5 |  |  | False | Conventional | 05/05/2023 |  | 06/30/2023
Carrier Corp. - Indianapolis | Carrier | 50VT*K36***30** | 50VT*K36***30** |  |  | Voluntarily Certified | Single-package heat pumps (oth | False | False | 33400 | 35000 | 13.4 | 13.4 | 6.7 | 6.7 | False | 33 | 33 | 11.05 |  |  | False | Conventional | 05/05/2023 |  | 06/30/2023
Carrier Corp. - Indianapolis | Carrier | 25VNA825A*032* | 25VNA825A*032* | FE4AN(B,F)005L+UI |  | Voluntarily Certified | Single-split-system heat pumps | False | False | 24400 | 20600 | 17.5 | 14.3 | 8.5 | 7.5 | False | 32 | 33 | 11.7 |  | Blower Coil System | True | Conventional | 05/05/2023 |  | 06/30/2023
Carrier Corp. - Indianapolis | 1HVAC | PHR548000K***K1 | PHR548000K***K1 |  |  | Voluntarily Certified | Single-package heat pumps (oth | False | False | 47000 | 45000 | 15.5 | 13.4 | 7.2 | 6.7 | False | 33 | 33 | 11.5 |  |  | False | Conventional | 05/05/2023 |  | 06/30/2023
Carrier Corp. - Indianapolis | Comfortmaker | DLCURAH60ABK | DLCURAH60ABK | FVM4X60***L |  | Voluntarily Certified | Single-split-system heat pumps | False | False | 55000 | 53500 | 14.3 | 14.3 | 8 | 7.5 | False | 32 | 33 | 8.5 |  | Blower Coil System | True | Conventional | 05/05/2023 |  | 06/30/2023
Carrier Corp. - Indianapolis | Comfortmaker | PHR548000K***K1 | PHR548000K***K1 |  |  | Voluntarily Certified | Single-package heat pumps (oth | False | False | 47000 | 45000 | 15.5 | 13.4 | 7.2 | 6.7 | False | 33 | 33 | 11.5 |  |  | False | Conventional | 05/05/2023 |  | 06/30/2023
Carrier Corp. - Indianapolis | Day & Night | DLCURAH60ABK | DLCURAH60ABK | FVM4X60***L |  | Voluntarily Certified | Single-split-system heat pumps | False | False | 55000 | 53500 | 14.3 | 14.3 | 8 | 7.5 | False | 32 | 33 | 8.5 |  | Blower Coil System | True | Conventional | 05/05/2023 |  | 06/30/2023
Carrier Corp. - Indianapolis | Day & Night | PHR548000K***K1 | PHR548000K***K1 |  |  | Voluntarily Certified | Single-package heat pumps (oth | False | False | 47000 | 45000 | 15.5 | 13.4 | 7.2 | 6.7 | False | 33 | 33 | 11.5 |  |  | False | Conventional | 05/05/2023 |  | 06/30/2023
Carrier Corp. - Indianapolis | Tempstar | PHR548000K***K1 | PHR548000K***K1 |  |  | Voluntarily Certified | Single-package heat pumps (oth | False | False | 47000 | 45000 | 15.5 | 13.4 | 7.2 | 6.7 | False | 33 | 33 | 11.5 |  |  | False | Conventional | 05/05/2023 |  | 06/30/2023
Carrier Corp. - Indianapolis | Tempstar | DLCURAH60ABK | DLCURAH60ABK | FVM4X60***L |  | Voluntarily Certified | Single-split-system heat pumps | False | False | 55000 | 53500 | 14.3 | 14.3 | 8 | 7.5 | False | 32 | 33 | 8.5 |  | Blower Coil System | True | Conventional | 05/05/2023 |  | 06/30/2023
Carrier Corp. - Indianapolis | EcoTemp | WJH442***K***K* | WJH442***K***K* |  |  | Voluntarily Certified | Single-package heat pumps (oth | False | False | 40000 | 40000 | 13.4 | 13.4 | 6.7 | 6.7 | False | 33 | 33 | 10.6 |  |  | False | Conventional | 05/05/2023 |  | 06/30/2023
Carrier Corp. - Indianapolis | BRYANT HEATING AND COOLING SYSTEMS | 225SAN024**AA* | 225SAN024**AA* | PF4MN*B24L* |  | Voluntarily Certified | Single-split-system heat pumps | False | False | 23600 | 24000 | 15 | 14.3 | 7.5 | 7.5 | False | 32 | 33 | 12 |  | Blower Coil System | False | Conventional | 05/05/2023 |  | 06/30/2023
Carrier Corp. - Indianapolis | BRYANT HEATING AND COOLING SYSTEMS | 288BNV036*0**B* | 288BNV036*0**B* | FE4AN(B,F)005L+UI |  | Voluntarily Certified | Single-split-system heat pumps | False | False | 33800 | 32000 | 17 | 14.3 | 8 | 7.5 | False | 32 | 33 | 9.5 |  | Blower Coil System | True | Conventional | 05/05/2023 |  | 06/30/2023
Carrier Corp. - Indianapolis | ICP Commercial | PHR548000K***K1 | PHR548000K***K1 |  |  | Voluntarily Certified | Single-package heat pumps (oth | False | False | 47000 | 45000 | 15.5 | 13.4 | 7.2 | 6.7 | False | 33 | 33 | 11.5 |  |  | False | Conventional | 05/05/2023 |  | 06/30/2023
Carrier Corp. - Indianapolis | BRYANT HEATING AND COOLING SYSTEMS | 288BNV037*0**A* | 288BNV037*0**A* | FE4ANB006L+UI |  | Voluntarily Certified | Single-split-system heat pumps | False | False | 33200 | 31600 | 18.5 | 14.3 | 8.5 | 7.5 | False | 32 | 33 | 12 |  | Blower Coil System | True | Conventional | 05/05/2023 |  | 06/30/2023
Carrier Corp. - Indianapolis | Tempstar | TVH824GKA** | TVH824GKA** | FCM4X24***L+WALLCON |  | Voluntarily Certified | Single-split-system heat pumps | False | False | 23600 | 22200 | 16.5 | 14.3 | 8 | 7.5 | False | 32 | 33 | 10 |  | Blower Coil System | True | Conventional | 05/05/2023 |  | 06/30/2023
Carrier Corp. - Indianapolis | Heil | HVH824GKA** | HVH824GKA** | FCM4X24***L+WALLCON |  | Voluntarily Certified | Single-split-system heat pumps | False | False | 23600 | 22200 | 16.5 | 14.3 | 8 | 7.5 | False | 32 | 33 | 10 |  | Blower Coil System | True | Conventional | 05/05/2023 |  | 06/30/2023
Carrier Corp. - Indianapolis | Airquest | HVH824GKA** | HVH824GKA** | FCM4X24***L+WALLCON |  | Voluntarily Certified | Single-split-system heat pumps | False | False | 23600 | 22200 | 16.5 | 14.3 | 8 | 7.5 | False | 32 | 33 | 10 |  | Blower Coil System | True | Conventional | 05/05/2023 |  | 06/30/2023
Carrier Corp. - Indianapolis | Kenmore | (C,H,T)VH848GKA** | (C,H,T)VH848GKA** | FCM4X48***L+WALLCON |  | Voluntarily Certified | Single-split-system heat pumps | False | False | 45500 | 46000 | 18 | 14.3 | 8.5 | 7.5 | False | 32 | 33 | 10.5 |  | Blower Coil System | True | Conventional | 05/05/2023 |  | 06/30/2023
Carrier Corp. - Indianapolis | Arcoaire | HVH824GKA** | HVH824GKA** | FCM4X24***L+WALLCON |  | Voluntarily Certified | Single-split-system heat pumps | False | False | 23600 | 22200 | 16.5 | 14.3 | 8 | 7.5 | False | 32 | 33 | 10 |  | Blower Coil System | True | Conventional | 05/05/2023 |  | 06/30/2023
Carrier Corp. - Indianapolis | BRYANT HEATING AND COOLING SYSTEMS | 288BNV024B0**A* | 288BNV024B0**A* | FE4ANF002L+UI |  | Voluntarily Certified | Single-split-system heat pumps | False | False | 23600 | 22200 | 16.5 | 14.3 | 8 | 7.5 | False | 32 | 33 | 10 |  | Blower Coil System | True | Conventional | 05/05/2023 |  | 06/30/2023
Carrier Corp. - Indianapolis | Tempstar | TVH860GKA** | TVH860GKA** | FCM4X60***L+WALLCON |  | Voluntarily Certified | Single-split-system heat pumps | False | False | 56500 | 60000 | 17.5 | 14.3 | 8.5 | 7.5 | False | 32 | 33 | 9.5 |  | Blower Coil System | True | Conventional | 05/05/2023 |  | 06/30/2023
Carrier Corp. - Indianapolis | BRYANT HEATING AND COOLING SYSTEMS | 288BNV060*0**A* | 288BNV060*0**A* | FE4ANB006L+UI |  | Voluntarily Certified | Single-split-system heat pumps | False | False | 56500 | 60000 | 17.5 | 14.3 | 8.5 | 7.5 | False | 32 | 33 | 9.5 |  | Blower Coil System | True | Conventional | 05/05/2023 |  | 06/30/2023
Carrier Corp. - Indianapolis | Day & Night | PHJ448***K***K* | PHJ448***K***K* |  |  | Voluntarily Certified | Single-package heat pumps (oth | False | False | 45500 | 45000 | 13.4 | 13.4 | 6.7 | 6.7 | False | 33 | 33 | 10.6 |  |  | False | Conventional | 05/05/2023 |  | 06/30/2023
Carrier Corp. - Indianapolis | Day & Night | CVH848GKA** | CVH848GKA** | FCM4X48***L+WALLCON |  | Voluntarily Certified | Single-split-system heat pumps | False | False | 45500 | 46000 | 18 | 14.3 | 8.5 | 7.5 | False | 32 | 33 | 10.5 |  | Blower Coil System | True | Conventional | 05/05/2023 |  | 06/30/2023
Carrier Corp. - Indianapolis | Comfortmaker | PHJ448***K***K* | PHJ448***K***K* |  |  | Voluntarily Certified | Single-package heat pumps (oth | False | False | 45500 | 45000 | 13.4 | 13.4 | 6.7 | 6.7 | False | 33 | 33 | 10.6 |  |  | False | Conventional | 05/05/2023 |  | 06/30/2023
Carrier Corp. - Indianapolis | Comfortmaker | CVH848GKA** | CVH848GKA** | FCM4X48***L+WALLCON |  | Voluntarily Certified | Single-split-system heat pumps | False | False | 45500 | 46000 | 18 | 14.3 | 8.5 | 7.5 | False | 32 | 33 | 10.5 |  | Blower Coil System | True | Conventional | 05/05/2023 |  | 06/30/2023
Carrier Corp. - Indianapolis | Tempstar | PHJ448***K***K* | PHJ448***K***K* |  |  | Voluntarily Certified | Single-package heat pumps (oth | False | False | 45500 | 45000 | 13.4 | 13.4 | 6.7 | 6.7 | False | 33 | 33 | 10.6 |  |  | False | Conventional | 05/05/2023 |  | 06/30/2023
Carrier Corp. - Indianapolis | 1HVAC | PHJ448***K***K* | PHJ448***K***K* |  |  | Voluntarily Certified | Single-package heat pumps (oth | False | False | 45500 | 45000 | 13.4 | 13.4 | 6.7 | 6.7 | False | 33 | 33 | 10.6 |  |  | False | Conventional | 05/05/2023 |  | 06/30/2023
Carrier Corp. - Indianapolis | ICP Commercial | PHJ448***K***K* | PHJ448***K***K* |  |  | Voluntarily Certified | Single-package heat pumps (oth | False | False | 45500 | 45000 | 13.4 | 13.4 | 6.7 | 6.7 | False | 33 | 33 | 10.6 |  |  | False | Conventional | 05/05/2023 |  | 06/30/2023
Carrier Corp. - Indianapolis | Keeprite | PHJ448***K***K* | PHJ448***K***K* |  |  | Voluntarily Certified | Single-package heat pumps (oth | False | False | 45500 | 45000 | 13.4 | 13.4 | 6.7 | 6.7 | False | 33 | 33 | 10.6 |  |  | False | Conventional | 05/05/2023 |  | 06/30/2023
Carrier Corp. - Indianapolis | Heil | HVH848GKA** | HVH848GKA** | FCM4X48***L+WALLCON |  | Voluntarily Certified | Single-split-system heat pumps | False | False | 45500 | 46000 | 18 | 14.3 | 8.5 | 7.5 | False | 32 | 33 | 10.5 |  | Blower Coil System | True | Conventional | 05/05/2023 |  | 06/30/2023
Carrier Corp. - Indianapolis | Keeprite | CVH848GKA** | CVH848GKA** | FCM4X48***L+WALLCON |  | Voluntarily Certified | Single-split-system heat pumps | False | False | 45500 | 46000 | 18 | 14.3 | 8.5 | 7.5 | False | 32 | 33 | 10.5 |  | Blower Coil System | True | Conventional | 05/05/2023 |  | 06/30/2023
Carrier Corp. - Indianapolis | Heil | PHJ448***K***K* | PHJ448***K***K* |  |  | Voluntarily Certified | Single-package heat pumps (oth | False | False | 45500 | 45000 | 13.4 | 13.4 | 6.7 | 6.7 | False | 33 | 33 | 10.6 |  |  | False | Conventional | 05/05/2023 |  | 06/30/2023
Carrier Corp. - Indianapolis | BRYANT HEATING AND COOLING SYSTEMS | 288BNV013*0**A* | 288BNV013*0**A* | FE4ANF002L+UI |  | Voluntarily Certified | Single-split-system heat pumps | False | False | 12900 | 11900 | 16 | 14.3 | 8 | 7.5 | False | 32 | 33 | 12 |  | Blower Coil System | True | Conventional | 05/05/2023 |  | 06/30/2023
Carrier Corp. - Indianapolis | Arcoaire | HVH848GKA** | HVH848GKA** | FCM4X48***L+WALLCON |  | Voluntarily Certified | Single-split-system heat pumps | False | False | 45500 | 46000 | 18 | 14.3 | 8.5 | 7.5 | False | 32 | 33 | 10.5 |  | Blower Coil System | True | Conventional | 05/05/2023 |  | 06/30/2023
Carrier Corp. - Indianapolis | Arcoaire | PHJ448***K***K* | PHJ448***K***K* |  |  | Voluntarily Certified | Single-package heat pumps (oth | False | False | 45500 | 45000 | 13.4 | 13.4 | 6.7 | 6.7 | False | 33 | 33 | 10.6 |  |  | False | Conventional | 05/05/2023 |  | 06/30/2023
Carrier Corp. - Indianapolis | SMART COMFORT | PHJ448***K***K* | PHJ448***K***K* |  |  | Voluntarily Certified | Single-package heat pumps (oth | False | False | 45500 | 45000 | 13.4 | 13.4 | 6.7 | 6.7 | False | 33 | 33 | 10.6 |  |  | False | Conventional | 05/05/2023 |  | 06/30/2023
Carrier Corp. - Indianapolis | Airquest | PHJ448***K***K* | PHJ448***K***K* |  |  | Voluntarily Certified | Single-package heat pumps (oth | False | False | 45500 | 45000 | 13.4 | 13.4 | 6.7 | 6.7 | False | 33 | 33 | 10.6 |  |  | False | Conventional | 05/05/2023 |  | 06/30/2023
Carrier Corp. - Indianapolis | Airquest | HVH848GKA** | HVH848GKA** | FCM4X48***L+WALLCON |  | Voluntarily Certified | Single-split-system heat pumps | False | False | 45500 | 46000 | 18 | 14.3 | 8.5 | 7.5 | False | 32 | 33 | 10.5 |  | Blower Coil System | True | Conventional | 05/05/2023 |  | 06/30/2023
Carrier Corp. - Indianapolis | Kenmore | PHJ448***K***K* | PHJ448***K***K* |  |  | Voluntarily Certified | Single-package heat pumps (oth | False | False | 45500 | 45000 | 13.4 | 13.4 | 6.7 | 6.7 | False | 33 | 33 | 10.6 |  |  | False | Conventional | 05/05/2023 |  | 06/30/2023
Carrier Corp. - Indianapolis | BRYANT HEATING AND COOLING SYSTEMS | 288BNV048*0**A* | 288BNV048*0**A* | FE4AN(B,F)005L+UI |  | Voluntarily Certified | Single-split-system heat pumps | False | False | 45500 | 46000 | 18 | 14.3 | 8.5 | 7.5 | False | 32 | 33 | 10.5 |  | Blower Coil System | True | Conventional | 05/05/2023 |  | 06/30/2023
Carrier Corp. - Indianapolis | Arcoaire | PHJ442***K***K* | PHJ442***K***K* |  |  | Voluntarily Certified | Single-package heat pumps (oth | False | False | 40000 | 40000 | 13.4 | 13.4 | 6.7 | 6.7 | False | 33 | 33 | 10.6 |  |  | False | Conventional | 05/05/2023 |  | 06/30/2023
Carrier Corp. - Indianapolis | Arcoaire | PHJ460***K***K* | PHJ460***K***K* |  |  | Voluntarily Certified | Single-package heat pumps (oth | False | False | 54000 | 56000 | 13.4 | 13.4 | 6.7 | 6.7 | False | 33 | 33 | 10.6 |  |  | False | Conventional | 05/05/2023 |  | 06/30/2023
Carrier Corp. - Indianapolis | SMART COMFORT | PHJ460***K***K* | PHJ460***K***K* |  |  | Voluntarily Certified | Single-package heat pumps (oth | False | False | 54000 | 56000 | 13.4 | 13.4 | 6.7 | 6.7 | False | 33 | 33 | 10.6 |  |  | False | Conventional | 05/05/2023 |  | 06/30/2023
Carrier Corp. - Indianapolis | SMART COMFORT | PHJ442***K***K* | PHJ442***K***K* |  |  | Voluntarily Certified | Single-package heat pumps (oth | False | False | 40000 | 40000 | 13.4 | 13.4 | 6.7 | 6.7 | False | 33 | 33 | 10.6 |  |  | False | Conventional | 05/05/2023 |  | 06/30/2023
Carrier Corp. - Indianapolis | Day & Night | PHJ460***K***K* | PHJ460***K***K* |  |  | Voluntarily Certified | Single-package heat pumps (oth | False | False | 54000 | 56000 | 13.4 | 13.4 | 6.7 | 6.7 | False | 33 | 33 | 10.6 |  |  | False | Conventional | 05/05/2023 |  | 06/30/2023
Carrier Corp. - Indianapolis | Day & Night | PHJ442***K***K* | PHJ442***K***K* |  |  | Voluntarily Certified | Single-package heat pumps (oth | False | False | 40000 | 40000 | 13.4 | 13.4 | 6.7 | 6.7 | False | 33 | 33 | 10.6 |  |  | False | Conventional | 05/05/2023 |  | 06/30/2023
Carrier Corp. - Indianapolis | Airquest | PHJ460***K***K* | PHJ460***K***K* |  |  | Voluntarily Certified | Single-package heat pumps (oth | False | False | 54000 | 56000 | 13.4 | 13.4 | 6.7 | 6.7 | False | 33 | 33 | 10.6 |  |  | False | Conventional | 05/05/2023 |  | 06/30/2023
Carrier Corp. - Indianapolis | Airquest | PHJ442***K***K* | PHJ442***K***K* |  |  | Voluntarily Certified | Single-package heat pumps (oth | False | False | 40000 | 40000 | 13.4 | 13.4 | 6.7 | 6.7 | False | 33 | 33 | 10.6 |  |  | False | Conventional | 05/05/2023 |  | 06/30/2023
Carrier Corp. - Indianapolis | Kenmore | PHJ442***K***K* | PHJ442***K***K* |  |  | Voluntarily Certified | Single-package heat pumps (oth | False | False | 40000 | 40000 | 13.4 | 13.4 | 6.7 | 6.7 | False | 33 | 33 | 10.6 |  |  | False | Conventional | 05/05/2023 |  | 06/30/2023
Carrier Corp. - Indianapolis | Kenmore | PHJ460***K***K* | PHJ460***K***K* |  |  | Voluntarily Certified | Single-package heat pumps (oth | False | False | 54000 | 56000 | 13.4 | 13.4 | 6.7 | 6.7 | False | 33 | 33 | 10.6 |  |  | False | Conventional | 05/05/2023 |  | 06/30/2023
Carrier Corp. - Indianapolis | ICP Commercial | PHJ460***K***K* | PHJ460***K***K* |  |  | Voluntarily Certified | Single-package heat pumps (oth | False | False | 54000 | 56000 | 13.4 | 13.4 | 6.7 | 6.7 | False | 33 | 33 | 10.6 |  |  | False | Conventional | 05/05/2023 |  | 06/30/2023
Carrier Corp. - Indianapolis | ICP Commercial | PHJ442***K***K* | PHJ442***K***K* |  |  | Voluntarily Certified | Single-package heat pumps (oth | False | False | 40000 | 40000 | 13.4 | 13.4 | 6.7 | 6.7 | False | 33 | 33 | 10.6 |  |  | False | Conventional | 05/05/2023 |  | 06/30/2023
Carrier Corp. - Indianapolis | Heil | PHJ460***K***K* | PHJ460***K***K* |  |  | Voluntarily Certified | Single-package heat pumps (oth | False | False | 54000 | 56000 | 13.4 | 13.4 | 6.7 | 6.7 | False | 33 | 33 | 10.6 |  |  | False | Conventional | 05/05/2023 |  | 06/30/2023
Carrier Corp. - Indianapolis | Heil | PHJ442***K***K* | PHJ442***K***K* |  |  | Voluntarily Certified | Single-package heat pumps (oth | False | False | 40000 | 40000 | 13.4 | 13.4 | 6.7 | 6.7 | False | 33 | 33 | 10.6 |  |  | False | Conventional | 05/05/2023 |  | 06/30/2023
Carrier Corp. - Indianapolis | Keeprite | PHJ442***K***K* | PHJ442***K***K* |  |  | Voluntarily Certified | Single-package heat pumps (oth | False | False | 40000 | 40000 | 13.4 | 13.4 | 6.7 | 6.7 | False | 33 | 33 | 10.6 |  |  | False | Conventional | 05/05/2023 |  | 06/30/2023
Carrier Corp. - Indianapolis | Keeprite | PHJ460***K***K* | PHJ460***K***K* |  |  | Voluntarily Certified | Single-package heat pumps (oth | False | False | 54000 | 56000 | 13.4 | 13.4 | 6.7 | 6.7 | False | 33 | 33 | 10.6 |  |  | False | Conventional | 05/05/2023 |  | 06/30/2023
Carrier Corp. - Indianapolis | Comfortmaker | PHJ460***K***K* | PHJ460***K***K* |  |  | Voluntarily Certified | Single-package heat pumps (oth | False | False | 54000 | 56000 | 13.4 | 13.4 | 6.7 | 6.7 | False | 33 | 33 | 10.6 |  |  | False | Conventional | 05/05/2023 |  | 06/30/2023
Carrier Corp. - Indianapolis | Comfortmaker | PHJ442***K***K* | PHJ442***K***K* |  |  | Voluntarily Certified | Single-package heat pumps (oth | False | False | 40000 | 40000 | 13.4 | 13.4 | 6.7 | 6.7 | False | 33 | 33 | 10.6 |  |  | False | Conventional | 05/05/2023 |  | 06/30/2023
Carrier Corp. - Indianapolis | Tempstar | PHJ460***K***K* | PHJ460***K***K* |  |  | Voluntarily Certified | Single-package heat pumps (oth | False | False | 54000 | 56000 | 13.4 | 13.4 | 6.7 | 6.7 | False | 33 | 33 | 10.6 |  |  | False | Conventional | 05/05/2023 |  | 06/30/2023
Carrier Corp. - Indianapolis | Tempstar | PHJ442***K***K* | PHJ442***K***K* |  |  | Voluntarily Certified | Single-package heat pumps (oth | False | False | 40000 | 40000 | 13.4 | 13.4 | 6.7 | 6.7 | False | 33 | 33 | 10.6 |  |  | False | Conventional | 05/05/2023 |  | 06/30/2023
Carrier Corp. - Indianapolis | 1HVAC | PHJ460***K***K* | PHJ460***K***K* |  |  | Voluntarily Certified | Single-package heat pumps (oth | False | False | 54000 | 56000 | 13.4 | 13.4 | 6.7 | 6.7 | False | 33 | 33 | 10.6 |  |  | False | Conventional | 05/05/2023 |  | 06/30/2023
Carrier Corp. - Indianapolis | 1HVAC | PHJ442***K***K* | PHJ442***K***K* |  |  | Voluntarily Certified | Single-package heat pumps (oth | False | False | 40000 | 40000 | 13.4 | 13.4 | 6.7 | 6.7 | False | 33 | 33 | 10.6 |  |  | False | Conventional | 05/05/2023 |  | 06/30/2023
Carrier Corp. - Indianapolis | Day & Night | CVH860GKA** | CVH860GKA** | FCM4X60***L+WALLCON |  | Voluntarily Certified | Single-split-system heat pumps | False | False | 56500 | 60000 | 17.5 | 14.3 | 8.5 | 7.5 | False | 32 | 33 | 9.5 |  | Blower Coil System | True | Conventional | 05/05/2023 |  | 06/30/2023
Carrier Corp. - Indianapolis | Comfortmaker | CVH860GKA** | CVH860GKA** | FCM4X60***L+WALLCON |  | Voluntarily Certified | Single-split-system heat pumps | False | False | 56500 | 60000 | 17.5 | 14.3 | 8.5 | 7.5 | False | 32 | 33 | 9.5 |  | Blower Coil System | True | Conventional | 05/05/2023 |  | 06/30/2023
Carrier Corp. - Indianapolis | Keeprite | CVH860GKA** | CVH860GKA** | FCM4X60***L+WALLCON |  | Voluntarily Certified | Single-split-system heat pumps | False | False | 56500 | 60000 | 17.5 | 14.3 | 8.5 | 7.5 | False | 32 | 33 | 9.5 |  | Blower Coil System | True | Conventional | 05/05/2023 |  | 06/30/2023
Carrier Corp. - Indianapolis | Airquest | HVH860GKA** | HVH860GKA** | FCM4X60***L+WALLCON |  | Voluntarily Certified | Single-split-system heat pumps | False | False | 56500 | 60000 | 17.5 | 14.3 | 8.5 | 7.5 | False | 32 | 33 | 9.5 |  | Blower Coil System | True | Conventional | 05/05/2023 |  | 06/30/2023
Carrier Corp. - Indianapolis | Heil | HVH860GKA** | HVH860GKA** | FCM4X60***L+WALLCON |  | Voluntarily Certified | Single-split-system heat pumps | False | False | 56500 | 60000 | 17.5 | 14.3 | 8.5 | 7.5 | False | 32 | 33 | 9.5 |  | Blower Coil System | True | Conventional | 05/05/2023 |  | 06/30/2023
Carrier Corp. - Indianapolis | Arcoaire | HVH860GKA** | HVH860GKA** | FCM4X60***L+WALLCON |  | Voluntarily Certified | Single-split-system heat pumps | False | False | 56500 | 60000 | 17.5 | 14.3 | 8.5 | 7.5 | False | 32 | 33 | 9.5 |  | Blower Coil System | True | Conventional | 05/05/2023 |  | 06/30/2023
Carrier Corp. - Indianapolis | 1HVAC | N4H636GKP** | N4H636GKP** | FVM4X60***L |  | Voluntarily Certified | Single-split-system heat pumps | False | False | 36600 | 36400 | 16 | 14.3 | 8 | 7.5 | False | 32 | 33 | 13 |  | Blower Coil System | False | Conventional | 05/05/2023 |  | 06/30/2023
Carrier Corp. - Indianapolis | Tempstar | TVH848GKA** | TVH848GKA** | FCM4X48***L+WALLCON |  | Voluntarily Certified | Single-split-system heat pumps | False | False | 45500 | 46000 | 18 | 14.3 | 8.5 | 7.5 | False | 32 | 33 | 10.5 |  | Blower Coil System | True | Conventional | 05/05/2023 |  | 06/30/2023
Carrier Corp. - Indianapolis | Day & Night | CVH824GKA** | CVH824GKA** | FCM4X24***L+WALLCON |  | Voluntarily Certified | Single-split-system heat pumps | False | False | 23600 | 22200 | 16.5 | 14.3 | 8 | 7.5 | False | 32 | 33 | 10 |  | Blower Coil System | True | Conventional | 05/05/2023 |  | 06/30/2023
Carrier Corp. - Indianapolis | Comfortmaker | CVH824GKA** | CVH824GKA** | FCM4X24***L+WALLCON |  | Voluntarily Certified | Single-split-system heat pumps | False | False | 23600 | 22200 | 16.5 | 14.3 | 8 | 7.5 | False | 32 | 33 | 10 |  | Blower Coil System | True | Conventional | 05/05/2023 |  | 06/30/2023
Carrier Corp. - Indianapolis | Kenmore | (C,H,T)VH824GKA** | (C,H,T)VH824GKA** | FCM4X24***L+WALLCON |  | Voluntarily Certified | Single-split-system heat pumps | False | False | 23600 | 22200 | 16.5 | 14.3 | 8 | 7.5 | False | 32 | 33 | 10 |  | Blower Coil System | True | Conventional | 05/05/2023 |  | 06/30/2023
Carrier Corp. - Indianapolis | Kenmore | (C,H,T)VH860GKA** | (C,H,T)VH860GKA** | FCM4X60***L+WALLCON |  | Voluntarily Certified | Single-split-system heat pumps | False | False | 56500 | 60000 | 17.5 | 14.3 | 8.5 | 7.5 | False | 32 | 33 | 9.5 |  | Blower Coil System | True | Conventional | 05/05/2023 |  | 06/30/2023
Carrier Corp. - Indianapolis | Keeprite | CVH824GKA** | CVH824GKA** | FCM4X24***L+WALLCON |  | Voluntarily Certified | Single-split-system heat pumps | False | False | 23600 | 22200 | 16.5 | 14.3 | 8 | 7.5 | False | 32 | 33 | 10 |  | Blower Coil System | True | Conventional | 05/05/2023 |  | 06/30/2023
Carrier Corp. - Indianapolis | Arcoaire | HVH837GKA** | HVH837GKA** | FCM4X60***L+WALLCON |  | Voluntarily Certified | Single-split-system heat pumps | False | False | 33200 | 31600 | 18.5 | 14.3 | 8.5 | 7.5 | False | 32 | 33 | 12 |  | Blower Coil System | True | Conventional | 05/05/2023 |  | 06/30/2023
Carrier Corp. - Indianapolis | Day & Night | CVH837GKA** | CVH837GKA** | FCM4X60***L+WALLCON |  | Voluntarily Certified | Single-split-system heat pumps | False | False | 33200 | 31600 | 18.5 | 14.3 | 8.5 | 7.5 | False | 32 | 33 | 12 |  | Blower Coil System | True | Conventional | 05/05/2023 |  | 06/30/2023
Carrier Corp. - Indianapolis | Airquest | HVH837GKA** | HVH837GKA** | FCM4X60***L+WALLCON |  | Voluntarily Certified | Single-split-system heat pumps | False | False | 33200 | 31600 | 18.5 | 14.3 | 8.5 | 7.5 | False | 32 | 33 | 12 |  | Blower Coil System | True | Conventional | 05/05/2023 |  | 06/30/2023
Carrier Corp. - Indianapolis | Tempstar | TVH837GKA** | TVH837GKA** | FCM4X60***L+WALLCON |  | Voluntarily Certified | Single-split-system heat pumps | False | False | 33200 | 31600 | 18.5 | 14.3 | 8.5 | 7.5 | False | 32 | 33 | 12 |  | Blower Coil System | True | Conventional | 05/05/2023 |  | 06/30/2023
Carrier Corp. - Indianapolis | Keeprite | CVH837GKA** | CVH837GKA** | FCM4X60***L+WALLCON |  | Voluntarily Certified | Single-split-system heat pumps | False | False | 33200 | 31600 | 18.5 | 14.3 | 8.5 | 7.5 | False | 32 | 33 | 12 |  | Blower Coil System | True | Conventional | 05/05/2023 |  | 06/30/2023
Carrier Corp. - Indianapolis | Kenmore | (C,H,T)VH837GKA** | (C,H,T)VH837GKA** | FCM4X60***L+WALLCON |  | Voluntarily Certified | Single-split-system heat pumps | False | False | 33200 | 31600 | 18.5 | 14.3 | 8.5 | 7.5 | False | 32 | 33 | 12 |  | Blower Coil System | True | Conventional | 05/05/2023 |  | 06/30/2023
Carrier Corp. - Indianapolis | Comfortmaker | CVH837GKA** | CVH837GKA** | FCM4X60***L+WALLCON |  | Voluntarily Certified | Single-split-system heat pumps | False | False | 33200 | 31600 | 18.5 | 14.3 | 8.5 | 7.5 | False | 32 | 33 | 12 |  | Blower Coil System | True | Conventional | 05/05/2023 |  | 06/30/2023
Daikin Comfort Technologies Manufacturing, L.P. | Goodman | GPHH33641A* | GPHH33641A* |  |  | Voluntarily Certified | Single-package heat pumps (oth | False | False | 35200 | 32200 | 13.4 | 13.4 | 6.7 | 6.7 | False | 33 | 33 | 10.6 |  |  | False | Conventional | 05/05/2023 |  | 07/06/2023
Daikin Comfort Technologies Manufacturing, L.P. | ONE HOUR AIR CONDITIONING AND HEATING | GPHH33641A* | GPHH33641A* |  |  | Voluntarily Certified | Single-package heat pumps (oth | False | False | 35200 | 32200 | 13.4 | 13.4 | 6.7 | 6.7 | False | 33 | 33 | 10.6 |  |  | False | Conventional | 05/05/2023 |  | 07/06/2023
Daikin Comfort Technologies Manufacturing, L.P. | ENERGI AIR | GPHH33641A* | GPHH33641A* |  |  | Voluntarily Certified | Single-package heat pumps (oth | False | False | 35200 | 32200 | 13.4 | 13.4 | 6.7 | 6.7 | False | 33 | 33 | 10.6 |  |  | False | Conventional | 05/05/2023 |  | 07/06/2023
Daikin Comfort Technologies Manufacturing, L.P. | Franklin | GPHH33641A* | GPHH33641A* |  |  | Voluntarily Certified | Single-package heat pumps (oth | False | False | 35200 | 32200 | 13.4 | 13.4 | 6.7 | 6.7 | False | 33 | 33 | 10.6 |  |  | False | Conventional | 05/05/2023 |  | 07/06/2023
Daikin Comfort Technologies Manufacturing, L.P. | ABCOOLAIR | GPHH33641A* | GPHH33641A* |  |  | Voluntarily Certified | Single-package heat pumps (oth | False | False | 35200 | 32200 | 13.4 | 13.4 | 6.7 | 6.7 | False | 33 | 33 | 10.6 |  |  | False | Conventional | 05/05/2023 |  | 07/06/2023
Daikin Comfort Technologies Manufacturing, L.P. | Liberty Heating & Air Conditioning | GPHH33641A* | GPHH33641A* |  |  | Voluntarily Certified | Single-package heat pumps (oth | False | False | 35200 | 32200 | 13.4 | 13.4 | 6.7 | 6.7 | False | 33 | 33 | 10.6 |  |  | False | Conventional | 05/05/2023 |  | 07/06/2023
Daikin Comfort Technologies Manufacturing, L.P. | AMANA DISTINCTIONS | GPHH33641A* | GPHH33641A* |  |  | Voluntarily Certified | Single-package heat pumps (oth | False | False | 35200 | 32200 | 13.4 | 13.4 | 6.7 | 6.7 | False | 33 | 33 | 10.6 |  |  | False | Conventional | 05/05/2023 |  | 07/06/2023
Daikin Comfort Technologies Manufacturing, L.P. | Janitrol | GPHH33641A* | GPHH33641A* |  |  | Voluntarily Certified | Single-package heat pumps (oth | False | False | 35200 | 32200 | 13.4 | 13.4 | 6.7 | 6.7 | False | 33 | 33 | 10.6 |  |  | False | Conventional | 05/05/2023 |  | 07/06/2023
Daikin Comfort Technologies Manufacturing, L.P. | ABCOOLAIR | GPHH54241A* | GPHH54241A* |  |  | Voluntarily Certified | Single-package heat pumps (oth | False | False | 42000 | 40000 | 15.2 | 13.4 | 6.7 | 6.7 | False | 33 | 33 | 11.2 |  |  | False | Conventional | 05/05/2023 |  | 07/06/2023
Daikin Comfort Technologies Manufacturing, L.P. | ABCOOLAIR | GPHH53041A* | GPHH53041A* |  |  | Voluntarily Certified | Single-package heat pumps (oth | False | False | 27600 | 27600 | 15.2 | 13.4 | 7 | 6.7 | False | 33 | 33 | 11.2 |  |  | False | Conventional | 05/05/2023 |  | 07/06/2023
Daikin Comfort Technologies Manufacturing, L.P. | Goodman | GPHH53041A* | GPHH53041A* |  |  | Voluntarily Certified | Single-package heat pumps (oth | False | False | 27600 | 27600 | 15.2 | 13.4 | 7 | 6.7 | False | 33 | 33 | 11.2 |  |  | False | Conventional | 05/05/2023 |  | 07/06/2023
Daikin Comfort Technologies Manufacturing, L.P. | Goodman | GPHH54241A* | GPHH54241A* |  |  | Voluntarily Certified | Single-package heat pumps (oth | False | False | 42000 | 40000 | 15.2 | 13.4 | 6.7 | 6.7 | False | 33 | 33 | 11.2 |  |  | False | Conventional | 05/05/2023 |  | 07/06/2023
Daikin Comfort Technologies Manufacturing, L.P. | AMANA DISTINCTIONS | GPHH53041A* | GPHH53041A* |  |  | Voluntarily Certified | Single-package heat pumps (oth | False | False | 27600 | 27600 | 15.2 | 13.4 | 7 | 6.7 | False | 33 | 33 | 11.2 |  |  | False | Conventional | 05/05/2023 |  | 07/06/2023
Daikin Comfort Technologies Manufacturing, L.P. | AMANA DISTINCTIONS | GPHH54241A* | GPHH54241A* |  |  | Voluntarily Certified | Single-package heat pumps (oth | False | False | 42000 | 40000 | 15.2 | 13.4 | 6.7 | 6.7 | False | 33 | 33 | 11.2 |  |  | False | Conventional | 05/05/2023 |  | 07/06/2023
Daikin Comfort Technologies Manufacturing, L.P. | Liberty Heating & Air Conditioning | GPHH53041A* | GPHH53041A* |  |  | Voluntarily Certified | Single-package heat pumps (oth | False | False | 27600 | 27600 | 15.2 | 13.4 | 7 | 6.7 | False | 33 | 33 | 11.2 |  |  | False | Conventional | 05/05/2023 |  | 07/06/2023
Daikin Comfort Technologies Manufacturing, L.P. | Liberty Heating & Air Conditioning | GPHH54241A* | GPHH54241A* |  |  | Voluntarily Certified | Single-package heat pumps (oth | False | False | 42000 | 40000 | 15.2 | 13.4 | 6.7 | 6.7 | False | 33 | 33 | 11.2 |  |  | False | Conventional | 05/05/2023 |  | 07/06/2023
Daikin Comfort Technologies Manufacturing, L.P. | ONE HOUR AIR CONDITIONING AND HEATING | GPHH53041A* | GPHH53041A* |  |  | Voluntarily Certified | Single-package heat pumps (oth | False | False | 27600 | 27600 | 15.2 | 13.4 | 7 | 6.7 | False | 33 | 33 | 11.2 |  |  | False | Conventional | 05/05/2023 |  | 07/06/2023
Daikin Comfort Technologies Manufacturing, L.P. | ONE HOUR AIR CONDITIONING AND HEATING | GPHH54241A* | GPHH54241A* |  |  | Voluntarily Certified | Single-package heat pumps (oth | False | False | 42000 | 40000 | 15.2 | 13.4 | 6.7 | 6.7 | False | 33 | 33 | 11.2 |  |  | False | Conventional | 05/05/2023 |  | 07/06/2023
Daikin Comfort Technologies Manufacturing, L.P. | ENERGI AIR | GPHH53041A* | GPHH53041A* |  |  | Voluntarily Certified | Single-package heat pumps (oth | False | False | 27600 | 27600 | 15.2 | 13.4 | 7 | 6.7 | False | 33 | 33 | 11.2 |  |  | False | Conventional | 05/05/2023 |  | 07/06/2023
Daikin Comfort Technologies Manufacturing, L.P. | ENERGI AIR | GPHH54241A* | GPHH54241A* |  |  | Voluntarily Certified | Single-package heat pumps (oth | False | False | 42000 | 40000 | 15.2 | 13.4 | 6.7 | 6.7 | False | 33 | 33 | 11.2 |  |  | False | Conventional | 05/05/2023 |  | 07/06/2023
Daikin Comfort Technologies Manufacturing, L.P. | Franklin | GPHH54241A* | GPHH54241A* |  |  | Voluntarily Certified | Single-package heat pumps (oth | False | False | 42000 | 40000 | 15.2 | 13.4 | 6.7 | 6.7 | False | 33 | 33 | 11.2 |  |  | False | Conventional | 05/05/2023 |  | 07/06/2023
Daikin Comfort Technologies Manufacturing, L.P. | Franklin | GPHH53041A* | GPHH53041A* |  |  | Voluntarily Certified | Single-package heat pumps (oth | False | False | 27600 | 27600 | 15.2 | 13.4 | 7 | 6.7 | False | 33 | 33 | 11.2 |  |  | False | Conventional | 05/05/2023 |  | 07/06/2023
Daikin Comfort Technologies Manufacturing, L.P. | Janitrol | GPHH53041A* | GPHH53041A* |  |  | Voluntarily Certified | Single-package heat pumps (oth | False | False | 27600 | 27600 | 15.2 | 13.4 | 7 | 6.7 | False | 33 | 33 | 11.2 |  |  | False | Conventional | 05/05/2023 |  | 07/06/2023
Daikin Comfort Technologies Manufacturing, L.P. | Janitrol | GPHH54241A* | GPHH54241A* |  |  | Voluntarily Certified | Single-package heat pumps (oth | False | False | 42000 | 40000 | 15.2 | 13.4 | 6.7 | 6.7 | False | 33 | 33 | 11.2 |  |  | False | Conventional | 05/05/2023 |  | 07/06/2023
Daikin Comfort Technologies Manufacturing, L.P. | ONE HOUR AIR CONDITIONING AND HEATING | GPHH33041A* | GPHH33041A* |  |  | Voluntarily Certified | Single-package heat pumps (oth | False | False | 27800 | 27600 | 13.4 | 13.4 | 6.7 | 6.7 | False | 33 | 33 | 10.6 |  |  | False | Conventional | 05/05/2023 |  | 07/06/2023
Daikin Comfort Technologies Manufacturing, L.P. | ONE HOUR AIR CONDITIONING AND HEATING | GPHH34241A* | GPHH34241A* |  |  | Voluntarily Certified | Single-package heat pumps (oth | False | False | 39000 | 37200 | 13.4 | 13.4 | 6.7 | 6.7 | False | 33 | 33 | 10.6 |  |  | False | Conventional | 05/05/2023 |  | 07/06/2023
Daikin Comfort Technologies Manufacturing, L.P. | ENERGI AIR | GPHH33041A* | GPHH33041A* |  |  | Voluntarily Certified | Single-package heat pumps (oth | False | False | 27800 | 27600 | 13.4 | 13.4 | 6.7 | 6.7 | False | 33 | 33 | 10.6 |  |  | False | Conventional | 05/05/2023 |  | 07/06/2023
Daikin Comfort Technologies Manufacturing, L.P. | ENERGI AIR | GPHH34241A* | GPHH34241A* |  |  | Voluntarily Certified | Single-package heat pumps (oth | False | False | 39000 | 37200 | 13.4 | 13.4 | 6.7 | 6.7 | False | 33 | 33 | 10.6 |  |  | False | Conventional | 05/05/2023 |  | 07/06/2023
Daikin Comfort Technologies Manufacturing, L.P. | Franklin | GPHH33041A* | GPHH33041A* |  |  | Voluntarily Certified | Single-package heat pumps (oth | False | False | 27800 | 27600 | 13.4 | 13.4 | 6.7 | 6.7 | False | 33 | 33 | 10.6 |  |  | False | Conventional | 05/05/2023 |  | 07/06/2023
Daikin Comfort Technologies Manufacturing, L.P. | Franklin | GPHH34241A* | GPHH34241A* |  |  | Voluntarily Certified | Single-package heat pumps (oth | False | False | 39000 | 37200 | 13.4 | 13.4 | 6.7 | 6.7 | False | 33 | 33 | 10.6 |  |  | False | Conventional | 05/05/2023 |  | 07/06/2023
Daikin Comfort Technologies Manufacturing, L.P. | ABCOOLAIR | GPHH33041A* | GPHH33041A* |  |  | Voluntarily Certified | Single-package heat pumps (oth | False | False | 27800 | 27600 | 13.4 | 13.4 | 6.7 | 6.7 | False | 33 | 33 | 10.6 |  |  | False | Conventional | 05/05/2023 |  | 07/06/2023
Daikin Comfort Technologies Manufacturing, L.P. | ABCOOLAIR | GPHH34241A* | GPHH34241A* |  |  | Voluntarily Certified | Single-package heat pumps (oth | False | False | 39000 | 37200 | 13.4 | 13.4 | 6.7 | 6.7 | False | 33 | 33 | 10.6 |  |  | False | Conventional | 05/05/2023 |  | 07/06/2023
Daikin Comfort Technologies Manufacturing, L.P. | Goodman | GPHH33041A* | GPHH33041A* |  |  | Voluntarily Certified | Single-package heat pumps (oth | False | False | 27800 | 27600 | 13.4 | 13.4 | 6.7 | 6.7 | False | 33 | 33 | 10.6 |  |  | False | Conventional | 05/05/2023 |  | 07/06/2023
Daikin Comfort Technologies Manufacturing, L.P. | Goodman | GPHH34241A* | GPHH34241A* |  |  | Voluntarily Certified | Single-package heat pumps (oth | False | False | 39000 | 37200 | 13.4 | 13.4 | 6.7 | 6.7 | False | 33 | 33 | 10.6 |  |  | False | Conventional | 05/05/2023 |  | 07/06/2023
Daikin Comfort Technologies Manufacturing, L.P. | AMANA DISTINCTIONS | GPHH33041A* | GPHH33041A* |  |  | Voluntarily Certified | Single-package heat pumps (oth | False | False | 27800 | 27600 | 13.4 | 13.4 | 6.7 | 6.7 | False | 33 | 33 | 10.6 |  |  | False | Conventional | 05/05/2023 |  | 07/06/2023
Daikin Comfort Technologies Manufacturing, L.P. | AMANA DISTINCTIONS | GPHH34241A* | GPHH34241A* |  |  | Voluntarily Certified | Single-package heat pumps (oth | False | False | 39000 | 37200 | 13.4 | 13.4 | 6.7 | 6.7 | False | 33 | 33 | 10.6 |  |  | False | Conventional | 05/05/2023 |  | 07/06/2023
Daikin Comfort Technologies Manufacturing, L.P. | Liberty Heating & Air Conditioning | GPHH33041A* | GPHH33041A* |  |  | Voluntarily Certified | Single-package heat pumps (oth | False | False | 27800 | 27600 | 13.4 | 13.4 | 6.7 | 6.7 | False | 33 | 33 | 10.6 |  |  | False | Conventional | 05/05/2023 |  | 07/06/2023
Daikin Comfort Technologies Manufacturing, L.P. | Liberty Heating & Air Conditioning | GPHH34241A* | GPHH34241A* |  |  | Voluntarily Certified | Single-package heat pumps (oth | False | False | 39000 | 37200 | 13.4 | 13.4 | 6.7 | 6.7 | False | 33 | 33 | 10.6 |  |  | False | Conventional | 05/05/2023 |  | 07/06/2023
Daikin Comfort Technologies Manufacturing, L.P. | Janitrol | GPHH33041A* | GPHH33041A* |  |  | Voluntarily Certified | Single-package heat pumps (oth | False | False | 27800 | 27600 | 13.4 | 13.4 | 6.7 | 6.7 | False | 33 | 33 | 10.6 |  |  | False | Conventional | 05/05/2023 |  | 07/06/2023
Daikin Comfort Technologies Manufacturing, L.P. | Janitrol | GPHH34241A* | GPHH34241A* |  |  | Voluntarily Certified | Single-package heat pumps (oth | False | False | 39000 | 37200 | 13.4 | 13.4 | 6.7 | 6.7 | False | 33 | 33 | 10.6 |  |  | False | Conventional | 05/05/2023 |  | 07/06/2023
Daikin Comfort Technologies Manufacturing, L.P. | Goodman | GSZV904810A* | GSZV904810A* | CA*F4961*6D*+MBVC2001**-1A*+TX |  | Voluntarily Certified | Single-split-system heat pumps | False | False | 45000 | 44500 | 19 | 14.3 | 8.2 | 7.5 | True | 33 | 33 | 12 |  | Blower Coil System | True | Conventional | 05/05/2023 |  | 07/06/2023
Daikin Comfort Technologies Manufacturing, L.P. | Goodman | GSZV906010A* | GSZV906010A* | CA*F4961*6D*+MBVC2001**-1A*+TX |  | Voluntarily Certified | Single-split-system heat pumps | False | False | 52500 | 52500 | 19 | 14.3 | 8.2 | 7.5 | True | 30 | 33 | 10.5 |  | Blower Coil System | True | Conventional | 05/05/2023 |  | 07/06/2023
Daikin Comfort Technologies Manufacturing, L.P. | Franklin | GSZV904810A* | GSZV904810A* | CA*F4961*6D*+MBVC2001**-1A*+TX |  | Voluntarily Certified | Single-split-system heat pumps | False | False | 45000 | 44500 | 19 | 14.3 | 8.2 | 7.5 | True | 33 | 33 | 12 |  | Blower Coil System | True | Conventional | 05/05/2023 |  | 07/06/2023
Daikin Comfort Technologies Manufacturing, L.P. | Franklin | GSZV906010A* | GSZV906010A* | CA*F4961*6D*+MBVC2001**-1A*+TX |  | Voluntarily Certified | Single-split-system heat pumps | False | False | 52500 | 52500 | 19 | 14.3 | 8.2 | 7.5 | True | 33 | 33 | 10.5 |  | Blower Coil System | True | Conventional | 05/05/2023 |  | 07/06/2023
Daikin Comfort Technologies Manufacturing, L.P. | Goodman | GPHH53641A* | GPHH53641A* |  |  | Voluntarily Certified | Single-package heat pumps (oth | False | False | 34800 | 32200 | 15.2 | 13.4 | 7 | 6.7 | False | 33 | 33 | 11.2 |  |  | False | Conventional | 05/05/2023 |  | 07/06/2023
Daikin Comfort Technologies Manufacturing, L.P. | Goodman | GPHH54841A* | GPHH54841A* |  |  | Voluntarily Certified | Single-package heat pumps (oth | False | False | 46000 | 44000 | 15.2 | 13.4 | 6.7 | 6.7 | False | 33 | 33 | 11.2 |  |  | False | Conventional | 05/05/2023 |  | 07/06/2023
Daikin Comfort Technologies Manufacturing, L.P. | ABCOOLAIR | GPHH53641A* | GPHH53641A* |  |  | Voluntarily Certified | Single-package heat pumps (oth | False | False | 34800 | 32200 | 15.2 | 13.4 | 7 | 6.7 | False | 33 | 33 | 11.2 |  |  | False | Conventional | 05/05/2023 |  | 07/06/2023
Daikin Comfort Technologies Manufacturing, L.P. | ABCOOLAIR | GPHH54841A* | GPHH54841A* |  |  | Voluntarily Certified | Single-package heat pumps (oth | False | False | 46000 | 44000 | 15.2 | 13.4 | 6.7 | 6.7 | False | 33 | 33 | 11.2 |  |  | False | Conventional | 05/05/2023 |  | 07/06/2023
Daikin Comfort Technologies Manufacturing, L.P. | Liberty Heating & Air Conditioning | GPHH53641A* | GPHH53641A* |  |  | Voluntarily Certified | Single-package heat pumps (oth | False | False | 34800 | 32200 | 15.2 | 13.4 | 7 | 6.7 | False | 33 | 33 | 11.2 |  |  | False | Conventional | 05/05/2023 |  | 07/06/2023
Daikin Comfort Technologies Manufacturing, L.P. | Liberty Heating & Air Conditioning | GPHH54841A* | GPHH54841A* |  |  | Voluntarily Certified | Single-package heat pumps (oth | False | False | 46000 | 44000 | 15.2 | 13.4 | 6.7 | 6.7 | False | 33 | 33 | 11.2 |  |  | False | Conventional | 05/05/2023 |  | 07/06/2023
Daikin Comfort Technologies Manufacturing, L.P. | AMANA DISTINCTIONS | GPHH53641A* | GPHH53641A* |  |  | Voluntarily Certified | Single-package heat pumps (oth | False | False | 34800 | 32200 | 15.2 | 13.4 | 7 | 6.7 | False | 33 | 33 | 11.2 |  |  | False | Conventional | 05/05/2023 |  | 07/06/2023
Daikin Comfort Technologies Manufacturing, L.P. | AMANA DISTINCTIONS | GPHH54841A* | GPHH54841A* |  |  | Voluntarily Certified | Single-package heat pumps (oth | False | False | 46000 | 44000 | 15.2 | 13.4 | 6.7 | 6.7 | False | 33 | 33 | 11.2 |  |  | False | Conventional | 05/05/2023 |  | 07/06/2023
Daikin Comfort Technologies Manufacturing, L.P. | ONE HOUR AIR CONDITIONING AND HEATING | GPHH53641A* | GPHH53641A* |  |  | Voluntarily Certified | Single-package heat pumps (oth | False | False | 34800 | 32200 | 15.2 | 13.4 | 7 | 6.7 | False | 33 | 33 | 11.2 |  |  | False | Conventional | 05/05/2023 |  | 07/06/2023
Daikin Comfort Technologies Manufacturing, L.P. | ONE HOUR AIR CONDITIONING AND HEATING | GPHH54841A* | GPHH54841A* |  |  | Voluntarily Certified | Single-package heat pumps (oth | False | False | 46000 | 44000 | 15.2 | 13.4 | 6.7 | 6.7 | False | 33 | 33 | 11.2 |  |  | False | Conventional | 05/05/2023 |  | 07/06/2023
Daikin Comfort Technologies Manufacturing, L.P. | ENERGI AIR | GPHH53641A* | GPHH53641A* |  |  | Voluntarily Certified | Single-package heat pumps (oth | False | False | 34800 | 32200 | 15.2 | 13.4 | 7 | 6.7 | False | 33 | 33 | 11.2 |  |  | False | Conventional | 05/05/2023 |  | 07/06/2023
Daikin Comfort Technologies Manufacturing, L.P. | ENERGI AIR | GPHH54841A* | GPHH54841A* |  |  | Voluntarily Certified | Single-package heat pumps (oth | False | False | 46000 | 44000 | 15.2 | 13.4 | 6.7 | 6.7 | False | 33 | 33 | 11.2 |  |  | False | Conventional | 05/05/2023 |  | 07/06/2023
Daikin Comfort Technologies Manufacturing, L.P. | Franklin | GPHH53641A* | GPHH53641A* |  |  | Voluntarily Certified | Single-package heat pumps (oth | False | False | 34800 | 32200 | 15.2 | 13.4 | 7 | 6.7 | False | 33 | 33 | 11.2 |  |  | False | Conventional | 05/05/2023 |  | 07/06/2023
Daikin Comfort Technologies Manufacturing, L.P. | Franklin | GPHH54841A* | GPHH54841A* |  |  | Voluntarily Certified | Single-package heat pumps (oth | False | False | 46000 | 44000 | 15.2 | 13.4 | 6.7 | 6.7 | False | 33 | 33 | 11.2 |  |  | False | Conventional | 05/05/2023 |  | 07/06/2023
Daikin Comfort Technologies Manufacturing, L.P. | Janitrol | GPHH53641A* | GPHH53641A* |  |  | Voluntarily Certified | Single-package heat pumps (oth | False | False | 34800 | 32200 | 15.2 | 13.4 | 7 | 6.7 | False | 33 | 33 | 11.2 |  |  | False | Conventional | 05/05/2023 |  | 07/06/2023
Daikin Comfort Technologies Manufacturing, L.P. | Janitrol | GPHH54841A* | GPHH54841A* |  |  | Voluntarily Certified | Single-package heat pumps (oth | False | False | 46000 | 44000 | 15.2 | 13.4 | 6.7 | 6.7 | False | 33 | 33 | 11.2 |  |  | False | Conventional | 05/05/2023 |  | 07/06/2023
Daikin Comfort Technologies Manufacturing, L.P. | Goodman | GPHH32441A* | GPHH32441A* |  |  | Voluntarily Certified | Single-package heat pumps (oth | False | False | 23400 | 22800 | 13.4 | 13.4 | 6.7 | 6.7 | False | 33 | 33 | 10.6 |  |  | False | Conventional | 05/05/2023 |  | 07/06/2023
Daikin Comfort Technologies Manufacturing, L.P. | Goodman | GPHH34841A* | GPHH34841A* |  |  | Voluntarily Certified | Single-package heat pumps (oth | False | False | 46000 | 43500 | 13.4 | 13.4 | 6.7 | 6.7 | False | 33 | 33 | 10.6 |  |  | False | Conventional | 05/05/2023 |  | 07/06/2023
Daikin Comfort Technologies Manufacturing, L.P. | ABCOOLAIR | GPHH32441A* | GPHH32441A* |  |  | Voluntarily Certified | Single-package heat pumps (oth | False | False | 23400 | 22800 | 13.4 | 13.4 | 6.7 | 6.7 | False | 33 | 33 | 10.6 |  |  | False | Conventional | 05/05/2023 |  | 07/06/2023
Daikin Comfort Technologies Manufacturing, L.P. | ABCOOLAIR | GPHH34841A* | GPHH34841A* |  |  | Voluntarily Certified | Single-package heat pumps (oth | False | False | 46000 | 43500 | 13.4 | 13.4 | 6.7 | 6.7 | False | 33 | 33 | 10.6 |  |  | False | Conventional | 05/05/2023 |  | 07/06/2023
Daikin Comfort Technologies Manufacturing, L.P. | AMANA DISTINCTIONS | GPHH32441A* | GPHH32441A* |  |  | Voluntarily Certified | Single-package heat pumps (oth | False | False | 23400 | 22800 | 13.4 | 13.4 | 6.7 | 6.7 | False | 33 | 33 | 10.6 |  |  | False | Conventional | 05/05/2023 |  | 07/06/2023
Daikin Comfort Technologies Manufacturing, L.P. | AMANA DISTINCTIONS | GPHH34841A* | GPHH34841A* |  |  | Voluntarily Certified | Single-package heat pumps (oth | False | False | 46000 | 43500 | 13.4 | 13.4 | 6.7 | 6.7 | False | 33 | 33 | 10.6 |  |  | False | Conventional | 05/05/2023 |  | 07/06/2023
Daikin Comfort Technologies Manufacturing, L.P. | ONE HOUR AIR CONDITIONING AND HEATING | GPHH32441A* | GPHH32441A* |  |  | Voluntarily Certified | Single-package heat pumps (oth | False | False | 23400 | 22800 | 13.4 | 13.4 | 6.7 | 6.7 | False | 33 | 33 | 10.6 |  |  | False | Conventional | 05/05/2023 |  | 07/06/2023
Daikin Comfort Technologies Manufacturing, L.P. | ONE HOUR AIR CONDITIONING AND HEATING | GPHH34841A* | GPHH34841A* |  |  | Voluntarily Certified | Single-package heat pumps (oth | False | False | 46000 | 43500 | 13.4 | 13.4 | 6.7 | 6.7 | False | 33 | 33 | 10.6 |  |  | False | Conventional | 05/05/2023 |  | 07/06/2023
Daikin Comfort Technologies Manufacturing, L.P. | ENERGI AIR | GPHH32441A* | GPHH32441A* |  |  | Voluntarily Certified | Single-package heat pumps (oth | False | False | 23400 | 22800 | 13.4 | 13.4 | 6.7 | 6.7 | False | 33 | 33 | 10.6 |  |  | False | Conventional | 05/05/2023 |  | 07/06/2023
Daikin Comfort Technologies Manufacturing, L.P. | ENERGI AIR | GPHH34841A* | GPHH34841A* |  |  | Voluntarily Certified | Single-package heat pumps (oth | False | False | 46000 | 43500 | 13.4 | 13.4 | 6.7 | 6.7 | False | 33 | 33 | 10.6 |  |  | False | Conventional | 05/05/2023 |  | 07/06/2023
Daikin Comfort Technologies Manufacturing, L.P. | Franklin | GPHH32441A* | GPHH32441A* |  |  | Voluntarily Certified | Single-package heat pumps (oth | False | False | 23400 | 22800 | 13.4 | 13.4 | 6.7 | 6.7 | False | 33 | 33 | 10.6 |  |  | False | Conventional | 05/05/2023 |  | 07/06/2023
Daikin Comfort Technologies Manufacturing, L.P. | Franklin | GPHH34841A* | GPHH34841A* |  |  | Voluntarily Certified | Single-package heat pumps (oth | False | False | 46000 | 43500 | 13.4 | 13.4 | 6.7 | 6.7 | False | 33 | 33 | 10.6 |  |  | False | Conventional | 05/05/2023 |  | 07/06/2023
Daikin Comfort Technologies Manufacturing, L.P. | Janitrol | GPHH32441A* | GPHH32441A* |  |  | Voluntarily Certified | Single-package heat pumps (oth | False | False | 23400 | 22800 | 13.4 | 13.4 | 6.7 | 6.7 | False | 33 | 33 | 10.6 |  |  | False | Conventional | 05/05/2023 |  | 07/06/2023
Daikin Comfort Technologies Manufacturing, L.P. | Janitrol | GPHH34841A* | GPHH34841A* |  |  | Voluntarily Certified | Single-package heat pumps (oth | False | False | 46000 | 43500 | 13.4 | 13.4 | 6.7 | 6.7 | False | 33 | 33 | 10.6 |  |  | False | Conventional | 05/05/2023 |  | 07/06/2023
Daikin Comfort Technologies Manufacturing, L.P. | Liberty Heating & Air Conditioning | GPHH32441A* | GPHH32441A* |  |  | Voluntarily Certified | Single-package heat pumps (oth | False | False | 23400 | 22800 | 13.4 | 13.4 | 6.7 | 6.7 | False | 33 | 33 | 10.6 |  |  | False | Conventional | 05/05/2023 |  | 07/06/2023
Daikin Comfort Technologies Manufacturing, L.P. | Liberty Heating & Air Conditioning | GPHH34841A* | GPHH34841A* |  |  | Voluntarily Certified | Single-package heat pumps (oth | False | False | 46000 | 43500 | 13.4 | 13.4 | 6.7 | 6.7 | False | 33 | 33 | 10.6 |  |  | False | Conventional | 05/05/2023 |  | 07/06/2023
Daikin Comfort Technologies Manufacturing, L.P. | Goodman | GPHH56041A* | GPHH56041A* |  |  | Voluntarily Certified | Single-package heat pumps (oth | False | False | 57000 | 54500 | 15.2 | 13.4 | 7 | 6.7 | False | 33 | 33 | 11.2 |  |  | False | Conventional | 05/05/2023 |  | 07/06/2023
Daikin Comfort Technologies Manufacturing, L.P. | ABCOOLAIR | GPHH56041A* | GPHH56041A* |  |  | Voluntarily Certified | Single-package heat pumps (oth | False | False | 57000 | 54500 | 15.2 | 13.4 | 7 | 6.7 | False | 33 | 33 | 11.2 |  |  | False | Conventional | 05/05/2023 |  | 07/06/2023
Daikin Comfort Technologies Manufacturing, L.P. | AMANA DISTINCTIONS | GPHH56041A* | GPHH56041A* |  |  | Voluntarily Certified | Single-package heat pumps (oth | False | False | 57000 | 54500 | 15.2 | 13.4 | 7 | 6.7 | False | 33 | 33 | 11.2 |  |  | False | Conventional | 05/05/2023 |  | 07/06/2023
Daikin Comfort Technologies Manufacturing, L.P. | Liberty Heating & Air Conditioning | GPHH56041A* | GPHH56041A* |  |  | Voluntarily Certified | Single-package heat pumps (oth | False | False | 57000 | 54500 | 15.2 | 13.4 | 7 | 6.7 | False | 33 | 33 | 11.2 |  |  | False | Conventional | 05/05/2023 |  | 07/06/2023
Daikin Comfort Technologies Manufacturing, L.P. | ONE HOUR AIR CONDITIONING AND HEATING | GPHH56041A* | GPHH56041A* |  |  | Voluntarily Certified | Single-package heat pumps (oth | False | False | 57000 | 54500 | 15.2 | 13.4 | 7 | 6.7 | False | 33 | 33 | 11.2 |  |  | False | Conventional | 05/05/2023 |  | 07/06/2023
Daikin Comfort Technologies Manufacturing, L.P. | ENERGI AIR | GPHH56041A* | GPHH56041A* |  |  | Voluntarily Certified | Single-package heat pumps (oth | False | False | 57000 | 54500 | 15.2 | 13.4 | 7 | 6.7 | False | 33 | 33 | 11.2 |  |  | False | Conventional | 05/05/2023 |  | 07/06/2023
Daikin Comfort Technologies Manufacturing, L.P. | Franklin | GPHH56041A* | GPHH56041A* |  |  | Voluntarily Certified | Single-package heat pumps (oth | False | False | 57000 | 54500 | 15.2 | 13.4 | 7 | 6.7 | False | 33 | 33 | 11.2 |  |  | False | Conventional | 05/05/2023 |  | 07/06/2023
Daikin Comfort Technologies Manufacturing, L.P. | Janitrol | GPHH56041A* | GPHH56041A* |  |  | Voluntarily Certified | Single-package heat pumps (oth | False | False | 57000 | 54500 | 15.2 | 13.4 | 7 | 6.7 | False | 33 | 33 | 11.2 |  |  | False | Conventional | 05/05/2023 |  | 07/06/2023
Daikin Comfort Technologies Manufacturing, L.P. | Goodman | GPHH36041A* | GPHH36041A* |  |  | Voluntarily Certified | Single-package heat pumps (oth | False | False | 57000 | 54500 | 13.4 | 13.4 | 6.7 | 6.7 | False | 33 | 33 | 10.6 |  |  | False | Conventional | 05/05/2023 |  | 07/06/2023
Daikin Comfort Technologies Manufacturing, L.P. | Goodman | GPHH52441A* | GPHH52441A* |  |  | Voluntarily Certified | Single-package heat pumps (oth | False | False | 24000 | 22800 | 15 | 13.4 | 7 | 6.7 | False | 33 | 33 | 11.2 |  |  | False | Conventional | 05/05/2023 |  | 07/06/2023
Daikin Comfort Technologies Manufacturing, L.P. | Goodman | GSZV903610A* | GSZV903610A* | CA*F3743*6D*+MBVC1601**-1A*+TX |  | Voluntarily Certified | Single-split-system heat pumps | False | False | 34200 | 34200 | 19 | 14.3 | 8.2 | 7.5 | True | 33 | 33 | 12 |  | Blower Coil System | True | Conventional | 05/05/2023 |  | 07/06/2023
Daikin Comfort Technologies Manufacturing, L.P. | Goodman | GSZV902410A* | GSZV902410A* | CA*F3137*6A*+MBVC1201**-1A*+TX |  | Voluntarily Certified | Single-split-system heat pumps | False | False | 23200 | 23000 | 21 | 14.3 | 8.2 | 7.5 | True | 33 | 33 | 12 |  | Blower Coil System | True | Conventional | 05/05/2023 |  | 07/06/2023
Daikin Comfort Technologies Manufacturing, L.P. | ONE HOUR AIR CONDITIONING AND HEATING | GPHH36041A* | GPHH36041A* |  |  | Voluntarily Certified | Single-package heat pumps (oth | False | False | 57000 | 54500 | 13.4 | 13.4 | 6.7 | 6.7 | False | 33 | 33 | 10.6 |  |  | False | Conventional | 05/05/2023 |  | 07/06/2023
Daikin Comfort Technologies Manufacturing, L.P. | ONE HOUR AIR CONDITIONING AND HEATING | GPHH52441A* | GPHH52441A* |  |  | Voluntarily Certified | Single-package heat pumps (oth | False | False | 24000 | 22800 | 15 | 13.4 | 7 | 6.7 | False | 33 | 33 | 11.2 |  |  | False | Conventional | 05/05/2023 |  | 07/06/2023
Daikin Comfort Technologies Manufacturing, L.P. | ENERGI AIR | GPHH36041A* | GPHH36041A* |  |  | Voluntarily Certified | Single-package heat pumps (oth | False | False | 57000 | 54500 | 13.4 | 13.4 | 6.7 | 6.7 | False | 33 | 33 | 10.6 |  |  | False | Conventional | 05/05/2023 |  | 07/06/2023
Daikin Comfort Technologies Manufacturing, L.P. | ENERGI AIR | GPHH52441A* | GPHH52441A* |  |  | Voluntarily Certified | Single-package heat pumps (oth | False | False | 24000 | 22800 | 15 | 13.4 | 7 | 6.7 | False | 33 | 33 | 11.2 |  |  | False | Conventional | 05/05/2023 |  | 07/06/2023
Daikin Comfort Technologies Manufacturing, L.P. | Franklin | GSZV903610A* | GSZV903610A* | CA*F3743*6D*+MBVC1601**-1A*+TX |  | Voluntarily Certified | Single-split-system heat pumps | False | False | 34200 | 34200 | 19 | 14.3 | 8.2 | 7.5 | True | 33 | 33 | 12 |  | Blower Coil System | True | Conventional | 05/05/2023 |  | 07/06/2023
Daikin Comfort Technologies Manufacturing, L.P. | Franklin | GPHH36041A* | GPHH36041A* |  |  | Voluntarily Certified | Single-package heat pumps (oth | False | False | 57000 | 54500 | 13.4 | 13.4 | 6.7 | 6.7 | False | 33 | 33 | 10.6 |  |  | False | Conventional | 05/05/2023 |  | 07/06/2023
Daikin Comfort Technologies Manufacturing, L.P. | ABCOOLAIR | GPHH36041A* | GPHH36041A* |  |  | Voluntarily Certified | Single-package heat pumps (oth | False | False | 57000 | 54500 | 13.4 | 13.4 | 6.7 | 6.7 | False | 33 | 33 | 10.6 |  |  | False | Conventional | 05/05/2023 |  | 07/06/2023
Daikin Comfort Technologies Manufacturing, L.P. | ABCOOLAIR | GPHH52441A* | GPHH52441A* |  |  | Voluntarily Certified | Single-package heat pumps (oth | False | False | 24000 | 22800 | 15 | 13.4 | 7 | 6.7 | False | 33 | 33 | 11.2 |  |  | False | Conventional | 05/05/2023 |  | 07/06/2023
Daikin Comfort Technologies Manufacturing, L.P. | AMANA DISTINCTIONS | GPHH36041A* | GPHH36041A* |  |  | Voluntarily Certified | Single-package heat pumps (oth | False | False | 57000 | 54500 | 13.4 | 13.4 | 6.7 | 6.7 | False | 33 | 33 | 10.6 |  |  | False | Conventional | 05/05/2023 |  | 07/06/2023
Daikin Comfort Technologies Manufacturing, L.P. | AMANA DISTINCTIONS | GPHH52441A* | GPHH52441A* |  |  | Voluntarily Certified | Single-package heat pumps (oth | False | False | 24000 | 22800 | 15 | 13.4 | 7 | 6.7 | False | 33 | 33 | 11.2 |  |  | False | Conventional | 05/05/2023 |  | 07/06/2023
Daikin Comfort Technologies Manufacturing, L.P. | Janitrol | GPHH36041A* | GPHH36041A* |  |  | Voluntarily Certified | Single-package heat pumps (oth | False | False | 57000 | 54500 | 13.4 | 13.4 | 6.7 | 6.7 | False | 33 | 33 | 10.6 |  |  | False | Conventional | 05/05/2023 |  | 07/06/2023
Daikin Comfort Technologies Manufacturing, L.P. | Janitrol | GPHH52441A* | GPHH52441A* |  |  | Voluntarily Certified | Single-package heat pumps (oth | False | False | 24000 | 22800 | 15 | 13.4 | 7 | 6.7 | False | 33 | 33 | 11.2 |  |  | False | Conventional | 05/05/2023 |  | 07/06/2023
Daikin Comfort Technologies Manufacturing, L.P. | Liberty Heating & Air Conditioning | GPHH36041A* | GPHH36041A* |  |  | Voluntarily Certified | Single-package heat pumps (oth | False | False | 57000 | 54500 | 13.4 | 13.4 | 6.7 | 6.7 | False | 33 | 33 | 10.6 |  |  | False | Conventional | 05/05/2023 |  | 07/06/2023
Daikin Comfort Technologies Manufacturing, L.P. | Liberty Heating & Air Conditioning | GPHH52441A* | GPHH52441A* |  |  | Voluntarily Certified | Single-package heat pumps (oth | False | False | 24000 | 22800 | 15 | 13.4 | 7 | 6.7 | False | 33 | 33 | 11.2 |  |  | False | Conventional | 05/05/2023 |  | 07/06/2023
Daikin Comfort Technologies Manufacturing, L.P. | Franklin | GPHH52441A* | GPHH52441A* |  |  | Voluntarily Certified | Single-package heat pumps (oth | False | False | 24000 | 22800 | 15 | 13.4 | 7 | 6.7 | False | 33 | 33 | 11.2 |  |  | False | Conventional | 05/05/2023 |  | 07/06/2023
Daikin Comfort Technologies Manufacturing, L.P. | Franklin | GSZV902410A* | GSZV902410A* | CA*F3137*6A*+MBVC1201**-1A*+TX |  | Voluntarily Certified | Single-split-system heat pumps | False | False | 23200 | 23000 | 21 | 14.3 | 8.2 | 7.5 | True | 33 | 33 | 12 |  | Blower Coil System | True | Conventional | 05/05/2023 |  | 07/06/2023
Daikin Comfort Technologies Manufacturing, L.P. | Goettl | APHH52441A* | APHH52441A* |  |  | Voluntarily Certified | Single-package heat pumps (oth | False | False | 24000 | 22800 | 15 | 13.4 | 7 | 6.7 | False | 33 | 33 | 11.2 |  |  | False | Conventional | 05/05/2023 |  | 07/06/2023
Daikin Comfort Technologies Manufacturing, L.P. | Goettl | GPHH53641A* | GPHH53641A* |  |  | Voluntarily Certified | Single-package heat pumps (oth | False | False | 34800 | 32200 | 15.2 | 13.4 | 7 | 6.7 | False | 33 | 33 | 11.2 |  |  | False | Conventional | 05/05/2023 |  | 07/06/2023
Daikin Comfort Technologies Manufacturing, L.P. | Goettl | GPHH54841A* | GPHH54841A* |  |  | Voluntarily Certified | Single-package heat pumps (oth | False | False | 46000 | 44000 | 15.2 | 13.4 | 6.7 | 6.7 | False | 33 | 33 | 11.2 |  |  | False | Conventional | 05/05/2023 |  | 07/06/2023
Daikin Comfort Technologies Manufacturing, L.P. | Goettl | APHH33041A* | APHH33041A* |  |  | Voluntarily Certified | Single-package heat pumps (oth | False | False | 27800 | 27600 | 13.4 | 13.4 | 6.7 | 6.7 | False | 33 | 33 | 10.6 |  |  | False | Conventional | 05/05/2023 |  | 07/06/2023
Daikin Comfort Technologies Manufacturing, L.P. | Goettl | ASZS604810A* | ASZS604810A* | AHVE48DP1400A* |  | Voluntarily Certified | Single-split-system heat pumps | False | False | 45000 | 45500 | 16.2 | 14.3 | 8.1 | 7.5 | True | 33 | 33 | 8 |  | Blower Coil System | True | Conventional | 05/05/2023 |  | 07/06/2023
Daikin Comfort Technologies Manufacturing, L.P. | Goettl | ASZS603610A* | ASZS603610A* | AHVE36CP1400A* |  | Voluntarily Certified | Single-split-system heat pumps | False | False | 33600 | 34600 | 16.3 | 14.3 | 8.2 | 7.5 | True | 33 | 33 | 8.7 |  | Blower Coil System | True | Conventional | 05/05/2023 |  | 07/06/2023
Daikin Comfort Technologies Manufacturing, L.P. | Goettl | ASZS602410A* | ASZS602410A* | AHVE24BP1400A* |  | Voluntarily Certified | Single-split-system heat pumps | False | False | 22200 | 23200 | 17.3 | 14.3 | 8.5 | 7.5 | True | 33 | 33 | 10.1 |  | Blower Coil System | True | Conventional | 05/05/2023 |  | 07/06/2023
Daikin Comfort Technologies Manufacturing, L.P. | Goettl | APHH33641A* | APHH33641A* |  |  | Voluntarily Certified | Single-package heat pumps (oth | False | False | 35200 | 32200 | 13.4 | 13.4 | 6.7 | 6.7 | False | 33 | 33 | 10.6 |  |  | False | Conventional | 05/05/2023 |  | 07/06/2023
Daikin Comfort Technologies Manufacturing, L.P. | Goettl | APHH56041A* | APHH56041A* |  |  | Voluntarily Certified | Single-package heat pumps (oth | False | False | 57000 | 54500 | 15.2 | 13.4 | 7 | 6.7 | False | 33 | 33 | 11.2 |  |  | False | Conventional | 05/05/2023 |  | 07/06/2023
Daikin Comfort Technologies Manufacturing, L.P. | Goettl | GPHH33041A* | GPHH33041A* |  |  | Voluntarily Certified | Single-package heat pumps (oth | False | False | 27800 | 27600 | 13.4 | 13.4 | 6.7 | 6.7 | False | 33 | 33 | 10.6 |  |  | False | Conventional | 05/05/2023 |  | 07/06/2023
Daikin Comfort Technologies Manufacturing, L.P. | Goettl | GPHH34241A* | GPHH34241A* |  |  | Voluntarily Certified | Single-package heat pumps (oth | False | False | 39000 | 37200 | 13.4 | 13.4 | 6.7 | 6.7 | False | 33 | 33 | 10.6 |  |  | False | Conventional | 05/05/2023 |  | 07/06/2023
Daikin Comfort Technologies Manufacturing, L.P. | Goettl | APHH32441A* | APHH32441A* |  |  | Voluntarily Certified | Single-package heat pumps (oth | False | False | 23400 | 22800 | 13.4 | 13.4 | 6.7 | 6.7 | False | 33 | 33 | 10.6 |  |  | False | Conventional | 05/05/2023 |  | 07/06/2023
Daikin Comfort Technologies Manufacturing, L.P. | Goettl | GPHH54241A* | GPHH54241A* |  |  | Voluntarily Certified | Single-package heat pumps (oth | False | False | 42000 | 40000 | 15.2 | 13.4 | 6.7 | 6.7 | False | 33 | 33 | 11.2 |  |  | False | Conventional | 05/05/2023 |  | 07/06/2023
Daikin Comfort Technologies Manufacturing, L.P. | Goettl | GPHH53041A* | GPHH53041A* |  |  | Voluntarily Certified | Single-package heat pumps (oth | False | False | 27600 | 27600 | 15.2 | 13.4 | 7 | 6.7 | False | 33 | 33 | 11.2 |  |  | False | Conventional | 05/05/2023 |  | 07/06/2023
Daikin Comfort Technologies Manufacturing, L.P. | Goettl | APHH36041A* | APHH36041A* |  |  | Voluntarily Certified | Single-package heat pumps (oth | False | False | 57000 | 54500 | 13.4 | 13.4 | 6.7 | 6.7 | False | 33 | 33 | 10.6 |  |  | False | Conventional | 05/05/2023 |  | 07/06/2023
Daikin Comfort Technologies Manufacturing, L.P. | Goettl | GPHH33641A* | GPHH33641A* |  |  | Voluntarily Certified | Single-package heat pumps (oth | False | False | 35200 | 32200 | 13.4 | 13.4 | 6.7 | 6.7 | False | 33 | 33 | 10.6 |  |  | False | Conventional | 05/05/2023 |  | 07/06/2023
Daikin Comfort Technologies Manufacturing, L.P. | Goettl | ASZS604210A* | ASZS604210A* | AHVE48DP1400A* |  | Voluntarily Certified | Single-split-system heat pumps | False | False | 39500 | 40000 | 16.9 | 14.3 | 8.1 | 7.5 | True | 33 | 33 | 8.5 |  | Blower Coil System | True | Conventional | 05/05/2023 |  | 07/06/2023
Daikin Comfort Technologies Manufacturing, L.P. | Goettl | ASZS606010A* | ASZS606010A* | AHVE60DP1400A* |  | Voluntarily Certified | Single-split-system heat pumps | False | False | 53000 | 54500 | 16.1 | 14.3 | 8.1 | 7.5 | True | 33 | 33 | 8 |  | Blower Coil System | True | Conventional | 05/05/2023 |  | 07/06/2023
Daikin Comfort Technologies Manufacturing, L.P. | Goettl | APHH54241A* | APHH54241A* |  |  | Voluntarily Certified | Single-package heat pumps (oth | False | False | 42000 | 40000 | 15.2 | 13.4 | 6.7 | 6.7 | False | 33 | 33 | 11.2 |  |  | False | Conventional | 05/05/2023 |  | 07/06/2023
Daikin Comfort Technologies Manufacturing, L.P. | Goettl | GPHH56041A* | GPHH56041A* |  |  | Voluntarily Certified | Single-package heat pumps (oth | False | False | 57000 | 54500 | 15.2 | 13.4 | 7 | 6.7 | False | 33 | 33 | 11.2 |  |  | False | Conventional | 05/05/2023 |  | 07/06/2023
Daikin Comfort Technologies Manufacturing, L.P. | Goettl | APHH34241A* | APHH34241A* |  |  | Voluntarily Certified | Single-package heat pumps (oth | False | False | 39000 | 37200 | 13.4 | 13.4 | 6.7 | 6.7 | False | 33 | 33 | 10.6 |  |  | False | Conventional | 05/05/2023 |  | 07/06/2023
Daikin Comfort Technologies Manufacturing, L.P. | Goettl | APHH34841A* | APHH34841A* |  |  | Voluntarily Certified | Single-package heat pumps (oth | False | False | 46000 | 43500 | 13.4 | 13.4 | 6.7 | 6.7 | False | 33 | 33 | 10.6 |  |  | False | Conventional | 05/05/2023 |  | 07/06/2023
Daikin Comfort Technologies Manufacturing, L.P. | Goettl | ASZS601810A* | ASZS601810A* | AHVE24BP1400A* |  | Voluntarily Certified | Single-split-system heat pumps | False | False | 16600 | 17400 | 17.5 | 14.3 | 8.5 | 7.5 | True | 33 | 33 | 10.9 |  | Blower Coil System | True | Conventional | 05/05/2023 |  | 07/06/2023
Daikin Comfort Technologies Manufacturing, L.P. | Goettl | ASZS603010A* | ASZS603010A* | AHVE36CP1400A* |  | Voluntarily Certified | Single-split-system heat pumps | False | False | 27800 | 28800 | 17.1 | 14.3 | 8.2 | 7.5 | True | 33 | 33 | 9.9 |  | Blower Coil System | True | Conventional | 05/05/2023 |  | 07/06/2023
Daikin Comfort Technologies Manufacturing, L.P. | Goettl | GPHH32441A* | GPHH32441A* |  |  | Voluntarily Certified | Single-package heat pumps (oth | False | False | 23400 | 22800 | 13.4 | 13.4 | 6.7 | 6.7 | False | 33 | 33 | 10.6 |  |  | False | Conventional | 05/05/2023 |  | 07/06/2023
Daikin Comfort Technologies Manufacturing, L.P. | Goettl | GPHH34841A* | GPHH34841A* |  |  | Voluntarily Certified | Single-package heat pumps (oth | False | False | 46000 | 43500 | 13.4 | 13.4 | 6.7 | 6.7 | False | 33 | 33 | 10.6 |  |  | False | Conventional | 05/05/2023 |  | 07/06/2023
Daikin Comfort Technologies Manufacturing, L.P. | Goettl | APHH54841A* | APHH54841A* |  |  | Voluntarily Certified | Single-package heat pumps (oth | False | False | 46000 | 44000 | 15.2 | 13.4 | 6.7 | 6.7 | False | 33 | 33 | 11.2 |  |  | False | Conventional | 05/05/2023 |  | 07/06/2023
Daikin Comfort Technologies Manufacturing, L.P. | Goettl | GPHH36041A* | GPHH36041A* |  |  | Voluntarily Certified | Single-package heat pumps (oth | False | False | 57000 | 54500 | 13.4 | 13.4 | 6.7 | 6.7 | False | 33 | 33 | 10.6 |  |  | False | Conventional | 05/05/2023 |  | 07/06/2023
Daikin Comfort Technologies Manufacturing, L.P. | Goettl | APHH53041A* | APHH53041A* |  |  | Voluntarily Certified | Single-package heat pumps (oth | False | False | 27600 | 27600 | 15.2 | 13.4 | 7 | 6.7 | False | 33 | 33 | 11.2 |  |  | False | Conventional | 05/05/2023 |  | 07/06/2023
Daikin Comfort Technologies Manufacturing, L.P. | Goettl | GPHH52441A* | GPHH52441A* |  |  | Voluntarily Certified | Single-package heat pumps (oth | False | False | 24000 | 22800 | 15 | 13.4 | 7 | 6.7 | False | 33 | 33 | 11.2 |  |  | False | Conventional | 05/05/2023 |  | 07/06/2023
Daikin Comfort Technologies Manufacturing, L.P. | Goettl | APHH53641A* | APHH53641A* |  |  | Voluntarily Certified | Single-package heat pumps (oth | False | False | 34800 | 32200 | 15.2 | 13.4 | 7 | 6.7 | False | 33 | 33 | 11.2 |  |  | False | Conventional | 05/05/2023 |  | 07/06/2023
Daikin Comfort Technologies Manufacturing, L.P. | Daikin | DZ17VSA481B* | DZ17VSA481B* | DFVE48DP1400A* |  | Voluntarily Certified | Single-split-system heat pumps | False | False | 45000 | 45500 | 16.2 | 14.3 | 8.1 | 7.5 | True | 33 | 33 | 8 |  | Blower Coil System | True | Conventional | 05/05/2023 |  | 07/06/2023
Daikin Comfort Technologies Manufacturing, L.P. | Daikin | DZ17VSA241B* | DZ17VSA241B* | DFVE24BP1400A* |  | Voluntarily Certified | Single-split-system heat pumps | False | False | 22200 | 22800 | 17.3 | 14.3 | 8.5 | 7.5 | True | 33 | 33 | 10.1 |  | Blower Coil System | True | Conventional | 05/05/2023 |  | 07/06/2023
Daikin Comfort Technologies Manufacturing, L.P. | Daikin | DZ6VSA6010A* | DZ6VSA6010A* | DFVE60DP1400A* |  | Voluntarily Certified | Single-split-system heat pumps | False | False | 53000 | 54500 | 16.1 | 14.3 | 8.1 | 7.5 | False | 33 | 33 | 8 |  | Blower Coil System | True | Conventional | 05/05/2023 |  | 07/06/2023
Daikin Comfort Technologies Manufacturing, L.P. | Daikin | DZ17VSA421B* | DZ17VSA421B* | DFVE48DP1400A* |  | Voluntarily Certified | Single-split-system heat pumps | False | False | 39500 | 40000 | 16.9 | 14.3 | 8.1 | 7.5 | True | 33 | 33 | 8.5 |  | Blower Coil System | True | Conventional | 05/05/2023 |  | 07/06/2023
Daikin Comfort Technologies Manufacturing, L.P. | Daikin | DZ6VSA3610A* | DZ6VSA3610A* | DFVE36CP1400A* |  | Voluntarily Certified | Single-split-system heat pumps | False | False | 33600 | 34600 | 16.3 | 14.3 | 8.2 | 7.5 | True | 33 | 33 | 8.7 |  | Blower Coil System | True | Conventional | 05/05/2023 |  | 07/06/2023
Daikin Comfort Technologies Manufacturing, L.P. | Daikin | DZ9VCA4810A* | DZ9VCA4810A* | CA*F4961*6D*+MBVC2000**-1A*+TX |  | Voluntarily Certified | Single-split-system heat pumps | False | False | 45000 | 44500 | 19 | 14.3 | 8.2 | 7.5 | False | 30 | 33 | 12 |  | Blower Coil System | True | Conventional | 05/05/2023 |  | 07/06/2023
Daikin Comfort Technologies Manufacturing, L.P. | Daikin | DZ17VSA181B* | DZ17VSA181B* | DFVE24BP1400A* |  | Voluntarily Certified | Single-split-system heat pumps | False | False | 16600 | 17400 | 17.5 | 14.3 | 8.5 | 7.5 | True | 33 | 33 | 10.9 |  | Blower Coil System | True | Conventional | 05/05/2023 |  | 07/06/2023
Daikin Comfort Technologies Manufacturing, L.P. | Daikin | DP5HH4841A* | DP5HH4841A* |  |  | Voluntarily Certified | Single-package heat pumps (oth | False | False | 46000 | 44000 | 15.2 | 13.4 | 6.7 | 6.7 | False | 33 | 33 | 11.2 |  |  | False | Conventional | 05/05/2023 |  | 07/06/2023
Daikin Comfort Technologies Manufacturing, L.P. | Daikin | DZ6VSA4210A* | DZ6VSA4210A* | DFVE48DP1400A* |  | Voluntarily Certified | Single-split-system heat pumps | False | False | 39500 | 40000 | 16.9 | 14.3 | 8.1 | 7.5 | True | 33 | 33 | 8.5 |  | Blower Coil System | True | Conventional | 05/05/2023 |  | 07/06/2023
Daikin Comfort Technologies Manufacturing, L.P. | Daikin | DZ17VSA301B* | DZ17VSA301B* | DFVE36CP1400A* |  | Voluntarily Certified | Single-split-system heat pumps | False | False | 27800 | 27800 | 17.1 | 14.3 | 8.2 | 7.5 | True | 33 | 33 | 9.9 |  | Blower Coil System | True | Conventional | 05/05/2023 |  | 07/06/2023
Daikin Comfort Technologies Manufacturing, L.P. | Daikin | DZ9VCA3610A* | DZ9VCA3610A* | CA*F3743*6D*+MBVC1600**-1A*+TX |  | Voluntarily Certified | Single-split-system heat pumps | False | False | 34200 | 34200 | 19 | 14.3 | 8.2 | 7.5 | False | 30 | 33 | 12 |  | Blower Coil System | True | Conventional | 05/05/2023 |  | 07/06/2023
Daikin Comfort Technologies Manufacturing, L.P. | Daikin | DP5HH3041A* | DP5HH3041A* |  |  | Voluntarily Certified | Single-package heat pumps (oth | False | False | 27600 | 27600 | 15.2 | 13.4 | 7 | 6.7 | False | 33 | 33 | 11.2 |  |  | False | Conventional | 05/05/2023 |  | 07/06/2023
Daikin Comfort Technologies Manufacturing, L.P. | Daikin | DP5HH3641A* | DP5HH3641A* |  |  | Voluntarily Certified | Single-package heat pumps (oth | False | False | 34800 | 32200 | 15.2 | 13.4 | 7 | 6.7 | False | 33 | 33 | 11.2 |  |  | False | Conventional | 05/05/2023 |  | 07/06/2023
Daikin Comfort Technologies Manufacturing, L.P. | Daikin | DZ6VSA1810A* | DZ6VSA1810A* | DFVE24BP1400A* |  | Voluntarily Certified | Single-split-system heat pumps | False | False | 16600 | 17400 | 17.5 | 14.3 | 8.5 | 7.5 | True | 33 | 33 | 10.9 |  | Blower Coil System | True | Conventional | 05/05/2023 |  | 07/06/2023
Daikin Comfort Technologies Manufacturing, L.P. | Daikin | DZ17VSA601B* | DZ17VSA601B* | DFVE60DP1400A* |  | Voluntarily Certified | Single-split-system heat pumps | False | False | 52500 | 53000 | 16.1 | 14.3 | 8.1 | 7.5 | True | 33 | 33 | 8 |  | Blower Coil System | True | Conventional | 05/05/2023 |  | 07/06/2023
Daikin Comfort Technologies Manufacturing, L.P. | Daikin | DZ6VSA2410A* | DZ6VSA2410A* | DFVE24BP1400A* |  | Voluntarily Certified | Single-split-system heat pumps | False | False | 22200 | 23200 | 17.3 | 14.3 | 8.5 | 7.5 | True | 33 | 33 | 10.1 |  | Blower Coil System | True | Conventional | 05/05/2023 |  | 07/06/2023
Daikin Comfort Technologies Manufacturing, L.P. | Daikin | DZ6VSA3010A* | DZ6VSA3010A* | DFVE36CP1400A* |  | Voluntarily Certified | Single-split-system heat pumps | False | False | 27800 | 28800 | 17.1 | 14.3 | 8.2 | 7.5 | True | 33 | 33 | 9.9 |  | Blower Coil System | True | Conventional | 05/05/2023 |  | 07/06/2023
Daikin Comfort Technologies Manufacturing, L.P. | Daikin | DP5HH4241A* | DP5HH4241A* |  |  | Voluntarily Certified | Single-package heat pumps (oth | False | False | 42000 | 40000 | 15.2 | 13.4 | 6.7 | 6.7 | False | 33 | 33 | 11.2 |  |  | False | Conventional | 05/05/2023 |  | 07/06/2023
Daikin Comfort Technologies Manufacturing, L.P. | Daikin | DZ9VCA2410A* | DZ9VCA2410A* | CA*F3137*6A*+MBVC1200**-1A*+TX |  | Voluntarily Certified | Single-split-system heat pumps | False | False | 23200 | 23000 | 21 | 14.3 | 8.2 | 7.5 | False | 33 | 33 | 12 |  | Blower Coil System | True | Conventional | 05/05/2023 |  | 07/06/2023
Daikin Comfort Technologies Manufacturing, L.P. | Daikin | DZ6VSA4810A* | DZ6VSA4810A* | DFVE48DP1400A* |  | Voluntarily Certified | Single-split-system heat pumps | False | False | 45000 | 45500 | 16.2 | 14.3 | 8.1 | 7.5 | True | 33 | 33 | 8 |  | Blower Coil System | True | Conventional | 05/05/2023 |  | 07/06/2023
Daikin Comfort Technologies Manufacturing, L.P. | Daikin | DP3HH2441A* | DP3HH2441A* |  |  | Voluntarily Certified | Single-package heat pumps (oth | False | False | 23400 | 22800 | 13.4 | 13.4 | 6.7 | 6.7 | False | 33 | 33 | 10.6 |  |  | False | Conventional | 05/05/2023 |  | 07/06/2023
Daikin Comfort Technologies Manufacturing, L.P. | Daikin | DZ9VCA6010A* | DZ9VCA6010A* | CA*F4961*6D*+MBVC2000**-1A*+TX |  | Voluntarily Certified | Single-split-system heat pumps | False | False | 52500 | 52500 | 19 | 14.3 | 8.2 | 7.5 | True | 30 | 33 | 10.5 |  | Blower Coil System | True | Conventional | 05/05/2023 |  | 07/06/2023
Daikin Comfort Technologies Manufacturing, L.P. | Daikin | DP3HH4841A* | DP3HH4841A* |  |  | Voluntarily Certified | Single-package heat pumps (oth | False | False | 46000 | 43500 | 13.4 | 13.4 | 6.7 | 6.7 | False | 33 | 33 | 10.6 |  |  | False | Conventional | 05/05/2023 |  | 07/06/2023
Daikin Comfort Technologies Manufacturing, L.P. | Daikin | DP5HH2441A* | DP5HH2441A* |  |  | Voluntarily Certified | Single-package heat pumps (oth | False | False | 24000 | 22800 | 15 | 13.4 | 7 | 6.7 | False | 33 | 33 | 11.2 |  |  | False | Conventional | 05/05/2023 |  | 07/06/2023
Daikin Comfort Technologies Manufacturing, L.P. | Daikin | DP3HH4241A* | DP3HH4241A* |  |  | Voluntarily Certified | Single-package heat pumps (oth | False | False | 39000 | 37200 | 13.4 | 13.4 | 6.7 | 6.7 | False | 33 | 33 | 10.6 |  |  | False | Conventional | 05/05/2023 |  | 07/06/2023
Daikin Comfort Technologies Manufacturing, L.P. | Daikin | DP3HH6041A* | DP3HH6041A* |  |  | Voluntarily Certified | Single-package heat pumps (oth | False | False | 57000 | 54500 | 13.4 | 13.4 | 6.7 | 6.7 | False | 33 | 33 | 10.6 |  |  | False | Conventional | 05/05/2023 |  | 07/06/2023
Daikin Comfort Technologies Manufacturing, L.P. | Daikin | DP5HH6041A* | DP5HH6041A* |  |  | Voluntarily Certified | Single-package heat pumps (oth | False | False | 57000 | 54500 | 15.2 | 13.4 | 7 | 6.7 | False | 33 | 33 | 11.2 |  |  | False | Conventional | 05/05/2023 |  | 07/06/2023
Daikin Comfort Technologies Manufacturing, L.P. | Daikin | DZ17VSA361B* | DZ17VSA361B* | DFVE36CP1400A* |  | Voluntarily Certified | Single-split-system heat pumps | False | False | 33000 | 33400 | 16.3 | 14.3 | 8.2 | 7.5 | True | 33 | 33 | 8.7 |  | Blower Coil System | True | Conventional | 05/05/2023 |  | 07/06/2023
Daikin Comfort Technologies Manufacturing, L.P. | Daikin | DP3HH3041A* | DP3HH3041A* |  |  | Voluntarily Certified | Single-package heat pumps (oth | False | False | 27800 | 27600 | 13.4 | 13.4 | 6.7 | 6.7 | False | 33 | 33 | 10.6 |  |  | False | Conventional | 05/05/2023 |  | 07/06/2023
Daikin Comfort Technologies Manufacturing, L.P. | Daikin | DP3HH3641A* | DP3HH3641A* |  |  | Voluntarily Certified | Single-package heat pumps (oth | False | False | 35200 | 32200 | 13.4 | 13.4 | 6.7 | 6.7 | False | 33 | 33 | 10.6 |  |  | False | Conventional | 05/05/2023 |  | 07/06/2023
Daikin Comfort Technologies Manufacturing, L.P. | Amana | APHH34241A* | APHH34241A* |  |  | Voluntarily Certified | Single-package heat pumps (oth | False | False | 39000 | 37200 | 13.4 | 13.4 | 6.7 | 6.7 | False | 33 | 33 | 10.6 |  |  | False | Conventional | 05/05/2023 |  | 07/06/2023
Daikin Comfort Technologies Manufacturing, L.P. | Amana | APHH34841A* | APHH34841A* |  |  | Voluntarily Certified | Single-package heat pumps (oth | False | False | 46000 | 43500 | 13.4 | 13.4 | 6.7 | 6.7 | False | 33 | 33 | 10.6 |  |  | False | Conventional | 05/05/2023 |  | 07/06/2023
Daikin Comfort Technologies Manufacturing, L.P. | Amana | ASZS601810A* | ASZS601810A* | AHVE24BP1400A* |  | Voluntarily Certified | Single-split-system heat pumps | False | False | 16600 | 17400 | 17.5 | 14.3 | 8.5 | 7.5 | True | 33 | 33 | 10.9 |  | Blower Coil System | True | Conventional | 05/05/2023 |  | 07/06/2023
Daikin Comfort Technologies Manufacturing, L.P. | Amana | ASZS603010A* | ASZS603010A* | AHVE36CP1400A* |  | Voluntarily Certified | Single-split-system heat pumps | False | False | 27800 | 28800 | 17.1 | 14.3 | 8.2 | 7.5 | True | 33 | 33 | 9.9 |  | Blower Coil System | True | Conventional | 05/05/2023 |  | 07/06/2023
Daikin Comfort Technologies Manufacturing, L.P. | Liberty Heating & Air Conditioning | ASZS601810A* | ASZS601810A* | AHVE24BP1400A* |  | Voluntarily Certified | Single-split-system heat pumps | False | False | 16600 | 17400 | 17.5 | 14.3 | 8.5 | 7.5 | False | 33 | 33 | 10.9 |  | Blower Coil System | True | Conventional | 05/05/2023 |  | 07/06/2023
Daikin Comfort Technologies Manufacturing, L.P. | Liberty Heating & Air Conditioning | ASZS603010A* | ASZS603010A* | AHVE36CP1400A* |  | Voluntarily Certified | Single-split-system heat pumps | False | False | 27800 | 28800 | 17.1 | 14.3 | 8.2 | 7.5 | False | 33 | 33 | 9.9 |  | Blower Coil System | True | Conventional | 05/05/2023 |  | 07/06/2023
Daikin Comfort Technologies Manufacturing, L.P. | Amana | APHH54841A* | APHH54841A* |  |  | Voluntarily Certified | Single-package heat pumps (oth | False | False | 46000 | 44000 | 15.2 | 13.4 | 6.7 | 6.7 | False | 33 | 33 | 11.2 |  |  | False | Conventional | 05/05/2023 |  | 07/06/2023
Daikin Comfort Technologies Manufacturing, L.P. | Amana | APHH54241A* | APHH54241A* |  |  | Voluntarily Certified | Single-package heat pumps (oth | False | False | 42000 | 40000 | 15.2 | 13.4 | 6.7 | 6.7 | False | 33 | 33 | 11.2 |  |  | False | Conventional | 05/05/2023 |  | 07/06/2023
Daikin Comfort Technologies Manufacturing, L.P. | Amana | ASZS604210A* | ASZS604210A* | AHVE48DP1400A* |  | Voluntarily Certified | Single-split-system heat pumps | False | False | 39500 | 40000 | 16.9 | 14.3 | 8.1 | 7.5 | True | 33 | 33 | 8.5 |  | Blower Coil System | True | Conventional | 05/05/2023 |  | 07/06/2023
Daikin Comfort Technologies Manufacturing, L.P. | Amana | ASZS606010A* | ASZS606010A* | AHVE60DP1400A* |  | Voluntarily Certified | Single-split-system heat pumps | False | False | 53000 | 54500 | 16.1 | 14.3 | 8.1 | 7.5 | True | 33 | 33 | 8 |  | Blower Coil System | True | Conventional | 05/05/2023 |  | 07/06/2023
Daikin Comfort Technologies Manufacturing, L.P. | Liberty Heating & Air Conditioning | ASZS604210A* | ASZS604210A* | AHVE48DP1400A* |  | Voluntarily Certified | Single-split-system heat pumps | False | False | 39500 | 40000 | 16.9 | 14.3 | 8.1 | 7.5 | False | 33 | 33 | 8.5 |  | Blower Coil System | True | Conventional | 05/05/2023 |  | 07/06/2023
Daikin Comfort Technologies Manufacturing, L.P. | Liberty Heating & Air Conditioning | ASZS606010A* | ASZS606010A* | AHVE60DP1400A* |  | Voluntarily Certified | Single-split-system heat pumps | False | False | 53000 | 54500 | 16.1 | 14.3 | 8.1 | 7.5 | False | 33 | 33 | 8 |  | Blower Coil System | True | Conventional | 05/05/2023 |  | 07/06/2023
Daikin Comfort Technologies Manufacturing, L.P. | Amana | APHH53641A* | APHH53641A* |  |  | Voluntarily Certified | Single-package heat pumps (oth | False | False | 34800 | 32200 | 15.2 | 13.4 | 7 | 6.7 | False | 33 | 33 | 11.2 |  |  | False | Conventional | 05/05/2023 |  | 07/06/2023
Daikin Comfort Technologies Manufacturing, L.P. | Amana | ASZV904810A* | ASZV904810A* | CA*F4961*6D*+MBVC2001**-1A*+TX |  | Voluntarily Certified | Single-split-system heat pumps | False | False | 45000 | 44500 | 19 | 14.3 | 8.2 | 7.5 | False | 30 | 33 | 12 |  | Blower Coil System | True | Conventional | 05/05/2023 |  | 07/06/2023
Daikin Comfort Technologies Manufacturing, L.P. | Franklin | ASZV904810A* | ASZV904810A* | CA*F4961*6D*+MBVC2001**-1A*+TX |  | Voluntarily Certified | Single-split-system heat pumps | False | False | 45000 | 44500 | 19 | 14.3 | 8.2 | 7.5 | False | 33 | 33 | 12 |  | Blower Coil System | True | Conventional | 05/05/2023 |  | 07/06/2023
Daikin Comfort Technologies Manufacturing, L.P. | Liberty Heating & Air Conditioning | ASZV904810A* | ASZV904810A* | CA*F4961*6D*+MBVC2001**-1A*+TX |  | Voluntarily Certified | Single-split-system heat pumps | False | False | 45000 | 44500 | 19 | 14.3 | 8.2 | 7.5 | False | 33 | 33 | 12 |  | Blower Coil System | True | Conventional | 05/05/2023 |  | 07/06/2023
Daikin Comfort Technologies Manufacturing, L.P. | Amana | APHH53041A* | APHH53041A* |  |  | Voluntarily Certified | Single-package heat pumps (oth | False | False | 27600 | 27600 | 15.2 | 13.4 | 7 | 6.7 | False | 33 | 33 | 11.2 |  |  | False | Conventional | 05/05/2023 |  | 07/06/2023
Daikin Comfort Technologies Manufacturing, L.P. | Franklin | ASZV903610A* | ASZV903610A* | CA*F3743*6D*+MBVC1601**-1A*+TX |  | Voluntarily Certified | Single-split-system heat pumps | False | False | 34200 | 34200 | 19 | 14.3 | 8.2 | 7.5 | False | 33 | 33 | 12 |  | Blower Coil System | True | Conventional | 05/05/2023 |  | 07/06/2023
Daikin Comfort Technologies Manufacturing, L.P. | Liberty Heating & Air Conditioning | ASZV903610A* | ASZV903610A* | CA*F3743*6D*+MBVC1601**-1A*+TX |  | Voluntarily Certified | Single-split-system heat pumps | False | False | 34200 | 34200 | 19 | 14.3 | 8.2 | 7.5 | False | 33 | 33 | 12 |  | Blower Coil System | True | Conventional | 05/05/2023 |  | 07/06/2023
Daikin Comfort Technologies Manufacturing, L.P. | Amana | ASZV903610A* | ASZV903610A* | CA*F3743*6D*+MBVC1601**-1A*+TX |  | Voluntarily Certified | Single-split-system heat pumps | False | False | 34200 | 34200 | 19 | 14.3 | 8.2 | 7.5 | False | 30 | 33 | 12 |  | Blower Coil System | True | Conventional | 05/05/2023 |  | 07/06/2023
Daikin Comfort Technologies Manufacturing, L.P. | Amana | APHH36041A* | APHH36041A* |  |  | Voluntarily Certified | Single-package heat pumps (oth | False | False | 57000 | 54500 | 13.4 | 13.4 | 6.7 | 6.7 | False | 33 | 33 | 10.6 |  |  | False | Conventional | 05/05/2023 |  | 07/06/2023
Daikin Comfort Technologies Manufacturing, L.P. | Franklin | ASZV906010A* | ASZV906010A* | CA*F4961*6D*+MBVC2001**-1A*+TX |  | Voluntarily Certified | Single-split-system heat pumps | False | False | 52500 | 52500 | 19 | 14.3 | 8.2 | 7.5 | False | 33 | 33 | 10.5 |  | Blower Coil System | True | Conventional | 05/05/2023 |  | 07/06/2023
Daikin Comfort Technologies Manufacturing, L.P. | Amana | APHH56041A* | APHH56041A* |  |  | Voluntarily Certified | Single-package heat pumps (oth | False | False | 57000 | 54500 | 15.2 | 13.4 | 7 | 6.7 | False | 33 | 33 | 11.2 |  |  | False | Conventional | 05/05/2023 |  | 07/06/2023
Daikin Comfort Technologies Manufacturing, L.P. | Amana | APHH32441A* | APHH32441A* |  |  | Voluntarily Certified | Single-package heat pumps (oth | False | False | 23400 | 22800 | 13.4 | 13.4 | 6.7 | 6.7 | False | 33 | 33 | 10.6 |  |  | False | Conventional | 05/05/2023 |  | 07/06/2023
Daikin Comfort Technologies Manufacturing, L.P. | Amana | ASZV906010A* | ASZV906010A* | CA*F4961*6D*+MBVC2001**-1A*+TX |  | Voluntarily Certified | Single-split-system heat pumps | False | False | 52500 | 52500 | 19 | 14.3 | 8.2 | 7.5 | False | 30 | 33 | 10.5 |  | Blower Coil System | True | Conventional | 05/05/2023 |  | 07/06/2023
Daikin Comfort Technologies Manufacturing, L.P. | Liberty Heating & Air Conditioning | ASZV906010A* | ASZV906010A* | CA*F4961*6D*+MBVC2001**-1A*+TX |  | Voluntarily Certified | Single-split-system heat pumps | False | False | 52500 | 52500 | 19 | 14.3 | 8.2 | 7.5 | False | 33 | 33 | 10.5 |  | Blower Coil System | True | Conventional | 05/05/2023 |  | 07/06/2023
Daikin Comfort Technologies Manufacturing, L.P. | Liberty Heating & Air Conditioning | ASZV902410A* | ASZV902410A* | CA*F3137*6A*+MBVC1201**-1A*+TX |  | Voluntarily Certified | Single-split-system heat pumps | False | False | 23200 | 23000 | 21 | 14.3 | 8.2 | 7.5 | False | 33 | 33 | 12 |  | Blower Coil System | True | Conventional | 05/05/2023 |  | 07/06/2023
Daikin Comfort Technologies Manufacturing, L.P. | Franklin | ASZV902410A* | ASZV902410A* | CA*F3137*6A*+MBVC1201**-1A*+TX |  | Voluntarily Certified | Single-split-system heat pumps | False | False | 23200 | 23000 | 21 | 14.3 | 8.2 | 7.5 | False | 33 | 33 | 12 |  | Blower Coil System | True | Conventional | 05/05/2023 |  | 07/06/2023
Daikin Comfort Technologies Manufacturing, L.P. | Amana | ASZV902410A* | ASZV902410A* | CA*F3137*6A*+MBVC1201**-1A*+TX |  | Voluntarily Certified | Single-split-system heat pumps | False | False | 23200 | 23000 | 21 | 14.3 | 8.2 | 7.5 | False | 33 | 33 | 12 |  | Blower Coil System | True | Conventional | 05/05/2023 |  | 07/06/2023
Daikin Comfort Technologies Manufacturing, L.P. | Liberty Heating & Air Conditioning | ASZS602410A* | ASZS602410A* | AHVE24BP1400A* |  | Voluntarily Certified | Single-split-system heat pumps | False | False | 22200 | 23200 | 17.3 | 14.3 | 8.5 | 7.5 | False | 33 | 33 | 10.1 |  | Blower Coil System | True | Conventional | 05/05/2023 |  | 07/06/2023
Daikin Comfort Technologies Manufacturing, L.P. | Liberty Heating & Air Conditioning | ASZS603610A* | ASZS603610A* | AHVE36CP1400A* |  | Voluntarily Certified | Single-split-system heat pumps | False | False | 33600 | 34600 | 16.3 | 14.3 | 8.2 | 7.5 | False | 33 | 33 | 8.7 |  | Blower Coil System | True | Conventional | 05/05/2023 |  | 07/06/2023
Daikin Comfort Technologies Manufacturing, L.P. | Amana | APHH33641A* | APHH33641A* |  |  | Voluntarily Certified | Single-package heat pumps (oth | False | False | 35200 | 32200 | 13.4 | 13.4 | 6.7 | 6.7 | False | 33 | 33 | 10.6 |  |  | False | Conventional | 05/05/2023 |  | 07/06/2023
Daikin Comfort Technologies Manufacturing, L.P. | Amana | ASZS602410A* | ASZS602410A* | AHVE24BP1400A* |  | Voluntarily Certified | Single-split-system heat pumps | False | False | 22200 | 23200 | 17.3 | 14.3 | 8.5 | 7.5 | True | 33 | 33 | 10.1 |  | Blower Coil System | True | Conventional | 05/05/2023 |  | 07/06/2023
Daikin Comfort Technologies Manufacturing, L.P. | Amana | ASZS603610A* | ASZS603610A* | AHVE36CP1400A* |  | Voluntarily Certified | Single-split-system heat pumps | False | False | 33600 | 34600 | 16.3 | 14.3 | 8.2 | 7.5 | True | 33 | 33 | 8.7 |  | Blower Coil System | True | Conventional | 05/05/2023 |  | 07/06/2023
Daikin Comfort Technologies Manufacturing, L.P. | Liberty Heating & Air Conditioning | ASZS604810A* | ASZS604810A* | AHVE48DP1400A* |  | Voluntarily Certified | Single-split-system heat pumps | False | False | 45000 | 45500 | 16.2 | 14.3 | 8.1 | 7.5 | False | 33 | 33 | 8 |  | Blower Coil System | True | Conventional | 05/05/2023 |  | 07/06/2023
Daikin Comfort Technologies Manufacturing, L.P. | Amana | APHH33041A* | APHH33041A* |  |  | Voluntarily Certified | Single-package heat pumps (oth | False | False | 27800 | 27600 | 13.4 | 13.4 | 6.7 | 6.7 | False | 33 | 33 | 10.6 |  |  | False | Conventional | 05/05/2023 |  | 07/06/2023
Daikin Comfort Technologies Manufacturing, L.P. | Amana | ASZS604810A* | ASZS604810A* | AHVE48DP1400A* |  | Voluntarily Certified | Single-split-system heat pumps | False | False | 45000 | 45500 | 16.2 | 14.3 | 8.1 | 7.5 | True | 33 | 33 | 8 |  | Blower Coil System | True | Conventional | 05/05/2023 |  | 07/06/2023
Daikin Comfort Technologies Manufacturing, L.P. | Amana | APHH52441A* | APHH52441A* |  |  | Voluntarily Certified | Single-package heat pumps (oth | False | False | 24000 | 22800 | 15 | 13.4 | 7 | 6.7 | False | 33 | 33 | 11.2 |  |  | False | Conventional | 05/05/2023 |  | 07/06/2023
Carrier Corp. - Indianapolis | Kenmore | S4A5S30*K*WAA* | S4A5S30*K*WAA* | EA*4X37L21A*+TDR |  | Voluntarily Certified | Single-split-system air condit | False | False | 28400 |  | 14.3 | 14.3 |  |  | False | 30 | 30 | 12 | 11.7 | Coil-Only System | False | Conventional | 05/05/2023 |  | 07/06/2023
Carrier Corp. - Indianapolis | Kenmore | PAR524000K***K1 | PAR524000K***K1 |  |  | Voluntarily Certified | Single-package air conditioner | False | False | 22200 |  | 15.2 | 13.4 |  |  | False | 30 | 30 | 11.5 | 10.6 |  | False | Conventional | 05/05/2023 |  | 07/06/2023
Carrier Corp. - Indianapolis | Kenmore | (C,H,T)VA925GKA3* | (C,H,T)VA925GKA3* | FCM4X48***L+WALLCON |  | Voluntarily Certified | Single-split-system air condit | False | False | 23800 |  | 18.5 | 14.3 |  |  | False | 30 | 30 | 11.7 | 9.8 | Blower Coil System | True | Conventional | 05/05/2023 |  | 07/06/2023
Carrier Corp. - Indianapolis | Kenmore | PAJ448***K***K* | PAJ448***K***K* |  |  | Voluntarily Certified | Single-package air conditioner | False | False | 45500 |  | 13.4 | 13.4 |  |  | False | 30 | 30 | 10.6 | 10.6 |  | False | Conventional | 05/05/2023 |  | 07/06/2023
Carrier Corp. - Indianapolis | Kenmore | PGD448***K***K1 | PGD448***K***K1 |  |  | Voluntarily Certified | Single-package air conditioner | False | False | 47000 |  | 13.4 | 13.4 |  |  | False | 30 | 30 | 11.05 | 10.6 |  | False | Conventional | 05/05/2023 |  | 07/06/2023
Carrier Corp. - Indianapolis | WEATHERMAKER | PA4ZNK048***3*** | PA4ZNK048***3*** |  |  | Voluntarily Certified | Single-package air conditioner | False | False | 45500 |  | 13.4 | 13.4 |  |  | False | 30 | 30 | 10.6 | 10.6 |  | False | Conventional | 05/05/2023 |  | 07/06/2023
Carrier Corp. - Indianapolis | Bryant Heating & Cooling Systems | 577ENWK24****A* | 577ENWK24****A* |  |  | Voluntarily Certified | Single-package air conditioner | False | False | 22200 |  | 15.2 | 13.4 |  |  | False | 30 | 30 | 11.5 | 10.6 |  | False | Conventional | 05/05/2023 |  | 07/06/2023
Carrier Corp. - Indianapolis | Keeprite | CVA936GKA2* | CVA936GKA2* | FCM4X48***L+WALLCON |  | Voluntarily Certified | Single-split-system air condit | False | False | 35200 |  | 17.5 | 14.3 |  |  | False | 30 | 30 | 10 | 9.8 | Blower Coil System | True | Conventional | 05/05/2023 |  | 07/06/2023
Carrier Corp. - Indianapolis | Keeprite | S4A5S36*K*WAA* | S4A5S36*K*WAA* | EA*4X37L21A*+TDR |  | Voluntarily Certified | Single-split-system air condit | False | False | 35600 |  | 14.5 | 14.3 |  |  | False | 30 | 30 | 12.5 | 11.7 | Coil-Only System | False | Conventional | 05/05/2023 |  | 07/06/2023
Carrier Corp. - Indianapolis | Keeprite | PAJ430***K***K* | PAJ430***K***K* |  |  | Voluntarily Certified | Single-package air conditioner | False | False | 28000 |  | 13.4 | 13.4 |  |  | False | 30 | 30 | 10.6 | 10.6 |  | False | Conventional | 05/05/2023 |  | 07/06/2023
Carrier Corp. - Indianapolis | BRYANT HEATING AND COOLING SYSTEMS | 189BNV036*0**C*+TSTAT | 189BNV036*0**C*+TSTAT | FV4CN(B,F)005L |  | Voluntarily Certified | Single-split-system air condit | False | False | 35200 |  | 15.5 | 14.3 |  |  | False | 30 | 30 | 10 | 9.8 | Blower Coil System | False | Conventional | 05/05/2023 |  | 07/06/2023
Carrier Corp. - Indianapolis | BRYANT HEATING AND COOLING SYSTEMS | 707CNXK24000AA* | 707CNXK24000AA* |  |  | Voluntarily Certified | Single-package air conditioner | False | False | 22800 |  | 13.4 | 13.4 |  |  | False | 30 | 30 | 11.05 | 10.6 |  | False | Conventional | 05/05/2023 |  | 07/06/2023
Carrier Corp. - Indianapolis | Day & Night | S4A5S36*K*WAA* | S4A5S36*K*WAA* | EA*4X37L21A*+TDR |  | Voluntarily Certified | Single-split-system air condit | False | False | 35600 |  | 14.5 | 14.3 |  |  | False | 30 | 30 | 12.5 | 11.7 | Coil-Only System | False | Conventional | 05/05/2023 |  | 07/06/2023
Carrier Corp. - Indianapolis | Tempstar | S4A5S36*K*WAA* | S4A5S36*K*WAA* | EA*4X37L21A*+TDR |  | Voluntarily Certified | Single-split-system air condit | False | False | 35600 |  | 14.5 | 14.3 |  |  | False | 30 | 30 | 12.5 | 11.7 | Coil-Only System | False | Conventional | 05/05/2023 |  | 07/06/2023
Carrier Corp. - Indianapolis | Tempstar | PAJ430***K***K* | PAJ430***K***K* |  |  | Voluntarily Certified | Single-package air conditioner | False | False | 28000 |  | 13.4 | 13.4 |  |  | False | 30 | 30 | 10.6 | 10.6 |  | False | Conventional | 05/05/2023 |  | 07/06/2023
Carrier Corp. - Indianapolis | Day & Night | CVA936GKA2* | CVA936GKA2* | FCM4X48***L+WALLCON |  | Voluntarily Certified | Single-split-system air condit | False | False | 35200 |  | 17.5 | 14.3 |  |  | False | 30 | 30 | 10 | 9.8 | Blower Coil System | True | Conventional | 05/05/2023 |  | 07/06/2023
Carrier Corp. - Indianapolis | Day & Night | PAJ430***K***K* | PAJ430***K***K* |  |  | Voluntarily Certified | Single-package air conditioner | False | False | 28000 |  | 13.4 | 13.4 |  |  | False | 30 | 30 | 10.6 | 10.6 |  | False | Conventional | 05/05/2023 |  | 07/06/2023
Carrier Corp. - Indianapolis | 1HVAC | S4A5S36*K*WAA* | S4A5S36*K*WAA* | EA*4X37L21A*+TDR |  | Voluntarily Certified | Single-split-system air condit | False | False | 35600 |  | 14.5 | 14.3 |  |  | False | 30 | 30 | 12.5 | 11.7 | Coil-Only System | False | Conventional | 05/05/2023 |  | 07/06/2023
Carrier Corp. - Indianapolis | Carrier | 48VG*K36***30* | 48VG*K36***30* |  |  | Voluntarily Certified | Single-package air conditioner | False | False | 34800 |  | 15.2 | 13.4 |  |  | False | 30 | 30 | 11.5 | 10.6 |  | False | Conventional | 05/05/2023 |  | 07/06/2023
Carrier Corp. - Indianapolis | BRYANT HEATING AND COOLING SYSTEMS | 189BNV037*0**B* | 189BNV037*0**B* | FE4ANB006L+UI |  | Voluntarily Certified | Single-split-system air condit | False | False | 33200 |  | 18.5 | 14.3 |  |  | False | 30 | 30 | 12 | 9.8 | Blower Coil System | True | Conventional | 05/05/2023 |  | 07/06/2023
Carrier Corp. - Indianapolis | Bryant Heating & Cooling Systems | 577ENWK48****A* | 577ENWK48****A* |  |  | Voluntarily Certified | Single-package air conditioner | False | False | 46500 |  | 16 | 13.4 |  |  | False | 30 | 30 | 11.8 | 10.6 |  | False | Conventional | 05/05/2023 |  | 07/06/2023
Carrier Corp. - Indianapolis | Tempstar | PGR524***K***K1 | PGR524***K***K1 |  |  | Voluntarily Certified | Single-package air conditioner | False | False | 22200 |  | 15.2 | 13.4 |  |  | False | 30 | 30 | 11.5 | 10.6 |  | False | Conventional | 05/05/2023 |  | 07/06/2023
Carrier Corp. - Indianapolis | Kenmore | N4A7T24*K*WAA* | N4A7T24*K*WAA* | EVD4X25M17A*+TDR |  | Voluntarily Certified | Single-split-system air condit | False | False | 23400 |  | 14.3 | 14.3 |  |  | False | 30 | 30 | 11.7 | 11.7 | Coil-Only System | False | Conventional | 05/05/2023 |  | 07/06/2023
Carrier Corp. - Indianapolis | Kenmore | R4A5S18*K*WAA* | R4A5S18*K*WAA* | ESD4X24M14A*+TDR |  | Voluntarily Certified | Single-split-system air condit | False | False | 17900 |  | 14.3 | 14.3 |  |  | False | 30 | 30 | 11.7 | 11.7 | Coil-Only System | False | Conventional | 05/05/2023 |  | 07/06/2023
Carrier Corp. - Indianapolis | Kenmore | (C,H,T)VA937GKA2* | (C,H,T)VA937GKA2* | FCM4X60***L+WALLCON |  | Voluntarily Certified | Single-split-system air condit | False | False | 33200 |  | 18.5 | 14.3 |  |  | False | 30 | 30 | 12 | 9.8 | Blower Coil System | True | Conventional | 05/05/2023 |  | 07/06/2023
Carrier Corp. - Indianapolis | Kenmore | (C,H,T)4A7T24*K*WAA* | (C,H,T)4A7T24*K*WAA* | EVD4X25M17A*+TDR |  | Voluntarily Certified | Single-split-system air condit | False | False | 23400 |  | 14.3 | 14.3 |  |  | False | 30 | 30 | 11.7 | 11.7 | Coil-Only System | False | Conventional | 05/05/2023 |  | 07/06/2023
Carrier Corp. - Indianapolis | Kenmore | R4A5S43*K*WAA* | R4A5S43*K*WAA* | EA*4X43L21A*+TDR |  | Voluntarily Certified | Single-split-system air condit | False | False | 40000 |  | 14.3 | 14.3 |  |  | False | 30 | 30 | 12.5 | 11.7 | Coil-Only System | False | Conventional | 05/05/2023 |  | 07/06/2023
Carrier Corp. - Indianapolis | Kenmore | PGD442***K***K1 | PGD442***K***K1 |  |  | Voluntarily Certified | Single-package air conditioner | False | False | 39000 |  | 13.4 | 13.4 |  |  | False | 30 | 30 | 11.05 | 10.6 |  | False | Conventional | 05/05/2023 |  | 07/06/2023
Carrier Corp. - Indianapolis | Kenmore | PAD442000K***K1 | PAD442000K***K1 |  |  | Voluntarily Certified | Single-package air conditioner | False | False | 39000 |  | 13.4 | 13.4 |  |  | False | 30 | 30 | 11.05 | 10.6 |  | False | Conventional | 05/05/2023 |  | 07/06/2023
Carrier Corp. - Indianapolis | Kenmore | (C,H,T)4A6S24*K*WAA* | (C,H,T)4A6S24*K*WAA* | ESD4X24M14A*+TDR |  | Voluntarily Certified | Single-split-system air condit | False | False | 23400 |  | 14.3 | 14.3 |  |  | False | 30 | 30 | 11.7 | 11.7 | Coil-Only System | False | Conventional | 05/05/2023 |  | 07/06/2023
Carrier Corp. - Indianapolis | Kenmore | (C,H,T)4A6S36*K*WAA* | (C,H,T)4A6S36*K*WAA* | EVD4X37M21A*+TDR |  | Voluntarily Certified | Single-split-system air condit | False | False | 34200 |  | 14.3 | 14.3 |  |  | False | 30 | 30 | 11.7 | 11.7 | Coil-Only System | False | Conventional | 05/05/2023 |  | 07/06/2023
Carrier Corp. - Indianapolis | Kenmore | PGD424***K***K1 | PGD424***K***K1 |  |  | Voluntarily Certified | Single-package air conditioner | False | False | 22800 |  | 13.4 | 13.4 |  |  | False | 30 | 30 | 11.05 | 10.6 |  | False | Conventional | 05/05/2023 |  | 07/06/2023
Carrier Corp. - Indianapolis | Kenmore | PGR524***K***K1 | PGR524***K***K1 |  |  | Voluntarily Certified | Single-package air conditioner | False | False | 22200 |  | 15.2 | 13.4 |  |  | False | 30 | 30 | 11.5 | 10.6 |  | False | Conventional | 05/05/2023 |  | 07/06/2023
Carrier Corp. - Indianapolis | Kenmore | PAJ436***K***K* | PAJ436***K***K* |  |  | Voluntarily Certified | Single-package air conditioner | False | False | 33600 |  | 13.4 | 13.4 |  |  | False | 30 | 30 | 10.6 | 10.6 |  | False | Conventional | 05/05/2023 |  | 07/06/2023
Carrier Corp. - Indianapolis | Kenmore | N4A5S18*K*WAA* | N4A5S18*K*WAA* | ESD4X24M14A*+TDR |  | Voluntarily Certified | Single-split-system air condit | False | False | 17900 |  | 14.3 | 14.3 |  |  | False | 30 | 30 | 11.7 | 11.7 | Coil-Only System | False | Conventional | 05/05/2023 |  | 07/06/2023
Carrier Corp. - Indianapolis | Kenmore | R4A5S30*K*WAA* | R4A5S30*K*WAA* | EVD4X30M17A*+TDR |  | Voluntarily Certified | Single-split-system air condit | False | False | 28800 |  | 14.3 | 14.3 |  |  | False | 30 | 30 | 11.7 | 11.7 | Coil-Only System | False | Conventional | 05/05/2023 |  | 07/06/2023
Carrier Corp. - Indianapolis | Arcoaire | PGR548***K***K1 | PGR548***K***K1 |  |  | Voluntarily Certified | Single-package air conditioner | False | False | 46500 |  | 16 | 13.4 |  |  | False | 30 | 30 | 11.8 | 10.6 |  | False | Conventional | 05/05/2023 |  | 07/06/2023
Carrier Corp. - Indianapolis | Kenmore | (C,H,T)VA936GKA2* | (C,H,T)VA936GKA2* | FCM4X48***L+WALLCON |  | Voluntarily Certified | Single-split-system air condit | False | False | 35200 |  | 17.5 | 14.3 |  |  | False | 30 | 30 | 10 | 9.8 | Blower Coil System | True | Conventional | 05/05/2023 |  | 07/06/2023
Carrier Corp. - Indianapolis | Kenmore | PGR548***K***K1 | PGR548***K***K1 |  |  | Voluntarily Certified | Single-package air conditioner | False | False | 46500 |  | 16 | 13.4 |  |  | False | 30 | 30 | 11.8 | 10.6 |  | False | Conventional | 05/05/2023 |  | 07/06/2023
Carrier Corp. - Indianapolis | Kenmore | PGR560***K***K1 | PGR560***K***K1 |  |  | Voluntarily Certified | Single-package air conditioner | False | False | 56000 |  | 15.2 | 13.4 |  |  | False | 30 | 30 | 11.5 | 10.6 |  | False | Conventional | 05/05/2023 |  | 07/06/2023
Carrier Corp. - Indianapolis | Day & Night | PGR548***K***K1 | PGR548***K***K1 |  |  | Voluntarily Certified | Single-package air conditioner | False | False | 46500 |  | 16 | 13.4 |  |  | False | 30 | 30 | 11.8 | 10.6 |  | False | Conventional | 05/05/2023 |  | 07/06/2023
Carrier Corp. - Indianapolis | Day & Night | PGR560***K***K1 | PGR560***K***K1 |  |  | Voluntarily Certified | Single-package air conditioner | False | False | 56000 |  | 15.2 | 13.4 |  |  | False | 30 | 30 | 11.5 | 10.6 |  | False | Conventional | 05/05/2023 |  | 07/06/2023
Carrier Corp. - Indianapolis | Tempstar | T4A6S24*K*WAA* | T4A6S24*K*WAA* | ESD4X24M14A*+TDR |  | Voluntarily Certified | Single-split-system air condit | False | False | 23400 |  | 14.3 | 14.3 |  |  | False | 30 | 30 | 11.7 | 11.7 | Coil-Only System | False | Conventional | 05/05/2023 |  | 07/06/2023
Carrier Corp. - Indianapolis | Tempstar | N4A7T36*K*WAA* | N4A7T36*K*WAA* | EVD4X37M21A*+TDR |  | Voluntarily Certified | Single-split-system air condit | False | False | 35000 |  | 14.3 | 14.3 |  |  | False | 30 | 30 | 12 | 11.7 | Coil-Only System | False | Conventional | 05/05/2023 |  | 07/06/2023
Carrier Corp. - Indianapolis | Tempstar | TVA925GKA2*+TSTAT | TVA925GKA2*+TSTAT | FVM4X48***L |  | Voluntarily Certified | Single-split-system air condit | False | False | 24000 |  | 16.5 | 14.3 |  |  | False | 30 | 30 | 11.7 | 9.8 | Blower Coil System | False | Conventional | 05/05/2023 |  | 07/06/2023
Carrier Corp. - Indianapolis | Tempstar | PGD460***K***K1 | PGD460***K***K1 |  |  | Voluntarily Certified | Single-package air conditioner | False | False | 56000 |  | 13.4 | 13.4 |  |  | False | 30 | 30 | 11.05 | 10.6 |  | False | Conventional | 05/05/2023 |  | 07/06/2023
Carrier Corp. - Indianapolis | Tempstar | PAJ442***K***K* | PAJ442***K***K* |  |  | Voluntarily Certified | Single-package air conditioner | False | False | 40500 |  | 13.4 | 13.4 |  |  | False | 30 | 30 | 10.6 | 10.6 |  | False | Conventional | 05/05/2023 |  | 07/06/2023
Carrier Corp. - Indianapolis | Arcoaire | PAJ430***K***K* | PAJ430***K***K* |  |  | Voluntarily Certified | Single-package air conditioner | False | False | 28000 |  | 13.4 | 13.4 |  |  | False | 30 | 30 | 10.6 | 10.6 |  | False | Conventional | 05/05/2023 |  | 07/06/2023
Carrier Corp. - Indianapolis | Arcoaire | S4A5S36*K*WAA* | S4A5S36*K*WAA* | EA*4X37L21A*+TDR |  | Voluntarily Certified | Single-split-system air condit | False | False | 35600 |  | 14.5 | 14.3 |  |  | False | 30 | 30 | 12.5 | 11.7 | Coil-Only System | False | Conventional | 05/05/2023 |  | 07/06/2023
Carrier Corp. - Indianapolis | Comfortmaker | S4A5S36*K*WAA* | S4A5S36*K*WAA* | EA*4X37L21A*+TDR |  | Voluntarily Certified | Single-split-system air condit | False | False | 35600 |  | 14.5 | 14.3 |  |  | False | 30 | 30 | 12.5 | 11.7 | Coil-Only System | False | Conventional | 05/05/2023 |  | 07/06/2023
Carrier Corp. - Indianapolis | Comfortmaker | CVA936GKA2* | CVA936GKA2* | FCM4X48***L+WALLCON |  | Voluntarily Certified | Single-split-system air condit | False | False | 35200 |  | 17.5 | 14.3 |  |  | False | 30 | 30 | 10 | 9.8 | Blower Coil System | True | Conventional | 05/05/2023 |  | 07/06/2023
Carrier Corp. - Indianapolis | Comfortmaker | PAJ430***K***K* | PAJ430***K***K* |  |  | Voluntarily Certified | Single-package air conditioner | False | False | 28000 |  | 13.4 | 13.4 |  |  | False | 30 | 30 | 10.6 | 10.6 |  | False | Conventional | 05/05/2023 |  | 07/06/2023
Carrier Corp. - Indianapolis | Keeprite | C4A6S36*K*WAA* | C4A6S36*K*WAA* | EVD4X37M21A*+TDR |  | Voluntarily Certified | Single-split-system air condit | False | False | 34200 |  | 14.3 | 14.3 |  |  | False | 30 | 30 | 11.7 | 11.7 | Coil-Only System | False | Conventional | 05/05/2023 |  | 07/06/2023
Carrier Corp. - Indianapolis | EcoTemp | W4A5S24*K*WAA* | W4A5S24*K*WAA* | WMSC24414XA*+TDR |  | Voluntarily Certified | Single-split-system air condit | False | False | 22800 |  | 14.3 | 14.3 |  |  | False | 30 | 30 | 11.7 | 11.7 | Coil-Only System | False | Conventional | 05/05/2023 |  | 07/06/2023
Carrier Corp. - Indianapolis | Grandaire | WJA424***K***K* | WJA424***K***K* |  |  | Voluntarily Certified | Single-package air conditioner | False | False | 23200 |  | 13.4 | 13.4 |  |  | False | 30 | 30 | 10.6 | 10.6 |  | False | Conventional | 05/05/2023 |  | 07/06/2023
Carrier Corp. - Indianapolis | Keeprite | N4A5S30*K*WAA* | N4A5S30*K*WAA* | EVD4X30M17A*+TDR |  | Voluntarily Certified | Single-split-system air condit | False | False | 28800 |  | 14.3 | 14.3 |  |  | False | 30 | 30 | 11.7 | 11.7 | Coil-Only System | False | Conventional | 05/05/2023 |  | 07/06/2023
Carrier Corp. - Indianapolis | BRYANT HEATING AND COOLING SYSTEMS | 126SAN036**WA* | 126SAN036**WA* | CVPVA3721XMC*+TDR |  | Voluntarily Certified | Single-split-system air condit | False | False | 34200 |  | 14.3 | 14.3 |  |  | False | 30 | 30 | 11.7 | 11.7 | Coil-Only System | False | Conventional | 05/05/2023 |  | 07/06/2023
Carrier Corp. - Indianapolis | BRYANT HEATING AND COOLING SYSTEMS | 315SAN024**WA* | 315SAN024**WA* | CAP**2517AL*+TDR |  | Voluntarily Certified | Single-split-system air condit | False | False | 23800 |  | 14.3 | 14.3 |  |  | False | 30 | 30 | 12.5 | 11.7 | Coil-Only System | False | Conventional | 05/05/2023 |  | 07/06/2023
Carrier Corp. - Indianapolis | BRYANT HEATING AND COOLING SYSTEMS | 577CNWK24****A* | 577CNWK24****A* |  |  | Voluntarily Certified | Single-package air conditioner | False | False | 22800 |  | 13.4 | 13.4 |  |  | False | 30 | 30 | 11.05 | 10.6 |  | False | Conventional | 05/05/2023 |  | 07/06/2023
Carrier Corp. - Indianapolis | BROCK | PA4ZNK048***3*** | PA4ZNK048***3*** |  |  | Voluntarily Certified | Single-package air conditioner | False | False | 45500 |  | 13.4 | 13.4 |  |  | False | 30 | 30 | 10.6 | 10.6 |  | False | Conventional | 05/05/2023 |  | 07/06/2023
Carrier Corp. - Indianapolis | 1HVAC | N4A7T36*K*WAA* | N4A7T36*K*WAA* | EVD4X37M21A*+TDR |  | Voluntarily Certified | Single-split-system air condit | False | False | 35000 |  | 14.3 | 14.3 |  |  | False | 30 | 30 | 12 | 11.7 | Coil-Only System | False | Conventional | 05/05/2023 |  | 07/06/2023
Carrier Corp. - Indianapolis | 1HVAC | HVA949GKA2* | HVA949GKA2* | FCM4X60***L+WALLCON |  | Voluntarily Certified | Single-split-system air condit | False | False | 44500 |  | 19 | 14.3 |  |  | False | 30 | 30 | 12 | 9.8 | Blower Coil System | True | Conventional | 05/05/2023 |  | 07/06/2023
Carrier Corp. - Indianapolis | 1HVAC | PGD460***K***K1 | PGD460***K***K1 |  |  | Voluntarily Certified | Single-package air conditioner | False | False | 56000 |  | 13.4 | 13.4 |  |  | False | 30 | 30 | 11.05 | 10.6 |  | False | Conventional | 05/05/2023 |  | 07/06/2023
Carrier Corp. - Indianapolis | Tempstar | TVA925GKA3* | TVA925GKA3* | FCM4X48***L+WALLCON |  | Voluntarily Certified | Single-split-system air condit | False | False | 23800 |  | 18.5 | 14.3 |  |  | False | 30 | 30 | 11.7 | 9.8 | Blower Coil System | True | Conventional | 05/05/2023 |  | 07/06/2023
Carrier Corp. - Indianapolis | PAYNE HEATING AND COOLING | PY4GNAK48****A* | PY4GNAK48****A* |  |  | Voluntarily Certified | Single-package air conditioner | False | False | 47000 |  | 13.4 | 13.4 |  |  | False | 30 | 30 | 11.05 | 10.6 |  | False | Conventional | 05/05/2023 |  | 07/06/2023
Carrier Corp. - Indianapolis | Arcoaire | PAJ442***K***K* | PAJ442***K***K* |  |  | Voluntarily Certified | Single-package air conditioner | False | False | 40500 |  | 13.4 | 13.4 |  |  | False | 30 | 30 | 10.6 | 10.6 |  | False | Conventional | 05/05/2023 |  | 07/06/2023
Carrier Corp. - Indianapolis | PAYNE HEATING AND COOLING | PA4ZNK048***3*** | PA4ZNK048***3*** |  |  | Voluntarily Certified | Single-package air conditioner | False | False | 45500 |  | 13.4 | 13.4 |  |  | False | 30 | 30 | 10.6 | 10.6 |  | False | Conventional | 05/05/2023 |  | 07/06/2023
Carrier Corp. - Indianapolis | PAYNE HEATING AND COOLING | PA4GNAK30000AA* | PA4GNAK30000AA* |  |  | Voluntarily Certified | Single-package air conditioner | False | False | 28000 |  | 13.4 | 13.4 |  |  | False | 30 | 30 | 11.05 | 10.6 |  | False | Conventional | 05/05/2023 |  | 07/06/2023
Carrier Corp. - Indianapolis | Arcoaire | N4A7T36*K*WAA* | N4A7T36*K*WAA* | EVD4X37M21A*+TDR |  | Voluntarily Certified | Single-split-system air condit | False | False | 35000 |  | 14.3 | 14.3 |  |  | False | 30 | 30 | 12 | 11.7 | Coil-Only System | False | Conventional | 05/05/2023 |  | 07/06/2023
Carrier Corp. - Indianapolis | Arcoaire | HVA949GKA2* | HVA949GKA2* | FCM4X60***L+WALLCON |  | Voluntarily Certified | Single-split-system air condit | False | False | 44500 |  | 19 | 14.3 |  |  | False | 30 | 30 | 12 | 9.8 | Blower Coil System | True | Conventional | 05/05/2023 |  | 07/06/2023
Carrier Corp. - Indianapolis | Arcoaire | PGD460***K***K1 | PGD460***K***K1 |  |  | Voluntarily Certified | Single-package air conditioner | False | False | 56000 |  | 13.4 | 13.4 |  |  | False | 30 | 30 | 11.05 | 10.6 |  | False | Conventional | 05/05/2023 |  | 07/06/2023
Carrier Corp. - Indianapolis | Bryant Heating & Cooling Systems | 707ENXK60000AA* | 707ENXK60000AA* |  |  | Voluntarily Certified | Single-package air conditioner | False | False | 56000 |  | 15.2 | 13.4 |  |  | False | 30 | 30 | 11.5 | 10.6 |  | False | Conventional | 05/05/2023 |  | 07/06/2023
Carrier Corp. - Indianapolis | Keeprite | PGR524***K***K1 | PGR524***K***K1 |  |  | Voluntarily Certified | Single-package air conditioner | False | False | 22200 |  | 15.2 | 13.4 |  |  | False | 30 | 30 | 11.5 | 10.6 |  | False | Conventional | 05/05/2023 |  | 07/06/2023
Carrier Corp. - Indianapolis | BRYANT HEATING AND COOLING SYSTEMS | 115SAN018**WA* | 115SAN018**WA* | CSPVA2414XMC*+TDR |  | Voluntarily Certified | Single-split-system air condit | False | False | 17900 |  | 14.3 | 14.3 |  |  | False | 30 | 30 | 11.7 | 11.7 | Coil-Only System | False | Conventional | 05/05/2023 |  | 07/06/2023
Carrier Corp. - Indianapolis | Keeprite | CVA925GKA2* | CVA925GKA2* | FCM4X48***L+WALLCON |  | Voluntarily Certified | Single-split-system air condit | False | False | 23800 |  | 18.5 | 14.3 |  |  | False | 30 | 30 | 11.7 | 9.8 | Blower Coil System | True | Conventional | 05/05/2023 |  | 07/06/2023
Carrier Corp. - Indianapolis | Keeprite | PAJ442***K***K* | PAJ442***K***K* |  |  | Voluntarily Certified | Single-package air conditioner | False | False | 40500 |  | 13.4 | 13.4 |  |  | False | 30 | 30 | 10.6 | 10.6 |  | False | Conventional | 05/05/2023 |  | 07/06/2023
Carrier Corp. - Indianapolis | BRYANT HEATING AND COOLING SYSTEMS | PA4ZNK048***3*** | PA4ZNK048***3*** |  |  | Voluntarily Certified | Single-package air conditioner | False | False | 45500 |  | 13.4 | 13.4 |  |  | False | 30 | 30 | 10.6 | 10.6 |  | False | Conventional | 05/05/2023 |  | 07/06/2023
Carrier Corp. - Indianapolis | BRYANT HEATING AND COOLING SYSTEMS | 127TAN036**WA* | 127TAN036**WA* | CVPVA3721XMC*+TDR |  | Voluntarily Certified | Single-split-system air condit | False | False | 35000 |  | 14.3 | 14.3 |  |  | False | 30 | 30 | 12 | 11.7 | Coil-Only System | False | Conventional | 05/05/2023 |  | 07/06/2023
Carrier Corp. - Indianapolis | BRYANT HEATING AND COOLING SYSTEMS | GA7TAN436**WA* | GA7TAN436**WA* | CVPVA3721XMC*+TDR |  | Voluntarily Certified | Single-split-system air condit | False | False | 35000 |  | 14.3 | 14.3 |  |  | False | 30 | 30 | 12 | 11.7 | Coil-Only System | False | Conventional | 05/05/2023 |  | 07/06/2023
Carrier Corp. - Indianapolis | BRYANT HEATING AND COOLING SYSTEMS | 115SAN024**WA* | 115SAN024**WA* | CSPVA2414XMC*+TDR |  | Voluntarily Certified | Single-split-system air condit | False | False | 22800 |  | 14.3 | 14.3 |  |  | False | 30 | 30 | 11.7 | 11.7 | Coil-Only System | False | Conventional | 05/05/2023 |  | 07/06/2023
Carrier Corp. - Indianapolis | 1HVAC | H4A6S30*K*WAA* | H4A6S30*K*WAA* | EVD4X30M17A*+TDR |  | Voluntarily Certified | Single-split-system air condit | False | False | 28800 |  | 14.3 | 14.3 |  |  | False | 30 | 30 | 11.7 | 11.7 | Coil-Only System | False | Conventional | 05/05/2023 |  | 07/06/2023
Carrier Corp. - Indianapolis | Carrier | 48VG*K48***30* | 48VG*K48***30* |  |  | Voluntarily Certified | Single-package air conditioner | False | False | 46500 |  | 16 | 13.4 |  |  | False | 30 | 30 | 11.8 | 10.6 |  | False | Conventional | 05/05/2023 |  | 07/06/2023
Carrier Corp. - Indianapolis | Carrier | 48VG*K60***30* | 48VG*K60***30* |  |  | Voluntarily Certified | Single-package air conditioner | False | False | 56000 |  | 15.2 | 13.4 |  |  | False | 30 | 30 | 11.5 | 10.6 |  | False | Conventional | 05/05/2023 |  | 07/06/2023
Carrier Corp. - Indianapolis | Carrier | 34SCA530W**30* | 34SCA530W**30* | CAP**3721AL*+TDR |  | Voluntarily Certified | Single-split-system air condit | False | False | 28400 |  | 14.3 | 14.3 |  |  | False | 30 | 30 | 12 | 11.7 | Coil-Only System | False | Conventional | 05/05/2023 |  | 07/06/2023
Carrier Corp. - Indianapolis | Carrier | 24VNA925A*031*+TSTAT | 24VNA925A*031*+TSTAT | FV4CN(B,F)005L |  | Voluntarily Certified | Single-split-system air condit | False | False | 24000 |  | 16.5 | 14.3 |  |  | False | 30 | 30 | 11.7 | 9.8 | Blower Coil System | False | Conventional | 05/05/2023 |  | 07/06/2023
Carrier Corp. - Indianapolis | BRYANT HEATING AND COOLING SYSTEMS | GA5SAN443**WA* | GA5SAN443**WA* | CAP**4321AL*+TDR |  | Voluntarily Certified | Single-split-system air condit | False | False | 40000 |  | 14.3 | 14.3 |  |  | False | 30 | 30 | 12.5 | 11.7 | Coil-Only System | False | Conventional | 05/05/2023 |  | 07/06/2023
Carrier Corp. - Indianapolis | BROCK | PA4ZNK042***3*** | PA4ZNK042***3*** |  |  | Voluntarily Certified | Single-package air conditioner | False | False | 40500 |  | 13.4 | 13.4 |  |  | False | 30 | 30 | 10.6 | 10.6 |  | False | Conventional | 05/05/2023 |  | 07/06/2023
Carrier Corp. - Indianapolis | BROCK | PA5SAN443**WA* | PA5SAN443**WA* | CAP**4321AL*+TDR |  | Voluntarily Certified | Single-split-system air condit | False | False | 40000 |  | 14.3 | 14.3 |  |  | False | 30 | 30 | 12.5 | 11.7 | Coil-Only System | False | Conventional | 05/05/2023 |  | 07/06/2023
Carrier Corp. - Indianapolis | BROCK | PA4ZNK024***3*** | PA4ZNK024***3*** |  |  | Voluntarily Certified | Single-package air conditioner | False | False | 23200 |  | 13.4 | 13.4 |  |  | False | 30 | 30 | 10.6 | 10.6 |  | False | Conventional | 05/05/2023 |  | 07/06/2023
Carrier Corp. - Indianapolis | 1HVAC | PGD448***K***K1 | PGD448***K***K1 |  |  | Voluntarily Certified | Single-package air conditioner | False | False | 47000 |  | 13.4 | 13.4 |  |  | False | 30 | 30 | 11.05 | 10.6 |  | False | Conventional | 05/05/2023 |  | 07/06/2023
Carrier Corp. - Indianapolis | 1HVAC | HVA937GKA2* | HVA937GKA2* | FCM4X60***L+WALLCON |  | Voluntarily Certified | Single-split-system air condit | False | False | 33200 |  | 18.5 | 14.3 |  |  | False | 30 | 30 | 12 | 9.8 | Blower Coil System | True | Conventional | 05/05/2023 |  | 07/06/2023
Carrier Corp. - Indianapolis | 1HVAC | HVA925GKA2* | HVA925GKA2* | FCM4X48***L+WALLCON |  | Voluntarily Certified | Single-split-system air condit | False | False | 23800 |  | 18.5 | 14.3 |  |  | False | 30 | 30 | 11.7 | 9.8 | Blower Coil System | True | Conventional | 05/05/2023 |  | 07/06/2023
Carrier Corp. - Indianapolis | Day & Night | C4A6S18*K*WAA* | C4A6S18*K*WAA* | ESD4X24M14A*+TDR |  | Voluntarily Certified | Single-split-system air condit | False | False | 17800 |  | 14.3 | 14.3 |  |  | False | 30 | 30 | 11.7 | 11.7 | Coil-Only System | False | Conventional | 05/05/2023 |  | 07/06/2023
Carrier Corp. - Indianapolis | Tempstar | TVA936GKA2* | TVA936GKA2* | FCM4X48***L+WALLCON |  | Voluntarily Certified | Single-split-system air condit | False | False | 35200 |  | 17.5 | 14.3 |  |  | False | 30 | 30 | 10 | 9.8 | Blower Coil System | True | Conventional | 05/05/2023 |  | 07/06/2023
Carrier Corp. - Indianapolis | Bryant Heating & Cooling Systems | 577ENWK60****A* | 577ENWK60****A* |  |  | Voluntarily Certified | Single-package air conditioner | False | False | 56000 |  | 15.2 | 13.4 |  |  | False | 30 | 30 | 11.5 | 10.6 |  | False | Conventional | 05/05/2023 |  | 07/06/2023
Carrier Corp. - Indianapolis | BRYANT HEATING AND COOLING SYSTEMS | 315SAN030**WA* | 315SAN030**WA* | CAP**3721AL*+TDR |  | Voluntarily Certified | Single-split-system air condit | False | False | 28400 |  | 14.3 | 14.3 |  |  | False | 30 | 30 | 12 | 11.7 | Coil-Only System | False | Conventional | 05/05/2023 |  | 07/06/2023
Carrier Corp. - Indianapolis | Keeprite | C4A6S18*K*WAA* | C4A6S18*K*WAA* | ESD4X24M14A*+TDR |  | Voluntarily Certified | Single-split-system air condit | False | False | 17800 |  | 14.3 | 14.3 |  |  | False | 30 | 30 | 11.7 | 11.7 | Coil-Only System | False | Conventional | 05/05/2023 |  | 07/06/2023
Carrier Corp. - Indianapolis | Arcoaire | PGR524***K***K1 | PGR524***K***K1 |  |  | Voluntarily Certified | Single-package air conditioner | False | False | 22200 |  | 15.2 | 13.4 |  |  | False | 30 | 30 | 11.5 | 10.6 |  | False | Conventional | 05/05/2023 |  | 07/06/2023
Carrier Corp. - Indianapolis | Arcoaire | H4A7T36*K*WAA* | H4A7T36*K*WAA* | EVD4X37M21A*+TDR |  | Voluntarily Certified | Single-split-system air condit | False | False | 35000 |  | 14.3 | 14.3 |  |  | False | 30 | 30 | 12 | 11.7 | Coil-Only System | False | Conventional | 05/05/2023 |  | 07/06/2023
Carrier Corp. - Indianapolis | Arcoaire | PGD424***K***K1 | PGD424***K***K1 |  |  | Voluntarily Certified | Single-package air conditioner | False | False | 22800 |  | 13.4 | 13.4 |  |  | False | 30 | 30 | 11.05 | 10.6 |  | False | Conventional | 05/05/2023 |  | 07/06/2023
Carrier Corp. - Indianapolis | Arcoaire | HVA949GKA2*+TSTAT | HVA949GKA2*+TSTAT | FVM4X60***L |  | Voluntarily Certified | Single-split-system air condit | False | False | 44000 |  | 17 | 14.3 |  |  | False | 30 | 30 | 11.7 | 9.8 | Blower Coil System | False | Conventional | 05/05/2023 |  | 07/06/2023
Carrier Corp. - Indianapolis | Arcoaire | PAD442000K***K1 | PAD442000K***K1 |  |  | Voluntarily Certified | Single-package air conditioner | False | False | 39000 |  | 13.4 | 13.4 |  |  | False | 30 | 30 | 11.05 | 10.6 |  | False | Conventional | 05/05/2023 |  | 07/06/2023
Carrier Corp. - Indianapolis | Tempstar | T4A7T36*K*WAA* | T4A7T36*K*WAA* | EVD4X37M21A*+TDR |  | Voluntarily Certified | Single-split-system air condit | False | False | 35000 |  | 14.3 | 14.3 |  |  | False | 30 | 30 | 12 | 11.7 | Coil-Only System | False | Conventional | 05/05/2023 |  | 07/06/2023
Carrier Corp. - Indianapolis | Tempstar | TVA949GKA2* | TVA949GKA2* | FCM4X60***L+WALLCON |  | Voluntarily Certified | Single-split-system air condit | False | False | 44500 |  | 19 | 14.3 |  |  | False | 30 | 30 | 12 | 9.8 | Blower Coil System | True | Conventional | 05/05/2023 |  | 07/06/2023
Carrier Corp. - Indianapolis | Tempstar | TVA937GKA2* | TVA937GKA2* | FCM4X60***L+WALLCON |  | Voluntarily Certified | Single-split-system air condit | False | False | 33200 |  | 18.5 | 14.3 |  |  | False | 30 | 30 | 12 | 9.8 | Blower Coil System | True | Conventional | 05/05/2023 |  | 07/06/2023
Carrier Corp. - Indianapolis | Tempstar | PAD442000K***K1 | PAD442000K***K1 |  |  | Voluntarily Certified | Single-package air conditioner | False | False | 39000 |  | 13.4 | 13.4 |  |  | False | 30 | 30 | 11.05 | 10.6 |  | False | Conventional | 05/05/2023 |  | 07/06/2023
Carrier Corp. - Indianapolis | Tempstar | PGD424***K***K1 | PGD424***K***K1 |  |  | Voluntarily Certified | Single-package air conditioner | False | False | 22800 |  | 13.4 | 13.4 |  |  | False | 30 | 30 | 11.05 | 10.6 |  | False | Conventional | 05/05/2023 |  | 07/06/2023
Carrier Corp. - Indianapolis | Keeprite | PGD424***K***K1 | PGD424***K***K1 |  |  | Voluntarily Certified | Single-package air conditioner | False | False | 22800 |  | 13.4 | 13.4 |  |  | False | 30 | 30 | 11.05 | 10.6 |  | False | Conventional | 05/05/2023 |  | 07/06/2023
Carrier Corp. - Indianapolis | BRYANT HEATING AND COOLING SYSTEMS | 577CNWK36****A* | 577CNWK36****A* |  |  | Voluntarily Certified | Single-package air conditioner | False | False | 33800 |  | 13.4 | 13.4 |  |  | False | 30 | 30 | 11.05 | 10.6 |  | False | Conventional | 05/05/2023 |  | 07/06/2023
Carrier Corp. - Indianapolis | PAYNE HEATING AND COOLING | PY4GNAK42****A* | PY4GNAK42****A* |  |  | Voluntarily Certified | Single-package air conditioner | False | False | 39000 |  | 13.4 | 13.4 |  |  | False | 30 | 30 | 11.05 | 10.6 |  | False | Conventional | 05/05/2023 |  | 07/06/2023
Carrier Corp. - Indianapolis | Grandaire | W4A5S24*K*WAA* | W4A5S24*K*WAA* | WMSC24414XA*+TDR |  | Voluntarily Certified | Single-split-system air condit | False | False | 22800 |  | 14.3 | 14.3 |  |  | False | 30 | 30 | 11.7 | 11.7 | Coil-Only System | False | Conventional | 05/05/2023 |  | 07/06/2023
Carrier Corp. - Indianapolis | 1HVAC | PGD424***K***K1 | PGD424***K***K1 |  |  | Voluntarily Certified | Single-package air conditioner | False | False | 22800 |  | 13.4 | 13.4 |  |  | False | 30 | 30 | 11.05 | 10.6 |  | False | Conventional | 05/05/2023 |  | 07/06/2023
Carrier Corp. - Indianapolis | 1HVAC | PGR524***K***K1 | PGR524***K***K1 |  |  | Voluntarily Certified | Single-package air conditioner | False | False | 22200 |  | 15.2 | 13.4 |  |  | False | 30 | 30 | 11.5 | 10.6 |  | False | Conventional | 05/05/2023 |  | 07/06/2023
Carrier Corp. - Indianapolis | 1HVAC | HVA949GKA2*+TSTAT | HVA949GKA2*+TSTAT | FVM4X60***L |  | Voluntarily Certified | Single-split-system air condit | False | False | 44000 |  | 17 | 14.3 |  |  | False | 30 | 30 | 11.7 | 9.8 | Blower Coil System | False | Conventional | 05/05/2023 |  | 07/06/2023
Carrier Corp. - Indianapolis | 1HVAC | PAD442000K***K1 | PAD442000K***K1 |  |  | Voluntarily Certified | Single-package air conditioner | False | False | 39000 |  | 13.4 | 13.4 |  |  | False | 30 | 30 | 11.05 | 10.6 |  | False | Conventional | 05/05/2023 |  | 07/06/2023
Carrier Corp. - Indianapolis | Keeprite | PAD442000K***K1 | PAD442000K***K1 |  |  | Voluntarily Certified | Single-package air conditioner | False | False | 39000 |  | 13.4 | 13.4 |  |  | False | 30 | 30 | 11.05 | 10.6 |  | False | Conventional | 05/05/2023 |  | 07/06/2023
Carrier Corp. - Indianapolis | Carrier | 24SPA618W**30* | 24SPA618W**30* | CSPVA2414XMC*+TDR |  | Voluntarily Certified | Single-split-system air condit | False | False | 17900 |  | 14.3 | 14.3 |  |  | False | 30 | 30 | 11.7 | 11.7 | Coil-Only System | False | Conventional | 05/05/2023 |  | 07/06/2023
Carrier Corp. - Indianapolis | Carrier | 48VL*K42***30* | 48VL*K42***30* |  |  | Voluntarily Certified | Single-package air conditioner | False | False | 39000 |  | 13.4 | 13.4 |  |  | False | 30 | 30 | 11.05 | 10.6 |  | False | Conventional | 05/05/2023 |  | 07/06/2023
Carrier Corp. - Indianapolis | Carrier | 24SPA643W**30* | 24SPA643W**30* | CAP**4321AL*+TDR |  | Voluntarily Certified | Single-split-system air condit | False | False | 40000 |  | 14.3 | 14.3 |  |  | False | 30 | 30 | 12.5 | 11.7 | Coil-Only System | False | Conventional | 05/05/2023 |  | 07/06/2023
Carrier Corp. - Indianapolis | Carrier | 48VG*K24***30* | 48VG*K24***30* |  |  | Voluntarily Certified | Single-package air conditioner | False | False | 22200 |  | 15.2 | 13.4 |  |  | False | 30 | 30 | 11.5 | 10.6 |  | False | Conventional | 05/05/2023 |  | 07/06/2023
Carrier Corp. - Indianapolis | Comfortmaker | PGD424***K***K1 | PGD424***K***K1 |  |  | Voluntarily Certified | Single-package air conditioner | False | False | 22800 |  | 13.4 | 13.4 |  |  | False | 30 | 30 | 11.05 | 10.6 |  | False | Conventional | 05/05/2023 |  | 07/06/2023
Carrier Corp. - Indianapolis | Comfortmaker | PAD442000K***K1 | PAD442000K***K1 |  |  | Voluntarily Certified | Single-package air conditioner | False | False | 39000 |  | 13.4 | 13.4 |  |  | False | 30 | 30 | 11.05 | 10.6 |  | False | Conventional | 05/05/2023 |  | 07/06/2023
Carrier Corp. - Indianapolis | Comfortmaker | PGR524***K***K1 | PGR524***K***K1 |  |  | Voluntarily Certified | Single-package air conditioner | False | False | 22200 |  | 15.2 | 13.4 |  |  | False | 30 | 30 | 11.5 | 10.6 |  | False | Conventional | 05/05/2023 |  | 07/06/2023
Carrier Corp. - Indianapolis | Carrier | 50ZPK024***3*** | 50ZPK024***3*** |  |  | Voluntarily Certified | Single-package air conditioner | False | False | 23200 |  | 13.4 | 13.4 |  |  | False | 30 | 30 | 10.6 | 10.6 |  | False | Conventional | 05/05/2023 |  | 07/06/2023
Carrier Corp. - Indianapolis | BRYANT HEATING AND COOLING SYSTEMS | 189BNV025*0**B* | 189BNV025*0**B* | FE4AN(B,F)005L+UI |  | Voluntarily Certified | Single-split-system air condit | False | False | 23800 |  | 18.5 | 14.3 |  |  | False | 30 | 30 | 11.7 | 9.8 | Blower Coil System | True | Conventional | 05/05/2023 |  | 07/06/2023
Carrier Corp. - Indianapolis | Arcoaire | HVA937GKA2* | HVA937GKA2* | FCM4X60***L+WALLCON |  | Voluntarily Certified | Single-split-system air condit | False | False | 33200 |  | 18.5 | 14.3 |  |  | False | 30 | 30 | 12 | 9.8 | Blower Coil System | True | Conventional | 05/05/2023 |  | 07/06/2023
Carrier Corp. - Indianapolis | Arcoaire | HVA925GKA2* | HVA925GKA2* | FCM4X48***L+WALLCON |  | Voluntarily Certified | Single-split-system air condit | False | False | 23800 |  | 18.5 | 14.3 |  |  | False | 30 | 30 | 11.7 | 9.8 | Blower Coil System | True | Conventional | 05/05/2023 |  | 07/06/2023
Carrier Corp. - Indianapolis | Arcoaire | PAJ448***K***K* | PAJ448***K***K* |  |  | Voluntarily Certified | Single-package air conditioner | False | False | 45500 |  | 13.4 | 13.4 |  |  | False | 30 | 30 | 10.6 | 10.6 |  | False | Conventional | 05/05/2023 |  | 07/06/2023
Carrier Corp. - Indianapolis | Arcoaire | PGD448***K***K1 | PGD448***K***K1 |  |  | Voluntarily Certified | Single-package air conditioner | False | False | 47000 |  | 13.4 | 13.4 |  |  | False | 30 | 30 | 11.05 | 10.6 |  | False | Conventional | 05/05/2023 |  | 07/06/2023
Carrier Corp. - Indianapolis | Carrier | 24VNA924B*030* | 24VNA924B*030* | FE4ANF002L+UI |  | Voluntarily Certified | Single-split-system air condit | False | False | 24400 |  | 17 | 14.3 |  |  | False | 30 | 30 | 10 | 9.8 | Blower Coil System | True | Conventional | 05/05/2023 |  | 07/06/2023
Carrier Corp. - Indianapolis | Carrier | 24VNA636A*031* | 24VNA636A*031* | CAP**3721AL*+UI | 58TN*A090C17**16 | Voluntarily Certified | Single-split-system air condit | False | False | 34200 |  | 23 | 14.3 |  |  | False | 30 | 30 | 13.5 | 9.8 | Blower Coil System | True | Conventional | 05/05/2023 |  | 07/06/2023
Carrier Corp. - Indianapolis | Keeprite | PGD460***K***K1 | PGD460***K***K1 |  |  | Voluntarily Certified | Single-package air conditioner | False | False | 56000 |  | 13.4 | 13.4 |  |  | False | 30 | 30 | 11.05 | 10.6 |  | False | Conventional | 05/05/2023 |  | 07/06/2023
Carrier Corp. - Indianapolis | Keeprite | CVA925GKA3*+TSTAT | CVA925GKA3*+TSTAT | FVM4X48***L |  | Voluntarily Certified | Single-split-system air condit | False | False | 24000 |  | 16.5 | 14.3 |  |  | False | 30 | 30 | 11.7 | 9.8 | Blower Coil System | False | Conventional | 05/05/2023 |  | 07/06/2023
Carrier Corp. - Indianapolis | Keeprite | CVA937GKA2* | CVA937GKA2* | FCM4X60***L+WALLCON |  | Voluntarily Certified | Single-split-system air condit | False | False | 33200 |  | 18.5 | 14.3 |  |  | False | 30 | 30 | 12 | 9.8 | Blower Coil System | True | Conventional | 05/05/2023 |  | 07/06/2023
Carrier Corp. - Indianapolis | Keeprite | N4A7T36*K*WAA* | N4A7T36*K*WAA* | EVD4X37M21A*+TDR |  | Voluntarily Certified | Single-split-system air condit | False | False | 35000 |  | 14.3 | 14.3 |  |  | False | 30 | 30 | 12 | 11.7 | Coil-Only System | False | Conventional | 05/05/2023 |  | 07/06/2023
Carrier Corp. - Indianapolis | Carrier | 24SCA530W**30* | 24SCA530W**30* | CVPVA3017XMC*+TDR |  | Voluntarily Certified | Single-split-system air condit | False | False | 28800 |  | 14.3 | 14.3 |  |  | False | 30 | 30 | 11.7 | 11.7 | Coil-Only System | False | Conventional | 05/05/2023 |  | 07/06/2023
Carrier Corp. - Indianapolis | Carrier | 50VG-K60---30* | 50VG-K60---30* |  |  | Voluntarily Certified | Single-package air conditioner | False | False | 56000 |  | 15.2 | 13.4 |  |  | False | 30 | 30 | 11.5 | 10.6 |  | False | Conventional | 05/05/2023 |  | 07/06/2023
Carrier Corp. - Indianapolis | Bryant Heating & Cooling Systems | 707ENXK48000AA* | 707ENXK48000AA* |  |  | Voluntarily Certified | Single-package air conditioner | False | False | 46500 |  | 16 | 13.4 |  |  | False | 30 | 30 | 11.8 | 10.6 |  | False | Conventional | 05/05/2023 |  | 07/06/2023
Carrier Corp. - Indianapolis | 1HVAC | N4A5S30*K*WAA* | N4A5S30*K*WAA* | EVD4X30M17A*+TDR |  | Voluntarily Certified | Single-split-system air condit | False | False | 28800 |  | 14.3 | 14.3 |  |  | False | 30 | 30 | 11.7 | 11.7 | Coil-Only System | False | Conventional | 05/05/2023 |  | 07/06/2023
Carrier Corp. - Indianapolis | Carrier | 50ZPK048***3*** | 50ZPK048***3*** |  |  | Voluntarily Certified | Single-package air conditioner | False | False | 45500 |  | 13.4 | 13.4 |  |  | False | 30 | 30 | 10.6 | 10.6 |  | False | Conventional | 05/05/2023 |  | 07/06/2023
Carrier Corp. - Indianapolis | Airquest | S4A5S36*K*WAA* | S4A5S36*K*WAA* | EA*4X37L21A*+TDR |  | Voluntarily Certified | Single-split-system air condit | False | False | 35600 |  | 14.5 | 14.3 |  |  | False | 30 | 30 | 12.5 | 11.7 | Coil-Only System | False | Conventional | 05/05/2023 |  | 07/06/2023
Carrier Corp. - Indianapolis | Airquest | PAJ430***K***K* | PAJ430***K***K* |  |  | Voluntarily Certified | Single-package air conditioner | False | False | 28000 |  | 13.4 | 13.4 |  |  | False | 30 | 30 | 10.6 | 10.6 |  | False | Conventional | 05/05/2023 |  | 07/06/2023
Carrier Corp. - Indianapolis | SMART COMFORT | PAJ430***K***K* | PAJ430***K***K* |  |  | Voluntarily Certified | Single-package air conditioner | False | False | 28000 |  | 13.4 | 13.4 |  |  | False | 30 | 30 | 10.6 | 10.6 |  | False | Conventional | 05/05/2023 |  | 07/06/2023
Carrier Corp. - Indianapolis | BROCK | PA4ZNK030***3*** | PA4ZNK030***3*** |  |  | Voluntarily Certified | Single-package air conditioner | False | False | 28000 |  | 13.4 | 13.4 |  |  | False | 30 | 30 | 10.6 | 10.6 |  | False | Conventional | 05/05/2023 |  | 07/06/2023
Carrier Corp. - Indianapolis | 1HVAC | PGD442***K***K1 | PGD442***K***K1 |  |  | Voluntarily Certified | Single-package air conditioner | False | False | 39000 |  | 13.4 | 13.4 |  |  | False | 30 | 30 | 11.05 | 10.6 |  | False | Conventional | 05/05/2023 |  | 07/06/2023
Carrier Corp. - Indianapolis | 1HVAC | R4A5S30*K*WAA* | R4A5S30*K*WAA* | EVD4X30M17A*+TDR |  | Voluntarily Certified | Single-split-system air condit | False | False | 28800 |  | 14.3 | 14.3 |  |  | False | 30 | 30 | 11.7 | 11.7 | Coil-Only System | False | Conventional | 05/05/2023 |  | 07/06/2023
Carrier Corp. - Indianapolis | 1HVAC | N4A5S18*K*WAA* | N4A5S18*K*WAA* | ESD4X24M14A*+TDR |  | Voluntarily Certified | Single-split-system air condit | False | False | 17900 |  | 14.3 | 14.3 |  |  | False | 30 | 30 | 11.7 | 11.7 | Coil-Only System | False | Conventional | 05/05/2023 |  | 07/06/2023
Carrier Corp. - Indianapolis | 1HVAC | R4A5S43*K*WAA* | R4A5S43*K*WAA* | EA*4X43L21A*+TDR |  | Voluntarily Certified | Single-split-system air condit | False | False | 40000 |  | 14.3 | 14.3 |  |  | False | 30 | 30 | 12.5 | 11.7 | Coil-Only System | False | Conventional | 05/05/2023 |  | 07/06/2023
Carrier Corp. - Indianapolis | Keeprite | PGD442***K***K1 | PGD442***K***K1 |  |  | Voluntarily Certified | Single-package air conditioner | False | False | 39000 |  | 13.4 | 13.4 |  |  | False | 30 | 30 | 11.05 | 10.6 |  | False | Conventional | 05/05/2023 |  | 07/06/2023
Carrier Corp. - Indianapolis | Tempstar | R4A5S30*K*WAA* | R4A5S30*K*WAA* | EVD4X30M17A*+TDR |  | Voluntarily Certified | Single-split-system air condit | False | False | 28800 |  | 14.3 | 14.3 |  |  | False | 30 | 30 | 11.7 | 11.7 | Coil-Only System | False | Conventional | 05/05/2023 |  | 07/06/2023
Carrier Corp. - Indianapolis | Tempstar | PGD442***K***K1 | PGD442***K***K1 |  |  | Voluntarily Certified | Single-package air conditioner | False | False | 39000 |  | 13.4 | 13.4 |  |  | False | 30 | 30 | 11.05 | 10.6 |  | False | Conventional | 05/05/2023 |  | 07/06/2023
Carrier Corp. - Indianapolis | Grandaire | WJA448***K***K* | WJA448***K***K* |  |  | Voluntarily Certified | Single-package air conditioner | False | False | 45500 |  | 13.4 | 13.4 |  |  | False | 30 | 30 | 10.6 | 10.6 |  | False | Conventional | 05/05/2023 |  | 07/06/2023
Carrier Corp. - Indianapolis | Carrier | 24VNA949A*031* | 24VNA949A*031* | FE4ANB006L+UI |  | Voluntarily Certified | Single-split-system air condit | False | False | 44500 |  | 19 | 14.3 |  |  | False | 30 | 30 | 12 | 9.8 | Blower Coil System | True | Conventional | 05/05/2023 |  | 07/06/2023
Carrier Corp. - Indianapolis | Carrier | 24TPA736W**30* | 24TPA736W**30* | CVPVA3721XMC*+TDR |  | Voluntarily Certified | Single-split-system air condit | False | False | 35000 |  | 14.3 | 14.3 |  |  | False | 30 | 30 | 12 | 11.7 | Coil-Only System | False | Conventional | 05/05/2023 |  | 07/06/2023
Carrier Corp. - Indianapolis | Carrier | GA5SAN424**WA* | GA5SAN424**WA* | CSPVA2414XMC*+TDR |  | Voluntarily Certified | Single-split-system air condit | False | False | 22800 |  | 14.3 | 14.3 |  |  | False | 30 | 30 | 11.7 | 11.7 | Coil-Only System | False | Conventional | 05/05/2023 |  | 07/06/2023
Carrier Corp. - Indianapolis | Carrier | 24VNA936A*032* | 24VNA936A*032* | FE4AN(B,F)005L+UI |  | Voluntarily Certified | Single-split-system air condit | False | False | 35200 |  | 17.5 | 14.3 |  |  | False | 30 | 30 | 10 | 9.8 | Blower Coil System | True | Conventional | 05/05/2023 |  | 07/06/2023
Carrier Corp. - Indianapolis | Keeprite | CVA949GKA2* | CVA949GKA2* | FCM4X60***L+WALLCON |  | Voluntarily Certified | Single-split-system air condit | False | False | 44500 |  | 19 | 14.3 |  |  | False | 30 | 30 | 12 | 9.8 | Blower Coil System | True | Conventional | 05/05/2023 |  | 07/06/2023
Carrier Corp. - Indianapolis | Keeprite | C4A6S30*K*WAA* | C4A6S30*K*WAA* | EVD4X30M17A*+TDR |  | Voluntarily Certified | Single-split-system air condit | False | False | 28800 |  | 14.3 | 14.3 |  |  | False | 30 | 30 | 11.7 | 11.7 | Coil-Only System | False | Conventional | 05/05/2023 |  | 07/06/2023
Carrier Corp. - Indianapolis | BRYANT HEATING AND COOLING SYSTEMS | GA5SAN424**WA* | GA5SAN424**WA* | CSPVA2414XMC*+TDR |  | Voluntarily Certified | Single-split-system air condit | False | False | 22800 |  | 14.3 | 14.3 |  |  | False | 30 | 30 | 11.7 | 11.7 | Coil-Only System | False | Conventional | 05/05/2023 |  | 07/06/2023
Carrier Corp. - Indianapolis | BRYANT HEATING AND COOLING SYSTEMS | 186CNV024*0**B* | 186CNV024*0**B* | CAP**3617AL*+UI | 88*TA36070C14*** | Voluntarily Certified | Single-split-system air condit | False | False | 22600 |  | 22.5 | 14.3 |  |  | False | 30 | 30 | 14.5 | 9.8 | Blower Coil System | True | Conventional | 05/05/2023 |  | 07/06/2023
Carrier Corp. - Indianapolis | 1HVAC | HVA949GKA** | HVA949GKA** | FCM4X60***L+WALLCON |  | Voluntarily Certified | Single-split-system air condit | False | False | 44500 |  | 19 | 14.3 |  |  | False | 30 | 30 | 12 | 9.8 | Blower Coil System | True | Conventional | 05/05/2023 |  | 07/06/2023
Carrier Corp. - Indianapolis | Carrier | 24SCA536W**30* | 24SCA536W**30* | CVPVA3721XMC*+TDR |  | Voluntarily Certified | Single-split-system air condit | False | False | 34200 |  | 14.3 | 14.3 |  |  | False | 30 | 30 | 11.7 | 11.7 | Coil-Only System | False | Conventional | 05/05/2023 |  | 07/06/2023
Carrier Corp. - Indianapolis | Carrier | GA5SAN443**WA* | GA5SAN443**WA* | CAP**4321AL*+TDR |  | Voluntarily Certified | Single-split-system air condit | False | False | 40000 |  | 14.3 | 14.3 |  |  | False | 30 | 30 | 12.5 | 11.7 | Coil-Only System | False | Conventional | 05/05/2023 |  | 07/06/2023
Carrier Corp. - Indianapolis | Arcoaire | H4A6S30*K*WAA* | H4A6S30*K*WAA* | EVD4X30M17A*+TDR |  | Voluntarily Certified | Single-split-system air condit | False | False | 28800 |  | 14.3 | 14.3 |  |  | False | 30 | 30 | 11.7 | 11.7 | Coil-Only System | False | Conventional | 05/05/2023 |  | 07/06/2023
Carrier Corp. - Indianapolis | Comfortmaker | CVA937GKA2* | CVA937GKA2* | FCM4X60***L+WALLCON |  | Voluntarily Certified | Single-split-system air condit | False | False | 33200 |  | 18.5 | 14.3 |  |  | False | 30 | 30 | 12 | 9.8 | Blower Coil System | True | Conventional | 05/05/2023 |  | 07/06/2023
Carrier Corp. - Indianapolis | Comfortmaker | PAJ442***K***K* | PAJ442***K***K* |  |  | Voluntarily Certified | Single-package air conditioner | False | False | 40500 |  | 13.4 | 13.4 |  |  | False | 30 | 30 | 10.6 | 10.6 |  | False | Conventional | 05/05/2023 |  | 07/06/2023
Carrier Corp. - Indianapolis | Comfortmaker | N4A7T36*K*WAA* | N4A7T36*K*WAA* | EVD4X37M21A*+TDR |  | Voluntarily Certified | Single-split-system air condit | False | False | 35000 |  | 14.3 | 14.3 |  |  | False | 30 | 30 | 12 | 11.7 | Coil-Only System | False | Conventional | 05/05/2023 |  | 07/06/2023
Carrier Corp. - Indianapolis | Comfortmaker | PGD460***K***K1 | PGD460***K***K1 |  |  | Voluntarily Certified | Single-package air conditioner | False | False | 56000 |  | 13.4 | 13.4 |  |  | False | 30 | 30 | 11.05 | 10.6 |  | False | Conventional | 05/05/2023 |  | 07/06/2023
Carrier Corp. - Indianapolis | Comfortmaker | CVA925GKA2* | CVA925GKA2* | FCM4X48***L+WALLCON |  | Voluntarily Certified | Single-split-system air condit | False | False | 23800 |  | 18.5 | 14.3 |  |  | False | 30 | 30 | 11.7 | 9.8 | Blower Coil System | True | Conventional | 05/05/2023 |  | 07/06/2023
Carrier Corp. - Indianapolis | Carrier | 24SCA518W**30* | 24SCA518W**30* | CSPVA2414XMC*+TDR |  | Voluntarily Certified | Single-split-system air condit | False | False | 17900 |  | 14.3 | 14.3 |  |  | False | 30 | 30 | 11.7 | 11.7 | Coil-Only System | False | Conventional | 05/05/2023 |  | 07/06/2023
Carrier Corp. - Indianapolis | Carrier | GA7TAN436**WA* | GA7TAN436**WA* | CVPVA3721XMC*+TDR |  | Voluntarily Certified | Single-split-system air condit | False | False | 35000 |  | 14.3 | 14.3 |  |  | False | 30 | 30 | 12 | 11.7 | Coil-Only System | False | Conventional | 05/05/2023 |  | 07/06/2023
Carrier Corp. - Indianapolis | Carrier | 48VL*K36***30* | 48VL*K36***30* |  |  | Voluntarily Certified | Single-package air conditioner | False | False | 33800 |  | 13.4 | 13.4 |  |  | False | 30 | 30 | 11.05 | 10.6 |  | False | Conventional | 05/05/2023 |  | 07/06/2023
Carrier Corp. - Indianapolis | Carrier | 24VNA913A*030* | 24VNA913A*030* | FE4ANF002L+UI |  | Voluntarily Certified | Single-split-system air condit | False | False | 12900 |  | 16 | 14.3 |  |  | False | 30 | 30 | 12 | 9.8 | Blower Coil System | True | Conventional | 05/05/2023 |  | 07/06/2023
Carrier Corp. - Indianapolis | Tempstar | T4A6S36*K*WAA* | T4A6S36*K*WAA* | EVD4X37M21A*+TDR |  | Voluntarily Certified | Single-split-system air condit | False | False | 34200 |  | 14.3 | 14.3 |  |  | False | 30 | 30 | 11.7 | 11.7 | Coil-Only System | False | Conventional | 05/05/2023 |  | 07/06/2023
Carrier Corp. - Indianapolis | Tempstar | T4A6S43*K*WAA* | T4A6S43*K*WAA* | EA*4X43L21A*+TDR |  | Voluntarily Certified | Single-split-system air condit | False | False | 40000 |  | 14.3 | 14.3 |  |  | False | 30 | 30 | 12.5 | 11.7 | Coil-Only System | False | Conventional | 05/05/2023 |  | 07/06/2023
Carrier Corp. - Indianapolis | Bryant Heating & Cooling Systems | 707ENXK24000AA* | 707ENXK24000AA* |  |  | Voluntarily Certified | Single-package air conditioner | False | False | 22200 |  | 15.2 | 13.4 |  |  | False | 30 | 30 | 11.5 | 10.6 |  | False | Conventional | 05/05/2023 |  | 07/06/2023
Carrier Corp. - Indianapolis | Keeprite | CVA936GKA3*+TSTAT | CVA936GKA3*+TSTAT | FVM4X48***L |  | Voluntarily Certified | Single-split-system air condit | False | False | 35200 |  | 15.5 | 14.3 |  |  | False | 30 | 30 | 10 | 9.8 | Blower Coil System | False | Conventional | 05/05/2023 |  | 07/06/2023
Carrier Corp. - Indianapolis | Grandaire | WJA442***K***K* | WJA442***K***K* |  |  | Voluntarily Certified | Single-package air conditioner | False | False | 40500 |  | 13.4 | 13.4 |  |  | False | 30 | 30 | 10.6 | 10.6 |  | False | Conventional | 05/05/2023 |  | 07/06/2023
Carrier Corp. - Indianapolis | Keeprite | PAJ448***K***K* | PAJ448***K***K* |  |  | Voluntarily Certified | Single-package air conditioner | False | False | 45500 |  | 13.4 | 13.4 |  |  | False | 30 | 30 | 10.6 | 10.6 |  | False | Conventional | 05/05/2023 |  | 07/06/2023
Carrier Corp. - Indianapolis | Keeprite | PGD448***K***K1 | PGD448***K***K1 |  |  | Voluntarily Certified | Single-package air conditioner | False | False | 47000 |  | 13.4 | 13.4 |  |  | False | 30 | 30 | 11.05 | 10.6 |  | False | Conventional | 05/05/2023 |  | 07/06/2023
Carrier Corp. - Indianapolis | BRYANT HEATING AND COOLING SYSTEMS | PA4ZNK024***3*** | PA4ZNK024***3*** |  |  | Voluntarily Certified | Single-package air conditioner | False | False | 23200 |  | 13.4 | 13.4 |  |  | False | 30 | 30 | 10.6 | 10.6 |  | False | Conventional | 05/05/2023 |  | 07/06/2023
Carrier Corp. - Indianapolis | BRYANT HEATING AND COOLING SYSTEMS | CA16NW043*0**B* | CA16NW043*0**B* | CAP**4321AL*+TDR |  | Voluntarily Certified | Single-split-system air condit | False | False | 40000 |  | 14.3 | 14.3 |  |  | False | 30 | 30 | 11.7 | 11.7 | Coil-Only System | False | Conventional | 05/05/2023 |  | 07/06/2023
Carrier Corp. - Indianapolis | BRYANT HEATING AND COOLING SYSTEMS | PA4ZNK042***3*** | PA4ZNK042***3*** |  |  | Voluntarily Certified | Single-package air conditioner | False | False | 40500 |  | 13.4 | 13.4 |  |  | False | 30 | 30 | 10.6 | 10.6 |  | False | Conventional | 05/05/2023 |  | 07/06/2023
Carrier Corp. - Indianapolis | BRYANT HEATING AND COOLING SYSTEMS | PA5SAN443**WA* | PA5SAN443**WA* | CAP**4321AL*+TDR |  | Voluntarily Certified | Single-split-system air condit | False | False | 40000 |  | 14.3 | 14.3 |  |  | False | 30 | 30 | 12.5 | 11.7 | Coil-Only System | False | Conventional | 05/05/2023 |  | 07/06/2023
Carrier Corp. - Indianapolis | Tempstar | T4A7T24*K*WAA* | T4A7T24*K*WAA* | EVD4X25M17A*+TDR |  | Voluntarily Certified | Single-split-system air condit | False | False | 23400 |  | 14.3 | 14.3 |  |  | False | 30 | 30 | 11.7 | 11.7 | Coil-Only System | False | Conventional | 05/05/2023 |  | 07/06/2023
Carrier Corp. - Indianapolis | Tempstar | R4A5S24*K*WAA* | R4A5S24*K*WAA* | ESD4X24M14A*+TDR |  | Voluntarily Certified | Single-split-system air condit | False | False | 22800 |  | 14.3 | 14.3 |  |  | False | 30 | 30 | 11.7 | 11.7 | Coil-Only System | False | Conventional | 05/05/2023 |  | 07/06/2023
Carrier Corp. - Indianapolis | Tempstar | PAR536000K***K1 | PAR536000K***K1 |  |  | Voluntarily Certified | Single-package air conditioner | False | False | 34800 |  | 15.2 | 13.4 |  |  | False | 30 | 30 | 11.5 | 10.6 |  | False | Conventional | 05/05/2023 |  | 07/06/2023
Carrier Corp. - Indianapolis | Tempstar | PGR548***K***K1 | PGR548***K***K1 |  |  | Voluntarily Certified | Single-package air conditioner | False | False | 46500 |  | 16 | 13.4 |  |  | False | 30 | 30 | 11.8 | 10.6 |  | False | Conventional | 05/05/2023 |  | 07/06/2023
Carrier Corp. - Indianapolis | Tempstar | PGR560***K***K1 | PGR560***K***K1 |  |  | Voluntarily Certified | Single-package air conditioner | False | False | 56000 |  | 15.2 | 13.4 |  |  | False | 30 | 30 | 11.5 | 10.6 |  | False | Conventional | 05/05/2023 |  | 07/06/2023
Carrier Corp. - Indianapolis | SMART COMFORT | PAJ442***K***K* | PAJ442***K***K* |  |  | Voluntarily Certified | Single-package air conditioner | False | False | 40500 |  | 13.4 | 13.4 |  |  | False | 30 | 30 | 10.6 | 10.6 |  | False | Conventional | 05/05/2023 |  | 07/06/2023
Carrier Corp. - Indianapolis | Keeprite | PAD424000K***K1 | PAD424000K***K1 |  |  | Voluntarily Certified | Single-package air conditioner | False | False | 22800 |  | 13.4 | 13.4 |  |  | False | 30 | 30 | 11.05 | 10.6 |  | False | Conventional | 05/05/2023 |  | 07/06/2023
Carrier Corp. - Indianapolis | Keeprite | PGD430***K***K1 | PGD430***K***K1 |  |  | Voluntarily Certified | Single-package air conditioner | False | False | 28000 |  | 13.4 | 13.4 |  |  | False | 30 | 30 | 11.05 | 10.6 |  | False | Conventional | 05/05/2023 |  | 07/06/2023
Carrier Corp. - Indianapolis | BRYANT HEATING AND COOLING SYSTEMS | 189BNV049*0**B*+TSTAT | 189BNV049*0**B*+TSTAT | FV4CNB006L |  | Voluntarily Certified | Single-split-system air condit | False | False | 44000 |  | 17 | 14.3 |  |  | False | 30 | 30 | 11.7 | 9.8 | Blower Coil System | False | Conventional | 05/05/2023 |  | 07/06/2023
Carrier Corp. - Indianapolis | BRYANT HEATING AND COOLING SYSTEMS | 707CNXK30000AA* | 707CNXK30000AA* |  |  | Voluntarily Certified | Single-package air conditioner | False | False | 28000 |  | 13.4 | 13.4 |  |  | False | 30 | 30 | 11.05 | 10.6 |  | False | Conventional | 05/05/2023 |  | 07/06/2023
Carrier Corp. - Indianapolis | Bryant Heating & Cooling Systems | 707ENXK36000AA* | 707ENXK36000AA* |  |  | Voluntarily Certified | Single-package air conditioner | False | False | 34800 |  | 15.2 | 13.4 |  |  | False | 30 | 30 | 11.5 | 10.6 |  | False | Conventional | 05/05/2023 |  | 07/06/2023
Carrier Corp. - Indianapolis | EcoTemp | WJA448***K***K* | WJA448***K***K* |  |  | Voluntarily Certified | Single-package air conditioner | False | False | 45500 |  | 13.4 | 13.4 |  |  | False | 30 | 30 | 10.6 | 10.6 |  | False | Conventional | 05/05/2023 |  | 07/06/2023
Carrier Corp. - Indianapolis | Arcoaire | HVA925GKA3* | HVA925GKA3* | FCM4X48***L+WALLCON |  | Voluntarily Certified | Single-split-system air condit | False | False | 23800 |  | 18.5 | 14.3 |  |  | False | 30 | 30 | 11.7 | 9.8 | Blower Coil System | True | Conventional | 05/05/2023 |  | 07/06/2023
Carrier Corp. - Indianapolis | 1HVAC | HVA936GKA3*+TSTAT | HVA936GKA3*+TSTAT | FVM4X48***L |  | Voluntarily Certified | Single-split-system air condit | False | False | 35200 |  | 15.5 | 14.3 |  |  | False | 30 | 30 | 10 | 9.8 | Blower Coil System | False | Conventional | 05/05/2023 |  | 07/06/2023
Carrier Corp. - Indianapolis | 1HVAC | HVA937GKA** | HVA937GKA** | FCM4X60***L+WALLCON |  | Voluntarily Certified | Single-split-system air condit | False | False | 33200 |  | 18.5 | 14.3 |  |  | False | 30 | 30 | 12 | 9.8 | Blower Coil System | True | Conventional | 05/05/2023 |  | 07/06/2023
Carrier Corp. - Indianapolis | Comfortmaker | CVA925GKA3*+TSTAT | CVA925GKA3*+TSTAT | FVM4X48***L |  | Voluntarily Certified | Single-split-system air condit | False | False | 24000 |  | 16.5 | 14.3 |  |  | False | 30 | 30 | 11.7 | 9.8 | Blower Coil System | False | Conventional | 05/05/2023 |  | 07/06/2023
Carrier Corp. - Indianapolis | Tempstar | PAD448000K***K1 | PAD448000K***K1 |  |  | Voluntarily Certified | Single-package air conditioner | False | False | 47000 |  | 13.4 | 13.4 |  |  | False | 30 | 30 | 11.05 | 10.6 |  | False | Conventional | 05/05/2023 |  | 07/06/2023
Carrier Corp. - Indianapolis | Heil | HVA949GKA2*+TSTAT | HVA949GKA2*+TSTAT | FVM4X60***L |  | Voluntarily Certified | Single-split-system air condit | False | False | 44000 |  | 17 | 14.3 |  |  | False | 30 | 30 | 11.7 | 9.8 | Blower Coil System | False | Conventional | 05/05/2023 |  | 07/06/2023
Carrier Corp. - Indianapolis | Heil | PAD442000K***K1 | PAD442000K***K1 |  |  | Voluntarily Certified | Single-package air conditioner | False | False | 39000 |  | 13.4 | 13.4 |  |  | False | 30 | 30 | 11.05 | 10.6 |  | False | Conventional | 05/05/2023 |  | 07/06/2023
Carrier Corp. - Indianapolis | ICP Commercial | PAD442000K***K1 | PAD442000K***K1 |  |  | Voluntarily Certified | Single-package air conditioner | False | False | 39000 |  | 13.4 | 13.4 |  |  | False | 30 | 30 | 11.05 | 10.6 |  | False | Conventional | 05/05/2023 |  | 07/06/2023
Carrier Corp. - Indianapolis | ICP Commercial | PGR524***K***K1 | PGR524***K***K1 |  |  | Voluntarily Certified | Single-package air conditioner | False | False | 22200 |  | 15.2 | 13.4 |  |  | False | 30 | 30 | 11.5 | 10.6 |  | False | Conventional | 05/05/2023 |  | 07/06/2023
Carrier Corp. - Indianapolis | ICP Commercial | PGD424***K***K1 | PGD424***K***K1 |  |  | Voluntarily Certified | Single-package air conditioner | False | False | 22800 |  | 13.4 | 13.4 |  |  | False | 30 | 30 | 11.05 | 10.6 |  | False | Conventional | 05/05/2023 |  | 07/06/2023
Carrier Corp. - Indianapolis | Maratherm | PGR524***K***K1 | PGR524***K***K1 |  |  | Voluntarily Certified | Single-package air conditioner | False | False | 22200 |  | 15.2 | 13.4 |  |  | False | 30 | 30 | 11.5 | 10.6 |  | False | Conventional | 05/05/2023 |  | 07/06/2023
Carrier Corp. - Indianapolis | BROCK | PA5SAN424**WA* | PA5SAN424**WA* | CSPVA2414XMC*+TDR |  | Voluntarily Certified | Single-split-system air condit | False | False | 22800 |  | 14.3 | 14.3 |  |  | False | 30 | 30 | 11.7 | 11.7 | Coil-Only System | False | Conventional | 05/05/2023 |  | 07/06/2023
Carrier Corp. - Indianapolis | BROCK | PA5SAN436**WA* | PA5SAN436**WA* | CVPVA3721XMC*+TDR |  | Voluntarily Certified | Single-split-system air condit | False | False | 34200 |  | 14.3 | 14.3 |  |  | False | 30 | 30 | 11.7 | 11.7 | Coil-Only System | False | Conventional | 05/05/2023 |  | 07/06/2023
Carrier Corp. - Indianapolis | BROCK | PA7TAN424**WA* | PA7TAN424**WA* | CVPVA2517XMC*+TDR |  | Voluntarily Certified | Single-split-system air condit | False | False | 23400 |  | 14.3 | 14.3 |  |  | False | 30 | 30 | 11.7 | 11.7 | Coil-Only System | False | Conventional | 05/05/2023 |  | 07/06/2023
Carrier Corp. - Indianapolis | 1HVAC | HVA925GKA3* | HVA925GKA3* | FCM4X48***L+WALLCON |  | Voluntarily Certified | Single-split-system air condit | False | False | 23800 |  | 18.5 | 14.3 |  |  | False | 30 | 30 | 11.7 | 9.8 | Blower Coil System | True | Conventional | 05/05/2023 |  | 07/06/2023
Carrier Corp. - Indianapolis | BRYANT HEATING AND COOLING SYSTEMS | PA7TAN424**WA* | PA7TAN424**WA* | CVPVA2517XMC*+TDR |  | Voluntarily Certified | Single-split-system air condit | False | False | 23400 |  | 14.3 | 14.3 |  |  | False | 30 | 30 | 11.7 | 11.7 | Coil-Only System | False | Conventional | 05/05/2023 |  | 07/06/2023
Carrier Corp. - Indianapolis | BRYANT HEATING AND COOLING SYSTEMS | GA5SAN430**WA* | GA5SAN430**WA* | CVPVA3017XMC*+TDR |  | Voluntarily Certified | Single-split-system air condit | False | False | 28800 |  | 14.3 | 14.3 |  |  | False | 30 | 30 | 11.7 | 11.7 | Coil-Only System | False | Conventional | 05/05/2023 |  | 07/06/2023
Carrier Corp. - Indianapolis | BRYANT HEATING AND COOLING SYSTEMS | BA16NW043*0**B* | BA16NW043*0**B* | CAP**4321AL*+TDR |  | Voluntarily Certified | Single-split-system air condit | False | False | 40000 |  | 14.3 | 14.3 |  |  | False | 30 | 30 | 11.7 | 11.7 | Coil-Only System | False | Conventional | 05/05/2023 |  | 07/06/2023
Carrier Corp. - Indianapolis | BRYANT HEATING AND COOLING SYSTEMS | 707CNXK36000AA* | 707CNXK36000AA* |  |  | Voluntarily Certified | Single-package air conditioner | False | False | 33800 |  | 13.4 | 13.4 |  |  | False | 30 | 30 | 11.05 | 10.6 |  | False | Conventional | 05/05/2023 |  | 07/06/2023
Carrier Corp. - Indianapolis | BRYANT HEATING AND COOLING SYSTEMS | PA5SAN436**WA* | PA5SAN436**WA* | CVPVA3721XMC*+TDR |  | Voluntarily Certified | Single-split-system air condit | False | False | 34200 |  | 14.3 | 14.3 |  |  | False | 30 | 30 | 11.7 | 11.7 | Coil-Only System | False | Conventional | 05/05/2023 |  | 07/06/2023
Carrier Corp. - Indianapolis | BRYANT HEATING AND COOLING SYSTEMS | PA5SAN424**WA* | PA5SAN424**WA* | CSPVA2414XMC*+TDR |  | Voluntarily Certified | Single-split-system air condit | False | False | 22800 |  | 14.3 | 14.3 |  |  | False | 30 | 30 | 11.7 | 11.7 | Coil-Only System | False | Conventional | 05/05/2023 |  | 07/06/2023
Carrier Corp. - Indianapolis | BRYANT HEATING AND COOLING SYSTEMS | 126SAN043**WA* | 126SAN043**WA* | CAP**4321AL*+TDR |  | Voluntarily Certified | Single-split-system air condit | False | False | 40000 |  | 14.3 | 14.3 |  |  | False | 30 | 30 | 12.5 | 11.7 | Coil-Only System | False | Conventional | 05/05/2023 |  | 07/06/2023
Carrier Corp. - Indianapolis | BRYANT HEATING AND COOLING SYSTEMS | 189BNV025*0**B*+TSTAT | 189BNV025*0**B*+TSTAT | FV4CN(B,F)005L |  | Voluntarily Certified | Single-split-system air condit | False | False | 24000 |  | 16.5 | 14.3 |  |  | False | 30 | 30 | 11.7 | 9.8 | Blower Coil System | False | Conventional | 05/05/2023 |  | 07/06/2023
Carrier Corp. - Indianapolis | Bryant Heating & Cooling Systems | 577ENWK36****A* | 577ENWK36****A* |  |  | Voluntarily Certified | Single-package air conditioner | False | False | 34800 |  | 15.2 | 13.4 |  |  | False | 30 | 30 | 11.5 | 10.6 |  | False | Conventional | 05/05/2023 |  | 07/06/2023
Carrier Corp. - Indianapolis | Heil | PGR524***K***K1 | PGR524***K***K1 |  |  | Voluntarily Certified | Single-package air conditioner | False | False | 22200 |  | 15.2 | 13.4 |  |  | False | 30 | 30 | 11.5 | 10.6 |  | False | Conventional | 05/05/2023 |  | 07/06/2023
Carrier Corp. - Indianapolis | Heil | PGD424***K***K1 | PGD424***K***K1 |  |  | Voluntarily Certified | Single-package air conditioner | False | False | 22800 |  | 13.4 | 13.4 |  |  | False | 30 | 30 | 11.05 | 10.6 |  | False | Conventional | 05/05/2023 |  | 07/06/2023
Carrier Corp. - Indianapolis | Heil | H4A7T36*K*WAA* | H4A7T36*K*WAA* | EVD4X37M21A*+TDR |  | Voluntarily Certified | Single-split-system air condit | False | False | 35000 |  | 14.3 | 14.3 |  |  | False | 30 | 30 | 12 | 11.7 | Coil-Only System | False | Conventional | 05/05/2023 |  | 07/06/2023
Carrier Corp. - Indianapolis | Day & Night | CVA936GKA3*+TSTAT | CVA936GKA3*+TSTAT | FVM4X48***L |  | Voluntarily Certified | Single-split-system air condit | False | False | 35200 |  | 15.5 | 14.3 |  |  | False | 30 | 30 | 10 | 9.8 | Blower Coil System | False | Conventional | 05/05/2023 |  | 07/06/2023
Carrier Corp. - Indianapolis | Tempstar | TVA936GKA3* | TVA936GKA3* | FCM4X48***L+WALLCON |  | Voluntarily Certified | Single-split-system air condit | False | False | 35200 |  | 17.5 | 14.3 |  |  | False | 30 | 30 | 10 | 9.8 | Blower Coil System | True | Conventional | 05/05/2023 |  | 07/06/2023
Carrier Corp. - Indianapolis | Airquest | HVA949GKA2*+TSTAT | HVA949GKA2*+TSTAT | FVM4X60***L |  | Voluntarily Certified | Single-split-system air condit | False | False | 44000 |  | 17 | 14.3 |  |  | False | 30 | 30 | 11.7 | 9.8 | Blower Coil System | False | Conventional | 05/05/2023 |  | 07/06/2023
Carrier Corp. - Indianapolis | Airquest | PGD424***K***K1 | PGD424***K***K1 |  |  | Voluntarily Certified | Single-package air conditioner | False | False | 22800 |  | 13.4 | 13.4 |  |  | False | 30 | 30 | 11.05 | 10.6 |  | False | Conventional | 05/05/2023 |  | 07/06/2023
Carrier Corp. - Indianapolis | Airquest | PGR524***K***K1 | PGR524***K***K1 |  |  | Voluntarily Certified | Single-package air conditioner | False | False | 22200 |  | 15.2 | 13.4 |  |  | False | 30 | 30 | 11.5 | 10.6 |  | False | Conventional | 05/05/2023 |  | 07/06/2023
Carrier Corp. - Indianapolis | Airquest | H4A7T36*K*WAA* | H4A7T36*K*WAA* | EVD4X37M21A*+TDR |  | Voluntarily Certified | Single-split-system air condit | False | False | 35000 |  | 14.3 | 14.3 |  |  | False | 30 | 30 | 12 | 11.7 | Coil-Only System | False | Conventional | 05/05/2023 |  | 07/06/2023
Carrier Corp. - Indianapolis | Airquest | PAD442000K***K1 | PAD442000K***K1 |  |  | Voluntarily Certified | Single-package air conditioner | False | False | 39000 |  | 13.4 | 13.4 |  |  | False | 30 | 30 | 11.05 | 10.6 |  | False | Conventional | 05/05/2023 |  | 07/06/2023
Carrier Corp. - Indianapolis | Day & Night | CVA949GKA2* | CVA949GKA2* | FCM4X60***L+WALLCON |  | Voluntarily Certified | Single-split-system air condit | False | False | 44500 |  | 19 | 14.3 |  |  | False | 30 | 30 | 12 | 9.8 | Blower Coil System | True | Conventional | 05/05/2023 |  | 07/06/2023
Carrier Corp. - Indianapolis | Grandaire | WJA460***K***K* | WJA460***K***K* |  |  | Voluntarily Certified | Single-package air conditioner | False | False | 53500 |  | 13.4 | 13.4 |  |  | False | 30 | 30 | 10.6 | 10.6 |  | False | Conventional | 05/05/2023 |  | 07/06/2023
Carrier Corp. - Indianapolis | Day & Night | C4A6S30*K*WAA* | C4A6S30*K*WAA* | EVD4X30M17A*+TDR |  | Voluntarily Certified | Single-split-system air condit | False | False | 28800 |  | 14.3 | 14.3 |  |  | False | 30 | 30 | 11.7 | 11.7 | Coil-Only System | False | Conventional | 05/05/2023 |  | 07/06/2023
Carrier Corp. - Indianapolis | PAYNE HEATING AND COOLING | PY4GNAK30****A* | PY4GNAK30****A* |  |  | Voluntarily Certified | Single-package air conditioner | False | False | 28000 |  | 13.4 | 13.4 |  |  | False | 30 | 30 | 11.05 | 10.6 |  | False | Conventional | 05/05/2023 |  | 07/06/2023
Carrier Corp. - Indianapolis | 1HVAC | PAD448000K***K1 | PAD448000K***K1 |  |  | Voluntarily Certified | Single-package air conditioner | False | False | 47000 |  | 13.4 | 13.4 |  |  | False | 30 | 30 | 11.05 | 10.6 |  | False | Conventional | 05/05/2023 |  | 07/06/2023
Carrier Corp. - Indianapolis | 1HVAC | HVA936GKA2* | HVA936GKA2* | FCM4X48***L+WALLCON |  | Voluntarily Certified | Single-split-system air condit | False | False | 35200 |  | 17.5 | 14.3 |  |  | False | 30 | 30 | 10 | 9.8 | Blower Coil System | True | Conventional | 05/05/2023 |  | 07/06/2023
Carrier Corp. - Indianapolis | 1HVAC | N4A5S36*K*WAA* | N4A5S36*K*WAA* | EVD4X37M21A*+TDR |  | Voluntarily Certified | Single-split-system air condit | False | False | 34200 |  | 14.3 | 14.3 |  |  | False | 30 | 30 | 11.7 | 11.7 | Coil-Only System | False | Conventional | 05/05/2023 |  | 07/06/2023
Carrier Corp. - Indianapolis | 1HVAC | N4A5S24*K*WAA* | N4A5S24*K*WAA* | ESD4X24M14A*+TDR |  | Voluntarily Certified | Single-split-system air condit | False | False | 22800 |  | 14.3 | 14.3 |  |  | False | 30 | 30 | 11.7 | 11.7 | Coil-Only System | False | Conventional | 05/05/2023 |  | 07/06/2023
Carrier Corp. - Indianapolis | Carrier | 24SCA524W**30* | 24SCA524W**30* | CSPVA2414XMC*+TDR |  | Voluntarily Certified | Single-split-system air condit | False | False | 22800 |  | 14.3 | 14.3 |  |  | False | 30 | 30 | 11.7 | 11.7 | Coil-Only System | False | Conventional | 05/05/2023 |  | 07/06/2023
Carrier Corp. - Indianapolis | Carrier | 24VNA925A*032* | 24VNA925A*032* | FE4AN(B,F)005L+UI |  | Voluntarily Certified | Single-split-system air condit | False | False | 23800 |  | 18.5 | 14.3 |  |  | False | 30 | 30 | 11.7 | 9.8 | Blower Coil System | True | Conventional | 05/05/2023 |  | 07/06/2023
Carrier Corp. - Indianapolis | Carrier | 50VL-K30---30* | 50VL-K30---30* |  |  | Voluntarily Certified | Single-package air conditioner | False | False | 28000 |  | 13.4 | 13.4 |  |  | False | 30 | 30 | 11.05 | 10.6 |  | False | Conventional | 05/05/2023 |  | 07/06/2023
Carrier Corp. - Indianapolis | Arcoaire | S4A5S18*K*WAA* | S4A5S18*K*WAA* | EA*4X19L17A*+TDR |  | Voluntarily Certified | Single-split-system air condit | False | False | 18000 |  | 14.3 | 14.3 |  |  | False | 30 | 30 | 12.5 | 11.7 | Coil-Only System | False | Conventional | 05/05/2023 |  | 07/06/2023
Carrier Corp. - Indianapolis | Keeprite | PGR536***K***K1 | PGR536***K***K1 |  |  | Voluntarily Certified | Single-package air conditioner | False | False | 34800 |  | 15.2 | 13.4 |  |  | False | 30 | 30 | 11.5 | 10.6 |  | False | Conventional | 05/05/2023 |  | 07/06/2023
Carrier Corp. - Indianapolis | Keeprite | S4A5S18*K*WAA* | S4A5S18*K*WAA* | EA*4X19L17A*+TDR |  | Voluntarily Certified | Single-split-system air condit | False | False | 18000 |  | 14.3 | 14.3 |  |  | False | 30 | 30 | 12.5 | 11.7 | Coil-Only System | False | Conventional | 05/05/2023 |  | 07/06/2023
Carrier Corp. - Indianapolis | Keeprite | CVA936GKA3* | CVA936GKA3* | FCM4X48***L+WALLCON |  | Voluntarily Certified | Single-split-system air condit | False | False | 35200 |  | 17.5 | 14.3 |  |  | False | 30 | 30 | 10 | 9.8 | Blower Coil System | True | Conventional | 05/05/2023 |  | 07/06/2023
Carrier Corp. - Indianapolis | Keeprite | CVA925GKA2*+TSTAT | CVA925GKA2*+TSTAT | FVM4X48***L |  | Voluntarily Certified | Single-split-system air condit | False | False | 24000 |  | 16.5 | 14.3 |  |  | False | 30 | 30 | 11.7 | 9.8 | Blower Coil System | False | Conventional | 05/05/2023 |  | 07/06/2023
Carrier Corp. - Indianapolis | 1HVAC | PGR536***K***K1 | PGR536***K***K1 |  |  | Voluntarily Certified | Single-package air conditioner | False | False | 34800 |  | 15.2 | 13.4 |  |  | False | 30 | 30 | 11.5 | 10.6 |  | False | Conventional | 05/05/2023 |  | 07/06/2023
Carrier Corp. - Indianapolis | 1HVAC | H4A6S24*K*WAA* | H4A6S24*K*WAA* | ESD4X24M14A*+TDR |  | Voluntarily Certified | Single-split-system air condit | False | False | 23400 |  | 14.3 | 14.3 |  |  | False | 30 | 30 | 11.7 | 11.7 | Coil-Only System | False | Conventional | 05/05/2023 |  | 07/06/2023
Carrier Corp. - Indianapolis | 1HVAC | S4A5S18*K*WAA* | S4A5S18*K*WAA* | EA*4X19L17A*+TDR |  | Voluntarily Certified | Single-split-system air condit | False | False | 18000 |  | 14.3 | 14.3 |  |  | False | 30 | 30 | 12.5 | 11.7 | Coil-Only System | False | Conventional | 05/05/2023 |  | 07/06/2023
Carrier Corp. - Indianapolis | 1HVAC | PGD430***K***K1 | PGD430***K***K1 |  |  | Voluntarily Certified | Single-package air conditioner | False | False | 28000 |  | 13.4 | 13.4 |  |  | False | 30 | 30 | 11.05 | 10.6 |  | False | Conventional | 05/05/2023 |  | 07/06/2023
Carrier Corp. - Indianapolis | 1HVAC | HVA936GKA3* | HVA936GKA3* | FCM4X48***L+WALLCON |  | Voluntarily Certified | Single-split-system air condit | False | False | 35200 |  | 17.5 | 14.3 |  |  | False | 30 | 30 | 10 | 9.8 | Blower Coil System | True | Conventional | 05/05/2023 |  | 07/06/2023
Carrier Corp. - Indianapolis | 1HVAC | N4A7T24*K*WAA* | N4A7T24*K*WAA* | EVD4X25M17A*+TDR |  | Voluntarily Certified | Single-split-system air condit | False | False | 23400 |  | 14.3 | 14.3 |  |  | False | 30 | 30 | 11.7 | 11.7 | Coil-Only System | False | Conventional | 05/05/2023 |  | 07/06/2023
Carrier Corp. - Indianapolis | 1HVAC | S4A5S30*K*WAA* | S4A5S30*K*WAA* | EA*4X37L21A*+TDR |  | Voluntarily Certified | Single-split-system air condit | False | False | 28400 |  | 14.3 | 14.3 |  |  | False | 30 | 30 | 12 | 11.7 | Coil-Only System | False | Conventional | 05/05/2023 |  | 07/06/2023
Carrier Corp. - Indianapolis | Keeprite | R4A5S18*K*WAA* | R4A5S18*K*WAA* | ESD4X24M14A*+TDR |  | Voluntarily Certified | Single-split-system air condit | False | False | 17900 |  | 14.3 | 14.3 |  |  | False | 30 | 30 | 11.7 | 11.7 | Coil-Only System | False | Conventional | 05/05/2023 |  | 07/06/2023
Carrier Corp. - Indianapolis | Keeprite | N4A7T24*K*WAA* | N4A7T24*K*WAA* | EVD4X25M17A*+TDR |  | Voluntarily Certified | Single-split-system air condit | False | False | 23400 |  | 14.3 | 14.3 |  |  | False | 30 | 30 | 11.7 | 11.7 | Coil-Only System | False | Conventional | 05/05/2023 |  | 07/06/2023
Carrier Corp. - Indianapolis | BRYANT HEATING AND COOLING SYSTEMS | PA7TAN436**WA* | PA7TAN436**WA* | CVPVA3721XMC*+TDR |  | Voluntarily Certified | Single-split-system air condit | False | False | 35000 |  | 14.3 | 14.3 |  |  | False | 30 | 30 | 12 | 11.7 | Coil-Only System | False | Conventional | 05/05/2023 |  | 07/06/2023
Carrier Corp. - Indianapolis | BRYANT HEATING AND COOLING SYSTEMS | 126SAN030**WA* | 126SAN030**WA* | CVPVA3017XMC*+TDR |  | Voluntarily Certified | Single-split-system air condit | False | False | 28800 |  | 14.3 | 14.3 |  |  | False | 30 | 30 | 11.7 | 11.7 | Coil-Only System | False | Conventional | 05/05/2023 |  | 07/06/2023
Carrier Corp. - Indianapolis | Arcoaire | N4A5S30*K*WAA* | N4A5S30*K*WAA* | EVD4X30M17A*+TDR |  | Voluntarily Certified | Single-split-system air condit | False | False | 28800 |  | 14.3 | 14.3 |  |  | False | 30 | 30 | 11.7 | 11.7 | Coil-Only System | False | Conventional | 05/05/2023 |  | 07/06/2023
Carrier Corp. - Indianapolis | 1HVAC | PAD460000K***K1 | PAD460000K***K1 |  |  | Voluntarily Certified | Single-package air conditioner | False | False | 56000 |  | 13.4 | 13.4 |  |  | False | 30 | 30 | 11.05 | 10.6 |  | False | Conventional | 05/05/2023 |  | 07/06/2023
Carrier Corp. - Indianapolis | BRYANT HEATING AND COOLING SYSTEMS | 189BNV036*0**C* | 189BNV036*0**C* | FE4AN(B,F)005L+UI |  | Voluntarily Certified | Single-split-system air condit | False | False | 35200 |  | 17.5 | 14.3 |  |  | False | 30 | 30 | 10 | 9.8 | Blower Coil System | True | Conventional | 05/05/2023 |  | 07/06/2023
Carrier Corp. - Indianapolis | BRYANT HEATING AND COOLING SYSTEMS | 189BNV049*0**B* | 189BNV049*0**B* | FE4ANB006L+UI |  | Voluntarily Certified | Single-split-system air condit | False | False | 44500 |  | 19 | 14.3 |  |  | False | 30 | 30 | 12 | 9.8 | Blower Coil System | True | Conventional | 05/05/2023 |  | 07/06/2023
Carrier Corp. - Indianapolis | Carrier | 50VL-K60---30* | 50VL-K60---30* |  |  | Voluntarily Certified | Single-package air conditioner | False | False | 56000 |  | 13.4 | 13.4 |  |  | False | 30 | 30 | 11.05 | 10.6 |  | False | Conventional | 05/05/2023 |  | 07/06/2023
Carrier Corp. - Indianapolis | BRYANT HEATING AND COOLING SYSTEMS | 127TAN024**WA* | 127TAN024**WA* | CVPVA2517XMC*+TDR |  | Voluntarily Certified | Single-split-system air condit | False | False | 23400 |  | 14.3 | 14.3 |  |  | False | 30 | 30 | 11.7 | 11.7 | Coil-Only System | False | Conventional | 05/05/2023 |  | 07/06/2023
Carrier Corp. - Indianapolis | BRYANT HEATING AND COOLING SYSTEMS | 189BNV037*0**B*+TSTAT | 189BNV037*0**B*+TSTAT | FV4CNB006L |  | Voluntarily Certified | Single-split-system air condit | False | False | 33400 |  | 17 | 14.3 |  |  | False | 30 | 30 | 12 | 9.8 | Blower Coil System | False | Conventional | 05/05/2023 |  | 07/06/2023
Carrier Corp. - Indianapolis | BRYANT HEATING AND COOLING SYSTEMS | 707CNXK42000AA* | 707CNXK42000AA* |  |  | Voluntarily Certified | Single-package air conditioner | False | False | 39000 |  | 13.4 | 13.4 |  |  | False | 30 | 30 | 11.05 | 10.6 |  | False | Conventional | 05/05/2023 |  | 07/06/2023
Carrier Corp. - Indianapolis | BRYANT HEATING AND COOLING SYSTEMS | 707CNXK48000AA* | 707CNXK48000AA* |  |  | Voluntarily Certified | Single-package air conditioner | False | False | 47000 |  | 13.4 | 13.4 |  |  | False | 30 | 30 | 11.05 | 10.6 |  | False | Conventional | 05/05/2023 |  | 07/06/2023
Carrier Corp. - Indianapolis | Comfortmaker | N4A5S30*K*WAA* | N4A5S30*K*WAA* | EVD4X30M17A*+TDR |  | Voluntarily Certified | Single-split-system air condit | False | False | 28800 |  | 14.3 | 14.3 |  |  | False | 30 | 30 | 11.7 | 11.7 | Coil-Only System | False | Conventional | 05/05/2023 |  | 07/06/2023
Carrier Corp. - Indianapolis | Comfortmaker | C4A6S36*K*WAA* | C4A6S36*K*WAA* | EVD4X37M21A*+TDR |  | Voluntarily Certified | Single-split-system air condit | False | False | 34200 |  | 14.3 | 14.3 |  |  | False | 30 | 30 | 11.7 | 11.7 | Coil-Only System | False | Conventional | 05/05/2023 |  | 07/06/2023
Carrier Corp. - Indianapolis | Keeprite | R4A5S30*K*WAA* | R4A5S30*K*WAA* | EVD4X30M17A*+TDR |  | Voluntarily Certified | Single-split-system air condit | False | False | 28800 |  | 14.3 | 14.3 |  |  | False | 30 | 30 | 11.7 | 11.7 | Coil-Only System | False | Conventional | 05/05/2023 |  | 07/06/2023
Carrier Corp. - Indianapolis | Keeprite | N4A5S18*K*WAA* | N4A5S18*K*WAA* | ESD4X24M14A*+TDR |  | Voluntarily Certified | Single-split-system air condit | False | False | 17900 |  | 14.3 | 14.3 |  |  | False | 30 | 30 | 11.7 | 11.7 | Coil-Only System | False | Conventional | 05/05/2023 |  | 07/06/2023
Carrier Corp. - Indianapolis | Keeprite | PAJ436***K***K* | PAJ436***K***K* |  |  | Voluntarily Certified | Single-package air conditioner | False | False | 33600 |  | 13.4 | 13.4 |  |  | False | 30 | 30 | 10.6 | 10.6 |  | False | Conventional | 05/05/2023 |  | 07/06/2023
Carrier Corp. - Indianapolis | Keeprite | R4A5S43*K*WAA* | R4A5S43*K*WAA* | EA*4X43L21A*+TDR |  | Voluntarily Certified | Single-split-system air condit | False | False | 40000 |  | 14.3 | 14.3 |  |  | False | 30 | 30 | 12.5 | 11.7 | Coil-Only System | False | Conventional | 05/05/2023 |  | 07/06/2023
Carrier Corp. - Indianapolis | BRYANT HEATING AND COOLING SYSTEMS | PA4ZNK030***3*** | PA4ZNK030***3*** |  |  | Voluntarily Certified | Single-package air conditioner | False | False | 28000 |  | 13.4 | 13.4 |  |  | False | 30 | 30 | 10.6 | 10.6 |  | False | Conventional | 05/05/2023 |  | 07/06/2023
Carrier Corp. - Indianapolis | BRYANT HEATING AND COOLING SYSTEMS | PA4ZNK036***3*** | PA4ZNK036***3*** |  |  | Voluntarily Certified | Single-package air conditioner | False | False | 33600 |  | 13.4 | 13.4 |  |  | False | 30 | 30 | 10.6 | 10.6 |  | False | Conventional | 05/05/2023 |  | 07/06/2023
Carrier Corp. - Indianapolis | BRYANT HEATING AND COOLING SYSTEMS | 126SAN024**WA* | 126SAN024**WA* | CSPVA2414XMC*+TDR |  | Voluntarily Certified | Single-split-system air condit | False | False | 22800 |  | 14.3 | 14.3 |  |  | False | 30 | 30 | 11.7 | 11.7 | Coil-Only System | False | Conventional | 05/05/2023 |  | 07/06/2023
Carrier Corp. - Indianapolis | Comfortmaker | CVA949GKA2* | CVA949GKA2* | FCM4X60***L+WALLCON |  | Voluntarily Certified | Single-split-system air condit | False | False | 44500 |  | 19 | 14.3 |  |  | False | 30 | 30 | 12 | 9.8 | Blower Coil System | True | Conventional | 05/05/2023 |  | 07/06/2023
Carrier Corp. - Indianapolis | Comfortmaker | C4A6S30*K*WAA* | C4A6S30*K*WAA* | EVD4X30M17A*+TDR |  | Voluntarily Certified | Single-split-system air condit | False | False | 28800 |  | 14.3 | 14.3 |  |  | False | 30 | 30 | 11.7 | 11.7 | Coil-Only System | False | Conventional | 05/05/2023 |  | 07/06/2023
Carrier Corp. - Indianapolis | BRYANT HEATING AND COOLING SYSTEMS | 186CNV036*0**B* | 186CNV036*0**B* | CAP**3721AL*+UI | 88*TA48090C17*** | Voluntarily Certified | Single-split-system air condit | False | False | 34200 |  | 23 | 14.3 |  |  | False | 30 | 30 | 13.5 | 9.8 | Blower Coil System | True | Conventional | 05/05/2023 |  | 07/06/2023
Carrier Corp. - Indianapolis | Tempstar | R4A5S18*K*WAA* | R4A5S18*K*WAA* | ESD4X24M14A*+TDR |  | Voluntarily Certified | Single-split-system air condit | False | False | 17900 |  | 14.3 | 14.3 |  |  | False | 30 | 30 | 11.7 | 11.7 | Coil-Only System | False | Conventional | 05/05/2023 |  | 07/06/2023
Carrier Corp. - Indianapolis | Keeprite | PAR548000K***K1 | PAR548000K***K1 |  |  | Voluntarily Certified | Single-package air conditioner | False | False | 46500 |  | 16 | 13.4 |  |  | False | 30 | 30 | 11.8 | 10.6 |  | False | Conventional | 05/05/2023 |  | 07/06/2023
Carrier Corp. - Indianapolis | Keeprite | PAD460000K***K1 | PAD460000K***K1 |  |  | Voluntarily Certified | Single-package air conditioner | False | False | 56000 |  | 13.4 | 13.4 |  |  | False | 30 | 30 | 11.05 | 10.6 |  | False | Conventional | 05/05/2023 |  | 07/06/2023
Carrier Corp. - Indianapolis | Keeprite | PAJ460***K***K* | PAJ460***K***K* |  |  | Voluntarily Certified | Single-package air conditioner | False | False | 53500 |  | 13.4 | 13.4 |  |  | False | 30 | 30 | 10.6 | 10.6 |  | False | Conventional | 05/05/2023 |  | 07/06/2023
Carrier Corp. - Indianapolis | Tempstar | PAR548000K***K1 | PAR548000K***K1 |  |  | Voluntarily Certified | Single-package air conditioner | False | False | 46500 |  | 16 | 13.4 |  |  | False | 30 | 30 | 11.8 | 10.6 |  | False | Conventional | 05/05/2023 |  | 07/06/2023
Carrier Corp. - Indianapolis | Tempstar | PAR560000K***K1 | PAR560000K***K1 |  |  | Voluntarily Certified | Single-package air conditioner | False | False | 56000 |  | 15.2 | 13.4 |  |  | False | 30 | 30 | 11.5 | 10.6 |  | False | Conventional | 05/05/2023 |  | 07/06/2023
Carrier Corp. - Indianapolis | Keeprite | C4A6S43*K*WAA* | C4A6S43*K*WAA* | EA*4X43L21A*+TDR |  | Voluntarily Certified | Single-split-system air condit | False | False | 40000 |  | 14.3 | 14.3 |  |  | False | 30 | 30 | 12.5 | 11.7 | Coil-Only System | False | Conventional | 05/05/2023 |  | 07/06/2023
Carrier Corp. - Indianapolis | Keeprite | PAR560000K***K1 | PAR560000K***K1 |  |  | Voluntarily Certified | Single-package air conditioner | False | False | 56000 |  | 15.2 | 13.4 |  |  | False | 30 | 30 | 11.5 | 10.6 |  | False | Conventional | 05/05/2023 |  | 07/06/2023
Carrier Corp. - Indianapolis | BROCK | PA4ZNK036***3*** | PA4ZNK036***3*** |  |  | Voluntarily Certified | Single-package air conditioner | False | False | 33600 |  | 13.4 | 13.4 |  |  | False | 30 | 30 | 10.6 | 10.6 |  | False | Conventional | 05/05/2023 |  | 07/06/2023
Carrier Corp. - Indianapolis | BROCK | PA4ZNK060***3*** | PA4ZNK060***3*** |  |  | Voluntarily Certified | Single-package air conditioner | False | False | 53500 |  | 13.4 | 13.4 |  |  | False | 30 | 30 | 10.6 | 10.6 |  | False | Conventional | 05/05/2023 |  | 07/06/2023
Carrier Corp. - Indianapolis | Tempstar | N4A5S24*K*WAA* | N4A5S24*K*WAA* | ESD4X24M14A*+TDR |  | Voluntarily Certified | Single-split-system air condit | False | False | 22800 |  | 14.3 | 14.3 |  |  | False | 30 | 30 | 11.7 | 11.7 | Coil-Only System | False | Conventional | 05/05/2023 |  | 07/06/2023
Carrier Corp. - Indianapolis | Grandaire | W4A5S36*K*WAA* | W4A5S36*K*WAA* | WMVC37421XA*+TDR |  | Voluntarily Certified | Single-split-system air condit | False | False | 34200 |  | 14.3 | 14.3 |  |  | False | 30 | 30 | 11.7 | 11.7 | Coil-Only System | False | Conventional | 05/05/2023 |  | 07/06/2023
Carrier Corp. - Indianapolis | Grandaire | WPG4484****KK* | WPG4484****KK* |  |  | Voluntarily Certified | Single-package air conditioner | False | False | 47000 |  | 13.4 | 13.4 |  |  | False | 30 | 30 | 11.05 | 10.6 |  | False | Conventional | 05/05/2023 |  | 07/06/2023
Carrier Corp. - Indianapolis | Grandaire | WPG4364****KK* | WPG4364****KK* |  |  | Voluntarily Certified | Single-package air conditioner | False | False | 33800 |  | 13.4 | 13.4 |  |  | False | 30 | 30 | 11.05 | 10.6 |  | False | Conventional | 05/05/2023 |  | 07/06/2023
Carrier Corp. - Indianapolis | EcoTemp | WJA424***K***K* | WJA424***K***K* |  |  | Voluntarily Certified | Single-package air conditioner | False | False | 23200 |  | 13.4 | 13.4 |  |  | False | 30 | 30 | 10.6 | 10.6 |  | False | Conventional | 05/05/2023 |  | 07/06/2023
Carrier Corp. - Indianapolis | 1HVAC | H4A6S36*K*WAA* | H4A6S36*K*WAA* | EVD4X37M21A*+TDR |  | Voluntarily Certified | Single-split-system air condit | False | False | 34200 |  | 14.3 | 14.3 |  |  | False | 30 | 30 | 11.7 | 11.7 | Coil-Only System | False | Conventional | 05/05/2023 |  | 07/06/2023
Carrier Corp. - Indianapolis | Tempstar | PAR524000K***K1 | PAR524000K***K1 |  |  | Voluntarily Certified | Single-package air conditioner | False | False | 22200 |  | 15.2 | 13.4 |  |  | False | 30 | 30 | 11.5 | 10.6 |  | False | Conventional | 05/05/2023 |  | 07/06/2023
Carrier Corp. - Indianapolis | Day & Night | N4A5S30*K*WAA* | N4A5S30*K*WAA* | EVD4X30M17A*+TDR |  | Voluntarily Certified | Single-split-system air condit | False | False | 28800 |  | 14.3 | 14.3 |  |  | False | 30 | 30 | 11.7 | 11.7 | Coil-Only System | False | Conventional | 05/05/2023 |  | 07/06/2023
Carrier Corp. - Indianapolis | Day & Night | C4A6S36*K*WAA* | C4A6S36*K*WAA* | EVD4X37M21A*+TDR |  | Voluntarily Certified | Single-split-system air condit | False | False | 34200 |  | 14.3 | 14.3 |  |  | False | 30 | 30 | 11.7 | 11.7 | Coil-Only System | False | Conventional | 05/05/2023 |  | 07/06/2023
Carrier Corp. - Indianapolis | Tempstar | N4A5S30*K*WAA* | N4A5S30*K*WAA* | EVD4X30M17A*+TDR |  | Voluntarily Certified | Single-split-system air condit | False | False | 28800 |  | 14.3 | 14.3 |  |  | False | 30 | 30 | 11.7 | 11.7 | Coil-Only System | False | Conventional | 05/05/2023 |  | 07/06/2023
Carrier Corp. - Indianapolis | Comfortmaker | C4A6S18*K*WAA* | C4A6S18*K*WAA* | ESD4X24M14A*+TDR |  | Voluntarily Certified | Single-split-system air condit | False | False | 17800 |  | 14.3 | 14.3 |  |  | False | 30 | 30 | 11.7 | 11.7 | Coil-Only System | False | Conventional | 05/05/2023 |  | 07/06/2023
Carrier Corp. - Indianapolis | Keeprite | PGR560***K***K1 | PGR560***K***K1 |  |  | Voluntarily Certified | Single-package air conditioner | False | False | 56000 |  | 15.2 | 13.4 |  |  | False | 30 | 30 | 11.5 | 10.6 |  | False | Conventional | 05/05/2023 |  | 07/06/2023
Carrier Corp. - Indianapolis | 1HVAC | PGR548***K***K1 | PGR548***K***K1 |  |  | Voluntarily Certified | Single-package air conditioner | False | False | 46500 |  | 16 | 13.4 |  |  | False | 30 | 30 | 11.8 | 10.6 |  | False | Conventional | 05/05/2023 |  | 07/06/2023
Carrier Corp. - Indianapolis | 1HVAC | PGR560***K***K1 | PGR560***K***K1 |  |  | Voluntarily Certified | Single-package air conditioner | False | False | 56000 |  | 15.2 | 13.4 |  |  | False | 30 | 30 | 11.5 | 10.6 |  | False | Conventional | 05/05/2023 |  | 07/06/2023
Carrier Corp. - Indianapolis | BRYANT HEATING AND COOLING SYSTEMS | GA5SAN436**WA* | GA5SAN436**WA* | CVPVA3721XMC*+TDR |  | Voluntarily Certified | Single-split-system air condit | False | False | 34200 |  | 14.3 | 14.3 |  |  | False | 30 | 30 | 11.7 | 11.7 | Coil-Only System | False | Conventional | 05/05/2023 |  | 07/06/2023
Carrier Corp. - Indianapolis | BRYANT HEATING AND COOLING SYSTEMS | PA5SAN430**WA* | PA5SAN430**WA* | CVPVA3017XMC*+TDR |  | Voluntarily Certified | Single-split-system air condit | False | False | 28800 |  | 14.3 | 14.3 |  |  | False | 30 | 30 | 11.7 | 11.7 | Coil-Only System | False | Conventional | 05/05/2023 |  | 07/06/2023
Carrier Corp. - Indianapolis | Carrier | 24VNA949A*031*+TSTAT | 24VNA949A*031*+TSTAT | FV4CNB006L |  | Voluntarily Certified | Single-split-system air condit | False | False | 44000 |  | 17 | 14.3 |  |  | False | 30 | 30 | 11.7 | 9.8 | Blower Coil System | False | Conventional | 05/05/2023 |  | 07/06/2023
Carrier Corp. - Indianapolis | Carrier | 50ZPK060***3*** | 50ZPK060***3*** |  |  | Voluntarily Certified | Single-package air conditioner | False | False | 53500 |  | 13.4 | 13.4 |  |  | False | 30 | 30 | 10.6 | 10.6 |  | False | Conventional | 05/05/2023 |  | 07/06/2023
Carrier Corp. - Indianapolis | BROCK | PA5SAN430**WA* | PA5SAN430**WA* | CVPVA3017XMC*+TDR |  | Voluntarily Certified | Single-split-system air condit | False | False | 28800 |  | 14.3 | 14.3 |  |  | False | 30 | 30 | 11.7 | 11.7 | Coil-Only System | False | Conventional | 05/05/2023 |  | 07/06/2023
Carrier Corp. - Indianapolis | WEATHERMAKER | PA5SAN430**WA* | PA5SAN430**WA* | CVPVA3017XMC*+TDR |  | Voluntarily Certified | Single-split-system air condit | False | False | 28800 |  | 14.3 | 14.3 |  |  | False | 30 | 30 | 11.7 | 11.7 | Coil-Only System | False | Conventional | 05/05/2023 |  | 07/06/2023
Carrier Corp. - Indianapolis | Arcoaire | PGR560***K***K1 | PGR560***K***K1 |  |  | Voluntarily Certified | Single-package air conditioner | False | False | 56000 |  | 15.2 | 13.4 |  |  | False | 30 | 30 | 11.5 | 10.6 |  | False | Conventional | 05/05/2023 |  | 07/06/2023
Carrier Corp. - Indianapolis | Comfortmaker | PGR548***K***K1 | PGR548***K***K1 |  |  | Voluntarily Certified | Single-package air conditioner | False | False | 46500 |  | 16 | 13.4 |  |  | False | 30 | 30 | 11.8 | 10.6 |  | False | Conventional | 05/05/2023 |  | 07/06/2023
Carrier Corp. - Indianapolis | Comfortmaker | PGR560***K***K1 | PGR560***K***K1 |  |  | Voluntarily Certified | Single-package air conditioner | False | False | 56000 |  | 15.2 | 13.4 |  |  | False | 30 | 30 | 11.5 | 10.6 |  | False | Conventional | 05/05/2023 |  | 07/06/2023
Carrier Corp. - Indianapolis | PAYNE HEATING AND COOLING | PA5SAN430**WA* | PA5SAN430**WA* | CVPVA3017XMC*+TDR |  | Voluntarily Certified | Single-split-system air condit | False | False | 28800 |  | 14.3 | 14.3 |  |  | False | 30 | 30 | 11.7 | 11.7 | Coil-Only System | False | Conventional | 05/05/2023 |  | 07/06/2023
Carrier Corp. - Indianapolis | Grandaire | WJA430***K***K* | WJA430***K***K* |  |  | Voluntarily Certified | Single-package air conditioner | False | False | 28000 |  | 13.4 | 13.4 |  |  | False | 30 | 30 | 10.6 | 10.6 |  | False | Conventional | 05/05/2023 |  | 07/06/2023
Carrier Corp. - Indianapolis | Grandaire | WPG4424****KK* | WPG4424****KK* |  |  | Voluntarily Certified | Single-package air conditioner | False | False | 39000 |  | 13.4 | 13.4 |  |  | False | 30 | 30 | 11.05 | 10.6 |  | False | Conventional | 05/05/2023 |  | 07/06/2023
Carrier Corp. - Indianapolis | EcoTemp | WJA430***K***K* | WJA430***K***K* |  |  | Voluntarily Certified | Single-package air conditioner | False | False | 28000 |  | 13.4 | 13.4 |  |  | False | 30 | 30 | 10.6 | 10.6 |  | False | Conventional | 05/05/2023 |  | 07/06/2023
Carrier Corp. - Indianapolis | Arcoaire | HVA936GKA3*+TSTAT | HVA936GKA3*+TSTAT | FVM4X48***L |  | Voluntarily Certified | Single-split-system air condit | False | False | 35200 |  | 15.5 | 14.3 |  |  | False | 30 | 30 | 10 | 9.8 | Blower Coil System | False | Conventional | 05/05/2023 |  | 07/06/2023
Carrier Corp. - Indianapolis | BRYANT HEATING AND COOLING SYSTEMS | 126SAN018**WA* | 126SAN018**WA* | CSPVA2414XMC*+TDR |  | Voluntarily Certified | Single-split-system air condit | False | False | 17900 |  | 14.3 | 14.3 |  |  | False | 30 | 30 | 11.7 | 11.7 | Coil-Only System | False | Conventional | 05/05/2023 |  | 07/06/2023
Carrier Corp. - Indianapolis | BRYANT HEATING AND COOLING SYSTEMS | 115SAN030**WA* | 115SAN030**WA* | CVPVA3017XMC*+TDR |  | Voluntarily Certified | Single-split-system air condit | False | False | 28800 |  | 14.3 | 14.3 |  |  | False | 30 | 30 | 11.7 | 11.7 | Coil-Only System | False | Conventional | 05/05/2023 |  | 07/06/2023
Carrier Corp. - Indianapolis | BRYANT HEATING AND COOLING SYSTEMS | 115SAN036**WA* | 115SAN036**WA* | CVPVA3721XMC*+TDR |  | Voluntarily Certified | Single-split-system air condit | False | False | 34200 |  | 14.3 | 14.3 |  |  | False | 30 | 30 | 11.7 | 11.7 | Coil-Only System | False | Conventional | 05/05/2023 |  | 07/06/2023
Carrier Corp. - Indianapolis | BRYANT HEATING AND COOLING SYSTEMS | 577CNWK48****A* | 577CNWK48****A* |  |  | Voluntarily Certified | Single-package air conditioner | False | False | 47000 |  | 13.4 | 13.4 |  |  | False | 30 | 30 | 11.05 | 10.6 |  | False | Conventional | 05/05/2023 |  | 07/06/2023
Carrier Corp. - Indianapolis | BRYANT HEATING AND COOLING SYSTEMS | 189BNV036*0**B* | 189BNV036*0**B* | FE4AN(B,F)005L+UI |  | Voluntarily Certified | Single-split-system air condit | False | False | 35200 |  | 17.5 | 14.3 |  |  | False | 30 | 30 | 10 | 9.8 | Blower Coil System | True | Conventional | 05/05/2023 |  | 07/06/2023
Carrier Corp. - Indianapolis | BRYANT HEATING AND COOLING SYSTEMS | 707CNXK60000AA* | 707CNXK60000AA* |  |  | Voluntarily Certified | Single-package air conditioner | False | False | 56000 |  | 13.4 | 13.4 |  |  | False | 30 | 30 | 11.05 | 10.6 |  | False | Conventional | 05/05/2023 |  | 07/06/2023
Carrier Corp. - Indianapolis | Day & Night | PGD430***K***K1 | PGD430***K***K1 |  |  | Voluntarily Certified | Single-package air conditioner | False | False | 28000 |  | 13.4 | 13.4 |  |  | False | 30 | 30 | 11.05 | 10.6 |  | False | Conventional | 05/05/2023 |  | 07/06/2023
Carrier Corp. - Indianapolis | Tempstar | TVA937GKA2*+TSTAT | TVA937GKA2*+TSTAT | FVM4X60***L |  | Voluntarily Certified | Single-split-system air condit | False | False | 33400 |  | 17 | 14.3 |  |  | False | 30 | 30 | 12 | 9.8 | Blower Coil System | False | Conventional | 05/05/2023 |  | 07/06/2023
Carrier Corp. - Indianapolis | Tempstar | PGD430***K***K1 | PGD430***K***K1 |  |  | Voluntarily Certified | Single-package air conditioner | False | False | 28000 |  | 13.4 | 13.4 |  |  | False | 30 | 30 | 11.05 | 10.6 |  | False | Conventional | 05/05/2023 |  | 07/06/2023
Carrier Corp. - Indianapolis | Carrier | GA5SAN436**WA* | GA5SAN436**WA* | CVPVA3721XMC*+TDR |  | Voluntarily Certified | Single-split-system air condit | False | False | 34200 |  | 14.3 | 14.3 |  |  | False | 30 | 30 | 11.7 | 11.7 | Coil-Only System | False | Conventional | 05/05/2023 |  | 07/06/2023
Carrier Corp. - Indianapolis | Carrier | 24VNA937A*031*+TSTAT | 24VNA937A*031*+TSTAT | FV4CNB006L |  | Voluntarily Certified | Single-split-system air condit | False | False | 33400 |  | 17 | 14.3 |  |  | False | 30 | 30 | 12 | 9.8 | Blower Coil System | False | Conventional | 05/05/2023 |  | 07/06/2023
Carrier Corp. - Indianapolis | Comfortmaker | PGD430***K***K1 | PGD430***K***K1 |  |  | Voluntarily Certified | Single-package air conditioner | False | False | 28000 |  | 13.4 | 13.4 |  |  | False | 30 | 30 | 11.05 | 10.6 |  | False | Conventional | 05/05/2023 |  | 07/06/2023
Carrier Corp. - Indianapolis | Carrier | 24TPA724W**30* | 24TPA724W**30* | CVPVA2517XMC*+TDR |  | Voluntarily Certified | Single-split-system air condit | False | False | 23400 |  | 14.3 | 14.3 |  |  | False | 30 | 30 | 11.7 | 11.7 | Coil-Only System | False | Conventional | 05/05/2023 |  | 07/06/2023
Carrier Corp. - Indianapolis | Carrier | 50VG-K48---30* | 50VG-K48---30* |  |  | Voluntarily Certified | Single-package air conditioner | False | False | 46500 |  | 16 | 13.4 |  |  | False | 30 | 30 | 11.8 | 10.6 |  | False | Conventional | 05/05/2023 |  | 07/06/2023
Carrier Corp. - Indianapolis | Carrier | 48VL*K48***30* | 48VL*K48***30* |  |  | Voluntarily Certified | Single-package air conditioner | False | False | 47000 |  | 13.4 | 13.4 |  |  | False | 30 | 30 | 11.05 | 10.6 |  | False | Conventional | 05/05/2023 |  | 07/06/2023
Carrier Corp. - Indianapolis | Carrier | 24VNA624A*031* | 24VNA624A*031* | CAP**3617AL*+UI | 58TN*A070C14**12 | Voluntarily Certified | Single-split-system air condit | False | False | 22600 |  | 22.5 | 14.3 |  |  | False | 30 | 30 | 14.5 | 9.8 | Blower Coil System | True | Conventional | 05/05/2023 |  | 07/06/2023
Carrier Corp. - Indianapolis | Keeprite | PGR548***K***K1 | PGR548***K***K1 |  |  | Voluntarily Certified | Single-package air conditioner | False | False | 46500 |  | 16 | 13.4 |  |  | False | 30 | 30 | 11.8 | 10.6 |  | False | Conventional | 05/05/2023 |  | 07/06/2023
Carrier Corp. - Indianapolis | Arcoaire | PGD430***K***K1 | PGD430***K***K1 |  |  | Voluntarily Certified | Single-package air conditioner | False | False | 28000 |  | 13.4 | 13.4 |  |  | False | 30 | 30 | 11.05 | 10.6 |  | False | Conventional | 05/05/2023 |  | 07/06/2023
Carrier Corp. - Indianapolis | PAYNE HEATING AND COOLING | PA5SAN418**WA* | PA5SAN418**WA* | CSPVA2414XMC*+TDR |  | Voluntarily Certified | Single-split-system air condit | False | False | 17900 |  | 14.3 | 14.3 |  |  | False | 30 | 30 | 11.7 | 11.7 | Coil-Only System | False | Conventional | 05/05/2023 |  | 07/06/2023
Carrier Corp. - Indianapolis | Grandaire | W4A5S18*K*WAA* | W4A5S18*K*WAA* | WMSC24414XA*+TDR |  | Voluntarily Certified | Single-split-system air condit | False | False | 17900 |  | 14.3 | 14.3 |  |  | False | 30 | 30 | 11.7 | 11.7 | Coil-Only System | False | Conventional | 05/05/2023 |  | 07/06/2023
Carrier Corp. - Indianapolis | Airquest | PAD430000K***K1 | PAD430000K***K1 |  |  | Voluntarily Certified | Single-package air conditioner | False | False | 28000 |  | 13.4 | 13.4 |  |  | False | 30 | 30 | 11.05 | 10.6 |  | False | Conventional | 05/05/2023 |  | 07/06/2023
Carrier Corp. - Indianapolis | Airquest | PAD436000K***K1 | PAD436000K***K1 |  |  | Voluntarily Certified | Single-package air conditioner | False | False | 33800 |  | 13.4 | 13.4 |  |  | False | 30 | 30 | 11.05 | 10.6 |  | False | Conventional | 05/05/2023 |  | 07/06/2023
Carrier Corp. - Indianapolis | Airquest | S4A5S24*K*WAA* | S4A5S24*K*WAA* | EA*4X25L17A*+TDR |  | Voluntarily Certified | Single-split-system air condit | False | False | 23800 |  | 14.3 | 14.3 |  |  | False | 30 | 30 | 12.5 | 11.7 | Coil-Only System | False | Conventional | 05/05/2023 |  | 07/06/2023
Carrier Corp. - Indianapolis | Day & Night | PAD430000K***K1 | PAD430000K***K1 |  |  | Voluntarily Certified | Single-package air conditioner | False | False | 28000 |  | 13.4 | 13.4 |  |  | False | 30 | 30 | 11.05 | 10.6 |  | False | Conventional | 05/05/2023 |  | 07/06/2023
Carrier Corp. - Indianapolis | Day & Night | PAD436000K***K1 | PAD436000K***K1 |  |  | Voluntarily Certified | Single-package air conditioner | False | False | 33800 |  | 13.4 | 13.4 |  |  | False | 30 | 30 | 11.05 | 10.6 |  | False | Conventional | 05/05/2023 |  | 07/06/2023
Carrier Corp. - Indianapolis | Comfortmaker | S4A5S24*K*WAA* | S4A5S24*K*WAA* | EA*4X25L17A*+TDR |  | Voluntarily Certified | Single-split-system air condit | False | False | 23800 |  | 14.3 | 14.3 |  |  | False | 30 | 30 | 12.5 | 11.7 | Coil-Only System | False | Conventional | 05/05/2023 |  | 07/06/2023
Carrier Corp. - Indianapolis | Comfortmaker | PAD430000K***K1 | PAD430000K***K1 |  |  | Voluntarily Certified | Single-package air conditioner | False | False | 28000 |  | 13.4 | 13.4 |  |  | False | 30 | 30 | 11.05 | 10.6 |  | False | Conventional | 05/05/2023 |  | 07/06/2023
Carrier Corp. - Indianapolis | Comfortmaker | PAD436000K***K1 | PAD436000K***K1 |  |  | Voluntarily Certified | Single-package air conditioner | False | False | 33800 |  | 13.4 | 13.4 |  |  | False | 30 | 30 | 11.05 | 10.6 |  | False | Conventional | 05/05/2023 |  | 07/06/2023
Carrier Corp. - Indianapolis | WEATHERMAKER | PA5SAN418**WA* | PA5SAN418**WA* | CSPVA2414XMC*+TDR |  | Voluntarily Certified | Single-split-system air condit | False | False | 17900 |  | 14.3 | 14.3 |  |  | False | 30 | 30 | 11.7 | 11.7 | Coil-Only System | False | Conventional | 05/05/2023 |  | 07/06/2023
Carrier Corp. - Indianapolis | Keeprite | PAD430000K***K1 | PAD430000K***K1 |  |  | Voluntarily Certified | Single-package air conditioner | False | False | 28000 |  | 13.4 | 13.4 |  |  | False | 30 | 30 | 11.05 | 10.6 |  | False | Conventional | 05/05/2023 |  | 07/06/2023
Carrier Corp. - Indianapolis | Keeprite | PAD436000K***K1 | PAD436000K***K1 |  |  | Voluntarily Certified | Single-package air conditioner | False | False | 33800 |  | 13.4 | 13.4 |  |  | False | 30 | 30 | 11.05 | 10.6 |  | False | Conventional | 05/05/2023 |  | 07/06/2023
Carrier Corp. - Indianapolis | Keeprite | S4A5S24*K*WAA* | S4A5S24*K*WAA* | EA*4X25L17A*+TDR |  | Voluntarily Certified | Single-split-system air condit | False | False | 23800 |  | 14.3 | 14.3 |  |  | False | 30 | 30 | 12.5 | 11.7 | Coil-Only System | False | Conventional | 05/05/2023 |  | 07/06/2023
Carrier Corp. - Indianapolis | Maratherm | PGR548***K***K1 | PGR548***K***K1 |  |  | Voluntarily Certified | Single-package air conditioner | False | False | 46500 |  | 16 | 13.4 |  |  | False | 30 | 30 | 11.8 | 10.6 |  | False | Conventional | 05/05/2023 |  | 07/06/2023
Carrier Corp. - Indianapolis | Maratherm | PGR560***K***K1 | PGR560***K***K1 |  |  | Voluntarily Certified | Single-package air conditioner | False | False | 56000 |  | 15.2 | 13.4 |  |  | False | 30 | 30 | 11.5 | 10.6 |  | False | Conventional | 05/05/2023 |  | 07/06/2023
Carrier Corp. - Indianapolis | Heil | PGR548***K***K1 | PGR548***K***K1 |  |  | Voluntarily Certified | Single-package air conditioner | False | False | 46500 |  | 16 | 13.4 |  |  | False | 30 | 30 | 11.8 | 10.6 |  | False | Conventional | 05/05/2023 |  | 07/06/2023
Carrier Corp. - Indianapolis | Heil | PGR560***K***K1 | PGR560***K***K1 |  |  | Voluntarily Certified | Single-package air conditioner | False | False | 56000 |  | 15.2 | 13.4 |  |  | False | 30 | 30 | 11.5 | 10.6 |  | False | Conventional | 05/05/2023 |  | 07/06/2023
Carrier Corp. - Indianapolis | Airquest | PGR548***K***K1 | PGR548***K***K1 |  |  | Voluntarily Certified | Single-package air conditioner | False | False | 46500 |  | 16 | 13.4 |  |  | False | 30 | 30 | 11.8 | 10.6 |  | False | Conventional | 05/05/2023 |  | 07/06/2023
Carrier Corp. - Indianapolis | Airquest | PGR560***K***K1 | PGR560***K***K1 |  |  | Voluntarily Certified | Single-package air conditioner | False | False | 56000 |  | 15.2 | 13.4 |  |  | False | 30 | 30 | 11.5 | 10.6 |  | False | Conventional | 05/05/2023 |  | 07/06/2023
Carrier Corp. - Indianapolis | Tempstar | PAD430000K***K1 | PAD430000K***K1 |  |  | Voluntarily Certified | Single-package air conditioner | False | False | 28000 |  | 13.4 | 13.4 |  |  | False | 30 | 30 | 11.05 | 10.6 |  | False | Conventional | 05/05/2023 |  | 07/06/2023
Carrier Corp. - Indianapolis | Tempstar | PAD436000K***K1 | PAD436000K***K1 |  |  | Voluntarily Certified | Single-package air conditioner | False | False | 33800 |  | 13.4 | 13.4 |  |  | False | 30 | 30 | 11.05 | 10.6 |  | False | Conventional | 05/05/2023 |  | 07/06/2023
Carrier Corp. - Indianapolis | Tempstar | TVA936GKA3*+TSTAT | TVA936GKA3*+TSTAT | FVM4X48***L |  | Voluntarily Certified | Single-split-system air condit | False | False | 35200 |  | 15.5 | 14.3 |  |  | False | 30 | 30 | 10 | 9.8 | Blower Coil System | False | Conventional | 05/05/2023 |  | 07/06/2023
Carrier Corp. - Indianapolis | Arcoaire | PAD430000K***K1 | PAD430000K***K1 |  |  | Voluntarily Certified | Single-package air conditioner | False | False | 28000 |  | 13.4 | 13.4 |  |  | False | 30 | 30 | 11.05 | 10.6 |  | False | Conventional | 05/05/2023 |  | 07/06/2023
Carrier Corp. - Indianapolis | Arcoaire | PAD436000K***K1 | PAD436000K***K1 |  |  | Voluntarily Certified | Single-package air conditioner | False | False | 33800 |  | 13.4 | 13.4 |  |  | False | 30 | 30 | 11.05 | 10.6 |  | False | Conventional | 05/05/2023 |  | 07/06/2023
Carrier Corp. - Indianapolis | Day & Night | S4A5S24*K*WAA* | S4A5S24*K*WAA* | EA*4X25L17A*+TDR |  | Voluntarily Certified | Single-split-system air condit | False | False | 23800 |  | 14.3 | 14.3 |  |  | False | 30 | 30 | 12.5 | 11.7 | Coil-Only System | False | Conventional | 05/05/2023 |  | 07/06/2023
Carrier Corp. - Indianapolis | Tempstar | S4A5S24*K*WAA* | S4A5S24*K*WAA* | EA*4X25L17A*+TDR |  | Voluntarily Certified | Single-split-system air condit | False | False | 23800 |  | 14.3 | 14.3 |  |  | False | 30 | 30 | 12.5 | 11.7 | Coil-Only System | False | Conventional | 05/05/2023 |  | 07/06/2023
Carrier Corp. - Indianapolis | Arcoaire | S4A5S24*K*WAA* | S4A5S24*K*WAA* | EA*4X25L17A*+TDR |  | Voluntarily Certified | Single-split-system air condit | False | False | 23800 |  | 14.3 | 14.3 |  |  | False | 30 | 30 | 12.5 | 11.7 | Coil-Only System | False | Conventional | 05/05/2023 |  | 07/06/2023
Carrier Corp. - Indianapolis | BROCK | PA5SAN418**WA* | PA5SAN418**WA* | CSPVA2414XMC*+TDR |  | Voluntarily Certified | Single-split-system air condit | False | False | 17900 |  | 14.3 | 14.3 |  |  | False | 30 | 30 | 11.7 | 11.7 | Coil-Only System | False | Conventional | 05/05/2023 |  | 07/06/2023
Carrier Corp. - Indianapolis | 1HVAC | PAD430000K***K1 | PAD430000K***K1 |  |  | Voluntarily Certified | Single-package air conditioner | False | False | 28000 |  | 13.4 | 13.4 |  |  | False | 30 | 30 | 11.05 | 10.6 |  | False | Conventional | 05/05/2023 |  | 07/06/2023
Carrier Corp. - Indianapolis | 1HVAC | PAD436000K***K1 | PAD436000K***K1 |  |  | Voluntarily Certified | Single-package air conditioner | False | False | 33800 |  | 13.4 | 13.4 |  |  | False | 30 | 30 | 11.05 | 10.6 |  | False | Conventional | 05/05/2023 |  | 07/06/2023
Carrier Corp. - Indianapolis | 1HVAC | S4A5S24*K*WAA* | S4A5S24*K*WAA* | EA*4X25L17A*+TDR |  | Voluntarily Certified | Single-split-system air condit | False | False | 23800 |  | 14.3 | 14.3 |  |  | False | 30 | 30 | 12.5 | 11.7 | Coil-Only System | False | Conventional | 05/05/2023 |  | 07/06/2023
Carrier Corp. - Indianapolis | Carrier | 48VL*K60***30* | 48VL*K60***30* |  |  | Voluntarily Certified | Single-package air conditioner | False | False | 56000 |  | 13.4 | 13.4 |  |  | False | 30 | 30 | 11.05 | 10.6 |  | False | Conventional | 05/05/2023 |  | 07/06/2023
Carrier Corp. - Indianapolis | BRYANT HEATING AND COOLING SYSTEMS | 577CNWK30****A* | 577CNWK30****A* |  |  | Voluntarily Certified | Single-package air conditioner | False | False | 28000 |  | 13.4 | 13.4 |  |  | False | 30 | 30 | 11.05 | 10.6 |  | False | Conventional | 05/05/2023 |  | 07/06/2023
Carrier Corp. - Indianapolis | BRYANT HEATING AND COOLING SYSTEMS | PA5SAN418**WA* | PA5SAN418**WA* | CSPVA2414XMC*+TDR |  | Voluntarily Certified | Single-split-system air condit | False | False | 17900 |  | 14.3 | 14.3 |  |  | False | 30 | 30 | 11.7 | 11.7 | Coil-Only System | False | Conventional | 05/05/2023 |  | 07/06/2023
Carrier Corp. - Indianapolis | ICP Commercial | PGR548***K***K1 | PGR548***K***K1 |  |  | Voluntarily Certified | Single-package air conditioner | False | False | 46500 |  | 16 | 13.4 |  |  | False | 30 | 30 | 11.8 | 10.6 |  | False | Conventional | 05/05/2023 |  | 07/06/2023
Carrier Corp. - Indianapolis | ICP Commercial | PGR560***K***K1 | PGR560***K***K1 |  |  | Voluntarily Certified | Single-package air conditioner | False | False | 56000 |  | 15.2 | 13.4 |  |  | False | 30 | 30 | 11.5 | 10.6 |  | False | Conventional | 05/05/2023 |  | 07/06/2023
Carrier Corp. - Indianapolis | PAYNE HEATING AND COOLING | PY4GNAK24****A* | PY4GNAK24****A* |  |  | Voluntarily Certified | Single-package air conditioner | False | False | 22800 |  | 13.4 | 13.4 |  |  | False | 30 | 30 | 11.05 | 10.6 |  | False | Conventional | 05/05/2023 |  | 07/06/2023
Carrier Corp. - Indianapolis | PAYNE HEATING AND COOLING | PY4GNAK60****A* | PY4GNAK60****A* |  |  | Voluntarily Certified | Single-package air conditioner | False | False | 56000 |  | 13.4 | 13.4 |  |  | False | 30 | 30 | 11.05 | 10.6 |  | False | Conventional | 05/05/2023 |  | 07/06/2023
Carrier Corp. - Indianapolis | Grandaire | WPG4244****KK* | WPG4244****KK* |  |  | Voluntarily Certified | Single-package air conditioner | False | False | 22800 |  | 13.4 | 13.4 |  |  | False | 30 | 30 | 11.05 | 10.6 |  | False | Conventional | 05/05/2023 |  | 07/06/2023
Carrier Corp. - Indianapolis | Day & Night | PAD424000K***K1 | PAD424000K***K1 |  |  | Voluntarily Certified | Single-package air conditioner | False | False | 22800 |  | 13.4 | 13.4 |  |  | False | 30 | 30 | 11.05 | 10.6 |  | False | Conventional | 05/05/2023 |  | 07/06/2023
Carrier Corp. - Indianapolis | Tempstar | PAD424000K***K1 | PAD424000K***K1 |  |  | Voluntarily Certified | Single-package air conditioner | False | False | 22800 |  | 13.4 | 13.4 |  |  | False | 30 | 30 | 11.05 | 10.6 |  | False | Conventional | 05/05/2023 |  | 07/06/2023
Carrier Corp. - Indianapolis | Arcoaire | H4A7T24*K*WAA* | H4A7T24*K*WAA* | EVD4X25M17A*+TDR |  | Voluntarily Certified | Single-split-system air condit | False | False | 23400 |  | 14.3 | 14.3 |  |  | False | 30 | 30 | 11.7 | 11.7 | Coil-Only System | False | Conventional | 05/05/2023 |  | 07/06/2023
Carrier Corp. - Indianapolis | Arcoaire | HVA925GKA2*+TSTAT | HVA925GKA2*+TSTAT | FVM4X48***L |  | Voluntarily Certified | Single-split-system air condit | False | False | 24000 |  | 16.5 | 14.3 |  |  | False | 30 | 30 | 11.7 | 9.8 | Blower Coil System | False | Conventional | 05/05/2023 |  | 07/06/2023
Carrier Corp. - Indianapolis | Arcoaire | PAJ424***K***K* | PAJ424***K***K* |  |  | Voluntarily Certified | Single-package air conditioner | False | False | 23200 |  | 13.4 | 13.4 |  |  | False | 30 | 30 | 10.6 | 10.6 |  | False | Conventional | 05/05/2023 |  | 07/06/2023
Carrier Corp. - Indianapolis | Arcoaire | PAR536000K***K1 | PAR536000K***K1 |  |  | Voluntarily Certified | Single-package air conditioner | False | False | 34800 |  | 15.2 | 13.4 |  |  | False | 30 | 30 | 11.5 | 10.6 |  | False | Conventional | 05/05/2023 |  | 07/06/2023
Carrier Corp. - Indianapolis | Arcoaire | R4A5S24*K*WAA* | R4A5S24*K*WAA* | ESD4X24M14A*+TDR |  | Voluntarily Certified | Single-split-system air condit | False | False | 22800 |  | 14.3 | 14.3 |  |  | False | 30 | 30 | 11.7 | 11.7 | Coil-Only System | False | Conventional | 05/05/2023 |  | 07/06/2023
Carrier Corp. - Indianapolis | 1HVAC | HVA937GKA2*+TSTAT | HVA937GKA2*+TSTAT | FVM4X60***L |  | Voluntarily Certified | Single-split-system air condit | False | False | 33400 |  | 17 | 14.3 |  |  | False | 30 | 30 | 12 | 9.8 | Blower Coil System | False | Conventional | 05/05/2023 |  | 07/06/2023
Carrier Corp. - Indianapolis | 1HVAC | PAD424000K***K1 | PAD424000K***K1 |  |  | Voluntarily Certified | Single-package air conditioner | False | False | 22800 |  | 13.4 | 13.4 |  |  | False | 30 | 30 | 11.05 | 10.6 |  | False | Conventional | 05/05/2023 |  | 07/06/2023
Carrier Corp. - Indianapolis | 1HVAC | H4A6S18*K*WAA* | H4A6S18*K*WAA* | ESD4X24M14A*+TDR |  | Voluntarily Certified | Single-split-system air condit | False | False | 17800 |  | 14.3 | 14.3 |  |  | False | 30 | 30 | 11.7 | 11.7 | Coil-Only System | False | Conventional | 05/05/2023 |  | 07/06/2023
Carrier Corp. - Indianapolis | Carrier | 24SPA636W**30* | 24SPA636W**30* | CVPVA3721XMC*+TDR |  | Voluntarily Certified | Single-split-system air condit | False | False | 34200 |  | 14.3 | 14.3 |  |  | False | 30 | 30 | 11.7 | 11.7 | Coil-Only System | False | Conventional | 05/05/2023 |  | 07/06/2023
Carrier Corp. - Indianapolis | PAYNE HEATING AND COOLING | PY4GNAK36****A* | PY4GNAK36****A* |  |  | Voluntarily Certified | Single-package air conditioner | False | False | 33800 |  | 13.4 | 13.4 |  |  | False | 30 | 30 | 11.05 | 10.6 |  | False | Conventional | 05/05/2023 |  | 07/06/2023
Carrier Corp. - Indianapolis | 1HVAC | PAR536000K***K1 | PAR536000K***K1 |  |  | Voluntarily Certified | Single-package air conditioner | False | False | 34800 |  | 15.2 | 13.4 |  |  | False | 30 | 30 | 11.5 | 10.6 |  | False | Conventional | 05/05/2023 |  | 07/06/2023
Carrier Corp. - Indianapolis | 1HVAC | R4A5S24*K*WAA* | R4A5S24*K*WAA* | ESD4X24M14A*+TDR |  | Voluntarily Certified | Single-split-system air condit | False | False | 22800 |  | 14.3 | 14.3 |  |  | False | 30 | 30 | 11.7 | 11.7 | Coil-Only System | False | Conventional | 05/05/2023 |  | 07/06/2023
Carrier Corp. - Indianapolis | 1HVAC | HVA925GKA2*+TSTAT | HVA925GKA2*+TSTAT | FVM4X48***L |  | Voluntarily Certified | Single-split-system air condit | False | False | 24000 |  | 16.5 | 14.3 |  |  | False | 30 | 30 | 11.7 | 9.8 | Blower Coil System | False | Conventional | 05/05/2023 |  | 07/06/2023
Carrier Corp. - Indianapolis | Grandaire | WJA436***K***K* | WJA436***K***K* |  |  | Voluntarily Certified | Single-package air conditioner | False | False | 33600 |  | 13.4 | 13.4 |  |  | False | 30 | 30 | 10.6 | 10.6 |  | False | Conventional | 05/05/2023 |  | 07/06/2023
Carrier Corp. - Indianapolis | Keeprite | PAJ424***K***K* | PAJ424***K***K* |  |  | Voluntarily Certified | Single-package air conditioner | False | False | 23200 |  | 13.4 | 13.4 |  |  | False | 30 | 30 | 10.6 | 10.6 |  | False | Conventional | 05/05/2023 |  | 07/06/2023
Carrier Corp. - Indianapolis | BRYANT HEATING AND COOLING SYSTEMS | 189BNV025*0**C*+TSTAT | 189BNV025*0**C*+TSTAT | FV4CN(B,F)005L |  | Voluntarily Certified | Single-split-system air condit | False | False | 24000 |  | 16.5 | 14.3 |  |  | False | 30 | 30 | 11.7 | 9.8 | Blower Coil System | False | Conventional | 05/05/2023 |  | 07/06/2023
Carrier Corp. - Indianapolis | BRYANT HEATING AND COOLING SYSTEMS | GA5SAN418**WA* | GA5SAN418**WA* | CSPVA2414XMC*+TDR |  | Voluntarily Certified | Single-split-system air condit | False | False | 17900 |  | 14.3 | 14.3 |  |  | False | 30 | 30 | 11.7 | 11.7 | Coil-Only System | False | Conventional | 05/05/2023 |  | 07/06/2023
Carrier Corp. - Indianapolis | BRYANT HEATING AND COOLING SYSTEMS | 577CNWK60****A* | 577CNWK60****A* |  |  | Voluntarily Certified | Single-package air conditioner | False | False | 56000 |  | 13.4 | 13.4 |  |  | False | 30 | 30 | 11.05 | 10.6 |  | False | Conventional | 05/05/2023 |  | 07/06/2023
Carrier Corp. - Indianapolis | Keeprite | PAR536000K***K1 | PAR536000K***K1 |  |  | Voluntarily Certified | Single-package air conditioner | False | False | 34800 |  | 15.2 | 13.4 |  |  | False | 30 | 30 | 11.5 | 10.6 |  | False | Conventional | 05/05/2023 |  | 07/06/2023
Carrier Corp. - Indianapolis | Keeprite | C4A7T24*K*WAA* | C4A7T24*K*WAA* | EVD4X25M17A*+TDR |  | Voluntarily Certified | Single-split-system air condit | False | False | 23400 |  | 14.3 | 14.3 |  |  | False | 30 | 30 | 11.7 | 11.7 | Coil-Only System | False | Conventional | 05/05/2023 |  | 07/06/2023
Carrier Corp. - Indianapolis | Keeprite | R4A5S24*K*WAA* | R4A5S24*K*WAA* | ESD4X24M14A*+TDR |  | Voluntarily Certified | Single-split-system air condit | False | False | 22800 |  | 14.3 | 14.3 |  |  | False | 30 | 30 | 11.7 | 11.7 | Coil-Only System | False | Conventional | 05/05/2023 |  | 07/06/2023
Carrier Corp. - Indianapolis | ICP Commercial | PGD430***K***K1 | PGD430***K***K1 |  |  | Voluntarily Certified | Single-package air conditioner | False | False | 28000 |  | 13.4 | 13.4 |  |  | False | 30 | 30 | 11.05 | 10.6 |  | False | Conventional | 05/05/2023 |  | 07/06/2023
Carrier Corp. - Indianapolis | Airquest | HVA936GKA3*+TSTAT | HVA936GKA3*+TSTAT | FVM4X48***L |  | Voluntarily Certified | Single-split-system air condit | False | False | 35200 |  | 15.5 | 14.3 |  |  | False | 30 | 30 | 10 | 9.8 | Blower Coil System | False | Conventional | 05/05/2023 |  | 07/06/2023
Carrier Corp. - Indianapolis | Airquest | PGD430***K***K1 | PGD430***K***K1 |  |  | Voluntarily Certified | Single-package air conditioner | False | False | 28000 |  | 13.4 | 13.4 |  |  | False | 30 | 30 | 11.05 | 10.6 |  | False | Conventional | 05/05/2023 |  | 07/06/2023
Carrier Corp. - Indianapolis | Carrier | GA5SAN418**WA* | GA5SAN418**WA* | CSPVA2414XMC*+TDR |  | Voluntarily Certified | Single-split-system air condit | False | False | 17900 |  | 14.3 | 14.3 |  |  | False | 30 | 30 | 11.7 | 11.7 | Coil-Only System | False | Conventional | 05/05/2023 |  | 07/06/2023
Carrier Corp. - Indianapolis | Carrier | 34SCA524W**30* | 34SCA524W**30* | CAP**2517AL*+TDR |  | Voluntarily Certified | Single-split-system air condit | False | False | 23800 |  | 14.3 | 14.3 |  |  | False | 30 | 30 | 12.5 | 11.7 | Coil-Only System | False | Conventional | 05/05/2023 |  | 07/06/2023
Carrier Corp. - Indianapolis | Carrier | 24VNA936A*032*+TSTAT | 24VNA936A*032*+TSTAT | FV4CN(B,F)005L |  | Voluntarily Certified | Single-split-system air condit | False | False | 35200 |  | 15.5 | 14.3 |  |  | False | 30 | 30 | 10 | 9.8 | Blower Coil System | False | Conventional | 05/05/2023 |  | 07/06/2023
Carrier Corp. - Indianapolis | Arcoaire | H4A6S18*K*WAA* | H4A6S18*K*WAA* | ESD4X24M14A*+TDR |  | Voluntarily Certified | Single-split-system air condit | False | False | 17800 |  | 14.3 | 14.3 |  |  | False | 30 | 30 | 11.7 | 11.7 | Coil-Only System | False | Conventional | 05/05/2023 |  | 07/06/2023
Carrier Corp. - Indianapolis | Arcoaire | PAD424000K***K1 | PAD424000K***K1 |  |  | Voluntarily Certified | Single-package air conditioner | False | False | 22800 |  | 13.4 | 13.4 |  |  | False | 30 | 30 | 11.05 | 10.6 |  | False | Conventional | 05/05/2023 |  | 07/06/2023
Carrier Corp. - Indianapolis | Arcoaire | HVA937GKA2*+TSTAT | HVA937GKA2*+TSTAT | FVM4X60***L |  | Voluntarily Certified | Single-split-system air condit | False | False | 33400 |  | 17 | 14.3 |  |  | False | 30 | 30 | 12 | 9.8 | Blower Coil System | False | Conventional | 05/05/2023 |  | 07/06/2023
Carrier Corp. - Indianapolis | Comfortmaker | R4A5S24*K*WAA* | R4A5S24*K*WAA* | ESD4X24M14A*+TDR |  | Voluntarily Certified | Single-split-system air condit | False | False | 22800 |  | 14.3 | 14.3 |  |  | False | 30 | 30 | 11.7 | 11.7 | Coil-Only System | False | Conventional | 05/05/2023 |  | 07/06/2023
Carrier Corp. - Indianapolis | Comfortmaker | C4A7T24*K*WAA* | C4A7T24*K*WAA* | EVD4X25M17A*+TDR |  | Voluntarily Certified | Single-split-system air condit | False | False | 23400 |  | 14.3 | 14.3 |  |  | False | 30 | 30 | 11.7 | 11.7 | Coil-Only System | False | Conventional | 05/05/2023 |  | 07/06/2023
Carrier Corp. - Indianapolis | Comfortmaker | PAR536000K***K1 | PAR536000K***K1 |  |  | Voluntarily Certified | Single-package air conditioner | False | False | 34800 |  | 15.2 | 13.4 |  |  | False | 30 | 30 | 11.5 | 10.6 |  | False | Conventional | 05/05/2023 |  | 07/06/2023
Carrier Corp. - Indianapolis | Comfortmaker | PAJ424***K***K* | PAJ424***K***K* |  |  | Voluntarily Certified | Single-package air conditioner | False | False | 23200 |  | 13.4 | 13.4 |  |  | False | 30 | 30 | 10.6 | 10.6 |  | False | Conventional | 05/05/2023 |  | 07/06/2023
Carrier Corp. - Indianapolis | Keeprite | PGD436***K***K1 | PGD436***K***K1 |  |  | Voluntarily Certified | Single-package air conditioner | False | False | 33800 |  | 13.4 | 13.4 |  |  | False | 30 | 30 | 11.05 | 10.6 |  | False | Conventional | 05/05/2023 |  | 07/06/2023
Carrier Corp. - Indianapolis | BRYANT HEATING AND COOLING SYSTEMS | GA7TAN424**WA* | GA7TAN424**WA* | CVPVA2517XMC*+TDR |  | Voluntarily Certified | Single-split-system air condit | False | False | 23400 |  | 14.3 | 14.3 |  |  | False | 30 | 30 | 11.7 | 11.7 | Coil-Only System | False | Conventional | 05/05/2023 |  | 07/06/2023
Carrier Corp. - Indianapolis | Keeprite | R4A5S36*K*WAA* | R4A5S36*K*WAA* | EVD4X37M21A*+TDR |  | Voluntarily Certified | Single-split-system air condit | False | False | 34200 |  | 14.3 | 14.3 |  |  | False | 30 | 30 | 11.7 | 11.7 | Coil-Only System | False | Conventional | 05/05/2023 |  | 07/06/2023
Carrier Corp. - Indianapolis | Comfortmaker | PAD424000K***K1 | PAD424000K***K1 |  |  | Voluntarily Certified | Single-package air conditioner | False | False | 22800 |  | 13.4 | 13.4 |  |  | False | 30 | 30 | 11.05 | 10.6 |  | False | Conventional | 05/05/2023 |  | 07/06/2023
Carrier Corp. - Indianapolis | Grandaire | WPG4304****KK* | WPG4304****KK* |  |  | Voluntarily Certified | Single-package air conditioner | False | False | 28000 |  | 13.4 | 13.4 |  |  | False | 30 | 30 | 11.05 | 10.6 |  | False | Conventional | 05/05/2023 |  | 07/06/2023
Carrier Corp. - Indianapolis | Maratherm | R4A5S24*K*WAA* | R4A5S24*K*WAA* | ESD4X24M14A*+TDR |  | Voluntarily Certified | Single-split-system air condit | False | False | 22800 |  | 14.3 | 14.3 |  |  | False | 30 | 30 | 11.7 | 11.7 | Coil-Only System | False | Conventional | 05/05/2023 |  | 07/06/2023
Carrier Corp. - Indianapolis | Maratherm | PAR536000K***K1 | PAR536000K***K1 |  |  | Voluntarily Certified | Single-package air conditioner | False | False | 34800 |  | 15.2 | 13.4 |  |  | False | 30 | 30 | 11.5 | 10.6 |  | False | Conventional | 05/05/2023 |  | 07/06/2023
Carrier Corp. - Indianapolis | EcoTemp | WJA436***K***K* | WJA436***K***K* |  |  | Voluntarily Certified | Single-package air conditioner | False | False | 33600 |  | 13.4 | 13.4 |  |  | False | 30 | 30 | 10.6 | 10.6 |  | False | Conventional | 05/05/2023 |  | 07/06/2023
Carrier Corp. - Indianapolis | Day & Night | PGD442***K***K1 | PGD442***K***K1 |  |  | Voluntarily Certified | Single-package air conditioner | False | False | 39000 |  | 13.4 | 13.4 |  |  | False | 30 | 30 | 11.05 | 10.6 |  | False | Conventional | 05/05/2023 |  | 07/06/2023
Carrier Corp. - Indianapolis | Day & Night | R4A5S43*K*WAA* | R4A5S43*K*WAA* | EA*4X43L21A*+TDR |  | Voluntarily Certified | Single-split-system air condit | False | False | 40000 |  | 14.3 | 14.3 |  |  | False | 30 | 30 | 12.5 | 11.7 | Coil-Only System | False | Conventional | 05/05/2023 |  | 07/06/2023
Carrier Corp. - Indianapolis | Kenmore | PAD424000K***K1 | PAD424000K***K1 |  |  | Voluntarily Certified | Single-package air conditioner | False | False | 22800 |  | 13.4 | 13.4 |  |  | False | 30 | 30 | 11.05 | 10.6 |  | False | Conventional | 05/05/2023 |  | 07/06/2023
Carrier Corp. - Indianapolis | Kenmore | (C,H,T)VA936GKA3*+TSTAT | (C,H,T)VA936GKA3*+TSTAT | FVM4X48***L |  | Voluntarily Certified | Single-split-system air condit | False | False | 35200 |  | 15.5 | 14.3 |  |  | False | 30 | 30 | 10 | 9.8 | Blower Coil System | False | Conventional | 05/05/2023 |  | 07/06/2023
Carrier Corp. - Indianapolis | Day & Night | PGD424***K***K1 | PGD424***K***K1 |  |  | Voluntarily Certified | Single-package air conditioner | False | False | 22800 |  | 13.4 | 13.4 |  |  | False | 30 | 30 | 11.05 | 10.6 |  | False | Conventional | 05/05/2023 |  | 07/06/2023
Carrier Corp. - Indianapolis | Day & Night | PAD442000K***K1 | PAD442000K***K1 |  |  | Voluntarily Certified | Single-package air conditioner | False | False | 39000 |  | 13.4 | 13.4 |  |  | False | 30 | 30 | 11.05 | 10.6 |  | False | Conventional | 05/05/2023 |  | 07/06/2023
Carrier Corp. - Indianapolis | Day & Night | PGR524***K***K1 | PGR524***K***K1 |  |  | Voluntarily Certified | Single-package air conditioner | False | False | 22200 |  | 15.2 | 13.4 |  |  | False | 30 | 30 | 11.5 | 10.6 |  | False | Conventional | 05/05/2023 |  | 07/06/2023
Carrier Corp. - Indianapolis | Day & Night | PAJ436***K***K* | PAJ436***K***K* |  |  | Voluntarily Certified | Single-package air conditioner | False | False | 33600 |  | 13.4 | 13.4 |  |  | False | 30 | 30 | 10.6 | 10.6 |  | False | Conventional | 05/05/2023 |  | 07/06/2023
Carrier Corp. - Indianapolis | Day & Night | CVA949GKA2*+TSTAT | CVA949GKA2*+TSTAT | FVM4X60***L |  | Voluntarily Certified | Single-split-system air condit | False | False | 44000 |  | 17 | 14.3 |  |  | False | 30 | 30 | 11.7 | 9.8 | Blower Coil System | False | Conventional | 05/05/2023 |  | 07/06/2023
Carrier Corp. - Indianapolis | Day & Night | PAR524000K***K1 | PAR524000K***K1 |  |  | Voluntarily Certified | Single-package air conditioner | False | False | 22200 |  | 15.2 | 13.4 |  |  | False | 30 | 30 | 11.5 | 10.6 |  | False | Conventional | 05/05/2023 |  | 07/06/2023
Carrier Corp. - Indianapolis | Day & Night | N4A7T24*K*WAA* | N4A7T24*K*WAA* | EVD4X25M17A*+TDR |  | Voluntarily Certified | Single-split-system air condit | False | False | 23400 |  | 14.3 | 14.3 |  |  | False | 30 | 30 | 11.7 | 11.7 | Coil-Only System | False | Conventional | 05/05/2023 |  | 07/06/2023
Carrier Corp. - Indianapolis | Day & Night | R4A5S18*K*WAA* | R4A5S18*K*WAA* | ESD4X24M14A*+TDR |  | Voluntarily Certified | Single-split-system air condit | False | False | 17900 |  | 14.3 | 14.3 |  |  | False | 30 | 30 | 11.7 | 11.7 | Coil-Only System | False | Conventional | 05/05/2023 |  | 07/06/2023
Carrier Corp. - Indianapolis | Day & Night | S4A5S30*K*WAA* | S4A5S30*K*WAA* | EA*4X37L21A*+TDR |  | Voluntarily Certified | Single-split-system air condit | False | False | 28400 |  | 14.3 | 14.3 |  |  | False | 30 | 30 | 12 | 11.7 | Coil-Only System | False | Conventional | 05/05/2023 |  | 07/06/2023
Carrier Corp. - Indianapolis | Tempstar | S4A5S30*K*WAA* | S4A5S30*K*WAA* | EA*4X37L21A*+TDR |  | Voluntarily Certified | Single-split-system air condit | False | False | 28400 |  | 14.3 | 14.3 |  |  | False | 30 | 30 | 12 | 11.7 | Coil-Only System | False | Conventional | 05/05/2023 |  | 07/06/2023
Carrier Corp. - Indianapolis | Tempstar | N4A7T24*K*WAA* | N4A7T24*K*WAA* | EVD4X25M17A*+TDR |  | Voluntarily Certified | Single-split-system air condit | False | False | 23400 |  | 14.3 | 14.3 |  |  | False | 30 | 30 | 11.7 | 11.7 | Coil-Only System | False | Conventional | 05/05/2023 |  | 07/06/2023
Carrier Corp. - Indianapolis | Tempstar | R4A5S43*K*WAA* | R4A5S43*K*WAA* | EA*4X43L21A*+TDR |  | Voluntarily Certified | Single-split-system air condit | False | False | 40000 |  | 14.3 | 14.3 |  |  | False | 30 | 30 | 12.5 | 11.7 | Coil-Only System | False | Conventional | 05/05/2023 |  | 07/06/2023
Carrier Corp. - Indianapolis | Day & Night | N4A5S18*K*WAA* | N4A5S18*K*WAA* | ESD4X24M14A*+TDR |  | Voluntarily Certified | Single-split-system air condit | False | False | 17900 |  | 14.3 | 14.3 |  |  | False | 30 | 30 | 11.7 | 11.7 | Coil-Only System | False | Conventional | 05/05/2023 |  | 07/06/2023
Carrier Corp. - Indianapolis | Day & Night | R4A5S30*K*WAA* | R4A5S30*K*WAA* | EVD4X30M17A*+TDR |  | Voluntarily Certified | Single-split-system air condit | False | False | 28800 |  | 14.3 | 14.3 |  |  | False | 30 | 30 | 11.7 | 11.7 | Coil-Only System | False | Conventional | 05/05/2023 |  | 07/06/2023
Carrier Corp. - Indianapolis | Tempstar | N4A5S18*K*WAA* | N4A5S18*K*WAA* | ESD4X24M14A*+TDR |  | Voluntarily Certified | Single-split-system air condit | False | False | 17900 |  | 14.3 | 14.3 |  |  | False | 30 | 30 | 11.7 | 11.7 | Coil-Only System | False | Conventional | 05/05/2023 |  | 07/06/2023
Carrier Corp. - Indianapolis | Tempstar | PAJ436***K***K* | PAJ436***K***K* |  |  | Voluntarily Certified | Single-package air conditioner | False | False | 33600 |  | 13.4 | 13.4 |  |  | False | 30 | 30 | 10.6 | 10.6 |  | False | Conventional | 05/05/2023 |  | 07/06/2023
Carrier Corp. - Indianapolis | Tempstar | TVA925GKA3*+TSTAT | TVA925GKA3*+TSTAT | FVM4X48***L |  | Voluntarily Certified | Single-split-system air condit | False | False | 24000 |  | 16.5 | 14.3 |  |  | False | 30 | 30 | 11.7 | 9.8 | Blower Coil System | False | Conventional | 05/05/2023 |  | 07/06/2023
Carrier Corp. - Indianapolis | Tempstar | PAD460000K***K1 | PAD460000K***K1 |  |  | Voluntarily Certified | Single-package air conditioner | False | False | 56000 |  | 13.4 | 13.4 |  |  | False | 30 | 30 | 11.05 | 10.6 |  | False | Conventional | 05/05/2023 |  | 07/06/2023
Carrier Corp. - Indianapolis | Tempstar | TVA949GKA2*+TSTAT | TVA949GKA2*+TSTAT | FVM4X60***L |  | Voluntarily Certified | Single-split-system air condit | False | False | 44000 |  | 17 | 14.3 |  |  | False | 30 | 30 | 11.7 | 9.8 | Blower Coil System | False | Conventional | 05/05/2023 |  | 07/06/2023
Carrier Corp. - Indianapolis | Tempstar | PAJ460***K***K* | PAJ460***K***K* |  |  | Voluntarily Certified | Single-package air conditioner | False | False | 53500 |  | 13.4 | 13.4 |  |  | False | 30 | 30 | 10.6 | 10.6 |  | False | Conventional | 05/05/2023 |  | 07/06/2023
Carrier Corp. - Indianapolis | Day & Night | PAJ460***K***K* | PAJ460***K***K* |  |  | Voluntarily Certified | Single-package air conditioner | False | False | 53500 |  | 13.4 | 13.4 |  |  | False | 30 | 30 | 10.6 | 10.6 |  | False | Conventional | 05/05/2023 |  | 07/06/2023
Carrier Corp. - Indianapolis | Day & Night | PAD460000K***K1 | PAD460000K***K1 |  |  | Voluntarily Certified | Single-package air conditioner | False | False | 56000 |  | 13.4 | 13.4 |  |  | False | 30 | 30 | 11.05 | 10.6 |  | False | Conventional | 05/05/2023 |  | 07/06/2023
Carrier Corp. - Indianapolis | Day & Night | PAR548000K***K1 | PAR548000K***K1 |  |  | Voluntarily Certified | Single-package air conditioner | False | False | 46500 |  | 16 | 13.4 |  |  | False | 30 | 30 | 11.8 | 10.6 |  | False | Conventional | 05/05/2023 |  | 07/06/2023
Carrier Corp. - Indianapolis | Day & Night | PAR560000K***K1 | PAR560000K***K1 |  |  | Voluntarily Certified | Single-package air conditioner | False | False | 56000 |  | 15.2 | 13.4 |  |  | False | 30 | 30 | 11.5 | 10.6 |  | False | Conventional | 05/05/2023 |  | 07/06/2023
Carrier Corp. - Indianapolis | Day & Night | C4A6S43*K*WAA* | C4A6S43*K*WAA* | EA*4X43L21A*+TDR |  | Voluntarily Certified | Single-split-system air condit | False | False | 40000 |  | 14.3 | 14.3 |  |  | False | 30 | 30 | 12.5 | 11.7 | Coil-Only System | False | Conventional | 05/05/2023 |  | 07/06/2023
Carrier Corp. - Indianapolis | Kenmore | PAJ460***K***K* | PAJ460***K***K* |  |  | Voluntarily Certified | Single-package air conditioner | False | False | 53500 |  | 13.4 | 13.4 |  |  | False | 30 | 30 | 10.6 | 10.6 |  | False | Conventional | 05/05/2023 |  | 07/06/2023
Carrier Corp. - Indianapolis | Kenmore | PAD460000K***K1 | PAD460000K***K1 |  |  | Voluntarily Certified | Single-package air conditioner | False | False | 56000 |  | 13.4 | 13.4 |  |  | False | 30 | 30 | 11.05 | 10.6 |  | False | Conventional | 05/05/2023 |  | 07/06/2023
Carrier Corp. - Indianapolis | Kenmore | (C,H,T)4A6S43*K*WAA* | (C,H,T)4A6S43*K*WAA* | EA*4X43L21A*+TDR |  | Voluntarily Certified | Single-split-system air condit | False | False | 40000 |  | 14.3 | 14.3 |  |  | False | 30 | 30 | 12.5 | 11.7 | Coil-Only System | False | Conventional | 05/05/2023 |  | 07/06/2023
Carrier Corp. - Indianapolis | Kenmore | PAR548000K***K1 | PAR548000K***K1 |  |  | Voluntarily Certified | Single-package air conditioner | False | False | 46500 |  | 16 | 13.4 |  |  | False | 30 | 30 | 11.8 | 10.6 |  | False | Conventional | 05/05/2023 |  | 07/06/2023
Carrier Corp. - Indianapolis | Kenmore | PAR560000K***K1 | PAR560000K***K1 |  |  | Voluntarily Certified | Single-package air conditioner | False | False | 56000 |  | 15.2 | 13.4 |  |  | False | 30 | 30 | 11.5 | 10.6 |  | False | Conventional | 05/05/2023 |  | 07/06/2023
Carrier Corp. - Indianapolis | Tempstar | TVA925GKA2* | TVA925GKA2* | FCM4X48***L+WALLCON |  | Voluntarily Certified | Single-split-system air condit | False | False | 23800 |  | 18.5 | 14.3 |  |  | False | 30 | 30 | 11.7 | 9.8 | Blower Coil System | True | Conventional | 05/05/2023 |  | 07/06/2023
Carrier Corp. - Indianapolis | Kenmore | S4A5S18*K*WAA* | S4A5S18*K*WAA* | EA*4X19L17A*+TDR |  | Voluntarily Certified | Single-split-system air condit | False | False | 18000 |  | 14.3 | 14.3 |  |  | False | 30 | 30 | 12.5 | 11.7 | Coil-Only System | False | Conventional | 05/05/2023 |  | 07/06/2023
Carrier Corp. - Indianapolis | Kenmore | PGR536***K***K1 | PGR536***K***K1 |  |  | Voluntarily Certified | Single-package air conditioner | False | False | 34800 |  | 15.2 | 13.4 |  |  | False | 30 | 30 | 11.5 | 10.6 |  | False | Conventional | 05/05/2023 |  | 07/06/2023
Carrier Corp. - Indianapolis | Day & Night | R4A5S24*K*WAA* | R4A5S24*K*WAA* | ESD4X24M14A*+TDR |  | Voluntarily Certified | Single-split-system air condit | False | False | 22800 |  | 14.3 | 14.3 |  |  | False | 30 | 30 | 11.7 | 11.7 | Coil-Only System | False | Conventional | 05/05/2023 |  | 07/06/2023
Carrier Corp. - Indianapolis | Day & Night | C4A7T24*K*WAA* | C4A7T24*K*WAA* | EVD4X25M17A*+TDR |  | Voluntarily Certified | Single-split-system air condit | False | False | 23400 |  | 14.3 | 14.3 |  |  | False | 30 | 30 | 11.7 | 11.7 | Coil-Only System | False | Conventional | 05/05/2023 |  | 07/06/2023
Carrier Corp. - Indianapolis | Day & Night | PAR536000K***K1 | PAR536000K***K1 |  |  | Voluntarily Certified | Single-package air conditioner | False | False | 34800 |  | 15.2 | 13.4 |  |  | False | 30 | 30 | 11.5 | 10.6 |  | False | Conventional | 05/05/2023 |  | 07/06/2023
Carrier Corp. - Indianapolis | Day & Night | PAJ424***K***K* | PAJ424***K***K* |  |  | Voluntarily Certified | Single-package air conditioner | False | False | 23200 |  | 13.4 | 13.4 |  |  | False | 30 | 30 | 10.6 | 10.6 |  | False | Conventional | 05/05/2023 |  | 07/06/2023
Carrier Corp. - Indianapolis | Tempstar | T4A6S18*K*WAA* | T4A6S18*K*WAA* | ESD4X24M14A*+TDR |  | Voluntarily Certified | Single-split-system air condit | False | False | 17800 |  | 14.3 | 14.3 |  |  | False | 30 | 30 | 11.7 | 11.7 | Coil-Only System | False | Conventional | 05/05/2023 |  | 07/06/2023
Carrier Corp. - Indianapolis | Tempstar | PAJ424***K***K* | PAJ424***K***K* |  |  | Voluntarily Certified | Single-package air conditioner | False | False | 23200 |  | 13.4 | 13.4 |  |  | False | 30 | 30 | 10.6 | 10.6 |  | False | Conventional | 05/05/2023 |  | 07/06/2023
Carrier Corp. - Indianapolis | Kenmore | PAJ424***K***K* | PAJ424***K***K* |  |  | Voluntarily Certified | Single-package air conditioner | False | False | 23200 |  | 13.4 | 13.4 |  |  | False | 30 | 30 | 10.6 | 10.6 |  | False | Conventional | 05/05/2023 |  | 07/06/2023
Carrier Corp. - Indianapolis | Kenmore | R4A5S24*K*WAA* | R4A5S24*K*WAA* | ESD4X24M14A*+TDR |  | Voluntarily Certified | Single-split-system air condit | False | False | 22800 |  | 14.3 | 14.3 |  |  | False | 30 | 30 | 11.7 | 11.7 | Coil-Only System | False | Conventional | 05/05/2023 |  | 07/06/2023
Carrier Corp. - Indianapolis | Kenmore | PAR536000K***K1 | PAR536000K***K1 |  |  | Voluntarily Certified | Single-package air conditioner | False | False | 34800 |  | 15.2 | 13.4 |  |  | False | 30 | 30 | 11.5 | 10.6 |  | False | Conventional | 05/05/2023 |  | 07/06/2023
Carrier Corp. - Indianapolis | Heil | HVA936GKA3*+TSTAT | HVA936GKA3*+TSTAT | FVM4X48***L |  | Voluntarily Certified | Single-split-system air condit | False | False | 35200 |  | 15.5 | 14.3 |  |  | False | 30 | 30 | 10 | 9.8 | Blower Coil System | False | Conventional | 05/05/2023 |  | 07/06/2023
Carrier Corp. - Indianapolis | Heil | PGD430***K***K1 | PGD430***K***K1 |  |  | Voluntarily Certified | Single-package air conditioner | False | False | 28000 |  | 13.4 | 13.4 |  |  | False | 30 | 30 | 11.05 | 10.6 |  | False | Conventional | 05/05/2023 |  | 07/06/2023
Carrier Corp. - Indianapolis | Kenmore | (C,H,T)4A7T36*K*WAA* | (C,H,T)4A7T36*K*WAA* | EVD4X37M21A*+TDR |  | Voluntarily Certified | Single-split-system air condit | False | False | 35000 |  | 14.3 | 14.3 |  |  | False | 30 | 30 | 12 | 11.7 | Coil-Only System | False | Conventional | 05/05/2023 |  | 07/06/2023
Carrier Corp. - Indianapolis | Kenmore | (C,H,T)4A6S30*K*WAA* | (C,H,T)4A6S30*K*WAA* | EVD4X30M17A*+TDR |  | Voluntarily Certified | Single-split-system air condit | False | False | 28800 |  | 14.3 | 14.3 |  |  | False | 30 | 30 | 11.7 | 11.7 | Coil-Only System | False | Conventional | 05/05/2023 |  | 07/06/2023
Carrier Corp. - Indianapolis | Kenmore | (C,H,T)VA925GKA2*+TSTAT | (C,H,T)VA925GKA2*+TSTAT | FVM4X48***L |  | Voluntarily Certified | Single-split-system air condit | False | False | 24000 |  | 16.5 | 14.3 |  |  | False | 30 | 30 | 11.7 | 9.8 | Blower Coil System | False | Conventional | 05/05/2023 |  | 07/06/2023
Carrier Corp. - Indianapolis | Kenmore | (C,H,T)VA949GKA2* | (C,H,T)VA949GKA2* | FCM4X60***L+WALLCON |  | Voluntarily Certified | Single-split-system air condit | False | False | 44500 |  | 19 | 14.3 |  |  | False | 30 | 30 | 12 | 9.8 | Blower Coil System | True | Conventional | 05/05/2023 |  | 07/06/2023
Carrier Corp. - Indianapolis | Kenmore | PGD430***K***K1 | PGD430***K***K1 |  |  | Voluntarily Certified | Single-package air conditioner | False | False | 28000 |  | 13.4 | 13.4 |  |  | False | 30 | 30 | 11.05 | 10.6 |  | False | Conventional | 05/05/2023 |  | 07/06/2023
Carrier Corp. - Indianapolis | Heil | S4A5S36*K*WAA* | S4A5S36*K*WAA* | EA*4X37L21A*+TDR |  | Voluntarily Certified | Single-split-system air condit | False | False | 35600 |  | 14.5 | 14.3 |  |  | False | 30 | 30 | 12.5 | 11.7 | Coil-Only System | False | Conventional | 05/05/2023 |  | 07/06/2023
Carrier Corp. - Indianapolis | ICP Commercial | PAJ430***K***K* | PAJ430***K***K* |  |  | Voluntarily Certified | Single-package air conditioner | False | False | 28000 |  | 13.4 | 13.4 |  |  | False | 30 | 30 | 10.6 | 10.6 |  | False | Conventional | 05/05/2023 |  | 07/06/2023
Carrier Corp. - Indianapolis | Heil | PAJ430***K***K* | PAJ430***K***K* |  |  | Voluntarily Certified | Single-package air conditioner | False | False | 28000 |  | 13.4 | 13.4 |  |  | False | 30 | 30 | 10.6 | 10.6 |  | False | Conventional | 05/05/2023 |  | 07/06/2023
Carrier Corp. - Indianapolis | EcoTemp | WJA460***K***K* | WJA460***K***K* |  |  | Voluntarily Certified | Single-package air conditioner | False | False | 53500 |  | 13.4 | 13.4 |  |  | False | 30 | 30 | 10.6 | 10.6 |  | False | Conventional | 05/05/2023 |  | 07/06/2023
Carrier Corp. - Indianapolis | EcoTemp | WJA442***K***K* | WJA442***K***K* |  |  | Voluntarily Certified | Single-package air conditioner | False | False | 40500 |  | 13.4 | 13.4 |  |  | False | 30 | 30 | 10.6 | 10.6 |  | False | Conventional | 05/05/2023 |  | 07/06/2023
Carrier Corp. - Indianapolis | Heil | S4A5S24*K*WAA* | S4A5S24*K*WAA* | EA*4X25L17A*+TDR |  | Voluntarily Certified | Single-split-system air condit | False | False | 23800 |  | 14.3 | 14.3 |  |  | False | 30 | 30 | 12.5 | 11.7 | Coil-Only System | False | Conventional | 05/05/2023 |  | 07/06/2023
Carrier Corp. - Indianapolis | Heil | PAD430000K***K1 | PAD430000K***K1 |  |  | Voluntarily Certified | Single-package air conditioner | False | False | 28000 |  | 13.4 | 13.4 |  |  | False | 30 | 30 | 11.05 | 10.6 |  | False | Conventional | 05/05/2023 |  | 07/06/2023
Carrier Corp. - Indianapolis | Heil | PAD436000K***K1 | PAD436000K***K1 |  |  | Voluntarily Certified | Single-package air conditioner | False | False | 33800 |  | 13.4 | 13.4 |  |  | False | 30 | 30 | 11.05 | 10.6 |  | False | Conventional | 05/05/2023 |  | 07/06/2023
Carrier Corp. - Indianapolis | ICP Commercial | PAD430000K***K1 | PAD430000K***K1 |  |  | Voluntarily Certified | Single-package air conditioner | False | False | 28000 |  | 13.4 | 13.4 |  |  | False | 30 | 30 | 11.05 | 10.6 |  | False | Conventional | 05/05/2023 |  | 07/06/2023
Carrier Corp. - Indianapolis | ICP Commercial | PAD436000K***K1 | PAD436000K***K1 |  |  | Voluntarily Certified | Single-package air conditioner | False | False | 33800 |  | 13.4 | 13.4 |  |  | False | 30 | 30 | 11.05 | 10.6 |  | False | Conventional | 05/05/2023 |  | 07/06/2023
Carrier Corp. - Indianapolis | Kenmore | R4A5S36*K*WAA* | R4A5S36*K*WAA* | EVD4X37M21A*+TDR |  | Voluntarily Certified | Single-split-system air condit | False | False | 34200 |  | 14.3 | 14.3 |  |  | False | 30 | 30 | 11.7 | 11.7 | Coil-Only System | False | Conventional | 05/05/2023 |  | 07/06/2023
Carrier Corp. - Indianapolis | Kenmore | PGD436***K***K1 | PGD436***K***K1 |  |  | Voluntarily Certified | Single-package air conditioner | False | False | 33800 |  | 13.4 | 13.4 |  |  | False | 30 | 30 | 11.05 | 10.6 |  | False | Conventional | 05/05/2023 |  | 07/06/2023
Carrier Corp. - Indianapolis | Kenmore | (C,H,T)VA937GKA2*+TSTAT | (C,H,T)VA937GKA2*+TSTAT | FVM4X60***L |  | Voluntarily Certified | Single-split-system air condit | False | False | 33400 |  | 17 | 14.3 |  |  | False | 30 | 30 | 12 | 9.8 | Blower Coil System | False | Conventional | 05/05/2023 |  | 07/06/2023
Carrier Corp. - Indianapolis | Kenmore | (C,H,T)VA925GKA2* | (C,H,T)VA925GKA2* | FCM4X48***L+WALLCON |  | Voluntarily Certified | Single-split-system air condit | False | False | 23800 |  | 18.5 | 14.3 |  |  | False | 30 | 30 | 11.7 | 9.8 | Blower Coil System | True | Conventional | 05/05/2023 |  | 07/06/2023
Carrier Corp. - Indianapolis | Kenmore | PAD430000K***K1 | PAD430000K***K1 |  |  | Voluntarily Certified | Single-package air conditioner | False | False | 28000 |  | 13.4 | 13.4 |  |  | False | 30 | 30 | 11.05 | 10.6 |  | False | Conventional | 05/05/2023 |  | 07/06/2023
Carrier Corp. - Indianapolis | Kenmore | PAD436000K***K1 | PAD436000K***K1 |  |  | Voluntarily Certified | Single-package air conditioner | False | False | 33800 |  | 13.4 | 13.4 |  |  | False | 30 | 30 | 11.05 | 10.6 |  | False | Conventional | 05/05/2023 |  | 07/06/2023
Carrier Corp. - Indianapolis | Kenmore | S4A5S24*K*WAA* | S4A5S24*K*WAA* | EA*4X25L17A*+TDR |  | Voluntarily Certified | Single-split-system air condit | False | False | 23800 |  | 14.3 | 14.3 |  |  | False | 30 | 30 | 12.5 | 11.7 | Coil-Only System | False | Conventional | 05/05/2023 |  | 07/06/2023
Carrier Corp. - Indianapolis | Heil | N4A5S36*K*WAA* | N4A5S36*K*WAA* | EVD4X37M21A*+TDR |  | Voluntarily Certified | Single-split-system air condit | False | False | 34200 |  | 14.3 | 14.3 |  |  | False | 30 | 30 | 11.7 | 11.7 | Coil-Only System | False | Conventional | 05/05/2023 |  | 07/06/2023
Carrier Corp. - Indianapolis | Kenmore | PAJ430***K***K* | PAJ430***K***K* |  |  | Voluntarily Certified | Single-package air conditioner | False | False | 28000 |  | 13.4 | 13.4 |  |  | False | 30 | 30 | 10.6 | 10.6 |  | False | Conventional | 05/05/2023 |  | 07/06/2023
Carrier Corp. - Indianapolis | Kenmore | S4A5S36*K*WAA* | S4A5S36*K*WAA* | EA*4X37L21A*+TDR |  | Voluntarily Certified | Single-split-system air condit | False | False | 35600 |  | 14.5 | 14.3 |  |  | False | 30 | 30 | 12.5 | 11.7 | Coil-Only System | False | Conventional | 05/05/2023 |  | 07/06/2023
Carrier Corp. - Indianapolis | Kenmore | (C,H,T)VA949GKA2*+TSTAT | (C,H,T)VA949GKA2*+TSTAT | FVM4X60***L |  | Voluntarily Certified | Single-split-system air condit | False | False | 44000 |  | 17 | 14.3 |  |  | False | 30 | 30 | 11.7 | 9.8 | Blower Coil System | False | Conventional | 05/05/2023 |  | 07/06/2023
Carrier Corp. - Indianapolis | ICP Commercial | PAD448000K***K1 | PAD448000K***K1 |  |  | Voluntarily Certified | Single-package air conditioner | False | False | 47000 |  | 13.4 | 13.4 |  |  | False | 30 | 30 | 11.05 | 10.6 |  | False | Conventional | 05/05/2023 |  | 07/06/2023
Carrier Corp. - Indianapolis | MSH Legacy | N4A5S36*K*WAA* | N4A5S36*K*WAA* | EVD4X37M21A*+TDR |  | Voluntarily Certified | Single-split-system air condit | False | False | 34200 |  | 14.3 | 14.3 |  |  | False | 30 | 30 | 11.7 | 11.7 | Coil-Only System | False | Conventional | 05/05/2023 |  | 07/06/2023
Carrier Corp. - Indianapolis | MSH Legacy | N4A5S24*K*WAA* | N4A5S24*K*WAA* | ESD4X24M14A*+TDR |  | Voluntarily Certified | Single-split-system air condit | False | False | 22800 |  | 14.3 | 14.3 |  |  | False | 30 | 30 | 11.7 | 11.7 | Coil-Only System | False | Conventional | 05/05/2023 |  | 07/06/2023
Carrier Corp. - Indianapolis | Maratherm | N4A5S36*K*WAA* | N4A5S36*K*WAA* | EVD4X37M21A*+TDR |  | Voluntarily Certified | Single-split-system air condit | False | False | 34200 |  | 14.3 | 14.3 |  |  | False | 30 | 30 | 11.7 | 11.7 | Coil-Only System | False | Conventional | 05/05/2023 |  | 07/06/2023
Carrier Corp. - Indianapolis | Maratherm | N4A5S24*K*WAA* | N4A5S24*K*WAA* | ESD4X24M14A*+TDR |  | Voluntarily Certified | Single-split-system air condit | False | False | 22800 |  | 14.3 | 14.3 |  |  | False | 30 | 30 | 11.7 | 11.7 | Coil-Only System | False | Conventional | 05/05/2023 |  | 07/06/2023
Carrier Corp. - Indianapolis | Heil | N4A5S24*K*WAA* | N4A5S24*K*WAA* | ESD4X24M14A*+TDR |  | Voluntarily Certified | Single-split-system air condit | False | False | 22800 |  | 14.3 | 14.3 |  |  | False | 30 | 30 | 11.7 | 11.7 | Coil-Only System | False | Conventional | 05/05/2023 |  | 07/06/2023
Carrier Corp. - Indianapolis | EcoTemp | W4A5S18*K*WAA* | W4A5S18*K*WAA* | WMSC24414XA*+TDR |  | Voluntarily Certified | Single-split-system air condit | False | False | 17900 |  | 14.3 | 14.3 |  |  | False | 30 | 30 | 11.7 | 11.7 | Coil-Only System | False | Conventional | 05/05/2023 |  | 07/06/2023
Carrier Corp. - Indianapolis | Day & Night | PAD448000K***K1 | PAD448000K***K1 |  |  | Voluntarily Certified | Single-package air conditioner | False | False | 47000 |  | 13.4 | 13.4 |  |  | False | 30 | 30 | 11.05 | 10.6 |  | False | Conventional | 05/05/2023 |  | 07/06/2023
Carrier Corp. - Indianapolis | Day & Night | C4A6S24*K*WAA* | C4A6S24*K*WAA* | ESD4X24M14A*+TDR |  | Voluntarily Certified | Single-split-system air condit | False | False | 23400 |  | 14.3 | 14.3 |  |  | False | 30 | 30 | 11.7 | 11.7 | Coil-Only System | False | Conventional | 05/05/2023 |  | 07/06/2023
Carrier Corp. - Indianapolis | Day & Night | N4A5S36*K*WAA* | N4A5S36*K*WAA* | EVD4X37M21A*+TDR |  | Voluntarily Certified | Single-split-system air condit | False | False | 34200 |  | 14.3 | 14.3 |  |  | False | 30 | 30 | 11.7 | 11.7 | Coil-Only System | False | Conventional | 05/05/2023 |  | 07/06/2023
Carrier Corp. - Indianapolis | Day & Night | N4A5S24*K*WAA* | N4A5S24*K*WAA* | ESD4X24M14A*+TDR |  | Voluntarily Certified | Single-split-system air condit | False | False | 22800 |  | 14.3 | 14.3 |  |  | False | 30 | 30 | 11.7 | 11.7 | Coil-Only System | False | Conventional | 05/05/2023 |  | 07/06/2023
Carrier Corp. - Indianapolis | Day & Night | CVA925GKA3* | CVA925GKA3* | FCM4X48***L+WALLCON |  | Voluntarily Certified | Single-split-system air condit | False | False | 23800 |  | 18.5 | 14.3 |  |  | False | 30 | 30 | 11.7 | 9.8 | Blower Coil System | True | Conventional | 05/05/2023 |  | 07/06/2023
Carrier Corp. - Indianapolis | Tempstar | N4A5S36*K*WAA* | N4A5S36*K*WAA* | EVD4X37M21A*+TDR |  | Voluntarily Certified | Single-split-system air condit | False | False | 34200 |  | 14.3 | 14.3 |  |  | False | 30 | 30 | 11.7 | 11.7 | Coil-Only System | False | Conventional | 05/05/2023 |  | 07/06/2023
Carrier Corp. - Indianapolis | Kenmore | N4A5S36*K*WAA* | N4A5S36*K*WAA* | EVD4X37M21A*+TDR |  | Voluntarily Certified | Single-split-system air condit | False | False | 34200 |  | 14.3 | 14.3 |  |  | False | 30 | 30 | 11.7 | 11.7 | Coil-Only System | False | Conventional | 05/05/2023 |  | 07/06/2023
Carrier Corp. - Indianapolis | Kenmore | N4A5S24*K*WAA* | N4A5S24*K*WAA* | ESD4X24M14A*+TDR |  | Voluntarily Certified | Single-split-system air condit | False | False | 22800 |  | 14.3 | 14.3 |  |  | False | 30 | 30 | 11.7 | 11.7 | Coil-Only System | False | Conventional | 05/05/2023 |  | 07/06/2023
Carrier Corp. - Indianapolis | Day & Night | CVA937GKA2*+TSTAT | CVA937GKA2*+TSTAT | FVM4X60***L |  | Voluntarily Certified | Single-split-system air condit | False | False | 33400 |  | 17 | 14.3 |  |  | False | 30 | 30 | 12 | 9.8 | Blower Coil System | False | Conventional | 05/05/2023 |  | 07/06/2023
Carrier Corp. - Indianapolis | Kenmore | (C,H,T)VA936GKA3* | (C,H,T)VA936GKA3* | FCM4X48***L+WALLCON |  | Voluntarily Certified | Single-split-system air condit | False | False | 35200 |  | 17.5 | 14.3 |  |  | False | 30 | 30 | 10 | 9.8 | Blower Coil System | True | Conventional | 05/05/2023 |  | 07/06/2023
Carrier Corp. - Indianapolis | Kenmore | PAD448000K***K1 | PAD448000K***K1 |  |  | Voluntarily Certified | Single-package air conditioner | False | False | 47000 |  | 13.4 | 13.4 |  |  | False | 30 | 30 | 11.05 | 10.6 |  | False | Conventional | 05/05/2023 |  | 07/06/2023
Carrier Corp. - Indianapolis | Heil | HVA949GKA2* | HVA949GKA2* | FCM4X60***L+WALLCON |  | Voluntarily Certified | Single-split-system air condit | False | False | 44500 |  | 19 | 14.3 |  |  | False | 30 | 30 | 12 | 9.8 | Blower Coil System | True | Conventional | 05/05/2023 |  | 07/06/2023
Carrier Corp. - Indianapolis | Heil | PGD460***K***K1 | PGD460***K***K1 |  |  | Voluntarily Certified | Single-package air conditioner | False | False | 56000 |  | 13.4 | 13.4 |  |  | False | 30 | 30 | 11.05 | 10.6 |  | False | Conventional | 05/05/2023 |  | 07/06/2023
Carrier Corp. - Indianapolis | Heil | PAJ442***K***K* | PAJ442***K***K* |  |  | Voluntarily Certified | Single-package air conditioner | False | False | 40500 |  | 13.4 | 13.4 |  |  | False | 30 | 30 | 10.6 | 10.6 |  | False | Conventional | 05/05/2023 |  | 07/06/2023
Carrier Corp. - Indianapolis | ICP Commercial | PGD460***K***K1 | PGD460***K***K1 |  |  | Voluntarily Certified | Single-package air conditioner | False | False | 56000 |  | 13.4 | 13.4 |  |  | False | 30 | 30 | 11.05 | 10.6 |  | False | Conventional | 05/05/2023 |  | 07/06/2023
Carrier Corp. - Indianapolis | ICP Commercial | PAJ442***K***K* | PAJ442***K***K* |  |  | Voluntarily Certified | Single-package air conditioner | False | False | 40500 |  | 13.4 | 13.4 |  |  | False | 30 | 30 | 10.6 | 10.6 |  | False | Conventional | 05/05/2023 |  | 07/06/2023
Carrier Corp. - Indianapolis | Maratherm | N4A7T36*K*WAA* | N4A7T36*K*WAA* | EVD4X37M21A*+TDR |  | Voluntarily Certified | Single-split-system air condit | False | False | 35000 |  | 14.3 | 14.3 |  |  | False | 30 | 30 | 12 | 11.7 | Coil-Only System | False | Conventional | 05/05/2023 |  | 07/06/2023
Carrier Corp. - Indianapolis | Heil | N4A7T36*K*WAA* | N4A7T36*K*WAA* | EVD4X37M21A*+TDR |  | Voluntarily Certified | Single-split-system air condit | False | False | 35000 |  | 14.3 | 14.3 |  |  | False | 30 | 30 | 12 | 11.7 | Coil-Only System | False | Conventional | 05/05/2023 |  | 07/06/2023
Carrier Corp. - Indianapolis | Kenmore | (C,H,T)4A6S18*K*WAA* | (C,H,T)4A6S18*K*WAA* | ESD4X24M14A*+TDR |  | Voluntarily Certified | Single-split-system air condit | False | False | 17800 |  | 14.3 | 14.3 |  |  | False | 30 | 30 | 11.7 | 11.7 | Coil-Only System | False | Conventional | 05/05/2023 |  | 07/06/2023
Carrier Corp. - Indianapolis | Kenmore | PAJ442***K***K* | PAJ442***K***K* |  |  | Voluntarily Certified | Single-package air conditioner | False | False | 40500 |  | 13.4 | 13.4 |  |  | False | 30 | 30 | 10.6 | 10.6 |  | False | Conventional | 05/05/2023 |  | 07/06/2023
Carrier Corp. - Indianapolis | Kenmore | N4A7T36*K*WAA* | N4A7T36*K*WAA* | EVD4X37M21A*+TDR |  | Voluntarily Certified | Single-split-system air condit | False | False | 35000 |  | 14.3 | 14.3 |  |  | False | 30 | 30 | 12 | 11.7 | Coil-Only System | False | Conventional | 05/05/2023 |  | 07/06/2023
Carrier Corp. - Indianapolis | Kenmore | PGD460***K***K1 | PGD460***K***K1 |  |  | Voluntarily Certified | Single-package air conditioner | False | False | 56000 |  | 13.4 | 13.4 |  |  | False | 30 | 30 | 11.05 | 10.6 |  | False | Conventional | 05/05/2023 |  | 07/06/2023
Carrier Corp. - Indianapolis | Day & Night | CVA925GKA3*+TSTAT | CVA925GKA3*+TSTAT | FVM4X48***L |  | Voluntarily Certified | Single-split-system air condit | False | False | 24000 |  | 16.5 | 14.3 |  |  | False | 30 | 30 | 11.7 | 9.8 | Blower Coil System | False | Conventional | 05/05/2023 |  | 07/06/2023
Carrier Corp. - Indianapolis | Kenmore | (C,H,T)VA925GKA3*+TSTAT | (C,H,T)VA925GKA3*+TSTAT | FVM4X48***L |  | Voluntarily Certified | Single-split-system air condit | False | False | 24000 |  | 16.5 | 14.3 |  |  | False | 30 | 30 | 11.7 | 9.8 | Blower Coil System | False | Conventional | 05/05/2023 |  | 07/06/2023
Carrier Corp. - Indianapolis | Day & Night | CVA937GKA2* | CVA937GKA2* | FCM4X60***L+WALLCON |  | Voluntarily Certified | Single-split-system air condit | False | False | 33200 |  | 18.5 | 14.3 |  |  | False | 30 | 30 | 12 | 9.8 | Blower Coil System | True | Conventional | 05/05/2023 |  | 07/06/2023
Carrier Corp. - Indianapolis | Day & Night | PAJ442***K***K* | PAJ442***K***K* |  |  | Voluntarily Certified | Single-package air conditioner | False | False | 40500 |  | 13.4 | 13.4 |  |  | False | 30 | 30 | 10.6 | 10.6 |  | False | Conventional | 05/05/2023 |  | 07/06/2023
Carrier Corp. - Indianapolis | Day & Night | PGD460***K***K1 | PGD460***K***K1 |  |  | Voluntarily Certified | Single-package air conditioner | False | False | 56000 |  | 13.4 | 13.4 |  |  | False | 30 | 30 | 11.05 | 10.6 |  | False | Conventional | 05/05/2023 |  | 07/06/2023
Carrier Corp. - Indianapolis | Day & Night | CVA925GKA2* | CVA925GKA2* | FCM4X48***L+WALLCON |  | Voluntarily Certified | Single-split-system air condit | False | False | 23800 |  | 18.5 | 14.3 |  |  | False | 30 | 30 | 11.7 | 9.8 | Blower Coil System | True | Conventional | 05/05/2023 |  | 07/06/2023
Carrier Corp. - Indianapolis | Day & Night | N4A7T36*K*WAA* | N4A7T36*K*WAA* | EVD4X37M21A*+TDR |  | Voluntarily Certified | Single-split-system air condit | False | False | 35000 |  | 14.3 | 14.3 |  |  | False | 30 | 30 | 12 | 11.7 | Coil-Only System | False | Conventional | 05/05/2023 |  | 07/06/2023
Carrier Corp. - Indianapolis | Airquest | H4A6S30*K*WAA* | H4A6S30*K*WAA* | EVD4X30M17A*+TDR |  | Voluntarily Certified | Single-split-system air condit | False | False | 28800 |  | 14.3 | 14.3 |  |  | False | 30 | 30 | 11.7 | 11.7 | Coil-Only System | False | Conventional | 05/05/2023 |  | 07/06/2023
Carrier Corp. - Indianapolis | Heil | H4A6S30*K*WAA* | H4A6S30*K*WAA* | EVD4X30M17A*+TDR |  | Voluntarily Certified | Single-split-system air condit | False | False | 28800 |  | 14.3 | 14.3 |  |  | False | 30 | 30 | 11.7 | 11.7 | Coil-Only System | False | Conventional | 05/05/2023 |  | 07/06/2023
Carrier Corp. - Indianapolis | Airquest | N4A7T36*K*WAA* | N4A7T36*K*WAA* | EVD4X37M21A*+TDR |  | Voluntarily Certified | Single-split-system air condit | False | False | 35000 |  | 14.3 | 14.3 |  |  | False | 30 | 30 | 12 | 11.7 | Coil-Only System | False | Conventional | 05/05/2023 |  | 07/06/2023
Carrier Corp. - Indianapolis | Airquest | PAJ442***K***K* | PAJ442***K***K* |  |  | Voluntarily Certified | Single-package air conditioner | False | False | 40500 |  | 13.4 | 13.4 |  |  | False | 30 | 30 | 10.6 | 10.6 |  | False | Conventional | 05/05/2023 |  | 07/06/2023
Carrier Corp. - Indianapolis | Airquest | HVA949GKA2* | HVA949GKA2* | FCM4X60***L+WALLCON |  | Voluntarily Certified | Single-split-system air condit | False | False | 44500 |  | 19 | 14.3 |  |  | False | 30 | 30 | 12 | 9.8 | Blower Coil System | True | Conventional | 05/05/2023 |  | 07/06/2023
Carrier Corp. - Indianapolis | Airquest | PGD460***K***K1 | PGD460***K***K1 |  |  | Voluntarily Certified | Single-package air conditioner | False | False | 56000 |  | 13.4 | 13.4 |  |  | False | 30 | 30 | 11.05 | 10.6 |  | False | Conventional | 05/05/2023 |  | 07/06/2023
Carrier Corp. - Indianapolis | Kenmore | N4A5S30*K*WAA* | N4A5S30*K*WAA* | EVD4X30M17A*+TDR |  | Voluntarily Certified | Single-split-system air condit | False | False | 28800 |  | 14.3 | 14.3 |  |  | False | 30 | 30 | 11.7 | 11.7 | Coil-Only System | False | Conventional | 05/05/2023 |  | 07/06/2023
Carrier Corp. - Indianapolis | MSH Legacy | N4A5S30*K*WAA* | N4A5S30*K*WAA* | EVD4X30M17A*+TDR |  | Voluntarily Certified | Single-split-system air condit | False | False | 28800 |  | 14.3 | 14.3 |  |  | False | 30 | 30 | 11.7 | 11.7 | Coil-Only System | False | Conventional | 05/05/2023 |  | 07/06/2023
Carrier Corp. - Indianapolis | Maratherm | N4A5S30*K*WAA* | N4A5S30*K*WAA* | EVD4X30M17A*+TDR |  | Voluntarily Certified | Single-split-system air condit | False | False | 28800 |  | 14.3 | 14.3 |  |  | False | 30 | 30 | 11.7 | 11.7 | Coil-Only System | False | Conventional | 05/05/2023 |  | 07/06/2023
Carrier Corp. - Indianapolis | Heil | N4A5S30*K*WAA* | N4A5S30*K*WAA* | EVD4X30M17A*+TDR |  | Voluntarily Certified | Single-split-system air condit | False | False | 28800 |  | 14.3 | 14.3 |  |  | False | 30 | 30 | 11.7 | 11.7 | Coil-Only System | False | Conventional | 05/05/2023 |  | 07/06/2023
Carrier Corp. - Indianapolis | Airquest | N4A5S30*K*WAA* | N4A5S30*K*WAA* | EVD4X30M17A*+TDR |  | Voluntarily Certified | Single-split-system air condit | False | False | 28800 |  | 14.3 | 14.3 |  |  | False | 30 | 30 | 11.7 | 11.7 | Coil-Only System | False | Conventional | 05/05/2023 |  | 07/06/2023
Carrier Corp. - Indianapolis | Airquest | PAJ448***K***K* | PAJ448***K***K* |  |  | Voluntarily Certified | Single-package air conditioner | False | False | 45500 |  | 13.4 | 13.4 |  |  | False | 30 | 30 | 10.6 | 10.6 |  | False | Conventional | 05/05/2023 |  | 07/06/2023
Carrier Corp. - Indianapolis | Airquest | PGD448***K***K1 | PGD448***K***K1 |  |  | Voluntarily Certified | Single-package air conditioner | False | False | 47000 |  | 13.4 | 13.4 |  |  | False | 30 | 30 | 11.05 | 10.6 |  | False | Conventional | 05/05/2023 |  | 07/06/2023
Carrier Corp. - Indianapolis | Airquest | HVA937GKA2* | HVA937GKA2* | FCM4X60***L+WALLCON |  | Voluntarily Certified | Single-split-system air condit | False | False | 33200 |  | 18.5 | 14.3 |  |  | False | 30 | 30 | 12 | 9.8 | Blower Coil System | True | Conventional | 05/05/2023 |  | 07/06/2023
Carrier Corp. - Indianapolis | Airquest | HVA925GKA2* | HVA925GKA2* | FCM4X48***L+WALLCON |  | Voluntarily Certified | Single-split-system air condit | False | False | 23800 |  | 18.5 | 14.3 |  |  | False | 30 | 30 | 11.7 | 9.8 | Blower Coil System | True | Conventional | 05/05/2023 |  | 07/06/2023
Carrier Corp. - Indianapolis | SMART COMFORT | PAJ448***K***K* | PAJ448***K***K* |  |  | Voluntarily Certified | Single-package air conditioner | False | False | 45500 |  | 13.4 | 13.4 |  |  | False | 30 | 30 | 10.6 | 10.6 |  | False | Conventional | 05/05/2023 |  | 07/06/2023
Carrier Corp. - Indianapolis | Airquest | S4A5S18*K*WAA* | S4A5S18*K*WAA* | EA*4X19L17A*+TDR |  | Voluntarily Certified | Single-split-system air condit | False | False | 18000 |  | 14.3 | 14.3 |  |  | False | 30 | 30 | 12.5 | 11.7 | Coil-Only System | False | Conventional | 05/05/2023 |  | 07/06/2023
Carrier Corp. - Indianapolis | Airquest | H4A6S24*K*WAA* | H4A6S24*K*WAA* | ESD4X24M14A*+TDR |  | Voluntarily Certified | Single-split-system air condit | False | False | 23400 |  | 14.3 | 14.3 |  |  | False | 30 | 30 | 11.7 | 11.7 | Coil-Only System | False | Conventional | 05/05/2023 |  | 07/06/2023
Carrier Corp. - Indianapolis | Airquest | PGR536***K***K1 | PGR536***K***K1 |  |  | Voluntarily Certified | Single-package air conditioner | False | False | 34800 |  | 15.2 | 13.4 |  |  | False | 30 | 30 | 11.5 | 10.6 |  | False | Conventional | 05/05/2023 |  | 07/06/2023
Carrier Corp. - Indianapolis | Heil | H4A6S24*K*WAA* | H4A6S24*K*WAA* | ESD4X24M14A*+TDR |  | Voluntarily Certified | Single-split-system air condit | False | False | 23400 |  | 14.3 | 14.3 |  |  | False | 30 | 30 | 11.7 | 11.7 | Coil-Only System | False | Conventional | 05/05/2023 |  | 07/06/2023
Carrier Corp. - Indianapolis | EcoTemp | W4A7T36*K*WAA* | W4A7T36*K*WAA* | WMVC37421XA*+TDR |  | Voluntarily Certified | Single-split-system air condit | False | False | 35000 |  | 14.3 | 14.3 |  |  | False | 30 | 30 | 12 | 11.7 | Coil-Only System | False | Conventional | 05/05/2023 |  | 07/06/2023
Carrier Corp. - Indianapolis | EcoTemp | W4A5S43*K*WAA* | W4A5S43*K*WAA* | WLA*434CA*+TDR |  | Voluntarily Certified | Single-split-system air condit | False | False | 40000 |  | 14.3 | 14.3 |  |  | False | 30 | 30 | 12.5 | 11.7 | Coil-Only System | False | Conventional | 05/05/2023 |  | 07/06/2023
Carrier Corp. - Indianapolis | Day & Night | PGD448***K***K1 | PGD448***K***K1 |  |  | Voluntarily Certified | Single-package air conditioner | False | False | 47000 |  | 13.4 | 13.4 |  |  | False | 30 | 30 | 11.05 | 10.6 |  | False | Conventional | 05/05/2023 |  | 07/06/2023
Carrier Corp. - Indianapolis | Day & Night | PAJ448***K***K* | PAJ448***K***K* |  |  | Voluntarily Certified | Single-package air conditioner | False | False | 45500 |  | 13.4 | 13.4 |  |  | False | 30 | 30 | 10.6 | 10.6 |  | False | Conventional | 05/05/2023 |  | 07/06/2023
Carrier Corp. - Indianapolis | Tempstar | T4A6S30*K*WAA* | T4A6S30*K*WAA* | EVD4X30M17A*+TDR |  | Voluntarily Certified | Single-split-system air condit | False | False | 28800 |  | 14.3 | 14.3 |  |  | False | 30 | 30 | 11.7 | 11.7 | Coil-Only System | False | Conventional | 05/05/2023 |  | 07/06/2023
Carrier Corp. - Indianapolis | Tempstar | PAJ448***K***K* | PAJ448***K***K* |  |  | Voluntarily Certified | Single-package air conditioner | False | False | 45500 |  | 13.4 | 13.4 |  |  | False | 30 | 30 | 10.6 | 10.6 |  | False | Conventional | 05/05/2023 |  | 07/06/2023
Carrier Corp. - Indianapolis | WEATHERMAKER | PA4ZNK024***3*** | PA4ZNK024***3*** |  |  | Voluntarily Certified | Single-package air conditioner | False | False | 23200 |  | 13.4 | 13.4 |  |  | False | 30 | 30 | 10.6 | 10.6 |  | False | Conventional | 05/05/2023 |  | 07/06/2023
Carrier Corp. - Indianapolis | WEATHERMAKER | PA4ZNK042***3*** | PA4ZNK042***3*** |  |  | Voluntarily Certified | Single-package air conditioner | False | False | 40500 |  | 13.4 | 13.4 |  |  | False | 30 | 30 | 10.6 | 10.6 |  | False | Conventional | 05/05/2023 |  | 07/06/2023
Carrier Corp. - Indianapolis | WEATHERMAKER | PA5SAN443**WA* | PA5SAN443**WA* | CAP**4321AL*+TDR |  | Voluntarily Certified | Single-split-system air condit | False | False | 40000 |  | 14.3 | 14.3 |  |  | False | 30 | 30 | 12.5 | 11.7 | Coil-Only System | False | Conventional | 05/05/2023 |  | 07/06/2023
Carrier Corp. - Indianapolis | ICP Commercial | PGR536***K***K1 | PGR536***K***K1 |  |  | Voluntarily Certified | Single-package air conditioner | False | False | 34800 |  | 15.2 | 13.4 |  |  | False | 30 | 30 | 11.5 | 10.6 |  | False | Conventional | 05/05/2023 |  | 07/06/2023
Carrier Corp. - Indianapolis | Maratherm | PGR536***K***K1 | PGR536***K***K1 |  |  | Voluntarily Certified | Single-package air conditioner | False | False | 34800 |  | 15.2 | 13.4 |  |  | False | 30 | 30 | 11.5 | 10.6 |  | False | Conventional | 05/05/2023 |  | 07/06/2023
Carrier Corp. - Indianapolis | Heil | S4A5S18*K*WAA* | S4A5S18*K*WAA* | EA*4X19L17A*+TDR |  | Voluntarily Certified | Single-split-system air condit | False | False | 18000 |  | 14.3 | 14.3 |  |  | False | 30 | 30 | 12.5 | 11.7 | Coil-Only System | False | Conventional | 05/05/2023 |  | 07/06/2023
Carrier Corp. - Indianapolis | Heil | PGR536***K***K1 | PGR536***K***K1 |  |  | Voluntarily Certified | Single-package air conditioner | False | False | 34800 |  | 15.2 | 13.4 |  |  | False | 30 | 30 | 11.5 | 10.6 |  | False | Conventional | 05/05/2023 |  | 07/06/2023
Carrier Corp. - Indianapolis | Tempstar | PGD448***K***K1 | PGD448***K***K1 |  |  | Voluntarily Certified | Single-package air conditioner | False | False | 47000 |  | 13.4 | 13.4 |  |  | False | 30 | 30 | 11.05 | 10.6 |  | False | Conventional | 05/05/2023 |  | 07/06/2023
Carrier Corp. - Indianapolis | Comfortmaker | PGD448***K***K1 | PGD448***K***K1 |  |  | Voluntarily Certified | Single-package air conditioner | False | False | 47000 |  | 13.4 | 13.4 |  |  | False | 30 | 30 | 11.05 | 10.6 |  | False | Conventional | 05/05/2023 |  | 07/06/2023
Carrier Corp. - Indianapolis | Comfortmaker | PAJ448***K***K* | PAJ448***K***K* |  |  | Voluntarily Certified | Single-package air conditioner | False | False | 45500 |  | 13.4 | 13.4 |  |  | False | 30 | 30 | 10.6 | 10.6 |  | False | Conventional | 05/05/2023 |  | 07/06/2023
Carrier Corp. - Indianapolis | Carrier | CA16NW043*0**B* | CA16NW043*0**B* | CAP**4321AL*+TDR |  | Voluntarily Certified | Single-split-system air condit | False | False | 40000 |  | 14.3 | 14.3 |  |  | False | 30 | 30 | 11.7 | 11.7 | Coil-Only System | False | Conventional | 05/05/2023 |  | 07/06/2023
Carrier Corp. - Indianapolis | Carrier | 24SPA624W**30* | 24SPA624W**30* | CSPVA2414XMC*+TDR |  | Voluntarily Certified | Single-split-system air condit | False | False | 22800 |  | 14.3 | 14.3 |  |  | False | 30 | 30 | 11.7 | 11.7 | Coil-Only System | False | Conventional | 05/05/2023 |  | 07/06/2023
Carrier Corp. - Indianapolis | Carrier | 50VL-K48---30* | 50VL-K48---30* |  |  | Voluntarily Certified | Single-package air conditioner | False | False | 47000 |  | 13.4 | 13.4 |  |  | False | 30 | 30 | 11.05 | 10.6 |  | False | Conventional | 05/05/2023 |  | 07/06/2023
Carrier Corp. - Indianapolis | Carrier | 24VNA925A*031* | 24VNA925A*031* | FE4AN(B,F)005L+UI |  | Voluntarily Certified | Single-split-system air condit | False | False | 23800 |  | 18.5 | 14.3 |  |  | False | 30 | 30 | 11.7 | 9.8 | Blower Coil System | True | Conventional | 05/05/2023 |  | 07/06/2023
Carrier Corp. - Indianapolis | WEATHERMAKER | PA5SAN436**WA* | PA5SAN436**WA* | CVPVA3721XMC*+TDR |  | Voluntarily Certified | Single-split-system air condit | False | False | 34200 |  | 14.3 | 14.3 |  |  | False | 30 | 30 | 11.7 | 11.7 | Coil-Only System | False | Conventional | 05/05/2023 |  | 07/06/2023
Carrier Corp. - Indianapolis | WEATHERMAKER | PA5SAN424**WA* | PA5SAN424**WA* | CSPVA2414XMC*+TDR |  | Voluntarily Certified | Single-split-system air condit | False | False | 22800 |  | 14.3 | 14.3 |  |  | False | 30 | 30 | 11.7 | 11.7 | Coil-Only System | False | Conventional | 05/05/2023 |  | 07/06/2023
Carrier Corp. - Indianapolis | WEATHERMAKER | PA7TAN424**WA* | PA7TAN424**WA* | CVPVA2517XMC*+TDR |  | Voluntarily Certified | Single-split-system air condit | False | False | 23400 |  | 14.3 | 14.3 |  |  | False | 30 | 30 | 11.7 | 11.7 | Coil-Only System | False | Conventional | 05/05/2023 |  | 07/06/2023
Carrier Corp. - Indianapolis | PAYNE HEATING AND COOLING | PA7TAN424**WA* | PA7TAN424**WA* | CVPVA2517XMC*+TDR |  | Voluntarily Certified | Single-split-system air condit | False | False | 23400 |  | 14.3 | 14.3 |  |  | False | 30 | 30 | 11.7 | 11.7 | Coil-Only System | False | Conventional | 05/05/2023 |  | 07/06/2023
Carrier Corp. - Indianapolis | PAYNE HEATING AND COOLING | PA5SAN436**WA* | PA5SAN436**WA* | CVPVA3721XMC*+TDR |  | Voluntarily Certified | Single-split-system air condit | False | False | 34200 |  | 14.3 | 14.3 |  |  | False | 30 | 30 | 11.7 | 11.7 | Coil-Only System | False | Conventional | 05/05/2023 |  | 07/06/2023
Carrier Corp. - Indianapolis | PAYNE HEATING AND COOLING | PA4GNAK60000AA* | PA4GNAK60000AA* |  |  | Voluntarily Certified | Single-package air conditioner | False | False | 56000 |  | 13.4 | 13.4 |  |  | False | 30 | 30 | 11.05 | 10.6 |  | False | Conventional | 05/05/2023 |  | 07/06/2023
Carrier Corp. - Indianapolis | PAYNE HEATING AND COOLING | PA5SAN424**WA* | PA5SAN424**WA* | CSPVA2414XMC*+TDR |  | Voluntarily Certified | Single-split-system air condit | False | False | 22800 |  | 14.3 | 14.3 |  |  | False | 30 | 30 | 11.7 | 11.7 | Coil-Only System | False | Conventional | 05/05/2023 |  | 07/06/2023
Carrier Corp. - Indianapolis | Airquest | HVA925GKA3* | HVA925GKA3* | FCM4X48***L+WALLCON |  | Voluntarily Certified | Single-split-system air condit | False | False | 23800 |  | 18.5 | 14.3 |  |  | False | 30 | 30 | 11.7 | 9.8 | Blower Coil System | True | Conventional | 05/05/2023 |  | 07/06/2023
Carrier Corp. - Indianapolis | Grandaire | W4A7T24*K*WAA* | W4A7T24*K*WAA* | WMVC25417XA*+TDR |  | Voluntarily Certified | Single-split-system air condit | False | False | 23400 |  | 14.3 | 14.3 |  |  | False | 30 | 30 | 11.7 | 11.7 | Coil-Only System | False | Conventional | 05/05/2023 |  | 07/06/2023
Carrier Corp. - Indianapolis | Grandaire | WPA4604000RKK* | WPA4604000RKK* |  |  | Voluntarily Certified | Single-package air conditioner | False | False | 56000 |  | 13.4 | 13.4 |  |  | False | 30 | 30 | 11.05 | 10.6 |  | False | Conventional | 05/05/2023 |  | 07/06/2023
Carrier Corp. - Indianapolis | Grandaire | W4A5S30*K*WAA* | W4A5S30*K*WAA* | WMVC30417XA*+TDR |  | Voluntarily Certified | Single-split-system air condit | False | False | 28800 |  | 14.3 | 14.3 |  |  | False | 30 | 30 | 11.7 | 11.7 | Coil-Only System | False | Conventional | 05/05/2023 |  | 07/06/2023
Carrier Corp. - Indianapolis | Heil | PAJ448***K***K* | PAJ448***K***K* |  |  | Voluntarily Certified | Single-package air conditioner | False | False | 45500 |  | 13.4 | 13.4 |  |  | False | 30 | 30 | 10.6 | 10.6 |  | False | Conventional | 05/05/2023 |  | 07/06/2023
Carrier Corp. - Indianapolis | Heil | PGD448***K***K1 | PGD448***K***K1 |  |  | Voluntarily Certified | Single-package air conditioner | False | False | 47000 |  | 13.4 | 13.4 |  |  | False | 30 | 30 | 11.05 | 10.6 |  | False | Conventional | 05/05/2023 |  | 07/06/2023
Carrier Corp. - Indianapolis | Heil | HVA937GKA2* | HVA937GKA2* | FCM4X60***L+WALLCON |  | Voluntarily Certified | Single-split-system air condit | False | False | 33200 |  | 18.5 | 14.3 |  |  | False | 30 | 30 | 12 | 9.8 | Blower Coil System | True | Conventional | 05/05/2023 |  | 07/06/2023
Carrier Corp. - Indianapolis | Heil | HVA925GKA2* | HVA925GKA2* | FCM4X48***L+WALLCON |  | Voluntarily Certified | Single-split-system air condit | False | False | 23800 |  | 18.5 | 14.3 |  |  | False | 30 | 30 | 11.7 | 9.8 | Blower Coil System | True | Conventional | 05/05/2023 |  | 07/06/2023
Carrier Corp. - Indianapolis | ICP Commercial | PAJ448***K***K* | PAJ448***K***K* |  |  | Voluntarily Certified | Single-package air conditioner | False | False | 45500 |  | 13.4 | 13.4 |  |  | False | 30 | 30 | 10.6 | 10.6 |  | False | Conventional | 05/05/2023 |  | 07/06/2023
Carrier Corp. - Indianapolis | ICP Commercial | PGD448***K***K1 | PGD448***K***K1 |  |  | Voluntarily Certified | Single-package air conditioner | False | False | 47000 |  | 13.4 | 13.4 |  |  | False | 30 | 30 | 11.05 | 10.6 |  | False | Conventional | 05/05/2023 |  | 07/06/2023
Carrier Corp. - Indianapolis | Comfortmaker | CVA936GKA3*+TSTAT | CVA936GKA3*+TSTAT | FVM4X48***L |  | Voluntarily Certified | Single-split-system air condit | False | False | 35200 |  | 15.5 | 14.3 |  |  | False | 30 | 30 | 10 | 9.8 | Blower Coil System | False | Conventional | 05/05/2023 |  | 07/06/2023
Carrier Corp. - Indianapolis | Carrier | GA5SAN430**WA* | GA5SAN430**WA* | CVPVA3017XMC*+TDR |  | Voluntarily Certified | Single-split-system air condit | False | False | 28800 |  | 14.3 | 14.3 |  |  | False | 30 | 30 | 11.7 | 11.7 | Coil-Only System | False | Conventional | 05/05/2023 |  | 07/06/2023
Carrier Corp. - Indianapolis | PAYNE HEATING AND COOLING | PA4ZNK024***3*** | PA4ZNK024***3*** |  |  | Voluntarily Certified | Single-package air conditioner | False | False | 23200 |  | 13.4 | 13.4 |  |  | False | 30 | 30 | 10.6 | 10.6 |  | False | Conventional | 05/05/2023 |  | 07/06/2023
Carrier Corp. - Indianapolis | PAYNE HEATING AND COOLING | PA4GNAK48000AA* | PA4GNAK48000AA* |  |  | Voluntarily Certified | Single-package air conditioner | False | False | 47000 |  | 13.4 | 13.4 |  |  | False | 30 | 30 | 11.05 | 10.6 |  | False | Conventional | 05/05/2023 |  | 07/06/2023
Carrier Corp. - Indianapolis | PAYNE HEATING AND COOLING | PA4ZNK042***3*** | PA4ZNK042***3*** |  |  | Voluntarily Certified | Single-package air conditioner | False | False | 40500 |  | 13.4 | 13.4 |  |  | False | 30 | 30 | 10.6 | 10.6 |  | False | Conventional | 05/05/2023 |  | 07/06/2023
Carrier Corp. - Indianapolis | PAYNE HEATING AND COOLING | PA5SAN443**WA* | PA5SAN443**WA* | CAP**4321AL*+TDR |  | Voluntarily Certified | Single-split-system air condit | False | False | 40000 |  | 14.3 | 14.3 |  |  | False | 30 | 30 | 12.5 | 11.7 | Coil-Only System | False | Conventional | 05/05/2023 |  | 07/06/2023
Carrier Corp. - Indianapolis | Heil | HVA925GKA3* | HVA925GKA3* | FCM4X48***L+WALLCON |  | Voluntarily Certified | Single-split-system air condit | False | False | 23800 |  | 18.5 | 14.3 |  |  | False | 30 | 30 | 11.7 | 9.8 | Blower Coil System | True | Conventional | 05/05/2023 |  | 07/06/2023
Carrier Corp. - Indianapolis | EcoTemp | W4A7T24*K*WAA* | W4A7T24*K*WAA* | WMVC25417XA*+TDR |  | Voluntarily Certified | Single-split-system air condit | False | False | 23400 |  | 14.3 | 14.3 |  |  | False | 30 | 30 | 11.7 | 11.7 | Coil-Only System | False | Conventional | 05/05/2023 |  | 07/06/2023
Carrier Corp. - Indianapolis | EcoTemp | W4A5S30*K*WAA* | W4A5S30*K*WAA* | WMVC30417XA*+TDR |  | Voluntarily Certified | Single-split-system air condit | False | False | 28800 |  | 14.3 | 14.3 |  |  | False | 30 | 30 | 11.7 | 11.7 | Coil-Only System | False | Conventional | 05/05/2023 |  | 07/06/2023
Carrier Corp. - Indianapolis | Airquest | HVA937GKA2*+TSTAT | HVA937GKA2*+TSTAT | FVM4X60***L |  | Voluntarily Certified | Single-split-system air condit | False | False | 33400 |  | 17 | 14.3 |  |  | False | 30 | 30 | 12 | 9.8 | Blower Coil System | False | Conventional | 05/05/2023 |  | 07/06/2023
Carrier Corp. - Indianapolis | Airquest | H4A6S18*K*WAA* | H4A6S18*K*WAA* | ESD4X24M14A*+TDR |  | Voluntarily Certified | Single-split-system air condit | False | False | 17800 |  | 14.3 | 14.3 |  |  | False | 30 | 30 | 11.7 | 11.7 | Coil-Only System | False | Conventional | 05/05/2023 |  | 07/06/2023
Carrier Corp. - Indianapolis | Airquest | PAD424000K***K1 | PAD424000K***K1 |  |  | Voluntarily Certified | Single-package air conditioner | False | False | 22800 |  | 13.4 | 13.4 |  |  | False | 30 | 30 | 11.05 | 10.6 |  | False | Conventional | 05/05/2023 |  | 07/06/2023
Carrier Corp. - Indianapolis | Grandaire | WPA4424000RKK* | WPA4424000RKK* |  |  | Voluntarily Certified | Single-package air conditioner | False | False | 39000 |  | 13.4 | 13.4 |  |  | False | 30 | 30 | 11.05 | 10.6 |  | False | Conventional | 05/05/2023 |  | 07/06/2023
Carrier Corp. - Indianapolis | BROCK | PA7TAN436**WA* | PA7TAN436**WA* | CVPVA3721XMC*+TDR |  | Voluntarily Certified | Single-split-system air condit | False | False | 35000 |  | 14.3 | 14.3 |  |  | False | 30 | 30 | 12 | 11.7 | Coil-Only System | False | Conventional | 05/05/2023 |  | 07/06/2023
Carrier Corp. - Indianapolis | 1HVAC | PAR524000K***K1 | PAR524000K***K1 |  |  | Voluntarily Certified | Single-package air conditioner | False | False | 22200 |  | 15.2 | 13.4 |  |  | False | 30 | 30 | 11.5 | 10.6 |  | False | Conventional | 05/05/2023 |  | 07/06/2023
Carrier Corp. - Indianapolis | 1HVAC | R4A5S18*K*WAA* | R4A5S18*K*WAA* | ESD4X24M14A*+TDR |  | Voluntarily Certified | Single-split-system air condit | False | False | 17900 |  | 14.3 | 14.3 |  |  | False | 30 | 30 | 11.7 | 11.7 | Coil-Only System | False | Conventional | 05/05/2023 |  | 07/06/2023
Carrier Corp. - Indianapolis | PAYNE HEATING AND COOLING | PA7TAN436**WA* | PA7TAN436**WA* | CVPVA3721XMC*+TDR |  | Voluntarily Certified | Single-split-system air condit | False | False | 35000 |  | 14.3 | 14.3 |  |  | False | 30 | 30 | 12 | 11.7 | Coil-Only System | False | Conventional | 05/05/2023 |  | 07/06/2023
Carrier Corp. - Indianapolis | PAYNE HEATING AND COOLING | PA4GNAK24000AA* | PA4GNAK24000AA* |  |  | Voluntarily Certified | Single-package air conditioner | False | False | 22800 |  | 13.4 | 13.4 |  |  | False | 30 | 30 | 11.05 | 10.6 |  | False | Conventional | 05/05/2023 |  | 07/06/2023
Carrier Corp. - Indianapolis | Heil | R4A5S24*K*WAA* | R4A5S24*K*WAA* | ESD4X24M14A*+TDR |  | Voluntarily Certified | Single-split-system air condit | False | False | 22800 |  | 14.3 | 14.3 |  |  | False | 30 | 30 | 11.7 | 11.7 | Coil-Only System | False | Conventional | 05/05/2023 |  | 07/06/2023
Carrier Corp. - Indianapolis | Heil | PAR536000K***K1 | PAR536000K***K1 |  |  | Voluntarily Certified | Single-package air conditioner | False | False | 34800 |  | 15.2 | 13.4 |  |  | False | 30 | 30 | 11.5 | 10.6 |  | False | Conventional | 05/05/2023 |  | 07/06/2023
Carrier Corp. - Indianapolis | Heil | H4A7T24*K*WAA* | H4A7T24*K*WAA* | EVD4X25M17A*+TDR |  | Voluntarily Certified | Single-split-system air condit | False | False | 23400 |  | 14.3 | 14.3 |  |  | False | 30 | 30 | 11.7 | 11.7 | Coil-Only System | False | Conventional | 05/05/2023 |  | 07/06/2023
Carrier Corp. - Indianapolis | Heil | HVA925GKA2*+TSTAT | HVA925GKA2*+TSTAT | FVM4X48***L |  | Voluntarily Certified | Single-split-system air condit | False | False | 24000 |  | 16.5 | 14.3 |  |  | False | 30 | 30 | 11.7 | 9.8 | Blower Coil System | False | Conventional | 05/05/2023 |  | 07/06/2023
Carrier Corp. - Indianapolis | Keeprite | C4A7T36*K*WAA* | C4A7T36*K*WAA* | EVD4X37M21A*+TDR |  | Voluntarily Certified | Single-split-system air condit | False | False | 35000 |  | 14.3 | 14.3 |  |  | False | 30 | 30 | 12 | 11.7 | Coil-Only System | False | Conventional | 05/05/2023 |  | 07/06/2023
Carrier Corp. - Indianapolis | ICP Commercial | PAJ424***K***K* | PAJ424***K***K* |  |  | Voluntarily Certified | Single-package air conditioner | False | False | 23200 |  | 13.4 | 13.4 |  |  | False | 30 | 30 | 10.6 | 10.6 |  | False | Conventional | 05/05/2023 |  | 07/06/2023
Carrier Corp. - Indianapolis | Heil | PAJ424***K***K* | PAJ424***K***K* |  |  | Voluntarily Certified | Single-package air conditioner | False | False | 23200 |  | 13.4 | 13.4 |  |  | False | 30 | 30 | 10.6 | 10.6 |  | False | Conventional | 05/05/2023 |  | 07/06/2023
Carrier Corp. - Indianapolis | Arcoaire | R4A5S30*K*WAA* | R4A5S30*K*WAA* | EVD4X30M17A*+TDR |  | Voluntarily Certified | Single-split-system air condit | False | False | 28800 |  | 14.3 | 14.3 |  |  | False | 30 | 30 | 11.7 | 11.7 | Coil-Only System | False | Conventional | 05/05/2023 |  | 07/06/2023
Carrier Corp. - Indianapolis | Airquest | PAJ424***K***K* | PAJ424***K***K* |  |  | Voluntarily Certified | Single-package air conditioner | False | False | 23200 |  | 13.4 | 13.4 |  |  | False | 30 | 30 | 10.6 | 10.6 |  | False | Conventional | 05/05/2023 |  | 07/06/2023
Carrier Corp. - Indianapolis | Airquest | R4A5S24*K*WAA* | R4A5S24*K*WAA* | ESD4X24M14A*+TDR |  | Voluntarily Certified | Single-split-system air condit | False | False | 22800 |  | 14.3 | 14.3 |  |  | False | 30 | 30 | 11.7 | 11.7 | Coil-Only System | False | Conventional | 05/05/2023 |  | 07/06/2023
Carrier Corp. - Indianapolis | Airquest | PAR536000K***K1 | PAR536000K***K1 |  |  | Voluntarily Certified | Single-package air conditioner | False | False | 34800 |  | 15.2 | 13.4 |  |  | False | 30 | 30 | 11.5 | 10.6 |  | False | Conventional | 05/05/2023 |  | 07/06/2023
Carrier Corp. - Indianapolis | Airquest | H4A7T24*K*WAA* | H4A7T24*K*WAA* | EVD4X25M17A*+TDR |  | Voluntarily Certified | Single-split-system air condit | False | False | 23400 |  | 14.3 | 14.3 |  |  | False | 30 | 30 | 11.7 | 11.7 | Coil-Only System | False | Conventional | 05/05/2023 |  | 07/06/2023
Carrier Corp. - Indianapolis | Airquest | HVA925GKA2*+TSTAT | HVA925GKA2*+TSTAT | FVM4X48***L |  | Voluntarily Certified | Single-split-system air condit | False | False | 24000 |  | 16.5 | 14.3 |  |  | False | 30 | 30 | 11.7 | 9.8 | Blower Coil System | False | Conventional | 05/05/2023 |  | 07/06/2023
Carrier Corp. - Indianapolis | SMART COMFORT | R4A5S24*K*WAA* | R4A5S24*K*WAA* | ESD4X24M14A*+TDR |  | Voluntarily Certified | Single-split-system air condit | False | False | 22800 |  | 14.3 | 14.3 |  |  | False | 30 | 30 | 11.7 | 11.7 | Coil-Only System | False | Conventional | 05/05/2023 |  | 07/06/2023
Carrier Corp. - Indianapolis | SMART COMFORT | PAJ424***K***K* | PAJ424***K***K* |  |  | Voluntarily Certified | Single-package air conditioner | False | False | 23200 |  | 13.4 | 13.4 |  |  | False | 30 | 30 | 10.6 | 10.6 |  | False | Conventional | 05/05/2023 |  | 07/06/2023
Carrier Corp. - Indianapolis | ICP Commercial | PAR536000K***K1 | PAR536000K***K1 |  |  | Voluntarily Certified | Single-package air conditioner | False | False | 34800 |  | 15.2 | 13.4 |  |  | False | 30 | 30 | 11.5 | 10.6 |  | False | Conventional | 05/05/2023 |  | 07/06/2023
Carrier Corp. - Indianapolis | MSH Legacy | R4A5S24*K*WAA* | R4A5S24*K*WAA* | ESD4X24M14A*+TDR |  | Voluntarily Certified | Single-split-system air condit | False | False | 22800 |  | 14.3 | 14.3 |  |  | False | 30 | 30 | 11.7 | 11.7 | Coil-Only System | False | Conventional | 05/05/2023 |  | 07/06/2023
Carrier Corp. - Indianapolis | 1HVAC | H4A6S43*K*WAA* | H4A6S43*K*WAA* | EA*4X43L21A*+TDR |  | Voluntarily Certified | Single-split-system air condit | False | False | 40000 |  | 14.3 | 14.3 |  |  | False | 30 | 30 | 12.5 | 11.7 | Coil-Only System | False | Conventional | 05/05/2023 |  | 07/06/2023
Carrier Corp. - Indianapolis | PAYNE HEATING AND COOLING | PA4GNAK36000AA* | PA4GNAK36000AA* |  |  | Voluntarily Certified | Single-package air conditioner | False | False | 33800 |  | 13.4 | 13.4 |  |  | False | 30 | 30 | 11.05 | 10.6 |  | False | Conventional | 05/05/2023 |  | 07/06/2023
Carrier Corp. - Indianapolis | PAYNE HEATING AND COOLING | PA4GNAK42000AA* | PA4GNAK42000AA* |  |  | Voluntarily Certified | Single-package air conditioner | False | False | 39000 |  | 13.4 | 13.4 |  |  | False | 30 | 30 | 11.05 | 10.6 |  | False | Conventional | 05/05/2023 |  | 07/06/2023
Carrier Corp. - Indianapolis | Grandaire | WPA4244000RKK* | WPA4244000RKK* |  |  | Voluntarily Certified | Single-package air conditioner | False | False | 22800 |  | 13.4 | 13.4 |  |  | False | 30 | 30 | 11.05 | 10.6 |  | False | Conventional | 05/05/2023 |  | 07/06/2023
Carrier Corp. - Indianapolis | Grandaire | WPA4304000RKK* | WPA4304000RKK* |  |  | Voluntarily Certified | Single-package air conditioner | False | False | 28000 |  | 13.4 | 13.4 |  |  | False | 30 | 30 | 11.05 | 10.6 |  | False | Conventional | 05/05/2023 |  | 07/06/2023
Carrier Corp. - Indianapolis | 1HVAC | PAR548000K***K1 | PAR548000K***K1 |  |  | Voluntarily Certified | Single-package air conditioner | False | False | 46500 |  | 16 | 13.4 |  |  | False | 30 | 30 | 11.8 | 10.6 |  | False | Conventional | 05/05/2023 |  | 07/06/2023
Carrier Corp. - Indianapolis | 1HVAC | PAR560000K***K1 | PAR560000K***K1 |  |  | Voluntarily Certified | Single-package air conditioner | False | False | 56000 |  | 15.2 | 13.4 |  |  | False | 30 | 30 | 11.5 | 10.6 |  | False | Conventional | 05/05/2023 |  | 07/06/2023
Carrier Corp. - Indianapolis | 1HVAC | HVA925GKA3*+TSTAT | HVA925GKA3*+TSTAT | FVM4X48***L |  | Voluntarily Certified | Single-split-system air condit | False | False | 24000 |  | 16.5 | 14.3 |  |  | False | 30 | 30 | 11.7 | 9.8 | Blower Coil System | False | Conventional | 05/05/2023 |  | 07/06/2023
Carrier Corp. - Indianapolis | 1HVAC | PGD436***K***K1 | PGD436***K***K1 |  |  | Voluntarily Certified | Single-package air conditioner | False | False | 33800 |  | 13.4 | 13.4 |  |  | False | 30 | 30 | 11.05 | 10.6 |  | False | Conventional | 05/05/2023 |  | 07/06/2023
Carrier Corp. - Indianapolis | 1HVAC | R4A5S36*K*WAA* | R4A5S36*K*WAA* | EVD4X37M21A*+TDR |  | Voluntarily Certified | Single-split-system air condit | False | False | 34200 |  | 14.3 | 14.3 |  |  | False | 30 | 30 | 11.7 | 11.7 | Coil-Only System | False | Conventional | 05/05/2023 |  | 07/06/2023
Carrier Corp. - Indianapolis | Carrier | 50ZPK036***3*** | 50ZPK036***3*** |  |  | Voluntarily Certified | Single-package air conditioner | False | False | 33600 |  | 13.4 | 13.4 |  |  | False | 30 | 30 | 10.6 | 10.6 |  | False | Conventional | 05/05/2023 |  | 07/06/2023
Carrier Corp. - Indianapolis | Carrier | GA7TAN424**WA* | GA7TAN424**WA* | CVPVA2517XMC*+TDR |  | Voluntarily Certified | Single-split-system air condit | False | False | 23400 |  | 14.3 | 14.3 |  |  | False | 30 | 30 | 11.7 | 11.7 | Coil-Only System | False | Conventional | 05/05/2023 |  | 07/06/2023
Carrier Corp. - Indianapolis | Carrier | 34SCA518W**30* | 34SCA518W**30* | CAP**1917AL*+TDR |  | Voluntarily Certified | Single-split-system air condit | False | False | 18000 |  | 14.3 | 14.3 |  |  | False | 30 | 30 | 12.5 | 11.7 | Coil-Only System | False | Conventional | 05/05/2023 |  | 07/06/2023
Carrier Corp. - Indianapolis | Carrier | 34SCA536W**30* | 34SCA536W**30* | CAP**3721AL*+TDR |  | Voluntarily Certified | Single-split-system air condit | False | False | 35600 |  | 14.5 | 14.3 |  |  | False | 30 | 30 | 12.5 | 11.7 | Coil-Only System | False | Conventional | 05/05/2023 |  | 07/06/2023
Carrier Corp. - Indianapolis | Carrier | 24VNA925A*032*+TSTAT | 24VNA925A*032*+TSTAT | FV4CN(B,F)005L |  | Voluntarily Certified | Single-split-system air condit | False | False | 24000 |  | 16.5 | 14.3 |  |  | False | 30 | 30 | 11.7 | 9.8 | Blower Coil System | False | Conventional | 05/05/2023 |  | 07/06/2023
Carrier Corp. - Indianapolis | Carrier | 50VL-K42---30* | 50VL-K42---30* |  |  | Voluntarily Certified | Single-package air conditioner | False | False | 39000 |  | 13.4 | 13.4 |  |  | False | 30 | 30 | 11.05 | 10.6 |  | False | Conventional | 05/05/2023 |  | 07/06/2023
Carrier Corp. - Indianapolis | Carrier | 24VNA937A*031* | 24VNA937A*031* | FE4ANB006L+UI |  | Voluntarily Certified | Single-split-system air condit | False | False | 33200 |  | 18.5 | 14.3 |  |  | False | 30 | 30 | 12 | 9.8 | Blower Coil System | True | Conventional | 05/05/2023 |  | 07/06/2023
Carrier Corp. - Indianapolis | Arcoaire | N4A7T24*K*WAA* | N4A7T24*K*WAA* | EVD4X25M17A*+TDR |  | Voluntarily Certified | Single-split-system air condit | False | False | 23400 |  | 14.3 | 14.3 |  |  | False | 30 | 30 | 11.7 | 11.7 | Coil-Only System | False | Conventional | 05/05/2023 |  | 07/06/2023
Carrier Corp. - Indianapolis | Arcoaire | PAR524000K***K1 | PAR524000K***K1 |  |  | Voluntarily Certified | Single-package air conditioner | False | False | 22200 |  | 15.2 | 13.4 |  |  | False | 30 | 30 | 11.5 | 10.6 |  | False | Conventional | 05/05/2023 |  | 07/06/2023
Carrier Corp. - Indianapolis | Arcoaire | S4A5S30*K*WAA* | S4A5S30*K*WAA* | EA*4X37L21A*+TDR |  | Voluntarily Certified | Single-split-system air condit | False | False | 28400 |  | 14.3 | 14.3 |  |  | False | 30 | 30 | 12 | 11.7 | Coil-Only System | False | Conventional | 05/05/2023 |  | 07/06/2023
Carrier Corp. - Indianapolis | Arcoaire | R4A5S18*K*WAA* | R4A5S18*K*WAA* | ESD4X24M14A*+TDR |  | Voluntarily Certified | Single-split-system air condit | False | False | 17900 |  | 14.3 | 14.3 |  |  | False | 30 | 30 | 11.7 | 11.7 | Coil-Only System | False | Conventional | 05/05/2023 |  | 07/06/2023
Carrier Corp. - Indianapolis | Arcoaire | HVA936GKA3* | HVA936GKA3* | FCM4X48***L+WALLCON |  | Voluntarily Certified | Single-split-system air condit | False | False | 35200 |  | 17.5 | 14.3 |  |  | False | 30 | 30 | 10 | 9.8 | Blower Coil System | True | Conventional | 05/05/2023 |  | 07/06/2023
Carrier Corp. - Indianapolis | Heil | HVA937GKA2*+TSTAT | HVA937GKA2*+TSTAT | FVM4X60***L |  | Voluntarily Certified | Single-split-system air condit | False | False | 33400 |  | 17 | 14.3 |  |  | False | 30 | 30 | 12 | 9.8 | Blower Coil System | False | Conventional | 05/05/2023 |  | 07/06/2023
Carrier Corp. - Indianapolis | Heil | PAD424000K***K1 | PAD424000K***K1 |  |  | Voluntarily Certified | Single-package air conditioner | False | False | 22800 |  | 13.4 | 13.4 |  |  | False | 30 | 30 | 11.05 | 10.6 |  | False | Conventional | 05/05/2023 |  | 07/06/2023
Carrier Corp. - Indianapolis | ICP Commercial | PAD424000K***K1 | PAD424000K***K1 |  |  | Voluntarily Certified | Single-package air conditioner | False | False | 22800 |  | 13.4 | 13.4 |  |  | False | 30 | 30 | 11.05 | 10.6 |  | False | Conventional | 05/05/2023 |  | 07/06/2023
Carrier Corp. - Indianapolis | Arcoaire | PAD460000K***K1 | PAD460000K***K1 |  |  | Voluntarily Certified | Single-package air conditioner | False | False | 56000 |  | 13.4 | 13.4 |  |  | False | 30 | 30 | 11.05 | 10.6 |  | False | Conventional | 05/05/2023 |  | 07/06/2023
Carrier Corp. - Indianapolis | Arcoaire | PAR548000K***K1 | PAR548000K***K1 |  |  | Voluntarily Certified | Single-package air conditioner | False | False | 46500 |  | 16 | 13.4 |  |  | False | 30 | 30 | 11.8 | 10.6 |  | False | Conventional | 05/05/2023 |  | 07/06/2023
Carrier Corp. - Indianapolis | Arcoaire | PAR560000K***K1 | PAR560000K***K1 |  |  | Voluntarily Certified | Single-package air conditioner | False | False | 56000 |  | 15.2 | 13.4 |  |  | False | 30 | 30 | 11.5 | 10.6 |  | False | Conventional | 05/05/2023 |  | 07/06/2023
Carrier Corp. - Indianapolis | Arcoaire | H4A6S43*K*WAA* | H4A6S43*K*WAA* | EA*4X43L21A*+TDR |  | Voluntarily Certified | Single-split-system air condit | False | False | 40000 |  | 14.3 | 14.3 |  |  | False | 30 | 30 | 12.5 | 11.7 | Coil-Only System | False | Conventional | 05/05/2023 |  | 07/06/2023
Carrier Corp. - Indianapolis | Heil | H4A6S18*K*WAA* | H4A6S18*K*WAA* | ESD4X24M14A*+TDR |  | Voluntarily Certified | Single-split-system air condit | False | False | 17800 |  | 14.3 | 14.3 |  |  | False | 30 | 30 | 11.7 | 11.7 | Coil-Only System | False | Conventional | 05/05/2023 |  | 07/06/2023
Carrier Corp. - Indianapolis | Arcoaire | HVA925GKA3*+TSTAT | HVA925GKA3*+TSTAT | FVM4X48***L |  | Voluntarily Certified | Single-split-system air condit | False | False | 24000 |  | 16.5 | 14.3 |  |  | False | 30 | 30 | 11.7 | 9.8 | Blower Coil System | False | Conventional | 05/05/2023 |  | 07/06/2023
Carrier Corp. - Indianapolis | Arcoaire | PAJ460***K***K* | PAJ460***K***K* |  |  | Voluntarily Certified | Single-package air conditioner | False | False | 53500 |  | 13.4 | 13.4 |  |  | False | 30 | 30 | 10.6 | 10.6 |  | False | Conventional | 05/05/2023 |  | 07/06/2023
Carrier Corp. - Indianapolis | Arcoaire | PAJ436***K***K* | PAJ436***K***K* |  |  | Voluntarily Certified | Single-package air conditioner | False | False | 33600 |  | 13.4 | 13.4 |  |  | False | 30 | 30 | 10.6 | 10.6 |  | False | Conventional | 05/05/2023 |  | 07/06/2023
Carrier Corp. - Indianapolis | Arcoaire | N4A5S18*K*WAA* | N4A5S18*K*WAA* | ESD4X24M14A*+TDR |  | Voluntarily Certified | Single-split-system air condit | False | False | 17900 |  | 14.3 | 14.3 |  |  | False | 30 | 30 | 11.7 | 11.7 | Coil-Only System | False | Conventional | 05/05/2023 |  | 07/06/2023
Carrier Corp. - Indianapolis | Arcoaire | PGD442***K***K1 | PGD442***K***K1 |  |  | Voluntarily Certified | Single-package air conditioner | False | False | 39000 |  | 13.4 | 13.4 |  |  | False | 30 | 30 | 11.05 | 10.6 |  | False | Conventional | 05/05/2023 |  | 07/06/2023
Carrier Corp. - Indianapolis | Arcoaire | R4A5S43*K*WAA* | R4A5S43*K*WAA* | EA*4X43L21A*+TDR |  | Voluntarily Certified | Single-split-system air condit | False | False | 40000 |  | 14.3 | 14.3 |  |  | False | 30 | 30 | 12.5 | 11.7 | Coil-Only System | False | Conventional | 05/05/2023 |  | 07/06/2023
Carrier Corp. - Indianapolis | Comfortmaker | C4A6S43*K*WAA* | C4A6S43*K*WAA* | EA*4X43L21A*+TDR |  | Voluntarily Certified | Single-split-system air condit | False | False | 40000 |  | 14.3 | 14.3 |  |  | False | 30 | 30 | 12.5 | 11.7 | Coil-Only System | False | Conventional | 05/05/2023 |  | 07/06/2023
Carrier Corp. - Indianapolis | Carrier | 48VL*K24***30* | 48VL*K24***30* |  |  | Voluntarily Certified | Single-package air conditioner | False | False | 22800 |  | 13.4 | 13.4 |  |  | False | 30 | 30 | 11.05 | 10.6 |  | False | Conventional | 05/05/2023 |  | 07/06/2023
Carrier Corp. - Indianapolis | Carrier | 48VL*K30***30* | 48VL*K30***30* |  |  | Voluntarily Certified | Single-package air conditioner | False | False | 28000 |  | 13.4 | 13.4 |  |  | False | 30 | 30 | 11.05 | 10.6 |  | False | Conventional | 05/05/2023 |  | 07/06/2023
Carrier Corp. - Indianapolis | Carrier | 50VG-K24---30* | 50VG-K24---30* |  |  | Voluntarily Certified | Single-package air conditioner | False | False | 22200 |  | 15.2 | 13.4 |  |  | False | 30 | 30 | 11.5 | 10.6 |  | False | Conventional | 05/05/2023 |  | 07/06/2023
Carrier Corp. - Indianapolis | Carrier | 24VNA924B*030*+TSTAT | 24VNA924B*030*+TSTAT | FV4CNF002L |  | Voluntarily Certified | Single-split-system air condit | False | False | 24200 |  | 15.5 | 14.3 |  |  | False | 30 | 30 | 10 | 9.8 | Blower Coil System | False | Conventional | 05/05/2023 |  | 07/06/2023
Carrier Corp. - Indianapolis | Arcoaire | PGR536***K***K1 | PGR536***K***K1 |  |  | Voluntarily Certified | Single-package air conditioner | False | False | 34800 |  | 15.2 | 13.4 |  |  | False | 30 | 30 | 11.5 | 10.6 |  | False | Conventional | 05/05/2023 |  | 07/06/2023
Carrier Corp. - Indianapolis | Arcoaire | H4A6S24*K*WAA* | H4A6S24*K*WAA* | ESD4X24M14A*+TDR |  | Voluntarily Certified | Single-split-system air condit | False | False | 23400 |  | 14.3 | 14.3 |  |  | False | 30 | 30 | 11.7 | 11.7 | Coil-Only System | False | Conventional | 05/05/2023 |  | 07/06/2023
Carrier Corp. - Indianapolis | Tempstar | S4A5S18*K*WAA* | S4A5S18*K*WAA* | EA*4X19L17A*+TDR |  | Voluntarily Certified | Single-split-system air condit | False | False | 18000 |  | 14.3 | 14.3 |  |  | False | 30 | 30 | 12.5 | 11.7 | Coil-Only System | False | Conventional | 05/05/2023 |  | 07/06/2023
Carrier Corp. - Indianapolis | Tempstar | PGR536***K***K1 | PGR536***K***K1 |  |  | Voluntarily Certified | Single-package air conditioner | False | False | 34800 |  | 15.2 | 13.4 |  |  | False | 30 | 30 | 11.5 | 10.6 |  | False | Conventional | 05/05/2023 |  | 07/06/2023
Carrier Corp. - Indianapolis | Day & Night | CVA936GKA3* | CVA936GKA3* | FCM4X48***L+WALLCON |  | Voluntarily Certified | Single-split-system air condit | False | False | 35200 |  | 17.5 | 14.3 |  |  | False | 30 | 30 | 10 | 9.8 | Blower Coil System | True | Conventional | 05/05/2023 |  | 07/06/2023
Carrier Corp. - Indianapolis | Day & Night | PGR536***K***K1 | PGR536***K***K1 |  |  | Voluntarily Certified | Single-package air conditioner | False | False | 34800 |  | 15.2 | 13.4 |  |  | False | 30 | 30 | 11.5 | 10.6 |  | False | Conventional | 05/05/2023 |  | 07/06/2023
Carrier Corp. - Indianapolis | Day & Night | CVA925GKA2*+TSTAT | CVA925GKA2*+TSTAT | FVM4X48***L |  | Voluntarily Certified | Single-split-system air condit | False | False | 24000 |  | 16.5 | 14.3 |  |  | False | 30 | 30 | 11.7 | 9.8 | Blower Coil System | False | Conventional | 05/05/2023 |  | 07/06/2023
Carrier Corp. - Indianapolis | Day & Night | S4A5S18*K*WAA* | S4A5S18*K*WAA* | EA*4X19L17A*+TDR |  | Voluntarily Certified | Single-split-system air condit | False | False | 18000 |  | 14.3 | 14.3 |  |  | False | 30 | 30 | 12.5 | 11.7 | Coil-Only System | False | Conventional | 05/05/2023 |  | 07/06/2023
Carrier Corp. - Indianapolis | Comfortmaker | S4A5S18*K*WAA* | S4A5S18*K*WAA* | EA*4X19L17A*+TDR |  | Voluntarily Certified | Single-split-system air condit | False | False | 18000 |  | 14.3 | 14.3 |  |  | False | 30 | 30 | 12.5 | 11.7 | Coil-Only System | False | Conventional | 05/05/2023 |  | 07/06/2023
Carrier Corp. - Indianapolis | Comfortmaker | CVA936GKA3* | CVA936GKA3* | FCM4X48***L+WALLCON |  | Voluntarily Certified | Single-split-system air condit | False | False | 35200 |  | 17.5 | 14.3 |  |  | False | 30 | 30 | 10 | 9.8 | Blower Coil System | True | Conventional | 05/05/2023 |  | 07/06/2023
Carrier Corp. - Indianapolis | Comfortmaker | PGR536***K***K1 | PGR536***K***K1 |  |  | Voluntarily Certified | Single-package air conditioner | False | False | 34800 |  | 15.2 | 13.4 |  |  | False | 30 | 30 | 11.5 | 10.6 |  | False | Conventional | 05/05/2023 |  | 07/06/2023
Carrier Corp. - Indianapolis | Comfortmaker | CVA925GKA2*+TSTAT | CVA925GKA2*+TSTAT | FVM4X48***L |  | Voluntarily Certified | Single-split-system air condit | False | False | 24000 |  | 16.5 | 14.3 |  |  | False | 30 | 30 | 11.7 | 9.8 | Blower Coil System | False | Conventional | 05/05/2023 |  | 07/06/2023
Carrier Corp. - Indianapolis | Grandaire | W4A7T36*K*WAA* | W4A7T36*K*WAA* | WMVC37421XA*+TDR |  | Voluntarily Certified | Single-split-system air condit | False | False | 35000 |  | 14.3 | 14.3 |  |  | False | 30 | 30 | 12 | 11.7 | Coil-Only System | False | Conventional | 05/05/2023 |  | 07/06/2023
Carrier Corp. - Indianapolis | Grandaire | WPA4364000RKK* | WPA4364000RKK* |  |  | Voluntarily Certified | Single-package air conditioner | False | False | 33800 |  | 13.4 | 13.4 |  |  | False | 30 | 30 | 11.05 | 10.6 |  | False | Conventional | 05/05/2023 |  | 07/06/2023
Carrier Corp. - Indianapolis | Grandaire | WPA4484000RKK* | WPA4484000RKK* |  |  | Voluntarily Certified | Single-package air conditioner | False | False | 47000 |  | 13.4 | 13.4 |  |  | False | 30 | 30 | 11.05 | 10.6 |  | False | Conventional | 05/05/2023 |  | 07/06/2023
Carrier Corp. - Indianapolis | Grandaire | W4A5S43*K*WAA* | W4A5S43*K*WAA* | WLA*434CA*+TDR |  | Voluntarily Certified | Single-split-system air condit | False | False | 40000 |  | 14.3 | 14.3 |  |  | False | 30 | 30 | 12.5 | 11.7 | Coil-Only System | False | Conventional | 05/05/2023 |  | 07/06/2023
Carrier Corp. - Indianapolis | Airquest | N4A5S24*K*WAA* | N4A5S24*K*WAA* | ESD4X24M14A*+TDR |  | Voluntarily Certified | Single-split-system air condit | False | False | 22800 |  | 14.3 | 14.3 |  |  | False | 30 | 30 | 11.7 | 11.7 | Coil-Only System | False | Conventional | 05/05/2023 |  | 07/06/2023
Carrier Corp. - Indianapolis | Heil | HVA936GKA2* | HVA936GKA2* | FCM4X48***L+WALLCON |  | Voluntarily Certified | Single-split-system air condit | False | False | 35200 |  | 17.5 | 14.3 |  |  | False | 30 | 30 | 10 | 9.8 | Blower Coil System | True | Conventional | 05/05/2023 |  | 07/06/2023
Carrier Corp. - Indianapolis | Heil | PAD448000K***K1 | PAD448000K***K1 |  |  | Voluntarily Certified | Single-package air conditioner | False | False | 47000 |  | 13.4 | 13.4 |  |  | False | 30 | 30 | 11.05 | 10.6 |  | False | Conventional | 05/05/2023 |  | 07/06/2023
Carrier Corp. - Indianapolis | Airquest | N4A5S36*K*WAA* | N4A5S36*K*WAA* | EVD4X37M21A*+TDR |  | Voluntarily Certified | Single-split-system air condit | False | False | 34200 |  | 14.3 | 14.3 |  |  | False | 30 | 30 | 11.7 | 11.7 | Coil-Only System | False | Conventional | 05/05/2023 |  | 07/06/2023
Carrier Corp. - Indianapolis | Airquest | HVA936GKA2* | HVA936GKA2* | FCM4X48***L+WALLCON |  | Voluntarily Certified | Single-split-system air condit | False | False | 35200 |  | 17.5 | 14.3 |  |  | False | 30 | 30 | 10 | 9.8 | Blower Coil System | True | Conventional | 05/05/2023 |  | 07/06/2023
Carrier Corp. - Indianapolis | Airquest | PAD448000K***K1 | PAD448000K***K1 |  |  | Voluntarily Certified | Single-package air conditioner | False | False | 47000 |  | 13.4 | 13.4 |  |  | False | 30 | 30 | 11.05 | 10.6 |  | False | Conventional | 05/05/2023 |  | 07/06/2023
Carrier Corp. - Indianapolis | WEATHERMAKER | PA4ZNK060***3*** | PA4ZNK060***3*** |  |  | Voluntarily Certified | Single-package air conditioner | False | False | 53500 |  | 13.4 | 13.4 |  |  | False | 30 | 30 | 10.6 | 10.6 |  | False | Conventional | 05/05/2023 |  | 07/06/2023
Carrier Corp. - Indianapolis | Comfortmaker | N4A5S24*K*WAA* | N4A5S24*K*WAA* | ESD4X24M14A*+TDR |  | Voluntarily Certified | Single-split-system air condit | False | False | 22800 |  | 14.3 | 14.3 |  |  | False | 30 | 30 | 11.7 | 11.7 | Coil-Only System | False | Conventional | 05/05/2023 |  | 07/06/2023
Carrier Corp. - Indianapolis | Comfortmaker | CVA925GKA3* | CVA925GKA3* | FCM4X48***L+WALLCON |  | Voluntarily Certified | Single-split-system air condit | False | False | 23800 |  | 18.5 | 14.3 |  |  | False | 30 | 30 | 11.7 | 9.8 | Blower Coil System | True | Conventional | 05/05/2023 |  | 07/06/2023
Carrier Corp. - Indianapolis | Comfortmaker | CVA937GKA2*+TSTAT | CVA937GKA2*+TSTAT | FVM4X60***L |  | Voluntarily Certified | Single-split-system air condit | False | False | 33400 |  | 17 | 14.3 |  |  | False | 30 | 30 | 12 | 9.8 | Blower Coil System | False | Conventional | 05/05/2023 |  | 07/06/2023
Carrier Corp. - Indianapolis | Comfortmaker | PAD448000K***K1 | PAD448000K***K1 |  |  | Voluntarily Certified | Single-package air conditioner | False | False | 47000 |  | 13.4 | 13.4 |  |  | False | 30 | 30 | 11.05 | 10.6 |  | False | Conventional | 05/05/2023 |  | 07/06/2023
Carrier Corp. - Indianapolis | Comfortmaker | C4A6S24*K*WAA* | C4A6S24*K*WAA* | ESD4X24M14A*+TDR |  | Voluntarily Certified | Single-split-system air condit | False | False | 23400 |  | 14.3 | 14.3 |  |  | False | 30 | 30 | 11.7 | 11.7 | Coil-Only System | False | Conventional | 05/05/2023 |  | 07/06/2023
Carrier Corp. - Indianapolis | Comfortmaker | N4A5S36*K*WAA* | N4A5S36*K*WAA* | EVD4X37M21A*+TDR |  | Voluntarily Certified | Single-split-system air condit | False | False | 34200 |  | 14.3 | 14.3 |  |  | False | 30 | 30 | 11.7 | 11.7 | Coil-Only System | False | Conventional | 05/05/2023 |  | 07/06/2023
Carrier Corp. - Indianapolis | Arcoaire | HVA936GKA2* | HVA936GKA2* | FCM4X48***L+WALLCON |  | Voluntarily Certified | Single-split-system air condit | False | False | 35200 |  | 17.5 | 14.3 |  |  | False | 30 | 30 | 10 | 9.8 | Blower Coil System | True | Conventional | 05/05/2023 |  | 07/06/2023
Carrier Corp. - Indianapolis | Arcoaire | PAD448000K***K1 | PAD448000K***K1 |  |  | Voluntarily Certified | Single-package air conditioner | False | False | 47000 |  | 13.4 | 13.4 |  |  | False | 30 | 30 | 11.05 | 10.6 |  | False | Conventional | 05/05/2023 |  | 07/06/2023
Carrier Corp. - Indianapolis | Keeprite | C4A6S24*K*WAA* | C4A6S24*K*WAA* | ESD4X24M14A*+TDR |  | Voluntarily Certified | Single-split-system air condit | False | False | 23400 |  | 14.3 | 14.3 |  |  | False | 30 | 30 | 11.7 | 11.7 | Coil-Only System | False | Conventional | 05/05/2023 |  | 07/06/2023
Carrier Corp. - Indianapolis | Keeprite | PAD448000K***K1 | PAD448000K***K1 |  |  | Voluntarily Certified | Single-package air conditioner | False | False | 47000 |  | 13.4 | 13.4 |  |  | False | 30 | 30 | 11.05 | 10.6 |  | False | Conventional | 05/05/2023 |  | 07/06/2023
Carrier Corp. - Indianapolis | Keeprite | N4A5S24*K*WAA* | N4A5S24*K*WAA* | ESD4X24M14A*+TDR |  | Voluntarily Certified | Single-split-system air condit | False | False | 22800 |  | 14.3 | 14.3 |  |  | False | 30 | 30 | 11.7 | 11.7 | Coil-Only System | False | Conventional | 05/05/2023 |  | 07/06/2023
Carrier Corp. - Indianapolis | Keeprite | CVA925GKA3* | CVA925GKA3* | FCM4X48***L+WALLCON |  | Voluntarily Certified | Single-split-system air condit | False | False | 23800 |  | 18.5 | 14.3 |  |  | False | 30 | 30 | 11.7 | 9.8 | Blower Coil System | True | Conventional | 05/05/2023 |  | 07/06/2023
Carrier Corp. - Indianapolis | Keeprite | N4A5S36*K*WAA* | N4A5S36*K*WAA* | EVD4X37M21A*+TDR |  | Voluntarily Certified | Single-split-system air condit | False | False | 34200 |  | 14.3 | 14.3 |  |  | False | 30 | 30 | 11.7 | 11.7 | Coil-Only System | False | Conventional | 05/05/2023 |  | 07/06/2023
Carrier Corp. - Indianapolis | Arcoaire | N4A5S36*K*WAA* | N4A5S36*K*WAA* | EVD4X37M21A*+TDR |  | Voluntarily Certified | Single-split-system air condit | False | False | 34200 |  | 14.3 | 14.3 |  |  | False | 30 | 30 | 11.7 | 11.7 | Coil-Only System | False | Conventional | 05/05/2023 |  | 07/06/2023
Carrier Corp. - Indianapolis | BRYANT HEATING AND COOLING SYSTEMS | 189BNV025*0**C* | 189BNV025*0**C* | FE4AN(B,F)005L+UI |  | Voluntarily Certified | Single-split-system air condit | False | False | 23800 |  | 18.5 | 14.3 |  |  | False | 30 | 30 | 11.7 | 9.8 | Blower Coil System | True | Conventional | 05/05/2023 |  | 07/06/2023
Carrier Corp. - Indianapolis | BRYANT HEATING AND COOLING SYSTEMS | 315SAN018**WA* | 315SAN018**WA* | CAP**1917AL*+TDR |  | Voluntarily Certified | Single-split-system air condit | False | False | 18000 |  | 14.3 | 14.3 |  |  | False | 30 | 30 | 12.5 | 11.7 | Coil-Only System | False | Conventional | 05/05/2023 |  | 07/06/2023
Carrier Corp. - Indianapolis | BRYANT HEATING AND COOLING SYSTEMS | 315SAN036**WA* | 315SAN036**WA* | CAP**3721AL*+TDR |  | Voluntarily Certified | Single-split-system air condit | False | False | 35600 |  | 14.5 | 14.3 |  |  | False | 30 | 30 | 12.5 | 11.7 | Coil-Only System | False | Conventional | 05/05/2023 |  | 07/06/2023
Carrier Corp. - Indianapolis | BRYANT HEATING AND COOLING SYSTEMS | PA4ZNK060***3*** | PA4ZNK060***3*** |  |  | Voluntarily Certified | Single-package air conditioner | False | False | 53500 |  | 13.4 | 13.4 |  |  | False | 30 | 30 | 10.6 | 10.6 |  | False | Conventional | 05/05/2023 |  | 07/06/2023
Carrier Corp. - Indianapolis | BRYANT HEATING AND COOLING SYSTEMS | 577CNWK42****A* | 577CNWK42****A* |  |  | Voluntarily Certified | Single-package air conditioner | False | False | 39000 |  | 13.4 | 13.4 |  |  | False | 30 | 30 | 11.05 | 10.6 |  | False | Conventional | 05/05/2023 |  | 07/06/2023
Carrier Corp. - Indianapolis | EcoTemp | W4A5S36*K*WAA* | W4A5S36*K*WAA* | WMVC37421XA*+TDR |  | Voluntarily Certified | Single-split-system air condit | False | False | 34200 |  | 14.3 | 14.3 |  |  | False | 30 | 30 | 11.7 | 11.7 | Coil-Only System | False | Conventional | 05/05/2023 |  | 07/06/2023
Carrier Corp. - Indianapolis | Carrier | 50ZPK042***3*** | 50ZPK042***3*** |  |  | Voluntarily Certified | Single-package air conditioner | False | False | 40500 |  | 13.4 | 13.4 |  |  | False | 30 | 30 | 10.6 | 10.6 |  | False | Conventional | 05/05/2023 |  | 07/06/2023
Carrier Corp. - Indianapolis | Carrier | 50VG-K36---30* | 50VG-K36---30* |  |  | Voluntarily Certified | Single-package air conditioner | False | False | 34800 |  | 15.2 | 13.4 |  |  | False | 30 | 30 | 11.5 | 10.6 |  | False | Conventional | 05/05/2023 |  | 07/06/2023
Carrier Corp. - Indianapolis | Carrier | 24VNA936A*031* | 24VNA936A*031* | FE4AN(B,F)005L+UI |  | Voluntarily Certified | Single-split-system air condit | False | False | 35200 |  | 17.5 | 14.3 |  |  | False | 30 | 30 | 10 | 9.8 | Blower Coil System | True | Conventional | 05/05/2023 |  | 07/06/2023
Carrier Corp. - Indianapolis | Keeprite | CVA937GKA2*+TSTAT | CVA937GKA2*+TSTAT | FVM4X60***L |  | Voluntarily Certified | Single-split-system air condit | False | False | 33400 |  | 17 | 14.3 |  |  | False | 30 | 30 | 12 | 9.8 | Blower Coil System | False | Conventional | 05/05/2023 |  | 07/06/2023
Carrier Corp. - Indianapolis | PAYNE HEATING AND COOLING | PA4ZNK060***3*** | PA4ZNK060***3*** |  |  | Voluntarily Certified | Single-package air conditioner | False | False | 53500 |  | 13.4 | 13.4 |  |  | False | 30 | 30 | 10.6 | 10.6 |  | False | Conventional | 05/05/2023 |  | 07/06/2023
Carrier Corp. - Indianapolis | Heil | N4A7T24*K*WAA* | N4A7T24*K*WAA* | EVD4X25M17A*+TDR |  | Voluntarily Certified | Single-split-system air condit | False | False | 23400 |  | 14.3 | 14.3 |  |  | False | 30 | 30 | 11.7 | 11.7 | Coil-Only System | False | Conventional | 05/05/2023 |  | 07/06/2023
Carrier Corp. - Indianapolis | Heil | S4A5S30*K*WAA* | S4A5S30*K*WAA* | EA*4X37L21A*+TDR |  | Voluntarily Certified | Single-split-system air condit | False | False | 28400 |  | 14.3 | 14.3 |  |  | False | 30 | 30 | 12 | 11.7 | Coil-Only System | False | Conventional | 05/05/2023 |  | 07/06/2023
Carrier Corp. - Indianapolis | ICP Commercial | PAJ436***K***K* | PAJ436***K***K* |  |  | Voluntarily Certified | Single-package air conditioner | False | False | 33600 |  | 13.4 | 13.4 |  |  | False | 30 | 30 | 10.6 | 10.6 |  | False | Conventional | 05/05/2023 |  | 07/06/2023
Carrier Corp. - Indianapolis | ICP Commercial | PGD442***K***K1 | PGD442***K***K1 |  |  | Voluntarily Certified | Single-package air conditioner | False | False | 39000 |  | 13.4 | 13.4 |  |  | False | 30 | 30 | 11.05 | 10.6 |  | False | Conventional | 05/05/2023 |  | 07/06/2023
Carrier Corp. - Indianapolis | MSH Legacy | R4A5S30*K*WAA* | R4A5S30*K*WAA* | EVD4X30M17A*+TDR |  | Voluntarily Certified | Single-split-system air condit | False | False | 28800 |  | 14.3 | 14.3 |  |  | False | 30 | 30 | 11.7 | 11.7 | Coil-Only System | False | Conventional | 05/05/2023 |  | 07/06/2023
Carrier Corp. - Indianapolis | MSH Legacy | R4A5S43*K*WAA* | R4A5S43*K*WAA* | EA*4X43L21A*+TDR |  | Voluntarily Certified | Single-split-system air condit | False | False | 40000 |  | 14.3 | 14.3 |  |  | False | 30 | 30 | 12.5 | 11.7 | Coil-Only System | False | Conventional | 05/05/2023 |  | 07/06/2023
Carrier Corp. - Indianapolis | MSH Legacy | N4A5S18*K*WAA* | N4A5S18*K*WAA* | ESD4X24M14A*+TDR |  | Voluntarily Certified | Single-split-system air condit | False | False | 17900 |  | 14.3 | 14.3 |  |  | False | 30 | 30 | 11.7 | 11.7 | Coil-Only System | False | Conventional | 05/05/2023 |  | 07/06/2023
Carrier Corp. - Indianapolis | Maratherm | R4A5S30*K*WAA* | R4A5S30*K*WAA* | EVD4X30M17A*+TDR |  | Voluntarily Certified | Single-split-system air condit | False | False | 28800 |  | 14.3 | 14.3 |  |  | False | 30 | 30 | 11.7 | 11.7 | Coil-Only System | False | Conventional | 05/05/2023 |  | 07/06/2023
Carrier Corp. - Indianapolis | Maratherm | N4A5S18*K*WAA* | N4A5S18*K*WAA* | ESD4X24M14A*+TDR |  | Voluntarily Certified | Single-split-system air condit | False | False | 17900 |  | 14.3 | 14.3 |  |  | False | 30 | 30 | 11.7 | 11.7 | Coil-Only System | False | Conventional | 05/05/2023 |  | 07/06/2023
Carrier Corp. - Indianapolis | Heil | R4A5S36*K*WAA* | R4A5S36*K*WAA* | EVD4X37M21A*+TDR |  | Voluntarily Certified | Single-split-system air condit | False | False | 34200 |  | 14.3 | 14.3 |  |  | False | 30 | 30 | 11.7 | 11.7 | Coil-Only System | False | Conventional | 05/05/2023 |  | 07/06/2023
Carrier Corp. - Indianapolis | Heil | R4A5S18*K*WAA* | R4A5S18*K*WAA* | ESD4X24M14A*+TDR |  | Voluntarily Certified | Single-split-system air condit | False | False | 17900 |  | 14.3 | 14.3 |  |  | False | 30 | 30 | 11.7 | 11.7 | Coil-Only System | False | Conventional | 05/05/2023 |  | 07/06/2023
Carrier Corp. - Indianapolis | Heil | HVA936GKA3* | HVA936GKA3* | FCM4X48***L+WALLCON |  | Voluntarily Certified | Single-split-system air condit | False | False | 35200 |  | 17.5 | 14.3 |  |  | False | 30 | 30 | 10 | 9.8 | Blower Coil System | True | Conventional | 05/05/2023 |  | 07/06/2023
Carrier Corp. - Indianapolis | Heil | PAR524000K***K1 | PAR524000K***K1 |  |  | Voluntarily Certified | Single-package air conditioner | False | False | 22200 |  | 15.2 | 13.4 |  |  | False | 30 | 30 | 11.5 | 10.6 |  | False | Conventional | 05/05/2023 |  | 07/06/2023
Carrier Corp. - Indianapolis | ICP Commercial | PGD436***K***K1 | PGD436***K***K1 |  |  | Voluntarily Certified | Single-package air conditioner | False | False | 33800 |  | 13.4 | 13.4 |  |  | False | 30 | 30 | 11.05 | 10.6 |  | False | Conventional | 05/05/2023 |  | 07/06/2023
Carrier Corp. - Indianapolis | MSH Legacy | R4A5S36*K*WAA* | R4A5S36*K*WAA* | EVD4X37M21A*+TDR |  | Voluntarily Certified | Single-split-system air condit | False | False | 34200 |  | 14.3 | 14.3 |  |  | False | 30 | 30 | 11.7 | 11.7 | Coil-Only System | False | Conventional | 05/05/2023 |  | 07/06/2023
Carrier Corp. - Indianapolis | Maratherm | R4A5S36*K*WAA* | R4A5S36*K*WAA* | EVD4X37M21A*+TDR |  | Voluntarily Certified | Single-split-system air condit | False | False | 34200 |  | 14.3 | 14.3 |  |  | False | 30 | 30 | 11.7 | 11.7 | Coil-Only System | False | Conventional | 05/05/2023 |  | 07/06/2023
Carrier Corp. - Indianapolis | Heil | H4A6S36*K*WAA* | H4A6S36*K*WAA* | EVD4X37M21A*+TDR |  | Voluntarily Certified | Single-split-system air condit | False | False | 34200 |  | 14.3 | 14.3 |  |  | False | 30 | 30 | 11.7 | 11.7 | Coil-Only System | False | Conventional | 05/05/2023 |  | 07/06/2023
Carrier Corp. - Indianapolis | Heil | R4A5S30*K*WAA* | R4A5S30*K*WAA* | EVD4X30M17A*+TDR |  | Voluntarily Certified | Single-split-system air condit | False | False | 28800 |  | 14.3 | 14.3 |  |  | False | 30 | 30 | 11.7 | 11.7 | Coil-Only System | False | Conventional | 05/05/2023 |  | 07/06/2023
Carrier Corp. - Indianapolis | Heil | R4A5S43*K*WAA* | R4A5S43*K*WAA* | EA*4X43L21A*+TDR |  | Voluntarily Certified | Single-split-system air condit | False | False | 40000 |  | 14.3 | 14.3 |  |  | False | 30 | 30 | 12.5 | 11.7 | Coil-Only System | False | Conventional | 05/05/2023 |  | 07/06/2023
Carrier Corp. - Indianapolis | Heil | PGD442***K***K1 | PGD442***K***K1 |  |  | Voluntarily Certified | Single-package air conditioner | False | False | 39000 |  | 13.4 | 13.4 |  |  | False | 30 | 30 | 11.05 | 10.6 |  | False | Conventional | 05/05/2023 |  | 07/06/2023
Carrier Corp. - Indianapolis | Airquest | S4A5S30*K*WAA* | S4A5S30*K*WAA* | EA*4X37L21A*+TDR |  | Voluntarily Certified | Single-split-system air condit | False | False | 28400 |  | 14.3 | 14.3 |  |  | False | 30 | 30 | 12 | 11.7 | Coil-Only System | False | Conventional | 05/05/2023 |  | 07/06/2023
Carrier Corp. - Indianapolis | Airquest | R4A5S18*K*WAA* | R4A5S18*K*WAA* | ESD4X24M14A*+TDR |  | Voluntarily Certified | Single-split-system air condit | False | False | 17900 |  | 14.3 | 14.3 |  |  | False | 30 | 30 | 11.7 | 11.7 | Coil-Only System | False | Conventional | 05/05/2023 |  | 07/06/2023
Carrier Corp. - Indianapolis | Maratherm | R4A5S43*K*WAA* | R4A5S43*K*WAA* | EA*4X43L21A*+TDR |  | Voluntarily Certified | Single-split-system air condit | False | False | 40000 |  | 14.3 | 14.3 |  |  | False | 30 | 30 | 12.5 | 11.7 | Coil-Only System | False | Conventional | 05/05/2023 |  | 07/06/2023
Carrier Corp. - Indianapolis | Heil | PAJ436***K***K* | PAJ436***K***K* |  |  | Voluntarily Certified | Single-package air conditioner | False | False | 33600 |  | 13.4 | 13.4 |  |  | False | 30 | 30 | 10.6 | 10.6 |  | False | Conventional | 05/05/2023 |  | 07/06/2023
Carrier Corp. - Indianapolis | Heil | N4A5S18*K*WAA* | N4A5S18*K*WAA* | ESD4X24M14A*+TDR |  | Voluntarily Certified | Single-split-system air condit | False | False | 17900 |  | 14.3 | 14.3 |  |  | False | 30 | 30 | 11.7 | 11.7 | Coil-Only System | False | Conventional | 05/05/2023 |  | 07/06/2023
Carrier Corp. - Indianapolis | Heil | HVA925GKA3*+TSTAT | HVA925GKA3*+TSTAT | FVM4X48***L |  | Voluntarily Certified | Single-split-system air condit | False | False | 24000 |  | 16.5 | 14.3 |  |  | False | 30 | 30 | 11.7 | 9.8 | Blower Coil System | False | Conventional | 05/05/2023 |  | 07/06/2023
Carrier Corp. - Indianapolis | Heil | PGD436***K***K1 | PGD436***K***K1 |  |  | Voluntarily Certified | Single-package air conditioner | False | False | 33800 |  | 13.4 | 13.4 |  |  | False | 30 | 30 | 11.05 | 10.6 |  | False | Conventional | 05/05/2023 |  | 07/06/2023
Carrier Corp. - Indianapolis | Arcoaire | N4A5S24*K*WAA* | N4A5S24*K*WAA* | ESD4X24M14A*+TDR |  | Voluntarily Certified | Single-split-system air condit | False | False | 22800 |  | 14.3 | 14.3 |  |  | False | 30 | 30 | 11.7 | 11.7 | Coil-Only System | False | Conventional | 05/05/2023 |  | 07/06/2023
Carrier Corp. - Indianapolis | ICP Commercial | PAR524000K***K1 | PAR524000K***K1 |  |  | Voluntarily Certified | Single-package air conditioner | False | False | 22200 |  | 15.2 | 13.4 |  |  | False | 30 | 30 | 11.5 | 10.6 |  | False | Conventional | 05/05/2023 |  | 07/06/2023
Carrier Corp. - Indianapolis | MSH Legacy | R4A5S18*K*WAA* | R4A5S18*K*WAA* | ESD4X24M14A*+TDR |  | Voluntarily Certified | Single-split-system air condit | False | False | 17900 |  | 14.3 | 14.3 |  |  | False | 30 | 30 | 11.7 | 11.7 | Coil-Only System | False | Conventional | 05/05/2023 |  | 07/06/2023
Carrier Corp. - Indianapolis | Airquest | H4A6S36*K*WAA* | H4A6S36*K*WAA* | EVD4X37M21A*+TDR |  | Voluntarily Certified | Single-split-system air condit | False | False | 34200 |  | 14.3 | 14.3 |  |  | False | 30 | 30 | 11.7 | 11.7 | Coil-Only System | False | Conventional | 05/05/2023 |  | 07/06/2023
Carrier Corp. - Indianapolis | Airquest | R4A5S36*K*WAA* | R4A5S36*K*WAA* | EVD4X37M21A*+TDR |  | Voluntarily Certified | Single-split-system air condit | False | False | 34200 |  | 14.3 | 14.3 |  |  | False | 30 | 30 | 11.7 | 11.7 | Coil-Only System | False | Conventional | 05/05/2023 |  | 07/06/2023
Carrier Corp. - Indianapolis | Airquest | PGD436***K***K1 | PGD436***K***K1 |  |  | Voluntarily Certified | Single-package air conditioner | False | False | 33800 |  | 13.4 | 13.4 |  |  | False | 30 | 30 | 11.05 | 10.6 |  | False | Conventional | 05/05/2023 |  | 07/06/2023
Carrier Corp. - Indianapolis | SMART COMFORT | R4A5S36*K*WAA* | R4A5S36*K*WAA* | EVD4X37M21A*+TDR |  | Voluntarily Certified | Single-split-system air condit | False | False | 34200 |  | 14.3 | 14.3 |  |  | False | 30 | 30 | 11.7 | 11.7 | Coil-Only System | False | Conventional | 05/05/2023 |  | 07/06/2023
Carrier Corp. - Indianapolis | Airquest | N4A5S18*K*WAA* | N4A5S18*K*WAA* | ESD4X24M14A*+TDR |  | Voluntarily Certified | Single-split-system air condit | False | False | 17900 |  | 14.3 | 14.3 |  |  | False | 30 | 30 | 11.7 | 11.7 | Coil-Only System | False | Conventional | 05/05/2023 |  | 07/06/2023
Carrier Corp. - Indianapolis | Airquest | PAJ436***K***K* | PAJ436***K***K* |  |  | Voluntarily Certified | Single-package air conditioner | False | False | 33600 |  | 13.4 | 13.4 |  |  | False | 30 | 30 | 10.6 | 10.6 |  | False | Conventional | 05/05/2023 |  | 07/06/2023
Carrier Corp. - Indianapolis | Airquest | PGD442***K***K1 | PGD442***K***K1 |  |  | Voluntarily Certified | Single-package air conditioner | False | False | 39000 |  | 13.4 | 13.4 |  |  | False | 30 | 30 | 11.05 | 10.6 |  | False | Conventional | 05/05/2023 |  | 07/06/2023
Carrier Corp. - Indianapolis | Airquest | R4A5S43*K*WAA* | R4A5S43*K*WAA* | EA*4X43L21A*+TDR |  | Voluntarily Certified | Single-split-system air condit | False | False | 40000 |  | 14.3 | 14.3 |  |  | False | 30 | 30 | 12.5 | 11.7 | Coil-Only System | False | Conventional | 05/05/2023 |  | 07/06/2023
Carrier Corp. - Indianapolis | SMART COMFORT | R4A5S43*K*WAA* | R4A5S43*K*WAA* | EA*4X43L21A*+TDR |  | Voluntarily Certified | Single-split-system air condit | False | False | 40000 |  | 14.3 | 14.3 |  |  | False | 30 | 30 | 12.5 | 11.7 | Coil-Only System | False | Conventional | 05/05/2023 |  | 07/06/2023
Carrier Corp. - Indianapolis | SMART COMFORT | R4A5S30*K*WAA* | R4A5S30*K*WAA* | EVD4X30M17A*+TDR |  | Voluntarily Certified | Single-split-system air condit | False | False | 28800 |  | 14.3 | 14.3 |  |  | False | 30 | 30 | 11.7 | 11.7 | Coil-Only System | False | Conventional | 05/05/2023 |  | 07/06/2023
Carrier Corp. - Indianapolis | SMART COMFORT | PAJ436***K***K* | PAJ436***K***K* |  |  | Voluntarily Certified | Single-package air conditioner | False | False | 33600 |  | 13.4 | 13.4 |  |  | False | 30 | 30 | 10.6 | 10.6 |  | False | Conventional | 05/05/2023 |  | 07/06/2023
Carrier Corp. - Indianapolis | Airquest | N4A7T24*K*WAA* | N4A7T24*K*WAA* | EVD4X25M17A*+TDR |  | Voluntarily Certified | Single-split-system air condit | False | False | 23400 |  | 14.3 | 14.3 |  |  | False | 30 | 30 | 11.7 | 11.7 | Coil-Only System | False | Conventional | 05/05/2023 |  | 07/06/2023
Carrier Corp. - Indianapolis | Airquest | HVA936GKA3* | HVA936GKA3* | FCM4X48***L+WALLCON |  | Voluntarily Certified | Single-split-system air condit | False | False | 35200 |  | 17.5 | 14.3 |  |  | False | 30 | 30 | 10 | 9.8 | Blower Coil System | True | Conventional | 05/05/2023 |  | 07/06/2023
Carrier Corp. - Indianapolis | Airquest | PAR524000K***K1 | PAR524000K***K1 |  |  | Voluntarily Certified | Single-package air conditioner | False | False | 22200 |  | 15.2 | 13.4 |  |  | False | 30 | 30 | 11.5 | 10.6 |  | False | Conventional | 05/05/2023 |  | 07/06/2023
Carrier Corp. - Indianapolis | SMART COMFORT | R4A5S18*K*WAA* | R4A5S18*K*WAA* | ESD4X24M14A*+TDR |  | Voluntarily Certified | Single-split-system air condit | False | False | 17900 |  | 14.3 | 14.3 |  |  | False | 30 | 30 | 11.7 | 11.7 | Coil-Only System | False | Conventional | 05/05/2023 |  | 07/06/2023
Carrier Corp. - Indianapolis | Airquest | R4A5S30*K*WAA* | R4A5S30*K*WAA* | EVD4X30M17A*+TDR |  | Voluntarily Certified | Single-split-system air condit | False | False | 28800 |  | 14.3 | 14.3 |  |  | False | 30 | 30 | 11.7 | 11.7 | Coil-Only System | False | Conventional | 05/05/2023 |  | 07/06/2023
Carrier Corp. - Indianapolis | Heil | PAJ460***K***K* | PAJ460***K***K* |  |  | Voluntarily Certified | Single-package air conditioner | False | False | 53500 |  | 13.4 | 13.4 |  |  | False | 30 | 30 | 10.6 | 10.6 |  | False | Conventional | 05/05/2023 |  | 07/06/2023
Carrier Corp. - Indianapolis | Heil | H4A6S43*K*WAA* | H4A6S43*K*WAA* | EA*4X43L21A*+TDR |  | Voluntarily Certified | Single-split-system air condit | False | False | 40000 |  | 14.3 | 14.3 |  |  | False | 30 | 30 | 12.5 | 11.7 | Coil-Only System | False | Conventional | 05/05/2023 |  | 07/06/2023
Carrier Corp. - Indianapolis | Heil | PAD460000K***K1 | PAD460000K***K1 |  |  | Voluntarily Certified | Single-package air conditioner | False | False | 56000 |  | 13.4 | 13.4 |  |  | False | 30 | 30 | 11.05 | 10.6 |  | False | Conventional | 05/05/2023 |  | 07/06/2023
Carrier Corp. - Indianapolis | Heil | PAR548000K***K1 | PAR548000K***K1 |  |  | Voluntarily Certified | Single-package air conditioner | False | False | 46500 |  | 16 | 13.4 |  |  | False | 30 | 30 | 11.8 | 10.6 |  | False | Conventional | 05/05/2023 |  | 07/06/2023
Carrier Corp. - Indianapolis | Heil | PAR560000K***K1 | PAR560000K***K1 |  |  | Voluntarily Certified | Single-package air conditioner | False | False | 56000 |  | 15.2 | 13.4 |  |  | False | 30 | 30 | 11.5 | 10.6 |  | False | Conventional | 05/05/2023 |  | 07/06/2023
Carrier Corp. - Indianapolis | Maratherm | N4A7T24*K*WAA* | N4A7T24*K*WAA* | EVD4X25M17A*+TDR |  | Voluntarily Certified | Single-split-system air condit | False | False | 23400 |  | 14.3 | 14.3 |  |  | False | 30 | 30 | 11.7 | 11.7 | Coil-Only System | False | Conventional | 05/05/2023 |  | 07/06/2023
Carrier Corp. - Indianapolis | Maratherm | R4A5S18*K*WAA* | R4A5S18*K*WAA* | ESD4X24M14A*+TDR |  | Voluntarily Certified | Single-split-system air condit | False | False | 17900 |  | 14.3 | 14.3 |  |  | False | 30 | 30 | 11.7 | 11.7 | Coil-Only System | False | Conventional | 05/05/2023 |  | 07/06/2023
Carrier Corp. - Indianapolis | Maratherm | PAR524000K***K1 | PAR524000K***K1 |  |  | Voluntarily Certified | Single-package air conditioner | False | False | 22200 |  | 15.2 | 13.4 |  |  | False | 30 | 30 | 11.5 | 10.6 |  | False | Conventional | 05/05/2023 |  | 07/06/2023
Carrier Corp. - Indianapolis | Day & Night | PGD436***K***K1 | PGD436***K***K1 |  |  | Voluntarily Certified | Single-package air conditioner | False | False | 33800 |  | 13.4 | 13.4 |  |  | False | 30 | 30 | 11.05 | 10.6 |  | False | Conventional | 05/05/2023 |  | 07/06/2023
Carrier Corp. - Indianapolis | Day & Night | C4A7T36*K*WAA* | C4A7T36*K*WAA* | EVD4X37M21A*+TDR |  | Voluntarily Certified | Single-split-system air condit | False | False | 35000 |  | 14.3 | 14.3 |  |  | False | 30 | 30 | 12 | 11.7 | Coil-Only System | False | Conventional | 05/05/2023 |  | 07/06/2023
Carrier Corp. - Indianapolis | PAYNE HEATING AND COOLING | PA4ZNK030***3*** | PA4ZNK030***3*** |  |  | Voluntarily Certified | Single-package air conditioner | False | False | 28000 |  | 13.4 | 13.4 |  |  | False | 30 | 30 | 10.6 | 10.6 |  | False | Conventional | 05/05/2023 |  | 07/06/2023
Carrier Corp. - Indianapolis | PAYNE HEATING AND COOLING | PA4ZNK036***3*** | PA4ZNK036***3*** |  |  | Voluntarily Certified | Single-package air conditioner | False | False | 33600 |  | 13.4 | 13.4 |  |  | False | 30 | 30 | 10.6 | 10.6 |  | False | Conventional | 05/05/2023 |  | 07/06/2023
Carrier Corp. - Indianapolis | Grandaire | WPG4604****KK* | WPG4604****KK* |  |  | Voluntarily Certified | Single-package air conditioner | False | False | 56000 |  | 13.4 | 13.4 |  |  | False | 30 | 30 | 11.05 | 10.6 |  | False | Conventional | 05/05/2023 |  | 07/06/2023
Carrier Corp. - Indianapolis | Comfortmaker | R4A5S36*K*WAA* | R4A5S36*K*WAA* | EVD4X37M21A*+TDR |  | Voluntarily Certified | Single-split-system air condit | False | False | 34200 |  | 14.3 | 14.3 |  |  | False | 30 | 30 | 11.7 | 11.7 | Coil-Only System | False | Conventional | 05/05/2023 |  | 07/06/2023
Carrier Corp. - Indianapolis | Comfortmaker | PGD436***K***K1 | PGD436***K***K1 |  |  | Voluntarily Certified | Single-package air conditioner | False | False | 33800 |  | 13.4 | 13.4 |  |  | False | 30 | 30 | 11.05 | 10.6 |  | False | Conventional | 05/05/2023 |  | 07/06/2023
Carrier Corp. - Indianapolis | Comfortmaker | C4A7T36*K*WAA* | C4A7T36*K*WAA* | EVD4X37M21A*+TDR |  | Voluntarily Certified | Single-split-system air condit | False | False | 35000 |  | 14.3 | 14.3 |  |  | False | 30 | 30 | 12 | 11.7 | Coil-Only System | False | Conventional | 05/05/2023 |  | 07/06/2023
Carrier Corp. - Indianapolis | ICP Commercial | PAJ460***K***K* | PAJ460***K***K* |  |  | Voluntarily Certified | Single-package air conditioner | False | False | 53500 |  | 13.4 | 13.4 |  |  | False | 30 | 30 | 10.6 | 10.6 |  | False | Conventional | 05/05/2023 |  | 07/06/2023
Carrier Corp. - Indianapolis | ICP Commercial | PAD460000K***K1 | PAD460000K***K1 |  |  | Voluntarily Certified | Single-package air conditioner | False | False | 56000 |  | 13.4 | 13.4 |  |  | False | 30 | 30 | 11.05 | 10.6 |  | False | Conventional | 05/05/2023 |  | 07/06/2023
Carrier Corp. - Indianapolis | ICP Commercial | PAR548000K***K1 | PAR548000K***K1 |  |  | Voluntarily Certified | Single-package air conditioner | False | False | 46500 |  | 16 | 13.4 |  |  | False | 30 | 30 | 11.8 | 10.6 |  | False | Conventional | 05/05/2023 |  | 07/06/2023
Carrier Corp. - Indianapolis | ICP Commercial | PAR560000K***K1 | PAR560000K***K1 |  |  | Voluntarily Certified | Single-package air conditioner | False | False | 56000 |  | 15.2 | 13.4 |  |  | False | 30 | 30 | 11.5 | 10.6 |  | False | Conventional | 05/05/2023 |  | 07/06/2023
Carrier Corp. - Indianapolis | Maratherm | PAR560000K***K1 | PAR560000K***K1 |  |  | Voluntarily Certified | Single-package air conditioner | False | False | 56000 |  | 15.2 | 13.4 |  |  | False | 30 | 30 | 11.5 | 10.6 |  | False | Conventional | 05/05/2023 |  | 07/06/2023
Carrier Corp. - Indianapolis | Maratherm | PAR548000K***K1 | PAR548000K***K1 |  |  | Voluntarily Certified | Single-package air conditioner | False | False | 46500 |  | 16 | 13.4 |  |  | False | 30 | 30 | 11.8 | 10.6 |  | False | Conventional | 05/05/2023 |  | 07/06/2023
Carrier Corp. - Indianapolis | Arcoaire | R4A5S36*K*WAA* | R4A5S36*K*WAA* | EVD4X37M21A*+TDR |  | Voluntarily Certified | Single-split-system air condit | False | False | 34200 |  | 14.3 | 14.3 |  |  | False | 30 | 30 | 11.7 | 11.7 | Coil-Only System | False | Conventional | 05/05/2023 |  | 07/06/2023
Carrier Corp. - Indianapolis | Airquest | HVA925GKA3*+TSTAT | HVA925GKA3*+TSTAT | FVM4X48***L |  | Voluntarily Certified | Single-split-system air condit | False | False | 24000 |  | 16.5 | 14.3 |  |  | False | 30 | 30 | 11.7 | 9.8 | Blower Coil System | False | Conventional | 05/05/2023 |  | 07/06/2023
Carrier Corp. - Indianapolis | Arcoaire | H4A6S36*K*WAA* | H4A6S36*K*WAA* | EVD4X37M21A*+TDR |  | Voluntarily Certified | Single-split-system air condit | False | False | 34200 |  | 14.3 | 14.3 |  |  | False | 30 | 30 | 11.7 | 11.7 | Coil-Only System | False | Conventional | 05/05/2023 |  | 07/06/2023
Carrier Corp. - Indianapolis | Arcoaire | PGD436***K***K1 | PGD436***K***K1 |  |  | Voluntarily Certified | Single-package air conditioner | False | False | 33800 |  | 13.4 | 13.4 |  |  | False | 30 | 30 | 11.05 | 10.6 |  | False | Conventional | 05/05/2023 |  | 07/06/2023
Carrier Corp. - Indianapolis | Keeprite | PAR524000K***K1 | PAR524000K***K1 |  |  | Voluntarily Certified | Single-package air conditioner | False | False | 22200 |  | 15.2 | 13.4 |  |  | False | 30 | 30 | 11.5 | 10.6 |  | False | Conventional | 05/05/2023 |  | 07/06/2023
Carrier Corp. - Indianapolis | Keeprite | CVA949GKA2*+TSTAT | CVA949GKA2*+TSTAT | FVM4X60***L |  | Voluntarily Certified | Single-split-system air condit | False | False | 44000 |  | 17 | 14.3 |  |  | False | 30 | 30 | 11.7 | 9.8 | Blower Coil System | False | Conventional | 05/05/2023 |  | 07/06/2023
Carrier Corp. - Indianapolis | Keeprite | S4A5S30*K*WAA* | S4A5S30*K*WAA* | EA*4X37L21A*+TDR |  | Voluntarily Certified | Single-split-system air condit | False | False | 28400 |  | 14.3 | 14.3 |  |  | False | 30 | 30 | 12 | 11.7 | Coil-Only System | False | Conventional | 05/05/2023 |  | 07/06/2023
Carrier Corp. - Indianapolis | WEATHERMAKER | PA7TAN436**WA* | PA7TAN436**WA* | CVPVA3721XMC*+TDR |  | Voluntarily Certified | Single-split-system air condit | False | False | 35000 |  | 14.3 | 14.3 |  |  | False | 30 | 30 | 12 | 11.7 | Coil-Only System | False | Conventional | 05/05/2023 |  | 07/06/2023
Carrier Corp. - Indianapolis | Comfortmaker | PAJ460***K***K* | PAJ460***K***K* |  |  | Voluntarily Certified | Single-package air conditioner | False | False | 53500 |  | 13.4 | 13.4 |  |  | False | 30 | 30 | 10.6 | 10.6 |  | False | Conventional | 05/05/2023 |  | 07/06/2023
Carrier Corp. - Indianapolis | Comfortmaker | PAD460000K***K1 | PAD460000K***K1 |  |  | Voluntarily Certified | Single-package air conditioner | False | False | 56000 |  | 13.4 | 13.4 |  |  | False | 30 | 30 | 11.05 | 10.6 |  | False | Conventional | 05/05/2023 |  | 07/06/2023
Carrier Corp. - Indianapolis | Comfortmaker | PAR548000K***K1 | PAR548000K***K1 |  |  | Voluntarily Certified | Single-package air conditioner | False | False | 46500 |  | 16 | 13.4 |  |  | False | 30 | 30 | 11.8 | 10.6 |  | False | Conventional | 05/05/2023 |  | 07/06/2023
Carrier Corp. - Indianapolis | Comfortmaker | PAR560000K***K1 | PAR560000K***K1 |  |  | Voluntarily Certified | Single-package air conditioner | False | False | 56000 |  | 15.2 | 13.4 |  |  | False | 30 | 30 | 11.5 | 10.6 |  | False | Conventional | 05/05/2023 |  | 07/06/2023
Carrier Corp. - Indianapolis | Comfortmaker | S4A5S30*K*WAA* | S4A5S30*K*WAA* | EA*4X37L21A*+TDR |  | Voluntarily Certified | Single-split-system air condit | False | False | 28400 |  | 14.3 | 14.3 |  |  | False | 30 | 30 | 12 | 11.7 | Coil-Only System | False | Conventional | 05/05/2023 |  | 07/06/2023
Carrier Corp. - Indianapolis | Comfortmaker | R4A5S18*K*WAA* | R4A5S18*K*WAA* | ESD4X24M14A*+TDR |  | Voluntarily Certified | Single-split-system air condit | False | False | 17900 |  | 14.3 | 14.3 |  |  | False | 30 | 30 | 11.7 | 11.7 | Coil-Only System | False | Conventional | 05/05/2023 |  | 07/06/2023
Carrier Corp. - Indianapolis | Comfortmaker | R4A5S30*K*WAA* | R4A5S30*K*WAA* | EVD4X30M17A*+TDR |  | Voluntarily Certified | Single-split-system air condit | False | False | 28800 |  | 14.3 | 14.3 |  |  | False | 30 | 30 | 11.7 | 11.7 | Coil-Only System | False | Conventional | 05/05/2023 |  | 07/06/2023
Carrier Corp. - Indianapolis | Day & Night | R4A5S36*K*WAA* | R4A5S36*K*WAA* | EVD4X37M21A*+TDR |  | Voluntarily Certified | Single-split-system air condit | False | False | 34200 |  | 14.3 | 14.3 |  |  | False | 30 | 30 | 11.7 | 11.7 | Coil-Only System | False | Conventional | 05/05/2023 |  | 07/06/2023
Carrier Corp. - Indianapolis | Tempstar | R4A5S36*K*WAA* | R4A5S36*K*WAA* | EVD4X37M21A*+TDR |  | Voluntarily Certified | Single-split-system air condit | False | False | 34200 |  | 14.3 | 14.3 |  |  | False | 30 | 30 | 11.7 | 11.7 | Coil-Only System | False | Conventional | 05/05/2023 |  | 07/06/2023
Carrier Corp. - Indianapolis | Tempstar | PGD436***K***K1 | PGD436***K***K1 |  |  | Voluntarily Certified | Single-package air conditioner | False | False | 33800 |  | 13.4 | 13.4 |  |  | False | 30 | 30 | 11.05 | 10.6 |  | False | Conventional | 05/05/2023 |  | 07/06/2023
Carrier Corp. - Indianapolis | Airquest | H4A6S43*K*WAA* | H4A6S43*K*WAA* | EA*4X43L21A*+TDR |  | Voluntarily Certified | Single-split-system air condit | False | False | 40000 |  | 14.3 | 14.3 |  |  | False | 30 | 30 | 12.5 | 11.7 | Coil-Only System | False | Conventional | 05/05/2023 |  | 07/06/2023
Carrier Corp. - Indianapolis | Comfortmaker | PGD442***K***K1 | PGD442***K***K1 |  |  | Voluntarily Certified | Single-package air conditioner | False | False | 39000 |  | 13.4 | 13.4 |  |  | False | 30 | 30 | 11.05 | 10.6 |  | False | Conventional | 05/05/2023 |  | 07/06/2023
Carrier Corp. - Indianapolis | Comfortmaker | PAJ436***K***K* | PAJ436***K***K* |  |  | Voluntarily Certified | Single-package air conditioner | False | False | 33600 |  | 13.4 | 13.4 |  |  | False | 30 | 30 | 10.6 | 10.6 |  | False | Conventional | 05/05/2023 |  | 07/06/2023
Carrier Corp. - Indianapolis | Comfortmaker | N4A5S18*K*WAA* | N4A5S18*K*WAA* | ESD4X24M14A*+TDR |  | Voluntarily Certified | Single-split-system air condit | False | False | 17900 |  | 14.3 | 14.3 |  |  | False | 30 | 30 | 11.7 | 11.7 | Coil-Only System | False | Conventional | 05/05/2023 |  | 07/06/2023
Carrier Corp. - Indianapolis | Comfortmaker | R4A5S43*K*WAA* | R4A5S43*K*WAA* | EA*4X43L21A*+TDR |  | Voluntarily Certified | Single-split-system air condit | False | False | 40000 |  | 14.3 | 14.3 |  |  | False | 30 | 30 | 12.5 | 11.7 | Coil-Only System | False | Conventional | 05/05/2023 |  | 07/06/2023
Carrier Corp. - Indianapolis | Comfortmaker | CVA949GKA2*+TSTAT | CVA949GKA2*+TSTAT | FVM4X60***L |  | Voluntarily Certified | Single-split-system air condit | False | False | 44000 |  | 17 | 14.3 |  |  | False | 30 | 30 | 11.7 | 9.8 | Blower Coil System | False | Conventional | 05/05/2023 |  | 07/06/2023
Carrier Corp. - Indianapolis | Comfortmaker | PAR524000K***K1 | PAR524000K***K1 |  |  | Voluntarily Certified | Single-package air conditioner | False | False | 22200 |  | 15.2 | 13.4 |  |  | False | 30 | 30 | 11.5 | 10.6 |  | False | Conventional | 05/05/2023 |  | 07/06/2023
Carrier Corp. - Indianapolis | Comfortmaker | N4A7T24*K*WAA* | N4A7T24*K*WAA* | EVD4X25M17A*+TDR |  | Voluntarily Certified | Single-split-system air condit | False | False | 23400 |  | 14.3 | 14.3 |  |  | False | 30 | 30 | 11.7 | 11.7 | Coil-Only System | False | Conventional | 05/05/2023 |  | 07/06/2023
Carrier Corp. - Indianapolis | Carrier | 50ZPK030***3*** | 50ZPK030***3*** |  |  | Voluntarily Certified | Single-package air conditioner | False | False | 28000 |  | 13.4 | 13.4 |  |  | False | 30 | 30 | 10.6 | 10.6 |  | False | Conventional | 05/05/2023 |  | 07/06/2023
Carrier Corp. - Indianapolis | Carrier | 24SPA630W**30* | 24SPA630W**30* | CVPVA3017XMC*+TDR |  | Voluntarily Certified | Single-split-system air condit | False | False | 28800 |  | 14.3 | 14.3 |  |  | False | 30 | 30 | 11.7 | 11.7 | Coil-Only System | False | Conventional | 05/05/2023 |  | 07/06/2023
Carrier Corp. - Indianapolis | Carrier | 24VNA937A*030* | 24VNA937A*030* | FE4ANB006L+UI |  | Voluntarily Certified | Single-split-system air condit | False | False | 33200 |  | 18.5 | 14.3 |  |  | False | 30 | 30 | 12 | 9.8 | Blower Coil System | True | Conventional | 05/05/2023 |  | 07/06/2023
Carrier Corp. - Indianapolis | Carrier | 24VNA949A*030* | 24VNA949A*030* | FE4ANB006L+UI |  | Voluntarily Certified | Single-split-system air condit | False | False | 44500 |  | 19 | 14.3 |  |  | False | 30 | 30 | 12 | 9.8 | Blower Coil System | True | Conventional | 05/05/2023 |  | 07/06/2023
Carrier Corp. - Indianapolis | Carrier | 50VL-K24---30* | 50VL-K24---30* |  |  | Voluntarily Certified | Single-package air conditioner | False | False | 22800 |  | 13.4 | 13.4 |  |  | False | 30 | 30 | 11.05 | 10.6 |  | False | Conventional | 05/05/2023 |  | 07/06/2023
Carrier Corp. - Indianapolis | Carrier | 50VL-K36---30* | 50VL-K36---30* |  |  | Voluntarily Certified | Single-package air conditioner | False | False | 33800 |  | 13.4 | 13.4 |  |  | False | 30 | 30 | 11.05 | 10.6 |  | False | Conventional | 05/05/2023 |  | 07/06/2023
Carrier Corp. - Indianapolis | Airquest | PAD460000K***K1 | PAD460000K***K1 |  |  | Voluntarily Certified | Single-package air conditioner | False | False | 56000 |  | 13.4 | 13.4 |  |  | False | 30 | 30 | 11.05 | 10.6 |  | False | Conventional | 05/05/2023 |  | 07/06/2023
Carrier Corp. - Indianapolis | Airquest | PAR548000K***K1 | PAR548000K***K1 |  |  | Voluntarily Certified | Single-package air conditioner | False | False | 46500 |  | 16 | 13.4 |  |  | False | 30 | 30 | 11.8 | 10.6 |  | False | Conventional | 05/05/2023 |  | 07/06/2023
Carrier Corp. - Indianapolis | Airquest | PAR560000K***K1 | PAR560000K***K1 |  |  | Voluntarily Certified | Single-package air conditioner | False | False | 56000 |  | 15.2 | 13.4 |  |  | False | 30 | 30 | 11.5 | 10.6 |  | False | Conventional | 05/05/2023 |  | 07/06/2023
Carrier Corp. - Indianapolis | Airquest | PAJ460***K***K* | PAJ460***K***K* |  |  | Voluntarily Certified | Single-package air conditioner | False | False | 53500 |  | 13.4 | 13.4 |  |  | False | 30 | 30 | 10.6 | 10.6 |  | False | Conventional | 05/05/2023 |  | 07/06/2023
Carrier Corp. - Indianapolis | SMART COMFORT | PAJ460***K***K* | PAJ460***K***K* |  |  | Voluntarily Certified | Single-package air conditioner | False | False | 53500 |  | 13.4 | 13.4 |  |  | False | 30 | 30 | 10.6 | 10.6 |  | False | Conventional | 05/05/2023 |  | 07/06/2023
Carrier Corp. - Indianapolis | WEATHERMAKER | PA4ZNK030***3*** | PA4ZNK030***3*** |  |  | Voluntarily Certified | Single-package air conditioner | False | False | 28000 |  | 13.4 | 13.4 |  |  | False | 30 | 30 | 10.6 | 10.6 |  | False | Conventional | 05/05/2023 |  | 07/06/2023
Carrier Corp. - Indianapolis | WEATHERMAKER | PA4ZNK036***3*** | PA4ZNK036***3*** |  |  | Voluntarily Certified | Single-package air conditioner | False | False | 33600 |  | 13.4 | 13.4 |  |  | False | 30 | 30 | 10.6 | 10.6 |  | False | Conventional | 05/05/2023 |  | 07/06/2023
Carrier Corp. - Indianapolis | Keeprite | CVA937GKA** | CVA937GKA** | FCM4X60***L+WALLCON |  | Voluntarily Certified | Single-split-system air condit | False | False | 33200 |  | 18.5 | 14.3 |  |  | False | 30 | 30 | 12 | 9.8 | Blower Coil System | True | Conventional | 05/05/2023 |  | 07/06/2023
Carrier Corp. - Indianapolis | BRYANT HEATING AND COOLING SYSTEMS | 559KJ051* | 559KJ051* |  |  | Voluntarily Certified | Single-package air conditioner | False | False | 48000 |  | 13.8 | 13.4 |  |  | True | 12 | 30 | 11.5 | 10.6 |  | False | Conventional | 05/05/2023 |  | 07/06/2023
Carrier Corp. - Indianapolis | Carrier | 50FC*C05***3* | 50FC*C05***3* |  |  | Voluntarily Certified | Single-package air conditioner | False | False | 48000 |  | 13.8 | 13.4 |  |  | True | 12 | 30 | 11.5 | 10.6 |  | False | Conventional | 05/05/2023 |  | 07/06/2023
Carrier Corp. - Indianapolis | Carrier | 50GC*(T,H)06****3* | 50GC*(T,H)06****3* |  |  | Voluntarily Certified | Single-package air conditioner | False | False | 59000 |  | 16.5 | 13.4 |  |  | True | 30 | 30 | 12 | 10.6 |  | False | Conventional | 05/05/2023 |  | 07/06/2023
Carrier Corp. - Indianapolis | Carrier | 48FC*C04***3* | 48FC*C04***3* |  |  | Voluntarily Certified | Single-package air conditioner | False | False | 34000 |  | 13.4 | 13.4 |  |  | True | 9 | 30 | 11.5 | 10.6 |  | False | Conventional | 05/05/2023 |  | 07/06/2023
Carrier Corp. - Indianapolis | Comfortmaker | RAV049K* | RAV049K* |  |  | Voluntarily Certified | Single-package air conditioner | False | False | 48000 |  | 13.8 | 13.4 |  |  | True | 12 | 30 | 11.5 | 10.6 |  | False | Conventional | 05/05/2023 |  | 07/06/2023
Carrier Corp. - Indianapolis | Airquest | RGV037K* | RGV037K* |  |  | Voluntarily Certified | Single-package air conditioner | False | False | 34000 |  | 13.4 | 13.4 |  |  | True | 9 | 30 | 11.5 | 10.6 |  | False | Conventional | 05/05/2023 |  | 07/06/2023
Carrier Corp. - Indianapolis | Airquest | HVA937GKA** | HVA937GKA** | FCM4X60***L+WALLCON |  | Voluntarily Certified | Single-split-system air condit | False | False | 33200 |  | 18.5 | 14.3 |  |  | False | 30 | 30 | 12 | 9.8 | Blower Coil System | True | Conventional | 05/05/2023 |  | 07/06/2023
Carrier Corp. - Indianapolis | Keeprite | RAV049K* | RAV049K* |  |  | Voluntarily Certified | Single-package air conditioner | False | False | 48000 |  | 13.8 | 13.4 |  |  | True | 12 | 30 | 11.5 | 10.6 |  | False | Conventional | 05/05/2023 |  | 07/06/2023
Carrier Corp. - Indianapolis | Arcoaire | RAV049K* | RAV049K* |  |  | Voluntarily Certified | Single-package air conditioner | False | False | 48000 |  | 13.8 | 13.4 |  |  | True | 12 | 30 | 11.5 | 10.6 |  | False | Conventional | 05/05/2023 |  | 07/06/2023
Carrier Corp. - Indianapolis | Tempstar | RAV061K* | RAV061K* |  |  | Voluntarily Certified | Single-package air conditioner | False | False | 58500 |  | 13.6 | 13.4 |  |  | True | 30 | 30 | 11.5 | 10.6 |  | False | Conventional | 05/05/2023 |  | 07/06/2023
Carrier Corp. - Indianapolis | Arcoaire | RAV061K* | RAV061K* |  |  | Voluntarily Certified | Single-package air conditioner | False | False | 58500 |  | 13.6 | 13.4 |  |  | True | 30 | 30 | 11.5 | 10.6 |  | False | Conventional | 05/05/2023 |  | 07/06/2023
Carrier Corp. - Indianapolis | Keeprite | CVA949GKA** | CVA949GKA** | FCM4X60***L+WALLCON |  | Voluntarily Certified | Single-split-system air condit | False | False | 44500 |  | 19 | 14.3 |  |  | False | 30 | 30 | 12 | 9.8 | Blower Coil System | True | Conventional | 05/05/2023 |  | 07/06/2023
Carrier Corp. - Indianapolis | Keeprite | RAV061K* | RAV061K* |  |  | Voluntarily Certified | Single-package air conditioner | False | False | 58500 |  | 13.6 | 13.4 |  |  | True | 30 | 30 | 11.5 | 10.6 |  | False | Conventional | 05/05/2023 |  | 07/06/2023
Carrier Corp. - Indianapolis | Day & Night | RAV061K* | RAV061K* |  |  | Voluntarily Certified | Single-package air conditioner | False | False | 58500 |  | 13.6 | 13.4 |  |  | True | 30 | 30 | 11.5 | 10.6 |  | False | Conventional | 05/05/2023 |  | 07/06/2023
Carrier Corp. - Indianapolis | Comfortmaker | RAV061K* | RAV061K* |  |  | Voluntarily Certified | Single-package air conditioner | False | False | 58500 |  | 13.6 | 13.4 |  |  | True | 30 | 30 | 11.5 | 10.6 |  | False | Conventional | 05/05/2023 |  | 07/06/2023
Carrier Corp. - Indianapolis | Comfortmaker | CVA949GKA** | CVA949GKA** | FCM4X60***L+WALLCON |  | Voluntarily Certified | Single-split-system air condit | False | False | 44500 |  | 19 | 14.3 |  |  | False | 30 | 30 | 12 | 9.8 | Blower Coil System | True | Conventional | 05/05/2023 |  | 07/06/2023
Carrier Corp. - Indianapolis | Day & Night | CVA949GKA** | CVA949GKA** | FCM4X60***L+WALLCON |  | Voluntarily Certified | Single-split-system air condit | False | False | 44500 |  | 19 | 14.3 |  |  | False | 30 | 30 | 12 | 9.8 | Blower Coil System | True | Conventional | 05/05/2023 |  | 07/06/2023
Carrier Corp. - Indianapolis | Airquest | RAV061K* | RAV061K* |  |  | Voluntarily Certified | Single-package air conditioner | False | False | 58500 |  | 13.6 | 13.4 |  |  | True | 30 | 30 | 11.5 | 10.6 |  | False | Conventional | 05/05/2023 |  | 07/06/2023
Carrier Corp. - Indianapolis | ICP Commercial | RGV037K* | RGV037K* |  |  | Voluntarily Certified | Single-package air conditioner | False | False | 34000 |  | 13.4 | 13.4 |  |  | True | 9 | 30 | 11.5 | 10.6 |  | False | Conventional | 05/05/2023 |  | 07/06/2023
Carrier Corp. - Indianapolis | Comfortmaker | RGV037K* | RGV037K* |  |  | Voluntarily Certified | Single-package air conditioner | False | False | 34000 |  | 13.4 | 13.4 |  |  | True | 9 | 30 | 11.5 | 10.6 |  | False | Conventional | 05/05/2023 |  | 07/06/2023
Carrier Corp. - Indianapolis | Comfortmaker | CVA924GKA** | CVA924GKA** | FCM4X24***L+WALLCON |  | Voluntarily Certified | Single-split-system air condit | False | False | 24400 |  | 17 | 14.3 |  |  | False | 30 | 30 | 10 | 9.8 | Blower Coil System | True | Conventional | 05/05/2023 |  | 07/06/2023
Carrier Corp. - Indianapolis | Arcoaire | RGV037K* | RGV037K* |  |  | Voluntarily Certified | Single-package air conditioner | False | False | 34000 |  | 13.4 | 13.4 |  |  | True | 9 | 30 | 11.5 | 10.6 |  | False | Conventional | 05/05/2023 |  | 07/06/2023
Carrier Corp. - Indianapolis | Arcoaire | HVA937GKA** | HVA937GKA** | FCM4X60***L+WALLCON |  | Voluntarily Certified | Single-split-system air condit | False | False | 33200 |  | 18.5 | 14.3 |  |  | False | 30 | 30 | 12 | 9.8 | Blower Coil System | True | Conventional | 05/05/2023 |  | 07/06/2023
Carrier Corp. - Indianapolis | Day & Night | RGV037K* | RGV037K* |  |  | Voluntarily Certified | Single-package air conditioner | False | False | 34000 |  | 13.4 | 13.4 |  |  | True | 9 | 30 | 11.5 | 10.6 |  | False | Conventional | 05/05/2023 |  | 07/06/2023
Carrier Corp. - Indianapolis | Day & Night | CVA924GKA** | CVA924GKA** | FCM4X24***L+WALLCON |  | Voluntarily Certified | Single-split-system air condit | False | False | 24400 |  | 17 | 14.3 |  |  | False | 30 | 30 | 10 | 9.8 | Blower Coil System | True | Conventional | 05/05/2023 |  | 07/06/2023
Carrier Corp. - Indianapolis | Tempstar | RGV037K* | RGV037K* |  |  | Voluntarily Certified | Single-package air conditioner | False | False | 34000 |  | 13.4 | 13.4 |  |  | True | 9 | 30 | 11.5 | 10.6 |  | False | Conventional | 05/05/2023 |  | 07/06/2023
Carrier Corp. - Indianapolis | BRYANT HEATING AND COOLING SYSTEMS | 551KJ051* | 551KJ051* |  |  | Voluntarily Certified | Single-package air conditioner | False | False | 46500 |  | 16 | 13.4 |  |  | True | 12 | 30 | 12 | 10.6 |  | False | Conventional | 05/05/2023 |  | 07/06/2023
Carrier Corp. - Indianapolis | Carrier | 50FC*C06***3* | 50FC*C06***3* |  |  | Voluntarily Certified | Single-package air conditioner | False | False | 58500 |  | 13.6 | 13.4 |  |  | True | 30 | 30 | 11.5 | 10.6 |  | False | Conventional | 05/05/2023 |  | 07/06/2023
Carrier Corp. - Indianapolis | BRYANT HEATING AND COOLING SYSTEMS | 189BNV049*0**A* | 189BNV049*0**A* | FE4ANB006L+UI |  | Voluntarily Certified | Single-split-system air condit | False | False | 44500 |  | 19 | 14.3 |  |  | False | 30 | 30 | 12 | 9.8 | Blower Coil System | True | Conventional | 05/05/2023 |  | 07/06/2023
Carrier Corp. - Indianapolis | Tempstar | RAW037K* | RAW037K* |  |  | Voluntarily Certified | Single-package air conditioner | False | False | 35000 |  | 16 | 13.4 |  |  | True | 9 | 30 | 12 | 10.6 |  | False | Conventional | 05/05/2023 |  | 07/06/2023
Carrier Corp. - Indianapolis | Day & Night | RAW037K* | RAW037K* |  |  | Voluntarily Certified | Single-package air conditioner | False | False | 35000 |  | 16 | 13.4 |  |  | True | 9 | 30 | 12 | 10.6 |  | False | Conventional | 05/05/2023 |  | 07/06/2023
Carrier Corp. - Indianapolis | Airquest | RGW049K* | RGW049K* |  |  | Voluntarily Certified | Single-package air conditioner | False | False | 46500 |  | 16 | 13.4 |  |  | True | 12 | 30 | 12 | 10.6 |  | False | Conventional | 05/05/2023 |  | 07/06/2023
Carrier Corp. - Indianapolis | Airquest | HVA949GKA** | HVA949GKA** | FCM4X60***L+WALLCON |  | Voluntarily Certified | Single-split-system air condit | False | False | 44500 |  | 19 | 14.3 |  |  | False | 30 | 30 | 12 | 9.8 | Blower Coil System | True | Conventional | 05/05/2023 |  | 07/06/2023
Carrier Corp. - Indianapolis | Keeprite | RAV037K* | RAV037K* |  |  | Voluntarily Certified | Single-package air conditioner | False | False | 34000 |  | 13.4 | 13.4 |  |  | True | 9 | 30 | 11.5 | 10.6 |  | False | Conventional | 05/05/2023 |  | 07/06/2023
Carrier Corp. - Indianapolis | BRYANT HEATING AND COOLING SYSTEMS | 581KJ04(1,3,4,8)* | 581KJ04(1,3,4,8)* |  |  | Voluntarily Certified | Single-package air conditioner | False | False | 35000 |  | 16 | 13.4 |  |  | True | 9 | 30 | 12 | 10.6 |  | False | Conventional | 05/05/2023 |  | 07/06/2023
Carrier Corp. - Indianapolis | BRYANT HEATING AND COOLING SYSTEMS | 581KJ05(1,3,4,8)* | 581KJ05(1,3,4,8)* |  |  | Voluntarily Certified | Single-package air conditioner | False | False | 46500 |  | 16 | 13.4 |  |  | True | 12 | 30 | 12 | 10.6 |  | False | Conventional | 05/05/2023 |  | 07/06/2023
Carrier Corp. - Indianapolis | BRYANT HEATING AND COOLING SYSTEMS | 582KJ05(1,3,4,8)* | 582KJ05(1,3,4,8)* |  |  | Voluntarily Certified | Single-package air conditioner | False | False | 48000 |  | 13.8 | 13.4 |  |  | True | 12 | 30 | 11.5 | 10.6 |  | False | Conventional | 05/05/2023 |  | 07/06/2023
Carrier Corp. - Indianapolis | Keeprite | RGV049K* | RGV049K* |  |  | Voluntarily Certified | Single-package air conditioner | False | False | 48000 |  | 13.8 | 13.4 |  |  | True | 12 | 30 | 11.5 | 10.6 |  | False | Conventional | 05/05/2023 |  | 07/06/2023
Carrier Corp. - Indianapolis | Comfortmaker | RAW061K* | RAW061K* |  |  | Voluntarily Certified | Single-package air conditioner | False | False | 59000 |  | 16.5 | 13.4 |  |  | True | 30 | 30 | 12 | 10.6 |  | False | Conventional | 05/05/2023 |  | 07/06/2023
Carrier Corp. - Indianapolis | BRYANT HEATING AND COOLING SYSTEMS | 551KJ061* | 551KJ061* |  |  | Voluntarily Certified | Single-package air conditioner | False | False | 59000 |  | 16.5 | 13.4 |  |  | True | 30 | 30 | 12 | 10.6 |  | False | Conventional | 05/05/2023 |  | 07/06/2023
Carrier Corp. - Indianapolis | Arcoaire | RAW037K* | RAW037K* |  |  | Voluntarily Certified | Single-package air conditioner | False | False | 35000 |  | 16 | 13.4 |  |  | True | 9 | 30 | 12 | 10.6 |  | False | Conventional | 05/05/2023 |  | 07/06/2023
Carrier Corp. - Indianapolis | 1HVAC | HVA924GKA**+TSTAT | HVA924GKA**+TSTAT | FVM4X24***L |  | Voluntarily Certified | Single-split-system air condit | False | False | 24200 |  | 15.5 | 14.3 |  |  | False | 30 | 30 | 10 | 9.8 | Blower Coil System | False | Conventional | 05/05/2023 |  | 07/06/2023
Carrier Corp. - Indianapolis | Tempstar | RAW061K* | RAW061K* |  |  | Voluntarily Certified | Single-package air conditioner | False | False | 59000 |  | 16.5 | 13.4 |  |  | True | 30 | 30 | 12 | 10.6 |  | False | Conventional | 05/05/2023 |  | 07/06/2023
Carrier Corp. - Indianapolis | Day & Night | RAW061K* | RAW061K* |  |  | Voluntarily Certified | Single-package air conditioner | False | False | 59000 |  | 16.5 | 13.4 |  |  | True | 30 | 30 | 12 | 10.6 |  | False | Conventional | 05/05/2023 |  | 07/06/2023
Carrier Corp. - Indianapolis | Heil | RAW049K* | RAW049K* |  |  | Voluntarily Certified | Single-package air conditioner | False | False | 46500 |  | 16 | 13.4 |  |  | True | 12 | 30 | 12 | 10.6 |  | False | Conventional | 05/05/2023 |  | 07/06/2023
Carrier Corp. - Indianapolis | Heil | RGV061K* | RGV061K* |  |  | Voluntarily Certified | Single-package air conditioner | False | False | 58500 |  | 13.6 | 13.4 |  |  | True | 30 | 30 | 11.5 | 10.6 |  | False | Conventional | 05/05/2023 |  | 07/06/2023
Carrier Corp. - Indianapolis | BRYANT HEATING AND COOLING SYSTEMS | 189BNV024B0**A*+TSTAT | 189BNV024B0**A*+TSTAT | FV4CNF002L |  | Voluntarily Certified | Single-split-system air condit | False | False | 24200 |  | 15.5 | 14.3 |  |  | False | 30 | 30 | 10 | 9.8 | Blower Coil System | False | Conventional | 05/05/2023 |  | 07/06/2023
Carrier Corp. - Indianapolis | ICP Commercial | RGV061K* | RGV061K* |  |  | Voluntarily Certified | Single-package air conditioner | False | False | 58500 |  | 13.6 | 13.4 |  |  | True | 30 | 30 | 11.5 | 10.6 |  | False | Conventional | 05/05/2023 |  | 07/06/2023
Carrier Corp. - Indianapolis | ICP Commercial | RAW049K* | RAW049K* |  |  | Voluntarily Certified | Single-package air conditioner | False | False | 46500 |  | 16 | 13.4 |  |  | True | 12 | 30 | 12 | 10.6 |  | False | Conventional | 05/05/2023 |  | 07/06/2023
Carrier Corp. - Indianapolis | Comfortmaker | RGW061K* | RGW061K* |  |  | Voluntarily Certified | Single-package air conditioner | False | False | 59000 |  | 16.5 | 13.4 |  |  | True | 30 | 30 | 12 | 10.6 |  | False | Conventional | 05/05/2023 |  | 07/06/2023
Carrier Corp. - Indianapolis | Comfortmaker | CVA924GKA**+TSTAT | CVA924GKA**+TSTAT | FVM4X24***L |  | Voluntarily Certified | Single-split-system air condit | False | False | 24200 |  | 15.5 | 14.3 |  |  | False | 30 | 30 | 10 | 9.8 | Blower Coil System | False | Conventional | 05/05/2023 |  | 07/06/2023
Carrier Corp. - Indianapolis | Arcoaire | RGW049K* | RGW049K* |  |  | Voluntarily Certified | Single-package air conditioner | False | False | 46500 |  | 16 | 13.4 |  |  | True | 12 | 30 | 12 | 10.6 |  | False | Conventional | 05/05/2023 |  | 07/06/2023
Carrier Corp. - Indianapolis | Arcoaire | HVA949GKA** | HVA949GKA** | FCM4X60***L+WALLCON |  | Voluntarily Certified | Single-split-system air condit | False | False | 44500 |  | 19 | 14.3 |  |  | False | 30 | 30 | 12 | 9.8 | Blower Coil System | True | Conventional | 05/05/2023 |  | 07/06/2023
Carrier Corp. - Indianapolis | Keeprite | CVA924GKA** | CVA924GKA** | FCM4X24***L+WALLCON |  | Voluntarily Certified | Single-split-system air condit | False | False | 24400 |  | 17 | 14.3 |  |  | False | 30 | 30 | 10 | 9.8 | Blower Coil System | True | Conventional | 05/05/2023 |  | 07/06/2023
Carrier Corp. - Indianapolis | Keeprite | RGV037K* | RGV037K* |  |  | Voluntarily Certified | Single-package air conditioner | False | False | 34000 |  | 13.4 | 13.4 |  |  | True | 9 | 30 | 11.5 | 10.6 |  | False | Conventional | 05/05/2023 |  | 07/06/2023
Carrier Corp. - Indianapolis | Arcoaire | RAW061K* | RAW061K* |  |  | Voluntarily Certified | Single-package air conditioner | False | False | 59000 |  | 16.5 | 13.4 |  |  | True | 30 | 30 | 12 | 10.6 |  | False | Conventional | 05/05/2023 |  | 07/06/2023
Carrier Corp. - Indianapolis | Day & Night | RGW049K* | RGW049K* |  |  | Voluntarily Certified | Single-package air conditioner | False | False | 46500 |  | 16 | 13.4 |  |  | True | 12 | 30 | 12 | 10.6 |  | False | Conventional | 05/05/2023 |  | 07/06/2023
Carrier Corp. - Indianapolis | Tempstar | RGW049K* | RGW049K* |  |  | Voluntarily Certified | Single-package air conditioner | False | False | 46500 |  | 16 | 13.4 |  |  | True | 12 | 30 | 12 | 10.6 |  | False | Conventional | 05/05/2023 |  | 07/06/2023
Carrier Corp. - Indianapolis | Airquest | RAW049K* | RAW049K* |  |  | Voluntarily Certified | Single-package air conditioner | False | False | 46500 |  | 16 | 13.4 |  |  | True | 12 | 30 | 12 | 10.6 |  | False | Conventional | 05/05/2023 |  | 07/06/2023
Carrier Corp. - Indianapolis | Airquest | RGV061K* | RGV061K* |  |  | Voluntarily Certified | Single-package air conditioner | False | False | 58500 |  | 13.6 | 13.4 |  |  | True | 30 | 30 | 11.5 | 10.6 |  | False | Conventional | 05/05/2023 |  | 07/06/2023
Carrier Corp. - Indianapolis | Keeprite | RAW061K* | RAW061K* |  |  | Voluntarily Certified | Single-package air conditioner | False | False | 59000 |  | 16.5 | 13.4 |  |  | True | 30 | 30 | 12 | 10.6 |  | False | Conventional | 05/05/2023 |  | 07/06/2023
Carrier Corp. - Indianapolis | Airquest | RGW037K* | RGW037K* |  |  | Voluntarily Certified | Single-package air conditioner | False | False | 35000 |  | 16 | 13.4 |  |  | True | 9 | 30 | 12 | 10.6 |  | False | Conventional | 05/05/2023 |  | 07/06/2023
Carrier Corp. - Indianapolis | Carrier | 48FC*C06***3* | 48FC*C06***3* |  |  | Voluntarily Certified | Single-package air conditioner | False | False | 58500 |  | 13.6 | 13.4 |  |  | True | 30 | 30 | 11.5 | 10.6 |  | False | Conventional | 05/05/2023 |  | 07/06/2023
Carrier Corp. - Indianapolis | Carrier | 48GC*(T,H)04***3* | 48GC*(T,H)04***3* |  |  | Voluntarily Certified | Single-package air conditioner | False | False | 35000 |  | 16 | 13.4 |  |  | True | 9 | 30 | 12 | 10.6 |  | False | Conventional | 05/05/2023 |  | 07/06/2023
Carrier Corp. - Indianapolis | Keeprite | RGW061K* | RGW061K* |  |  | Voluntarily Certified | Single-package air conditioner | False | False | 59000 |  | 16.5 | 13.4 |  |  | True | 30 | 30 | 12 | 10.6 |  | False | Conventional | 05/05/2023 |  | 07/06/2023
Carrier Corp. - Indianapolis | Keeprite | CVA924GKA**+TSTAT | CVA924GKA**+TSTAT | FVM4X24***L |  | Voluntarily Certified | Single-split-system air condit | False | False | 24200 |  | 15.5 | 14.3 |  |  | False | 30 | 30 | 10 | 9.8 | Blower Coil System | False | Conventional | 05/05/2023 |  | 07/06/2023
Carrier Corp. - Indianapolis | BRYANT HEATING AND COOLING SYSTEMS | 559KJ041* | 559KJ041* |  |  | Voluntarily Certified | Single-package air conditioner | False | False | 34000 |  | 13.4 | 13.4 |  |  | True | 9 | 30 | 11.5 | 10.6 |  | False | Conventional | 05/05/2023 |  | 07/06/2023
Carrier Corp. - Indianapolis | BRYANT HEATING AND COOLING SYSTEMS | 189BNV013*0**A* | 189BNV013*0**A* | FE4ANF002L+UI |  | Voluntarily Certified | Single-split-system air condit | False | False | 12900 |  | 16 | 14.3 |  |  | False | 30 | 30 | 12 | 9.8 | Blower Coil System | True | Conventional | 05/05/2023 |  | 07/06/2023
Carrier Corp. - Indianapolis | Comfortmaker | RAW049K* | RAW049K* |  |  | Voluntarily Certified | Single-package air conditioner | False | False | 46500 |  | 16 | 13.4 |  |  | True | 12 | 30 | 12 | 10.6 |  | False | Conventional | 05/05/2023 |  | 07/06/2023
Carrier Corp. - Indianapolis | Comfortmaker | RGV061K* | RGV061K* |  |  | Voluntarily Certified | Single-package air conditioner | False | False | 58500 |  | 13.6 | 13.4 |  |  | True | 30 | 30 | 11.5 | 10.6 |  | False | Conventional | 05/05/2023 |  | 07/06/2023
Carrier Corp. - Indianapolis | BRYANT HEATING AND COOLING SYSTEMS | 189BNV024B0**A* | 189BNV024B0**A* | FE4ANF002L+UI |  | Voluntarily Certified | Single-split-system air condit | False | False | 24400 |  | 17 | 14.3 |  |  | False | 30 | 30 | 10 | 9.8 | Blower Coil System | True | Conventional | 05/05/2023 |  | 07/06/2023
Carrier Corp. - Indianapolis | Keeprite | RAW049K* | RAW049K* |  |  | Voluntarily Certified | Single-package air conditioner | False | False | 46500 |  | 16 | 13.4 |  |  | True | 12 | 30 | 12 | 10.6 |  | False | Conventional | 05/05/2023 |  | 07/06/2023
Carrier Corp. - Indianapolis | Keeprite | RGV061K* | RGV061K* |  |  | Voluntarily Certified | Single-package air conditioner | False | False | 58500 |  | 13.6 | 13.4 |  |  | True | 30 | 30 | 11.5 | 10.6 |  | False | Conventional | 05/05/2023 |  | 07/06/2023
Carrier Corp. - Indianapolis | Arcoaire | RAW049K* | RAW049K* |  |  | Voluntarily Certified | Single-package air conditioner | False | False | 46500 |  | 16 | 13.4 |  |  | True | 12 | 30 | 12 | 10.6 |  | False | Conventional | 05/05/2023 |  | 07/06/2023
Carrier Corp. - Indianapolis | Arcoaire | RGV061K* | RGV061K* |  |  | Voluntarily Certified | Single-package air conditioner | False | False | 58500 |  | 13.6 | 13.4 |  |  | True | 30 | 30 | 11.5 | 10.6 |  | False | Conventional | 05/05/2023 |  | 07/06/2023
Carrier Corp. - Indianapolis | BRYANT HEATING AND COOLING SYSTEMS | 559KJ061* | 559KJ061* |  |  | Voluntarily Certified | Single-package air conditioner | False | False | 58500 |  | 13.6 | 13.4 |  |  | True | 30 | 30 | 11.5 | 10.6 |  | False | Conventional | 05/05/2023 |  | 07/06/2023
Carrier Corp. - Indianapolis | BRYANT HEATING AND COOLING SYSTEMS | 581KJ06(1,3,4,8)* | 581KJ06(1,3,4,8)* |  |  | Voluntarily Certified | Single-package air conditioner | False | False | 59000 |  | 16.5 | 13.4 |  |  | True | 30 | 30 | 12 | 10.6 |  | False | Conventional | 05/05/2023 |  | 07/06/2023
Carrier Corp. - Indianapolis | Tempstar | TVA924GKA**+TSTAT | TVA924GKA**+TSTAT | FVM4X24***L |  | Voluntarily Certified | Single-split-system air condit | False | False | 24200 |  | 15.5 | 14.3 |  |  | False | 30 | 30 | 10 | 9.8 | Blower Coil System | False | Conventional | 05/05/2023 |  | 07/06/2023
Carrier Corp. - Indianapolis | BRYANT HEATING AND COOLING SYSTEMS | 582KJ06(1,3,4,8)* | 582KJ06(1,3,4,8)* |  |  | Voluntarily Certified | Single-package air conditioner | False | False | 58500 |  | 13.6 | 13.4 |  |  | True | 30 | 30 | 11.5 | 10.6 |  | False | Conventional | 05/05/2023 |  | 07/06/2023
Carrier Corp. - Indianapolis | Comfortmaker | RGW037K* | RGW037K* |  |  | Voluntarily Certified | Single-package air conditioner | False | False | 35000 |  | 16 | 13.4 |  |  | True | 9 | 30 | 12 | 10.6 |  | False | Conventional | 05/05/2023 |  | 07/06/2023
Carrier Corp. - Indianapolis | Carrier | 50GC*(T,H)04***3* | 50GC*(T,H)04***3* |  |  | Voluntarily Certified | Single-package air conditioner | False | False | 35000 |  | 16 | 13.4 |  |  | True | 9 | 30 | 12 | 10.6 |  | False | Conventional | 05/05/2023 |  | 07/06/2023
Carrier Corp. - Indianapolis | Keeprite | RGW049K* | RGW049K* |  |  | Voluntarily Certified | Single-package air conditioner | False | False | 46500 |  | 16 | 13.4 |  |  | True | 12 | 30 | 12 | 10.6 |  | False | Conventional | 05/05/2023 |  | 07/06/2023
Carrier Corp. - Indianapolis | Arcoaire | RGW061K* | RGW061K* |  |  | Voluntarily Certified | Single-package air conditioner | False | False | 59000 |  | 16.5 | 13.4 |  |  | True | 30 | 30 | 12 | 10.6 |  | False | Conventional | 05/05/2023 |  | 07/06/2023
Carrier Corp. - Indianapolis | Day & Night | RGW061K* | RGW061K* |  |  | Voluntarily Certified | Single-package air conditioner | False | False | 59000 |  | 16.5 | 13.4 |  |  | True | 30 | 30 | 12 | 10.6 |  | False | Conventional | 05/05/2023 |  | 07/06/2023
Carrier Corp. - Indianapolis | Day & Night | CVA924GKA**+TSTAT | CVA924GKA**+TSTAT | FVM4X24***L |  | Voluntarily Certified | Single-split-system air condit | False | False | 24200 |  | 15.5 | 14.3 |  |  | False | 30 | 30 | 10 | 9.8 | Blower Coil System | False | Conventional | 05/05/2023 |  | 07/06/2023
Carrier Corp. - Indianapolis | Tempstar | RGW061K* | RGW061K* |  |  | Voluntarily Certified | Single-package air conditioner | False | False | 59000 |  | 16.5 | 13.4 |  |  | True | 30 | 30 | 12 | 10.6 |  | False | Conventional | 05/05/2023 |  | 07/06/2023
Carrier Corp. - Indianapolis | Keeprite | RAW037K* | RAW037K* |  |  | Voluntarily Certified | Single-package air conditioner | False | False | 35000 |  | 16 | 13.4 |  |  | True | 9 | 30 | 12 | 10.6 |  | False | Conventional | 05/05/2023 |  | 07/06/2023
Carrier Corp. - Indianapolis | Arcoaire | RGW037K* | RGW037K* |  |  | Voluntarily Certified | Single-package air conditioner | False | False | 35000 |  | 16 | 13.4 |  |  | True | 9 | 30 | 12 | 10.6 |  | False | Conventional | 05/05/2023 |  | 07/06/2023
Carrier Corp. - Indianapolis | Kenmore | (C,H,T)VA924GKA** | (C,H,T)VA924GKA** | FCM4X24***L+WALLCON |  | Voluntarily Certified | Single-split-system air condit | False | False | 24400 |  | 17 | 14.3 |  |  | False | 30 | 30 | 10 | 9.8 | Blower Coil System | True | Conventional | 05/05/2023 |  | 07/06/2023
Carrier Corp. - Indianapolis | Day & Night | RGW037K* | RGW037K* |  |  | Voluntarily Certified | Single-package air conditioner | False | False | 35000 |  | 16 | 13.4 |  |  | True | 9 | 30 | 12 | 10.6 |  | False | Conventional | 05/05/2023 |  | 07/06/2023
Carrier Corp. - Indianapolis | Tempstar | RGW037K* | RGW037K* |  |  | Voluntarily Certified | Single-package air conditioner | False | False | 35000 |  | 16 | 13.4 |  |  | True | 9 | 30 | 12 | 10.6 |  | False | Conventional | 05/05/2023 |  | 07/06/2023
Carrier Corp. - Indianapolis | Keeprite | RGW037K* | RGW037K* |  |  | Voluntarily Certified | Single-package air conditioner | False | False | 35000 |  | 16 | 13.4 |  |  | True | 9 | 30 | 12 | 10.6 |  | False | Conventional | 05/05/2023 |  | 07/06/2023
Carrier Corp. - Indianapolis | BRYANT HEATING AND COOLING SYSTEMS | 582KJ04(1,3,4,8)* | 582KJ04(1,3,4,8)* |  |  | Voluntarily Certified | Single-package air conditioner | False | False | 34000 |  | 13.4 | 13.4 |  |  | True | 9 | 30 | 11.5 | 10.6 |  | False | Conventional | 05/05/2023 |  | 07/06/2023
Carrier Corp. - Indianapolis | BRYANT HEATING AND COOLING SYSTEMS | 551KJ041* | 551KJ041* |  |  | Voluntarily Certified | Single-package air conditioner | False | False | 35000 |  | 16 | 13.4 |  |  | True | 9 | 30 | 12 | 10.6 |  | False | Conventional | 05/05/2023 |  | 07/06/2023
Carrier Corp. - Indianapolis | Comfortmaker | RGW049K* | RGW049K* |  |  | Voluntarily Certified | Single-package air conditioner | False | False | 46500 |  | 16 | 13.4 |  |  | True | 12 | 30 | 12 | 10.6 |  | False | Conventional | 05/05/2023 |  | 07/06/2023
Carrier Corp. - Indianapolis | Kenmore | (C,H,T)VA949GKA** | (C,H,T)VA949GKA** | FCM4X60***L+WALLCON |  | Voluntarily Certified | Single-split-system air condit | False | False | 44500 |  | 19 | 14.3 |  |  | False | 30 | 30 | 12 | 9.8 | Blower Coil System | True | Conventional | 05/05/2023 |  | 07/06/2023
Carrier Corp. - Indianapolis | Comfortmaker | RGV049K* | RGV049K* |  |  | Voluntarily Certified | Single-package air conditioner | False | False | 48000 |  | 13.8 | 13.4 |  |  | True | 12 | 30 | 11.5 | 10.6 |  | False | Conventional | 05/05/2023 |  | 07/06/2023
Carrier Corp. - Indianapolis | Day & Night | CVA937GKA** | CVA937GKA** | FCM4X60***L+WALLCON |  | Voluntarily Certified | Single-split-system air condit | False | False | 33200 |  | 18.5 | 14.3 |  |  | False | 30 | 30 | 12 | 9.8 | Blower Coil System | True | Conventional | 05/05/2023 |  | 07/06/2023
Carrier Corp. - Indianapolis | Tempstar | TVA924GKA** | TVA924GKA** | FCM4X24***L+WALLCON |  | Voluntarily Certified | Single-split-system air condit | False | False | 24400 |  | 17 | 14.3 |  |  | False | 30 | 30 | 10 | 9.8 | Blower Coil System | True | Conventional | 05/05/2023 |  | 07/06/2023
Carrier Corp. - Indianapolis | Airquest | RAV037K* | RAV037K* |  |  | Voluntarily Certified | Single-package air conditioner | False | False | 34000 |  | 13.4 | 13.4 |  |  | True | 9 | 30 | 11.5 | 10.6 |  | False | Conventional | 05/05/2023 |  | 07/06/2023
Carrier Corp. - Indianapolis | Airquest | HVA924GKA** | HVA924GKA** | FCM4X24***L+WALLCON |  | Voluntarily Certified | Single-split-system air condit | False | False | 24400 |  | 17 | 14.3 |  |  | False | 30 | 30 | 10 | 9.8 | Blower Coil System | True | Conventional | 05/05/2023 |  | 07/06/2023
Carrier Corp. - Indianapolis | Comfortmaker | CVA937GKA** | CVA937GKA** | FCM4X60***L+WALLCON |  | Voluntarily Certified | Single-split-system air condit | False | False | 33200 |  | 18.5 | 14.3 |  |  | False | 30 | 30 | 12 | 9.8 | Blower Coil System | True | Conventional | 05/05/2023 |  | 07/06/2023
Carrier Corp. - Indianapolis | ICP Commercial | RAV037K* | RAV037K* |  |  | Voluntarily Certified | Single-package air conditioner | False | False | 34000 |  | 13.4 | 13.4 |  |  | True | 9 | 30 | 11.5 | 10.6 |  | False | Conventional | 05/05/2023 |  | 07/06/2023
Carrier Corp. - Indianapolis | Airquest | RGV049K* | RGV049K* |  |  | Voluntarily Certified | Single-package air conditioner | False | False | 48000 |  | 13.8 | 13.4 |  |  | True | 12 | 30 | 11.5 | 10.6 |  | False | Conventional | 05/05/2023 |  | 07/06/2023
Carrier Corp. - Indianapolis | Heil | RAV037K* | RAV037K* |  |  | Voluntarily Certified | Single-package air conditioner | False | False | 34000 |  | 13.4 | 13.4 |  |  | True | 9 | 30 | 11.5 | 10.6 |  | False | Conventional | 05/05/2023 |  | 07/06/2023
Carrier Corp. - Indianapolis | Heil | HVA924GKA** | HVA924GKA** | FCM4X24***L+WALLCON |  | Voluntarily Certified | Single-split-system air condit | False | False | 24400 |  | 17 | 14.3 |  |  | False | 30 | 30 | 10 | 9.8 | Blower Coil System | True | Conventional | 05/05/2023 |  | 07/06/2023
Carrier Corp. - Indianapolis | Heil | RGV049K* | RGV049K* |  |  | Voluntarily Certified | Single-package air conditioner | False | False | 48000 |  | 13.8 | 13.4 |  |  | True | 12 | 30 | 11.5 | 10.6 |  | False | Conventional | 05/05/2023 |  | 07/06/2023
Carrier Corp. - Indianapolis | ICP Commercial | RGV049K* | RGV049K* |  |  | Voluntarily Certified | Single-package air conditioner | False | False | 48000 |  | 13.8 | 13.4 |  |  | True | 12 | 30 | 11.5 | 10.6 |  | False | Conventional | 05/05/2023 |  | 07/06/2023
Carrier Corp. - Indianapolis | Carrier | 48GC*(T,H)05***3* | 48GC*(T,H)05***3* |  |  | Voluntarily Certified | Single-package air conditioner | False | False | 46500 |  | 16 | 13.4 |  |  | True | 12 | 30 | 12 | 10.6 |  | False | Conventional | 05/05/2023 |  | 07/06/2023
Carrier Corp. - Indianapolis | BRYANT HEATING AND COOLING SYSTEMS | 189BNV037*0**A* | 189BNV037*0**A* | FE4ANB006L+UI |  | Voluntarily Certified | Single-split-system air condit | False | False | 33200 |  | 18.5 | 14.3 |  |  | False | 30 | 30 | 12 | 9.8 | Blower Coil System | True | Conventional | 05/05/2023 |  | 07/06/2023
Carrier Corp. - Indianapolis | Arcoaire | HVA924GKA**+TSTAT | HVA924GKA**+TSTAT | FVM4X24***L |  | Voluntarily Certified | Single-split-system air condit | False | False | 24200 |  | 15.5 | 14.3 |  |  | False | 30 | 30 | 10 | 9.8 | Blower Coil System | False | Conventional | 05/05/2023 |  | 07/06/2023
Carrier Corp. - Indianapolis | Arcoaire | RGV049K* | RGV049K* |  |  | Voluntarily Certified | Single-package air conditioner | False | False | 48000 |  | 13.8 | 13.4 |  |  | True | 12 | 30 | 11.5 | 10.6 |  | False | Conventional | 05/05/2023 |  | 07/06/2023
Carrier Corp. - Indianapolis | Comfortmaker | RAV037K* | RAV037K* |  |  | Voluntarily Certified | Single-package air conditioner | False | False | 34000 |  | 13.4 | 13.4 |  |  | True | 9 | 30 | 11.5 | 10.6 |  | False | Conventional | 05/05/2023 |  | 07/06/2023
Carrier Corp. - Indianapolis | Arcoaire | RAV037K* | RAV037K* |  |  | Voluntarily Certified | Single-package air conditioner | False | False | 34000 |  | 13.4 | 13.4 |  |  | True | 9 | 30 | 11.5 | 10.6 |  | False | Conventional | 05/05/2023 |  | 07/06/2023
Carrier Corp. - Indianapolis | Arcoaire | HVA924GKA** | HVA924GKA** | FCM4X24***L+WALLCON |  | Voluntarily Certified | Single-split-system air condit | False | False | 24400 |  | 17 | 14.3 |  |  | False | 30 | 30 | 10 | 9.8 | Blower Coil System | True | Conventional | 05/05/2023 |  | 07/06/2023
Carrier Corp. - Indianapolis | 1HVAC | HVA924GKA** | HVA924GKA** | FCM4X24***L+WALLCON |  | Voluntarily Certified | Single-split-system air condit | False | False | 24400 |  | 17 | 14.3 |  |  | False | 30 | 30 | 10 | 9.8 | Blower Coil System | True | Conventional | 05/05/2023 |  | 07/06/2023
Carrier Corp. - Indianapolis | Carrier | 50FC*C04***3* | 50FC*C04***3* |  |  | Voluntarily Certified | Single-package air conditioner | False | False | 34000 |  | 13.4 | 13.4 |  |  | True | 9 | 30 | 11.5 | 10.6 |  | False | Conventional | 05/05/2023 |  | 07/06/2023
Carrier Corp. - Indianapolis | Carrier | 50GC*(T,H)05***3* | 50GC*(T,H)05***3* |  |  | Voluntarily Certified | Single-package air conditioner | False | False | 46500 |  | 16 | 13.4 |  |  | True | 12 | 30 | 12 | 10.6 |  | False | Conventional | 05/05/2023 |  | 07/06/2023
Carrier Corp. - Indianapolis | Carrier | 48FC*C05***3* | 48FC*C05***3* |  |  | Voluntarily Certified | Single-package air conditioner | False | False | 48000 |  | 13.8 | 13.4 |  |  | True | 12 | 30 | 11.5 | 10.6 |  | False | Conventional | 05/05/2023 |  | 07/06/2023
Carrier Corp. - Indianapolis | Airquest | RAV049K* | RAV049K* |  |  | Voluntarily Certified | Single-package air conditioner | False | False | 48000 |  | 13.8 | 13.4 |  |  | True | 12 | 30 | 11.5 | 10.6 |  | False | Conventional | 05/05/2023 |  | 07/06/2023
Carrier Corp. - Indianapolis | Heil | RAV049K* | RAV049K* |  |  | Voluntarily Certified | Single-package air conditioner | False | False | 48000 |  | 13.8 | 13.4 |  |  | True | 12 | 30 | 11.5 | 10.6 |  | False | Conventional | 05/05/2023 |  | 07/06/2023
Carrier Corp. - Indianapolis | ICP Commercial | RAV049K* | RAV049K* |  |  | Voluntarily Certified | Single-package air conditioner | False | False | 48000 |  | 13.8 | 13.4 |  |  | True | 12 | 30 | 11.5 | 10.6 |  | False | Conventional | 05/05/2023 |  | 07/06/2023
Carrier Corp. - Indianapolis | Comfortmaker | RAW037K* | RAW037K* |  |  | Voluntarily Certified | Single-package air conditioner | False | False | 35000 |  | 16 | 13.4 |  |  | True | 9 | 30 | 12 | 10.6 |  | False | Conventional | 05/05/2023 |  | 07/06/2023
Carrier Corp. - Indianapolis | Airquest | RAW037K* | RAW037K* |  |  | Voluntarily Certified | Single-package air conditioner | False | False | 35000 |  | 16 | 13.4 |  |  | True | 9 | 30 | 12 | 10.6 |  | False | Conventional | 05/05/2023 |  | 07/06/2023
Carrier Corp. - Indianapolis | Carrier | 48GC*(T,H)06***3* | 48GC*(T,H)06***3* |  |  | Voluntarily Certified | Single-package air conditioner | False | False | 59000 |  | 16.5 | 13.4 |  |  | True | 30 | 30 | 12 | 10.6 |  | False | Conventional | 05/05/2023 |  | 07/06/2023
Carrier Corp. - Indianapolis | Tempstar | TVA949GKA** | TVA949GKA** | FCM4X60***L+WALLCON |  | Voluntarily Certified | Single-split-system air condit | False | False | 44500 |  | 19 | 14.3 |  |  | False | 30 | 30 | 12 | 9.8 | Blower Coil System | True | Conventional | 05/05/2023 |  | 07/06/2023
Carrier Corp. - Indianapolis | Heil | HVA924GKA**+TSTAT | HVA924GKA**+TSTAT | FVM4X24***L |  | Voluntarily Certified | Single-split-system air condit | False | False | 24200 |  | 15.5 | 14.3 |  |  | False | 30 | 30 | 10 | 9.8 | Blower Coil System | False | Conventional | 05/05/2023 |  | 07/06/2023
Carrier Corp. - Indianapolis | Airquest | HVA924GKA**+TSTAT | HVA924GKA**+TSTAT | FVM4X24***L |  | Voluntarily Certified | Single-split-system air condit | False | False | 24200 |  | 15.5 | 14.3 |  |  | False | 30 | 30 | 10 | 9.8 | Blower Coil System | False | Conventional | 05/05/2023 |  | 07/06/2023
Carrier Corp. - Indianapolis | Heil | RAW037K* | RAW037K* |  |  | Voluntarily Certified | Single-package air conditioner | False | False | 35000 |  | 16 | 13.4 |  |  | True | 9 | 30 | 12 | 10.6 |  | False | Conventional | 05/05/2023 |  | 07/06/2023
Carrier Corp. - Indianapolis | ICP Commercial | RAW037K* | RAW037K* |  |  | Voluntarily Certified | Single-package air conditioner | False | False | 35000 |  | 16 | 13.4 |  |  | True | 9 | 30 | 12 | 10.6 |  | False | Conventional | 05/05/2023 |  | 07/06/2023
Carrier Corp. - Indianapolis | Airquest | RGW061K* | RGW061K* |  |  | Voluntarily Certified | Single-package air conditioner | False | False | 59000 |  | 16.5 | 13.4 |  |  | True | 30 | 30 | 12 | 10.6 |  | False | Conventional | 05/05/2023 |  | 07/06/2023
Carrier Corp. - Indianapolis | ICP Commercial | RGW049K* | RGW049K* |  |  | Voluntarily Certified | Single-package air conditioner | False | False | 46500 |  | 16 | 13.4 |  |  | True | 12 | 30 | 12 | 10.6 |  | False | Conventional | 05/05/2023 |  | 07/06/2023
Carrier Corp. - Indianapolis | Heil | RGW049K* | RGW049K* |  |  | Voluntarily Certified | Single-package air conditioner | False | False | 46500 |  | 16 | 13.4 |  |  | True | 12 | 30 | 12 | 10.6 |  | False | Conventional | 05/05/2023 |  | 07/06/2023
Carrier Corp. - Indianapolis | Heil | HVA949GKA** | HVA949GKA** | FCM4X60***L+WALLCON |  | Voluntarily Certified | Single-split-system air condit | False | False | 44500 |  | 19 | 14.3 |  |  | False | 30 | 30 | 12 | 9.8 | Blower Coil System | True | Conventional | 05/05/2023 |  | 07/06/2023
Carrier Corp. - Indianapolis | ICP Commercial | RGW061K* | RGW061K* |  |  | Voluntarily Certified | Single-package air conditioner | False | False | 59000 |  | 16.5 | 13.4 |  |  | True | 30 | 30 | 12 | 10.6 |  | False | Conventional | 05/05/2023 |  | 07/06/2023
Carrier Corp. - Indianapolis | Heil | RGW061K* | RGW061K* |  |  | Voluntarily Certified | Single-package air conditioner | False | False | 59000 |  | 16.5 | 13.4 |  |  | True | 30 | 30 | 12 | 10.6 |  | False | Conventional | 05/05/2023 |  | 07/06/2023
Carrier Corp. - Indianapolis | Heil | RAW061K* | RAW061K* |  |  | Voluntarily Certified | Single-package air conditioner | False | False | 59000 |  | 16.5 | 13.4 |  |  | True | 30 | 30 | 12 | 10.6 |  | False | Conventional | 05/05/2023 |  | 07/06/2023
Carrier Corp. - Indianapolis | ICP Commercial | RAW061K* | RAW061K* |  |  | Voluntarily Certified | Single-package air conditioner | False | False | 59000 |  | 16.5 | 13.4 |  |  | True | 30 | 30 | 12 | 10.6 |  | False | Conventional | 05/05/2023 |  | 07/06/2023
Carrier Corp. - Indianapolis | Airquest | RAW061K* | RAW061K* |  |  | Voluntarily Certified | Single-package air conditioner | False | False | 59000 |  | 16.5 | 13.4 |  |  | True | 30 | 30 | 12 | 10.6 |  | False | Conventional | 05/05/2023 |  | 07/06/2023
Carrier Corp. - Indianapolis | Kenmore | (C,H,T)VA937GKA** | (C,H,T)VA937GKA** | FCM4X60***L+WALLCON |  | Voluntarily Certified | Single-split-system air condit | False | False | 33200 |  | 18.5 | 14.3 |  |  | False | 30 | 30 | 12 | 9.8 | Blower Coil System | True | Conventional | 05/05/2023 |  | 07/06/2023
Carrier Corp. - Indianapolis | Heil | RAV061K* | RAV061K* |  |  | Voluntarily Certified | Single-package air conditioner | False | False | 58500 |  | 13.6 | 13.4 |  |  | True | 30 | 30 | 11.5 | 10.6 |  | False | Conventional | 05/05/2023 |  | 07/06/2023
Carrier Corp. - Indianapolis | ICP Commercial | RAV061K* | RAV061K* |  |  | Voluntarily Certified | Single-package air conditioner | False | False | 58500 |  | 13.6 | 13.4 |  |  | True | 30 | 30 | 11.5 | 10.6 |  | False | Conventional | 05/05/2023 |  | 07/06/2023
Carrier Corp. - Indianapolis | Heil | RGW037K* | RGW037K* |  |  | Voluntarily Certified | Single-package air conditioner | False | False | 35000 |  | 16 | 13.4 |  |  | True | 9 | 30 | 12 | 10.6 |  | False | Conventional | 05/05/2023 |  | 07/06/2023
Carrier Corp. - Indianapolis | ICP Commercial | RGW037K* | RGW037K* |  |  | Voluntarily Certified | Single-package air conditioner | False | False | 35000 |  | 16 | 13.4 |  |  | True | 9 | 30 | 12 | 10.6 |  | False | Conventional | 05/05/2023 |  | 07/06/2023
Carrier Corp. - Indianapolis | Heil | RGV037K* | RGV037K* |  |  | Voluntarily Certified | Single-package air conditioner | False | False | 34000 |  | 13.4 | 13.4 |  |  | True | 9 | 30 | 11.5 | 10.6 |  | False | Conventional | 05/05/2023 |  | 07/06/2023
Carrier Corp. - Indianapolis | Heil | HVA937GKA** | HVA937GKA** | FCM4X60***L+WALLCON |  | Voluntarily Certified | Single-split-system air condit | False | False | 33200 |  | 18.5 | 14.3 |  |  | False | 30 | 30 | 12 | 9.8 | Blower Coil System | True | Conventional | 05/05/2023 |  | 07/06/2023
Carrier Corp. - Indianapolis | Tempstar | TVA937GKA** | TVA937GKA** | FCM4X60***L+WALLCON |  | Voluntarily Certified | Single-split-system air condit | False | False | 33200 |  | 18.5 | 14.3 |  |  | False | 30 | 30 | 12 | 9.8 | Blower Coil System | True | Conventional | 05/05/2023 |  | 07/06/2023
Carrier Corp. - Indianapolis | Tempstar | RAV049K* | RAV049K* |  |  | Voluntarily Certified | Single-package air conditioner | False | False | 48000 |  | 13.8 | 13.4 |  |  | True | 12 | 30 | 11.5 | 10.6 |  | False | Conventional | 05/05/2023 |  | 07/06/2023
Carrier Corp. - Indianapolis | Kenmore | (C,H,T)VA924GKA**+TSTAT | (C,H,T)VA924GKA**+TSTAT | FVM4X24***L |  | Voluntarily Certified | Single-split-system air condit | False | False | 24200 |  | 15.5 | 14.3 |  |  | False | 30 | 30 | 10 | 9.8 | Blower Coil System | False | Conventional | 05/05/2023 |  | 07/06/2023
Carrier Corp. - Indianapolis | Day & Night | RAV049K* | RAV049K* |  |  | Voluntarily Certified | Single-package air conditioner | False | False | 48000 |  | 13.8 | 13.4 |  |  | True | 12 | 30 | 11.5 | 10.6 |  | False | Conventional | 05/05/2023 |  | 07/06/2023
Carrier Corp. - Indianapolis | Day & Night | RAV037K* | RAV037K* |  |  | Voluntarily Certified | Single-package air conditioner | False | False | 34000 |  | 13.4 | 13.4 |  |  | True | 9 | 30 | 11.5 | 10.6 |  | False | Conventional | 05/05/2023 |  | 07/06/2023
Carrier Corp. - Indianapolis | Tempstar | RAV037K* | RAV037K* |  |  | Voluntarily Certified | Single-package air conditioner | False | False | 34000 |  | 13.4 | 13.4 |  |  | True | 9 | 30 | 11.5 | 10.6 |  | False | Conventional | 05/05/2023 |  | 07/06/2023
Carrier Corp. - Indianapolis | Tempstar | RGV049K* | RGV049K* |  |  | Voluntarily Certified | Single-package air conditioner | False | False | 48000 |  | 13.8 | 13.4 |  |  | True | 12 | 30 | 11.5 | 10.6 |  | False | Conventional | 05/05/2023 |  | 07/06/2023
Carrier Corp. - Indianapolis | Tempstar | RGV061K* | RGV061K* |  |  | Voluntarily Certified | Single-package air conditioner | False | False | 58500 |  | 13.6 | 13.4 |  |  | True | 30 | 30 | 11.5 | 10.6 |  | False | Conventional | 05/05/2023 |  | 07/06/2023
Carrier Corp. - Indianapolis | Tempstar | RAW049K* | RAW049K* |  |  | Voluntarily Certified | Single-package air conditioner | False | False | 46500 |  | 16 | 13.4 |  |  | True | 12 | 30 | 12 | 10.6 |  | False | Conventional | 05/05/2023 |  | 07/06/2023
Carrier Corp. - Indianapolis | Day & Night | RAW049K* | RAW049K* |  |  | Voluntarily Certified | Single-package air conditioner | False | False | 46500 |  | 16 | 13.4 |  |  | True | 12 | 30 | 12 | 10.6 |  | False | Conventional | 05/05/2023 |  | 07/06/2023
Carrier Corp. - Indianapolis | Day & Night | RGV061K* | RGV061K* |  |  | Voluntarily Certified | Single-package air conditioner | False | False | 58500 |  | 13.6 | 13.4 |  |  | True | 30 | 30 | 11.5 | 10.6 |  | False | Conventional | 05/05/2023 |  | 07/06/2023
Carrier Corp. - Indianapolis | Day & Night | RGV049K* | RGV049K* |  |  | Voluntarily Certified | Single-package air conditioner | False | False | 48000 |  | 13.8 | 13.4 |  |  | True | 12 | 30 | 11.5 | 10.6 |  | False | Conventional | 05/05/2023 |  | 07/06/2023
Trane U.S. Inc. | RunTru | A4HP4048D1 | A4HP4048D1 | TEM6A0D48H41+TDR |  | Voluntarily Certified | Single-split-system heat pumps | False | False | 46000 | 45000 | 14.3 | 14.3 | 7.5 | 7.5 | False | 8 | 33 | 11.7 |  | Blower Coil System | False | Conventional | 05/05/2023 |  | 07/06/2023
Trane U.S. Inc. | Trane | 4TWV7X36A1 | 4TWV7X36A1 | TAMXA0C36V31 |  | Voluntarily Certified | Single-split-system heat pumps | False | False | 34600 | 36000 | 17 | 14.3 | 8.2 | 7.5 | False | 21 | 33 | 12 |  | Blower Coil System | True | Conventional | 05/05/2023 |  | 07/06/2023
Trane U.S. Inc. | Trane | 4TWR5048N1 | 4TWR5048N1 | TEM6A0D48H41+TDR |  | Voluntarily Certified | Single-split-system heat pumps | False | False | 46000 | 45000 | 14.3 | 14.3 | 7.5 | 7.5 | False | 8 | 33 | 11.7 |  | Blower Coil System | False | Conventional | 05/05/2023 |  | 07/06/2023
Trane U.S. Inc. | Trane | 4TWV7X60A1 | 4TWV7X60A1 | TAMXA0C60V51 |  | Voluntarily Certified | Single-split-system heat pumps | False | False | 53000 | 54000 | 17 | 14.3 | 8.2 | 7.5 | False | 16 | 33 | 12 |  | Blower Coil System | True | Conventional | 05/05/2023 |  | 07/06/2023
Trane U.S. Inc. | Trane | 4TWX5048N1 | 4TWX5048N1 | TEM6A0D48H41+TDR |  | Voluntarily Certified | Single-split-system heat pumps | False | False | 46000 | 45000 | 14.3 | 14.3 | 7.5 | 7.5 | False | 8 | 33 | 11.7 |  | Blower Coil System | False | Conventional | 05/05/2023 |  | 07/06/2023
Trane U.S. Inc. | Trane | 4TWR6036N1 | 4TWR6036N1 | TAM9A0C36V31 |  | Voluntarily Certified | Single-split-system heat pumps | False | False | 37000 | 31400 | 16 | 14.3 | 8 | 7.5 | False | 18 | 33 | 12 |  | Blower Coil System | False | Conventional | 05/05/2023 |  | 07/06/2023
Trane U.S. Inc. | Trane | 4TWV7X48A1 | 4TWV7X48A1 | TAMXA0C48V41 |  | Voluntarily Certified | Single-split-system heat pumps | False | False | 45500 | 40000 | 17 | 14.3 | 8.2 | 7.5 | False | 18 | 33 | 11.7 |  | Blower Coil System | True | Conventional | 05/05/2023 |  | 07/06/2023
Trane U.S. Inc. | Trane | 4TWL5024N1 | 4TWL5024N1 | 4TXCB006DS3 | S9V2B040U3PSB | Voluntarily Certified | Single-split-system heat pumps | False | False | 23000 | 22200 | 14.3 | 14.3 | 7.5 | 7.5 | False | 2 | 33 | 11.7 |  | Blower Coil System | False | Conventional | 05/05/2023 |  | 07/06/2023
Trane U.S. Inc. | Trane | 4TWL5030N1 | 4TWL5030N1 | 4TXCB006DS3 | S9V2B040U3PSB | Voluntarily Certified | Single-split-system heat pumps | False | False | 29000 | 27600 | 14.3 | 14.3 | 7.5 | 7.5 | False | 2 | 33 | 11.7 |  | Blower Coil System | False | Conventional | 05/05/2023 |  | 07/06/2023
Trane U.S. Inc. | RunTru | A4HP5048D1 | A4HP5048D1 | TEM6A0D48H41+TDR |  | Voluntarily Certified | Single-split-system heat pumps | False | False | 46000 | 45000 | 14.3 | 14.3 | 7.5 | 7.5 | False | 8 | 33 | 11.7 |  | Blower Coil System | False | Conventional | 05/05/2023 |  | 07/06/2023
Trane U.S. Inc. | Trane | 4TWX7036E1 | 4TWX7036E1 | TAM9A0C36V31 |  | Voluntarily Certified | Single-split-system heat pumps | False | False | 37000 | 31400 | 17 | 14.3 | 8 | 7.5 | False | 18 | 33 | 12.2 |  | Blower Coil System | False | Conventional | 05/05/2023 |  | 07/06/2023
Trane U.S. Inc. | Trane | 4TWR4048N1 | 4TWR4048N1 | TEM6A0D48H41+TDR |  | Voluntarily Certified | Single-split-system heat pumps | False | False | 46000 | 45000 | 14.3 | 14.3 | 7.5 | 7.5 | False | 8 | 33 | 11.7 |  | Blower Coil System | False | Conventional | 05/05/2023 |  | 07/06/2023
Trane U.S. Inc. | Trane | 4TWV7X24A1 | 4TWV7X24A1 | TAMXA0B30V31 |  | Voluntarily Certified | Single-split-system heat pumps | False | False | 23800 | 18200 | 17 | 14.3 | 8.2 | 7.5 | False | 21 | 33 | 12 |  | Blower Coil System | True | Conventional | 05/05/2023 |  | 07/06/2023
Waterfurnace International, Inc. | 5 SERIES GEO-READY | NDGR038*1 | NDGR038*1 | NGV/NGH038*1*(1,2) |  | Voluntarily Certified | Single-split-system heat pumps | False | False | 36800 | 35000 | 16 | 14.3 | 8.9 | 7.5 | True | 24 | 33 | 12.6 |  | Blower Coil System | False | Conventional | 05/05/2023 |  | 07/06/2023
Waterfurnace International, Inc. | 5 SERIES GEO-READY | NDGR049*1 | NDGR049*1 | NGV/NGH049*1*(1,2) |  | Voluntarily Certified | Single-split-system heat pumps | False | False | 47000 | 48000 | 15.5 | 14.3 | 8.6 | 7.5 | True | 24 | 33 | 12.3 |  | Blower Coil System | False | Conventional | 05/05/2023 |  | 07/06/2023
Waterfurnace International, Inc. | 5 SERIES GEO-READY | NDGR064*1 | NDGR064*1 | NGV/NGH064*1*1 |  | Voluntarily Certified | Single-split-system heat pumps | False | False | 60000 | 55500 | 15 | 14.3 | 8.6 | 7.5 | True | 24 | 33 | 12.1 |  | Blower Coil System | False | Conventional | 05/05/2023 |  | 07/06/2023
American Standard, Inc. | AMERICAN STANDARD | 4A6H4048N1 | 4A6H4048N1 | TEM6A0D48H41+TDR |  | Voluntarily Certified | Single-split-system heat pumps | False | False | 46000 | 45000 | 14.3 | 14.3 | 7.5 | 7.5 | False | 8 | 33 | 11.7 |  | Blower Coil System | False | Conventional | 05/05/2023 |  | 07/06/2023
American Standard, Inc. | AMERICAN STANDARD | 4A6H6036N1 | 4A6H6036N1 | TAM9A0C36V31 |  | Voluntarily Certified | Single-split-system heat pumps | False | False | 37000 | 31400 | 16 | 14.3 | 8.2 | 7.5 | False | 18 | 33 | 12 |  | Blower Coil System | False | Conventional | 05/05/2023 |  | 07/06/2023
American Standard, Inc. | AMERISTAR | A4HP5048D1 | A4HP5048D1 | TEM6A0D48H41+TDR |  | Voluntarily Certified | Single-split-system heat pumps | False | False | 46000 | 45000 | 14.3 | 14.3 | 7.5 | 7.5 | False | 8 | 33 | 11.7 |  | Blower Coil System | False | Conventional | 05/05/2023 |  | 07/06/2023
American Standard, Inc. | AMERICAN STANDARD | 4A6H5048N1 | 4A6H5048N1 | TEM6A0D48H41+TDR |  | Voluntarily Certified | Single-split-system heat pumps | False | False | 46000 | 45000 | 14.3 | 14.3 | 7.5 | 7.5 | False | 8 | 33 | 11.7 |  | Blower Coil System | False | Conventional | 05/05/2023 |  | 07/06/2023
American Standard, Inc. | AMERICAN STANDARD | 4A6V7X24A1 | 4A6V7X24A1 | TAMXA0B30V31 |  | Voluntarily Certified | Single-split-system heat pumps | False | False | 23800 | 18200 | 17 | 14.3 | 8.2 | 7.5 | False | 21 | 33 | 12 |  | Blower Coil System | True | Conventional | 05/05/2023 |  | 07/06/2023
American Standard, Inc. | AMERICAN STANDARD | 4A6V7X36A1 | 4A6V7X36A1 | TAMXA0C36V31 |  | Voluntarily Certified | Single-split-system heat pumps | False | False | 34600 | 36000 | 17 | 14.3 | 8.2 | 7.5 | False | 21 | 33 | 12 |  | Blower Coil System | True | Conventional | 05/05/2023 |  | 07/06/2023
American Standard, Inc. | AMERICAN STANDARD | 4A6L5024N1 | 4A6L5024N1 | 4TXCB006DS3 | S9V2B040U3PSB | Voluntarily Certified | Single-split-system heat pumps | False | False | 23000 | 22200 | 14.3 | 14.3 | 7.5 | 7.5 | False | 2 | 33 | 11.7 |  | Blower Coil System | False | Conventional | 05/05/2023 |  | 07/06/2023
American Standard, Inc. | AMERICAN STANDARD | 4A6V7X48A1 | 4A6V7X48A1 | TAMXA0C48V41 |  | Voluntarily Certified | Single-split-system heat pumps | False | False | 45500 | 40000 | 17 | 14.3 | 8.2 | 7.5 | False | 18 | 33 | 11.7 |  | Blower Coil System | True | Conventional | 05/05/2023 |  | 07/06/2023
American Standard, Inc. | AMERICAN STANDARD | 4A6V7X60A1 | 4A6V7X60A1 | TAMXA0C60V51 |  | Voluntarily Certified | Single-split-system heat pumps | False | False | 53000 | 54000 | 17 | 14.3 | 8.2 | 7.5 | False | 16 | 33 | 12 |  | Blower Coil System | True | Conventional | 05/05/2023 |  | 07/06/2023
American Standard, Inc. | AMERICAN STANDARD | 4A6L5030N1 | 4A6L5030N1 | 4TXCB006DS3 | S9V2B040U3PSB | Voluntarily Certified | Single-split-system heat pumps | False | False | 29000 | 27600 | 14.3 | 14.3 | 7.5 | 7.5 | False | 2 | 33 | 11.7 |  | Blower Coil System | False | Conventional | 05/05/2023 |  | 07/06/2023
American Standard, Inc. | AMERISTAR | A4HP4048D1 | A4HP4048D1 | TEM6A0D48H41+TDR |  | Voluntarily Certified | Single-split-system heat pumps | False | False | 46000 | 45000 | 14.3 | 14.3 | 7.5 | 7.5 | False | 8 | 33 | 11.7 |  | Blower Coil System | False | Conventional | 05/05/2023 |  | 07/06/2023
American Standard, Inc. | AMERICAN STANDARD | 4A7A5024N1 | 4A7A5024N1 | 4PX*BU30BS3 |  | Voluntarily Certified | Single-split-system air condit | False | False | 23600 |  | 14.3 | 13.4 |  |  | False | 1 | 30 | 11.7 | 0 | Coil-Only System | False | Conventional | 05/05/2023 |  | 07/06/2023
American Standard, Inc. | AMERICAN STANDARD | 4A7A5036N1 | 4A7A5036N1 | 4PX*BU48BS3 |  | Voluntarily Certified | Single-split-system air condit | False | False | 34400 |  | 14.3 | 13.4 |  |  | False | 1 | 30 | 11.7 | 0 | Coil-Only System | False | Conventional | 05/05/2023 |  | 07/06/2023
American Standard, Inc. | AMERICAN STANDARD | 4A7A5060N1 | 4A7A5060N1 | 4TXCD010DS3 |  | Voluntarily Certified | Single-split-system air condit | False | False | 55000 |  | 13.8 | 13.4 |  |  | False | 1 | 30 | 11.2 | 0 | Coil-Only System | False | Conventional | 05/05/2023 |  | 07/06/2023
American Standard, Inc. | AMERICAN STANDARD | 4TCC4060E1 | 4TCC4060E1 |  |  | Voluntarily Certified | Single-package air conditioner | False | False | 57500 |  | 13.4 | 13.4 |  |  | False | 3 | 30 | 11 | 0 |  | False | Conventional | 05/05/2023 |  | 07/06/2023
American Standard, Inc. | AMERICAN STANDARD | 4A7A3024N1 | 4A7A3024N1 | 4PX*BU24BS3 |  | Voluntarily Certified | Single-split-system air condit | False | False | 23200 |  | 13.4 | 13.4 |  |  | False | 1 | 30 | 11.2 | 0 | Coil-Only System | False | Conventional | 05/05/2023 |  | 07/06/2023
American Standard, Inc. | AMERICAN STANDARD | 4YCZ5048E1 | 4YCZ5048E1 |  |  | Voluntarily Certified | Single-package air conditioner | False | False | 47500 |  | 15 | 13.4 |  |  | False | 3 | 30 | 11 | 0 |  | False | Conventional | 05/05/2023 |  | 07/06/2023
American Standard, Inc. | AMERICAN STANDARD | 4A7A4049N1 | 4A7A4049N1 | 4PX*CU60BS3 |  | Voluntarily Certified | Single-split-system air condit | False | False | 45500 |  | 13.8 | 13.4 |  |  | False | 1 | 30 | 11.2 | 0 | Coil-Only System | False | Conventional | 05/05/2023 |  | 07/06/2023
American Standard, Inc. | AMERICAN STANDARD | 4A7A6024N1 | 4A7A6024N1 | 4TXCB004DS3 |  | Voluntarily Certified | Single-split-system air condit | False | False | 23600 |  | 14.3 | 13.4 |  |  | False | 1 | 30 | 11.7 | 0 | Coil-Only System | False | Conventional | 05/05/2023 |  | 07/06/2023
American Standard, Inc. | AMERICAN STANDARD | 4A7A6036N1 | 4A7A6036N1 | 4TXCB006DS3 |  | Voluntarily Certified | Single-split-system air condit | False | False | 35000 |  | 14.3 | 13.4 |  |  | False | 1 | 30 | 11.7 | 0 | Coil-Only System | False | Conventional | 05/05/2023 |  | 07/06/2023
American Standard, Inc. | AMERICAN STANDARD | 4YCY5048A1 | 4YCY5048A1 |  |  | Voluntarily Certified | Single-package air conditioner | False | False | 47000 |  | 14 | 13.4 |  |  | True | 3 | 30 | 10.6 | 0 |  | False | Conventional | 05/05/2023 |  | 07/06/2023
American Standard, Inc. | AMERICAN STANDARD | 4YCC4036A1 | 4YCC4036A1 |  |  | Voluntarily Certified | Single-package air conditioner | False | False | 35000 |  | 13.4 | 13.4 |  |  | False | 8 | 30 | 10.6 | 0 |  | False | Conventional | 05/05/2023 |  | 07/06/2023
American Standard, Inc. | AMERICAN STANDARD | 4TCY5024A1 | 4TCY5024A1 |  |  | Voluntarily Certified | Single-package air conditioner | False | False | 23000 |  | 14 | 13.4 |  |  | False | 5 | 30 | 10.6 | 0 |  | False | Conventional | 05/05/2023 |  | 07/06/2023
American Standard, Inc. | AMERICAN STANDARD | 4TCY5036A1 | 4TCY5036A1 |  |  | Voluntarily Certified | Single-package air conditioner | False | False | 35400 |  | 14 | 13.4 |  |  | False | 5 | 30 | 10.6 | 0 |  | False | Conventional | 05/05/2023 |  | 07/06/2023
American Standard, Inc. | AMERICAN STANDARD | 4YCZ5060E1 | 4YCZ5060E1 |  |  | Voluntarily Certified | Single-package air conditioner | False | False | 57500 |  | 15 | 13.4 |  |  | False | 3 | 30 | 10.9 | 0 |  | False | Conventional | 05/05/2023 |  | 07/06/2023
American Standard, Inc. | AMERICAN STANDARD | 4TCY5048A1 | 4TCY5048A1 |  |  | Voluntarily Certified | Single-package air conditioner | False | False | 47000 |  | 14 | 13.4 |  |  | True | 2 | 30 | 10.6 | 0 |  | False | Conventional | 05/05/2023 |  | 07/06/2023
American Standard, Inc. | AMERICAN STANDARD | 4TCC4036E1 | 4TCC4036E1 |  |  | Voluntarily Certified | Single-package air conditioner | False | False | 36400 |  | 13.4 | 13.4 |  |  | False | 4 | 30 | 11 | 0 |  | False | Conventional | 05/05/2023 |  | 07/06/2023
American Standard, Inc. | AMERICAN STANDARD | 4A7A3048N1 | 4A7A3048N1 | 4PX*CU48BS3 |  | Voluntarily Certified | Single-split-system air condit | False | False | 46000 |  | 13.4 | 13.4 |  |  | False | 1 | 30 | 11.5 | 0 | Coil-Only System | False | Conventional | 05/05/2023 |  | 07/06/2023
American Standard, Inc. | AMERICAN STANDARD | 4YCY5030A1 | 4YCY5030A1 |  |  | Voluntarily Certified | Single-package air conditioner | False | False | 27600 |  | 14 | 13.4 |  |  | False | 8 | 30 | 10.6 | 0 |  | False | Conventional | 05/05/2023 |  | 07/06/2023
American Standard, Inc. | AMERICAN STANDARD | 4YCY5042A1 | 4YCY5042A1 |  |  | Voluntarily Certified | Single-package air conditioner | False | False | 40000 |  | 14 | 13.4 |  |  | False | 7 | 30 | 10.6 | 0 |  | False | Conventional | 05/05/2023 |  | 07/06/2023
American Standard, Inc. | AMERICAN STANDARD | 4YCC4042A1 | 4YCC4042A1 |  |  | Voluntarily Certified | Single-package air conditioner | False | False | 39500 |  | 13.4 | 13.4 |  |  | False | 7 | 30 | 10.6 | 0 |  | False | Conventional | 05/05/2023 |  | 07/06/2023
American Standard, Inc. | AMERICAN STANDARD | 4TCC4024E1 | 4TCC4024E1 |  |  | Voluntarily Certified | Single-package air conditioner | False | False | 23200 |  | 13.4 | 13.4 |  |  | False | 4 | 30 | 11 | 0 |  | False | Conventional | 05/05/2023 |  | 07/06/2023
American Standard, Inc. | AMERISTAR | A4AC3048D1 | A4AC3048D1 | 4PX*CU48BS3 |  | Voluntarily Certified | Single-split-system air condit | False | False | 46000 |  | 13.4 | 13.4 |  |  | False | 1 | 30 | 11 | 0 | Coil-Only System | False | Conventional | 05/05/2023 |  | 07/06/2023
American Standard, Inc. | AMERISTAR | A4AC3042D1 | A4AC3042D1 | 4PX*CU42BS3 |  | Voluntarily Certified | Single-split-system air condit | False | False | 39500 |  | 13.4 | 13.4 |  |  | False | 1 | 30 | 11 | 0 | Coil-Only System | False | Conventional | 05/05/2023 |  | 07/06/2023
American Standard, Inc. | AMERISTAR | A4AC3060D1 | A4AC3060D1 | 4PX*DU60BS3 |  | Voluntarily Certified | Single-split-system air condit | False | False | 55000 |  | 13.4 | 13.4 |  |  | False | 1 | 30 | 11 | 0 | Coil-Only System | False | Conventional | 05/05/2023 |  | 07/06/2023
American Standard, Inc. | AMERICAN STANDARD | 4A7A3030N1 | 4A7A3030N1 | 4PX*BU30BS3 |  | Voluntarily Certified | Single-split-system air condit | False | False | 27800 |  | 13.4 | 13.4 |  |  | False | 1 | 30 | 11.5 | 0 | Coil-Only System | False | Conventional | 05/05/2023 |  | 07/06/2023
American Standard, Inc. | AMERICAN STANDARD | 4A7A4019N1 | 4A7A4019N1 | 4PX*BU24BS3 |  | Voluntarily Certified | Single-split-system air condit | False | False | 17800 |  | 14.3 | 13.4 |  |  | False | 1 | 30 | 11.7 | 0 | Coil-Only System | False | Conventional | 05/05/2023 |  | 07/06/2023
American Standard, Inc. | AMERICAN STANDARD | 4YCY5024A1 | 4YCY5024A1 |  |  | Voluntarily Certified | Single-package air conditioner | False | False | 23000 |  | 14 | 13.4 |  |  | False | 8 | 30 | 10.6 | 0 |  | False | Conventional | 05/05/2023 |  | 07/06/2023
American Standard, Inc. | AMERICAN STANDARD | 4A7A4018N1 | 4A7A4018N1 | 4PX*BU24BS3 |  | Voluntarily Certified | Single-split-system air condit | False | False | 18000 |  | 14.3 | 13.4 |  |  | False | 1 | 30 | 11.7 | 0 | Coil-Only System | False | Conventional | 05/05/2023 |  | 07/06/2023
American Standard, Inc. | AMERICAN STANDARD | 4A7A6060N1 | 4A7A6060N1 | 4TXCD010DS3 |  | Voluntarily Certified | Single-split-system air condit | False | False | 55000 |  | 14 | 13.4 |  |  | False | 1 | 30 | 11.2 | 0 | Coil-Only System | False | Conventional | 05/05/2023 |  | 07/06/2023
American Standard, Inc. | AMERICAN STANDARD | 4A7A6030J1 | 4A7A6030J1 | 4PX*BU36BS3 |  | Voluntarily Certified | Single-split-system air condit | False | False | 28000 |  | 14.3 | 13.4 |  |  | False | 1 | 30 | 12 | 0 | Coil-Only System | False | Conventional | 05/05/2023 |  | 07/06/2023
American Standard, Inc. | AMERICAN STANDARD | 4YCZ6060C1 | 4YCZ6060C1 |  |  | Voluntarily Certified | Single-package air conditioner | False | False | 55500 |  | 14.6 | 13.4 |  |  | True | 8 | 30 | 10.6 | 0 |  | False | Conventional | 05/05/2023 |  | 07/06/2023
American Standard, Inc. | AMERICAN STANDARD | 4A7A4024N1 | 4A7A4024N1 | 4PX*BU24BS3 |  | Voluntarily Certified | Single-split-system air condit | False | False | 24000 |  | 14.3 | 13.4 |  |  | False | 1 | 30 | 11.7 | 0 | Coil-Only System | False | Conventional | 05/05/2023 |  | 07/06/2023
American Standard, Inc. | AMERICAN STANDARD | 4A7A6041J1 | 4A7A6041J1 | 4PX*CU60BS3 |  | Voluntarily Certified | Single-split-system air condit | False | False | 41000 |  | 14.3 | 13.4 |  |  | False | 1 | 30 | 12 | 0 | Coil-Only System | False | Conventional | 05/05/2023 |  | 07/06/2023
American Standard, Inc. | AMERISTAR | A4AC6037A1 | A4AC6037A1 | 4PX*BU48BS3 |  | Voluntarily Certified | Single-split-system air condit | False | False | 34400 |  | 15 | 13.4 |  |  | False | 1 | 30 | 12 | 0 | Coil-Only System | False | Conventional | 05/05/2023 |  | 07/06/2023
American Standard, Inc. | AMERISTAR | A4AC4029D1 | A4AC4029D1 | 4PX*CU42BS3 |  | Voluntarily Certified | Single-split-system air condit | False | False | 30000 |  | 14.3 | 13.4 |  |  | False | 1 | 30 | 11.7 | 0 | Coil-Only System | False | Conventional | 05/05/2023 |  | 07/06/2023
American Standard, Inc. | AMERISTAR | A4AC4048D1 | A4AC4048D1 | 4PX*CU60BS3 |  | Voluntarily Certified | Single-split-system air condit | False | False | 45500 |  | 13.8 | 13.4 |  |  | False | 1 | 30 | 11.2 | 0 | Coil-Only System | False | Conventional | 05/05/2023 |  | 07/06/2023
American Standard, Inc. | AMERISTAR | A4AC5036D1 | A4AC5036D1 | 4PX*BU48BS3 |  | Voluntarily Certified | Single-split-system air condit | False | False | 34600 |  | 14.3 | 13.4 |  |  | False | 1 | 30 | 11.7 | 0 | Coil-Only System | False | Conventional | 05/05/2023 |  | 07/06/2023
American Standard, Inc. | AMERICAN STANDARD | 4A7A4048N1 | 4A7A4048N1 | 4PX*CU48BS3 |  | Voluntarily Certified | Single-split-system air condit | False | False | 46500 |  | 13.8 | 13.4 |  |  | False | 1 | 30 | 11.2 | 0 | Coil-Only System | False | Conventional | 05/05/2023 |  | 07/06/2023
American Standard, Inc. | AMERICAN STANDARD | 4A7A4060N1 | 4A7A4060N1 | 4TXCD010DS3 |  | Voluntarily Certified | Single-split-system air condit | False | False | 55000 |  | 13.8 | 13.4 |  |  | False | 1 | 30 | 11.2 | 0 | Coil-Only System | False | Conventional | 05/05/2023 |  | 07/06/2023
American Standard, Inc. | AMERICAN STANDARD | 4TCY5030A1 | 4TCY5030A1 |  |  | Voluntarily Certified | Single-package air conditioner | False | False | 27600 |  | 14 | 13.4 |  |  | False | 5 | 30 | 10.6 | 0 |  | False | Conventional | 05/05/2023 |  | 07/06/2023
American Standard, Inc. | AMERICAN STANDARD | 4TCC4030E1 | 4TCC4030E1 |  |  | Voluntarily Certified | Single-package air conditioner | False | False | 28000 |  | 13.4 | 13.4 |  |  | False | 4 | 30 | 11 | 0 |  | False | Conventional | 05/05/2023 |  | 07/06/2023
American Standard, Inc. | AMERISTAR | A4AC4024D1 | A4AC4024D1 | 4PX*BU30BS3 |  | Voluntarily Certified | Single-split-system air condit | False | False | 23600 |  | 14.3 | 13.4 |  |  | False | 1 | 30 | 11.7 | 0 | Coil-Only System | False | Conventional | 05/05/2023 |  | 07/06/2023
American Standard, Inc. | AMERISTAR | A4AC3024D1 | A4AC3024D1 | 4PX*BU30BS3 |  | Voluntarily Certified | Single-split-system air condit | False | False | 24000 |  | 13.4 | 13.4 |  |  | False | 1 | 30 | 11 | 0 | Coil-Only System | False | Conventional | 05/05/2023 |  | 07/06/2023
American Standard, Inc. | AMERICAN STANDARD | 4A7A5048N1 | 4A7A5048N1 | 4PX*CU60BS3 |  | Voluntarily Certified | Single-split-system air condit | False | False | 45500 |  | 14.3 | 13.4 |  |  | False | 1 | 30 | 11.7 | 0 | Coil-Only System | False | Conventional | 05/05/2023 |  | 07/06/2023
American Standard, Inc. | AMERICAN STANDARD | 4A7L5036N1 | 4A7L5036N1 | 4PX*CU60BS3 |  | Voluntarily Certified | Single-split-system air condit | False | False | 35000 |  | 14.3 | 13.4 |  |  | False | 2 | 30 | 11.7 | 0 | Coil-Only System | False | Conventional | 05/05/2023 |  | 07/06/2023
American Standard, Inc. | AMERICAN STANDARD | 4A7A6024J1 | 4A7A6024J1 | 4TXCB003DS3 |  | Voluntarily Certified | Single-split-system air condit | False | False | 23400 |  | 14.3 | 13.4 |  |  | False | 1 | 30 | 12 | 0 | Coil-Only System | False | Conventional | 05/05/2023 |  | 07/06/2023
American Standard, Inc. | AMERICAN STANDARD | 4A7A6024J1 | 4A7A6024J1 | 4PX*BU30BS3 |  | Voluntarily Certified | Single-split-system air condit | False | False | 23400 |  | 14.3 | 13.4 |  |  | False | 1 | 30 | 12 | 0 | Coil-Only System | False | Conventional | 05/05/2023 |  | 07/06/2023
American Standard, Inc. | AMERICAN STANDARD | 4YCC4048E1 | 4YCC4048E1 |  |  | Voluntarily Certified | Single-package air conditioner | False | False | 46000 |  | 13.4 | 13.4 |  |  | False | 6 | 30 | 10.8 | 0 |  | False | Conventional | 05/05/2023 |  | 07/06/2023
American Standard, Inc. | AMERICAN STANDARD | 4A7A3042N1 | 4A7A3042N1 | 4PX*CU42BS3 |  | Voluntarily Certified | Single-split-system air condit | False | False | 39500 |  | 13.4 | 13.4 |  |  | False | 1 | 30 | 11.2 | 0 | Coil-Only System | False | Conventional | 05/05/2023 |  | 07/06/2023
American Standard, Inc. | AMERISTAR | A4AC4030D1 | A4AC4030D1 | 4PX*BU36BS3 |  | Voluntarily Certified | Single-split-system air condit | False | False | 28600 |  | 14.3 | 13.4 |  |  | False | 1 | 30 | 11.7 | 0 | Coil-Only System | False | Conventional | 05/05/2023 |  | 07/06/2023
American Standard, Inc. | AMERISTAR | A4AC3035D1 | A4AC3035D1 | 4PX*CU42BS3 |  | Voluntarily Certified | Single-split-system air condit | False | False | 33000 |  | 13.4 | 13.4 |  |  | False | 1 | 30 | 11 | 0 | Coil-Only System | False | Conventional | 05/05/2023 |  | 07/06/2023
American Standard, Inc. | AMERISTAR | A4AC5018D1 | A4AC5018D1 | 4PX*BU24BS3 |  | Voluntarily Certified | Single-split-system air condit | False | False | 17800 |  | 14.3 | 13.4 |  |  | False | 1 | 30 | 11.7 | 0 | Coil-Only System | False | Conventional | 05/05/2023 |  | 07/06/2023
American Standard, Inc. | AMERICAN STANDARD | 4A7A6060K1 | 4A7A6060K1 | 4TXCD010DS3 |  | Voluntarily Certified | Single-split-system air condit | False | False | 55500 |  | 14.3 | 13.4 |  |  | False | 1 | 30 | 12 | 0 | Coil-Only System | False | Conventional | 05/05/2023 |  | 07/06/2023
American Standard, Inc. | AMERICAN STANDARD | 4YCY5036A1 | 4YCY5036A1 |  |  | Voluntarily Certified | Single-package air conditioner | False | False | 35400 |  | 14 | 13.4 |  |  | False | 8 | 30 | 10.6 | 0 |  | False | Conventional | 05/05/2023 |  | 07/06/2023
American Standard, Inc. | AMERICAN STANDARD | 4YCC4030A1 | 4YCC4030A1 |  |  | Voluntarily Certified | Single-package air conditioner | False | False | 28000 |  | 13.4 | 13.4 |  |  | False | 8 | 30 | 10.6 | 0 |  | False | Conventional | 05/05/2023 |  | 07/06/2023
American Standard, Inc. | AMERICAN STANDARD | 4YCC4048A1 | 4YCC4048A1 |  |  | Voluntarily Certified | Single-package air conditioner | False | False | 45000 |  | 13.4 | 13.4 |  |  | False | 6 | 30 | 10.6 | 0 |  | False | Conventional | 05/05/2023 |  | 07/06/2023
American Standard, Inc. | AMERICAN STANDARD | 4A7A3060N1 | 4A7A3060N1 | 4PX*DU60BS3 |  | Voluntarily Certified | Single-split-system air condit | False | False | 55000 |  | 13.4 | 13.4 |  |  | False | 1 | 30 | 11 | 0 | Coil-Only System | False | Conventional | 05/05/2023 |  | 07/06/2023
American Standard, Inc. | AMERISTAR | A4AC4036D1 | A4AC4036D1 | 4PX*CU42BS3 |  | Voluntarily Certified | Single-split-system air condit | False | False | 33400 |  | 14.3 | 13.4 |  |  | False | 1 | 30 | 11.7 | 0 | Coil-Only System | False | Conventional | 05/05/2023 |  | 07/06/2023
American Standard, Inc. | AMERISTAR | A4AC4023D1 | A4AC4023D1 | 4PX*BU24BS3 |  | Voluntarily Certified | Single-split-system air condit | False | False | 24000 |  | 14.3 | 13.4 |  |  | False | 1 | 30 | 11.7 | 0 | Coil-Only System | False | Conventional | 05/05/2023 |  | 07/06/2023
American Standard, Inc. | AMERISTAR | A4AC3030D1 | A4AC3030D1 | 4PX*BU30BS3 |  | Voluntarily Certified | Single-split-system air condit | False | False | 27800 |  | 13.4 | 13.4 |  |  | False | 1 | 30 | 11 | 0 | Coil-Only System | False | Conventional | 05/05/2023 |  | 07/06/2023
American Standard, Inc. | AMERISTAR | A4AC5030D1 | A4AC5030D1 | 4PX*BU36BS3 |  | Voluntarily Certified | Single-split-system air condit | False | False | 28600 |  | 14.3 | 13.4 |  |  | False | 1 | 30 | 11.7 | 0 | Coil-Only System | False | Conventional | 05/05/2023 |  | 07/06/2023
American Standard, Inc. | AMERICAN STANDARD | 4A7L5042N1 | 4A7L5042N1 | 4PX*CU60BS3 |  | Voluntarily Certified | Single-split-system air condit | False | False | 45000 |  | 13.8 | 13.4 |  |  | False | 2 | 30 | 11.2 | 0 | Coil-Only System | False | Conventional | 05/05/2023 |  | 07/06/2023
American Standard, Inc. | AMERICAN STANDARD | 4YCC4024A1 | 4YCC4024A1 |  |  | Voluntarily Certified | Single-package air conditioner | False | False | 23000 |  | 13.4 | 13.4 |  |  | False | 8 | 30 | 10.6 | 0 |  | False | Conventional | 05/05/2023 |  | 07/06/2023
American Standard, Inc. | AMERICAN STANDARD | 4TCC4042E1 | 4TCC4042E1 |  |  | Voluntarily Certified | Single-package air conditioner | False | False | 40000 |  | 13.4 | 13.4 |  |  | False | 4 | 30 | 11 | 0 |  | False | Conventional | 05/05/2023 |  | 07/06/2023
American Standard, Inc. | AMERICAN STANDARD | 4A7A5018N1 | 4A7A5018N1 | 4PX*BU24BS3 |  | Voluntarily Certified | Single-split-system air condit | False | False | 17500 |  | 14.3 | 13.4 |  |  | False | 1 | 30 | 11.7 | 0 | Coil-Only System | False | Conventional | 05/05/2023 |  | 07/06/2023
American Standard, Inc. | AMERICAN STANDARD | 4A7A6048J1 | 4A7A6048J1 | 4PX*CU60BS3 |  | Voluntarily Certified | Single-split-system air condit | False | False | 45500 |  | 14.3 | 13.4 |  |  | False | 1 | 30 | 12 | 0 | Coil-Only System | False | Conventional | 05/05/2023 |  | 07/06/2023
American Standard, Inc. | AMERICAN STANDARD | 4YCC4024E1 | 4YCC4024E1 |  |  | Voluntarily Certified | Single-package air conditioner | False | False | 23200 |  | 13.4 | 13.4 |  |  | False | 8 | 30 | 11 | 0 |  | False | Conventional | 05/05/2023 |  | 07/06/2023
American Standard, Inc. | AMERICAN STANDARD | 4YCZ5024E1 | 4YCZ5024E1 |  |  | Voluntarily Certified | Single-package air conditioner | False | False | 24000 |  | 15 | 13.4 |  |  | False | 5 | 30 | 11 | 0 |  | False | Conventional | 05/05/2023 |  | 07/06/2023
American Standard, Inc. | AMERICAN STANDARD | 4TCC4036A1 | 4TCC4036A1 |  |  | Voluntarily Certified | Single-package air conditioner | False | False | 35000 |  | 13.4 | 13.4 |  |  | False | 4 | 30 | 10.6 | 0 |  | False | Conventional | 05/05/2023 |  | 07/06/2023
American Standard, Inc. | AMERICAN STANDARD | 4A7A4025N1 | 4A7A4025N1 | 4PX*BU30BS3 |  | Voluntarily Certified | Single-split-system air condit | False | False | 23600 |  | 14.3 | 13.4 |  |  | False | 1 | 30 | 11.7 | 0 | Coil-Only System | False | Conventional | 05/05/2023 |  | 07/06/2023
American Standard, Inc. | AMERICAN STANDARD | 4A7A5042N1 | 4A7A5042N1 | 4PX*CU48BS3 |  | Voluntarily Certified | Single-split-system air condit | False | False | 39500 |  | 14.3 | 13.4 |  |  | False | 1 | 30 | 11.7 | 0 | Coil-Only System | False | Conventional | 05/05/2023 |  | 07/06/2023
American Standard, Inc. | AMERICAN STANDARD | 4A7A3018N1 | 4A7A3018N1 | 4PX*BU24BS3 |  | Voluntarily Certified | Single-split-system air condit | False | False | 17600 |  | 13.4 | 13.4 |  |  | False | 1 | 30 | 11.2 | 0 | Coil-Only System | False | Conventional | 05/05/2023 |  | 07/06/2023
American Standard, Inc. | AMERICAN STANDARD | 4YCZ5036E1 | 4YCZ5036E1 |  |  | Voluntarily Certified | Single-package air conditioner | False | False | 35200 |  | 15 | 13.4 |  |  | False | 5 | 30 | 11 | 0 |  | False | Conventional | 05/05/2023 |  | 07/06/2023
American Standard, Inc. | AMERICAN STANDARD | 4A7V7X48A1 | 4A7V7X48A1 | TAMXA0C48V41 |  | Voluntarily Certified | Single-split-system air condit | False | False | 46500 |  | 17 | 13.4 |  |  | False | 17 | 30 | 12 | 0 | Blower Coil System | True | Conventional | 05/05/2023 |  | 07/06/2023
American Standard, Inc. | AMERICAN STANDARD | 4TCC4042A1 | 4TCC4042A1 |  |  | Voluntarily Certified | Single-package air conditioner | False | False | 39500 |  | 13.4 | 13.4 |  |  | False | 4 | 30 | 10.6 | 0 |  | False | Conventional | 05/05/2023 |  | 07/06/2023
American Standard, Inc. | AMERICAN STANDARD | 4A7A3036N1 | 4A7A3036N1 | 4PX*CU42BS3 |  | Voluntarily Certified | Single-split-system air condit | False | False | 33000 |  | 13.4 | 13.4 |  |  | False | 1 | 30 | 11.7 | 0 | Coil-Only System | False | Conventional | 05/05/2023 |  | 07/06/2023
American Standard, Inc. | AMERICAN STANDARD | 4YCZ6024A1 | 4YCZ6024A1 |  |  | Voluntarily Certified | Single-package air conditioner | False | False | 23600 |  | 14.8 | 13.4 |  |  | True | 8 | 30 | 10.6 | 0 |  | False | Conventional | 05/05/2023 |  | 07/06/2023
American Standard, Inc. | AMERICAN STANDARD | 4A7V7X36A1 | 4A7V7X36A1 | TAMXA0C36V31 |  | Voluntarily Certified | Single-split-system air condit | False | False | 35000 |  | 17 | 13.4 |  |  | False | 21 | 30 | 12 | 0 | Blower Coil System | True | Conventional | 05/05/2023 |  | 07/06/2023
American Standard, Inc. | AMERICAN STANDARD | 4A7V7X60A1 | 4A7V7X60A1 | TAMXA0C60V51 |  | Voluntarily Certified | Single-split-system air condit | False | False | 53500 |  | 17 | 13.4 |  |  | False | 15 | 30 | 12 | 0 | Blower Coil System | True | Conventional | 05/05/2023 |  | 07/06/2023
American Standard, Inc. | AMERICAN STANDARD | 4TCC4060A1 | 4TCC4060A1 |  |  | Voluntarily Certified | Single-package air conditioner | False | False | 55500 |  | 13.4 | 13.4 |  |  | False | 2 | 30 | 10.6 | 0 |  | False | Conventional | 05/05/2023 |  | 07/06/2023
American Standard, Inc. | AMERICAN STANDARD | 4A7A6048N1 | 4A7A6048N1 | 4TXCC007DS3 |  | Voluntarily Certified | Single-split-system air condit | False | False | 45000 |  | 14.3 | 13.4 |  |  | False | 1 | 30 | 11.5 | 0 | Coil-Only System | False | Conventional | 05/05/2023 |  | 07/06/2023
American Standard, Inc. | AMERICAN STANDARD | 4A7A5030N1 | 4A7A5030N1 | 4PX*BU36BS3 |  | Voluntarily Certified | Single-split-system air condit | False | False | 28600 |  | 14.3 | 13.4 |  |  | False | 1 | 30 | 11.7 | 0 | Coil-Only System | False | Conventional | 05/05/2023 |  | 07/06/2023
American Standard, Inc. | AMERICAN STANDARD | 4A7A4042N1 | 4A7A4042N1 | 4PX*CU60BS3 |  | Voluntarily Certified | Single-split-system air condit | False | False | 39500 |  | 14.3 | 13.4 |  |  | False | 1 | 30 | 11.7 | 0 | Coil-Only System | False | Conventional | 05/05/2023 |  | 07/06/2023
American Standard, Inc. | AMERICAN STANDARD | 4A7L5024N1 | 4A7L5024N1 | 4TXCB006DS3 |  | Voluntarily Certified | Single-split-system air condit | False | False | 23000 |  | 14.3 | 13.4 |  |  | False | 2 | 30 | 11.7 | 0 | Coil-Only System | False | Conventional | 05/05/2023 |  | 07/06/2023
American Standard, Inc. | AMERICAN STANDARD | 4TCY5060A1 | 4TCY5060A1 |  |  | Voluntarily Certified | Single-package air conditioner | False | False | 55500 |  | 14 | 13.4 |  |  | True | 2 | 30 | 10.6 | 0 |  | False | Conventional | 05/05/2023 |  | 07/06/2023
American Standard, Inc. | AMERICAN STANDARD | 4TCC4048E1 | 4TCC4048E1 |  |  | Voluntarily Certified | Single-package air conditioner | False | False | 46000 |  | 13.4 | 13.4 |  |  | False | 3 | 30 | 10.8 | 0 |  | False | Conventional | 05/05/2023 |  | 07/06/2023
American Standard, Inc. | AMERICAN STANDARD | 4A7V7X24A1 | 4A7V7X24A1 | TAMXA0B30V31 |  | Voluntarily Certified | Single-split-system air condit | False | False | 24200 |  | 17 | 13.4 |  |  | False | 25 | 30 | 12 | 0 | Blower Coil System | True | Conventional | 05/05/2023 |  | 07/06/2023
American Standard, Inc. | AMERICAN STANDARD | 4TCC4024A1 | 4TCC4024A1 |  |  | Voluntarily Certified | Single-package air conditioner | False | False | 23000 |  | 13.4 | 13.4 |  |  | False | 4 | 30 | 10.6 | 0 |  | False | Conventional | 05/05/2023 |  | 07/06/2023
American Standard, Inc. | AMERICAN STANDARD | 4YCY5060A1 | 4YCY5060A1 |  |  | Voluntarily Certified | Single-package air conditioner | False | False | 55500 |  | 14 | 13.4 |  |  | True | 3 | 30 | 10.6 | 0 |  | False | Conventional | 05/05/2023 |  | 07/06/2023
American Standard, Inc. | AMERICAN STANDARD | 4A7A6049J1 | 4A7A6049J1 | 4PX*DU60BS3 |  | Voluntarily Certified | Single-split-system air condit | False | False | 46500 |  | 15 | 13.4 |  |  | False | 1 | 30 | 12 | 0 | Coil-Only System | False | Conventional | 05/05/2023 |  | 07/06/2023
American Standard, Inc. | AMERICAN STANDARD | 4A7A4036N1 | 4A7A4036N1 | 4PX*CU42BS3 |  | Voluntarily Certified | Single-split-system air condit | False | False | 33400 |  | 14.3 | 13.4 |  |  | False | 1 | 30 | 11.7 | 0 | Coil-Only System | False | Conventional | 05/05/2023 |  | 07/06/2023
American Standard, Inc. | AMERICAN STANDARD | 4A7L5048N1 | 4A7L5048N1 | 4PX*CU60BS3 |  | Voluntarily Certified | Single-split-system air condit | False | False | 46500 |  | 13.8 | 13.4 |  |  | False | 2 | 30 | 11.2 | 0 | Coil-Only System | False | Conventional | 05/05/2023 |  | 07/06/2023
American Standard, Inc. | AMERICAN STANDARD | 4A7A6042J1 | 4A7A6042J1 | 4PX*CU48BS3 |  | Voluntarily Certified | Single-split-system air condit | False | False | 39000 |  | 14.3 | 13.4 |  |  | False | 1 | 30 | 12 | 0 | Coil-Only System | False | Conventional | 05/05/2023 |  | 07/06/2023
American Standard, Inc. | AMERICAN STANDARD | 4A7A6036J1 | 4A7A6036J1 | 4PX*BU48BS3 |  | Voluntarily Certified | Single-split-system air condit | False | False | 35200 |  | 15.2 | 13.4 |  |  | False | 1 | 30 | 12 | 0 | Coil-Only System | False | Conventional | 05/05/2023 |  | 07/06/2023
American Standard, Inc. | AMERICAN STANDARD | 4YCC4030E1 | 4YCC4030E1 |  |  | Voluntarily Certified | Single-package air conditioner | False | False | 28000 |  | 13.4 | 13.4 |  |  | False | 8 | 30 | 11 | 0 |  | False | Conventional | 05/05/2023 |  | 07/06/2023
American Standard, Inc. | AMERICAN STANDARD | 4YCZ6048C1 | 4YCZ6048C1 |  |  | Voluntarily Certified | Single-package air conditioner | False | False | 47000 |  | 14.8 | 13.4 |  |  | True | 8 | 30 | 10.6 | 0 |  | False | Conventional | 05/05/2023 |  | 07/06/2023
American Standard, Inc. | AMERICAN STANDARD | 4TCC4030A1 | 4TCC4030A1 |  |  | Voluntarily Certified | Single-package air conditioner | False | False | 28000 |  | 13.4 | 13.4 |  |  | False | 4 | 30 | 10.6 | 0 |  | False | Conventional | 05/05/2023 |  | 07/06/2023
American Standard, Inc. | AMERISTAR | A4AC6036B1 | A4AC6036B1 | 4PX*CU42BS3 |  | Voluntarily Certified | Single-split-system air condit | False | False | 33800 |  | 14.3 | 13.4 |  |  | False | 1 | 30 | 12 | 0 | Coil-Only System | False | Conventional | 05/05/2023 |  | 07/06/2023
American Standard, Inc. | AMERISTAR | A4AC3023D1 | A4AC3023D1 | 4PX*BU36BS3 |  | Voluntarily Certified | Single-split-system air condit | False | False | 23400 |  | 13.4 | 13.4 |  |  | False | 1 | 30 | 11 | 0 | Coil-Only System | False | Conventional | 05/05/2023 |  | 07/06/2023
American Standard, Inc. | AMERISTAR | 4TCA4060B1 | 4TCA4060B1 |  |  | Voluntarily Certified | Single-package air conditioner | False | False | 56500 |  | 13.4 | 13.4 |  |  | True | 3 | 30 | 10.6 | 0 |  | False | Conventional | 05/05/2023 |  | 07/06/2023
American Standard, Inc. | AMERISTAR | A4AC6060B1 | A4AC6060B1 | 4TXCD010DS3 |  | Voluntarily Certified | Single-split-system air condit | False | False | 55500 |  | 14.3 | 13.4 |  |  | False | 1 | 30 | 12 | 0 | Coil-Only System | False | Conventional | 05/05/2023 |  | 07/06/2023
American Standard, Inc. | AMERISTAR | A4AC5048D1 | A4AC5048D1 | 4PX*CU60BS3 |  | Voluntarily Certified | Single-split-system air condit | False | False | 39500 |  | 14.3 | 13.4 |  |  | False | 1 | 30 | 11.7 | 0 | Coil-Only System | False | Conventional | 05/05/2023 |  | 07/06/2023
American Standard, Inc. | AMERISTAR | A4AC5024D1 | A4AC5024D1 | 4PX*BU30BS3 |  | Voluntarily Certified | Single-split-system air condit | False | False | 23600 |  | 14.3 | 13.4 |  |  | False | 1 | 30 | 11.7 | 0 | Coil-Only System | False | Conventional | 05/05/2023 |  | 07/06/2023
American Standard, Inc. | AMERICAN STANDARD | 4A7A6035J1 | 4A7A6035J1 | 4PX*CU42BS3 |  | Voluntarily Certified | Single-split-system air condit | False | False | 33400 |  | 14.3 | 13.4 |  |  | False | 1 | 30 | 12 | 0 | Coil-Only System | False | Conventional | 05/05/2023 |  | 07/06/2023
American Standard, Inc. | AMERICAN STANDARD | 4YCC4036E1 | 4YCC4036E1 |  |  | Voluntarily Certified | Single-package air conditioner | False | False | 36400 |  | 13.4 | 13.4 |  |  | False | 8 | 30 | 11 | 0 |  | False | Conventional | 05/05/2023 |  | 07/06/2023
American Standard, Inc. | AMERICAN STANDARD | 4YCC4042E1 | 4YCC4042E1 |  |  | Voluntarily Certified | Single-package air conditioner | False | False | 40000 |  | 13.4 | 13.4 |  |  | False | 7 | 30 | 11 | 0 |  | False | Conventional | 05/05/2023 |  | 07/06/2023
American Standard, Inc. | AMERICAN STANDARD | 4A7A4030N1 | 4A7A4030N1 | 4PX*CU42BS3 |  | Voluntarily Certified | Single-split-system air condit | False | False | 30000 |  | 14.3 | 13.4 |  |  | False | 1 | 30 | 11.7 | 0 | Coil-Only System | False | Conventional | 05/05/2023 |  | 07/06/2023
American Standard, Inc. | AMERICAN STANDARD | 4A7L5030N1 | 4A7L5030N1 | 4TXCB006DS3 |  | Voluntarily Certified | Single-split-system air condit | False | False | 29000 |  | 14.3 | 13.4 |  |  | False | 2 | 30 | 11.7 | 0 | Coil-Only System | False | Conventional | 05/05/2023 |  | 07/06/2023
American Standard, Inc. | AMERICAN STANDARD | 4A7A6060J1 | 4A7A6060J1 | 4PX*DU60BS3 |  | Voluntarily Certified | Single-split-system air condit | False | False | 56000 |  | 13.8 | 13.4 |  |  | False | 1 | 30 | 11.2 | 0 | Coil-Only System | False | Conventional | 05/05/2023 |  | 07/06/2023
American Standard, Inc. | AMERICAN STANDARD | 4YCC4060E1 | 4YCC4060E1 |  |  | Voluntarily Certified | Single-package air conditioner | False | False | 57500 |  | 13.4 | 13.4 |  |  | False | 5 | 30 | 11 | 0 |  | False | Conventional | 05/05/2023 |  | 07/06/2023
American Standard, Inc. | AMERISTAR | A4AC5042D1 | A4AC5042D1 | 4PX*CU60BS3 |  | Voluntarily Certified | Single-split-system air condit | False | False | 39500 |  | 14.3 | 13.4 |  |  | False | 1 | 30 | 11.7 | 0 | Coil-Only System | False | Conventional | 05/05/2023 |  | 07/06/2023
American Standard, Inc. | AMERISTAR | A4AC4018D1 | A4AC4018D1 | 4PX*BU24BS3 |  | Voluntarily Certified | Single-split-system air condit | False | False | 18000 |  | 14.3 | 13.4 |  |  | False | 1 | 30 | 11.7 | 0 | Coil-Only System | False | Conventional | 05/05/2023 |  | 07/06/2023
American Standard, Inc. | AMERISTAR | A4AC3018D1 | A4AC3018D1 | 4PX*BU30BS3 |  | Voluntarily Certified | Single-split-system air condit | False | False | 17800 |  | 13.4 | 13.4 |  |  | False | 1 | 30 | 11 | 0 | Coil-Only System | False | Conventional | 05/05/2023 |  | 07/06/2023
American Standard, Inc. | AMERISTAR | A4AC3036D1 | A4AC3036D1 | 4PX*CU42BS3 |  | Voluntarily Certified | Single-split-system air condit | False | False | 33200 |  | 13.4 | 13.4 |  |  | False | 1 | 30 | 11 | 0 | Coil-Only System | False | Conventional | 05/05/2023 |  | 07/06/2023
American Standard, Inc. | AMERISTAR | A4AC5060D1 | A4AC5060D1 | 4TXCD010DS3 |  | Voluntarily Certified | Single-split-system air condit | False | False | 55000 |  | 14.3 | 13.4 |  |  | False | 1 | 30 | 11.7 | 0 | Coil-Only System | False | Conventional | 05/05/2023 |  | 07/06/2023
American Standard, Inc. | AMERISTAR | A4AC6048A1 | A4AC6048A1 | 4PX*CU60BS3 |  | Voluntarily Certified | Single-split-system air condit | False | False | 45000 |  | 14.3 | 13.4 |  |  | False | 1 | 30 | 12 | 0 | Coil-Only System | False | Conventional | 05/05/2023 |  | 07/06/2023
American Standard, Inc. | AMERISTAR | A4AC4060D1 | A4AC4060D1 | 4TXCD010DS3 |  | Voluntarily Certified | Single-split-system air condit | False | False | 55000 |  | 13.8 | 13.4 |  |  | False | 1 | 30 | 11.2 | 0 | Coil-Only System | False | Conventional | 05/05/2023 |  | 07/06/2023
American Standard, Inc. | AMERICAN STANDARD | 4YCC4060A1 | 4YCC4060A1 |  |  | Voluntarily Certified | Single-package air conditioner | False | False | 55500 |  | 13.4 | 13.4 |  |  | False | 5 | 30 | 10.6 | 0 |  | False | Conventional | 05/05/2023 |  | 07/06/2023
American Standard, Inc. | AMERICAN STANDARD | 4TCY5042A1 | 4TCY5042A1 |  |  | Voluntarily Certified | Single-package air conditioner | False | False | 40000 |  | 14 | 13.4 |  |  | False | 4 | 30 | 10.6 | 0 |  | False | Conventional | 05/05/2023 |  | 07/06/2023
American Standard, Inc. | AMERICAN STANDARD | 4YCZ6036C1 | 4YCZ6036C1 |  |  | Voluntarily Certified | Single-package air conditioner | False | False | 35000 |  | 14.8 | 13.4 |  |  | True | 8 | 30 | 10.6 | 0 |  | False | Conventional | 05/05/2023 |  | 07/06/2023
American Standard, Inc. | AMERICAN STANDARD | 4TCC4048A1 | 4TCC4048A1 |  |  | Voluntarily Certified | Single-package air conditioner | False | False | 45000 |  | 13.4 | 13.4 |  |  | False | 3 | 30 | 10.6 | 0 |  | False | Conventional | 05/05/2023 |  | 07/06/2023
American Standard, Inc. | AMERISTAR | A4AC6031A1 | A4AC6031A1 | 4PX*BU36BS3 |  | Voluntarily Certified | Single-split-system air condit | False | False | 28000 |  | 14.3 | 13.4 |  |  | False | 1 | 30 | 12 | 0 | Coil-Only System | False | Conventional | 05/05/2023 |  | 07/06/2023
American Standard, Inc. | AMERISTAR | A4AC4042D1 | A4AC4042D1 | 4PX*CU60BS3 |  | Voluntarily Certified | Single-split-system air condit | False | False | 39500 |  | 14.3 | 13.4 |  |  | False | 1 | 30 | 11.7 | 0 | Coil-Only System | False | Conventional | 05/05/2023 |  | 07/06/2023
First Co. | First Co. | FPG **N8C24C | FPG **N8C24C |  |  | Voluntarily Certified | Single-package space-constrain | False | False | 22400 |  | 11.7 | 11.7 |  |  | False | 30 | 30 | 10 |  |  | False | Space Constrained | 05/05/2023 |  | 07/06/2023
First Co. | First Co. | FPE **N8C24B | FPE **N8C24B |  |  | Voluntarily Certified | Single-package space-constrain | False | False | 22000 |  | 12 | 11.7 |  |  | False | 30 | 30 | 9.5 |  |  | False | Space Constrained | 05/05/2023 |  | 07/06/2023
First Co. | First Co. | FPG **N8C30C | FPG **N8C30C |  |  | Voluntarily Certified | Single-package space-constrain | False | False | 26400 |  | 11.7 | 11.7 |  |  | False | 30 | 30 | 9 |  |  | False | Space Constrained | 05/05/2023 |  | 07/06/2023
First Co. | First Co. | FPE **N8C09B | FPE **N8C09B |  |  | Voluntarily Certified | Single-package space-constrain | False | False | 9500 |  | 12 | 11.7 |  |  | False | 30 | 30 | 10 |  |  | False | Space Constrained | 05/05/2023 |  | 07/06/2023
First Co. | First Co. | FPG **N8C12C | FPG **N8C12C |  |  | Voluntarily Certified | Single-package space-constrain | False | False | 12500 |  | 12 | 11.7 |  |  | False | 30 | 30 | 10.5 |  |  | False | Space Constrained | 05/05/2023 |  | 07/06/2023
First Co. | First Co. | FPG **N8C18C | FPG **N8C18C |  |  | Voluntarily Certified | Single-package space-constrain | False | False | 17000 |  | 11.7 | 11.7 |  |  | False | 30 | 30 | 10 |  |  | False | Space Constrained | 05/05/2023 |  | 07/06/2023
First Co. | First Co. | FPE **N8C24C | FPE **N8C24C |  |  | Voluntarily Certified | Single-package space-constrain | False | False | 22400 |  | 11.7 | 11.7 |  |  | False | 30 | 30 | 10 |  |  | False | Space Constrained | 05/05/2023 |  | 07/06/2023
First Co. | First Co. | FPG **N8C09B | FPG **N8C09B |  |  | Voluntarily Certified | Single-package space-constrain | False | False | 9500 |  | 12 | 11.7 |  |  | False | 30 | 30 | 10 |  |  | False | Space Constrained | 05/05/2023 |  | 07/06/2023
First Co. | First Co. | FPE **N8C18C | FPE **N8C18C |  |  | Voluntarily Certified | Single-package space-constrain | False | False | 17000 |  | 11.7 | 11.7 |  |  | False | 30 | 30 | 10 |  |  | False | Space Constrained | 05/05/2023 |  | 07/06/2023
First Co. | First Co. | FPE **N8C30C | FPE **N8C30C |  |  | Voluntarily Certified | Single-package space-constrain | False | False | 26400 |  | 11.7 | 11.7 |  |  | False | 30 | 30 | 9 |  |  | False | Space Constrained | 05/05/2023 |  | 07/06/2023
First Co. | First Co. | FPE **N8C18B | FPE **N8C18B |  |  | Voluntarily Certified | Single-package space-constrain | False | False | 17500 |  | 13 | 11.7 |  |  | False | 30 | 30 | 11 |  |  | False | Space Constrained | 05/05/2023 |  | 07/06/2023
First Co. | First Co. | FPE **N8C12C | FPE **N8C12C |  |  | Voluntarily Certified | Single-package space-constrain | False | False | 12500 |  | 12 | 11.7 |  |  | False | 30 | 30 | 10.5 |  |  | False | Space Constrained | 05/05/2023 |  | 07/06/2023
First Co. | First Co. | FPG **N8C12B | FPG **N8C12B |  |  | Voluntarily Certified | Single-package space-constrain | False | False | 12000 |  | 12 | 11.7 |  |  | False | 30 | 30 | 10 |  |  | False | Space Constrained | 05/05/2023 |  | 07/06/2023
First Co. | First Co. | FPG **N8C18B | FPG **N8C18B |  |  | Voluntarily Certified | Single-package space-constrain | False | False | 17500 |  | 13 | 11.7 |  |  | False | 30 | 30 | 11 |  |  | False | Space Constrained | 05/05/2023 |  | 07/06/2023
First Co. | First Co. | FPG **N8C24B | FPG **N8C24B |  |  | Voluntarily Certified | Single-package space-constrain | False | False | 22000 |  | 12 | 11.7 |  |  | False | 30 | 30 | 9.5 |  |  | False | Space Constrained | 05/05/2023 |  | 07/06/2023
First Co. | First Co. | FPE **N8C12B | FPE **N8C12B |  |  | Voluntarily Certified | Single-package space-constrain | False | False | 12000 |  | 12 | 11.7 |  |  | False | 30 | 30 | 10 |  |  | False | Space Constrained | 05/05/2023 |  | 07/06/2023
GD Midea Air-Conditioning Equipment Co., Ltd. | MDV | MOE30U-48CFN1-M-[X2] | MOE30U-48CFN1-M-[X2] | MAC-60HWDN1-MN0 |  | Voluntarily Certified | Single-split-system air condit | False | False | 44000 |  | 15.9 | 14.3 |  |  | True | 30 | 30 | 11 | 9.8 | Coil-Only System | True | Conventional | 05/05/2023 |  | 07/06/2023
GD Midea Air-Conditioning Equipment Co., Ltd. | MDV | MOD30U-36CFN1-M | MOD30U-36CFN1-M | MAC-36HWDN1-MN0 |  | Voluntarily Certified | Single-split-system air condit | False | False | 32600 |  | 15.3 | 14.3 |  |  | True | 30 | 30 | 11 | 9.8 | Coil-Only System | True | Conventional | 05/05/2023 |  | 07/06/2023
GD Midea Air-Conditioning Equipment Co., Ltd. | MDV | MOD30U-30CFN1-M | MOD30U-30CFN1-M | MAC-36HWDN1-MN0 |  | Voluntarily Certified | Single-split-system air condit | False | False | 30000 |  | 15.6 | 14.3 |  |  | True | 30 | 30 | 11.5 | 9.8 | Coil-Only System | True | Conventional | 05/05/2023 |  | 07/06/2023
GD Midea Heating & Ventilating Equipment Co.,Ltd | Midea | MRD-24S***GWN1-M134G | MRD-24S***GWN1-M134G |  |  | Voluntarily Certified | Single-package air conditioner | False | False | 22800 |  | 13.4 | 13.4 |  |  | True | 30 | 30 | 10.6 | 0 |  | False | Conventional | 05/05/2023 |  | 07/06/2023
GD Midea Heating & Ventilating Equipment Co.,Ltd | Midea | MOVA-30CN1-M134G | MOVA-30CN1-M134G | MC**3036CNOH |  | Voluntarily Certified | Single-split-system air condit | False | False | 27600 |  | 13.4 | 13.4 |  |  | True | 20 | 30 | 11.2 | 0 | Coil-Only System | False | Conventional | 05/05/2023 |  | 07/06/2023
GD Midea Heating & Ventilating Equipment Co.,Ltd | Midea | MOVA-60CN1-M152L | MOVA-60CN1-M152L | MC**4860DNTH |  | Voluntarily Certified | Single-split-system air condit | False | False | 54000 |  | 13.8 | 13.4 |  |  | True | 20 | 30 | 11.2 | 0 | Coil-Only System | False | Conventional | 05/05/2023 |  | 07/06/2023
GD Midea Heating & Ventilating Equipment Co.,Ltd | Midea | MOVA-48CN1-M134L | MOVA-48CN1-M134L | MC**4860DNOH |  | Voluntarily Certified | Single-split-system air condit | False | False | 47000 |  | 13.4 | 13.4 |  |  | True | 20 | 30 | 11.2 | 0 | Coil-Only System | False | Conventional | 05/05/2023 |  | 07/06/2023
GD Midea Heating & Ventilating Equipment Co.,Ltd | Midea | MRD-36S***GWN1-M134G | MRD-36S***GWN1-M134G |  |  | Voluntarily Certified | Single-package air conditioner | False | False | 34200 |  | 13.4 | 13.4 |  |  | True | 30 | 30 | 10.6 | 0 |  | False | Conventional | 05/05/2023 |  | 07/06/2023
GD Midea Heating & Ventilating Equipment Co.,Ltd | Midea | MRD-42S***GWN1-M134L | MRD-42S***GWN1-M134L |  |  | Voluntarily Certified | Single-package air conditioner | False | False | 40000 |  | 13.4 | 13.4 |  |  | True | 30 | 30 | 10.6 | 0 |  | False | Conventional | 05/05/2023 |  | 07/06/2023
GD Midea Heating & Ventilating Equipment Co.,Ltd | Midea | MRD-48S***GWN1-M134L | MRD-48S***GWN1-M134L |  |  | Voluntarily Certified | Single-package air conditioner | False | False | 48000 |  | 13.4 | 13.4 |  |  | True | 30 | 30 | 10.6 | 0 |  | False | Conventional | 05/05/2023 |  | 07/06/2023
GD Midea Heating & Ventilating Equipment Co.,Ltd | Midea | MOVA-61CN1-M152L | MOVA-61CN1-M152L | MVME61C1MN1TC |  | Voluntarily Certified | Single-split-system air condit | False | False | 55000 |  | 15.2 | 13.4 |  |  | True | 20 | 30 | 11.2 | 0 | Blower Coil System | False | Conventional | 05/05/2023 |  | 07/06/2023
GD Midea Heating & Ventilating Equipment Co.,Ltd | Midea | MOVA-60CN1-M134L | MOVA-60CN1-M134L | MC**4860DNOH+TXV |  | Voluntarily Certified | Single-split-system air condit | False | False | 55000 |  | 13.4 | 13.4 |  |  | True | 20 | 30 | 11.2 | 0 | Coil-Only System | False | Conventional | 05/05/2023 |  | 07/06/2023
GD Midea Heating & Ventilating Equipment Co.,Ltd | Midea | MOVA-24CN1-M134G | MOVA-24CN1-M134G | MC**3036CNOH |  | Voluntarily Certified | Single-split-system air condit | False | False | 23600 |  | 13.4 | 13.4 |  |  | True | 20 | 30 | 11.2 | 0 | Coil-Only System | False | Conventional | 05/05/2023 |  | 07/06/2023
GD Midea Heating & Ventilating Equipment Co.,Ltd | Midea | MOVA-42CN1-M134L | MOVA-42CN1-M134L | MC**4248DNOH+TXV |  | Voluntarily Certified | Single-split-system air condit | False | False | 41000 |  | 13.4 | 13.4 |  |  | True | 20 | 30 | 11.2 | 0 | Coil-Only System | False | Conventional | 05/05/2023 |  | 07/06/2023
GD Midea Heating & Ventilating Equipment Co.,Ltd | Midea | MOVA-36CN1-M134G | MOVA-36CN1-M134G | MC**3036CNOH+TXV |  | Voluntarily Certified | Single-split-system air condit | False | False | 33600 |  | 13.4 | 13.4 |  |  | True | 20 | 30 | 11.2 | 0 | Coil-Only System | False | Conventional | 05/05/2023 |  | 07/06/2023
GD Midea Heating & Ventilating Equipment Co.,Ltd | Midea | MOVA-48CN1-M152L | MOVA-48CN1-M152L | MC**4860DNTH |  | Voluntarily Certified | Single-split-system air condit | False | False | 45000 |  | 13.8 | 13.4 |  |  | True | 20 | 30 | 11.2 | 0 | Coil-Only System | False | Conventional | 05/05/2023 |  | 07/06/2023
GD Midea Heating & Ventilating Equipment Co.,Ltd | Midea | MRD-30S***GWN1-M134G | MRD-30S***GWN1-M134G |  |  | Voluntarily Certified | Single-package air conditioner | False | False | 28400 |  | 13.4 | 13.4 |  |  | True | 30 | 30 | 10.6 | 0 |  | False | Conventional | 05/05/2023 |  | 07/06/2023
GD Midea Heating & Ventilating Equipment Co.,Ltd | Midea | MOVA-18CN1-M134G | MOVA-18CN1-M134G | MC**3036CNOH+TXV |  | Voluntarily Certified | Single-split-system air condit | False | False | 17400 |  | 13.4 | 13.4 |  |  | True | 20 | 30 | 11.2 | 0 | Coil-Only System | False | Conventional | 05/05/2023 |  | 07/06/2023
GD Midea Heating & Ventilating Equipment Co.,Ltd | Midea | MOVA-30CN1-M152G | MOVA-30CN1-M152G | MC**3036CNTH |  | Voluntarily Certified | Single-split-system air condit | False | False | 28000 |  | 14.3 | 13.4 |  |  | True | 20 | 30 | 11.7 | 0 | Coil-Only System | False | Conventional | 05/05/2023 |  | 07/06/2023
GD Midea Heating & Ventilating Equipment Co.,Ltd | Midea | MOVA-36CN1-M152L | MOVA-36CN1-M152L | MC**3036CNTH |  | Voluntarily Certified | Single-split-system air condit | False | False | 33600 |  | 14.3 | 13.4 |  |  | True | 20 | 30 | 11.7 | 0 | Coil-Only System | False | Conventional | 05/05/2023 |  | 07/06/2023
GD Midea Heating & Ventilating Equipment Co.,Ltd | Midea | MOVA-24CN1-M152G | MOVA-24CN1-M152G | MC**3036CNOH |  | Voluntarily Certified | Single-split-system air condit | False | False | 23800 |  | 14.3 | 13.4 |  |  | True | 20 | 30 | 11.7 | 0 | Coil-Only System | False | Conventional | 05/05/2023 |  | 07/06/2023
GD Midea Heating & Ventilating Equipment Co.,Ltd | Midea | MRD-60S***GWN1-M134L | MRD-60S***GWN1-M134L |  |  | Voluntarily Certified | Single-package air conditioner | False | False | 57500 |  | 13.4 | 13.4 |  |  | True | 30 | 30 | 10.6 | 0 |  | False | Conventional | 05/05/2023 |  | 07/06/2023
GD Midea Heating & Ventilating Equipment Co.,Ltd | Midea | MOVA-42CN1-M152L | MOVA-42CN1-M152L | MC**4248DNTH |  | Voluntarily Certified | Single-split-system air condit | False | False | 41000 |  | 14.3 | 13.4 |  |  | True | 20 | 30 | 11.7 | 0 | Coil-Only System | False | Conventional | 05/05/2023 |  | 07/06/2023
GD Midea Heating & Ventilating Equipment Co.,Ltd | Midea | MOVA-18CN1-M152G | MOVA-18CN1-M152G | MC**3036CNTH |  | Voluntarily Certified | Single-split-system air condit | False | False | 17800 |  | 14.3 | 13.4 |  |  | True | 20 | 30 | 11.7 | 0 | Coil-Only System | False | Conventional | 05/05/2023 |  | 07/06/2023
GD Midea Heating & Ventilating Equipment Co.,Ltd | OXBOX | J4AC3018E1000AA | J4AC3018E1000AA | J4MXCC005EC6HCA+TXV |  | Voluntarily Certified | Single-split-system air condit | False | False | 17400 |  | 13.4 | 13.4 |  |  | True | 20 | 30 | 11.2 | 0 | Coil-Only System | False | Conventional | 05/05/2023 |  | 07/06/2023
GD Midea Heating & Ventilating Equipment Co.,Ltd | OXBOX | J4AC3018E1000AA | J4AC3018E1000AA | J4GXCC005EC6HUA+TXV |  | Voluntarily Certified | Single-split-system air condit | False | False | 17400 |  | 13.4 | 13.4 |  |  | True | 20 | 30 | 11.2 | 0 | Coil-Only System | False | Conventional | 05/05/2023 |  | 07/06/2023
GD Midea Heating & Ventilating Equipment Co.,Ltd | AC PRO | AOVA-30CN1-M152G | AOVA-30CN1-M152G | AC**3036CNTH |  | Voluntarily Certified | Single-split-system air condit | False | False | 28000 |  | 14.3 | 13.4 |  |  | True | 20 | 30 | 11.7 | 0 | Coil-Only System | False | Conventional | 05/05/2023 |  | 07/06/2023
GD Midea Heating & Ventilating Equipment Co.,Ltd | IAIR | AAC3018E1000A | AAC3018E1000A | ACCM3036CNOH+TXV |  | Voluntarily Certified | Single-split-system air condit | False | False | 17400 |  | 13.4 | 13.4 |  |  | True | 20 | 30 | 11.2 | 0 | Coil-Only System | False | Conventional | 05/05/2023 |  | 07/06/2023
GD Midea Heating & Ventilating Equipment Co.,Ltd | OXBOX | J4AC3036E1000AA | J4AC3036E1000AA | J4MXCC005EC6HCA+TXV |  | Voluntarily Certified | Single-split-system air condit | False | False | 33600 |  | 13.4 | 13.4 |  |  | True | 20 | 30 | 11.2 | 0 | Coil-Only System | False | Conventional | 05/05/2023 |  | 07/06/2023
GD Midea Heating & Ventilating Equipment Co.,Ltd | OXBOX | J4AC3036E1000AA | J4AC3036E1000AA | J4GXCC005EC6HUA+TXV |  | Voluntarily Certified | Single-split-system air condit | False | False | 33600 |  | 13.4 | 13.4 |  |  | True | 20 | 30 | 11.2 | 0 | Coil-Only System | False | Conventional | 05/05/2023 |  | 07/06/2023
GD Midea Heating & Ventilating Equipment Co.,Ltd | AC PRO | AOVA-48CN1-M152L | AOVA-48CN1-M152L | AC**4860DNTH |  | Voluntarily Certified | Single-split-system air condit | False | False | 45000 |  | 13.8 | 13.4 |  |  | True | 20 | 30 | 11.2 | 0 | Coil-Only System | False | Conventional | 05/05/2023 |  | 07/06/2023
GD Midea Heating & Ventilating Equipment Co.,Ltd | IAIR | AAC3036E1000A | AAC3036E1000A | ACCM3036CNOH+TXV |  | Voluntarily Certified | Single-split-system air condit | False | False | 33600 |  | 13.4 | 13.4 |  |  | True | 20 | 30 | 11.2 | 0 | Coil-Only System | False | Conventional | 05/05/2023 |  | 07/06/2023
GD Midea Heating & Ventilating Equipment Co.,Ltd | AC PRO | AOVA-18CN1-M152G | AOVA-18CN1-M152G | AC**3036CNTH |  | Voluntarily Certified | Single-split-system air condit | False | False | 17800 |  | 14.3 | 13.4 |  |  | True | 20 | 30 | 11.7 | 0 | Coil-Only System | False | Conventional | 05/05/2023 |  | 07/06/2023
GD Midea Heating & Ventilating Equipment Co.,Ltd | AC PRO | AOVA-42CN1-M152L | AOVA-42CN1-M152L | AC**4248DNTH |  | Voluntarily Certified | Single-split-system air condit | False | False | 41000 |  | 14.3 | 13.4 |  |  | True | 20 | 30 | 11.7 | 0 | Coil-Only System | False | Conventional | 05/05/2023 |  | 07/06/2023
GD Midea Heating & Ventilating Equipment Co.,Ltd | OXBOX | J4AC3042E1000AA | J4AC3042E1000AA | J4MXCD018EC6HCA+TXV |  | Voluntarily Certified | Single-split-system air condit | False | False | 41000 |  | 13.4 | 13.4 |  |  | True | 20 | 30 | 11.2 | 0 | Coil-Only System | False | Conventional | 05/05/2023 |  | 07/06/2023
GD Midea Heating & Ventilating Equipment Co.,Ltd | OXBOX | J4AC3042E1000AA | J4AC3042E1000AA | J4GXCD018EC6HUA+TXV |  | Voluntarily Certified | Single-split-system air condit | False | False | 41000 |  | 13.4 | 13.4 |  |  | True | 20 | 30 | 11.2 | 0 | Coil-Only System | False | Conventional | 05/05/2023 |  | 07/06/2023
GD Midea Heating & Ventilating Equipment Co.,Ltd | IAIR | AAC3042E1000A | AAC3042E1000A | ACCM4248DNOH+TXV |  | Voluntarily Certified | Single-split-system air condit | False | False | 41000 |  | 13.4 | 13.4 |  |  | True | 20 | 30 | 11.2 | 0 | Coil-Only System | False | Conventional | 05/05/2023 |  | 07/06/2023
GD Midea Heating & Ventilating Equipment Co.,Ltd | OXBOX | J4AC5024E1000AA | J4AC5024E1000AA | J4MXCC005EC6HCA |  | Voluntarily Certified | Single-split-system air condit | False | False | 23800 |  | 14.3 | 13.4 |  |  | True | 20 | 30 | 11.7 | 0 | Coil-Only System | False | Conventional | 05/05/2023 |  | 07/06/2023
GD Midea Heating & Ventilating Equipment Co.,Ltd | OXBOX | J4AC5024E1000AA | J4AC5024E1000AA | J4GXCC005EC6HUA |  | Voluntarily Certified | Single-split-system air condit | False | False | 23800 |  | 14.3 | 13.4 |  |  | True | 20 | 30 | 11.7 | 0 | Coil-Only System | False | Conventional | 05/05/2023 |  | 07/06/2023
GD Midea Heating & Ventilating Equipment Co.,Ltd | AC PRO | AOVA-36CN1-M152L | AOVA-36CN1-M152L | AC**3036CNTH |  | Voluntarily Certified | Single-split-system air condit | False | False | 33600 |  | 14.3 | 13.4 |  |  | True | 20 | 30 | 11.7 | 0 | Coil-Only System | False | Conventional | 05/05/2023 |  | 07/06/2023
GD Midea Heating & Ventilating Equipment Co.,Ltd | IAIR | AAC5024E1000A | AAC5024E1000A | ACCM3036CNOH |  | Voluntarily Certified | Single-split-system air condit | False | False | 23800 |  | 14.3 | 13.4 |  |  | True | 20 | 30 | 11.7 | 0 | Coil-Only System | False | Conventional | 05/05/2023 |  | 07/06/2023
GD Midea Heating & Ventilating Equipment Co.,Ltd | OXBOX | J4AC3048E1000AA | J4AC3048E1000AA | J4MXCD010EC6HCA |  | Voluntarily Certified | Single-split-system air condit | False | False | 47000 |  | 13.4 | 13.4 |  |  | True | 20 | 30 | 11.2 | 0 | Coil-Only System | False | Conventional | 05/05/2023 |  | 07/06/2023
GD Midea Heating & Ventilating Equipment Co.,Ltd | OXBOX | J4AC3048E1000AA | J4AC3048E1000AA | J4GXCD010EC6HUA |  | Voluntarily Certified | Single-split-system air condit | False | False | 47000 |  | 13.4 | 13.4 |  |  | True | 20 | 30 | 11.2 | 0 | Coil-Only System | False | Conventional | 05/05/2023 |  | 07/06/2023
GD Midea Heating & Ventilating Equipment Co.,Ltd | AC PRO | AOVA-60CN1-M152L | AOVA-60CN1-M152L | AC**4860DNTH |  | Voluntarily Certified | Single-split-system air condit | False | False | 54000 |  | 13.8 | 13.4 |  |  | True | 20 | 30 | 11.2 | 0 | Coil-Only System | False | Conventional | 05/05/2023 |  | 07/06/2023
GD Midea Heating & Ventilating Equipment Co.,Ltd | IAIR | AAC3048E1000A | AAC3048E1000A | ACCM4860DNOH |  | Voluntarily Certified | Single-split-system air condit | False | False | 47000 |  | 13.4 | 13.4 |  |  | True | 20 | 30 | 11.2 | 0 | Coil-Only System | False | Conventional | 05/05/2023 |  | 07/06/2023
GD Midea Heating & Ventilating Equipment Co.,Ltd | OXBOX | J4AC3030E1000AA | J4AC3030E1000AA | J4MXCC005EC6HCA |  | Voluntarily Certified | Single-split-system air condit | False | False | 27600 |  | 13.4 | 13.4 |  |  | True | 20 | 30 | 11.2 | 0 | Coil-Only System | False | Conventional | 05/05/2023 |  | 07/06/2023
GD Midea Heating & Ventilating Equipment Co.,Ltd | OXBOX | J4AC3030E1000AA | J4AC3030E1000AA | J4GXCC005EC6HUA |  | Voluntarily Certified | Single-split-system air condit | False | False | 27600 |  | 13.4 | 13.4 |  |  | True | 20 | 30 | 11.2 | 0 | Coil-Only System | False | Conventional | 05/05/2023 |  | 07/06/2023
GD Midea Heating & Ventilating Equipment Co.,Ltd | IAIR | AAC3030E1000A | AAC3030E1000A | ACCM3036CNOH |  | Voluntarily Certified | Single-split-system air condit | False | False | 27600 |  | 13.4 | 13.4 |  |  | True | 20 | 30 | 11.2 | 0 | Coil-Only System | False | Conventional | 05/05/2023 |  | 07/06/2023
GD Midea Heating & Ventilating Equipment Co.,Ltd | AC PRO | AOVA-61CN1-M152L | AOVA-61CN1-M152L | AVME61C1MN1TC |  | Voluntarily Certified | Single-split-system air condit | False | False | 55000 |  | 15.2 | 13.4 |  |  | True | 20 | 30 | 11.2 | 0 | Blower Coil System | False | Conventional | 05/05/2023 |  | 07/06/2023
GD Midea Heating & Ventilating Equipment Co.,Ltd | COMFORTSTAR | BAR5-61-15 | BAR5-61-15 | LCM5-61-15 |  | Voluntarily Certified | Single-split-system air condit | False | False | 55000 |  | 15.2 | 13.4 |  |  | True | 20 | 30 | 11.2 | 0 | Blower Coil System | False | Conventional | 05/05/2023 |  | 07/06/2023
GD Midea Heating & Ventilating Equipment Co.,Ltd | OXBOX | J4AC5061E1000AA | J4AC5061E1000AA | J4AH5E61E1C00AA |  | Voluntarily Certified | Single-split-system air condit | False | False | 55000 |  | 15.2 | 13.4 |  |  | True | 20 | 30 | 11.2 | 0 | Blower Coil System | False | Conventional | 05/05/2023 |  | 07/06/2023
GD Midea Heating & Ventilating Equipment Co.,Ltd | AMERISTAR | M4AC5061E1000AA | M4AC5061E1000AA | M4AH5E61E1C00AA |  | Voluntarily Certified | Single-split-system air condit | False | False | 55000 |  | 15.2 | 13.4 |  |  | True | 20 | 30 | 11.2 | 0 | Blower Coil System | False | Conventional | 05/05/2023 |  | 07/06/2023
GD Midea Heating & Ventilating Equipment Co.,Ltd | OXBOX | J4AC3060E1000AA | J4AC3060E1000AA | J4MXCD010EC6HCA+TXV |  | Voluntarily Certified | Single-split-system air condit | False | False | 55000 |  | 13.4 | 13.4 |  |  | True | 20 | 30 | 11.2 | 0 | Coil-Only System | False | Conventional | 05/05/2023 |  | 07/06/2023
GD Midea Heating & Ventilating Equipment Co.,Ltd | OXBOX | J4AC3060E1000AA | J4AC3060E1000AA | J4GXCD010EC6HUA+TXV |  | Voluntarily Certified | Single-split-system air condit | False | False | 55000 |  | 13.4 | 13.4 |  |  | True | 20 | 30 | 11.2 | 0 | Coil-Only System | False | Conventional | 05/05/2023 |  | 07/06/2023
GD Midea Heating & Ventilating Equipment Co.,Ltd | IAIR | AAC5061E1000A | AAC5061E1000A | A4AH5E61E1B00A |  | Voluntarily Certified | Single-split-system air condit | False | False | 55000 |  | 15.2 | 13.4 |  |  | True | 20 | 30 | 11.2 | 0 | Blower Coil System | False | Conventional | 05/05/2023 |  | 07/06/2023
GD Midea Heating & Ventilating Equipment Co.,Ltd | IAIR | AAC3060E1000A | AAC3060E1000A | ACCM4860DNOH+TXV |  | Voluntarily Certified | Single-split-system air condit | False | False | 55000 |  | 13.4 | 13.4 |  |  | True | 20 | 30 | 11.2 | 0 | Coil-Only System | False | Conventional | 05/05/2023 |  | 07/06/2023
GD Midea Heating & Ventilating Equipment Co.,Ltd | OXBOX | J4AC3024E1000AA | J4AC3024E1000AA | J4MXCC005EC6HCA |  | Voluntarily Certified | Single-split-system air condit | False | False | 23600 |  | 13.4 | 13.4 |  |  | True | 20 | 30 | 11.2 | 0 | Coil-Only System | False | Conventional | 05/05/2023 |  | 07/06/2023
GD Midea Heating & Ventilating Equipment Co.,Ltd | OXBOX | J4AC3024E1000AA | J4AC3024E1000AA | J4GXCC005EC6HUA |  | Voluntarily Certified | Single-split-system air condit | False | False | 23600 |  | 13.4 | 13.4 |  |  | True | 20 | 30 | 11.2 | 0 | Coil-Only System | False | Conventional | 05/05/2023 |  | 07/06/2023
GD Midea Heating & Ventilating Equipment Co.,Ltd | IAIR | AAC3024E1000A | AAC3024E1000A | ACCM3036CNOH |  | Voluntarily Certified | Single-split-system air condit | False | False | 23600 |  | 13.4 | 13.4 |  |  | True | 20 | 30 | 11.2 | 0 | Coil-Only System | False | Conventional | 05/05/2023 |  | 07/06/2023
Gree Electric Appliances Inc. of Zhuhai | Gree | GULD60W2/A-D(U) | GULD60W2/A-D(U) | GCAT48*/NAA | KG7SA-090C-T35C1 | Voluntarily Certified | Single-split-system air condit | False | False | 47000 |  | 16.5 | 13.4 |  |  | True | 13 | 30 | 11 | 0 | Blower Coil System | True | Conventional | 05/05/2023 |  | 07/06/2023
Gree Electric Appliances Inc. of Zhuhai | AC PRO.COM | AULD60W2/A-D(U) | AULD60W2/A-D(U) | ACAT48H/NAA | KG7SA-090C-T35C1 | Voluntarily Certified | Single-split-system air condit | False | False | 47000 |  | 16.5 | 13.4 |  |  | True | 13 | 30 | 11 | 0 | Blower Coil System | True | Conventional | 05/05/2023 |  | 07/06/2023
Gree Electric Appliances Inc. of Zhuhai | BOREAL | ENVBR60COJ1OA | ENVBR60COJ1OA | ENVBR48C | KG7SA-090C-T35C1 | Voluntarily Certified | Single-split-system air condit | False | False | 47000 |  | 16.5 | 13.4 |  |  | True | 13 | 30 | 11 | 0 | Blower Coil System | True | Conventional | 05/05/2023 |  | 07/06/2023
Gree Electric Appliances Inc. of Zhuhai | BOREAL | ENVBR36COJ1OA | ENVBR36COJ1OA | ENVBR24C | KG7SA-072C-T24B1 | Voluntarily Certified | Single-split-system air condit | False | False | 24000 |  | 16.5 | 13.4 |  |  | True | 10 | 30 | 12 | 0 | Blower Coil System | True | Conventional | 05/05/2023 |  | 07/06/2023
Gree Electric Appliances Inc. of Zhuhai | AC PRO.COM | AULD36W2/A-D(U) | AULD36W2/A-D(U) | ACAT24F/NAA | KG7SA-072C-T24B1 | Voluntarily Certified | Single-split-system air condit | False | False | 24000 |  | 16.5 | 13.4 |  |  | True | 10 | 30 | 12 | 0 | Blower Coil System | True | Conventional | 05/05/2023 |  | 07/06/2023
Gree Electric Appliances Inc. of Zhuhai | Gree | GULD36W2/A-D(U) | GULD36W2/A-D(U) | GCAT24*/NAA | KG7SA-072C-T24B1 | Voluntarily Certified | Single-split-system air condit | False | False | 24000 |  | 16.5 | 13.4 |  |  | True | 10 | 30 | 12 | 0 | Blower Coil System | True | Conventional | 05/05/2023 |  | 07/06/2023
Guangdong Chigo Heating & Ventilation Equipment Co., Ltd. | CHIGO | COT-36CNVR1-18 | COT-36CNVR1-18 | CAHI-36CNVR1-18 |  | Voluntarily Certified | Single-split-system air condit | False | False | 34000 |  | 16 | 13.4 |  |  | True | 2 | 30 | 10.6 | 0 | Blower Coil System | True | Conventional | 05/05/2023 |  | 07/06/2023
Guangdong Chigo Heating & Ventilation Equipment Co., Ltd. | GCHV | COT-36CNVR1-18 | COT-36CNVR1-18 | CAHI-36CNVR1-18 |  | Voluntarily Certified | Single-split-system air condit | False | False | 34000 |  | 16 | 13.4 |  |  | True | 2 | 30 | 10.6 | 0 | Blower Coil System | True | Conventional | 05/05/2023 |  | 07/06/2023
Guangdong Chigo Heating & Ventilation Equipment Co., Ltd. | GIWEE | COT-36CNVR1-18 | COT-36CNVR1-18 | CAHI-36CNVR1-18 |  | Voluntarily Certified | Single-split-system air condit | False | False | 34000 |  | 16 | 13.4 |  |  | True | 2 | 30 | 10.6 | 0 | Blower Coil System | True | Conventional | 05/05/2023 |  | 07/06/2023
Guangdong Chigo Heating & Ventilation Equipment Co., Ltd. | CHIGO | COT-60CNVR1-18 | COT-60CNVR1-18 | CAHI-60CNVR1-18 |  | Voluntarily Certified | Single-split-system air condit | False | False | 54000 |  | 16 | 13.4 |  |  | True | 2 | 30 | 10 | 0 | Blower Coil System | True | Conventional | 05/05/2023 |  | 07/06/2023
Guangdong Chigo Heating & Ventilation Equipment Co., Ltd. | GCHV | COT-24CNVR1-18 | COT-24CNVR1-18 | CAHI-24CNVR1-18 |  | Voluntarily Certified | Single-split-system air condit | False | False | 23400 |  | 16 | 13.4 |  |  | True | 2 | 30 | 12.2 | 0 | Blower Coil System | True | Conventional | 05/05/2023 |  | 07/06/2023
Guangdong Chigo Heating & Ventilation Equipment Co., Ltd. | GCHV | COT-48CNVR1-18 | COT-48CNVR1-18 | CAHI-48CNVR1-18 |  | Voluntarily Certified | Single-split-system air condit | False | False | 45500 |  | 16 | 13.4 |  |  | True | 2 | 30 | 10.8 | 0 | Blower Coil System | True | Conventional | 05/05/2023 |  | 07/06/2023
Guangdong Chigo Heating & Ventilation Equipment Co., Ltd. | GIWEE | COT-24CNVR1-18 | COT-24CNVR1-18 | CAHI-24CNVR1-18 |  | Voluntarily Certified | Single-split-system air condit | False | False | 23400 |  | 16 | 13.4 |  |  | True | 2 | 30 | 12.2 | 0 | Blower Coil System | True | Conventional | 05/05/2023 |  | 07/06/2023
Guangdong Chigo Heating & Ventilation Equipment Co., Ltd. | GIWEE | COT-48CNVR1-18 | COT-48CNVR1-18 | CAHI-48CNVR1-18 |  | Voluntarily Certified | Single-split-system air condit | False | False | 45500 |  | 16 | 13.4 |  |  | True | 2 | 30 | 10.8 | 0 | Blower Coil System | True | Conventional | 05/05/2023 |  | 07/06/2023
Guangdong Chigo Heating & Ventilation Equipment Co., Ltd. | CHIGO | COT-24CNVR1-18 | COT-24CNVR1-18 | CAHI-24CNVR1-18 |  | Voluntarily Certified | Single-split-system air condit | False | False | 23400 |  | 16 | 13.4 |  |  | True | 2 | 30 | 12.2 | 0 | Blower Coil System | True | Conventional | 05/05/2023 |  | 07/06/2023
Guangdong Chigo Heating & Ventilation Equipment Co., Ltd. | CHIGO | COT-48CNVR1-18 | COT-48CNVR1-18 | CAHI-48CNVR1-18 |  | Voluntarily Certified | Single-split-system air condit | False | False | 45500 |  | 16 | 13.4 |  |  | True | 2 | 30 | 10.8 | 0 | Blower Coil System | True | Conventional | 05/05/2023 |  | 07/06/2023
Guangdong Chigo Heating & Ventilation Equipment Co., Ltd. | GCHV | COT-60CNVR1-18 | COT-60CNVR1-18 | CAHI-60CNVR1-18 |  | Voluntarily Certified | Single-split-system air condit | False | False | 54000 |  | 16 | 13.4 |  |  | True | 2 | 30 | 10 | 0 | Blower Coil System | True | Conventional | 05/05/2023 |  | 07/06/2023
Guangdong Chigo Heating & Ventilation Equipment Co., Ltd. | GIWEE | COT-60CNVR1-18 | COT-60CNVR1-18 | CAHI-60CNVR1-18 |  | Voluntarily Certified | Single-split-system air condit | False | False | 54000 |  | 16 | 13.4 |  |  | True | 2 | 30 | 10 | 0 | Blower Coil System | True | Conventional | 05/05/2023 |  | 07/06/2023
Guangdong Chigo Heating & Ventilation Equipment Co., Ltd. | McQuay | MCI18036CCU216A | MCI18036CCU216A | MQI18036AHU216A |  | Voluntarily Certified | Single-split-system air condit | False | False | 34000 |  | 16 | 13.4 |  |  | True | 2 | 30 | 10.6 | 0 | Blower Coil System | True | Conventional | 05/05/2023 |  | 07/06/2023
Guangdong Chigo Heating & Ventilation Equipment Co., Ltd. | INNOVAIR | VEA36C2V18 | VEA36C2V18 | DHV36C2V18 |  | Voluntarily Certified | Single-split-system air condit | False | False | 34000 |  | 16 | 13.4 |  |  | True | 2 | 30 | 10.6 | 0 | Blower Coil System | True | Conventional | 05/05/2023 |  | 07/06/2023
Guangdong Chigo Heating & Ventilation Equipment Co., Ltd. | McQuay | MCI18024CCU216A | MCI18024CCU216A | MQI18024AHU216A |  | Voluntarily Certified | Single-split-system air condit | False | False | 23400 |  | 16 | 13.4 |  |  | True | 2 | 30 | 12.2 | 0 | Blower Coil System | True | Conventional | 05/05/2023 |  | 07/06/2023
Guangdong Chigo Heating & Ventilation Equipment Co., Ltd. | INNOVAIR | VEA24C2V18 | VEA24C2V18 | DHV24C2V18 |  | Voluntarily Certified | Single-split-system air condit | False | False | 23400 |  | 16 | 13.4 |  |  | True | 2 | 30 | 12.2 | 0 | Blower Coil System | True | Conventional | 05/05/2023 |  | 07/06/2023
Guangdong Chigo Heating & Ventilation Equipment Co., Ltd. | INNOVAIR | VEA48C2V18 | VEA48C2V18 | DHV48C2V18 |  | Voluntarily Certified | Single-split-system air condit | False | False | 45500 |  | 16 | 13.4 |  |  | True | 2 | 30 | 10.8 | 0 | Blower Coil System | True | Conventional | 05/05/2023 |  | 07/06/2023
Guangdong Chigo Heating & Ventilation Equipment Co., Ltd. | TGM | CTV18CN024A | CTV18CN024A | CTA18C024A |  | Voluntarily Certified | Single-split-system air condit | False | False | 23400 |  | 16 | 13.4 |  |  | True | 2 | 30 | 12.2 | 0 | Blower Coil System | True | Conventional | 05/05/2023 |  | 07/06/2023
Guangdong Chigo Heating & Ventilation Equipment Co., Ltd. | BOREAL | BUMA24COJ1OA18 | BUMA24COJ1OA18 | BUMA24CHJ1AHA18 |  | Voluntarily Certified | Single-split-system air condit | False | False | 23400 |  | 16 | 13.4 |  |  | True | 2 | 30 | 12.2 | 0 | Blower Coil System | True | Conventional | 05/05/2023 |  | 07/06/2023
Guangdong Chigo Heating & Ventilation Equipment Co., Ltd. | COMFORTSTAR | MRR24-410-G | MRR24-410-G | AHH24-410-C |  | Voluntarily Certified | Single-split-system air condit | False | False | 23400 |  | 16 | 13.4 |  |  | True | 2 | 30 | 12.2 | 0 | Blower Coil System | True | Conventional | 05/05/2023 |  | 07/06/2023
Guangdong Chigo Heating & Ventilation Equipment Co., Ltd. | ZERO | ZOVD-24CDG | ZOVD-24CDG | ZAVD-24CDG |  | Voluntarily Certified | Single-split-system air condit | False | False | 23400 |  | 16 | 13.4 |  |  | True | 2 | 30 | 12.2 | 0 | Blower Coil System | True | Conventional | 05/05/2023 |  | 07/06/2023
Guangdong Chigo Heating & Ventilation Equipment Co., Ltd. | COMFORTSTAR | MRR48-410-G | MRR48-410-G | AHH48-410-C |  | Voluntarily Certified | Single-split-system air condit | False | False | 45500 |  | 16 | 13.4 |  |  | True | 2 | 30 | 10.8 | 0 | Blower Coil System | True | Conventional | 05/05/2023 |  | 07/06/2023
Guangdong Chigo Heating & Ventilation Equipment Co., Ltd. | BOREAL | BUMA48COJ1OA18 | BUMA48COJ1OA18 | BUMA48CHJ1AHA18 |  | Voluntarily Certified | Single-split-system air condit | False | False | 45500 |  | 16 | 13.4 |  |  | True | 2 | 30 | 10.8 | 0 | Blower Coil System | True | Conventional | 05/05/2023 |  | 07/06/2023
Guangdong Chigo Heating & Ventilation Equipment Co., Ltd. | TGM | CTV18CN048A | CTV18CN048A | CTA18C048A |  | Voluntarily Certified | Single-split-system air condit | False | False | 45500 |  | 16 | 13.4 |  |  | True | 2 | 30 | 10.8 | 0 | Blower Coil System | True | Conventional | 05/05/2023 |  | 07/06/2023
Guangdong Chigo Heating & Ventilation Equipment Co., Ltd. | ZERO | ZOVD-48CDG | ZOVD-48CDG | ZAVD-48CDG |  | Voluntarily Certified | Single-split-system air condit | False | False | 45500 |  | 16 | 13.4 |  |  | True | 2 | 30 | 10.8 | 0 | Blower Coil System | True | Conventional | 05/05/2023 |  | 07/06/2023
Guangdong Chigo Heating & Ventilation Equipment Co., Ltd. | TGM | CTV18CN036A | CTV18CN036A | CTA18C036A |  | Voluntarily Certified | Single-split-system air condit | False | False | 34000 |  | 16 | 13.4 |  |  | True | 2 | 30 | 10.6 | 0 | Blower Coil System | True | Conventional | 05/05/2023 |  | 07/06/2023
Guangdong Chigo Heating & Ventilation Equipment Co., Ltd. | BOREAL | BUMA36COJ1OA18 | BUMA36COJ1OA18 | BUMA36CHJ1AHA18 |  | Voluntarily Certified | Single-split-system air condit | False | False | 34000 |  | 16 | 13.4 |  |  | True | 2 | 30 | 10.6 | 0 | Blower Coil System | True | Conventional | 05/05/2023 |  | 07/06/2023
Guangdong Chigo Heating & Ventilation Equipment Co., Ltd. | COMFORTSTAR | MRR36-410-G | MRR36-410-G | AHH36-410-C |  | Voluntarily Certified | Single-split-system air condit | False | False | 34000 |  | 16 | 13.4 |  |  | True | 2 | 30 | 10.6 | 0 | Blower Coil System | True | Conventional | 05/05/2023 |  | 07/06/2023
Guangdong Chigo Heating & Ventilation Equipment Co., Ltd. | Everwell | CAC3613C18 | CAC3613C18 | AHC36H18 |  | Voluntarily Certified | Single-split-system air condit | False | False | 34000 |  | 16 | 13.4 |  |  | True | 2 | 30 | 10.6 | 0 | Blower Coil System | True | Conventional | 05/05/2023 |  | 07/06/2023
Guangdong Chigo Heating & Ventilation Equipment Co., Ltd. | ZENAIRE | AAC48B18R | AAC48B18R | AAH48B18R |  | Voluntarily Certified | Single-split-system air condit | False | False | 34000 |  | 16 | 13.4 |  |  | True | 2 | 30 | 10.6 | 0 | Blower Coil System | True | Conventional | 05/05/2023 |  | 07/06/2023
Guangdong Chigo Heating & Ventilation Equipment Co., Ltd. | Everwell | CAC2413C18 | CAC2413C18 | AHC24H18 |  | Voluntarily Certified | Single-split-system air condit | False | False | 23400 |  | 16 | 13.4 |  |  | True | 2 | 30 | 12.2 | 0 | Blower Coil System | True | Conventional | 05/05/2023 |  | 07/06/2023
Guangdong Chigo Heating & Ventilation Equipment Co., Ltd. | ZENAIRE | AAC24B18R | AAC24B18R | AAH24B18R |  | Voluntarily Certified | Single-split-system air condit | False | False | 23400 |  | 16 | 13.4 |  |  | True | 2 | 30 | 12.2 | 0 | Blower Coil System | True | Conventional | 05/05/2023 |  | 07/06/2023
Guangdong Chigo Heating & Ventilation Equipment Co., Ltd. | ZENAIRE | AAC60B18R | AAC60B18R | AAH60B18R |  | Voluntarily Certified | Single-split-system air condit | False | False | 45500 |  | 16 | 13.4 |  |  | True | 2 | 30 | 10.8 | 0 | Blower Coil System | True | Conventional | 05/05/2023 |  | 07/06/2023
Guangdong Chigo Heating & Ventilation Equipment Co., Ltd. | Everwell | CAC4813C18 | CAC4813C18 | AHC48H18 |  | Voluntarily Certified | Single-split-system air condit | False | False | 45500 |  | 16 | 13.4 |  |  | True | 2 | 30 | 10.8 | 0 | Blower Coil System | True | Conventional | 05/05/2023 |  | 07/06/2023
Guangdong Chigo Heating & Ventilation Equipment Co., Ltd. | COMFORTSTAR | MRR60-410-G | MRR60-410-G | AHH60-410-C |  | Voluntarily Certified | Single-split-system air condit | False | False | 54000 |  | 16 | 13.4 |  |  | True | 2 | 30 | 10 | 0 | Blower Coil System | True | Conventional | 05/05/2023 |  | 07/06/2023
Guangdong Chigo Heating & Ventilation Equipment Co., Ltd. | Everwell | CAC6013C18 | CAC6013C18 | AHC60H18 |  | Voluntarily Certified | Single-split-system air condit | False | False | 54000 |  | 16 | 13.4 |  |  | True | 2 | 30 | 10 | 0 | Blower Coil System | True | Conventional | 05/05/2023 |  | 07/06/2023
Guangdong Chigo Heating & Ventilation Equipment Co., Ltd. | ZENAIRE | AAC36B18R | AAC36B18R | AAH36B18R |  | Voluntarily Certified | Single-split-system air condit | False | False | 54000 |  | 16 | 13.4 |  |  | True | 2 | 30 | 10 | 0 | Blower Coil System | True | Conventional | 05/05/2023 |  | 07/06/2023
Guangdong Chigo Heating & Ventilation Equipment Co., Ltd. | INNOVAIR | VEA60C2V18 | VEA60C2V18 | DHV60C2V18 |  | Voluntarily Certified | Single-split-system air condit | False | False | 54000 |  | 16 | 13.4 |  |  | True | 2 | 30 | 10 | 0 | Blower Coil System | True | Conventional | 05/05/2023 |  | 07/06/2023
Guangdong Chigo Heating & Ventilation Equipment Co., Ltd. | TGM | CTV18CN060A | CTV18CN060A | CTA18C060A |  | Voluntarily Certified | Single-split-system air condit | False | False | 54000 |  | 16 | 13.4 |  |  | True | 2 | 30 | 10 | 0 | Blower Coil System | True | Conventional | 05/05/2023 |  | 07/06/2023
Guangdong Chigo Heating & Ventilation Equipment Co., Ltd. | BOREAL | BUMA60COJ1OA18 | BUMA60COJ1OA18 | BUMA60CHJ1AHA18 |  | Voluntarily Certified | Single-split-system air condit | False | False | 54000 |  | 16 | 13.4 |  |  | True | 2 | 30 | 10 | 0 | Blower Coil System | True | Conventional | 05/05/2023 |  | 07/06/2023
Guangdong Chigo Heating & Ventilation Equipment Co., Ltd. | McQuay | MCI18060CCU216A | MCI18060CCU216A | MQI18060AHU216A |  | Voluntarily Certified | Single-split-system air condit | False | False | 54000 |  | 16 | 13.4 |  |  | True | 2 | 30 | 10 | 0 | Blower Coil System | True | Conventional | 05/05/2023 |  | 07/06/2023
Guangdong Chigo Heating & Ventilation Equipment Co., Ltd. | ZERO | ZOVD-60CDG | ZOVD-60CDG | ZAVD-60CDG |  | Voluntarily Certified | Single-split-system air condit | False | False | 54000 |  | 16 | 13.4 |  |  | True | 2 | 30 | 10 | 0 | Blower Coil System | True | Conventional | 05/05/2023 |  | 07/06/2023
Guangdong Chigo Heating & Ventilation Equipment Co., Ltd. | AIR-CON | ATDCI4C4G60 | ATDCI4C4G60 | ATDEM4H4G60 |  | Voluntarily Certified | Single-split-system air condit | False | False | 54000 |  | 16 | 13.4 |  |  | True | 2 | 30 | 10 | 0 | Blower Coil System | True | Conventional | 05/05/2023 |  | 07/06/2023
Guangdong Chigo Heating & Ventilation Equipment Co., Ltd. | AIRDACH | ACTC6018VG1-D | ACTC6018VG1-D | AIDH6000VG1-D |  | Voluntarily Certified | Single-split-system air condit | False | False | 54000 |  | 16 | 13.4 |  |  | True | 2 | 30 | 10 | 0 | Blower Coil System | True | Conventional | 05/05/2023 |  | 07/06/2023
Guangdong Chigo Heating & Ventilation Equipment Co., Ltd. | AIRDACH | ACTC2418VG1-D | ACTC2418VG1-D | AIDH2400VG1-D |  | Voluntarily Certified | Single-split-system air condit | False | False | 23400 |  | 16 | 13.4 |  |  | True | 2 | 30 | 12.2 | 0 | Blower Coil System | True | Conventional | 05/05/2023 |  | 07/06/2023
Guangdong Chigo Heating & Ventilation Equipment Co., Ltd. | AIRDACH | ACTC4818VG1-D | ACTC4818VG1-D | AIDH4800VG1-D |  | Voluntarily Certified | Single-split-system air condit | False | False | 45500 |  | 16 | 13.4 |  |  | True | 2 | 30 | 10.8 | 0 | Blower Coil System | True | Conventional | 05/05/2023 |  | 07/06/2023
Guangdong Chigo Heating & Ventilation Equipment Co., Ltd. | Victory | VTVOU-18P60011 | VTVOU-18P60011 | VTAHU-18P6001 |  | Voluntarily Certified | Single-split-system air condit | False | False | 54000 |  | 16 | 13.4 |  |  | True | 2 | 30 | 10 | 0 | Blower Coil System | True | Conventional | 05/05/2023 |  | 07/06/2023
Guangdong Chigo Heating & Ventilation Equipment Co., Ltd. | OTEC-OMEGA | ICVC860N0A-GMI170A | ICVC860N0A-GMI170A | IEUC860N0A-GNI170A |  | Voluntarily Certified | Single-split-system air condit | False | False | 54000 |  | 16 | 13.4 |  |  | True | 2 | 30 | 10 | 0 | Blower Coil System | True | Conventional | 05/05/2023 |  | 07/06/2023
Guangdong Chigo Heating & Ventilation Equipment Co., Ltd. | AIRDACH | ACTC3618VG1-D | ACTC3618VG1-D | AIDH3600VG1-D |  | Voluntarily Certified | Single-split-system air condit | False | False | 34000 |  | 16 | 13.4 |  |  | True | 2 | 30 | 10.6 | 0 | Blower Coil System | True | Conventional | 05/05/2023 |  | 07/06/2023
Guangdong Chigo Heating & Ventilation Equipment Co., Ltd. | McQuay | MCI18048CCU216A | MCI18048CCU216A | MQI18048AHU216A |  | Voluntarily Certified | Single-split-system air condit | False | False | 45500 |  | 16 | 13.4 |  |  | True | 2 | 30 | 10.8 | 0 | Blower Coil System | True | Conventional | 05/05/2023 |  | 07/06/2023
Guangdong Chigo Heating & Ventilation Equipment Co., Ltd. | Victory | VTVOU-18P24011 | VTVOU-18P24011 | VTAHU-18P2401 |  | Voluntarily Certified | Single-split-system air condit | False | False | 23400 |  | 16 | 13.4 |  |  | True | 2 | 30 | 12.2 | 0 | Blower Coil System | True | Conventional | 05/05/2023 |  | 07/06/2023
Guangdong Chigo Heating & Ventilation Equipment Co., Ltd. | OTEC-OMEGA | ICVC824N2A-GTI070A | ICVC824N2A-GTI070A | IEUC824N0A-GNI070A |  | Voluntarily Certified | Single-split-system air condit | False | False | 23400 |  | 16 | 13.4 |  |  | True | 2 | 30 | 12.2 | 0 | Blower Coil System | True | Conventional | 05/05/2023 |  | 07/06/2023
Guangdong Chigo Heating & Ventilation Equipment Co., Ltd. | AIR-CON | ATDCI4C4G24 | ATDCI4C4G24 | ATDEM4H4G24 |  | Voluntarily Certified | Single-split-system air condit | False | False | 23400 |  | 16 | 13.4 |  |  | True | 2 | 30 | 12.2 | 0 | Blower Coil System | True | Conventional | 05/05/2023 |  | 07/06/2023
Guangdong Chigo Heating & Ventilation Equipment Co., Ltd. | AIR-CON | ATDCI4C4G48 | ATDCI4C4G48 | ATDEM4H4G48 |  | Voluntarily Certified | Single-split-system air condit | False | False | 45500 |  | 16 | 13.4 |  |  | True | 2 | 30 | 10.8 | 0 | Blower Coil System | True | Conventional | 05/05/2023 |  | 07/06/2023
Guangdong Chigo Heating & Ventilation Equipment Co., Ltd. | OTEC-OMEGA | ICVC848N0A-GMI140A | ICVC848N0A-GMI140A | IEUC848N0A-GNI140A |  | Voluntarily Certified | Single-split-system air condit | False | False | 45500 |  | 16 | 13.4 |  |  | True | 2 | 30 | 10.8 | 0 | Blower Coil System | True | Conventional | 05/05/2023 |  | 07/06/2023
Guangdong Chigo Heating & Ventilation Equipment Co., Ltd. | Victory | VTVOU-18P48011 | VTVOU-18P48011 | VTAHU-18P4801 |  | Voluntarily Certified | Single-split-system air condit | False | False | 45500 |  | 16 | 13.4 |  |  | True | 2 | 30 | 10.8 | 0 | Blower Coil System | True | Conventional | 05/05/2023 |  | 07/06/2023
Guangdong Chigo Heating & Ventilation Equipment Co., Ltd. | ZERO | ZOVD-36CDG | ZOVD-36CDG | ZAVD-36CDG |  | Voluntarily Certified | Single-split-system air condit | False | False | 34000 |  | 16 | 13.4 |  |  | True | 2 | 30 | 10.6 | 0 | Blower Coil System | True | Conventional | 05/05/2023 |  | 07/06/2023
Guangdong Chigo Heating & Ventilation Equipment Co., Ltd. | AIR-CON | ATDCI4C4G36 | ATDCI4C4G36 | ATDEM4H4G36 |  | Voluntarily Certified | Single-split-system air condit | False | False | 34000 |  | 16 | 13.4 |  |  | True | 2 | 30 | 10.6 | 0 | Blower Coil System | True | Conventional | 05/05/2023 |  | 07/06/2023
Guangdong Chigo Heating & Ventilation Equipment Co., Ltd. | Victory | VTVOU-18P36011 | VTVOU-18P36011 | VTAHU-18P3601 |  | Voluntarily Certified | Single-split-system air condit | False | False | 34000 |  | 16 | 13.4 |  |  | True | 2 | 30 | 10.6 | 0 | Blower Coil System | True | Conventional | 05/05/2023 |  | 07/06/2023
Guangdong Chigo Heating & Ventilation Equipment Co., Ltd. | OTEC-OMEGA | ICVC836N2A-GTI105A | ICVC836N2A-GTI105A | IEUC836N0A-GNI105A |  | Voluntarily Certified | Single-split-system air condit | False | False | 34000 |  | 16 | 13.4 |  |  | True | 2 | 30 | 10.6 | 0 | Blower Coil System | True | Conventional | 05/05/2023 |  | 07/06/2023
Lennox Industries Inc. | Comfort-Aire | RSG1730S1R-**A | RSG1730S1R-**A | EAC4X30B+TDR |  | Voluntarily Certified | Single-split-system air condit | False | False | 28600 |  | 14.3 | 13.4 |  |  | False | 30 | 30 | 11.7 | 0 | Coil-Only System | False | Conventional | 05/05/2023 |  | 07/06/2023
Lennox Industries Inc. | Comfort-Aire | RSG1741S1R-**A | RSG1741S1R-**A | EAC4X49C+TDR |  | Voluntarily Certified | Single-split-system air condit | False | False | 40500 |  | 14.8 | 13.4 |  |  | False | 30 | 30 | 12.2 | 0 | Coil-Only System | False | Conventional | 05/05/2023 |  | 07/06/2023
Lennox Industries Inc. | ALLIED | 4AC17L42P-**A | 4AC17L42P-**A | EAC4X49C+TDR |  | Voluntarily Certified | Single-split-system air condit | False | False | 41500 |  | 14.3 | 13.4 |  |  | False | 30 | 30 | 11.7 | 0 | Coil-Only System | False | Conventional | 05/05/2023 |  | 07/06/2023
Lennox Industries Inc. | ALLIED | 4AC16L18P-**A | 4AC16L18P-**A | EAC4X24B+TDR |  | Voluntarily Certified | Single-split-system air condit | False | False | 18000 |  | 13.5 | 13.4 |  |  | False | 30 | 30 | 11.5 | 0 | Coil-Only System | False | Conventional | 05/05/2023 |  | 07/06/2023
Lennox Industries Inc. | ALLIED | 4AC16L36P-**A | 4AC16L36P-**A | EAC4X36B+TDR |  | Voluntarily Certified | Single-split-system air condit | False | False | 34000 |  | 13.4 | 13.4 |  |  | False | 30 | 30 | 11.7 | 0 | Coil-Only System | False | Conventional | 05/05/2023 |  | 07/06/2023
Lennox Industries Inc. | Lennox | ML17XC1-060-230A** | ML17XC1-060-230A** | CX35-60C+TDR |  | Voluntarily Certified | Single-split-system air condit | False | False | 57000 |  | 13.8 | 13.4 |  |  | False | 30 | 30 | 11.2 | 0 | Coil-Only System | False | Conventional | 05/05/2023 |  | 07/06/2023
Lennox Industries Inc. | Lennox | ZGB048S4***P | ZGB048S4***P |  |  | Voluntarily Certified | Single-package air conditioner | False | False | 45000 |  | 13.4 | 13.4 |  |  | False | 30 | 30 | 10.6 | 0 |  | False | Conventional | 05/05/2023 |  | 07/06/2023
Lennox Industries Inc. | Lennox | EL23XCV-024-230A** | EL23XCV-024-230A** | CBA38MV-018/024-230*+TDR |  | Voluntarily Certified | Single-split-system air condit | False | False | 23200 |  | 21.2 | 13.4 |  |  | False | 30 | 30 | 14 | 0 | Blower Coil System | True | Conventional | 05/05/2023 |  | 07/06/2023
Lennox Industries Inc. | Lennox | EL17XC1-030-230A** | EL17XC1-030-230A** | CX35-30B+TDR |  | Voluntarily Certified | Single-split-system air condit | False | False | 28600 |  | 14.3 | 13.4 |  |  | False | 30 | 30 | 11.7 | 0 | Coil-Only System | False | Conventional | 05/05/2023 |  | 07/06/2023
Lennox Industries Inc. | Lennox | ML18XC2-048-230A** | ML18XC2-048-230A** | CX35-49C+TDR |  | Voluntarily Certified | Single-split-system air condit | False | False | 47000 |  | 13.8 | 13.4 |  |  | False | 30 | 30 | 11.5 | 0 | Coil-Only System | False | Conventional | 05/05/2023 |  | 07/06/2023
Lennox Industries Inc. | Lennox | ZGB036S4***P | ZGB036S4***P |  |  | Voluntarily Certified | Single-package air conditioner | False | False | 34400 |  | 13.4 | 13.4 |  |  | False | 30 | 30 | 10.6 | 0 |  | False | Conventional | 05/05/2023 |  | 07/06/2023
Lennox Industries Inc. | Lennox | SL28XCV-024-230A** | SL28XCV-024-230A** | CBA38MV-030-230*+TDR |  | Voluntarily Certified | Single-split-system air condit | False | False | 21800 |  | 25.4 | 13.4 |  |  | False | 30 | 30 | 16.3 | 0 | Blower Coil System | True | Conventional | 05/05/2023 |  | 07/06/2023
Lennox Industries Inc. | Lennox | EL23XCV-036-230A** | EL23XCV-036-230A** | CBA38MV-036-230*+TDR |  | Voluntarily Certified | Single-split-system air condit | False | False | 35000 |  | 21.4 | 13.4 |  |  | False | 30 | 30 | 12.5 | 0 | Blower Coil System | True | Conventional | 05/05/2023 |  | 07/06/2023
Lennox Industries Inc. | ALLIED | 4AC17L41P-**A | 4AC17L41P-**A | EAC4X49C+TDR |  | Voluntarily Certified | Single-split-system air condit | False | False | 40500 |  | 14.8 | 13.4 |  |  | False | 30 | 30 | 12.2 | 0 | Coil-Only System | False | Conventional | 05/05/2023 |  | 07/06/2023
Lennox Industries Inc. | ALLIED | 4AC16L24P-**A | 4AC16L24P-**A | EAC4X24B+TDR |  | Voluntarily Certified | Single-split-system air condit | False | False | 23600 |  | 13.4 | 13.4 |  |  | False | 30 | 30 | 11.7 | 0 | Coil-Only System | False | Conventional | 05/05/2023 |  | 07/06/2023
Lennox Industries Inc. | ROYALTON | 4AC17L30P-**A | 4AC17L30P-**A | EAC4X30B+TDR |  | Voluntarily Certified | Single-split-system air condit | False | False | 28600 |  | 14.3 | 13.4 |  |  | False | 30 | 30 | 11.7 | 0 | Coil-Only System | False | Conventional | 05/05/2023 |  | 07/06/2023
Lennox Industries Inc. | ROYALTON | 4AC17L36P-**A | 4AC17L36P-**A | EAC4X36B+TDR |  | Voluntarily Certified | Single-split-system air condit | False | False | 34200 |  | 14.3 | 13.4 |  |  | False | 30 | 30 | 11.7 | 0 | Coil-Only System | False | Conventional | 05/05/2023 |  | 07/06/2023
Lennox Industries Inc. | AC PRO | 4AC17L30P-**A | 4AC17L30P-**A | EAC4X30B+TDR |  | Voluntarily Certified | Single-split-system air condit | False | False | 28600 |  | 14.3 | 13.4 |  |  | False | 30 | 30 | 11.7 | 0 | Coil-Only System | False | Conventional | 05/05/2023 |  | 07/06/2023
Lennox Industries Inc. | AC PRO | 4AC17L36P-**A | 4AC17L36P-**A | EAC4X36B+TDR |  | Voluntarily Certified | Single-split-system air condit | False | False | 34200 |  | 14.3 | 13.4 |  |  | False | 30 | 30 | 11.7 | 0 | Coil-Only System | False | Conventional | 05/05/2023 |  | 07/06/2023
Lennox Industries Inc. | ALLIED | 4AC17L30P-**A | 4AC17L30P-**A | EAC4X30B+TDR |  | Voluntarily Certified | Single-split-system air condit | False | False | 28600 |  | 14.3 | 13.4 |  |  | False | 30 | 30 | 11.7 | 0 | Coil-Only System | False | Conventional | 05/05/2023 |  | 07/06/2023
Lennox Industries Inc. | ALLIED | 4AC17L36P-**A | 4AC17L36P-**A | EAC4X36B+TDR |  | Voluntarily Certified | Single-split-system air condit | False | False | 34200 |  | 14.3 | 13.4 |  |  | False | 30 | 30 | 11.7 | 0 | Coil-Only System | False | Conventional | 05/05/2023 |  | 07/06/2023
Lennox Industries Inc. | ARMSTRONG AIR | 4SCU23LX136P-**A | 4SCU23LX136P-**A | BCE7S36M*4X |  | Voluntarily Certified | Single-split-system air condit | False | False | 35000 |  | 21.4 | 13.4 |  |  | False | 30 | 30 | 12.5 | 0 | Blower Coil System | True | Conventional | 05/05/2023 |  | 07/06/2023
Lennox Industries Inc. | ARMSTRONG AIR | 4SCU16LE159P-**A | 4SCU16LE159P-**A | EAC4X60C+TDR |  | Voluntarily Certified | Single-split-system air condit | False | False | 55500 |  | 13.4 | 13.4 |  |  | False | 30 | 30 | 11.7 | 0 | Coil-Only System | False | Conventional | 05/05/2023 |  | 07/06/2023
Lennox Industries Inc. | ARMSTRONG AIR | 4SCU16LE136P-**A | 4SCU16LE136P-**A | EAC4X36B+TDR |  | Voluntarily Certified | Single-split-system air condit | False | False | 34000 |  | 13.4 | 13.4 |  |  | False | 30 | 30 | 11.7 | 0 | Coil-Only System | False | Conventional | 05/05/2023 |  | 07/06/2023
Lennox Industries Inc. | Concord | 4AC16L48P-**A | 4AC16L48P-**A | EAC4X60C+TDR |  | Voluntarily Certified | Single-split-system air condit | False | False | 45500 |  | 13.5 | 13.4 |  |  | False | 30 | 30 | 11.5 | 0 | Coil-Only System | False | Conventional | 05/05/2023 |  | 07/06/2023
Lennox Industries Inc. | ARMSTRONG AIR | 4SCU17LE159P-**A | 4SCU17LE159P-**A | EAC4X60C+TDR |  | Voluntarily Certified | Single-split-system air condit | False | False | 55000 |  | 14.3 | 13.4 |  |  | False | 30 | 30 | 11.7 | 0 | Coil-Only System | False | Conventional | 05/05/2023 |  | 07/06/2023
Lennox Industries Inc. | ARMSTRONG AIR | 4SCU17LE160P-**A | 4SCU17LE160P-**A | EAC4X60C+TDR |  | Voluntarily Certified | Single-split-system air condit | False | False | 57000 |  | 13.8 | 13.4 |  |  | False | 30 | 30 | 11.2 | 0 | Coil-Only System | False | Conventional | 05/05/2023 |  | 07/06/2023
Lennox Industries Inc. | ARMSTRONG AIR | 4SCU16LE147P-**A | 4SCU16LE147P-**A | EAC4X60C+TDR |  | Voluntarily Certified | Single-split-system air condit | False | False | 46500 |  | 13.4 | 13.4 |  |  | False | 30 | 30 | 12.2 | 0 | Coil-Only System | False | Conventional | 05/05/2023 |  | 07/06/2023
Lennox Industries Inc. | ARMSTRONG AIR | 4SCU16LE130P-**A | 4SCU16LE130P-**A | EAC4X30B+TDR |  | Voluntarily Certified | Single-split-system air condit | False | False | 28200 |  | 13.4 | 13.4 |  |  | False | 30 | 30 | 11.5 | 0 | Coil-Only System | False | Conventional | 05/05/2023 |  | 07/06/2023
Lennox Industries Inc. | Concord | 4AC17L30P-**A | 4AC17L30P-**A | EAC4X30B+TDR |  | Voluntarily Certified | Single-split-system air condit | False | False | 28600 |  | 14.3 | 13.4 |  |  | False | 30 | 30 | 11.7 | 0 | Coil-Only System | False | Conventional | 05/05/2023 |  | 07/06/2023
Lennox Industries Inc. | Concord | 4AC17L36P-**A | 4AC17L36P-**A | EAC4X36B+TDR |  | Voluntarily Certified | Single-split-system air condit | False | False | 34200 |  | 14.3 | 13.4 |  |  | False | 30 | 30 | 11.7 | 0 | Coil-Only System | False | Conventional | 05/05/2023 |  | 07/06/2023
Lennox Industries Inc. | ROYALTON | 4AC16L18P-**A | 4AC16L18P-**A | EAC4X24B+TDR |  | Voluntarily Certified | Single-split-system air condit | False | False | 18000 |  | 13.5 | 13.4 |  |  | False | 30 | 30 | 11.5 | 0 | Coil-Only System | False | Conventional | 05/05/2023 |  | 07/06/2023
Lennox Industries Inc. | ROYALTON | 4AC16L36P-**A | 4AC16L36P-**A | EAC4X36B+TDR |  | Voluntarily Certified | Single-split-system air condit | False | False | 34000 |  | 13.4 | 13.4 |  |  | False | 30 | 30 | 11.7 | 0 | Coil-Only System | False | Conventional | 05/05/2023 |  | 07/06/2023
Lennox Industries Inc. | ROYALTON | 4AC17L42P-**A | 4AC17L42P-**A | EAC4X49C+TDR |  | Voluntarily Certified | Single-split-system air condit | False | False | 41500 |  | 14.3 | 13.4 |  |  | False | 30 | 30 | 11.7 | 0 | Coil-Only System | False | Conventional | 05/05/2023 |  | 07/06/2023
Lennox Industries Inc. | AC PRO | 4AC16L18P-**A | 4AC16L18P-**A | EAC4X24B+TDR |  | Voluntarily Certified | Single-split-system air condit | False | False | 18000 |  | 13.5 | 13.4 |  |  | False | 30 | 30 | 11.5 | 0 | Coil-Only System | False | Conventional | 05/05/2023 |  | 07/06/2023
Lennox Industries Inc. | AC PRO | 4AC16L36P-**A | 4AC16L36P-**A | EAC4X36B+TDR |  | Voluntarily Certified | Single-split-system air condit | False | False | 34000 |  | 13.4 | 13.4 |  |  | False | 30 | 30 | 11.7 | 0 | Coil-Only System | False | Conventional | 05/05/2023 |  | 07/06/2023
Lennox Industries Inc. | AC PRO | 4AC17L42P-**A | 4AC17L42P-**A | EAC4X49C+TDR |  | Voluntarily Certified | Single-split-system air condit | False | False | 41500 |  | 14.3 | 13.4 |  |  | False | 30 | 30 | 11.7 | 0 | Coil-Only System | False | Conventional | 05/05/2023 |  | 07/06/2023
Lennox Industries Inc. | Lennox | XC20-048-230A** | XC20-048-230A** | CBA38MV-048-230*+TDR |  | Voluntarily Certified | Single-split-system air condit | False | False | 44000 |  | 19.2 | 13.4 |  |  | False | 30 | 30 | 12 | 0 | Blower Coil System | True | Conventional | 05/05/2023 |  | 07/06/2023
Lennox Industries Inc. | Lennox | KCB024S4***P | KCB024S4***P |  |  | Voluntarily Certified | Single-package air conditioner | False | False | 23600 |  | 13.4 | 13.4 |  |  | False | 30 | 30 | 10.6 | 0 |  | False | Conventional | 05/05/2023 |  | 07/06/2023
Lennox Industries Inc. | ARMSTRONG AIR | 4SCU17LE142P-**A | 4SCU17LE142P-**A | EAC4X49C+TDR |  | Voluntarily Certified | Single-split-system air condit | False | False | 41500 |  | 14.3 | 13.4 |  |  | False | 30 | 30 | 11.7 | 0 | Coil-Only System | False | Conventional | 05/05/2023 |  | 07/06/2023
Lennox Industries Inc. | ARMSTRONG AIR | 4SCU17LE148P-**A | 4SCU17LE148P-**A | EAC4X60C+TDR |  | Voluntarily Certified | Single-split-system air condit | False | False | 47000 |  | 13.8 | 13.4 |  |  | False | 30 | 30 | 11.2 | 0 | Coil-Only System | False | Conventional | 05/05/2023 |  | 07/06/2023
Lennox Industries Inc. | ARMSTRONG AIR | 4SCU16LE148P-**A | 4SCU16LE148P-**A | EAC4X60C+TDR |  | Voluntarily Certified | Single-split-system air condit | False | False | 45500 |  | 13.4 | 13.4 |  |  | False | 30 | 30 | 11.5 | 0 | Coil-Only System | False | Conventional | 05/05/2023 |  | 07/06/2023
Lennox Industries Inc. | Lennox | XC21-024-230A** | XC21-024-230A** | CX38-31B-**+TDR |  | Voluntarily Certified | Single-split-system air condit | False | False | 23000 |  | 15.4 | 13.4 |  |  | False | 30 | 30 | 12.2 | 0 | Coil-Only System | False | Conventional | 05/05/2023 |  | 07/06/2023
Lennox Industries Inc. | Lennox | LCT060H4E*1P | LCT060H4E*1P |  |  | Voluntarily Certified | Single-package air conditioner | False | False | 59500 |  | 16.3 | 13.4 |  |  | True | 18 | 30 | 12 | 0 |  | False | Conventional | 05/05/2023 |  | 07/06/2023
Lennox Industries Inc. | ROYALTON | 4AC16L24P-**A | 4AC16L24P-**A | EAC4X24B+TDR |  | Voluntarily Certified | Single-split-system air condit | False | False | 23600 |  | 13.4 | 13.4 |  |  | False | 30 | 30 | 11.7 | 0 | Coil-Only System | False | Conventional | 05/05/2023 |  | 07/06/2023
Lennox Industries Inc. | ROYALTON | 4AC17L41P-**A | 4AC17L41P-**A | EAC4X49C+TDR |  | Voluntarily Certified | Single-split-system air condit | False | False | 40500 |  | 14.8 | 13.4 |  |  | False | 30 | 30 | 12.2 | 0 | Coil-Only System | False | Conventional | 05/05/2023 |  | 07/06/2023
Lennox Industries Inc. | Lennox | ML17XC1-042-230A** | ML17XC1-042-230A** | CX35-49C+TDR |  | Voluntarily Certified | Single-split-system air condit | False | False | 41500 |  | 14.3 | 13.4 |  |  | False | 30 | 30 | 11.7 | 0 | Coil-Only System | False | Conventional | 05/05/2023 |  | 07/06/2023
Lennox Industries Inc. | ARMSTRONG AIR | 4SCU17LE147P-**A | 4SCU17LE147P-**A | EAC4X60C+TDR |  | Voluntarily Certified | Single-split-system air condit | False | False | 45500 |  | 14.3 | 13.4 |  |  | False | 30 | 30 | 11.7 | 0 | Coil-Only System | False | Conventional | 05/05/2023 |  | 07/06/2023
Lennox Industries Inc. | Concord | 4AC16L18P-**A | 4AC16L18P-**A | EAC4X24B+TDR |  | Voluntarily Certified | Single-split-system air condit | False | False | 18000 |  | 13.5 | 13.4 |  |  | False | 30 | 30 | 11.5 | 0 | Coil-Only System | False | Conventional | 05/05/2023 |  | 07/06/2023
Lennox Industries Inc. | Concord | 4AC16L36P-**A | 4AC16L36P-**A | EAC4X36B+TDR |  | Voluntarily Certified | Single-split-system air condit | False | False | 34000 |  | 13.4 | 13.4 |  |  | False | 30 | 30 | 11.7 | 0 | Coil-Only System | False | Conventional | 05/05/2023 |  | 07/06/2023
Lennox Industries Inc. | Concord | 4AC17L42P-**A | 4AC17L42P-**A | EAC4X49C+TDR |  | Voluntarily Certified | Single-split-system air condit | False | False | 41500 |  | 14.3 | 13.4 |  |  | False | 30 | 30 | 11.7 | 0 | Coil-Only System | False | Conventional | 05/05/2023 |  | 07/06/2023
Lennox Industries Inc. | Airease | 4SCU16LE159P-**A | 4SCU16LE159P-**A | EAC4X60C+TDR |  | Voluntarily Certified | Single-split-system air condit | False | False | 55500 |  | 13.4 | 13.4 |  |  | False | 30 | 30 | 11.7 | 0 | Coil-Only System | False | Conventional | 05/05/2023 |  | 07/06/2023
Lennox Industries Inc. | Airease | 4SCU16LE136P-**A | 4SCU16LE136P-**A | EAC4X36B+TDR |  | Voluntarily Certified | Single-split-system air condit | False | False | 34000 |  | 13.4 | 13.4 |  |  | False | 30 | 30 | 11.7 | 0 | Coil-Only System | False | Conventional | 05/05/2023 |  | 07/06/2023
Lennox Industries Inc. | GE | NS18A48TA4-**A | NS18A48TA4-**A | NCUC49CT4+TDR |  | Voluntarily Certified | Single-split-system air condit | False | False | 47000 |  | 13.8 | 13.4 |  |  | False | 30 | 30 | 11.5 | 0 | Coil-Only System | False | Conventional | 05/05/2023 |  | 07/06/2023
Lennox Industries Inc. | GE | NS17A18SA4-**A | NS17A18SA4-**A | NCUC24BT4+TDR |  | Voluntarily Certified | Single-split-system air condit | False | False | 17600 |  | 14.3 | 13.4 |  |  | False | 30 | 30 | 11.7 | 0 | Coil-Only System | False | Conventional | 05/05/2023 |  | 07/06/2023
Lennox Industries Inc. | GE | NS23A36MA-**A | NS23A36MA-**A | NAM36V2TA4 |  | Voluntarily Certified | Single-split-system air condit | False | False | 35000 |  | 21.4 | 13.4 |  |  | False | 30 | 30 | 12.5 | 0 | Blower Coil System | True | Conventional | 05/05/2023 |  | 07/06/2023
Lennox Industries Inc. | Airease | 4SCU17LE159P-**A | 4SCU17LE159P-**A | EAC4X60C+TDR |  | Voluntarily Certified | Single-split-system air condit | False | False | 55000 |  | 14.3 | 13.4 |  |  | False | 30 | 30 | 11.7 | 0 | Coil-Only System | False | Conventional | 05/05/2023 |  | 07/06/2023
Lennox Industries Inc. | Century | RSG1724S1R-**A | RSG1724S1R-**A | EAC4X30B+TDR |  | Voluntarily Certified | Single-split-system air condit | False | False | 23200 |  | 14.3 | 13.4 |  |  | False | 30 | 30 | 11.7 | 0 | Coil-Only System | False | Conventional | 05/05/2023 |  | 07/06/2023
Lennox Industries Inc. | Lennox | LGT036H4E*1P | LGT036H4E*1P |  |  | Voluntarily Certified | Single-package air conditioner | False | False | 36000 |  | 16.8 | 13.4 |  |  | True | 11 | 30 | 13 | 0 |  | False | Conventional | 05/05/2023 |  | 07/06/2023
Lennox Industries Inc. | ARMSTRONG AIR | 4SCU17LE136P-**A | 4SCU17LE136P-**A | EAC4X36B+TDR |  | Voluntarily Certified | Single-split-system air condit | False | False | 34200 |  | 14.3 | 13.4 |  |  | False | 30 | 30 | 11.7 | 0 | Coil-Only System | False | Conventional | 05/05/2023 |  | 07/06/2023
Lennox Industries Inc. | Concord | 4AC16L41P-**A | 4AC16L41P-**A | EAC4X49C+TDR |  | Voluntarily Certified | Single-split-system air condit | False | False | 36600 |  | 13.4 | 13.4 |  |  | False | 30 | 30 | 11.7 | 0 | Coil-Only System | False | Conventional | 05/05/2023 |  | 07/06/2023
Lennox Industries Inc. | Concord | 4AC16L47P-**A | 4AC16L47P-**A | EAC4X60C+TDR |  | Voluntarily Certified | Single-split-system air condit | False | False | 46500 |  | 13.4 | 13.4 |  |  | False | 30 | 30 | 12.2 | 0 | Coil-Only System | False | Conventional | 05/05/2023 |  | 07/06/2023
Lennox Industries Inc. | Concord | 4AC17L59P-**A | 4AC17L59P-**A | EAC4X60C+TDR |  | Voluntarily Certified | Single-split-system air condit | False | False | 55000 |  | 14.3 | 13.4 |  |  | False | 30 | 30 | 11.7 | 0 | Coil-Only System | False | Conventional | 05/05/2023 |  | 07/06/2023
Lennox Industries Inc. | ARMSTRONG AIR | 4SCU16LE118P-**A | 4SCU16LE118P-**A | EAC4X24B+TDR |  | Voluntarily Certified | Single-split-system air condit | False | False | 18000 |  | 13.4 | 13.4 |  |  | False | 30 | 30 | 11.5 | 0 | Coil-Only System | False | Conventional | 05/05/2023 |  | 07/06/2023
Lennox Industries Inc. | ARMSTRONG AIR | 4SCU17LE141P-**A | 4SCU17LE141P-**A | EAC4X49C+TDR |  | Voluntarily Certified | Single-split-system air condit | False | False | 40500 |  | 14.8 | 13.4 |  |  | False | 30 | 30 | 12.2 | 0 | Coil-Only System | False | Conventional | 05/05/2023 |  | 07/06/2023
Lennox Industries Inc. | ARMSTRONG AIR | 4SCU17LE124P-**A | 4SCU17LE124P-**A | EAC4X30B+TDR |  | Voluntarily Certified | Single-split-system air condit | False | False | 23200 |  | 14.3 | 13.4 |  |  | False | 30 | 30 | 11.7 | 0 | Coil-Only System | False | Conventional | 05/05/2023 |  | 07/06/2023
Lennox Industries Inc. | ARMSTRONG AIR | 4SCU17LE130P-**A | 4SCU17LE130P-**A | EAC4X30B+TDR |  | Voluntarily Certified | Single-split-system air condit | False | False | 28600 |  | 14.3 | 13.4 |  |  | False | 30 | 30 | 11.7 | 0 | Coil-Only System | False | Conventional | 05/05/2023 |  | 07/06/2023
Lennox Industries Inc. | Century | RSG1548S1R-**A | RSG1548S1R-**A | EAC4X60C+TDR |  | Voluntarily Certified | Single-split-system air condit | False | False | 47000 |  | 13.8 | 13.4 |  |  | False | 30 | 30 | 11.2 | 0 | Coil-Only System | False | Conventional | 05/05/2023 |  | 07/06/2023
Lennox Industries Inc. | Lennox | KGB048S4***P | KGB048S4***P |  |  | Voluntarily Certified | Single-package air conditioner | False | False | 47000 |  | 13.4 | 13.4 |  |  | False | 30 | 30 | 10.6 | 0 |  | False | Conventional | 05/05/2023 |  | 07/06/2023
Lennox Industries Inc. | ARMSTRONG AIR | 4SCU17LE118P-**A | 4SCU17LE118P-**A | EAC4X24B+TDR |  | Voluntarily Certified | Single-split-system air condit | False | False | 17600 |  | 14.3 | 13.4 |  |  | False | 30 | 30 | 11.7 | 0 | Coil-Only System | False | Conventional | 05/05/2023 |  | 07/06/2023
Lennox Industries Inc. | ARMSTRONG AIR | 4SCU16LE124P-**A | 4SCU16LE124P-**A | EAC4X24B+TDR |  | Voluntarily Certified | Single-split-system air condit | False | False | 23600 |  | 13.4 | 13.4 |  |  | False | 30 | 30 | 11.7 | 0 | Coil-Only System | False | Conventional | 05/05/2023 |  | 07/06/2023
Lennox Industries Inc. | ARMSTRONG AIR | 4SCU23LX148P-**A | 4SCU23LX148P-**A | BCE7S48M*4X |  | Voluntarily Certified | Single-split-system air condit | False | False | 46000 |  | 20.8 | 13.4 |  |  | False | 30 | 30 | 12.5 | 0 | Blower Coil System | True | Conventional | 05/05/2023 |  | 07/06/2023
Lennox Industries Inc. | ARMSTRONG AIR | 4SCU23LX124P-**A | 4SCU23LX124P-**A | BCE7S24M*4X |  | Voluntarily Certified | Single-split-system air condit | False | False | 23200 |  | 21.2 | 13.4 |  |  | False | 30 | 30 | 14 | 0 | Blower Coil System | True | Conventional | 05/05/2023 |  | 07/06/2023
Lennox Industries Inc. | ARMSTRONG AIR | 4SCU23LX160P-**A | 4SCU23LX160P-**A | BCE7S60M*4X |  | Voluntarily Certified | Single-split-system air condit | False | False | 55500 |  | 19.6 | 13.4 |  |  | False | 30 | 30 | 12 | 0 | Blower Coil System | True | Conventional | 05/05/2023 |  | 07/06/2023
Lennox Industries Inc. | Concord | 4AC16L42P-**A | 4AC16L42P-**A | EAC4X49C+TDR |  | Voluntarily Certified | Single-split-system air condit | False | False | 39500 |  | 13.4 | 13.4 |  |  | False | 30 | 30 | 11.2 | 0 | Coil-Only System | False | Conventional | 05/05/2023 |  | 07/06/2023
Lennox Industries Inc. | Concord | 4AC16L30P-**A | 4AC16L30P-**A | EAC4X30B+TDR |  | Voluntarily Certified | Single-split-system air condit | False | False | 28200 |  | 13.4 | 13.4 |  |  | False | 30 | 30 | 11.5 | 0 | Coil-Only System | False | Conventional | 05/05/2023 |  | 07/06/2023
Lennox Industries Inc. | Concord | 4AC17L60P-**A | 4AC17L60P-**A | EAC4X60C+TDR |  | Voluntarily Certified | Single-split-system air condit | False | False | 57000 |  | 13.8 | 13.4 |  |  | False | 30 | 30 | 11.2 | 0 | Coil-Only System | False | Conventional | 05/05/2023 |  | 07/06/2023
Lennox Industries Inc. | GE | NS18A60TA4-**A | NS18A60TA4-**A | NCUC60DT4+TDR |  | Voluntarily Certified | Single-split-system air condit | False | False | 56000 |  | 13.8 | 13.4 |  |  | False | 30 | 30 | 11.2 | 0 | Coil-Only System | False | Conventional | 05/05/2023 |  | 07/06/2023
Lennox Industries Inc. | Century | RSG1518S1R-**A | RSG1518S1R-**A | EAC4X24B+TDR |  | Voluntarily Certified | Single-split-system air condit | False | False | 17600 |  | 14.3 | 13.4 |  |  | False | 30 | 30 | 11.7 | 0 | Coil-Only System | False | Conventional | 05/05/2023 |  | 07/06/2023
Lennox Industries Inc. | Lennox | ML17XC1-030-230A** | ML17XC1-030-230A** | CX35-30B+TDR |  | Voluntarily Certified | Single-split-system air condit | False | False | 28600 |  | 14.3 | 13.4 |  |  | False | 30 | 30 | 11.7 | 0 | Coil-Only System | False | Conventional | 05/05/2023 |  | 07/06/2023
Lennox Industries Inc. | Lennox | KGB030S4***P | KGB030S4***P |  |  | Voluntarily Certified | Single-package air conditioner | False | False | 29600 |  | 13.4 | 13.4 |  |  | False | 30 | 30 | 10.6 | 0 |  | False | Conventional | 05/05/2023 |  | 07/06/2023
Lennox Industries Inc. | ARMSTRONG AIR | 4SCU16LE141P-**A | 4SCU16LE141P-**A | EAC4X49C+TDR |  | Voluntarily Certified | Single-split-system air condit | False | False | 36600 |  | 13.4 | 13.4 |  |  | False | 30 | 30 | 11.7 | 0 | Coil-Only System | False | Conventional | 05/05/2023 |  | 07/06/2023
Lennox Industries Inc. | Concord | 4AC17L18P-**A | 4AC17L18P-**A | EAC4X24B+TDR |  | Voluntarily Certified | Single-split-system air condit | False | False | 17600 |  | 14.3 | 13.4 |  |  | False | 30 | 30 | 11.7 | 0 | Coil-Only System | False | Conventional | 05/05/2023 |  | 07/06/2023
Lennox Industries Inc. | Concord | 4AC17L24P-**A | 4AC17L24P-**A | EAC4X30B+TDR |  | Voluntarily Certified | Single-split-system air condit | False | False | 23200 |  | 14.3 | 13.4 |  |  | False | 30 | 30 | 11.7 | 0 | Coil-Only System | False | Conventional | 05/05/2023 |  | 07/06/2023
Lennox Industries Inc. | ARMSTRONG AIR | 4SCU16LE160P-**A | 4SCU16LE160P-**A | EAC4X60C+TDR |  | Voluntarily Certified | Single-split-system air condit | False | False | 57500 |  | 13.4 | 13.4 |  |  | False | 30 | 30 | 11.5 | 0 | Coil-Only System | False | Conventional | 05/05/2023 |  | 07/06/2023
Lennox Industries Inc. | Concord | 4AC16L24P-**A | 4AC16L24P-**A | EAC4X24B+TDR |  | Voluntarily Certified | Single-split-system air condit | False | False | 23600 |  | 13.4 | 13.4 |  |  | False | 30 | 30 | 11.7 | 0 | Coil-Only System | False | Conventional | 05/05/2023 |  | 07/06/2023
Lennox Industries Inc. | Concord | 4AC17L41P-**A | 4AC17L41P-**A | EAC4X49C+TDR |  | Voluntarily Certified | Single-split-system air condit | False | False | 40500 |  | 14.8 | 13.4 |  |  | False | 30 | 30 | 12.2 | 0 | Coil-Only System | False | Conventional | 05/05/2023 |  | 07/06/2023
Lennox Industries Inc. | ARMSTRONG AIR | 4SCU16LE142P-**A | 4SCU16LE142P-**A | EAC4X49C |  | Voluntarily Certified | Single-split-system air condit | False | False | 39500 |  | 13.4 | 13.4 |  |  | False | 30 | 30 | 11.2 | 0 | Coil-Only System | False | Conventional | 05/05/2023 |  | 07/06/2023
Lennox Industries Inc. | Concord | 4AC17L48P-**A | 4AC17L48P-**A | EAC4X60C+TDR |  | Voluntarily Certified | Single-split-system air condit | False | False | 47000 |  | 13.8 | 13.4 |  |  | False | 30 | 30 | 11.2 | 0 | Coil-Only System | False | Conventional | 05/05/2023 |  | 07/06/2023
Lennox Industries Inc. | Lennox | ML17XC1-036-230A** | ML17XC1-036-230A** | CX35-36B+TDR |  | Voluntarily Certified | Single-split-system air condit | False | False | 34200 |  | 14.3 | 13.4 |  |  | False | 30 | 30 | 11.7 | 0 | Coil-Only System | False | Conventional | 05/05/2023 |  | 07/06/2023
Lennox Industries Inc. | Lennox | KGB036S4**2P | KGB036S4**2P |  |  | Voluntarily Certified | Single-package air conditioner | False | False | 35600 |  | 13.4 | 13.4 |  |  | False | 30 | 30 | 10.6 | 0 |  | False | Conventional | 05/05/2023 |  | 07/06/2023
Lennox Industries Inc. | Lennox | KCB048S4***P | KCB048S4***P |  |  | Voluntarily Certified | Single-package air conditioner | False | False | 47000 |  | 13.4 | 13.4 |  |  | False | 30 | 30 | 10.6 | 0 |  | False | Conventional | 05/05/2023 |  | 07/06/2023
Lennox Industries Inc. | Lennox | ZCB036S4***P | ZCB036S4***P |  |  | Voluntarily Certified | Single-package air conditioner | False | False | 34400 |  | 13.4 | 13.4 |  |  | False | 30 | 30 | 10.6 | 0 |  | False | Conventional | 05/05/2023 |  | 07/06/2023
Lennox Industries Inc. | Lennox | LGT048H4E*1P | LGT048H4E*1P |  |  | Voluntarily Certified | Single-package air conditioner | False | False | 49000 |  | 17.3 | 13.4 |  |  | True | 18 | 30 | 12.1 | 0 |  | False | Conventional | 05/05/2023 |  | 07/06/2023
Lennox Industries Inc. | Lennox | EL18XCV-048-230A** | EL18XCV-048-230A** | CBA38MV-048-230*+TDR |  | Voluntarily Certified | Single-split-system air condit | False | False | 47000 |  | 17.4 | 13.4 |  |  | False | 30 | 30 | 11.7 | 0 | Blower Coil System | True | Conventional | 05/05/2023 |  | 07/06/2023
Lennox Industries Inc. | Lennox | XC20-024-230A** | XC20-024-230A** | CBA38MV-018/024-230*+TDR |  | Voluntarily Certified | Single-split-system air condit | False | False | 23400 |  | 19.6 | 13.4 |  |  | False | 30 | 30 | 13 | 0 | Blower Coil System | True | Conventional | 05/05/2023 |  | 07/06/2023
Lennox Industries Inc. | Lennox | LCT048H4E*1P | LCT048H4E*1P |  |  | Voluntarily Certified | Single-package air conditioner | False | False | 49000 |  | 17.3 | 13.4 |  |  | True | 18 | 30 | 12.1 | 0 |  | False | Conventional | 05/05/2023 |  | 07/06/2023
Lennox Industries Inc. | Lennox | EL17XC1-024-230A** | EL17XC1-024-230A** | CX35-30B+TDR |  | Voluntarily Certified | Single-split-system air condit | False | False | 23200 |  | 14.3 | 13.4 |  |  | False | 30 | 30 | 11.7 | 0 | Coil-Only System | False | Conventional | 05/05/2023 |  | 07/06/2023
Lennox Industries Inc. | Lennox | ZGB060S4***P | ZGB060S4***P |  |  | Voluntarily Certified | Single-package air conditioner | False | False | 56500 |  | 13.4 | 13.4 |  |  | False | 30 | 30 | 10.6 | 0 |  | False | Conventional | 05/05/2023 |  | 07/06/2023
Lennox Industries Inc. | Lennox | LCT036H4E*1P | LCT036H4E*1P |  |  | Voluntarily Certified | Single-package air conditioner | False | False | 36000 |  | 16.8 | 13.4 |  |  | True | 11 | 30 | 13 | 0 |  | False | Conventional | 05/05/2023 |  | 07/06/2023
Lennox Industries Inc. | Concord | 4AC17L47P-**A | 4AC17L47P-**A | EAC4X60C+TDR |  | Voluntarily Certified | Single-split-system air condit | False | False | 45500 |  | 14.3 | 13.4 |  |  | False | 30 | 30 | 11.7 | 0 | Coil-Only System | False | Conventional | 05/05/2023 |  | 07/06/2023
Lennox Industries Inc. | Airease | 4SCU17LE160P-**A | 4SCU17LE160P-**A | EAC4X60C+TDR |  | Voluntarily Certified | Single-split-system air condit | False | False | 57000 |  | 13.8 | 13.4 |  |  | False | 30 | 30 | 11.2 | 0 | Coil-Only System | False | Conventional | 05/05/2023 |  | 07/06/2023
Lennox Industries Inc. | Century | RSG1536S1R-**A | RSG1536S1R-**A | EAC4X36B+TDR |  | Voluntarily Certified | Single-split-system air condit | False | False | 34200 |  | 14.3 | 13.4 |  |  | False | 30 | 30 | 11.7 | 0 | Coil-Only System | False | Conventional | 05/05/2023 |  | 07/06/2023
Lennox Industries Inc. | Lennox | LGT060H4E*1P | LGT060H4E*1P |  |  | Voluntarily Certified | Single-package air conditioner | False | False | 59500 |  | 16.3 | 13.4 |  |  | True | 18 | 30 | 12 | 0 |  | False | Conventional | 05/05/2023 |  | 07/06/2023
Lennox Industries Inc. | Lennox | SL28XCV-036-230A** | SL28XCV-036-230A** | CBA38MV-036-230*+TDR |  | Voluntarily Certified | Single-split-system air condit | False | False | 34200 |  | 22.8 | 13.4 |  |  | False | 30 | 30 | 14 | 0 | Blower Coil System | True | Conventional | 05/05/2023 |  | 07/06/2023
Lennox Industries Inc. | Lennox | ML18XC2-024-230A** | ML18XC2-024-230A** | CX35-24B+TDR |  | Voluntarily Certified | Single-split-system air condit | False | False | 23600 |  | 14.3 | 13.4 |  |  | False | 30 | 30 | 11.7 | 0 | Coil-Only System | False | Conventional | 05/05/2023 |  | 07/06/2023
Lennox Industries Inc. | Lennox | ML18XC2-036-230A** | ML18XC2-036-230A** | CX35-36B+TDR |  | Voluntarily Certified | Single-split-system air condit | False | False | 34800 |  | 14.3 | 13.4 |  |  | False | 30 | 30 | 11.7 | 0 | Coil-Only System | False | Conventional | 05/05/2023 |  | 07/06/2023
Lennox Industries Inc. | Ducane | 4AC17L47P-**A | 4AC17L47P-**A | EAC4X60C+TDR |  | Voluntarily Certified | Single-split-system air condit | False | False | 45500 |  | 14.3 | 13.4 |  |  | False | 30 | 30 | 11.7 | 0 | Coil-Only System | False | Conventional | 05/05/2023 |  | 07/06/2023
Lennox Industries Inc. | GE | NS18A36TA4-**A | NS18A36TA4-**A | NCUC36BT4+TDR |  | Voluntarily Certified | Single-split-system air condit | False | False | 34800 |  | 14.3 | 13.4 |  |  | False | 30 | 30 | 11.7 | 0 | Coil-Only System | False | Conventional | 05/05/2023 |  | 07/06/2023
Lennox Industries Inc. | Century | RSG1560S1R-**A | RSG1560S1R-**A | EAC4X60C+TDR |  | Voluntarily Certified | Single-split-system air condit | False | False | 57000 |  | 13.8 | 13.4 |  |  | False | 30 | 30 | 11.2 | 0 | Coil-Only System | False | Conventional | 05/05/2023 |  | 07/06/2023
Lennox Industries Inc. | Century | RSG1718S1R-**A | RSG1718S1R-**A | EAC4X24B+TDR |  | Voluntarily Certified | Single-split-system air condit | False | False | 17600 |  | 14.3 | 13.4 |  |  | False | 30 | 30 | 11.7 | 0 | Coil-Only System | False | Conventional | 05/05/2023 |  | 07/06/2023
Lennox Industries Inc. | Airease | 4SCU16LE142P-**A | 4SCU16LE142P-**A | EAC4X49C |  | Voluntarily Certified | Single-split-system air condit | False | False | 39500 |  | 13.4 | 13.4 |  |  | False | 30 | 30 | 11.2 | 0 | Coil-Only System | False | Conventional | 05/05/2023 |  | 07/06/2023
Lennox Industries Inc. | GE | NS18A24TA4-**A | NS18A24TA4-**A | NCUC24BT4+TDR |  | Voluntarily Certified | Single-split-system air condit | False | False | 23600 |  | 14.3 | 13.4 |  |  | False | 30 | 30 | 11.7 | 0 | Coil-Only System | False | Conventional | 05/05/2023 |  | 07/06/2023
Lennox Industries Inc. | Lennox | SL28XCV-060-230A** | SL28XCV-060-230A** | CBA38MV-048-230*+TDR |  | Voluntarily Certified | Single-split-system air condit | False | False | 54000 |  | 21.2 | 13.4 |  |  | False | 30 | 30 | 12.4 | 0 | Blower Coil System | True | Conventional | 05/05/2023 |  | 07/06/2023
Lennox Industries Inc. | Lennox | KCB030S4***P | KCB030S4***P |  |  | Voluntarily Certified | Single-package air conditioner | False | False | 29600 |  | 13.4 | 13.4 |  |  | False | 30 | 30 | 10.6 | 0 |  | False | Conventional | 05/05/2023 |  | 07/06/2023
Lennox Industries Inc. | Airease | 4SCU16LE130P-**A | 4SCU16LE130P-**A | EAC4X30B+TDR |  | Voluntarily Certified | Single-split-system air condit | False | False | 28200 |  | 13.4 | 13.4 |  |  | False | 30 | 30 | 11.5 | 0 | Coil-Only System | False | Conventional | 05/05/2023 |  | 07/06/2023
Lennox Industries Inc. | Airease | 4SCU16LE147P-**A | 4SCU16LE147P-**A | EAC4X60C+TDR |  | Voluntarily Certified | Single-split-system air condit | False | False | 46500 |  | 13.4 | 13.4 |  |  | False | 30 | 30 | 12.2 | 0 | Coil-Only System | False | Conventional | 05/05/2023 |  | 07/06/2023
Lennox Industries Inc. | Ducane | 4AC17L30P-**A | 4AC17L30P-**A | EAC4X30B+TDR |  | Voluntarily Certified | Single-split-system air condit | False | False | 28600 |  | 14.3 | 13.4 |  |  | False | 30 | 30 | 11.7 | 0 | Coil-Only System | False | Conventional | 05/05/2023 |  | 07/06/2023
Lennox Industries Inc. | Ducane | 4AC17L36P-**A | 4AC17L36P-**A | EAC4X36B+TDR |  | Voluntarily Certified | Single-split-system air condit | False | False | 34200 |  | 14.3 | 13.4 |  |  | False | 30 | 30 | 11.7 | 0 | Coil-Only System | False | Conventional | 05/05/2023 |  | 07/06/2023
Lennox Industries Inc. | GE | NS17A36SA4-**A | NS17A36SA4-**A | NCUC36BT4+TDR |  | Voluntarily Certified | Single-split-system air condit | False | False | 34200 |  | 14.3 | 13.4 |  |  | False | 30 | 30 | 11.7 | 0 | Coil-Only System | False | Conventional | 05/05/2023 |  | 07/06/2023
Lennox Industries Inc. | Century | RSG1542S1R-**A | RSG1542S1R-**A | EAC4X49C+TDR |  | Voluntarily Certified | Single-split-system air condit | False | False | 41500 |  | 14.3 | 13.4 |  |  | False | 30 | 30 | 11.7 | 0 | Coil-Only System | False | Conventional | 05/05/2023 |  | 07/06/2023
Lennox Industries Inc. | Lennox | ML17XC1-018-230A** | ML17XC1-018-230A** | CX35-24B+TDR |  | Voluntarily Certified | Single-split-system air condit | False | False | 17600 |  | 14.3 | 13.4 |  |  | False | 30 | 30 | 11.7 | 0 | Coil-Only System | False | Conventional | 05/05/2023 |  | 07/06/2023
Lennox Industries Inc. | Lennox | ML17XC1-059-230A** | ML17XC1-059-230A** | CX35-60C+TDR |  | Voluntarily Certified | Single-split-system air condit | False | False | 55000 |  | 14.3 | 13.4 |  |  | False | 30 | 30 | 11.7 | 0 | Coil-Only System | False | Conventional | 05/05/2023 |  | 07/06/2023
Lennox Industries Inc. | Comfort-Aire | RSG1548S1R-**A | RSG1548S1R-**A | EAC4X60C+TDR |  | Voluntarily Certified | Single-split-system air condit | False | False | 47000 |  | 13.8 | 13.4 |  |  | False | 30 | 30 | 11.2 | 0 | Coil-Only System | False | Conventional | 05/05/2023 |  | 07/06/2023
Lennox Industries Inc. | Ducane | 4AC17L42P-**A | 4AC17L42P-**A | EAC4X49C+TDR |  | Voluntarily Certified | Single-split-system air condit | False | False | 41500 |  | 14.3 | 13.4 |  |  | False | 30 | 30 | 11.7 | 0 | Coil-Only System | False | Conventional | 05/05/2023 |  | 07/06/2023
Lennox Industries Inc. | Ducane | 4AC16L18P-**A | 4AC16L18P-**A | EAC4X24B+TDR |  | Voluntarily Certified | Single-split-system air condit | False | False | 18000 |  | 13.5 | 13.4 |  |  | False | 30 | 30 | 11.5 | 0 | Coil-Only System | False | Conventional | 05/05/2023 |  | 07/06/2023
Lennox Industries Inc. | Ducane | 4AC16L36P-**A | 4AC16L36P-**A | EAC4X36B+TDR |  | Voluntarily Certified | Single-split-system air condit | False | False | 34000 |  | 13.4 | 13.4 |  |  | False | 30 | 30 | 11.7 | 0 | Coil-Only System | False | Conventional | 05/05/2023 |  | 07/06/2023
Lennox Industries Inc. | Airease | 4SCU17LE147P-**A | 4SCU17LE147P-**A | EAC4X60C+TDR |  | Voluntarily Certified | Single-split-system air condit | False | False | 45500 |  | 14.3 | 13.4 |  |  | False | 30 | 30 | 11.7 | 0 | Coil-Only System | False | Conventional | 05/05/2023 |  | 07/06/2023
Lennox Industries Inc. | Airease | 4SCU17LE124P-**A | 4SCU17LE124P-**A | EAC4X30B+TDR |  | Voluntarily Certified | Single-split-system air condit | False | False | 23200 |  | 14.3 | 13.4 |  |  | False | 30 | 30 | 11.7 | 0 | Coil-Only System | False | Conventional | 05/05/2023 |  | 07/06/2023
Lennox Industries Inc. | Airease | 4SCU17LE130P-**A | 4SCU17LE130P-**A | EAC4X30B+TDR |  | Voluntarily Certified | Single-split-system air condit | False | False | 28600 |  | 14.3 | 13.4 |  |  | False | 30 | 30 | 11.7 | 0 | Coil-Only System | False | Conventional | 05/05/2023 |  | 07/06/2023
Lennox Industries Inc. | Airease | 4SCU17LE141P-**A | 4SCU17LE141P-**A | EAC4X49C+TDR |  | Voluntarily Certified | Single-split-system air condit | False | False | 40500 |  | 14.8 | 13.4 |  |  | False | 30 | 30 | 12.2 | 0 | Coil-Only System | False | Conventional | 05/05/2023 |  | 07/06/2023
Lennox Industries Inc. | GE | NS23A60MA-**A | NS23A60MA-**A | NAM60V2TA4 |  | Voluntarily Certified | Single-split-system air condit | False | False | 55500 |  | 19.6 | 13.4 |  |  | False | 30 | 30 | 12 | 0 | Blower Coil System | True | Conventional | 05/05/2023 |  | 07/06/2023
Lennox Industries Inc. | Century | RSG1730S1R-**A | RSG1730S1R-**A | EAC4X30B+TDR |  | Voluntarily Certified | Single-split-system air condit | False | False | 28600 |  | 14.3 | 13.4 |  |  | False | 30 | 30 | 11.7 | 0 | Coil-Only System | False | Conventional | 05/05/2023 |  | 07/06/2023
Lennox Industries Inc. | Century | RSG1741S1R-**A | RSG1741S1R-**A | EAC4X49C+TDR |  | Voluntarily Certified | Single-split-system air condit | False | False | 40500 |  | 14.8 | 13.4 |  |  | False | 30 | 30 | 12.2 | 0 | Coil-Only System | False | Conventional | 05/05/2023 |  | 07/06/2023
Lennox Industries Inc. | Lennox | ML17XC1-047-230A** | ML17XC1-047-230A** | CX35-60C+TDR |  | Voluntarily Certified | Single-split-system air condit | False | False | 45500 |  | 14.3 | 13.4 |  |  | False | 30 | 30 | 11.7 | 0 | Coil-Only System | False | Conventional | 05/05/2023 |  | 07/06/2023
Lennox Industries Inc. | Lennox | EL17XC1-018-230A** | EL17XC1-018-230A** | CX35-24B+TDR |  | Voluntarily Certified | Single-split-system air condit | False | False | 17600 |  | 14.3 | 13.4 |  |  | False | 30 | 30 | 11.7 | 0 | Coil-Only System | False | Conventional | 05/05/2023 |  | 07/06/2023
Lennox Industries Inc. | Lennox | KGB060S4***P | KGB060S4***P |  |  | Voluntarily Certified | Single-package air conditioner | False | False | 58000 |  | 13.4 | 13.4 |  |  | False | 30 | 30 | 10.6 | 0 |  | False | Conventional | 05/05/2023 |  | 07/06/2023
Lennox Industries Inc. | Ducane | 4AC17L48P-**A | 4AC17L48P-**A | EAC4X60C+TDR |  | Voluntarily Certified | Single-split-system air condit | False | False | 47000 |  | 13.8 | 13.4 |  |  | False | 30 | 30 | 11.2 | 0 | Coil-Only System | False | Conventional | 05/05/2023 |  | 07/06/2023
Lennox Industries Inc. | Lennox | ML17XC1-024-230A** | ML17XC1-024-230A** | CX35-30B+TDR |  | Voluntarily Certified | Single-split-system air condit | False | False | 23200 |  | 14.3 | 13.4 |  |  | False | 30 | 30 | 11.7 | 0 | Coil-Only System | False | Conventional | 05/05/2023 |  | 07/06/2023
Lennox Industries Inc. | Lennox | ML17XC1-041-230A** | ML17XC1-041-230A** | CX35-49C+TDR |  | Voluntarily Certified | Single-split-system air condit | False | False | 40500 |  | 14.8 | 13.4 |  |  | False | 30 | 30 | 12.2 | 0 | Coil-Only System | False | Conventional | 05/05/2023 |  | 07/06/2023
Lennox Industries Inc. | Lennox | EL17XC1-047-230A** | EL17XC1-047-230A** | CX35-60C+TDR |  | Voluntarily Certified | Single-split-system air condit | False | False | 45500 |  | 14.3 | 13.4 |  |  | False | 30 | 30 | 11.7 | 0 | Coil-Only System | False | Conventional | 05/05/2023 |  | 07/06/2023
Lennox Industries Inc. | Ducane | 4AC17L60P-**A | 4AC17L60P-**A | EAC4X60C+TDR |  | Voluntarily Certified | Single-split-system air condit | False | False | 57000 |  | 13.8 | 13.4 |  |  | False | 30 | 30 | 11.2 | 0 | Coil-Only System | False | Conventional | 05/05/2023 |  | 07/06/2023
Lennox Industries Inc. | Ducane | 4AC16L42P-**A | 4AC16L42P-**A | EAC4X49C+TDR |  | Voluntarily Certified | Single-split-system air condit | False | False | 39500 |  | 13.4 | 13.4 |  |  | False | 30 | 30 | 11.2 | 0 | Coil-Only System | False | Conventional | 05/05/2023 |  | 07/06/2023
Lennox Industries Inc. | Ducane | 4AC16L30P-**A | 4AC16L30P-**A | EAC4X30B+TDR |  | Voluntarily Certified | Single-split-system air condit | False | False | 28200 |  | 13.4 | 13.4 |  |  | False | 30 | 30 | 11.5 | 0 | Coil-Only System | False | Conventional | 05/05/2023 |  | 07/06/2023
Lennox Industries Inc. | Airease | 4SCU17LE142P-**A | 4SCU17LE142P-**A | EAC4X49C+TDR |  | Voluntarily Certified | Single-split-system air condit | False | False | 41500 |  | 14.3 | 13.4 |  |  | False | 30 | 30 | 11.7 | 0 | Coil-Only System | False | Conventional | 05/05/2023 |  | 07/06/2023
Lennox Industries Inc. | Airease | 4SCU17LE148P-**A | 4SCU17LE148P-**A | EAC4X60C+TDR |  | Voluntarily Certified | Single-split-system air condit | False | False | 47000 |  | 13.8 | 13.4 |  |  | False | 30 | 30 | 11.2 | 0 | Coil-Only System | False | Conventional | 05/05/2023 |  | 07/06/2023
Lennox Industries Inc. | Airease | 4SCU16LE148P-**A | 4SCU16LE148P-**A | EAC4X60C+TDR |  | Voluntarily Certified | Single-split-system air condit | False | False | 45500 |  | 13.4 | 13.4 |  |  | False | 30 | 30 | 11.5 | 0 | Coil-Only System | False | Conventional | 05/05/2023 |  | 07/06/2023
Lennox Industries Inc. | ALLIED | 4AC16L42P-**A | 4AC16L42P-**A | EAC4X49C+TDR |  | Voluntarily Certified | Single-split-system air condit | False | False | 39500 |  | 13.4 | 13.4 |  |  | False | 30 | 30 | 11.2 | 0 | Coil-Only System | False | Conventional | 05/05/2023 |  | 07/06/2023
Lennox Industries Inc. | ALLIED | 4AC16L30P-**A | 4AC16L30P-**A | EAC4X30B+TDR |  | Voluntarily Certified | Single-split-system air condit | False | False | 28200 |  | 13.4 | 13.4 |  |  | False | 30 | 30 | 11.5 | 0 | Coil-Only System | False | Conventional | 05/05/2023 |  | 07/06/2023
Lennox Industries Inc. | ALLIED | 4AC17L60P-**A | 4AC17L60P-**A | EAC4X60C+TDR |  | Voluntarily Certified | Single-split-system air condit | False | False | 57000 |  | 13.8 | 13.4 |  |  | False | 30 | 30 | 11.2 | 0 | Coil-Only System | False | Conventional | 05/05/2023 |  | 07/06/2023
Lennox Industries Inc. | Comfort-Aire | RSG1518S1R-**A | RSG1518S1R-**A | EAC4X24B+TDR |  | Voluntarily Certified | Single-split-system air condit | False | False | 17600 |  | 14.3 | 13.4 |  |  | False | 30 | 30 | 11.7 | 0 | Coil-Only System | False | Conventional | 05/05/2023 |  | 07/06/2023
Lennox Industries Inc. | ROYALTON | 4AC16L42P-**A | 4AC16L42P-**A | EAC4X49C+TDR |  | Voluntarily Certified | Single-split-system air condit | False | False | 39500 |  | 13.4 | 13.4 |  |  | False | 30 | 30 | 11.2 | 0 | Coil-Only System | False | Conventional | 05/05/2023 |  | 07/06/2023
Lennox Industries Inc. | ROYALTON | 4AC16L30P-**A | 4AC16L30P-**A | EAC4X30B+TDR |  | Voluntarily Certified | Single-split-system air condit | False | False | 28200 |  | 13.4 | 13.4 |  |  | False | 30 | 30 | 11.5 | 0 | Coil-Only System | False | Conventional | 05/05/2023 |  | 07/06/2023
Lennox Industries Inc. | ROYALTON | 4AC17L60P-**A | 4AC17L60P-**A | EAC4X60C+TDR |  | Voluntarily Certified | Single-split-system air condit | False | False | 57000 |  | 13.8 | 13.4 |  |  | False | 30 | 30 | 11.2 | 0 | Coil-Only System | False | Conventional | 05/05/2023 |  | 07/06/2023
Lennox Industries Inc. | AC PRO | 4AC16L42P-**A | 4AC16L42P-**A | EAC4X49C+TDR |  | Voluntarily Certified | Single-split-system air condit | False | False | 39500 |  | 13.4 | 13.4 |  |  | False | 30 | 30 | 11.2 | 0 | Coil-Only System | False | Conventional | 05/05/2023 |  | 07/06/2023
Lennox Industries Inc. | AC PRO | 4AC16L30P-**A | 4AC16L30P-**A | EAC4X30B+TDR |  | Voluntarily Certified | Single-split-system air condit | False | False | 28200 |  | 13.4 | 13.4 |  |  | False | 30 | 30 | 11.5 | 0 | Coil-Only System | False | Conventional | 05/05/2023 |  | 07/06/2023
Lennox Industries Inc. | AC PRO | 4AC17L60P-**A | 4AC17L60P-**A | EAC4X60C+TDR |  | Voluntarily Certified | Single-split-system air condit | False | False | 57000 |  | 13.8 | 13.4 |  |  | False | 30 | 30 | 11.2 | 0 | Coil-Only System | False | Conventional | 05/05/2023 |  | 07/06/2023
Lennox Industries Inc. | Comfort-Aire | RSG1724S1R-**A | RSG1724S1R-**A | EAC4X30B+TDR |  | Voluntarily Certified | Single-split-system air condit | False | False | 23200 |  | 14.3 | 13.4 |  |  | False | 30 | 30 | 11.7 | 0 | Coil-Only System | False | Conventional | 05/05/2023 |  | 07/06/2023
Lennox Industries Inc. | GE | NS17A48SA4-**A | NS17A48SA4-**A | NCUC60CT4+TDR |  | Voluntarily Certified | Single-split-system air condit | False | False | 47000 |  | 13.8 | 13.4 |  |  | False | 30 | 30 | 11.2 | 0 | Coil-Only System | False | Conventional | 05/05/2023 |  | 07/06/2023
Lennox Industries Inc. | GE | NS23A24MA-**A | NS23A24MA-**A | NAM24V2TA4 |  | Voluntarily Certified | Single-split-system air condit | False | False | 23200 |  | 21.2 | 13.4 |  |  | False | 30 | 30 | 14 | 0 | Blower Coil System | True | Conventional | 05/05/2023 |  | 07/06/2023
Lennox Industries Inc. | Airease | 4SCU16LE118P-**A | 4SCU16LE118P-**A | EAC4X24B+TDR |  | Voluntarily Certified | Single-split-system air condit | False | False | 18000 |  | 13.4 | 13.4 |  |  | False | 30 | 30 | 11.5 | 0 | Coil-Only System | False | Conventional | 05/05/2023 |  | 07/06/2023
Lennox Industries Inc. | GE | NS17A60SA4-**A | NS17A60SA4-**A | NCUC60CT4+TDR |  | Voluntarily Certified | Single-split-system air condit | False | False | 57000 |  | 13.8 | 13.4 |  |  | False | 30 | 30 | 11.2 | 0 | Coil-Only System | False | Conventional | 05/05/2023 |  | 07/06/2023
Lennox Industries Inc. | Comfort-Aire | RSG1736S1R-**A | RSG1736S1R-**A | EAC4X36B+TDR |  | Voluntarily Certified | Single-split-system air condit | False | False | 34200 |  | 14.3 | 13.4 |  |  | False | 30 | 30 | 11.7 | 0 | Coil-Only System | False | Conventional | 05/05/2023 |  | 07/06/2023
Lennox Industries Inc. | AC PRO | 4AC16L24P-**A | 4AC16L24P-**A | EAC4X24B+TDR |  | Voluntarily Certified | Single-split-system air condit | False | False | 23600 |  | 13.4 | 13.4 |  |  | False | 30 | 30 | 11.7 | 0 | Coil-Only System | False | Conventional | 05/05/2023 |  | 07/06/2023
Lennox Industries Inc. | AC PRO | 4AC17L41P-**A | 4AC17L41P-**A | EAC4X49C+TDR |  | Voluntarily Certified | Single-split-system air condit | False | False | 40500 |  | 14.8 | 13.4 |  |  | False | 30 | 30 | 12.2 | 0 | Coil-Only System | False | Conventional | 05/05/2023 |  | 07/06/2023
Lennox Industries Inc. | ROYALTON | 4AC17L18P-**A | 4AC17L18P-**A | EAC4X24B+TDR |  | Voluntarily Certified | Single-split-system air condit | False | False | 17600 |  | 14.3 | 13.4 |  |  | False | 30 | 30 | 11.7 | 0 | Coil-Only System | False | Conventional | 05/05/2023 |  | 07/06/2023
Lennox Industries Inc. | ROYALTON | 4AC17L24P-**A | 4AC17L24P-**A | EAC4X30B+TDR |  | Voluntarily Certified | Single-split-system air condit | False | False | 23200 |  | 14.3 | 13.4 |  |  | False | 30 | 30 | 11.7 | 0 | Coil-Only System | False | Conventional | 05/05/2023 |  | 07/06/2023
Lennox Industries Inc. | AC PRO | 4AC17L18P-**A | 4AC17L18P-**A | EAC4X24B+TDR |  | Voluntarily Certified | Single-split-system air condit | False | False | 17600 |  | 14.3 | 13.4 |  |  | False | 30 | 30 | 11.7 | 0 | Coil-Only System | False | Conventional | 05/05/2023 |  | 07/06/2023
Lennox Industries Inc. | AC PRO | 4AC17L24P-**A | 4AC17L24P-**A | EAC4X30B+TDR |  | Voluntarily Certified | Single-split-system air condit | False | False | 23200 |  | 14.3 | 13.4 |  |  | False | 30 | 30 | 11.7 | 0 | Coil-Only System | False | Conventional | 05/05/2023 |  | 07/06/2023
Lennox Industries Inc. | ALLIED | 4AC17L18P-**A | 4AC17L18P-**A | EAC4X24B+TDR |  | Voluntarily Certified | Single-split-system air condit | False | False | 17600 |  | 14.3 | 13.4 |  |  | False | 30 | 30 | 11.7 | 0 | Coil-Only System | False | Conventional | 05/05/2023 |  | 07/06/2023
Lennox Industries Inc. | ALLIED | 4AC17L24P-**A | 4AC17L24P-**A | EAC4X30B+TDR |  | Voluntarily Certified | Single-split-system air condit | False | False | 23200 |  | 14.3 | 13.4 |  |  | False | 30 | 30 | 11.7 | 0 | Coil-Only System | False | Conventional | 05/05/2023 |  | 07/06/2023
Lennox Industries Inc. | Lennox | ZCB048S4***P | ZCB048S4***P |  |  | Voluntarily Certified | Single-package air conditioner | False | False | 45000 |  | 13.4 | 13.4 |  |  | False | 30 | 30 | 10.6 | 0 |  | False | Conventional | 05/05/2023 |  | 07/06/2023
Lennox Industries Inc. | Lennox | ZCB060S4***P | ZCB060S4***P |  |  | Voluntarily Certified | Single-package air conditioner | False | False | 56500 |  | 13.4 | 13.4 |  |  | False | 30 | 30 | 10.6 | 0 |  | False | Conventional | 05/05/2023 |  | 07/06/2023
Lennox Industries Inc. | Lennox | KCB036S4**2P | KCB036S4**2P |  |  | Voluntarily Certified | Single-package air conditioner | False | False | 35600 |  | 13.4 | 13.4 |  |  | False | 30 | 30 | 10.6 | 0 |  | False | Conventional | 05/05/2023 |  | 07/06/2023
Lennox Industries Inc. | Comfort-Aire | RSG1536S1R-**A | RSG1536S1R-**A | EAC4X36B+TDR |  | Voluntarily Certified | Single-split-system air condit | False | False | 34200 |  | 14.3 | 13.4 |  |  | False | 30 | 30 | 11.7 | 0 | Coil-Only System | False | Conventional | 05/05/2023 |  | 07/06/2023
Lennox Industries Inc. | ALLIED | 4AC17L47P-**A | 4AC17L47P-**A | EAC4X60C+TDR |  | Voluntarily Certified | Single-split-system air condit | False | False | 45500 |  | 14.3 | 13.4 |  |  | False | 30 | 30 | 11.7 | 0 | Coil-Only System | False | Conventional | 05/05/2023 |  | 07/06/2023
Lennox Industries Inc. | ROYALTON | 4AC17L48P-**A | 4AC17L48P-**A | EAC4X60C+TDR |  | Voluntarily Certified | Single-split-system air condit | False | False | 47000 |  | 13.8 | 13.4 |  |  | False | 30 | 30 | 11.2 | 0 | Coil-Only System | False | Conventional | 05/05/2023 |  | 07/06/2023
Lennox Industries Inc. | AC PRO | 4AC17L48P-**A | 4AC17L48P-**A | EAC4X60C+TDR |  | Voluntarily Certified | Single-split-system air condit | False | False | 47000 |  | 13.8 | 13.4 |  |  | False | 30 | 30 | 11.2 | 0 | Coil-Only System | False | Conventional | 05/05/2023 |  | 07/06/2023
Lennox Industries Inc. | ROYALTON | 4AC17L47P-**A | 4AC17L47P-**A | EAC4X60C+TDR |  | Voluntarily Certified | Single-split-system air condit | False | False | 45500 |  | 14.3 | 13.4 |  |  | False | 30 | 30 | 11.7 | 0 | Coil-Only System | False | Conventional | 05/05/2023 |  | 07/06/2023
Lennox Industries Inc. | AC PRO | 4AC17L47P-**A | 4AC17L47P-**A | EAC4X60C+TDR |  | Voluntarily Certified | Single-split-system air condit | False | False | 45500 |  | 14.3 | 13.4 |  |  | False | 30 | 30 | 11.7 | 0 | Coil-Only System | False | Conventional | 05/05/2023 |  | 07/06/2023
Lennox Industries Inc. | Comfort-Aire | RSG1524S1R-**A | RSG1524S1R-**A | EAC4X30B+TDR |  | Voluntarily Certified | Single-split-system air condit | False | False | 23200 |  | 14.3 | 13.4 |  |  | False | 30 | 30 | 11.7 | 0 | Coil-Only System | False | Conventional | 05/05/2023 |  | 07/06/2023
Lennox Industries Inc. | Comfort-Aire | RSG1747S1R-**A | RSG1747S1R-**A | EAC4X60C+TDR |  | Voluntarily Certified | Single-split-system air condit | False | False | 45500 |  | 14.3 | 13.4 |  |  | False | 30 | 30 | 11.7 | 0 | Coil-Only System | False | Conventional | 05/05/2023 |  | 07/06/2023
Lennox Industries Inc. | ROYALTON | 4AC16L41P-**A | 4AC16L41P-**A | EAC4X49C+TDR |  | Voluntarily Certified | Single-split-system air condit | False | False | 36600 |  | 13.4 | 13.4 |  |  | False | 30 | 30 | 11.7 | 0 | Coil-Only System | False | Conventional | 05/05/2023 |  | 07/06/2023
Lennox Industries Inc. | ROYALTON | 4AC16L47P-**A | 4AC16L47P-**A | EAC4X60C+TDR |  | Voluntarily Certified | Single-split-system air condit | False | False | 46500 |  | 13.4 | 13.4 |  |  | False | 30 | 30 | 12.2 | 0 | Coil-Only System | False | Conventional | 05/05/2023 |  | 07/06/2023
Lennox Industries Inc. | ROYALTON | 4AC17L59P-**A | 4AC17L59P-**A | EAC4X60C+TDR |  | Voluntarily Certified | Single-split-system air condit | False | False | 55000 |  | 14.3 | 13.4 |  |  | False | 30 | 30 | 11.7 | 0 | Coil-Only System | False | Conventional | 05/05/2023 |  | 07/06/2023
Lennox Industries Inc. | AC PRO | 4AC16L41P-**A | 4AC16L41P-**A | EAC4X49C+TDR |  | Voluntarily Certified | Single-split-system air condit | False | False | 36600 |  | 13.4 | 13.4 |  |  | False | 30 | 30 | 11.7 | 0 | Coil-Only System | False | Conventional | 05/05/2023 |  | 07/06/2023
Lennox Industries Inc. | AC PRO | 4AC16L47P-**A | 4AC16L47P-**A | EAC4X60C+TDR |  | Voluntarily Certified | Single-split-system air condit | False | False | 46500 |  | 13.4 | 13.4 |  |  | False | 30 | 30 | 12.2 | 0 | Coil-Only System | False | Conventional | 05/05/2023 |  | 07/06/2023
Lennox Industries Inc. | AC PRO | 4AC17L59P-**A | 4AC17L59P-**A | EAC4X60C+TDR |  | Voluntarily Certified | Single-split-system air condit | False | False | 55000 |  | 14.3 | 13.4 |  |  | False | 30 | 30 | 11.7 | 0 | Coil-Only System | False | Conventional | 05/05/2023 |  | 07/06/2023
Lennox Industries Inc. | ALLIED | 4AC16L41P-**A | 4AC16L41P-**A | EAC4X49C+TDR |  | Voluntarily Certified | Single-split-system air condit | False | False | 36600 |  | 13.4 | 13.4 |  |  | False | 30 | 30 | 11.7 | 0 | Coil-Only System | False | Conventional | 05/05/2023 |  | 07/06/2023
Lennox Industries Inc. | ALLIED | 4AC16L47P-**A | 4AC16L47P-**A | EAC4X60C+TDR |  | Voluntarily Certified | Single-split-system air condit | False | False | 46500 |  | 13.4 | 13.4 |  |  | False | 30 | 30 | 12.2 | 0 | Coil-Only System | False | Conventional | 05/05/2023 |  | 07/06/2023
Lennox Industries Inc. | ALLIED | 4AC17L59P-**A | 4AC17L59P-**A | EAC4X60C+TDR |  | Voluntarily Certified | Single-split-system air condit | False | False | 55000 |  | 14.3 | 13.4 |  |  | False | 30 | 30 | 11.7 | 0 | Coil-Only System | False | Conventional | 05/05/2023 |  | 07/06/2023
Lennox Industries Inc. | Comfort-Aire | RSG1542S1R-**A | RSG1542S1R-**A | EAC4X49C+TDR |  | Voluntarily Certified | Single-split-system air condit | False | False | 41500 |  | 14.3 | 13.4 |  |  | False | 30 | 30 | 11.7 | 0 | Coil-Only System | False | Conventional | 05/05/2023 |  | 07/06/2023
Lennox Industries Inc. | Comfort-Aire | RSG1530S1R-**A | RSG1530S1R-**A | EAC4X30B+TDR |  | Voluntarily Certified | Single-split-system air condit | False | False | 28600 |  | 14.3 | 13.4 |  |  | False | 30 | 30 | 11.7 | 0 | Coil-Only System | False | Conventional | 05/05/2023 |  | 07/06/2023
Lennox Industries Inc. | Ducane | 4AC16L48P-**A | 4AC16L48P-**A | EAC4X60C+TDR |  | Voluntarily Certified | Single-split-system air condit | False | False | 45500 |  | 13.5 | 13.4 |  |  | False | 30 | 30 | 11.5 | 0 | Coil-Only System | False | Conventional | 05/05/2023 |  | 07/06/2023
Lennox Industries Inc. | ALLIED | 4AC16L48P-**A | 4AC16L48P-**A | EAC4X60C+TDR |  | Voluntarily Certified | Single-split-system air condit | False | False | 45500 |  | 13.5 | 13.4 |  |  | False | 30 | 30 | 11.5 | 0 | Coil-Only System | False | Conventional | 05/05/2023 |  | 07/06/2023
Lennox Industries Inc. | ROYALTON | 4AC16L48P-**A | 4AC16L48P-**A | EAC4X60C+TDR |  | Voluntarily Certified | Single-split-system air condit | False | False | 45500 |  | 13.5 | 13.4 |  |  | False | 30 | 30 | 11.5 | 0 | Coil-Only System | False | Conventional | 05/05/2023 |  | 07/06/2023
Lennox Industries Inc. | AC PRO | 4AC16L48P-**A | 4AC16L48P-**A | EAC4X60C+TDR |  | Voluntarily Certified | Single-split-system air condit | False | False | 45500 |  | 13.5 | 13.4 |  |  | False | 30 | 30 | 11.5 | 0 | Coil-Only System | False | Conventional | 05/05/2023 |  | 07/06/2023
Lennox Industries Inc. | ALLIED | 4AC17L48P-**A | 4AC17L48P-**A | EAC4X60C+TDR |  | Voluntarily Certified | Single-split-system air condit | False | False | 47000 |  | 13.8 | 13.4 |  |  | False | 30 | 30 | 11.2 | 0 | Coil-Only System | False | Conventional | 05/05/2023 |  | 07/06/2023
Lennox Industries Inc. | Comfort-Aire | RSG1560S1R-**A | RSG1560S1R-**A | EAC4X60C+TDR |  | Voluntarily Certified | Single-split-system air condit | False | False | 57000 |  | 13.8 | 13.4 |  |  | False | 30 | 30 | 11.2 | 0 | Coil-Only System | False | Conventional | 05/05/2023 |  | 07/06/2023
Lennox Industries Inc. | Comfort-Aire | RSG1718S1R-**A | RSG1718S1R-**A | EAC4X24B+TDR |  | Voluntarily Certified | Single-split-system air condit | False | False | 17600 |  | 14.3 | 13.4 |  |  | False | 30 | 30 | 11.7 | 0 | Coil-Only System | False | Conventional | 05/05/2023 |  | 07/06/2023
Lennox Industries Inc. | Airease | 4SCU16LE160P-**A | 4SCU16LE160P-**A | EAC4X60C+TDR |  | Voluntarily Certified | Single-split-system air condit | False | False | 57500 |  | 13.4 | 13.4 |  |  | False | 30 | 30 | 11.5 | 0 | Coil-Only System | False | Conventional | 05/05/2023 |  | 07/06/2023
Lennox Industries Inc. | Lennox | EL17XC1-060-230A** | EL17XC1-060-230A** | CX35-60C+TDR |  | Voluntarily Certified | Single-split-system air condit | False | False | 57000 |  | 13.8 | 13.4 |  |  | False | 30 | 30 | 11.2 | 0 | Coil-Only System | False | Conventional | 05/05/2023 |  | 07/06/2023
Lennox Industries Inc. | Lennox | ML18XC2-060-230A** | ML18XC2-060-230A** | CX35-60D+TDR |  | Voluntarily Certified | Single-split-system air condit | False | False | 56000 |  | 13.8 | 13.4 |  |  | False | 30 | 30 | 11.2 | 0 | Coil-Only System | False | Conventional | 05/05/2023 |  | 07/06/2023
Lennox Industries Inc. | Lennox | EL18XCV-060-230A** | EL18XCV-060-230A** | CBA38MV-060-230*+TDR |  | Voluntarily Certified | Single-split-system air condit | False | False | 55000 |  | 17.6 | 13.4 |  |  | False | 30 | 30 | 12 | 0 | Blower Coil System | True | Conventional | 05/05/2023 |  | 07/06/2023
Lennox Industries Inc. | Lennox | EL23XCV-060-230A** | EL23XCV-060-230A** | CBA38MV-060-230*+TDR |  | Voluntarily Certified | Single-split-system air condit | False | False | 55500 |  | 19.6 | 13.4 |  |  | False | 30 | 30 | 12 | 0 | Blower Coil System | True | Conventional | 05/05/2023 |  | 07/06/2023
Lennox Industries Inc. | Lennox | KCB060S4***P | KCB060S4***P |  |  | Voluntarily Certified | Single-package air conditioner | False | False | 58000 |  | 13.4 | 13.4 |  |  | False | 30 | 30 | 10.6 | 0 |  | False | Conventional | 05/05/2023 |  | 07/06/2023
Lennox Industries Inc. | Lennox | ML17XC1-048-230A** | ML17XC1-048-230A** | CX35-60C+TDR |  | Voluntarily Certified | Single-split-system air condit | False | False | 47000 |  | 13.8 | 13.4 |  |  | False | 30 | 30 | 11.2 | 0 | Coil-Only System | False | Conventional | 05/05/2023 |  | 07/06/2023
Lennox Industries Inc. | Lennox | EL18XCV-024-230A** | EL18XCV-024-230A** | CBA38MV-018/024-230*+TDR |  | Voluntarily Certified | Single-split-system air condit | False | False | 23400 |  | 17.1 | 13.4 |  |  | False | 30 | 30 | 12.5 | 0 | Blower Coil System | True | Conventional | 05/05/2023 |  | 07/06/2023
Lennox Industries Inc. | Airease | 4SCU16LE124P-**A | 4SCU16LE124P-**A | EAC4X24B+TDR |  | Voluntarily Certified | Single-split-system air condit | False | False | 23600 |  | 13.4 | 13.4 |  |  | False | 30 | 30 | 11.7 | 0 | Coil-Only System | False | Conventional | 05/05/2023 |  | 07/06/2023
Lennox Industries Inc. | Airease | 4SCU17LE118P-**A | 4SCU17LE118P-**A | EAC4X24B+TDR |  | Voluntarily Certified | Single-split-system air condit | False | False | 17600 |  | 14.3 | 13.4 |  |  | False | 30 | 30 | 11.7 | 0 | Coil-Only System | False | Conventional | 05/05/2023 |  | 07/06/2023
Lennox Industries Inc. | GE | NS23A48MA-**A | NS23A48MA-**A | NAM48V2TA4 |  | Voluntarily Certified | Single-split-system air condit | False | False | 46000 |  | 20.8 | 13.4 |  |  | False | 30 | 30 | 12.5 | 0 | Blower Coil System | True | Conventional | 05/05/2023 |  | 07/06/2023
Lennox Industries Inc. | Century | RSG1530S1R-**A | RSG1530S1R-**A | EAC4X30B+TDR |  | Voluntarily Certified | Single-split-system air condit | False | False | 28600 |  | 14.3 | 13.4 |  |  | False | 30 | 30 | 11.7 | 0 | Coil-Only System | False | Conventional | 05/05/2023 |  | 07/06/2023
Lennox Industries Inc. | Ducane | 4AC17L59P-**A | 4AC17L59P-**A | EAC4X60C+TDR |  | Voluntarily Certified | Single-split-system air condit | False | False | 55000 |  | 14.3 | 13.4 |  |  | False | 30 | 30 | 11.7 | 0 | Coil-Only System | False | Conventional | 05/05/2023 |  | 07/06/2023
Lennox Industries Inc. | Ducane | 4AC16L41P-**A | 4AC16L41P-**A | EAC4X49C+TDR |  | Voluntarily Certified | Single-split-system air condit | False | False | 36600 |  | 13.4 | 13.4 |  |  | False | 30 | 30 | 11.7 | 0 | Coil-Only System | False | Conventional | 05/05/2023 |  | 07/06/2023
Lennox Industries Inc. | Ducane | 4AC17L41P-**A | 4AC17L41P-**A | EAC4X49C+TDR |  | Voluntarily Certified | Single-split-system air condit | False | False | 40500 |  | 14.8 | 13.4 |  |  | False | 30 | 30 | 12.2 | 0 | Coil-Only System | False | Conventional | 05/05/2023 |  | 07/06/2023
Lennox Industries Inc. | Ducane | 4AC16L24P-**A | 4AC16L24P-**A | EAC4X24B+TDR |  | Voluntarily Certified | Single-split-system air condit | False | False | 23600 |  | 13.4 | 13.4 |  |  | False | 30 | 30 | 11.7 | 0 | Coil-Only System | False | Conventional | 05/05/2023 |  | 07/06/2023
Lennox Industries Inc. | GE | NS17A24SA4-**A | NS17A24SA4-**A | NCUC30BT4+TDR |  | Voluntarily Certified | Single-split-system air condit | False | False | 23200 |  | 14.3 | 13.4 |  |  | False | 30 | 30 | 11.7 | 0 | Coil-Only System | False | Conventional | 05/05/2023 |  | 07/06/2023
Lennox Industries Inc. | Airease | 4SCU17LE136P-**A | 4SCU17LE136P-**A | EAC4X36B+TDR |  | Voluntarily Certified | Single-split-system air condit | False | False | 34200 |  | 14.3 | 13.4 |  |  | False | 30 | 30 | 11.7 | 0 | Coil-Only System | False | Conventional | 05/05/2023 |  | 07/06/2023
Lennox Industries Inc. | Century | RSG1524S1R-**A | RSG1524S1R-**A | EAC4X30B+TDR |  | Voluntarily Certified | Single-split-system air condit | False | False | 23200 |  | 14.3 | 13.4 |  |  | False | 30 | 30 | 11.7 | 0 | Coil-Only System | False | Conventional | 05/05/2023 |  | 07/06/2023
Lennox Industries Inc. | Lennox | EL17XC1-048-230A** | EL17XC1-048-230A** | CX35-60C+TDR |  | Voluntarily Certified | Single-split-system air condit | False | False | 47000 |  | 13.8 | 13.4 |  |  | False | 30 | 30 | 11.2 | 0 | Coil-Only System | False | Conventional | 05/05/2023 |  | 07/06/2023
Lennox Industries Inc. | Lennox | SL28XCV-048-230A** | SL28XCV-048-230A** | CBA38MV-048-230*+TDR |  | Voluntarily Certified | Single-split-system air condit | False | False | 45500 |  | 22.2 | 13.4 |  |  | False | 30 | 30 | 13.75 | 0 | Blower Coil System | True | Conventional | 05/05/2023 |  | 07/06/2023
Lennox Industries Inc. | Ducane | 4AC16L47P-**A | 4AC16L47P-**A | EAC4X60C+TDR |  | Voluntarily Certified | Single-split-system air condit | False | False | 46500 |  | 13.4 | 13.4 |  |  | False | 30 | 30 | 12.2 | 0 | Coil-Only System | False | Conventional | 05/05/2023 |  | 07/06/2023
Lennox Industries Inc. | Century | RSG1736S1R-**A | RSG1736S1R-**A | EAC4X36B+TDR |  | Voluntarily Certified | Single-split-system air condit | False | False | 34200 |  | 14.3 | 13.4 |  |  | False | 30 | 30 | 11.7 | 0 | Coil-Only System | False | Conventional | 05/05/2023 |  | 07/06/2023
Lennox Industries Inc. | Century | RSG1747S1R-**A | RSG1747S1R-**A | EAC4X60C+TDR |  | Voluntarily Certified | Single-split-system air condit | False | False | 45500 |  | 14.3 | 13.4 |  |  | False | 30 | 30 | 11.7 | 0 | Coil-Only System | False | Conventional | 05/05/2023 |  | 07/06/2023
Lennox Industries Inc. | Lennox | EL17XC1-042-230A** | EL17XC1-042-230A** | CX35-49C+TDR |  | Voluntarily Certified | Single-split-system air condit | False | False | 41500 |  | 14.3 | 13.4 |  |  | False | 30 | 30 | 11.7 | 0 | Coil-Only System | False | Conventional | 05/05/2023 |  | 07/06/2023
Lennox Industries Inc. | Lennox | EL17XC1-041-230A** | EL17XC1-041-230A** | CX35-49C+TDR |  | Voluntarily Certified | Single-split-system air condit | False | False | 40500 |  | 14.8 | 13.4 |  |  | False | 30 | 30 | 12.2 | 0 | Coil-Only System | False | Conventional | 05/05/2023 |  | 07/06/2023
Lennox Industries Inc. | Lennox | EL17XC1-036-230A** | EL17XC1-036-230A** | CX35-36B+TDR |  | Voluntarily Certified | Single-split-system air condit | False | False | 34200 |  | 14.3 | 13.4 |  |  | False | 30 | 30 | 11.7 | 0 | Coil-Only System | False | Conventional | 05/05/2023 |  | 07/06/2023
Lennox Industries Inc. | Lennox | KGB024S4***P | KGB024S4***P |  |  | Voluntarily Certified | Single-package air conditioner | False | False | 23600 |  | 13.4 | 13.4 |  |  | False | 30 | 30 | 10.6 | 0 |  | False | Conventional | 05/05/2023 |  | 07/06/2023
Lennox Industries Inc. | Ducane | 4AC17L18P-**A | 4AC17L18P-**A | EAC4X24B+TDR |  | Voluntarily Certified | Single-split-system air condit | False | False | 17600 |  | 14.3 | 13.4 |  |  | False | 30 | 30 | 11.7 | 0 | Coil-Only System | False | Conventional | 05/05/2023 |  | 07/06/2023
Lennox Industries Inc. | Ducane | 4AC17L24P-**A | 4AC17L24P-**A | EAC4X30B+TDR |  | Voluntarily Certified | Single-split-system air condit | False | False | 23200 |  | 14.3 | 13.4 |  |  | False | 30 | 30 | 11.7 | 0 | Coil-Only System | False | Conventional | 05/05/2023 |  | 07/06/2023
Lennox Industries Inc. | Lennox | EL18XCV-036-230A** | EL18XCV-036-230A** | CBA38MV-036-230*+TDR |  | Voluntarily Certified | Single-split-system air condit | False | False | 33800 |  | 18.4 | 13.4 |  |  | False | 30 | 30 | 11.7 | 0 | Blower Coil System | True | Conventional | 05/05/2023 |  | 07/06/2023
Lennox Industries Inc. | Lennox | EL23XCV-048-230A** | EL23XCV-048-230A** | CBA38MV-048-230*+TDR |  | Voluntarily Certified | Single-split-system air condit | False | False | 46500 |  | 20.8 | 13.4 |  |  | False | 30 | 30 | 12.5 | 0 | Blower Coil System | True | Conventional | 05/05/2023 |  | 07/06/2023
Lennox Industries Inc. | Lennox | XC20-060-230A** | XC20-060-230A** | CBA38MV-060-230*+TDR |  | Voluntarily Certified | Single-split-system air condit | False | False | 53000 |  | 18.4 | 13.4 |  |  | False | 30 | 30 | 12 | 0 | Blower Coil System | True | Conventional | 05/05/2023 |  | 07/06/2023
Lennox Industries Inc. | Airease | 4SCU16LE141P-**A | 4SCU16LE141P-**A | EAC4X49C+TDR |  | Voluntarily Certified | Single-split-system air condit | False | False | 36600 |  | 13.4 | 13.4 |  |  | False | 30 | 30 | 11.7 | 0 | Coil-Only System | False | Conventional | 05/05/2023 |  | 07/06/2023
Lennox Industries Inc. | GE | NS17A42SA4-**A | NS17A42SA4-**A | NCUC49CT4+TDR |  | Voluntarily Certified | Single-split-system air condit | False | False | 41500 |  | 14.3 | 13.4 |  |  | False | 30 | 30 | 11.7 | 0 | Coil-Only System | False | Conventional | 05/05/2023 |  | 07/06/2023
Lennox Industries Inc. | GE | NS17A30SA4-**A | NS17A30SA4-**A | NCUC30BT4+TDR |  | Voluntarily Certified | Single-split-system air condit | False | False | 28600 |  | 14.3 | 13.4 |  |  | False | 30 | 30 | 11.7 | 0 | Coil-Only System | False | Conventional | 05/05/2023 |  | 07/06/2023
Lennox Industries Inc. | ARMSTRONG AIR | 4SCU20LX160P-** | 4SCU20LX160P-** | BCE7S60M*4X |  | Voluntarily Certified | Single-split-system air condit | False | False | 53000 |  | 18.4 | 13.4 |  |  | False | 30 | 30 | 12 | 0 | Blower Coil System | True | Conventional | 05/05/2023 |  | 07/06/2023
Lennox Industries Inc. | Allied Commercial | LCT036H4E*1P | LCT036H4E*1P |  |  | Voluntarily Certified | Single-package air conditioner | False | False | 36000 |  | 16.8 | 13.4 |  |  | True | 11 | 30 | 13 | 0 |  | False | Conventional | 05/05/2023 |  | 07/06/2023
Lennox Industries Inc. | Allied Commercial | ZGB060S4***P | ZGB060S4***P |  |  | Voluntarily Certified | Single-package air conditioner | False | False | 56500 |  | 13.4 | 13.4 |  |  | False | 30 | 30 | 10.6 | 0 |  | False | Conventional | 05/05/2023 |  | 07/06/2023
Lennox Industries Inc. | Airease | 4SCU20LX160P-** | 4SCU20LX160P-** | BCE7S60M*4X |  | Voluntarily Certified | Single-split-system air condit | False | False | 53000 |  | 18.4 | 13.4 |  |  | False | 30 | 30 | 12 | 0 | Blower Coil System | True | Conventional | 05/05/2023 |  | 07/06/2023
Lennox Industries Inc. | Allied Commercial | ZGB048S4***P | ZGB048S4***P |  |  | Voluntarily Certified | Single-package air conditioner | False | False | 45000 |  | 13.4 | 13.4 |  |  | False | 30 | 30 | 10.6 | 0 |  | False | Conventional | 05/05/2023 |  | 07/06/2023
Lennox Industries Inc. | Allied Commercial | ZCB048S4***P | ZCB048S4***P |  |  | Voluntarily Certified | Single-package air conditioner | False | False | 45000 |  | 13.4 | 13.4 |  |  | False | 30 | 30 | 10.6 | 0 |  | False | Conventional | 05/05/2023 |  | 07/06/2023
Lennox Industries Inc. | Allied Commercial | ZCB060S4***P | ZCB060S4***P |  |  | Voluntarily Certified | Single-package air conditioner | False | False | 56500 |  | 13.4 | 13.4 |  |  | False | 30 | 30 | 10.6 | 0 |  | False | Conventional | 05/05/2023 |  | 07/06/2023
Lennox Industries Inc. | Allied Commercial | ZGB036S4***P | ZGB036S4***P |  |  | Voluntarily Certified | Single-package air conditioner | False | False | 34400 |  | 13.4 | 13.4 |  |  | False | 30 | 30 | 10.6 | 0 |  | False | Conventional | 05/05/2023 |  | 07/06/2023
Lennox Industries Inc. | Allied Commercial | KCB036S4**2P | KCB036S4**2P |  |  | Voluntarily Certified | Single-package air conditioner | False | False | 35600 |  | 13.4 | 13.4 |  |  | False | 30 | 30 | 10.6 | 0 |  | False | Conventional | 05/05/2023 |  | 07/06/2023
Lennox Industries Inc. | Allied Commercial | LCT060H4E*1P | LCT060H4E*1P |  |  | Voluntarily Certified | Single-package air conditioner | False | False | 59500 |  | 16.3 | 13.4 |  |  | True | 18 | 30 | 12 | 0 |  | False | Conventional | 05/05/2023 |  | 07/06/2023
Lennox Industries Inc. | Allied Commercial | KCB024S4***P | KCB024S4***P |  |  | Voluntarily Certified | Single-package air conditioner | False | False | 23600 |  | 13.4 | 13.4 |  |  | False | 30 | 30 | 10.6 | 0 |  | False | Conventional | 05/05/2023 |  | 07/06/2023
Lennox Industries Inc. | Airease | 4SCU20LX148P-** | 4SCU20LX148P-** | BCE7S48M*4X |  | Voluntarily Certified | Single-split-system air condit | False | False | 44000 |  | 19.2 | 13.4 |  |  | False | 30 | 30 | 12 | 0 | Blower Coil System | True | Conventional | 05/05/2023 |  | 07/06/2023
Lennox Industries Inc. | Allied Commercial | KGB024S4***P | KGB024S4***P |  |  | Voluntarily Certified | Single-package air conditioner | False | False | 23600 |  | 13.4 | 13.4 |  |  | False | 30 | 30 | 10.6 | 0 |  | False | Conventional | 05/05/2023 |  | 07/06/2023
Lennox Industries Inc. | Allied Commercial | KGB048S4***P | KGB048S4***P |  |  | Voluntarily Certified | Single-package air conditioner | False | False | 47000 |  | 13.4 | 13.4 |  |  | False | 30 | 30 | 10.6 | 0 |  | False | Conventional | 05/05/2023 |  | 07/06/2023
Lennox Industries Inc. | Allied Commercial | LGT036H4E*1P | LGT036H4E*1P |  |  | Voluntarily Certified | Single-package air conditioner | False | False | 36000 |  | 16.8 | 13.4 |  |  | True | 11 | 30 | 13 | 0 |  | False | Conventional | 05/05/2023 |  | 07/06/2023
Lennox Industries Inc. | ARMSTRONG AIR | 4SCU20LX148P-** | 4SCU20LX148P-** | BCE7S48M*4X |  | Voluntarily Certified | Single-split-system air condit | False | False | 44000 |  | 19.2 | 13.4 |  |  | False | 30 | 30 | 12 | 0 | Blower Coil System | True | Conventional | 05/05/2023 |  | 07/06/2023
Lennox Industries Inc. | Allied Commercial | KCB048S4***P | KCB048S4***P |  |  | Voluntarily Certified | Single-package air conditioner | False | False | 47000 |  | 13.4 | 13.4 |  |  | False | 30 | 30 | 10.6 | 0 |  | False | Conventional | 05/05/2023 |  | 07/06/2023
Lennox Industries Inc. | Allied Commercial | ZCB036S4***P | ZCB036S4***P |  |  | Voluntarily Certified | Single-package air conditioner | False | False | 34400 |  | 13.4 | 13.4 |  |  | False | 30 | 30 | 10.6 | 0 |  | False | Conventional | 05/05/2023 |  | 07/06/2023
Lennox Industries Inc. | Allied Commercial | KGB036S4**2P | KGB036S4**2P |  |  | Voluntarily Certified | Single-package air conditioner | False | False | 35600 |  | 13.4 | 13.4 |  |  | False | 30 | 30 | 10.6 | 0 |  | False | Conventional | 05/05/2023 |  | 07/06/2023
Lennox Industries Inc. | Allied Commercial | KCB060S4***P | KCB060S4***P |  |  | Voluntarily Certified | Single-package air conditioner | False | False | 58000 |  | 13.4 | 13.4 |  |  | False | 30 | 30 | 10.6 | 0 |  | False | Conventional | 05/05/2023 |  | 07/06/2023
Lennox Industries Inc. | Allied Commercial | KCB030S4***P | KCB030S4***P |  |  | Voluntarily Certified | Single-package air conditioner | False | False | 29600 |  | 13.4 | 13.4 |  |  | False | 30 | 30 | 10.6 | 0 |  | False | Conventional | 05/05/2023 |  | 07/06/2023
Lennox Industries Inc. | Allied Commercial | LGT060H4E*1P | LGT060H4E*1P |  |  | Voluntarily Certified | Single-package air conditioner | False | False | 59500 |  | 16.3 | 13.4 |  |  | True | 18 | 30 | 12 | 0 |  | False | Conventional | 05/05/2023 |  | 07/06/2023
Lennox Industries Inc. | Allied Commercial | KGB030S4***P | KGB030S4***P |  |  | Voluntarily Certified | Single-package air conditioner | False | False | 29600 |  | 13.4 | 13.4 |  |  | False | 30 | 30 | 10.6 | 0 |  | False | Conventional | 05/05/2023 |  | 07/06/2023
Lennox Industries Inc. | ARMSTRONG AIR | 4SCU20LX124P-** | 4SCU20LX124P-** | BCE7S24M*4X |  | Voluntarily Certified | Single-split-system air condit | False | False | 23400 |  | 19.6 | 13.4 |  |  | False | 30 | 30 | 13 | 0 | Blower Coil System | True | Conventional | 05/05/2023 |  | 07/06/2023
Lennox Industries Inc. | Airease | 4SCU20LX124P-** | 4SCU20LX124P-** | BCE7S24M*4X |  | Voluntarily Certified | Single-split-system air condit | False | False | 23400 |  | 19.6 | 13.4 |  |  | False | 30 | 30 | 13 | 0 | Blower Coil System | True | Conventional | 05/05/2023 |  | 07/06/2023
Lennox Industries Inc. | Allied Commercial | KGB060S4***P | KGB060S4***P |  |  | Voluntarily Certified | Single-package air conditioner | False | False | 58000 |  | 13.4 | 13.4 |  |  | False | 30 | 30 | 10.6 | 0 |  | False | Conventional | 05/05/2023 |  | 07/06/2023
Lennox Industries Inc. | Allied Commercial | LGT048H4E*1P | LGT048H4E*1P |  |  | Voluntarily Certified | Single-package air conditioner | False | False | 49000 |  | 17.3 | 13.4 |  |  | True | 18 | 30 | 12.1 | 0 |  | False | Conventional | 05/05/2023 |  | 07/06/2023
Lennox Industries Inc. | Allied Commercial | LCT048H4E*1P | LCT048H4E*1P |  |  | Voluntarily Certified | Single-package air conditioner | False | False | 49000 |  | 17.3 | 13.4 |  |  | True | 18 | 30 | 12.1 | 0 |  | False | Conventional | 05/05/2023 |  | 07/06/2023
National Comfort Products | National | CP942450UA | CP942450UA |  |  | Voluntarily Certified | Single-package space-constrain | False | False | 22000 |  | 11.7 | 11.7 |  |  | True | 7.5 | 30 | 10.2 |  |  | False | Space Constrained | 05/05/2023 |  | 07/06/2023
National Comfort Products | National | CP841238UA | CP841238UA |  |  | Voluntarily Certified | Single-package space-constrain | False | False | 12000 |  | 11.7 | 11.7 |  |  | True | 7.5 | 30 | 10.5 |  |  | False | Space Constrained | 05/05/2023 |  | 07/06/2023
National Comfort Products | National | CP841851UA | CP841851UA |  |  | Voluntarily Certified | Single-package space-constrain | False | False | 17500 |  | 11.7 | 11.7 |  |  | True | 7.5 | 30 | 10.3 |  |  | False | Space Constrained | 05/05/2023 |  | 07/06/2023
National Comfort Products | National | CP841251UA | CP841251UA |  |  | Voluntarily Certified | Single-package space-constrain | False | False | 12000 |  | 11.7 | 11.7 |  |  | True | 7.5 | 30 | 10.5 |  |  | False | Space Constrained | 05/05/2023 |  | 07/06/2023
National Comfort Products | National | CP841828UA | CP841828UA |  |  | Voluntarily Certified | Single-package space-constrain | False | False | 17500 |  | 11.7 | 11.7 |  |  | True | 7.5 | 30 | 10.3 |  |  | False | Space Constrained | 05/05/2023 |  | 07/06/2023
National Comfort Products | National | CP842464UA | CP842464UA |  |  | Voluntarily Certified | Single-package space-constrain | False | False | 22000 |  | 11.7 | 11.7 |  |  | True | 7.5 | 30 | 10.2 |  |  | False | Space Constrained | 05/05/2023 |  | 07/06/2023
National Comfort Products | National | CP842438UA | CP842438UA |  |  | Voluntarily Certified | Single-package space-constrain | False | False | 22000 |  | 11.7 | 11.7 |  |  | True | 7.5 | 30 | 10.2 |  |  | False | Space Constrained | 05/05/2023 |  | 07/06/2023
National Comfort Products | National | CP941843UA | CP941843UA |  |  | Voluntarily Certified | Single-package space-constrain | False | False | 17500 |  | 11.7 | 11.7 |  |  | True | 7.5 | 30 | 10.3 |  |  | False | Space Constrained | 05/05/2023 |  | 07/06/2023
National Comfort Products | National | NCP4185000A | NCP4185000A | NAH424MFA |  | Voluntarily Certified | Single-split space-constrained | False | False | 18000 |  | 14 | 11.7 |  |  | True | 7.5 | 30 | 12 |  | Blower Coil System | False | Space Constrained | 05/05/2023 |  | 07/06/2023
National Comfort Products | National | NCP4305000A | NCP4305000A | NAH430MFA |  | Voluntarily Certified | Single-split space-constrained | False | False | 28400 |  | 13.5 | 11.7 |  |  | True | 7.5 | 30 | 11.5 |  | Blower Coil System | False | Space Constrained | 05/05/2023 |  | 07/06/2023
National Comfort Products | National | CP841264UA | CP841264UA |  |  | Voluntarily Certified | Single-package space-constrain | False | False | 12000 |  | 11.7 | 11.7 |  |  | True | 7.5 | 30 | 10.5 |  |  | False | Space Constrained | 05/05/2023 |  | 07/06/2023
National Comfort Products | National | CP941243UA | CP941243UA |  |  | Voluntarily Certified | Single-package space-constrain | False | False | 12000 |  | 11.7 | 11.7 |  |  | True | 7.5 | 30 | 10.5 |  |  | False | Space Constrained | 05/05/2023 |  | 07/06/2023
National Comfort Products | National | CP842451UA | CP842451UA |  |  | Voluntarily Certified | Single-package space-constrain | False | False | 22000 |  | 11.7 | 11.7 |  |  | True | 7.5 | 30 | 10.2 |  |  | False | Space Constrained | 05/05/2023 |  | 07/06/2023
National Comfort Products | National | CP843064TA | CP843064TA |  |  | Voluntarily Certified | Single-package space-constrain | False | False | 27000 |  | 11.7 | 11.7 |  |  | True | 7.5 | 30 | 10.2 |  |  | False | Space Constrained | 05/05/2023 |  | 07/06/2023
National Comfort Products | National | CP941825UA | CP941825UA |  |  | Voluntarily Certified | Single-package space-constrain | False | False | 17500 |  | 11.7 | 11.7 |  |  | True | 7.5 | 30 | 10.3 |  |  | False | Space Constrained | 05/05/2023 |  | 07/06/2023
National Comfort Products | National | CPE41800UA | CPE41800UA |  |  | Voluntarily Certified | Single-package space-constrain | False | False | 17500 |  | 11.7 | 11.7 |  |  | True | 7.5 | 30 | 10.3 |  |  | False | Space Constrained | 05/05/2023 |  | 07/06/2023
National Comfort Products | National | CP841228UA | CP841228UA |  |  | Voluntarily Certified | Single-package space-constrain | False | False | 12000 |  | 11.7 | 11.7 |  |  | True | 7.5 | 30 | 10.5 |  |  | False | Space Constrained | 05/05/2023 |  | 07/06/2023
National Comfort Products | National | CP843051TA | CP843051TA |  |  | Voluntarily Certified | Single-package space-constrain | False | False | 27000 |  | 11.7 | 11.7 |  |  | True | 7.5 | 30 | 10.2 |  |  | False | Space Constrained | 05/05/2023 |  | 07/06/2023
National Comfort Products | National | CPE42400UA | CPE42400UA |  |  | Voluntarily Certified | Single-package space-constrain | False | False | 22000 |  | 11.7 | 11.7 |  |  | True | 7.5 | 30 | 10.2 |  |  | False | Space Constrained | 05/05/2023 |  | 07/06/2023
National Comfort Products | National | CP941250UA | CP941250UA |  |  | Voluntarily Certified | Single-package space-constrain | False | False | 12000 |  | 11.7 | 11.7 |  |  | True | 7.5 | 30 | 10.5 |  |  | False | Space Constrained | 05/05/2023 |  | 07/06/2023
National Comfort Products | National | CP941832UA | CP941832UA |  |  | Voluntarily Certified | Single-package space-constrain | False | False | 17500 |  | 11.7 | 11.7 |  |  | True | 7.5 | 30 | 10.3 |  |  | False | Space Constrained | 05/05/2023 |  | 07/06/2023
National Comfort Products | National | NCP4245000A | NCP4245000A | NAH430MFA |  | Voluntarily Certified | Single-split space-constrained | False | False | 24000 |  | 14 | 11.7 |  |  | True | 7.5 | 30 | 12 |  | Blower Coil System | False | Space Constrained | 05/05/2023 |  | 07/06/2023
National Comfort Products | National | NCP4244000A | NCP4244000A | NAH430MFA |  | Voluntarily Certified | Single-split space-constrained | False | False | 23000 |  | 12.5 | 11.7 |  |  | True | 7.5 | 30 | 11 |  | Blower Coil System | False | Space Constrained | 05/05/2023 |  | 07/06/2023
National Comfort Products | National | CP941850UA | CP941850UA |  |  | Voluntarily Certified | Single-package space-constrain | False | False | 17500 |  | 11.7 | 11.7 |  |  | True | 7.5 | 30 | 10.3 |  |  | False | Space Constrained | 05/05/2023 |  | 07/06/2023
National Comfort Products | National | CP943043TA | CP943043TA |  |  | Voluntarily Certified | Single-package space-constrain | False | False | 27000 |  | 11.7 | 11.7 |  |  | True | 7.5 | 30 | 10.2 |  |  | False | Space Constrained | 05/05/2023 |  | 07/06/2023
National Comfort Products | National | NCP4184000A | NCP4184000A | NAH424MFA |  | Voluntarily Certified | Single-split space-constrained | False | False | 18000 |  | 12.5 | 11.7 |  |  | True | 7.5 | 30 | 11 |  | Blower Coil System | False | Space Constrained | 05/05/2023 |  | 07/06/2023
National Comfort Products | National | CP941225UA | CP941225UA |  |  | Voluntarily Certified | Single-package space-constrain | False | False | 12000 |  | 11.7 | 11.7 |  |  | True | 7.5 | 30 | 10.5 |  |  | False | Space Constrained | 05/05/2023 |  | 07/06/2023
National Comfort Products | National | NCP4243000A | NCP4243000A | NAH430MFA |  | Voluntarily Certified | Single-split space-constrained | False | False | 23000 |  | 13 | 11.7 |  |  | True | 7.5 | 30 | 11 |  | Blower Coil System | False | Space Constrained | 05/05/2023 |  | 07/06/2023
National Comfort Products | National | CP841864UA | CP841864UA |  |  | Voluntarily Certified | Single-package space-constrain | False | False | 17500 |  | 11.7 | 11.7 |  |  | True | 7.5 | 30 | 10.3 |  |  | False | Space Constrained | 05/05/2023 |  | 07/06/2023
National Comfort Products | National | CPE41200UA | CPE41200UA |  |  | Voluntarily Certified | Single-package space-constrain | False | False | 12000 |  | 11.7 | 11.7 |  |  | True | 7.5 | 30 | 10.5 |  |  | False | Space Constrained | 05/05/2023 |  | 07/06/2023
National Comfort Products | National | NCP4183000A | NCP4183000A | NAH424MFA |  | Voluntarily Certified | Single-split space-constrained | False | False | 18000 |  | 13 | 11.7 |  |  | True | 7.5 | 30 | 11 |  | Blower Coil System | False | Space Constrained | 05/05/2023 |  | 07/06/2023
National Comfort Products | National | NCP4241000A | NCP4241000A | NAH430MFA |  | Voluntarily Certified | Single-split space-constrained | False | False | 22600 |  | 12.5 | 11.7 |  |  | True | 7.5 | 30 | 11 |  | Blower Coil System | False | Space Constrained | 05/05/2023 |  | 07/06/2023
National Comfort Products | National | CP842428UA | CP842428UA |  |  | Voluntarily Certified | Single-package space-constrain | False | False | 22000 |  | 11.7 | 11.7 |  |  | True | 7.5 | 30 | 10.2 |  |  | False | Space Constrained | 05/05/2023 |  | 07/06/2023
National Comfort Products | National | CP942425UA | CP942425UA |  |  | Voluntarily Certified | Single-package space-constrain | False | False | 22000 |  | 11.7 | 11.7 |  |  | True | 7.5 | 30 | 10.2 |  |  | False | Space Constrained | 05/05/2023 |  | 07/06/2023
National Comfort Products | National | CP942432UA | CP942432UA |  |  | Voluntarily Certified | Single-package space-constrain | False | False | 22000 |  | 11.7 | 11.7 |  |  | True | 7.5 | 30 | 10.2 |  |  | False | Space Constrained | 05/05/2023 |  | 07/06/2023
National Comfort Products | National | CPE43000TA | CPE43000TA |  |  | Voluntarily Certified | Single-package space-constrain | False | False | 27000 |  | 11.7 | 11.7 |  |  | True | 7.5 | 30 | 10.2 |  |  | False | Space Constrained | 05/05/2023 |  | 07/06/2023
National Comfort Products | National | NCP4181000A | NCP4181000A | NAH424MFA |  | Voluntarily Certified | Single-split space-constrained | False | False | 18000 |  | 12.5 | 11.7 |  |  | True | 7.5 | 30 | 11 |  | Blower Coil System | False | Space Constrained | 05/05/2023 |  | 07/06/2023
National Comfort Products | National | CP841838UA | CP841838UA |  |  | Voluntarily Certified | Single-package space-constrain | False | False | 17500 |  | 11.7 | 11.7 |  |  | True | 7.5 | 30 | 10.3 |  |  | False | Space Constrained | 05/05/2023 |  | 07/06/2023
National Comfort Products | National | CP941232UA | CP941232UA |  |  | Voluntarily Certified | Single-package space-constrain | False | False | 12000 |  | 11.7 | 11.7 |  |  | True | 7.5 | 30 | 10.5 |  |  | False | Space Constrained | 05/05/2023 |  | 07/06/2023
National Comfort Products | National | CP942443UA | CP942443UA |  |  | Voluntarily Certified | Single-package space-constrain | False | False | 22000 |  | 11.7 | 11.7 |  |  | True | 7.5 | 30 | 10.2 |  |  | False | Space Constrained | 05/05/2023 |  | 07/06/2023
National Comfort Products | National | CP943050TA | CP943050TA |  |  | Voluntarily Certified | Single-package space-constrain | False | False | 27000 |  | 11.7 | 11.7 |  |  | True | 7.5 | 30 | 10.2 |  |  | False | Space Constrained | 05/05/2023 |  | 07/06/2023
Nordyne, LLC | Gibson | WSA3BE4M1SN18K | WSA3BE4M1SN18K | C74B(A,H)MX24C-A |  | Voluntarily Certified | Single-split-system air condit | False | False | 18000 |  | 14.3 | 13.4 |  |  | False | 30 | 30 | 11.7 | 0 | Coil-Only System | False | Conventional | 05/05/2023 |  | 07/06/2023
Nordyne, LLC | Gibson | R104GD-024K045C | R104GD-024K045C |  |  | Voluntarily Certified | Single-package air conditioner | False | False | 24000 |  | 13.4 | 13.4 |  |  | False | 30 | 30 | 10.6 | 0 |  | False | Conventional | 05/05/2023 |  | 07/06/2023
Nordyne, LLC | Broan | FSA3BE4M1SN42K | FSA3BE4M1SN42K | C74B(A,H)MX42C-C |  | Voluntarily Certified | Single-split-system air condit | False | False | 40500 |  | 14.3 | 13.4 |  |  | False | 30 | 30 | 11.7 | 0 | Coil-Only System | False | Conventional | 05/05/2023 |  | 07/06/2023
Nordyne, LLC | Broan | P94RD-036K | P94RD-036K |  |  | Voluntarily Certified | Single-package air conditioner | False | False | 34600 |  | 13.4 | 13.4 |  |  | False | 30 | 30 | 10.6 | 0 |  | False | Conventional | 05/05/2023 |  | 07/06/2023
Nordyne, LLC | Broan | R104HD-X42K080C | R104HD-X42K080C |  |  | Voluntarily Certified | Single-package air conditioner | False | False | 41000 |  | 13.4 | 13.4 |  |  | False | 30 | 30 | 10.6 | 0 |  | False | Conventional | 05/05/2023 |  | 07/06/2023
Nordyne, LLC | Broan | R104GD-048K100U | R104GD-048K100U |  |  | Voluntarily Certified | Single-package air conditioner | False | False | 47500 |  | 13.4 | 13.4 |  |  | False | 30 | 30 | 10.6 | 0 |  | False | Conventional | 05/05/2023 |  | 07/06/2023
Nordyne, LLC | Broan | R104GD-030K045C | R104GD-030K045C |  |  | Voluntarily Certified | Single-package air conditioner | False | False | 29000 |  | 13.4 | 13.4 |  |  | False | 30 | 30 | 10.6 | 0 |  | False | Conventional | 05/05/2023 |  | 07/06/2023
Nordyne, LLC | Broan | FSA3BE4M2SN60KA | FSA3BE4M2SN60KA | C74B(A,H)MX60C-C |  | Voluntarily Certified | Single-split-system air condit | False | False | 56000 |  | 13.8 | 13.4 |  |  | False | 30 | 30 | 11.2 | 0 | Coil-Only System | False | Conventional | 05/05/2023 |  | 07/06/2023
Nordyne, LLC | Broan | R104GD-036K096C | R104GD-036K096C |  |  | Voluntarily Certified | Single-package air conditioner | False | False | 35200 |  | 13.4 | 13.4 |  |  | False | 30 | 30 | 10.6 | 0 |  | False | Conventional | 05/05/2023 |  | 07/06/2023
Nordyne, LLC | Broan | FSA1BG4MVRN60KP | FSA1BG4MVRN60KP | C74B(A,H)MX60C-C | FG7T(*)-V(*)C(*) | Voluntarily Certified | Single-split-system air condit | False | False | 52000 |  | 18 | 13.4 |  |  | False | 30 | 30 | 11 | 0 | Blower Coil System | True | Conventional | 05/05/2023 |  | 07/06/2023
Nordyne, LLC | Broan | R104HD-X60K096C | R104HD-X60K096C |  |  | Voluntarily Certified | Single-package air conditioner | False | False | 57000 |  | 13.4 | 13.4 |  |  | False | 30 | 30 | 10.6 | 0 |  | False | Conventional | 05/05/2023 |  | 07/06/2023
Nordyne, LLC | Maytag | PSA3BF4M2SN36K | PSA3BF4M2SN36K | C74B(A,H)MX36C-B |  | Voluntarily Certified | Single-split-system air condit | False | False | 35000 |  | 14.3 | 13.4 |  |  | False | 30 | 30 | 11.7 | 0 | Coil-Only System | False | Conventional | 05/05/2023 |  | 07/06/2023
Nordyne, LLC | Maytag | R104HD-X60K096C | R104HD-X60K096C |  |  | Voluntarily Certified | Single-package air conditioner | False | False | 57000 |  | 13.4 | 13.4 |  |  | False | 30 | 30 | 10.6 | 0 |  | False | Conventional | 05/05/2023 |  | 07/06/2023
Nordyne, LLC | Maytag | CSA3BE4M2SN60KA | CSA3BE4M2SN60KA | C74B(A,H)MX60C-C |  | Voluntarily Certified | Single-split-system air condit | False | False | 56000 |  | 13.8 | 13.4 |  |  | False | 30 | 30 | 11.2 | 0 | Coil-Only System | False | Conventional | 05/05/2023 |  | 07/06/2023
Nordyne, LLC | Maytag | CSA3BE4M1SN42K | CSA3BE4M1SN42K | C74B(A,H)MX42C-C |  | Voluntarily Certified | Single-split-system air condit | False | False | 40500 |  | 14.3 | 13.4 |  |  | False | 30 | 30 | 11.7 | 0 | Coil-Only System | False | Conventional | 05/05/2023 |  | 07/06/2023
Nordyne, LLC | Maytag | R104GD-048K100U | R104GD-048K100U |  |  | Voluntarily Certified | Single-package air conditioner | False | False | 47500 |  | 13.4 | 13.4 |  |  | False | 30 | 30 | 10.6 | 0 |  | False | Conventional | 05/05/2023 |  | 07/06/2023
Nordyne, LLC | Maytag | PSA3BE4M1SN48K | PSA3BE4M1SN48K | C74B(A,H)MX48C-C |  | Voluntarily Certified | Single-split-system air condit | False | False | 45000 |  | 13.8 | 13.4 |  |  | False | 30 | 30 | 11.2 | 0 | Coil-Only System | False | Conventional | 05/05/2023 |  | 07/06/2023
Nordyne, LLC | Maytag | R104GD-042K096C | R104GD-042K096C |  |  | Voluntarily Certified | Single-package air conditioner | False | False | 41000 |  | 13.4 | 13.4 |  |  | False | 30 | 30 | 10.6 | 0 |  | False | Conventional | 05/05/2023 |  | 07/06/2023
Nordyne, LLC | Gibson | R104GD-042K096C | R104GD-042K096C |  |  | Voluntarily Certified | Single-package air conditioner | False | False | 41000 |  | 13.4 | 13.4 |  |  | False | 30 | 30 | 10.6 | 0 |  | False | Conventional | 05/05/2023 |  | 07/06/2023
Nordyne, LLC | Miller | R104HD-X30K060C | R104HD-X30K060C |  |  | Voluntarily Certified | Single-package air conditioner | False | False | 28600 |  | 13.4 | 13.4 |  |  | False | 30 | 30 | 10.6 | 0 |  | False | Conventional | 05/05/2023 |  | 07/06/2023
Nordyne, LLC | Gibson | WSA3BE4M1SN42K | WSA3BE4M1SN42K | C74B(A,H)MX42C-C |  | Voluntarily Certified | Single-split-system air condit | False | False | 40500 |  | 14.3 | 13.4 |  |  | False | 30 | 30 | 11.7 | 0 | Coil-Only System | False | Conventional | 05/05/2023 |  | 07/06/2023
Nordyne, LLC | Maytag | R104GD-024K055U | R104GD-024K055U |  |  | Voluntarily Certified | Single-package air conditioner | False | False | 24000 |  | 13.4 | 13.4 |  |  | False | 30 | 30 | 10.6 | 0 |  | False | Conventional | 05/05/2023 |  | 07/06/2023
Nordyne, LLC | Maytag | PSA3BE4M2SN60K | PSA3BE4M2SN60K | C74B(A,H)MX60C-C |  | Voluntarily Certified | Single-split-system air condit | False | False | 55000 |  | 13.8 | 13.4 |  |  | False | 30 | 30 | 11.2 | 0 | Coil-Only System | False | Conventional | 05/05/2023 |  | 07/06/2023
Nordyne, LLC | Gibson | WSA3BE4M1SN24K | WSA3BE4M1SN24K | C74B(A,H)MX24C-A |  | Voluntarily Certified | Single-split-system air condit | False | False | 23600 |  | 14.3 | 13.4 |  |  | False | 30 | 30 | 11.7 | 0 | Coil-Only System | False | Conventional | 05/05/2023 |  | 07/06/2023
Nordyne, LLC | Gibson | R104GD-X60K096C | R104GD-X60K096C |  |  | Voluntarily Certified | Single-package air conditioner | False | False | 58500 |  | 13.4 | 13.4 |  |  | False | 30 | 30 | 10.6 | 0 |  | False | Conventional | 05/05/2023 |  | 07/06/2023
Nordyne, LLC | Miller | GSA3QE4M1SN36K | GSA3QE4M1SN36K | C84QAMX36U-B |  | Voluntarily Certified | Single-split-system air condit | False | False | 35000 |  | 14.3 | 13.4 |  |  | False | 30 | 30 | 11.7 | 0 | Coil-Only System | False | Mobile Home | 05/05/2023 |  | 07/06/2023
Nordyne, LLC | Miller | R104GD-042K096C | R104GD-042K096C |  |  | Voluntarily Certified | Single-package air conditioner | False | False | 41000 |  | 13.4 | 13.4 |  |  | False | 30 | 30 | 10.6 | 0 |  | False | Conventional | 05/05/2023 |  | 07/06/2023
Nordyne, LLC | Gibson | R104GD-048K096C | R104GD-048K096C |  |  | Voluntarily Certified | Single-package air conditioner | False | False | 47500 |  | 13.4 | 13.4 |  |  | False | 30 | 30 | 10.6 | 0 |  | False | Conventional | 05/05/2023 |  | 07/06/2023
Nordyne, LLC | Mammoth | WSA3BE4M1SN18K | WSA3BE4M1SN18K | C74B(A,H)MX24C-A |  | Voluntarily Certified | Single-split-system air condit | False | False | 18000 |  | 14.3 | 13.4 |  |  | False | 30 | 30 | 11.7 | 0 | Coil-Only System | False | Conventional | 05/05/2023 |  | 07/06/2023
Nordyne, LLC | Maytag | R104GD-024K045C | R104GD-024K045C |  |  | Voluntarily Certified | Single-package air conditioner | False | False | 24000 |  | 13.4 | 13.4 |  |  | False | 30 | 30 | 10.6 | 0 |  | False | Conventional | 05/05/2023 |  | 07/06/2023
Nordyne, LLC | Maytag | R104HD-X30K060C | R104HD-X30K060C |  |  | Voluntarily Certified | Single-package air conditioner | False | False | 28600 |  | 13.4 | 13.4 |  |  | False | 30 | 30 | 10.6 | 0 |  | False | Conventional | 05/05/2023 |  | 07/06/2023
Nordyne, LLC | Maytag | CSA3BF4M2SN24K | CSA3BF4M2SN24K | C74B(A,H)MX36C-B |  | Voluntarily Certified | Single-split-system air condit | False | False | 23400 |  | 14.3 | 13.4 |  |  | False | 30 | 30 | 11.7 | 0 | Coil-Only System | False | Conventional | 05/05/2023 |  | 07/06/2023
Nordyne, LLC | Gibson | R104GD-024K055U | R104GD-024K055U |  |  | Voluntarily Certified | Single-package air conditioner | False | False | 24000 |  | 13.4 | 13.4 |  |  | False | 30 | 30 | 10.6 | 0 |  | False | Conventional | 05/05/2023 |  | 07/06/2023
Nordyne, LLC | Miller | R104GD-X60K096C | R104GD-X60K096C |  |  | Voluntarily Certified | Single-package air conditioner | False | False | 58500 |  | 13.4 | 13.4 |  |  | False | 30 | 30 | 10.6 | 0 |  | False | Conventional | 05/05/2023 |  | 07/06/2023
Nordyne, LLC | Miller | R104GD-024K055U | R104GD-024K055U |  |  | Voluntarily Certified | Single-package air conditioner | False | False | 24000 |  | 13.4 | 13.4 |  |  | False | 30 | 30 | 10.6 | 0 |  | False | Conventional | 05/05/2023 |  | 07/06/2023
Nordyne, LLC | Gibson | WSA3BE4M1SN30K | WSA3BE4M1SN30K | C74B(A,H)MX30C-A |  | Voluntarily Certified | Single-split-system air condit | False | False | 28600 |  | 14.3 | 13.4 |  |  | False | 30 | 30 | 11.7 | 0 | Coil-Only System | False | Conventional | 05/05/2023 |  | 07/06/2023
Nordyne, LLC | Gibson | P94RD-036K | P94RD-036K |  |  | Voluntarily Certified | Single-package air conditioner | False | False | 34600 |  | 13.4 | 13.4 |  |  | False | 30 | 30 | 10.6 | 0 |  | False | Conventional | 05/05/2023 |  | 07/06/2023
Nordyne, LLC | Gibson | R104GD-030K045C | R104GD-030K045C |  |  | Voluntarily Certified | Single-package air conditioner | False | False | 29000 |  | 13.4 | 13.4 |  |  | False | 30 | 30 | 10.6 | 0 |  | False | Conventional | 05/05/2023 |  | 07/06/2023
Nordyne, LLC | Gibson | R104GD-048K100U | R104GD-048K100U |  |  | Voluntarily Certified | Single-package air conditioner | False | False | 47500 |  | 13.4 | 13.4 |  |  | False | 30 | 30 | 10.6 | 0 |  | False | Conventional | 05/05/2023 |  | 07/06/2023
Nordyne, LLC | Gibson | R104HD-X42K080C | R104HD-X42K080C |  |  | Voluntarily Certified | Single-package air conditioner | False | False | 41000 |  | 13.4 | 13.4 |  |  | False | 30 | 30 | 10.6 | 0 |  | False | Conventional | 05/05/2023 |  | 07/06/2023
Nordyne, LLC | Miller | R104GD-024K045C | R104GD-024K045C |  |  | Voluntarily Certified | Single-package air conditioner | False | False | 24000 |  | 13.4 | 13.4 |  |  | False | 30 | 30 | 10.6 | 0 |  | False | Conventional | 05/05/2023 |  | 07/06/2023
Nordyne, LLC | Miller | GSA3ME4M1SN48K | GSA3ME4M1SN48K | C84DAMX48U-B |  | Voluntarily Certified | Single-split-system air condit | False | False | 45000 |  | 13.8 | 13.4 |  |  | False | 30 | 30 | 11.2 | 0 | Coil-Only System | False | Mobile Home | 05/05/2023 |  | 07/06/2023
Nordyne, LLC | Miller | GSA3QE4M1RN24K | GSA3QE4M1RN24K | C84QAMX24U-B |  | Voluntarily Certified | Single-split-system air condit | False | False | 23400 |  | 14.3 | 13.4 |  |  | False | 30 | 30 | 11.7 | 0 | Coil-Only System | False | Mobile Home | 05/05/2023 |  | 07/06/2023
Nordyne, LLC | Maytag | R104GD-X60K096C | R104GD-X60K096C |  |  | Voluntarily Certified | Single-package air conditioner | False | False | 58500 |  | 13.4 | 13.4 |  |  | False | 30 | 30 | 10.6 | 0 |  | False | Conventional | 05/05/2023 |  | 07/06/2023
Nordyne, LLC | Maytag | RSA3QE4M1RN30K | RSA3QE4M1RN30K | C84QAMX30U-B |  | Voluntarily Certified | Single-split-system air condit | False | False | 28400 |  | 14.3 | 13.4 |  |  | False | 30 | 30 | 11.7 | 0 | Coil-Only System | False | Mobile Home | 05/05/2023 |  | 07/06/2023
Nordyne, LLC | Maytag | RSA3QE4M1SN42K | RSA3QE4M1SN42K | C84QAMX42U-B |  | Voluntarily Certified | Single-split-system air condit | False | False | 39500 |  | 14.3 | 13.4 |  |  | False | 30 | 30 | 11.7 | 0 | Coil-Only System | False | Mobile Home | 05/05/2023 |  | 07/06/2023
Nordyne, LLC | Gibson | R104HD-X30K060C | R104HD-X30K060C |  |  | Voluntarily Certified | Single-package air conditioner | False | False | 28600 |  | 13.4 | 13.4 |  |  | False | 30 | 30 | 10.6 | 0 |  | False | Conventional | 05/05/2023 |  | 07/06/2023
Nordyne, LLC | Mammoth | WSA3BE4M1SN42K | WSA3BE4M1SN42K | C74B(A,H)MX42C-C |  | Voluntarily Certified | Single-split-system air condit | False | False | 40500 |  | 14.3 | 13.4 |  |  | False | 30 | 30 | 11.7 | 0 | Coil-Only System | False | Conventional | 05/05/2023 |  | 07/06/2023
Nordyne, LLC | Gibson | P94RD-030K | P94RD-030K |  |  | Voluntarily Certified | Single-package air conditioner | False | False | 29000 |  | 13.4 | 13.4 |  |  | False | 30 | 30 | 10.6 | 0 |  | False | Conventional | 05/05/2023 |  | 07/06/2023
Nordyne, LLC | Gibson | P94RD-048K | P94RD-048K |  |  | Voluntarily Certified | Single-package air conditioner | False | False | 46000 |  | 13.4 | 13.4 |  |  | False | 30 | 30 | 10.6 | 0 |  | False | Conventional | 05/05/2023 |  | 07/06/2023
Nordyne, LLC | Gibson | R104GD-X60K120C | R104GD-X60K120C |  |  | Voluntarily Certified | Single-package air conditioner | False | False | 58500 |  | 13.4 | 13.4 |  |  | False | 30 | 30 | 10.6 | 0 |  | False | Conventional | 05/05/2023 |  | 07/06/2023
Nordyne, LLC | Miller | GSA3ME4M1SN42K | GSA3ME4M1SN42K | C84DAMX42U-B |  | Voluntarily Certified | Single-split-system air condit | False | False | 39500 |  | 14.3 | 13.4 |  |  | False | 30 | 30 | 11.7 | 0 | Coil-Only System | False | Mobile Home | 05/05/2023 |  | 07/06/2023
Nordyne, LLC | Miller | GSA3ME4M1SN36K | GSA3ME4M1SN36K | C84DAMX36U-B |  | Voluntarily Certified | Single-split-system air condit | False | False | 35000 |  | 14.3 | 13.4 |  |  | False | 30 | 30 | 11.7 | 0 | Coil-Only System | False | Mobile Home | 05/05/2023 |  | 07/06/2023
Nordyne, LLC | Miller | R104GD-048K096C | R104GD-048K096C |  |  | Voluntarily Certified | Single-package air conditioner | False | False | 47500 |  | 13.4 | 13.4 |  |  | False | 30 | 30 | 10.6 | 0 |  | False | Conventional | 05/05/2023 |  | 07/06/2023
Nordyne, LLC | Maytag | CSA3BE4M1SN48K | CSA3BE4M1SN48K | C74B(A,H)MX48C-C |  | Voluntarily Certified | Single-split-system air condit | False | False | 45000 |  | 13.8 | 13.4 |  |  | False | 30 | 30 | 11.2 | 0 | Coil-Only System | False | Conventional | 05/05/2023 |  | 07/06/2023
Nordyne, LLC | Mammoth | WSA3BE4M1SN24K | WSA3BE4M1SN24K | C74B(A,H)MX24C-A |  | Voluntarily Certified | Single-split-system air condit | False | False | 23600 |  | 14.3 | 13.4 |  |  | False | 30 | 30 | 11.7 | 0 | Coil-Only System | False | Conventional | 05/05/2023 |  | 07/06/2023
Nordyne, LLC | Miller | R104HD-X42K080C | R104HD-X42K080C |  |  | Voluntarily Certified | Single-package air conditioner | False | False | 41000 |  | 13.4 | 13.4 |  |  | False | 30 | 30 | 10.6 | 0 |  | False | Conventional | 05/05/2023 |  | 07/06/2023
Nordyne, LLC | Gibson | R104GD-042K072C | R104GD-042K072C |  |  | Voluntarily Certified | Single-package air conditioner | False | False | 41000 |  | 13.4 | 13.4 |  |  | False | 30 | 30 | 10.6 | 0 |  | False | Conventional | 05/05/2023 |  | 07/06/2023
Nordyne, LLC | Gibson | P94RD-042K | P94RD-042K |  |  | Voluntarily Certified | Single-package air conditioner | False | False | 39500 |  | 13.4 | 13.4 |  |  | False | 30 | 30 | 10.6 | 0 |  | False | Conventional | 05/05/2023 |  | 07/06/2023
Nordyne, LLC | Gibson | R104GD-030K072C | R104GD-030K072C |  |  | Voluntarily Certified | Single-package air conditioner | False | False | 29000 |  | 13.4 | 13.4 |  |  | False | 30 | 30 | 10.6 | 0 |  | False | Conventional | 05/05/2023 |  | 07/06/2023
Nordyne, LLC | Gibson | R104GD-042K100U | R104GD-042K100U |  |  | Voluntarily Certified | Single-package air conditioner | False | False | 40000 |  | 13.4 | 13.4 |  |  | False | 30 | 30 | 10.6 | 0 |  | False | Conventional | 05/05/2023 |  | 07/06/2023
Nordyne, LLC | Mammoth | WSA3BE4M1SN30K | WSA3BE4M1SN30K | C74B(A,H)MX30C-A |  | Voluntarily Certified | Single-split-system air condit | False | False | 28600 |  | 14.3 | 13.4 |  |  | False | 30 | 30 | 11.7 | 0 | Coil-Only System | False | Conventional | 05/05/2023 |  | 07/06/2023
Nordyne, LLC | Gibson | WSA3BE4M2SN60KA | WSA3BE4M2SN60KA | C74B(A,H)MX60C-C |  | Voluntarily Certified | Single-split-system air condit | False | False | 56000 |  | 13.8 | 13.4 |  |  | False | 30 | 30 | 11.2 | 0 | Coil-Only System | False | Conventional | 05/05/2023 |  | 07/06/2023
Nordyne, LLC | Gibson | R104GD-036K096C | R104GD-036K096C |  |  | Voluntarily Certified | Single-package air conditioner | False | False | 35200 |  | 13.4 | 13.4 |  |  | False | 30 | 30 | 10.6 | 0 |  | False | Conventional | 05/05/2023 |  | 07/06/2023
Nordyne, LLC | Frigidaire | R104GD-036K096C | R104GD-036K096C |  |  | Voluntarily Certified | Single-package air conditioner | False | False | 35200 |  | 13.4 | 13.4 |  |  | False | 30 | 30 | 10.6 | 0 |  | False | Conventional | 05/05/2023 |  | 07/06/2023
Nordyne, LLC | Intertherm | R104GD-036K096C | R104GD-036K096C |  |  | Voluntarily Certified | Single-package air conditioner | False | False | 35200 |  | 13.4 | 13.4 |  |  | False | 30 | 30 | 10.6 | 0 |  | False | Conventional | 05/05/2023 |  | 07/06/2023
Nordyne, LLC | NORTEK GLOBAL HVAC LLC | R104GD-036K096C | R104GD-036K096C |  |  | Voluntarily Certified | Single-package air conditioner | False | False | 35200 |  | 13.4 | 13.4 |  |  | False | 30 | 30 | 10.6 | 0 |  | False | Conventional | 05/05/2023 |  | 07/06/2023
Nordyne, LLC | NORTEK GLOBAL HVAC LLC | SA3ME4M1SN48K | SA3ME4M1SN48K | C84DAMX48U-B |  | Voluntarily Certified | Single-split-system air condit | False | False | 45000 |  | 13.8 | 13.4 |  |  | False | 30 | 30 | 11.2 | 0 | Coil-Only System | False | Mobile Home | 05/05/2023 |  | 07/06/2023
Nordyne, LLC | Maytag | R104GD-036K096C | R104GD-036K096C |  |  | Voluntarily Certified | Single-package air conditioner | False | False | 35200 |  | 13.4 | 13.4 |  |  | False | 30 | 30 | 10.6 | 0 |  | False | Conventional | 05/05/2023 |  | 07/06/2023
Nordyne, LLC | Maytag | PSA3BE4M1SN18K | PSA3BE4M1SN18K | C74B(A,H)MX24C-A |  | Voluntarily Certified | Single-split-system air condit | False | False | 18000 |  | 14.3 | 13.4 |  |  | False | 30 | 30 | 11.7 | 0 | Coil-Only System | False | Conventional | 05/05/2023 |  | 07/06/2023
Nordyne, LLC | Maytag | PSA3BE4M1SN24K | PSA3BE4M1SN24K | C74B(A,H)MX24C-A |  | Voluntarily Certified | Single-split-system air condit | False | False | 23600 |  | 14.3 | 13.4 |  |  | False | 30 | 30 | 11.7 | 0 | Coil-Only System | False | Conventional | 05/05/2023 |  | 07/06/2023
Nordyne, LLC | Miller | R104GD-036K096C | R104GD-036K096C |  |  | Voluntarily Certified | Single-package air conditioner | False | False | 35200 |  | 13.4 | 13.4 |  |  | False | 30 | 30 | 10.6 | 0 |  | False | Conventional | 05/05/2023 |  | 07/06/2023
Nordyne, LLC | Gibson | WSA3BE4M1SN48K | WSA3BE4M1SN48K | C74B(A,H)MX48C-C |  | Voluntarily Certified | Single-split-system air condit | False | False | 45000 |  | 13.8 | 13.4 |  |  | False | 30 | 30 | 11.2 | 0 | Coil-Only System | False | Conventional | 05/05/2023 |  | 07/06/2023
Nordyne, LLC | Gibson | R104GD-036K072C | R104GD-036K072C |  |  | Voluntarily Certified | Single-package air conditioner | False | False | 35200 |  | 13.4 | 13.4 |  |  | False | 30 | 30 | 10.6 | 0 |  | False | Conventional | 05/05/2023 |  | 07/06/2023
Nordyne, LLC | Mammoth | WSA3BE4M1SN48K | WSA3BE4M1SN48K | C74B(A,H)MX48C-C |  | Voluntarily Certified | Single-split-system air condit | False | False | 45000 |  | 13.8 | 13.4 |  |  | False | 30 | 30 | 11.2 | 0 | Coil-Only System | False | Conventional | 05/05/2023 |  | 07/06/2023
Nordyne, LLC | Miller | R104GD-036K072C | R104GD-036K072C |  |  | Voluntarily Certified | Single-package air conditioner | False | False | 35200 |  | 13.4 | 13.4 |  |  | False | 30 | 30 | 10.6 | 0 |  | False | Conventional | 05/05/2023 |  | 07/06/2023
Nordyne, LLC | Miller | GSA3ME4M1RN30K | GSA3ME4M1RN30K | C84DAMX30U-B |  | Voluntarily Certified | Single-split-system air condit | False | False | 28400 |  | 14.3 | 13.4 |  |  | False | 30 | 30 | 11.7 | 0 | Coil-Only System | False | Mobile Home | 05/05/2023 |  | 07/06/2023
Nordyne, LLC | Miller | GSA3QE4M1SN48K | GSA3QE4M1SN48K | C84QAMX48U-B |  | Voluntarily Certified | Single-split-system air condit | False | False | 45000 |  | 13.8 | 13.4 |  |  | False | 30 | 30 | 11.2 | 0 | Coil-Only System | False | Mobile Home | 05/05/2023 |  | 07/06/2023
Nordyne, LLC | Maytag | CSA3BF4M2SN36K | CSA3BF4M2SN36K | C74B(A,H)MX36C-B |  | Voluntarily Certified | Single-split-system air condit | False | False | 35000 |  | 14.3 | 13.4 |  |  | False | 30 | 30 | 11.7 | 0 | Coil-Only System | False | Conventional | 05/05/2023 |  | 07/06/2023
Nordyne, LLC | Maytag | R104GD-036K072C | R104GD-036K072C |  |  | Voluntarily Certified | Single-package air conditioner | False | False | 35200 |  | 13.4 | 13.4 |  |  | False | 30 | 30 | 10.6 | 0 |  | False | Conventional | 05/05/2023 |  | 07/06/2023
Nordyne, LLC | Gibson | P94RD-060K | P94RD-060K |  |  | Voluntarily Certified | Single-package air conditioner | False | False | 57500 |  | 13.4 | 13.4 |  |  | False | 30 | 30 | 10.6 | 0 |  | False | Conventional | 05/05/2023 |  | 07/06/2023
Nordyne, LLC | Gibson | R104HD-X36K080C | R104HD-X36K080C |  |  | Voluntarily Certified | Single-package air conditioner | False | False | 34600 |  | 13.4 | 13.4 |  |  | False | 30 | 30 | 10.6 | 0 |  | False | Conventional | 05/05/2023 |  | 07/06/2023
Nordyne, LLC | Intertherm | GSA3QE4M1SN42K | GSA3QE4M1SN42K | C84QAMX42U-B |  | Voluntarily Certified | Single-split-system air condit | False | False | 39500 |  | 14.3 | 13.4 |  |  | False | 30 | 30 | 11.7 | 0 | Coil-Only System | False | Mobile Home | 05/05/2023 |  | 07/06/2023
Nordyne, LLC | NORTEK GLOBAL HVAC LLC | R104GD-042K072C | R104GD-042K072C |  |  | Voluntarily Certified | Single-package air conditioner | False | False | 41000 |  | 13.4 | 13.4 |  |  | False | 30 | 30 | 10.6 | 0 |  | False | Conventional | 05/05/2023 |  | 07/06/2023
Nordyne, LLC | NORTEK GLOBAL HVAC LLC | SA1BG4MVRN36KP | SA1BG4MVRN36KP | C74B(A,H)MX36C-B | G7T(*)-V(*)B(*) | Voluntarily Certified | Single-split-system air condit | False | False | 34400 |  | 19 | 13.4 |  |  | False | 30 | 30 | 11.5 | 0 | Blower Coil System | True | Conventional | 05/05/2023 |  | 07/06/2023
Nordyne, LLC | NORTEK GLOBAL HVAC LLC | SA3BE4M1SN30K | SA3BE4M1SN30K | C74B(A,H)MX30C-A |  | Voluntarily Certified | Single-split-system air condit | False | False | 28600 |  | 14.3 | 13.4 |  |  | False | 30 | 30 | 11.7 | 0 | Coil-Only System | False | Conventional | 05/05/2023 |  | 07/06/2023
Nordyne, LLC | NORTEK GLOBAL HVAC LLC | SA3BE4M1SN42K | SA3BE4M1SN42K | C74B(A,H)MX42C-C |  | Voluntarily Certified | Single-split-system air condit | False | False | 40500 |  | 14.3 | 13.4 |  |  | False | 30 | 30 | 11.7 | 0 | Coil-Only System | False | Conventional | 05/05/2023 |  | 07/06/2023
Nordyne, LLC | Maytag | R104GD-042K072C | R104GD-042K072C |  |  | Voluntarily Certified | Single-package air conditioner | False | False | 41000 |  | 13.4 | 13.4 |  |  | False | 30 | 30 | 10.6 | 0 |  | False | Conventional | 05/05/2023 |  | 07/06/2023
Nordyne, LLC | Maytag | P94RD-060K | P94RD-060K |  |  | Voluntarily Certified | Single-package air conditioner | False | False | 57500 |  | 13.4 | 13.4 |  |  | False | 30 | 30 | 10.6 | 0 |  | False | Conventional | 05/05/2023 |  | 07/06/2023
Nordyne, LLC | Maytag | R104HD-X36K080C | R104HD-X36K080C |  |  | Voluntarily Certified | Single-package air conditioner | False | False | 34600 |  | 13.4 | 13.4 |  |  | False | 30 | 30 | 10.6 | 0 |  | False | Conventional | 05/05/2023 |  | 07/06/2023
Nordyne, LLC | Maytag | PSA1BG4MVRN36K | PSA1BG4MVRN36K | C74B(A,H)MX36C-B | PGC2T(*)-V(*)B(*) | Voluntarily Certified | Single-split-system air condit | False | False | 34400 |  | 19 | 13.4 |  |  | False | 30 | 30 | 11.5 | 0 | Blower Coil System | True | Conventional | 05/05/2023 |  | 07/06/2023
Nordyne, LLC | Miller | GSA3ME4M1RN24K | GSA3ME4M1RN24K | C84DAMX24U-B |  | Voluntarily Certified | Single-split-system air condit | False | False | 23400 |  | 14.3 | 13.4 |  |  | False | 30 | 30 | 11.7 | 0 | Coil-Only System | False | Mobile Home | 05/05/2023 |  | 07/06/2023
Nordyne, LLC | Miller | GSA3QE4M1RN30K | GSA3QE4M1RN30K | C84QAMX30U-B |  | Voluntarily Certified | Single-split-system air condit | False | False | 28400 |  | 14.3 | 13.4 |  |  | False | 30 | 30 | 11.7 | 0 | Coil-Only System | False | Mobile Home | 05/05/2023 |  | 07/06/2023
Nordyne, LLC | Miller | GSA3QE4M1SN42K | GSA3QE4M1SN42K | C84QAMX42U-B |  | Voluntarily Certified | Single-split-system air condit | False | False | 39500 |  | 14.3 | 13.4 |  |  | False | 30 | 30 | 11.7 | 0 | Coil-Only System | False | Mobile Home | 05/05/2023 |  | 07/06/2023
Nordyne, LLC | Miller | R104GD-042K072C | R104GD-042K072C |  |  | Voluntarily Certified | Single-package air conditioner | False | False | 41000 |  | 13.4 | 13.4 |  |  | False | 30 | 30 | 10.6 | 0 |  | False | Conventional | 05/05/2023 |  | 07/06/2023
Nordyne, LLC | Maytag | R104GD-042K100U | R104GD-042K100U |  |  | Voluntarily Certified | Single-package air conditioner | False | False | 40000 |  | 13.4 | 13.4 |  |  | False | 30 | 30 | 10.6 | 0 |  | False | Conventional | 05/05/2023 |  | 07/06/2023
Nordyne, LLC | Maytag | P94RD-030K | P94RD-030K |  |  | Voluntarily Certified | Single-package air conditioner | False | False | 29000 |  | 13.4 | 13.4 |  |  | False | 30 | 30 | 10.6 | 0 |  | False | Conventional | 05/05/2023 |  | 07/06/2023
Nordyne, LLC | Maytag | P94RD-042K | P94RD-042K |  |  | Voluntarily Certified | Single-package air conditioner | False | False | 39500 |  | 13.4 | 13.4 |  |  | False | 30 | 30 | 10.6 | 0 |  | False | Conventional | 05/05/2023 |  | 07/06/2023
Nordyne, LLC | Maytag | R104GD-030K072C | R104GD-030K072C |  |  | Voluntarily Certified | Single-package air conditioner | False | False | 29000 |  | 13.4 | 13.4 |  |  | False | 30 | 30 | 10.6 | 0 |  | False | Conventional | 05/05/2023 |  | 07/06/2023
Nordyne, LLC | Miller | P94RD-030K | P94RD-030K |  |  | Voluntarily Certified | Single-package air conditioner | False | False | 29000 |  | 13.4 | 13.4 |  |  | False | 30 | 30 | 10.6 | 0 |  | False | Conventional | 05/05/2023 |  | 07/06/2023
Nordyne, LLC | Miller | P94RD-042K | P94RD-042K |  |  | Voluntarily Certified | Single-package air conditioner | False | False | 39500 |  | 13.4 | 13.4 |  |  | False | 30 | 30 | 10.6 | 0 |  | False | Conventional | 05/05/2023 |  | 07/06/2023
Nordyne, LLC | Miller | R104GD-030K072C | R104GD-030K072C |  |  | Voluntarily Certified | Single-package air conditioner | False | False | 29000 |  | 13.4 | 13.4 |  |  | False | 30 | 30 | 10.6 | 0 |  | False | Conventional | 05/05/2023 |  | 07/06/2023
Nordyne, LLC | Miller | R104GD-042K100U | R104GD-042K100U |  |  | Voluntarily Certified | Single-package air conditioner | False | False | 40000 |  | 13.4 | 13.4 |  |  | False | 30 | 30 | 10.6 | 0 |  | False | Conventional | 05/05/2023 |  | 07/06/2023
Nordyne, LLC | Miller | P94RD-060K | P94RD-060K |  |  | Voluntarily Certified | Single-package air conditioner | False | False | 57500 |  | 13.4 | 13.4 |  |  | False | 30 | 30 | 10.6 | 0 |  | False | Conventional | 05/05/2023 |  | 07/06/2023
Nordyne, LLC | Miller | R104HD-X36K080C | R104HD-X36K080C |  |  | Voluntarily Certified | Single-package air conditioner | False | False | 34600 |  | 13.4 | 13.4 |  |  | False | 30 | 30 | 10.6 | 0 |  | False | Conventional | 05/05/2023 |  | 07/06/2023
Nordyne, LLC | Miller | P94RD-036K | P94RD-036K |  |  | Voluntarily Certified | Single-package air conditioner | False | False | 34600 |  | 13.4 | 13.4 |  |  | False | 30 | 30 | 10.6 | 0 |  | False | Conventional | 05/05/2023 |  | 07/06/2023
Nordyne, LLC | Miller | R104GD-030K045C | R104GD-030K045C |  |  | Voluntarily Certified | Single-package air conditioner | False | False | 29000 |  | 13.4 | 13.4 |  |  | False | 30 | 30 | 10.6 | 0 |  | False | Conventional | 05/05/2023 |  | 07/06/2023
Nordyne, LLC | Miller | R104GD-048K100U | R104GD-048K100U |  |  | Voluntarily Certified | Single-package air conditioner | False | False | 47500 |  | 13.4 | 13.4 |  |  | False | 30 | 30 | 10.6 | 0 |  | False | Conventional | 05/05/2023 |  | 07/06/2023
Nordyne, LLC | Miller | R104HD-X60K096C | R104HD-X60K096C |  |  | Voluntarily Certified | Single-package air conditioner | False | False | 57000 |  | 13.4 | 13.4 |  |  | False | 30 | 30 | 10.6 | 0 |  | False | Conventional | 05/05/2023 |  | 07/06/2023
Nordyne, LLC | Frigidaire | FSA3BE4M2SN60KA | FSA3BE4M2SN60KA | C74B(A,H)MX60C-C |  | Voluntarily Certified | Single-split-system air condit | False | False | 56000 |  | 13.8 | 13.4 |  |  | False | 30 | 30 | 11.2 | 0 | Coil-Only System | False | Conventional | 05/05/2023 |  | 07/06/2023
Nordyne, LLC | Frigidaire | R104GD-048K100U | R104GD-048K100U |  |  | Voluntarily Certified | Single-package air conditioner | False | False | 47500 |  | 13.4 | 13.4 |  |  | False | 30 | 30 | 10.6 | 0 |  | False | Conventional | 05/05/2023 |  | 07/06/2023
Nordyne, LLC | Frigidaire | R104HD-X42K080C | R104HD-X42K080C |  |  | Voluntarily Certified | Single-package air conditioner | False | False | 41000 |  | 13.4 | 13.4 |  |  | False | 30 | 30 | 10.6 | 0 |  | False | Conventional | 05/05/2023 |  | 07/06/2023
Nordyne, LLC | Frigidaire | P94RD-036K | P94RD-036K |  |  | Voluntarily Certified | Single-package air conditioner | False | False | 34600 |  | 13.4 | 13.4 |  |  | False | 30 | 30 | 10.6 | 0 |  | False | Conventional | 05/05/2023 |  | 07/06/2023
Nordyne, LLC | Frigidaire | R104GD-030K045C | R104GD-030K045C |  |  | Voluntarily Certified | Single-package air conditioner | False | False | 29000 |  | 13.4 | 13.4 |  |  | False | 30 | 30 | 10.6 | 0 |  | False | Conventional | 05/05/2023 |  | 07/06/2023
Nordyne, LLC | Frigidaire | FSA3BE4M1SN42K | FSA3BE4M1SN42K | C74B(A,H)MX42C-C |  | Voluntarily Certified | Single-split-system air condit | False | False | 40500 |  | 14.3 | 13.4 |  |  | False | 30 | 30 | 11.7 | 0 | Coil-Only System | False | Conventional | 05/05/2023 |  | 07/06/2023
Nordyne, LLC | Frigidaire | WSA3BE4M1SN30K | WSA3BE4M1SN30K | C74B(A,H)MX30C-A |  | Voluntarily Certified | Single-split-system air condit | False | False | 28600 |  | 14.3 | 13.4 |  |  | False | 30 | 30 | 11.7 | 0 | Coil-Only System | False | Conventional | 05/05/2023 |  | 07/06/2023
Nordyne, LLC | Intertherm | R104GD-030K045C | R104GD-030K045C |  |  | Voluntarily Certified | Single-package air conditioner | False | False | 29000 |  | 13.4 | 13.4 |  |  | False | 30 | 30 | 10.6 | 0 |  | False | Conventional | 05/05/2023 |  | 07/06/2023
Nordyne, LLC | Intertherm | P94RD-036K | P94RD-036K |  |  | Voluntarily Certified | Single-package air conditioner | False | False | 34600 |  | 13.4 | 13.4 |  |  | False | 30 | 30 | 10.6 | 0 |  | False | Conventional | 05/05/2023 |  | 07/06/2023
Nordyne, LLC | Intertherm | R104GD-048K100U | R104GD-048K100U |  |  | Voluntarily Certified | Single-package air conditioner | False | False | 47500 |  | 13.4 | 13.4 |  |  | False | 30 | 30 | 10.6 | 0 |  | False | Conventional | 05/05/2023 |  | 07/06/2023
Nordyne, LLC | Intertherm | R104HD-X42K080C | R104HD-X42K080C |  |  | Voluntarily Certified | Single-package air conditioner | False | False | 41000 |  | 13.4 | 13.4 |  |  | False | 30 | 30 | 10.6 | 0 |  | False | Conventional | 05/05/2023 |  | 07/06/2023
Nordyne, LLC | NORTEK GLOBAL HVAC LLC | SA3BE4M2SN60K | SA3BE4M2SN60K | C74B(A,H)MX60C-C |  | Voluntarily Certified | Single-split-system air condit | False | False | 55000 |  | 13.8 | 13.4 |  |  | False | 30 | 30 | 11.2 | 0 | Coil-Only System | False | Conventional | 05/05/2023 |  | 07/06/2023
Nordyne, LLC | NORTEK GLOBAL HVAC LLC | R104GD-030K045C | R104GD-030K045C |  |  | Voluntarily Certified | Single-package air conditioner | False | False | 29000 |  | 13.4 | 13.4 |  |  | False | 30 | 30 | 10.6 | 0 |  | False | Conventional | 05/05/2023 |  | 07/06/2023
Nordyne, LLC | NORTEK GLOBAL HVAC LLC | R104HD-X42K080C | R104HD-X42K080C |  |  | Voluntarily Certified | Single-package air conditioner | False | False | 41000 |  | 13.4 | 13.4 |  |  | False | 30 | 30 | 10.6 | 0 |  | False | Conventional | 05/05/2023 |  | 07/06/2023
Nordyne, LLC | NORTEK GLOBAL HVAC LLC | R104GD-048K100U | R104GD-048K100U |  |  | Voluntarily Certified | Single-package air conditioner | False | False | 47500 |  | 13.4 | 13.4 |  |  | False | 30 | 30 | 10.6 | 0 |  | False | Conventional | 05/05/2023 |  | 07/06/2023
Nordyne, LLC | NORTEK GLOBAL HVAC LLC | SA3ME4M1SN36K | SA3ME4M1SN36K | C84DAMX36U-B |  | Voluntarily Certified | Single-split-system air condit | False | False | 35000 |  | 14.3 | 13.4 |  |  | False | 30 | 30 | 11.7 | 0 | Coil-Only System | False | Mobile Home | 05/05/2023 |  | 07/06/2023
Nordyne, LLC | NORTEK GLOBAL HVAC LLC | P94RD-036K | P94RD-036K |  |  | Voluntarily Certified | Single-package air conditioner | False | False | 34600 |  | 13.4 | 13.4 |  |  | False | 30 | 30 | 10.6 | 0 |  | False | Conventional | 05/05/2023 |  | 07/06/2023
Nordyne, LLC | NORTEK GLOBAL HVAC LLC | SA3BE4M1SN48K | SA3BE4M1SN48K | C74B(A,H)MX48C-C |  | Voluntarily Certified | Single-split-system air condit | False | False | 45000 |  | 13.8 | 13.4 |  |  | False | 30 | 30 | 11.2 | 0 | Coil-Only System | False | Conventional | 05/05/2023 |  | 07/06/2023
Nordyne, LLC | Maytag | P94RD-036K | P94RD-036K |  |  | Voluntarily Certified | Single-package air conditioner | False | False | 34600 |  | 13.4 | 13.4 |  |  | False | 30 | 30 | 10.6 | 0 |  | False | Conventional | 05/05/2023 |  | 07/06/2023
Nordyne, LLC | Maytag | R104GD-030K045C | R104GD-030K045C |  |  | Voluntarily Certified | Single-package air conditioner | False | False | 29000 |  | 13.4 | 13.4 |  |  | False | 30 | 30 | 10.6 | 0 |  | False | Conventional | 05/05/2023 |  | 07/06/2023
Nordyne, LLC | Maytag | R104HD-X42K080C | R104HD-X42K080C |  |  | Voluntarily Certified | Single-package air conditioner | False | False | 41000 |  | 13.4 | 13.4 |  |  | False | 30 | 30 | 10.6 | 0 |  | False | Conventional | 05/05/2023 |  | 07/06/2023
Nordyne, LLC | Maytag | CSA3BE4M1SN24K | CSA3BE4M1SN24K | C74B(A,H)MX24C-A |  | Voluntarily Certified | Single-split-system air condit | False | False | 23600 |  | 14.3 | 13.4 |  |  | False | 30 | 30 | 11.7 | 0 | Coil-Only System | False | Conventional | 05/05/2023 |  | 07/06/2023
Nordyne, LLC | NORTEK GLOBAL HVAC LLC | SA3QE4M1RN30K | SA3QE4M1RN30K | C84QAMX30U-B |  | Voluntarily Certified | Single-split-system air condit | False | False | 28400 |  | 14.3 | 13.4 |  |  | False | 30 | 30 | 11.7 | 0 | Coil-Only System | False | Mobile Home | 05/05/2023 |  | 07/06/2023
Nordyne, LLC | Gibson | R104HD-X60K096C | R104HD-X60K096C |  |  | Voluntarily Certified | Single-package air conditioner | False | False | 57000 |  | 13.4 | 13.4 |  |  | False | 30 | 30 | 10.6 | 0 |  | False | Conventional | 05/05/2023 |  | 07/06/2023
Nordyne, LLC | NORTEK GLOBAL HVAC LLC | R8GE-030K070U1 | R8GE-030K070U1 |  |  | Voluntarily Certified | Single-package air conditioner | False | False | 29000 |  | 13.4 | 13.4 |  |  | False | 30 | 30 | 10.6 | 0 |  | False | Conventional | 05/05/2023 |  | 07/06/2023
Nordyne, LLC | NORTEK GLOBAL HVAC LLC | P94RD-048K | P94RD-048K |  |  | Voluntarily Certified | Single-package air conditioner | False | False | 46000 |  | 13.4 | 13.4 |  |  | False | 30 | 30 | 10.6 | 0 |  | False | Conventional | 05/05/2023 |  | 07/06/2023
Nordyne, LLC | Frigidaire | FSA3BF4M2SN24K | FSA3BF4M2SN24K | C74B(A,H)MX36C-B |  | Voluntarily Certified | Single-split-system air condit | False | False | 23400 |  | 14.3 | 13.4 |  |  | False | 30 | 30 | 11.7 | 0 | Coil-Only System | False | Conventional | 05/05/2023 |  | 07/06/2023
Nordyne, LLC | Frigidaire | R104GD-042K096C | R104GD-042K096C |  |  | Voluntarily Certified | Single-package air conditioner | False | False | 41000 |  | 13.4 | 13.4 |  |  | False | 30 | 30 | 10.6 | 0 |  | False | Conventional | 05/05/2023 |  | 07/06/2023
Nordyne, LLC | Frigidaire | FSA3BE4M1SN48K | FSA3BE4M1SN48K | C74B(A,H)MX48C-C |  | Voluntarily Certified | Single-split-system air condit | False | False | 45000 |  | 13.8 | 13.4 |  |  | False | 30 | 30 | 11.2 | 0 | Coil-Only System | False | Conventional | 05/05/2023 |  | 07/06/2023
Nordyne, LLC | Intertherm | R104GD-042K096C | R104GD-042K096C |  |  | Voluntarily Certified | Single-package air conditioner | False | False | 41000 |  | 13.4 | 13.4 |  |  | False | 30 | 30 | 10.6 | 0 |  | False | Conventional | 05/05/2023 |  | 07/06/2023
Nordyne, LLC | Intertherm | GSA3QE4M1SN36K | GSA3QE4M1SN36K | C84QAMX36U-B |  | Voluntarily Certified | Single-split-system air condit | False | False | 35000 |  | 14.3 | 13.4 |  |  | False | 30 | 30 | 11.7 | 0 | Coil-Only System | False | Mobile Home | 05/05/2023 |  | 07/06/2023
Nordyne, LLC | NORTEK GLOBAL HVAC LLC | R104GD-042K096C | R104GD-042K096C |  |  | Voluntarily Certified | Single-package air conditioner | False | False | 41000 |  | 13.4 | 13.4 |  |  | False | 30 | 30 | 10.6 | 0 |  | False | Conventional | 05/05/2023 |  | 07/06/2023
Nordyne, LLC | NORTEK GLOBAL HVAC LLC | SA1BG4MVRN24KP | SA1BG4MVRN24KP | C74B(A,H)MX24C-B | G7T(*)-V(*)B(*) | Voluntarily Certified | Single-split-system air condit | False | False | 23000 |  | 19 | 13.4 |  |  | False | 30 | 30 | 12 | 0 | Blower Coil System | True | Conventional | 05/05/2023 |  | 07/06/2023
Nordyne, LLC | NORTEK GLOBAL HVAC LLC | SA3BE4M1SN36K | SA3BE4M1SN36K | C74B(A,H)MX36C-B |  | Voluntarily Certified | Single-split-system air condit | False | False | 34800 |  | 14.3 | 13.4 |  |  | False | 30 | 30 | 11.7 | 0 | Coil-Only System | False | Conventional | 05/05/2023 |  | 07/06/2023
Nordyne, LLC | Broan | FSA3BE4M1SN48K | FSA3BE4M1SN48K | C74B(A,H)MX48C-C |  | Voluntarily Certified | Single-split-system air condit | False | False | 45000 |  | 13.8 | 13.4 |  |  | False | 30 | 30 | 11.2 | 0 | Coil-Only System | False | Conventional | 05/05/2023 |  | 07/06/2023
Nordyne, LLC | Broan | R104GD-042K096C | R104GD-042K096C |  |  | Voluntarily Certified | Single-package air conditioner | False | False | 41000 |  | 13.4 | 13.4 |  |  | False | 30 | 30 | 10.6 | 0 |  | False | Conventional | 05/05/2023 |  | 07/06/2023
Nordyne, LLC | Broan | FSA3BF4M2SN24K | FSA3BF4M2SN24K | C74B(A,H)MX36C-B |  | Voluntarily Certified | Single-split-system air condit | False | False | 23400 |  | 14.3 | 13.4 |  |  | False | 30 | 30 | 11.7 | 0 | Coil-Only System | False | Conventional | 05/05/2023 |  | 07/06/2023
Nordyne, LLC | Frigidaire | R104GD-048K096C | R104GD-048K096C |  |  | Voluntarily Certified | Single-package air conditioner | False | False | 47500 |  | 13.4 | 13.4 |  |  | False | 30 | 30 | 10.6 | 0 |  | False | Conventional | 05/05/2023 |  | 07/06/2023
Nordyne, LLC | Frigidaire | WSA3BE4M1SN42K | WSA3BE4M1SN42K | C74B(A,H)MX42C-C |  | Voluntarily Certified | Single-split-system air condit | False | False | 40500 |  | 14.3 | 13.4 |  |  | False | 30 | 30 | 11.7 | 0 | Coil-Only System | False | Conventional | 05/05/2023 |  | 07/06/2023
Nordyne, LLC | Intertherm | R104GD-048K096C | R104GD-048K096C |  |  | Voluntarily Certified | Single-package air conditioner | False | False | 47500 |  | 13.4 | 13.4 |  |  | False | 30 | 30 | 10.6 | 0 |  | False | Conventional | 05/05/2023 |  | 07/06/2023
Nordyne, LLC | Intertherm | GSA3ME4M1SN36K | GSA3ME4M1SN36K | C84DAMX36U-B |  | Voluntarily Certified | Single-split-system air condit | False | False | 35000 |  | 14.3 | 13.4 |  |  | False | 30 | 30 | 11.7 | 0 | Coil-Only System | False | Mobile Home | 05/05/2023 |  | 07/06/2023
Nordyne, LLC | NORTEK GLOBAL HVAC LLC | R104GD-048K096C | R104GD-048K096C |  |  | Voluntarily Certified | Single-package air conditioner | False | False | 47500 |  | 13.4 | 13.4 |  |  | False | 30 | 30 | 10.6 | 0 |  | False | Conventional | 05/05/2023 |  | 07/06/2023
Nordyne, LLC | NORTEK GLOBAL HVAC LLC | SA3BE4M1SN24K | SA3BE4M1SN24K | C74B(A,H)MX24C-A |  | Voluntarily Certified | Single-split-system air condit | False | False | 23600 |  | 14.3 | 13.4 |  |  | False | 30 | 30 | 11.7 | 0 | Coil-Only System | False | Conventional | 05/05/2023 |  | 07/06/2023
Nordyne, LLC | Broan | R104GD-048K096C | R104GD-048K096C |  |  | Voluntarily Certified | Single-package air conditioner | False | False | 47500 |  | 13.4 | 13.4 |  |  | False | 30 | 30 | 10.6 | 0 |  | False | Conventional | 05/05/2023 |  | 07/06/2023
Nordyne, LLC | Frigidaire | WSA3BE4M2SN60KA | WSA3BE4M2SN60KA | C74B(A,H)MX60C-C |  | Voluntarily Certified | Single-split-system air condit | False | False | 56000 |  | 13.8 | 13.4 |  |  | False | 30 | 30 | 11.2 | 0 | Coil-Only System | False | Conventional | 05/05/2023 |  | 07/06/2023
Nordyne, LLC | Frigidaire | R104HD-X60K096C | R104HD-X60K096C |  |  | Voluntarily Certified | Single-package air conditioner | False | False | 57000 |  | 13.4 | 13.4 |  |  | False | 30 | 30 | 10.6 | 0 |  | False | Conventional | 05/05/2023 |  | 07/06/2023
Nordyne, LLC | Frigidaire | FSA1BG4MVRN60KP | FSA1BG4MVRN60KP | C74B(A,H)MX60C-C | FG7T(*)-V(*)C(*) | Voluntarily Certified | Single-split-system air condit | False | False | 52000 |  | 18 | 13.4 |  |  | False | 30 | 30 | 11 | 0 | Blower Coil System | True | Conventional | 05/05/2023 |  | 07/06/2023
Nordyne, LLC | Intertherm | R104HD-X60K096C | R104HD-X60K096C |  |  | Voluntarily Certified | Single-package air conditioner | False | False | 57000 |  | 13.4 | 13.4 |  |  | False | 30 | 30 | 10.6 | 0 |  | False | Conventional | 05/05/2023 |  | 07/06/2023
Nordyne, LLC | NORTEK GLOBAL HVAC LLC | R104HD-X60K096C | R104HD-X60K096C |  |  | Voluntarily Certified | Single-package air conditioner | False | False | 57000 |  | 13.4 | 13.4 |  |  | False | 30 | 30 | 10.6 | 0 |  | False | Conventional | 05/05/2023 |  | 07/06/2023
Nordyne, LLC | NORTEK GLOBAL HVAC LLC | SA3QE4M1RN24K | SA3QE4M1RN24K | C84QAMX24U-B |  | Voluntarily Certified | Single-split-system air condit | False | False | 23400 |  | 14.3 | 13.4 |  |  | False | 30 | 30 | 11.7 | 0 | Coil-Only System | False | Mobile Home | 05/05/2023 |  | 07/06/2023
Nordyne, LLC | Maytag | CSA3BF4M2SN48K | CSA3BF4M2SN48K | C74B(A,H)MX48C-C |  | Voluntarily Certified | Single-split-system air condit | False | False | 47000 |  | 14.3 | 13.4 |  |  | False | 30 | 30 | 11.7 | 0 | Coil-Only System | False | Conventional | 05/05/2023 |  | 07/06/2023
Nordyne, LLC | Maytag | CSA3BF4M2SN60K | CSA3BF4M2SN60K | C74B(A,H)MX60C-C |  | Voluntarily Certified | Single-split-system air condit | False | False | 55000 |  | 14.3 | 13.4 |  |  | False | 30 | 30 | 11.7 | 0 | Coil-Only System | False | Conventional | 05/05/2023 |  | 07/06/2023
Nordyne, LLC | Maytag | PSA3BE4M1SN30K | PSA3BE4M1SN30K | C74B(A,H)MX30C-A |  | Voluntarily Certified | Single-split-system air condit | False | False | 28600 |  | 14.3 | 13.4 |  |  | False | 30 | 30 | 11.7 | 0 | Coil-Only System | False | Conventional | 05/05/2023 |  | 07/06/2023
Nordyne, LLC | Maytag | PSA3BE4M1SN36K | PSA3BE4M1SN36K | C74B(A,H)MX36C-B |  | Voluntarily Certified | Single-split-system air condit | False | False | 34800 |  | 14.3 | 13.4 |  |  | False | 30 | 30 | 11.7 | 0 | Coil-Only System | False | Conventional | 05/05/2023 |  | 07/06/2023
Nordyne, LLC | Maytag | R104GD-048K096C | R104GD-048K096C |  |  | Voluntarily Certified | Single-package air conditioner | False | False | 47500 |  | 13.4 | 13.4 |  |  | False | 30 | 30 | 10.6 | 0 |  | False | Conventional | 05/05/2023 |  | 07/06/2023
Nordyne, LLC | Broan | R104GD-024K055U | R104GD-024K055U |  |  | Voluntarily Certified | Single-package air conditioner | False | False | 24000 |  | 13.4 | 13.4 |  |  | False | 30 | 30 | 10.6 | 0 |  | False | Conventional | 05/05/2023 |  | 07/06/2023
Nordyne, LLC | Frigidaire | R104GD-X60K096C | R104GD-X60K096C |  |  | Voluntarily Certified | Single-package air conditioner | False | False | 58500 |  | 13.4 | 13.4 |  |  | False | 30 | 30 | 10.6 | 0 |  | False | Conventional | 05/05/2023 |  | 07/06/2023
Nordyne, LLC | Frigidaire | WSA3BE4M1SN24K | WSA3BE4M1SN24K | C74B(A,H)MX24C-A |  | Voluntarily Certified | Single-split-system air condit | False | False | 23600 |  | 14.3 | 13.4 |  |  | False | 30 | 30 | 11.7 | 0 | Coil-Only System | False | Conventional | 05/05/2023 |  | 07/06/2023
Nordyne, LLC | Intertherm | R104GD-X60K096C | R104GD-X60K096C |  |  | Voluntarily Certified | Single-package air conditioner | False | False | 58500 |  | 13.4 | 13.4 |  |  | False | 30 | 30 | 10.6 | 0 |  | False | Conventional | 05/05/2023 |  | 07/06/2023
Nordyne, LLC | NORTEK GLOBAL HVAC LLC | R104GD-X60K096C | R104GD-X60K096C |  |  | Voluntarily Certified | Single-package air conditioner | False | False | 58500 |  | 13.4 | 13.4 |  |  | False | 30 | 30 | 10.6 | 0 |  | False | Conventional | 05/05/2023 |  | 07/06/2023
Nordyne, LLC | NORTEK GLOBAL HVAC LLC | SA3BF4M2SN36K | SA3BF4M2SN36K | C74B(A,H)MX36C-B |  | Voluntarily Certified | Single-split-system air condit | False | False | 35000 |  | 14.3 | 13.4 |  |  | False | 30 | 30 | 11.7 | 0 | Coil-Only System | False | Conventional | 05/05/2023 |  | 07/06/2023
Nordyne, LLC | NORTEK GLOBAL HVAC LLC | SA3BF4M2SN60K | SA3BF4M2SN60K | C74B(A,H)MX60C-C |  | Voluntarily Certified | Single-split-system air condit | False | False | 55000 |  | 14.3 | 13.4 |  |  | False | 30 | 30 | 11.7 | 0 | Coil-Only System | False | Conventional | 05/05/2023 |  | 07/06/2023
Nordyne, LLC | NORTEK GLOBAL HVAC LLC | SA3QE4M1SN48K | SA3QE4M1SN48K | C84QAMX48U-B |  | Voluntarily Certified | Single-split-system air condit | False | False | 45000 |  | 13.8 | 13.4 |  |  | False | 30 | 30 | 11.2 | 0 | Coil-Only System | False | Mobile Home | 05/05/2023 |  | 07/06/2023
Nordyne, LLC | Frigidaire | R104GD-024K055U | R104GD-024K055U |  |  | Voluntarily Certified | Single-package air conditioner | False | False | 24000 |  | 13.4 | 13.4 |  |  | False | 30 | 30 | 10.6 | 0 |  | False | Conventional | 05/05/2023 |  | 07/06/2023
Nordyne, LLC | Intertherm | R104GD-024K055U | R104GD-024K055U |  |  | Voluntarily Certified | Single-package air conditioner | False | False | 24000 |  | 13.4 | 13.4 |  |  | False | 30 | 30 | 10.6 | 0 |  | False | Conventional | 05/05/2023 |  | 07/06/2023
Nordyne, LLC | NORTEK GLOBAL HVAC LLC | R104GD-024K055U | R104GD-024K055U |  |  | Voluntarily Certified | Single-package air conditioner | False | False | 24000 |  | 13.4 | 13.4 |  |  | False | 30 | 30 | 10.6 | 0 |  | False | Conventional | 05/05/2023 |  | 07/06/2023
Nordyne, LLC | Broan | FSA1BG4MVRN36KP | FSA1BG4MVRN36KP | C74B(A,H)MX36C-B | FG7T(*)-V(*)B(*) | Voluntarily Certified | Single-split-system air condit | False | False | 34400 |  | 19 | 13.4 |  |  | False | 30 | 30 | 11.5 | 0 | Blower Coil System | True | Conventional | 05/05/2023 |  | 07/06/2023
Nordyne, LLC | Frigidaire | R104GD-X60K120C | R104GD-X60K120C |  |  | Voluntarily Certified | Single-package air conditioner | False | False | 58500 |  | 13.4 | 13.4 |  |  | False | 30 | 30 | 10.6 | 0 |  | False | Conventional | 05/05/2023 |  | 07/06/2023
Nordyne, LLC | Frigidaire | P94RD-048K | P94RD-048K |  |  | Voluntarily Certified | Single-package air conditioner | False | False | 46000 |  | 13.4 | 13.4 |  |  | False | 30 | 30 | 10.6 | 0 |  | False | Conventional | 05/05/2023 |  | 07/06/2023
Nordyne, LLC | Intertherm | R104GD-X60K120C | R104GD-X60K120C |  |  | Voluntarily Certified | Single-package air conditioner | False | False | 58500 |  | 13.4 | 13.4 |  |  | False | 30 | 30 | 10.6 | 0 |  | False | Conventional | 05/05/2023 |  | 07/06/2023
Nordyne, LLC | Intertherm | P94RD-048K | P94RD-048K |  |  | Voluntarily Certified | Single-package air conditioner | False | False | 46000 |  | 13.4 | 13.4 |  |  | False | 30 | 30 | 10.6 | 0 |  | False | Conventional | 05/05/2023 |  | 07/06/2023
Nordyne, LLC | NORTEK GLOBAL HVAC LLC | R104GD-X60K120C | R104GD-X60K120C |  |  | Voluntarily Certified | Single-package air conditioner | False | False | 58500 |  | 13.4 | 13.4 |  |  | False | 30 | 30 | 10.6 | 0 |  | False | Conventional | 05/05/2023 |  | 07/06/2023
Nordyne, LLC | Broan | P94RD-048K | P94RD-048K |  |  | Voluntarily Certified | Single-package air conditioner | False | False | 46000 |  | 13.4 | 13.4 |  |  | False | 30 | 30 | 10.6 | 0 |  | False | Conventional | 05/05/2023 |  | 07/06/2023
Nordyne, LLC | Broan | R104GD-X60K120C | R104GD-X60K120C |  |  | Voluntarily Certified | Single-package air conditioner | False | False | 58500 |  | 13.4 | 13.4 |  |  | False | 30 | 30 | 10.6 | 0 |  | False | Conventional | 05/05/2023 |  | 07/06/2023
Nordyne, LLC | Broan | R104GD-024K045C | R104GD-024K045C |  |  | Voluntarily Certified | Single-package air conditioner | False | False | 24000 |  | 13.4 | 13.4 |  |  | False | 30 | 30 | 10.6 | 0 |  | False | Conventional | 05/05/2023 |  | 07/06/2023
Nordyne, LLC | Broan | FSA1BG4MVRN24KP | FSA1BG4MVRN24KP | C74B(A,H)MX24C-B | FG7T(*)-V(*)B(*) | Voluntarily Certified | Single-split-system air condit | False | False | 23000 |  | 19 | 13.4 |  |  | False | 30 | 30 | 12 | 0 | Blower Coil System | True | Conventional | 05/05/2023 |  | 07/06/2023
Nordyne, LLC | Broan | R104GD-048K120C | R104GD-048K120C |  |  | Voluntarily Certified | Single-package air conditioner | False | False | 47500 |  | 13.4 | 13.4 |  |  | False | 30 | 30 | 10.6 | 0 |  | False | Conventional | 05/05/2023 |  | 07/06/2023
Nordyne, LLC | Broan | R104GD-036K070U | R104GD-036K070U |  |  | Voluntarily Certified | Single-package air conditioner | False | False | 35200 |  | 13.4 | 13.4 |  |  | False | 30 | 30 | 10.6 | 0 |  | False | Conventional | 05/05/2023 |  | 07/06/2023
Nordyne, LLC | Broan | FSA3BF4M2SN36K | FSA3BF4M2SN36K | C74B(A,H)MX36C-B |  | Voluntarily Certified | Single-split-system air condit | False | False | 35000 |  | 14.3 | 13.4 |  |  | False | 30 | 30 | 11.7 | 0 | Coil-Only System | False | Conventional | 05/05/2023 |  | 07/06/2023
Nordyne, LLC | Broan | FSA3BF4M2SN60K | FSA3BF4M2SN60K | C74B(A,H)MX60C-C |  | Voluntarily Certified | Single-split-system air condit | False | False | 55000 |  | 14.3 | 13.4 |  |  | False | 30 | 30 | 11.7 | 0 | Coil-Only System | False | Conventional | 05/05/2023 |  | 07/06/2023
Nordyne, LLC | Broan | R104GD-036K072C | R104GD-036K072C |  |  | Voluntarily Certified | Single-package air conditioner | False | False | 35200 |  | 13.4 | 13.4 |  |  | False | 30 | 30 | 10.6 | 0 |  | False | Conventional | 05/05/2023 |  | 07/06/2023
Nordyne, LLC | Frigidaire | R104GD-024K045C | R104GD-024K045C |  |  | Voluntarily Certified | Single-package air conditioner | False | False | 24000 |  | 13.4 | 13.4 |  |  | False | 30 | 30 | 10.6 | 0 |  | False | Conventional | 05/05/2023 |  | 07/06/2023
Nordyne, LLC | Frigidaire | WSA3BE4M1SN18K | WSA3BE4M1SN18K | C74B(A,H)MX24C-A |  | Voluntarily Certified | Single-split-system air condit | False | False | 18000 |  | 14.3 | 13.4 |  |  | False | 30 | 30 | 11.7 | 0 | Coil-Only System | False | Conventional | 05/05/2023 |  | 07/06/2023
Nordyne, LLC | Intertherm | GSA3QE4M1RN24K | GSA3QE4M1RN24K | C84QAMX24U-B |  | Voluntarily Certified | Single-split-system air condit | False | False | 23400 |  | 14.3 | 13.4 |  |  | False | 30 | 30 | 11.7 | 0 | Coil-Only System | False | Mobile Home | 05/05/2023 |  | 07/06/2023
Nordyne, LLC | Intertherm | GSA3ME4M1SN48K | GSA3ME4M1SN48K | C84DAMX48U-B |  | Voluntarily Certified | Single-split-system air condit | False | False | 45000 |  | 13.8 | 13.4 |  |  | False | 30 | 30 | 11.2 | 0 | Coil-Only System | False | Mobile Home | 05/05/2023 |  | 07/06/2023
Nordyne, LLC | Intertherm | R104GD-024K045C | R104GD-024K045C |  |  | Voluntarily Certified | Single-package air conditioner | False | False | 24000 |  | 13.4 | 13.4 |  |  | False | 30 | 30 | 10.6 | 0 |  | False | Conventional | 05/05/2023 |  | 07/06/2023
Nordyne, LLC | NORTEK GLOBAL HVAC LLC | R104GD-024K045C | R104GD-024K045C |  |  | Voluntarily Certified | Single-package air conditioner | False | False | 24000 |  | 13.4 | 13.4 |  |  | False | 30 | 30 | 10.6 | 0 |  | False | Conventional | 05/05/2023 |  | 07/06/2023
Nordyne, LLC | NORTEK GLOBAL HVAC LLC | SA3BF4M2SN48K | SA3BF4M2SN48K | C74B(A,H)MX48C-C |  | Voluntarily Certified | Single-split-system air condit | False | False | 47000 |  | 14.3 | 13.4 |  |  | False | 30 | 30 | 11.7 | 0 | Coil-Only System | False | Conventional | 05/05/2023 |  | 07/06/2023
Nordyne, LLC | Frigidaire | FSA3BF4M2SN36K | FSA3BF4M2SN36K | C74B(A,H)MX36C-B |  | Voluntarily Certified | Single-split-system air condit | False | False | 35000 |  | 14.3 | 13.4 |  |  | False | 30 | 30 | 11.7 | 0 | Coil-Only System | False | Conventional | 05/05/2023 |  | 07/06/2023
Nordyne, LLC | Frigidaire | FSA3BF4M2SN60K | FSA3BF4M2SN60K | C74B(A,H)MX60C-C |  | Voluntarily Certified | Single-split-system air condit | False | False | 55000 |  | 14.3 | 13.4 |  |  | False | 30 | 30 | 11.7 | 0 | Coil-Only System | False | Conventional | 05/05/2023 |  | 07/06/2023
Nordyne, LLC | Frigidaire | R104GD-036K070U | R104GD-036K070U |  |  | Voluntarily Certified | Single-package air conditioner | False | False | 35200 |  | 13.4 | 13.4 |  |  | False | 30 | 30 | 10.6 | 0 |  | False | Conventional | 05/05/2023 |  | 07/06/2023
Nordyne, LLC | Frigidaire | R104GD-048K120C | R104GD-048K120C |  |  | Voluntarily Certified | Single-package air conditioner | False | False | 47500 |  | 13.4 | 13.4 |  |  | False | 30 | 30 | 10.6 | 0 |  | False | Conventional | 05/05/2023 |  | 07/06/2023
Nordyne, LLC | Frigidaire | FSA1BG4MVRN24KP | FSA1BG4MVRN24KP | C74B(A,H)MX24C-B | FG7T(*)-V(*)B(*) | Voluntarily Certified | Single-split-system air condit | False | False | 23000 |  | 19 | 13.4 |  |  | False | 30 | 30 | 12 | 0 | Blower Coil System | True | Conventional | 05/05/2023 |  | 07/06/2023
Nordyne, LLC | Intertherm | R104GD-048K120C | R104GD-048K120C |  |  | Voluntarily Certified | Single-package air conditioner | False | False | 47500 |  | 13.4 | 13.4 |  |  | False | 30 | 30 | 10.6 | 0 |  | False | Conventional | 05/05/2023 |  | 07/06/2023
Nordyne, LLC | Intertherm | R104GD-036K070U | R104GD-036K070U |  |  | Voluntarily Certified | Single-package air conditioner | False | False | 35200 |  | 13.4 | 13.4 |  |  | False | 30 | 30 | 10.6 | 0 |  | False | Conventional | 05/05/2023 |  | 07/06/2023
Nordyne, LLC | NORTEK GLOBAL HVAC LLC | R104GD-048K120C | R104GD-048K120C |  |  | Voluntarily Certified | Single-package air conditioner | False | False | 47500 |  | 13.4 | 13.4 |  |  | False | 30 | 30 | 10.6 | 0 |  | False | Conventional | 05/05/2023 |  | 07/06/2023
Nordyne, LLC | NORTEK GLOBAL HVAC LLC | R104GD-036K070U | R104GD-036K070U |  |  | Voluntarily Certified | Single-package air conditioner | False | False | 35200 |  | 13.4 | 13.4 |  |  | False | 30 | 30 | 10.6 | 0 |  | False | Conventional | 05/05/2023 |  | 07/06/2023
Nordyne, LLC | Frigidaire | R104GD-036K072C | R104GD-036K072C |  |  | Voluntarily Certified | Single-package air conditioner | False | False | 35200 |  | 13.4 | 13.4 |  |  | False | 30 | 30 | 10.6 | 0 |  | False | Conventional | 05/05/2023 |  | 07/06/2023
Nordyne, LLC | Frigidaire | WSA3BE4M1SN48K | WSA3BE4M1SN48K | C74B(A,H)MX48C-C |  | Voluntarily Certified | Single-split-system air condit | False | False | 45000 |  | 13.8 | 13.4 |  |  | False | 30 | 30 | 11.2 | 0 | Coil-Only System | False | Conventional | 05/05/2023 |  | 07/06/2023
Nordyne, LLC | Intertherm | GSA3ME4M1RN30K | GSA3ME4M1RN30K | C84DAMX30U-B |  | Voluntarily Certified | Single-split-system air condit | False | False | 28400 |  | 14.3 | 13.4 |  |  | False | 30 | 30 | 11.7 | 0 | Coil-Only System | False | Mobile Home | 05/05/2023 |  | 07/06/2023
Nordyne, LLC | Intertherm | R104GD-036K072C | R104GD-036K072C |  |  | Voluntarily Certified | Single-package air conditioner | False | False | 35200 |  | 13.4 | 13.4 |  |  | False | 30 | 30 | 10.6 | 0 |  | False | Conventional | 05/05/2023 |  | 07/06/2023
Nordyne, LLC | Intertherm | GSA3QE4M1SN48K | GSA3QE4M1SN48K | C84QAMX48U-B |  | Voluntarily Certified | Single-split-system air condit | False | False | 45000 |  | 13.8 | 13.4 |  |  | False | 30 | 30 | 11.2 | 0 | Coil-Only System | False | Mobile Home | 05/05/2023 |  | 07/06/2023
Nordyne, LLC | NORTEK GLOBAL HVAC LLC | R104GD-036K072C | R104GD-036K072C |  |  | Voluntarily Certified | Single-package air conditioner | False | False | 35200 |  | 13.4 | 13.4 |  |  | False | 30 | 30 | 10.6 | 0 |  | False | Conventional | 05/05/2023 |  | 07/06/2023
Nordyne, LLC | NORTEK GLOBAL HVAC LLC | SA1BG4MVRN48KP | SA1BG4MVRN48KP | C74B(A,H)MX48C-C | G7T(*)-V(*)C(*) | Voluntarily Certified | Single-split-system air condit | False | False | 44000 |  | 18 | 13.4 |  |  | False | 30 | 30 | 11.5 | 0 | Blower Coil System | True | Conventional | 05/05/2023 |  | 07/06/2023
Nordyne, LLC | Broan | R104GD-X60K096C | R104GD-X60K096C |  |  | Voluntarily Certified | Single-package air conditioner | False | False | 58500 |  | 13.4 | 13.4 |  |  | False | 30 | 30 | 10.6 | 0 |  | False | Conventional | 05/05/2023 |  | 07/06/2023
Nordyne, LLC | Broan | FSA3BE4M1SN36K | FSA3BE4M1SN36K | C74B(A,H)MX36C-B |  | Voluntarily Certified | Single-split-system air condit | False | False | 34800 |  | 14.3 | 13.4 |  |  | False | 30 | 30 | 11.7 | 0 | Coil-Only System | False | Conventional | 05/05/2023 |  | 07/06/2023
Nordyne, LLC | Broan | P94RD-030K | P94RD-030K |  |  | Voluntarily Certified | Single-package air conditioner | False | False | 29000 |  | 13.4 | 13.4 |  |  | False | 30 | 30 | 10.6 | 0 |  | False | Conventional | 05/05/2023 |  | 07/06/2023
Nordyne, LLC | Broan | P94RD-042K | P94RD-042K |  |  | Voluntarily Certified | Single-package air conditioner | False | False | 39500 |  | 13.4 | 13.4 |  |  | False | 30 | 30 | 10.6 | 0 |  | False | Conventional | 05/05/2023 |  | 07/06/2023
Nordyne, LLC | Broan | R104GD-042K100U | R104GD-042K100U |  |  | Voluntarily Certified | Single-package air conditioner | False | False | 40000 |  | 13.4 | 13.4 |  |  | False | 30 | 30 | 10.6 | 0 |  | False | Conventional | 05/05/2023 |  | 07/06/2023
Nordyne, LLC | Broan | R104GD-030K072C | R104GD-030K072C |  |  | Voluntarily Certified | Single-package air conditioner | False | False | 29000 |  | 13.4 | 13.4 |  |  | False | 30 | 30 | 10.6 | 0 |  | False | Conventional | 05/05/2023 |  | 07/06/2023
Nordyne, LLC | Frigidaire | R104GD-042K100U | R104GD-042K100U |  |  | Voluntarily Certified | Single-package air conditioner | False | False | 40000 |  | 13.4 | 13.4 |  |  | False | 30 | 30 | 10.6 | 0 |  | False | Conventional | 05/05/2023 |  | 07/06/2023
Nordyne, LLC | Frigidaire | P94RD-030K | P94RD-030K |  |  | Voluntarily Certified | Single-package air conditioner | False | False | 29000 |  | 13.4 | 13.4 |  |  | False | 30 | 30 | 10.6 | 0 |  | False | Conventional | 05/05/2023 |  | 07/06/2023
Nordyne, LLC | Frigidaire | P94RD-042K | P94RD-042K |  |  | Voluntarily Certified | Single-package air conditioner | False | False | 39500 |  | 13.4 | 13.4 |  |  | False | 30 | 30 | 10.6 | 0 |  | False | Conventional | 05/05/2023 |  | 07/06/2023
Nordyne, LLC | Frigidaire | R104GD-030K072C | R104GD-030K072C |  |  | Voluntarily Certified | Single-package air conditioner | False | False | 29000 |  | 13.4 | 13.4 |  |  | False | 30 | 30 | 10.6 | 0 |  | False | Conventional | 05/05/2023 |  | 07/06/2023
Nordyne, LLC | Frigidaire | FSA3BE4M1SN36K | FSA3BE4M1SN36K | C74B(A,H)MX36C-B |  | Voluntarily Certified | Single-split-system air condit | False | False | 34800 |  | 14.3 | 13.4 |  |  | False | 30 | 30 | 11.7 | 0 | Coil-Only System | False | Conventional | 05/05/2023 |  | 07/06/2023
Nordyne, LLC | Intertherm | R104GD-030K072C | R104GD-030K072C |  |  | Voluntarily Certified | Single-package air conditioner | False | False | 29000 |  | 13.4 | 13.4 |  |  | False | 30 | 30 | 10.6 | 0 |  | False | Conventional | 05/05/2023 |  | 07/06/2023
Nordyne, LLC | Intertherm | P94RD-030K | P94RD-030K |  |  | Voluntarily Certified | Single-package air conditioner | False | False | 29000 |  | 13.4 | 13.4 |  |  | False | 30 | 30 | 10.6 | 0 |  | False | Conventional | 05/05/2023 |  | 07/06/2023
Nordyne, LLC | Intertherm | P94RD-042K | P94RD-042K |  |  | Voluntarily Certified | Single-package air conditioner | False | False | 39500 |  | 13.4 | 13.4 |  |  | False | 30 | 30 | 10.6 | 0 |  | False | Conventional | 05/05/2023 |  | 07/06/2023
Nordyne, LLC | Intertherm | R104GD-042K100U | R104GD-042K100U |  |  | Voluntarily Certified | Single-package air conditioner | False | False | 40000 |  | 13.4 | 13.4 |  |  | False | 30 | 30 | 10.6 | 0 |  | False | Conventional | 05/05/2023 |  | 07/06/2023
Nordyne, LLC | NORTEK GLOBAL HVAC LLC | SA3QE4M1SN36K | SA3QE4M1SN36K | C84QAMX36U-B |  | Voluntarily Certified | Single-split-system air condit | False | False | 35000 |  | 14.3 | 13.4 |  |  | False | 30 | 30 | 11.7 | 0 | Coil-Only System | False | Mobile Home | 05/05/2023 |  | 07/06/2023
Nordyne, LLC | NORTEK GLOBAL HVAC LLC | R104GD-030K072C | R104GD-030K072C |  |  | Voluntarily Certified | Single-package air conditioner | False | False | 29000 |  | 13.4 | 13.4 |  |  | False | 30 | 30 | 10.6 | 0 |  | False | Conventional | 05/05/2023 |  | 07/06/2023
Nordyne, LLC | NORTEK GLOBAL HVAC LLC | R104GD-042K100U | R104GD-042K100U |  |  | Voluntarily Certified | Single-package air conditioner | False | False | 40000 |  | 13.4 | 13.4 |  |  | False | 30 | 30 | 10.6 | 0 |  | False | Conventional | 05/05/2023 |  | 07/06/2023
Nordyne, LLC | NORTEK GLOBAL HVAC LLC | R8GE-024K055U1 | R8GE-024K055U1 |  |  | Voluntarily Certified | Single-package air conditioner | False | False | 23600 |  | 13.4 | 13.4 |  |  | False | 30 | 30 | 10.6 | 0 |  | False | Conventional | 05/05/2023 |  | 07/06/2023
Nordyne, LLC | NORTEK GLOBAL HVAC LLC | P94RD-030K | P94RD-030K |  |  | Voluntarily Certified | Single-package air conditioner | False | False | 29000 |  | 13.4 | 13.4 |  |  | False | 30 | 30 | 10.6 | 0 |  | False | Conventional | 05/05/2023 |  | 07/06/2023
Nordyne, LLC | NORTEK GLOBAL HVAC LLC | P94RD-042K | P94RD-042K |  |  | Voluntarily Certified | Single-package air conditioner | False | False | 39500 |  | 13.4 | 13.4 |  |  | False | 30 | 30 | 10.6 | 0 |  | False | Conventional | 05/05/2023 |  | 07/06/2023
Nordyne, LLC | NORTEK GLOBAL HVAC LLC | SA1BG4MVRN60KP | SA1BG4MVRN60KP | C74B(A,H)MX60C-C | G7T(*)-V(*)C(*) | Voluntarily Certified | Single-split-system air condit | False | False | 52000 |  | 18 | 13.4 |  |  | False | 30 | 30 | 11 | 0 | Blower Coil System | True | Conventional | 05/05/2023 |  | 07/06/2023
Nordyne, LLC | NORTEK GLOBAL HVAC LLC | SA3ME4M1RN30K | SA3ME4M1RN30K | C84DAMX30U-B |  | Voluntarily Certified | Single-split-system air condit | False | False | 28400 |  | 14.3 | 13.4 |  |  | False | 30 | 30 | 11.7 | 0 | Coil-Only System | False | Mobile Home | 05/05/2023 |  | 07/06/2023
Nordyne, LLC | Broan | FSA1BG4MVRN48KP | FSA1BG4MVRN48KP | C74B(A,H)MX48C-C | FG7T(*)-V(*)C(*) | Voluntarily Certified | Single-split-system air condit | False | False | 44000 |  | 18 | 13.4 |  |  | False | 30 | 30 | 11.5 | 0 | Blower Coil System | True | Conventional | 05/05/2023 |  | 07/06/2023
Nordyne, LLC | Broan | FSA3BE4M1SN18K | FSA3BE4M1SN18K | C74B(A,H)MX24C-A |  | Voluntarily Certified | Single-split-system air condit | False | False | 18000 |  | 14.3 | 13.4 |  |  | False | 30 | 30 | 11.7 | 0 | Coil-Only System | False | Conventional | 05/05/2023 |  | 07/06/2023
Nordyne, LLC | Broan | FSA3BE4M2SN60K | FSA3BE4M2SN60K | C74B(A,H)MX60C-C |  | Voluntarily Certified | Single-split-system air condit | False | False | 55000 |  | 13.8 | 13.4 |  |  | False | 30 | 30 | 11.2 | 0 | Coil-Only System | False | Conventional | 05/05/2023 |  | 07/06/2023
Nordyne, LLC | Broan | R104HD-X48K096C | R104HD-X48K096C |  |  | Voluntarily Certified | Single-package air conditioner | False | False | 47000 |  | 13.4 | 13.4 |  |  | False | 30 | 30 | 10.6 | 0 |  | False | Conventional | 05/05/2023 |  | 07/06/2023
Nordyne, LLC | Broan | R104GD-030K070U | R104GD-030K070U |  |  | Voluntarily Certified | Single-package air conditioner | False | False | 29400 |  | 13.4 | 13.4 |  |  | False | 30 | 30 | 10.6 | 0 |  | False | Conventional | 05/05/2023 |  | 07/06/2023
Nordyne, LLC | Frigidaire | R104HD-X30K060C | R104HD-X30K060C |  |  | Voluntarily Certified | Single-package air conditioner | False | False | 28600 |  | 13.4 | 13.4 |  |  | False | 30 | 30 | 10.6 | 0 |  | False | Conventional | 05/05/2023 |  | 07/06/2023
Nordyne, LLC | Frigidaire | FSA3BE4M1SN30K | FSA3BE4M1SN30K | C74B(A,H)MX30C-A |  | Voluntarily Certified | Single-split-system air condit | False | False | 28600 |  | 14.3 | 13.4 |  |  | False | 30 | 30 | 11.7 | 0 | Coil-Only System | False | Conventional | 05/05/2023 |  | 07/06/2023
Nordyne, LLC | Intertherm | R104HD-X30K060C | R104HD-X30K060C |  |  | Voluntarily Certified | Single-package air conditioner | False | False | 28600 |  | 13.4 | 13.4 |  |  | False | 30 | 30 | 10.6 | 0 |  | False | Conventional | 05/05/2023 |  | 07/06/2023
Nordyne, LLC | NORTEK GLOBAL HVAC LLC | R104HD-X30K060C | R104HD-X30K060C |  |  | Voluntarily Certified | Single-package air conditioner | False | False | 28600 |  | 13.4 | 13.4 |  |  | False | 30 | 30 | 10.6 | 0 |  | False | Conventional | 05/05/2023 |  | 07/06/2023
Nordyne, LLC | NORTEK GLOBAL HVAC LLC | SA3QE4M1SN42K | SA3QE4M1SN42K | C84QAMX42U-B |  | Voluntarily Certified | Single-split-system air condit | False | False | 39500 |  | 14.3 | 13.4 |  |  | False | 30 | 30 | 11.7 | 0 | Coil-Only System | False | Mobile Home | 05/05/2023 |  | 07/06/2023
Nordyne, LLC | NORTEK GLOBAL HVAC LLC | SA3BE4M1SN18K | SA3BE4M1SN18K | C74B(A,H)MX24C-A |  | Voluntarily Certified | Single-split-system air condit | False | False | 18000 |  | 14.3 | 13.4 |  |  | False | 30 | 30 | 11.7 | 0 | Coil-Only System | False | Conventional | 05/05/2023 |  | 07/06/2023
Nordyne, LLC | NORTEK GLOBAL HVAC LLC | SA3ME4M1RN24K | SA3ME4M1RN24K | C84DAMX24U-B |  | Voluntarily Certified | Single-split-system air condit | False | False | 23400 |  | 14.3 | 13.4 |  |  | False | 30 | 30 | 11.7 | 0 | Coil-Only System | False | Mobile Home | 05/05/2023 |  | 07/06/2023
Nordyne, LLC | Frigidaire | FSA3BF4M2SN48K | FSA3BF4M2SN48K | C74B(A,H)MX48C-C |  | Voluntarily Certified | Single-split-system air condit | False | False | 47000 |  | 14.3 | 13.4 |  |  | False | 30 | 30 | 11.7 | 0 | Coil-Only System | False | Conventional | 05/05/2023 |  | 07/06/2023
Nordyne, LLC | Frigidaire | R104HD-X36K080C | R104HD-X36K080C |  |  | Voluntarily Certified | Single-package air conditioner | False | False | 34600 |  | 13.4 | 13.4 |  |  | False | 30 | 30 | 10.6 | 0 |  | False | Conventional | 05/05/2023 |  | 07/06/2023
Nordyne, LLC | Frigidaire | P94RD-060K | P94RD-060K |  |  | Voluntarily Certified | Single-package air conditioner | False | False | 57500 |  | 13.4 | 13.4 |  |  | False | 30 | 30 | 10.6 | 0 |  | False | Conventional | 05/05/2023 |  | 07/06/2023
Nordyne, LLC | Intertherm | P94RD-060K | P94RD-060K |  |  | Voluntarily Certified | Single-package air conditioner | False | False | 57500 |  | 13.4 | 13.4 |  |  | False | 30 | 30 | 10.6 | 0 |  | False | Conventional | 05/05/2023 |  | 07/06/2023
Nordyne, LLC | Intertherm | R104HD-X36K080C | R104HD-X36K080C |  |  | Voluntarily Certified | Single-package air conditioner | False | False | 34600 |  | 13.4 | 13.4 |  |  | False | 30 | 30 | 10.6 | 0 |  | False | Conventional | 05/05/2023 |  | 07/06/2023
Nordyne, LLC | NORTEK GLOBAL HVAC LLC | R104HD-X36K080C | R104HD-X36K080C |  |  | Voluntarily Certified | Single-package air conditioner | False | False | 34600 |  | 13.4 | 13.4 |  |  | False | 30 | 30 | 10.6 | 0 |  | False | Conventional | 05/05/2023 |  | 07/06/2023
Nordyne, LLC | NORTEK GLOBAL HVAC LLC | SA3ME4M1SN42K | SA3ME4M1SN42K | C84DAMX42U-B |  | Voluntarily Certified | Single-split-system air condit | False | False | 39500 |  | 14.3 | 13.4 |  |  | False | 30 | 30 | 11.7 | 0 | Coil-Only System | False | Mobile Home | 05/05/2023 |  | 07/06/2023
Nordyne, LLC | NORTEK GLOBAL HVAC LLC | R8GE-036K070U1 | R8GE-036K070U1 |  |  | Voluntarily Certified | Single-package air conditioner | False | False | 35200 |  | 13.4 | 13.4 |  |  | False | 30 | 30 | 10.6 | 0 |  | False | Conventional | 05/05/2023 |  | 07/06/2023
Nordyne, LLC | NORTEK GLOBAL HVAC LLC | P94RD-060K | P94RD-060K |  |  | Voluntarily Certified | Single-package air conditioner | False | False | 57500 |  | 13.4 | 13.4 |  |  | False | 30 | 30 | 10.6 | 0 |  | False | Conventional | 05/05/2023 |  | 07/06/2023
Nordyne, LLC | Broan | P94RD-060K | P94RD-060K |  |  | Voluntarily Certified | Single-package air conditioner | False | False | 57500 |  | 13.4 | 13.4 |  |  | False | 30 | 30 | 10.6 | 0 |  | False | Conventional | 05/05/2023 |  | 07/06/2023
Nordyne, LLC | Broan | R104HD-X36K080C | R104HD-X36K080C |  |  | Voluntarily Certified | Single-package air conditioner | False | False | 34600 |  | 13.4 | 13.4 |  |  | False | 30 | 30 | 10.6 | 0 |  | False | Conventional | 05/05/2023 |  | 07/06/2023
Nordyne, LLC | Broan | FSA3BF4M2SN48K | FSA3BF4M2SN48K | C74B(A,H)MX48C-C |  | Voluntarily Certified | Single-split-system air condit | False | False | 47000 |  | 14.3 | 13.4 |  |  | False | 30 | 30 | 11.7 | 0 | Coil-Only System | False | Conventional | 05/05/2023 |  | 07/06/2023
Nordyne, LLC | Frigidaire | WSA3BE4M2SN60K | WSA3BE4M2SN60K | C74B(A,H)MX60C-C |  | Voluntarily Certified | Single-split-system air condit | False | False | 55000 |  | 13.8 | 13.4 |  |  | False | 30 | 30 | 11.2 | 0 | Coil-Only System | False | Conventional | 05/05/2023 |  | 07/06/2023
Nordyne, LLC | Frigidaire | R104GD-030K070U | R104GD-030K070U |  |  | Voluntarily Certified | Single-package air conditioner | False | False | 29400 |  | 13.4 | 13.4 |  |  | False | 30 | 30 | 10.6 | 0 |  | False | Conventional | 05/05/2023 |  | 07/06/2023
Nordyne, LLC | Frigidaire | R104HD-X48K096C | R104HD-X48K096C |  |  | Voluntarily Certified | Single-package air conditioner | False | False | 47000 |  | 13.4 | 13.4 |  |  | False | 30 | 30 | 10.6 | 0 |  | False | Conventional | 05/05/2023 |  | 07/06/2023
Nordyne, LLC | Broan | P94RD-024K | P94RD-024K |  |  | Voluntarily Certified | Single-package air conditioner | False | False | 22600 |  | 13.4 | 13.4 |  |  | False | 30 | 30 | 10.6 | 0 |  | False | Conventional | 05/05/2023 |  | 07/06/2023
Nordyne, LLC | Broan | FSA3BE4M1SN24K | FSA3BE4M1SN24K | C74B(A,H)MX24C-A |  | Voluntarily Certified | Single-split-system air condit | False | False | 23600 |  | 14.3 | 13.4 |  |  | False | 30 | 30 | 11.7 | 0 | Coil-Only System | False | Conventional | 05/05/2023 |  | 07/06/2023
Nordyne, LLC | Broan | R104HD-X24K060C | R104HD-X24K060C |  |  | Voluntarily Certified | Single-package air conditioner | False | False | 24000 |  | 13.4 | 13.4 |  |  | False | 30 | 30 | 10.6 | 0 |  | False | Conventional | 05/05/2023 |  | 07/06/2023
Nordyne, LLC | Broan | R104GD-X60K100U | R104GD-X60K100U |  |  | Voluntarily Certified | Single-package air conditioner | False | False | 59000 |  | 13.4 | 13.4 |  |  | False | 30 | 30 | 10.6 | 0 |  | False | Conventional | 05/05/2023 |  | 07/06/2023
Nordyne, LLC | Broan | R104GD-024K072C | R104GD-024K072C |  |  | Voluntarily Certified | Single-package air conditioner | False | False | 24000 |  | 13.4 | 13.4 |  |  | False | 30 | 30 | 10.6 | 0 |  | False | Conventional | 05/05/2023 |  | 07/06/2023
Nordyne, LLC | Broan | FSA3BE4M1SN30K | FSA3BE4M1SN30K | C74B(A,H)MX30C-A |  | Voluntarily Certified | Single-split-system air condit | False | False | 28600 |  | 14.3 | 13.4 |  |  | False | 30 | 30 | 11.7 | 0 | Coil-Only System | False | Conventional | 05/05/2023 |  | 07/06/2023
Nordyne, LLC | Broan | R104HD-X30K060C | R104HD-X30K060C |  |  | Voluntarily Certified | Single-package air conditioner | False | False | 28600 |  | 13.4 | 13.4 |  |  | False | 30 | 30 | 10.6 | 0 |  | False | Conventional | 05/05/2023 |  | 07/06/2023
Nordyne, LLC | Broan | R104GD-042K072C | R104GD-042K072C |  |  | Voluntarily Certified | Single-package air conditioner | False | False | 41000 |  | 13.4 | 13.4 |  |  | False | 30 | 30 | 10.6 | 0 |  | False | Conventional | 05/05/2023 |  | 07/06/2023
Nordyne, LLC | Maytag | R104GD-030K070U | R104GD-030K070U |  |  | Voluntarily Certified | Single-package air conditioner | False | False | 29400 |  | 13.4 | 13.4 |  |  | False | 30 | 30 | 10.6 | 0 |  | False | Conventional | 05/05/2023 |  | 07/06/2023
Nordyne, LLC | Maytag | R104HD-X48K096C | R104HD-X48K096C |  |  | Voluntarily Certified | Single-package air conditioner | False | False | 47000 |  | 13.4 | 13.4 |  |  | False | 30 | 30 | 10.6 | 0 |  | False | Conventional | 05/05/2023 |  | 07/06/2023
Nordyne, LLC | Maytag | CSA3BE4M2SN60K | CSA3BE4M2SN60K | C74B(A,H)MX60C-C |  | Voluntarily Certified | Single-split-system air condit | False | False | 55000 |  | 13.8 | 13.4 |  |  | False | 30 | 30 | 11.2 | 0 | Coil-Only System | False | Conventional | 05/05/2023 |  | 07/06/2023
Nordyne, LLC | Maytag | PSA1BG4MVRN48K | PSA1BG4MVRN48K | C74B(A,H)MX48C-C | PGC2T(*)-V(*)C(*) | Voluntarily Certified | Single-split-system air condit | False | False | 44000 |  | 18 | 13.4 |  |  | False | 30 | 30 | 11.5 | 0 | Blower Coil System | True | Conventional | 05/05/2023 |  | 07/06/2023
Nordyne, LLC | Maytag | PSA1BG4MVRN60K | PSA1BG4MVRN60K | C74B(A,H)MX60C-C | PGC2T(*)-V(*)C(*) | Voluntarily Certified | Single-split-system air condit | False | False | 52000 |  | 18 | 13.4 |  |  | False | 30 | 30 | 11 | 0 | Blower Coil System | True | Conventional | 05/05/2023 |  | 07/06/2023
Nordyne, LLC | Maytag | CSA3BE4M1SN36K | CSA3BE4M1SN36K | C74B(A,H)MX36C-B |  | Voluntarily Certified | Single-split-system air condit | False | False | 34800 |  | 14.3 | 13.4 |  |  | False | 30 | 30 | 11.7 | 0 | Coil-Only System | False | Conventional | 05/05/2023 |  | 07/06/2023
Nordyne, LLC | Gibson | R104GD-030K070U | R104GD-030K070U |  |  | Voluntarily Certified | Single-package air conditioner | False | False | 29400 |  | 13.4 | 13.4 |  |  | False | 30 | 30 | 10.6 | 0 |  | False | Conventional | 05/05/2023 |  | 07/06/2023
Nordyne, LLC | Gibson | WSA3BE4M2SN60K | WSA3BE4M2SN60K | C74B(A,H)MX60C-C |  | Voluntarily Certified | Single-split-system air condit | False | False | 55000 |  | 13.8 | 13.4 |  |  | False | 30 | 30 | 11.2 | 0 | Coil-Only System | False | Conventional | 05/05/2023 |  | 07/06/2023
Nordyne, LLC | Gibson | R104HD-X48K096C | R104HD-X48K096C |  |  | Voluntarily Certified | Single-package air conditioner | False | False | 47000 |  | 13.4 | 13.4 |  |  | False | 30 | 30 | 10.6 | 0 |  | False | Conventional | 05/05/2023 |  | 07/06/2023
Nordyne, LLC | Frigidaire | R104GD-042K072C | R104GD-042K072C |  |  | Voluntarily Certified | Single-package air conditioner | False | False | 41000 |  | 13.4 | 13.4 |  |  | False | 30 | 30 | 10.6 | 0 |  | False | Conventional | 05/05/2023 |  | 07/06/2023
Nordyne, LLC | Intertherm | GSA3ME4M1RN24K | GSA3ME4M1RN24K | C84DAMX24U-B |  | Voluntarily Certified | Single-split-system air condit | False | False | 23400 |  | 14.3 | 13.4 |  |  | False | 30 | 30 | 11.7 | 0 | Coil-Only System | False | Mobile Home | 05/05/2023 |  | 07/06/2023
Nordyne, LLC | Intertherm | R104GD-042K072C | R104GD-042K072C |  |  | Voluntarily Certified | Single-package air conditioner | False | False | 41000 |  | 13.4 | 13.4 |  |  | False | 30 | 30 | 10.6 | 0 |  | False | Conventional | 05/05/2023 |  | 07/06/2023
Nordyne, LLC | Intertherm | GSA3QE4M1RN30K | GSA3QE4M1RN30K | C84QAMX30U-B |  | Voluntarily Certified | Single-split-system air condit | False | False | 28400 |  | 14.3 | 13.4 |  |  | False | 30 | 30 | 11.7 | 0 | Coil-Only System | False | Mobile Home | 05/05/2023 |  | 07/06/2023
Nordyne, LLC | Mammoth | WSA3BE4M2SN60K | WSA3BE4M2SN60K | C74B(A,H)MX60C-C |  | Voluntarily Certified | Single-split-system air condit | False | False | 55000 |  | 13.8 | 13.4 |  |  | False | 30 | 30 | 11.2 | 0 | Coil-Only System | False | Conventional | 05/05/2023 |  | 07/06/2023
Nordyne, LLC | Mammoth | WSA3BE4M1SN36K | WSA3BE4M1SN36K | C74B(A,H)MX36C-B |  | Voluntarily Certified | Single-split-system air condit | False | False | 34800 |  | 14.3 | 13.4 |  |  | False | 30 | 30 | 11.7 | 0 | Coil-Only System | False | Conventional | 05/05/2023 |  | 07/06/2023
Nordyne, LLC | Miller | R104GD-036K070U | R104GD-036K070U |  |  | Voluntarily Certified | Single-package air conditioner | False | False | 35200 |  | 13.4 | 13.4 |  |  | False | 30 | 30 | 10.6 | 0 |  | False | Conventional | 05/05/2023 |  | 07/06/2023
Nordyne, LLC | Miller | R104GD-048K120C | R104GD-048K120C |  |  | Voluntarily Certified | Single-package air conditioner | False | False | 47500 |  | 13.4 | 13.4 |  |  | False | 30 | 30 | 10.6 | 0 |  | False | Conventional | 05/05/2023 |  | 07/06/2023
Nordyne, LLC | Miller | R104GD-030K070U | R104GD-030K070U |  |  | Voluntarily Certified | Single-package air conditioner | False | False | 29400 |  | 13.4 | 13.4 |  |  | False | 30 | 30 | 10.6 | 0 |  | False | Conventional | 05/05/2023 |  | 07/06/2023
Nordyne, LLC | Miller | R104HD-X48K096C | R104HD-X48K096C |  |  | Voluntarily Certified | Single-package air conditioner | False | False | 47000 |  | 13.4 | 13.4 |  |  | False | 30 | 30 | 10.6 | 0 |  | False | Conventional | 05/05/2023 |  | 07/06/2023
Nordyne, LLC | NORTEK GLOBAL HVAC LLC | SA3BF4M2SN24K | SA3BF4M2SN24K | C74B(A,H)MX36C-B |  | Voluntarily Certified | Single-split-system air condit | False | False | 23400 |  | 14.3 | 13.4 |  |  | False | 30 | 30 | 11.7 | 0 | Coil-Only System | False | Conventional | 05/05/2023 |  | 07/06/2023
Nordyne, LLC | NORTEK GLOBAL HVAC LLC | SA3ME4M1SN60K | SA3ME4M1SN60K | C84DAMX60U-B |  | Voluntarily Certified | Single-split-system air condit | False | False | 55500 |  | 13.8 | 13.4 |  |  | False | 30 | 30 | 11.2 | 0 | Coil-Only System | False | Mobile Home | 05/05/2023 |  | 07/06/2023
Nordyne, LLC | NORTEK GLOBAL HVAC LLC | P94RD-024K | P94RD-024K |  |  | Voluntarily Certified | Single-package air conditioner | False | False | 22600 |  | 13.4 | 13.4 |  |  | False | 30 | 30 | 10.6 | 0 |  | False | Conventional | 05/05/2023 |  | 07/06/2023
Nordyne, LLC | Gibson | P94RD-024K | P94RD-024K |  |  | Voluntarily Certified | Single-package air conditioner | False | False | 22600 |  | 13.4 | 13.4 |  |  | False | 30 | 30 | 10.6 | 0 |  | False | Conventional | 05/05/2023 |  | 07/06/2023
Nordyne, LLC | Miller | R104GD-024K072C | R104GD-024K072C |  |  | Voluntarily Certified | Single-package air conditioner | False | False | 24000 |  | 13.4 | 13.4 |  |  | False | 30 | 30 | 10.6 | 0 |  | False | Conventional | 05/05/2023 |  | 07/06/2023
Nordyne, LLC | Miller | R104GD-X60K100U | R104GD-X60K100U |  |  | Voluntarily Certified | Single-package air conditioner | False | False | 59000 |  | 13.4 | 13.4 |  |  | False | 30 | 30 | 10.6 | 0 |  | False | Conventional | 05/05/2023 |  | 07/06/2023
Nordyne, LLC | Miller | R104HD-X24K060C | R104HD-X24K060C |  |  | Voluntarily Certified | Single-package air conditioner | False | False | 24000 |  | 13.4 | 13.4 |  |  | False | 30 | 30 | 10.6 | 0 |  | False | Conventional | 05/05/2023 |  | 07/06/2023
Nordyne, LLC | Maytag | R104GD-036K070U | R104GD-036K070U |  |  | Voluntarily Certified | Single-package air conditioner | False | False | 35200 |  | 13.4 | 13.4 |  |  | False | 30 | 30 | 10.6 | 0 |  | False | Conventional | 05/05/2023 |  | 07/06/2023
Nordyne, LLC | Maytag | R104GD-048K120C | R104GD-048K120C |  |  | Voluntarily Certified | Single-package air conditioner | False | False | 47500 |  | 13.4 | 13.4 |  |  | False | 30 | 30 | 10.6 | 0 |  | False | Conventional | 05/05/2023 |  | 07/06/2023
Nordyne, LLC | Maytag | RSA3QE4M1SN36K | RSA3QE4M1SN36K | C84QAMX36U-B |  | Voluntarily Certified | Single-split-system air condit | False | False | 35000 |  | 14.3 | 13.4 |  |  | False | 30 | 30 | 11.7 | 0 | Coil-Only System | False | Mobile Home | 05/05/2023 |  | 07/06/2023
Nordyne, LLC | Gibson | R104GD-048K120C | R104GD-048K120C |  |  | Voluntarily Certified | Single-package air conditioner | False | False | 47500 |  | 13.4 | 13.4 |  |  | False | 30 | 30 | 10.6 | 0 |  | False | Conventional | 05/05/2023 |  | 07/06/2023
Nordyne, LLC | Gibson | R104GD-036K070U | R104GD-036K070U |  |  | Voluntarily Certified | Single-package air conditioner | False | False | 35200 |  | 13.4 | 13.4 |  |  | False | 30 | 30 | 10.6 | 0 |  | False | Conventional | 05/05/2023 |  | 07/06/2023
Nordyne, LLC | Frigidaire | R104GD-X60K100U | R104GD-X60K100U |  |  | Voluntarily Certified | Single-package air conditioner | False | False | 59000 |  | 13.4 | 13.4 |  |  | False | 30 | 30 | 10.6 | 0 |  | False | Conventional | 05/05/2023 |  | 07/06/2023
Nordyne, LLC | Frigidaire | R104HD-X24K060C | R104HD-X24K060C |  |  | Voluntarily Certified | Single-package air conditioner | False | False | 24000 |  | 13.4 | 13.4 |  |  | False | 30 | 30 | 10.6 | 0 |  | False | Conventional | 05/05/2023 |  | 07/06/2023
Nordyne, LLC | Frigidaire | R104GD-024K072C | R104GD-024K072C |  |  | Voluntarily Certified | Single-package air conditioner | False | False | 24000 |  | 13.4 | 13.4 |  |  | False | 30 | 30 | 10.6 | 0 |  | False | Conventional | 05/05/2023 |  | 07/06/2023
Nordyne, LLC | Frigidaire | FSA3BE4M1SN24K | FSA3BE4M1SN24K | C74B(A,H)MX24C-A |  | Voluntarily Certified | Single-split-system air condit | False | False | 23600 |  | 14.3 | 13.4 |  |  | False | 30 | 30 | 11.7 | 0 | Coil-Only System | False | Conventional | 05/05/2023 |  | 07/06/2023
Nordyne, LLC | Frigidaire | WSA3BE4M1SN36K | WSA3BE4M1SN36K | C74B(A,H)MX36C-B |  | Voluntarily Certified | Single-split-system air condit | False | False | 34800 |  | 14.3 | 13.4 |  |  | False | 30 | 30 | 11.7 | 0 | Coil-Only System | False | Conventional | 05/05/2023 |  | 07/06/2023
Nordyne, LLC | Intertherm | R104GD-024K072C | R104GD-024K072C |  |  | Voluntarily Certified | Single-package air conditioner | False | False | 24000 |  | 13.4 | 13.4 |  |  | False | 30 | 30 | 10.6 | 0 |  | False | Conventional | 05/05/2023 |  | 07/06/2023
Nordyne, LLC | Intertherm | R104GD-X60K100U | R104GD-X60K100U |  |  | Voluntarily Certified | Single-package air conditioner | False | False | 59000 |  | 13.4 | 13.4 |  |  | False | 30 | 30 | 10.6 | 0 |  | False | Conventional | 05/05/2023 |  | 07/06/2023
Nordyne, LLC | Intertherm | R104HD-X24K060C | R104HD-X24K060C |  |  | Voluntarily Certified | Single-package air conditioner | False | False | 24000 |  | 13.4 | 13.4 |  |  | False | 30 | 30 | 10.6 | 0 |  | False | Conventional | 05/05/2023 |  | 07/06/2023
Nordyne, LLC | NORTEK GLOBAL HVAC LLC | R104GD-024K072C | R104GD-024K072C |  |  | Voluntarily Certified | Single-package air conditioner | False | False | 24000 |  | 13.4 | 13.4 |  |  | False | 30 | 30 | 10.6 | 0 |  | False | Conventional | 05/05/2023 |  | 07/06/2023
Nordyne, LLC | NORTEK GLOBAL HVAC LLC | SA3BE4M2SN60KA | SA3BE4M2SN60KA | C74B(A,H)MX60C-C |  | Voluntarily Certified | Single-split-system air condit | False | False | 56000 |  | 13.8 | 13.4 |  |  | False | 30 | 30 | 11.2 | 0 | Coil-Only System | False | Conventional | 05/05/2023 |  | 07/06/2023
Nordyne, LLC | Frigidaire | P94RD-024K | P94RD-024K |  |  | Voluntarily Certified | Single-package air conditioner | False | False | 22600 |  | 13.4 | 13.4 |  |  | False | 30 | 30 | 10.6 | 0 |  | False | Conventional | 05/05/2023 |  | 07/06/2023
Nordyne, LLC | Intertherm | P94RD-024K | P94RD-024K |  |  | Voluntarily Certified | Single-package air conditioner | False | False | 22600 |  | 13.4 | 13.4 |  |  | False | 30 | 30 | 10.6 | 0 |  | False | Conventional | 05/05/2023 |  | 07/06/2023
Nordyne, LLC | Maytag | PSA1BG4MVRN24K | PSA1BG4MVRN24K | C74B(A,H)MX24C-B | PGC2T(*)-V(*)B(*) | Voluntarily Certified | Single-split-system air condit | False | False | 23000 |  | 19 | 13.4 |  |  | False | 30 | 30 | 12 | 0 | Blower Coil System | True | Conventional | 05/05/2023 |  | 07/06/2023
Nordyne, LLC | Maytag | CSA3BE4M1SN18K | CSA3BE4M1SN18K | C74B(A,H)MX24C-A |  | Voluntarily Certified | Single-split-system air condit | False | False | 18000 |  | 14.3 | 13.4 |  |  | False | 30 | 30 | 11.7 | 0 | Coil-Only System | False | Conventional | 05/05/2023 |  | 07/06/2023
Nordyne, LLC | Maytag | CSA3BE4M1SN30K | CSA3BE4M1SN30K | C74B(A,H)MX30C-A |  | Voluntarily Certified | Single-split-system air condit | False | False | 28600 |  | 14.3 | 13.4 |  |  | False | 30 | 30 | 11.7 | 0 | Coil-Only System | False | Conventional | 05/05/2023 |  | 07/06/2023
Nordyne, LLC | Frigidaire | FSA3BE4M2SN60K | FSA3BE4M2SN60K | C74B(A,H)MX60C-C |  | Voluntarily Certified | Single-split-system air condit | False | False | 55000 |  | 13.8 | 13.4 |  |  | False | 30 | 30 | 11.2 | 0 | Coil-Only System | False | Conventional | 05/05/2023 |  | 07/06/2023
Nordyne, LLC | Frigidaire | FSA3BE4M1SN18K | FSA3BE4M1SN18K | C74B(A,H)MX24C-A |  | Voluntarily Certified | Single-split-system air condit | False | False | 18000 |  | 14.3 | 13.4 |  |  | False | 30 | 30 | 11.7 | 0 | Coil-Only System | False | Conventional | 05/05/2023 |  | 07/06/2023
Nordyne, LLC | Frigidaire | FSA1BG4MVRN48KP | FSA1BG4MVRN48KP | C74B(A,H)MX48C-C | FG7T(*)-V(*)C(*) | Voluntarily Certified | Single-split-system air condit | False | False | 44000 |  | 18 | 13.4 |  |  | False | 30 | 30 | 11.5 | 0 | Blower Coil System | True | Conventional | 05/05/2023 |  | 07/06/2023
Nordyne, LLC | Intertherm | R104GD-030K070U | R104GD-030K070U |  |  | Voluntarily Certified | Single-package air conditioner | False | False | 29400 |  | 13.4 | 13.4 |  |  | False | 30 | 30 | 10.6 | 0 |  | False | Conventional | 05/05/2023 |  | 07/06/2023
Nordyne, LLC | Intertherm | R104HD-X48K096C | R104HD-X48K096C |  |  | Voluntarily Certified | Single-package air conditioner | False | False | 47000 |  | 13.4 | 13.4 |  |  | False | 30 | 30 | 10.6 | 0 |  | False | Conventional | 05/05/2023 |  | 07/06/2023
Nordyne, LLC | NORTEK GLOBAL HVAC LLC | R104HD-X48K096C | R104HD-X48K096C |  |  | Voluntarily Certified | Single-package air conditioner | False | False | 47000 |  | 13.4 | 13.4 |  |  | False | 30 | 30 | 10.6 | 0 |  | False | Conventional | 05/05/2023 |  | 07/06/2023
Nordyne, LLC | NORTEK GLOBAL HVAC LLC | R104GD-030K070U | R104GD-030K070U |  |  | Voluntarily Certified | Single-package air conditioner | False | False | 29400 |  | 13.4 | 13.4 |  |  | False | 30 | 30 | 10.6 | 0 |  | False | Conventional | 05/05/2023 |  | 07/06/2023
Nordyne, LLC | NORTEK GLOBAL HVAC LLC | P94RD-018K | P94RD-018K |  |  | Voluntarily Certified | Single-package air conditioner | False | False | 17800 |  | 13.4 | 13.4 |  |  | False | 30 | 30 | 10.6 | 0 |  | False | Conventional | 05/05/2023 |  | 07/06/2023
Nordyne, LLC | Frigidaire | FSA1BG4MVRN36KP | FSA1BG4MVRN36KP | C74B(A,H)MX36C-B | FG7T(*)-V(*)B(*) | Voluntarily Certified | Single-split-system air condit | False | False | 34400 |  | 19 | 13.4 |  |  | False | 30 | 30 | 11.5 | 0 | Blower Coil System | True | Conventional | 05/05/2023 |  | 07/06/2023
Nordyne, LLC | Intertherm | GSA3ME4M1SN42K | GSA3ME4M1SN42K | C84DAMX42U-B |  | Voluntarily Certified | Single-split-system air condit | False | False | 39500 |  | 14.3 | 13.4 |  |  | False | 30 | 30 | 11.7 | 0 | Coil-Only System | False | Mobile Home | 05/05/2023 |  | 07/06/2023
Nordyne, LLC | Miller | P94RD-048K | P94RD-048K |  |  | Voluntarily Certified | Single-package air conditioner | False | False | 46000 |  | 13.4 | 13.4 |  |  | False | 30 | 30 | 10.6 | 0 |  | False | Conventional | 05/05/2023 |  | 07/06/2023
Nordyne, LLC | Miller | R104GD-X60K120C | R104GD-X60K120C |  |  | Voluntarily Certified | Single-package air conditioner | False | False | 58500 |  | 13.4 | 13.4 |  |  | False | 30 | 30 | 10.6 | 0 |  | False | Conventional | 05/05/2023 |  | 07/06/2023
Nordyne, LLC | Maytag | R104GD-X60K120C | R104GD-X60K120C |  |  | Voluntarily Certified | Single-package air conditioner | False | False | 58500 |  | 13.4 | 13.4 |  |  | False | 30 | 30 | 10.6 | 0 |  | False | Conventional | 05/05/2023 |  | 07/06/2023
Nordyne, LLC | Maytag | P94RD-048K | P94RD-048K |  |  | Voluntarily Certified | Single-package air conditioner | False | False | 46000 |  | 13.4 | 13.4 |  |  | False | 30 | 30 | 10.6 | 0 |  | False | Conventional | 05/05/2023 |  | 07/06/2023
Nordyne, LLC | Maytag | RSA3QE4M1RN24K | RSA3QE4M1RN24K | C84QAMX24U-B |  | Voluntarily Certified | Single-split-system air condit | False | False | 23400 |  | 14.3 | 13.4 |  |  | False | 30 | 30 | 11.7 | 0 | Coil-Only System | False | Mobile Home | 05/05/2023 |  | 07/06/2023
Nordyne, LLC | Gibson | WSA3BE4M1SN36K | WSA3BE4M1SN36K | C74B(A,H)MX36C-B |  | Voluntarily Certified | Single-split-system air condit | False | False | 34800 |  | 14.3 | 13.4 |  |  | False | 30 | 30 | 11.7 | 0 | Coil-Only System | False | Conventional | 05/05/2023 |  | 07/06/2023
Nordyne, LLC | Gibson | R104GD-024K072C | R104GD-024K072C |  |  | Voluntarily Certified | Single-package air conditioner | False | False | 24000 |  | 13.4 | 13.4 |  |  | False | 30 | 30 | 10.6 | 0 |  | False | Conventional | 05/05/2023 |  | 07/06/2023
Nordyne, LLC | Gibson | R104GD-X60K100U | R104GD-X60K100U |  |  | Voluntarily Certified | Single-package air conditioner | False | False | 59000 |  | 13.4 | 13.4 |  |  | False | 30 | 30 | 10.6 | 0 |  | False | Conventional | 05/05/2023 |  | 07/06/2023
Nordyne, LLC | Gibson | R104HD-X24K060C | R104HD-X24K060C |  |  | Voluntarily Certified | Single-package air conditioner | False | False | 24000 |  | 13.4 | 13.4 |  |  | False | 30 | 30 | 10.6 | 0 |  | False | Conventional | 05/05/2023 |  | 07/06/2023
Nordyne, LLC | Maytag | PSA3BF4M2SN48K | PSA3BF4M2SN48K | C74B(A,H)MX48C-C |  | Voluntarily Certified | Single-split-system air condit | False | False | 47000 |  | 14.3 | 13.4 |  |  | False | 30 | 30 | 11.7 | 0 | Coil-Only System | False | Conventional | 05/05/2023 |  | 07/06/2023
Nordyne, LLC | Maytag | PSA3BF4M2SN60K | PSA3BF4M2SN60K | C74B(A,H)MX60C-C |  | Voluntarily Certified | Single-split-system air condit | False | False | 55000 |  | 14.3 | 13.4 |  |  | False | 30 | 30 | 11.7 | 0 | Coil-Only System | False | Conventional | 05/05/2023 |  | 07/06/2023
Nordyne, LLC | NORTEK GLOBAL HVAC LLC | R104HD-X24K060C | R104HD-X24K060C |  |  | Voluntarily Certified | Single-package air conditioner | False | False | 24000 |  | 13.4 | 13.4 |  |  | False | 30 | 30 | 10.6 | 0 |  | False | Conventional | 05/05/2023 |  | 07/06/2023
Nordyne, LLC | NORTEK GLOBAL HVAC LLC | R104GD-X60K100U | R104GD-X60K100U |  |  | Voluntarily Certified | Single-package air conditioner | False | False | 59000 |  | 13.4 | 13.4 |  |  | False | 30 | 30 | 10.6 | 0 |  | False | Conventional | 05/05/2023 |  | 07/06/2023
Nordyne, LLC | Maytag | PSA3BF4M2SN24K | PSA3BF4M2SN24K | C74B(A,H)MX36C-B |  | Voluntarily Certified | Single-split-system air condit | False | False | 23400 |  | 14.3 | 13.4 |  |  | False | 30 | 30 | 11.7 | 0 | Coil-Only System | False | Conventional | 05/05/2023 |  | 07/06/2023
Nordyne, LLC | Maytag | R104GD-X60K100U | R104GD-X60K100U |  |  | Voluntarily Certified | Single-package air conditioner | False | False | 59000 |  | 13.4 | 13.4 |  |  | False | 30 | 30 | 10.6 | 0 |  | False | Conventional | 05/05/2023 |  | 07/06/2023
Nordyne, LLC | Maytag | PSA3BE4M1SN42K | PSA3BE4M1SN42K | C74B(A,H)MX42C-C |  | Voluntarily Certified | Single-split-system air condit | False | False | 40500 |  | 14.3 | 13.4 |  |  | False | 30 | 30 | 11.7 | 0 | Coil-Only System | False | Conventional | 05/05/2023 |  | 07/06/2023
Nordyne, LLC | Maytag | R104GD-024K072C | R104GD-024K072C |  |  | Voluntarily Certified | Single-package air conditioner | False | False | 24000 |  | 13.4 | 13.4 |  |  | False | 30 | 30 | 10.6 | 0 |  | False | Conventional | 05/05/2023 |  | 07/06/2023
Nordyne, LLC | Maytag | R104HD-X24K060C | R104HD-X24K060C |  |  | Voluntarily Certified | Single-package air conditioner | False | False | 24000 |  | 13.4 | 13.4 |  |  | False | 30 | 30 | 10.6 | 0 |  | False | Conventional | 05/05/2023 |  | 07/06/2023
Nordyne, LLC | Maytag | PSA3BE4M2SN60KA | PSA3BE4M2SN60KA | C74B(A,H)MX60C-C |  | Voluntarily Certified | Single-split-system air condit | False | False | 56000 |  | 13.8 | 13.4 |  |  | False | 30 | 30 | 11.2 | 0 | Coil-Only System | False | Conventional | 05/05/2023 |  | 07/06/2023
Nordyne, LLC | Maytag | P94RD-024K | P94RD-024K |  |  | Voluntarily Certified | Single-package air conditioner | False | False | 22600 |  | 13.4 | 13.4 |  |  | False | 30 | 30 | 10.6 | 0 |  | False | Conventional | 05/05/2023 |  | 07/06/2023
Nordyne, LLC | Maytag | RSA3QE4M1SN48K | RSA3QE4M1SN48K | C84QAMX48U-B |  | Voluntarily Certified | Single-split-system air condit | False | False | 45000 |  | 13.8 | 13.4 |  |  | False | 30 | 30 | 11.2 | 0 | Coil-Only System | False | Mobile Home | 05/05/2023 |  | 07/06/2023
Nordyne, LLC | Miller | P94RD-024K | P94RD-024K |  |  | Voluntarily Certified | Single-package air conditioner | False | False | 22600 |  | 13.4 | 13.4 |  |  | False | 30 | 30 | 10.6 | 0 |  | False | Conventional | 05/05/2023 |  | 07/06/2023
Nordyne, LLC | ONYX | FSA3BE4M1SN48K | FSA3BE4M1SN48K | C74B(A,H)MX48C-C |  | Voluntarily Certified | Single-split-system air condit | False | False | 45000 |  | 13.8 | 13.4 |  |  | False | 30 | 30 | 11.2 | 0 | Coil-Only System | False | Conventional | 05/05/2023 |  | 07/06/2023
Nordyne, LLC | ONYX | WSA3BE4M1SN48K | WSA3BE4M1SN48K | C74B(A,H)MX48C-C |  | Voluntarily Certified | Single-split-system air condit | False | False | 45000 |  | 13.8 | 13.4 |  |  | False | 30 | 30 | 11.2 | 0 | Coil-Only System | False | Conventional | 05/05/2023 |  | 07/06/2023
Nordyne, LLC | Moss Mechanical | FSA3BE4M1SN48K | FSA3BE4M1SN48K | C74B(A,H)MX48C-C |  | Voluntarily Certified | Single-split-system air condit | False | False | 45000 |  | 13.8 | 13.4 |  |  | False | 30 | 30 | 11.2 | 0 | Coil-Only System | False | Conventional | 05/05/2023 |  | 07/06/2023
Nordyne, LLC | Moss Mechanical | WSA3BE4M1SN48K | WSA3BE4M1SN48K | C74B(A,H)MX48C-C |  | Voluntarily Certified | Single-split-system air condit | False | False | 45000 |  | 13.8 | 13.4 |  |  | False | 30 | 30 | 11.2 | 0 | Coil-Only System | False | Conventional | 05/05/2023 |  | 07/06/2023
Nordyne, LLC | ONYX | FSA3BE4M2SN60K | FSA3BE4M2SN60K | C74B(A,H)MX60C-C |  | Voluntarily Certified | Single-split-system air condit | False | False | 55000 |  | 13.8 | 13.4 |  |  | False | 30 | 30 | 11.2 | 0 | Coil-Only System | False | Conventional | 05/05/2023 |  | 07/06/2023
Nordyne, LLC | ONYX | WSA3BE4M2SN60K | WSA3BE4M2SN60K | C74B(A,H)MX60C-C |  | Voluntarily Certified | Single-split-system air condit | False | False | 55000 |  | 13.8 | 13.4 |  |  | False | 30 | 30 | 11.2 | 0 | Coil-Only System | False | Conventional | 05/05/2023 |  | 07/06/2023
Nordyne, LLC | Moss Mechanical | FSA3BE4M2SN60K | FSA3BE4M2SN60K | C74B(A,H)MX60C-C |  | Voluntarily Certified | Single-split-system air condit | False | False | 55000 |  | 13.8 | 13.4 |  |  | False | 30 | 30 | 11.2 | 0 | Coil-Only System | False | Conventional | 05/05/2023 |  | 07/06/2023
Nordyne, LLC | Moss Mechanical | WSA3BE4M2SN60K | WSA3BE4M2SN60K | C74B(A,H)MX60C-C |  | Voluntarily Certified | Single-split-system air condit | False | False | 55000 |  | 13.8 | 13.4 |  |  | False | 30 | 30 | 11.2 | 0 | Coil-Only System | False | Conventional | 05/05/2023 |  | 07/06/2023
Nordyne, LLC | ONYX | P94RD-036K | P94RD-036K |  |  | Voluntarily Certified | Single-package air conditioner | False | False | 34600 |  | 13.4 | 13.4 |  |  | False | 30 | 30 | 10.6 | 0 |  | False | Conventional | 05/05/2023 |  | 07/06/2023
Nordyne, LLC | Moss Mechanical | R104GD-048K100U | R104GD-048K100U |  |  | Voluntarily Certified | Single-package air conditioner | False | False | 47500 |  | 13.4 | 13.4 |  |  | False | 30 | 30 | 10.6 | 0 |  | False | Conventional | 05/05/2023 |  | 07/06/2023
Nordyne, LLC | Airtemp | VSA3BE4M1SN48K | VSA3BE4M1SN48K | C74B(A,H)MX48C-C |  | Voluntarily Certified | Single-split-system air condit | False | False | 45000 |  | 13.8 | 13.4 |  |  | False | 30 | 30 | 11.2 | 0 | Coil-Only System | False | Conventional | 05/05/2023 |  | 07/06/2023
Nordyne, LLC | All Pro | VSA3BE4M1SN48K | VSA3BE4M1SN48K | C74B(A,H)MX48C-C |  | Voluntarily Certified | Single-split-system air condit | False | False | 45000 |  | 13.8 | 13.4 |  |  | False | 30 | 30 | 11.2 | 0 | Coil-Only System | False | Conventional | 05/05/2023 |  | 07/06/2023
Nordyne, LLC | AC PRO | FSA3BE4M1SN48K | FSA3BE4M1SN48K | C74B(A,H)MX48C-C |  | Voluntarily Certified | Single-split-system air condit | False | False | 45000 |  | 13.8 | 13.4 |  |  | False | 30 | 30 | 11.2 | 0 | Coil-Only System | False | Conventional | 05/05/2023 |  | 07/06/2023
Nordyne, LLC | AC PRO | WSA3BE4M1SN48K | WSA3BE4M1SN48K | C74B(A,H)MX48C-C |  | Voluntarily Certified | Single-split-system air condit | False | False | 45000 |  | 13.8 | 13.4 |  |  | False | 30 | 30 | 11.2 | 0 | Coil-Only System | False | Conventional | 05/05/2023 |  | 07/06/2023
Nordyne, LLC | AC PRO | FSA3BE4M2SN60K | FSA3BE4M2SN60K | C74B(A,H)MX60C-C |  | Voluntarily Certified | Single-split-system air condit | False | False | 55000 |  | 13.8 | 13.4 |  |  | False | 30 | 30 | 11.2 | 0 | Coil-Only System | False | Conventional | 05/05/2023 |  | 07/06/2023
Nordyne, LLC | AC PRO | WSA3BE4M2SN60K | WSA3BE4M2SN60K | C74B(A,H)MX60C-C |  | Voluntarily Certified | Single-split-system air condit | False | False | 55000 |  | 13.8 | 13.4 |  |  | False | 30 | 30 | 11.2 | 0 | Coil-Only System | False | Conventional | 05/05/2023 |  | 07/06/2023
Nordyne, LLC | All Pro | VSA3BE4M2SN60K | VSA3BE4M2SN60K | C74B(A,H)MX60C-C |  | Voluntarily Certified | Single-split-system air condit | False | False | 55000 |  | 13.8 | 13.4 |  |  | False | 30 | 30 | 11.2 | 0 | Coil-Only System | False | Conventional | 05/05/2023 |  | 07/06/2023
Nordyne, LLC | REVOLV | RSA3ME4M1SN36K | RSA3ME4M1SN36K | C84DAMX36U-B |  | Voluntarily Certified | Single-split-system air condit | False | False | 35000 |  | 14.3 | 13.4 |  |  | False | 30 | 30 | 11.7 | 0 | Coil-Only System | False | Mobile Home | 05/05/2023 |  | 07/06/2023
Nordyne, LLC | Airtemp | VP94RD-036K | VP94RD-036K |  |  | Voluntarily Certified | Single-package air conditioner | False | False | 34600 |  | 13.4 | 13.4 |  |  | False | 30 | 30 | 10.6 | 0 |  | False | Conventional | 05/05/2023 |  | 07/06/2023
Nordyne, LLC | AC PRO | P94RD-036K | P94RD-036K |  |  | Voluntarily Certified | Single-package air conditioner | False | False | 34600 |  | 13.4 | 13.4 |  |  | False | 30 | 30 | 10.6 | 0 |  | False | Conventional | 05/05/2023 |  | 07/06/2023
Nordyne, LLC | REVOLV | RP94RD-036K | RP94RD-036K |  |  | Voluntarily Certified | Single-package air conditioner | False | False | 34600 |  | 13.4 | 13.4 |  |  | False | 30 | 30 | 10.6 | 0 |  | False | Conventional | 05/05/2023 |  | 07/06/2023
Nordyne, LLC | AC PRO | R104HD-X42K080C | R104HD-X42K080C |  |  | Voluntarily Certified | Single-package air conditioner | False | False | 41000 |  | 13.4 | 13.4 |  |  | False | 30 | 30 | 10.6 | 0 |  | False | Conventional | 05/05/2023 |  | 07/06/2023
Nordyne, LLC | All Pro | VR104GD-048K100U | VR104GD-048K100U |  |  | Voluntarily Certified | Single-package air conditioner | False | False | 47500 |  | 13.4 | 13.4 |  |  | False | 30 | 30 | 10.6 | 0 |  | False | Conventional | 05/05/2023 |  | 07/06/2023
Nordyne, LLC | AC PRO | R104GD-048K100U | R104GD-048K100U |  |  | Voluntarily Certified | Single-package air conditioner | False | False | 47500 |  | 13.4 | 13.4 |  |  | False | 30 | 30 | 10.6 | 0 |  | False | Conventional | 05/05/2023 |  | 07/06/2023
Nordyne, LLC | AMERICAN STANDARD | 4YCL4048B1100A | 4YCL4048B1100A |  |  | Voluntarily Certified | Single-package air conditioner | False | False | 47500 |  | 13.4 | 13.4 |  |  | False | 30 | 30 | 10.6 | 0 |  | False | Conventional | 05/05/2023 |  | 07/06/2023
Nordyne, LLC | RunTru | 4YCL4048B1100A | 4YCL4048B1100A |  |  | Voluntarily Certified | Single-package air conditioner | False | False | 47500 |  | 13.4 | 13.4 |  |  | False | 30 | 30 | 10.6 | 0 |  | False | Conventional | 05/05/2023 |  | 07/06/2023
Nordyne, LLC | Moss Mechanical | R104GD-X60K100U | R104GD-X60K100U |  |  | Voluntarily Certified | Single-package air conditioner | False | False | 59000 |  | 13.4 | 13.4 |  |  | False | 30 | 30 | 10.6 | 0 |  | False | Conventional | 05/05/2023 |  | 07/06/2023
Nordyne, LLC | All Pro | VR104GD-X60K100U | VR104GD-X60K100U |  |  | Voluntarily Certified | Single-package air conditioner | False | False | 59000 |  | 13.4 | 13.4 |  |  | False | 30 | 30 | 10.6 | 0 |  | False | Conventional | 05/05/2023 |  | 07/06/2023
Nordyne, LLC | All Pro | VSA3BE4M2SN60KA | VSA3BE4M2SN60KA | C74B(A,H)MX60C-C |  | Voluntarily Certified | Single-split-system air condit | False | False | 56000 |  | 13.8 | 13.4 |  |  | False | 30 | 30 | 11.2 | 0 | Coil-Only System | False | Conventional | 05/05/2023 |  | 07/06/2023
Nordyne, LLC | Moss Mechanical | FSA3BE4M2SN60KA | FSA3BE4M2SN60KA | C74B(A,H)MX60C-C |  | Voluntarily Certified | Single-split-system air condit | False | False | 56000 |  | 13.8 | 13.4 |  |  | False | 30 | 30 | 11.2 | 0 | Coil-Only System | False | Conventional | 05/05/2023 |  | 07/06/2023
Nordyne, LLC | Moss Mechanical | WSA3BE4M2SN60KA | WSA3BE4M2SN60KA | C74B(A,H)MX60C-C |  | Voluntarily Certified | Single-split-system air condit | False | False | 56000 |  | 13.8 | 13.4 |  |  | False | 30 | 30 | 11.2 | 0 | Coil-Only System | False | Conventional | 05/05/2023 |  | 07/06/2023
Nordyne, LLC | AC PRO | R104HD-X24K060C | R104HD-X24K060C |  |  | Voluntarily Certified | Single-package air conditioner | False | False | 24000 |  | 13.4 | 13.4 |  |  | False | 30 | 30 | 10.6 | 0 |  | False | Conventional | 05/05/2023 |  | 07/06/2023
Nordyne, LLC | AC PRO | R104GD-X60K100U | R104GD-X60K100U |  |  | Voluntarily Certified | Single-package air conditioner | False | False | 59000 |  | 13.4 | 13.4 |  |  | False | 30 | 30 | 10.6 | 0 |  | False | Conventional | 05/05/2023 |  | 07/06/2023
Nordyne, LLC | Airtemp | VR104GD-X60K100U | VR104GD-X60K100U |  |  | Voluntarily Certified | Single-package air conditioner | False | False | 59000 |  | 13.4 | 13.4 |  |  | False | 30 | 30 | 10.6 | 0 |  | False | Conventional | 05/05/2023 |  | 07/06/2023
Nordyne, LLC | RunTru | 4YCL4060B1100A | 4YCL4060B1100A |  |  | Voluntarily Certified | Single-package air conditioner | False | False | 59000 |  | 13.4 | 13.4 |  |  | False | 30 | 30 | 10.6 | 0 |  | False | Conventional | 05/05/2023 |  | 07/06/2023
Nordyne, LLC | AMERICAN STANDARD | 4YCL4060B1100A | 4YCL4060B1100A |  |  | Voluntarily Certified | Single-package air conditioner | False | False | 59000 |  | 13.4 | 13.4 |  |  | False | 30 | 30 | 10.6 | 0 |  | False | Conventional | 05/05/2023 |  | 07/06/2023
Nordyne, LLC | AC PRO | FSA3BE4M2SN60KA | FSA3BE4M2SN60KA | C74B(A,H)MX60C-C |  | Voluntarily Certified | Single-split-system air condit | False | False | 56000 |  | 13.8 | 13.4 |  |  | False | 30 | 30 | 11.2 | 0 | Coil-Only System | False | Conventional | 05/05/2023 |  | 07/06/2023
Nordyne, LLC | AC PRO | WSA3BE4M2SN60KA | WSA3BE4M2SN60KA | C74B(A,H)MX60C-C |  | Voluntarily Certified | Single-split-system air condit | False | False | 56000 |  | 13.8 | 13.4 |  |  | False | 30 | 30 | 11.2 | 0 | Coil-Only System | False | Conventional | 05/05/2023 |  | 07/06/2023
Nordyne, LLC | Airtemp | VSA3BE4M2SN60KA | VSA3BE4M2SN60KA | C74B(A,H)MX60C-C |  | Voluntarily Certified | Single-split-system air condit | False | False | 56000 |  | 13.8 | 13.4 |  |  | False | 30 | 30 | 11.2 | 0 | Coil-Only System | False | Conventional | 05/05/2023 |  | 07/06/2023
Nordyne, LLC | Moss Mechanical | R8GE-030K070U1 | R8GE-030K070U1 |  |  | Voluntarily Certified | Single-package air conditioner | False | False | 29000 |  | 13.4 | 13.4 |  |  | False | 30 | 30 | 10.6 | 0 |  | False | Conventional | 05/05/2023 |  | 07/06/2023
Nordyne, LLC | All Pro | VR8GE-030K070U1 | VR8GE-030K070U1 |  |  | Voluntarily Certified | Single-package air conditioner | False | False | 29000 |  | 13.4 | 13.4 |  |  | False | 30 | 30 | 10.6 | 0 |  | False | Conventional | 05/05/2023 |  | 07/06/2023
Nordyne, LLC | Trane | 4YCL4030A1070A | 4YCL4030A1070A |  |  | Voluntarily Certified | Single-package air conditioner | False | False | 29000 |  | 13.4 | 13.4 |  |  | False | 30 | 30 | 10.6 | 0 |  | False | Conventional | 05/05/2023 |  | 07/06/2023
Nordyne, LLC | RunTru | 4YCL4030A1070A | 4YCL4030A1070A |  |  | Voluntarily Certified | Single-package air conditioner | False | False | 29000 |  | 13.4 | 13.4 |  |  | False | 30 | 30 | 10.6 | 0 |  | False | Conventional | 05/05/2023 |  | 07/06/2023
Nordyne, LLC | All Pro | VR8GE-036K070U1 | VR8GE-036K070U1 |  |  | Voluntarily Certified | Single-package air conditioner | False | False | 35200 |  | 13.4 | 13.4 |  |  | False | 30 | 30 | 10.6 | 0 |  | False | Conventional | 05/05/2023 |  | 07/06/2023
Nordyne, LLC | Trane | 4YCL4036A1070A | 4YCL4036A1070A |  |  | Voluntarily Certified | Single-package air conditioner | False | False | 35200 |  | 13.4 | 13.4 |  |  | False | 30 | 30 | 10.6 | 0 |  | False | Conventional | 05/05/2023 |  | 07/06/2023
Nordyne, LLC | Moss Mechanical | R8GE-036K070U1 | R8GE-036K070U1 |  |  | Voluntarily Certified | Single-package air conditioner | False | False | 35200 |  | 13.4 | 13.4 |  |  | False | 30 | 30 | 10.6 | 0 |  | False | Conventional | 05/05/2023 |  | 07/06/2023
Nordyne, LLC | Moss Mechanical | FSA3BE4M1SN30K | FSA3BE4M1SN30K | C74B(A,H)MX30C-A |  | Voluntarily Certified | Single-split-system air condit | False | False | 28600 |  | 14.3 | 13.4 |  |  | False | 30 | 30 | 11.7 | 0 | Coil-Only System | False | Conventional | 05/05/2023 |  | 07/06/2023
Nordyne, LLC | Moss Mechanical | WSA3BE4M1SN30K | WSA3BE4M1SN30K | C74B(A,H)MX30C-A |  | Voluntarily Certified | Single-split-system air condit | False | False | 28600 |  | 14.3 | 13.4 |  |  | False | 30 | 30 | 11.7 | 0 | Coil-Only System | False | Conventional | 05/05/2023 |  | 07/06/2023
Nordyne, LLC | All Pro | VSA3BE4M1SN30K | VSA3BE4M1SN30K | C74B(A,H)MX30C-A |  | Voluntarily Certified | Single-split-system air condit | False | False | 28600 |  | 14.3 | 13.4 |  |  | False | 30 | 30 | 11.7 | 0 | Coil-Only System | False | Conventional | 05/05/2023 |  | 07/06/2023
Nordyne, LLC | All Pro | VSA3BE4M1SN42K | VSA3BE4M1SN42K | C74B(A,H)MX42C-C |  | Voluntarily Certified | Single-split-system air condit | False | False | 40500 |  | 14.3 | 13.4 |  |  | False | 30 | 30 | 11.7 | 0 | Coil-Only System | False | Conventional | 05/05/2023 |  | 07/06/2023
Nordyne, LLC | Moss Mechanical | WSA3BE4M1SN42K | WSA3BE4M1SN42K | C74B(A,H)MX42C-C |  | Voluntarily Certified | Single-split-system air condit | False | False | 40500 |  | 14.3 | 13.4 |  |  | False | 30 | 30 | 11.7 | 0 | Coil-Only System | False | Conventional | 05/05/2023 |  | 07/06/2023
Nordyne, LLC | Moss Mechanical | FSA3BE4M1SN42K | FSA3BE4M1SN42K | C74B(A,H)MX42C-C |  | Voluntarily Certified | Single-split-system air condit | False | False | 40500 |  | 14.3 | 13.4 |  |  | False | 30 | 30 | 11.7 | 0 | Coil-Only System | False | Conventional | 05/05/2023 |  | 07/06/2023
Nordyne, LLC | Moss Mechanical | FSA1BG4MVRN36KP | FSA1BG4MVRN36KP | C74B(A,H)MX36C-B | FG7T(*)-V(*)B(*) | Voluntarily Certified | Single-split-system air condit | False | False | 34400 |  | 19 | 13.4 |  |  | False | 30 | 30 | 11.5 | 0 | Blower Coil System | True | Conventional | 05/05/2023 |  | 07/06/2023
Nordyne, LLC | ONYX | FSA3BE4M1SN30K | FSA3BE4M1SN30K | C74B(A,H)MX30C-A |  | Voluntarily Certified | Single-split-system air condit | False | False | 28600 |  | 14.3 | 13.4 |  |  | False | 30 | 30 | 11.7 | 0 | Coil-Only System | False | Conventional | 05/05/2023 |  | 07/06/2023
Nordyne, LLC | ONYX | WSA3BE4M1SN30K | WSA3BE4M1SN30K | C74B(A,H)MX30C-A |  | Voluntarily Certified | Single-split-system air condit | False | False | 28600 |  | 14.3 | 13.4 |  |  | False | 30 | 30 | 11.7 | 0 | Coil-Only System | False | Conventional | 05/05/2023 |  | 07/06/2023
Nordyne, LLC | AC PRO | FSA3BE4M1SN30K | FSA3BE4M1SN30K | C74B(A,H)MX30C-A |  | Voluntarily Certified | Single-split-system air condit | False | False | 28600 |  | 14.3 | 13.4 |  |  | False | 30 | 30 | 11.7 | 0 | Coil-Only System | False | Conventional | 05/05/2023 |  | 07/06/2023
Nordyne, LLC | Airtemp | VSA3BE4M1SN30K | VSA3BE4M1SN30K | C74B(A,H)MX30C-A |  | Voluntarily Certified | Single-split-system air condit | False | False | 28600 |  | 14.3 | 13.4 |  |  | False | 30 | 30 | 11.7 | 0 | Coil-Only System | False | Conventional | 05/05/2023 |  | 07/06/2023
Nordyne, LLC | AC PRO | WSA3BE4M1SN30K | WSA3BE4M1SN30K | C74B(A,H)MX30C-A |  | Voluntarily Certified | Single-split-system air condit | False | False | 28600 |  | 14.3 | 13.4 |  |  | False | 30 | 30 | 11.7 | 0 | Coil-Only System | False | Conventional | 05/05/2023 |  | 07/06/2023
Nordyne, LLC | Airtemp | VR8GE-036K070U1 | VR8GE-036K070U1 |  |  | Voluntarily Certified | Single-package air conditioner | False | False | 35200 |  | 13.4 | 13.4 |  |  | False | 30 | 30 | 10.6 | 0 |  | False | Conventional | 05/05/2023 |  | 07/06/2023
Nordyne, LLC | RunTru | 4YCL4036A1070A | 4YCL4036A1070A |  |  | Voluntarily Certified | Single-package air conditioner | False | False | 35200 |  | 13.4 | 13.4 |  |  | False | 30 | 30 | 10.6 | 0 |  | False | Conventional | 05/05/2023 |  | 07/06/2023
Nordyne, LLC | AMERICAN STANDARD | 4YCL4036A1070A | 4YCL4036A1070A |  |  | Voluntarily Certified | Single-package air conditioner | False | False | 35200 |  | 13.4 | 13.4 |  |  | False | 30 | 30 | 10.6 | 0 |  | False | Conventional | 05/05/2023 |  | 07/06/2023
Nordyne, LLC | REVOLV | RSA3ME4M1SN42K | RSA3ME4M1SN42K | C84DAMX42U-B |  | Voluntarily Certified | Single-split-system air condit | False | False | 39500 |  | 14.3 | 13.4 |  |  | False | 30 | 30 | 11.7 | 0 | Coil-Only System | False | Mobile Home | 05/05/2023 |  | 07/06/2023
Nordyne, LLC | Airtemp | VP94RD-060K | VP94RD-060K |  |  | Voluntarily Certified | Single-package air conditioner | False | False | 57500 |  | 13.4 | 13.4 |  |  | False | 30 | 30 | 10.6 | 0 |  | False | Conventional | 05/05/2023 |  | 07/06/2023
Nordyne, LLC | AC PRO | P94RD-060K | P94RD-060K |  |  | Voluntarily Certified | Single-package air conditioner | False | False | 57500 |  | 13.4 | 13.4 |  |  | False | 30 | 30 | 10.6 | 0 |  | False | Conventional | 05/05/2023 |  | 07/06/2023
Nordyne, LLC | REVOLV | RP94RD-060K | RP94RD-060K |  |  | Voluntarily Certified | Single-package air conditioner | False | False | 57500 |  | 13.4 | 13.4 |  |  | False | 30 | 30 | 10.6 | 0 |  | False | Conventional | 05/05/2023 |  | 07/06/2023
Nordyne, LLC | Trane | 4YCL4024A1055A | 4YCL4024A1055A |  |  | Voluntarily Certified | Single-package air conditioner | False | False | 23600 |  | 13.4 | 13.4 |  |  | False | 30 | 30 | 10.6 | 0 |  | False | Conventional | 05/05/2023 |  | 07/06/2023
Nordyne, LLC | All Pro | VR8GE-024K055U1 | VR8GE-024K055U1 |  |  | Voluntarily Certified | Single-package air conditioner | False | False | 23600 |  | 13.4 | 13.4 |  |  | False | 30 | 30 | 10.6 | 0 |  | False | Conventional | 05/05/2023 |  | 07/06/2023
Nordyne, LLC | Moss Mechanical | R8GE-024K055U1 | R8GE-024K055U1 |  |  | Voluntarily Certified | Single-package air conditioner | False | False | 23600 |  | 13.4 | 13.4 |  |  | False | 30 | 30 | 10.6 | 0 |  | False | Conventional | 05/05/2023 |  | 07/06/2023
Nordyne, LLC | RunTru | 4YCL4024A1055A | 4YCL4024A1055A |  |  | Voluntarily Certified | Single-package air conditioner | False | False | 23600 |  | 13.4 | 13.4 |  |  | False | 30 | 30 | 10.6 | 0 |  | False | Conventional | 05/05/2023 |  | 07/06/2023
Nordyne, LLC | Moss Mechanical | R104GD-042K100U | R104GD-042K100U |  |  | Voluntarily Certified | Single-package air conditioner | False | False | 40000 |  | 13.4 | 13.4 |  |  | False | 30 | 30 | 10.6 | 0 |  | False | Conventional | 05/05/2023 |  | 07/06/2023
Nordyne, LLC | All Pro | VR104GD-042K100U | VR104GD-042K100U |  |  | Voluntarily Certified | Single-package air conditioner | False | False | 40000 |  | 13.4 | 13.4 |  |  | False | 30 | 30 | 10.6 | 0 |  | False | Conventional | 05/05/2023 |  | 07/06/2023
Nordyne, LLC | RunTru | 4YCL4042B1100A | 4YCL4042B1100A |  |  | Voluntarily Certified | Single-package air conditioner | False | False | 40000 |  | 13.4 | 13.4 |  |  | False | 30 | 30 | 10.6 | 0 |  | False | Conventional | 05/05/2023 |  | 07/06/2023
Nordyne, LLC | Moss Mechanical | FSA1BG4MVRN60KP | FSA1BG4MVRN60KP | C74B(A,H)MX60C-C | FG7T(*)-V(*)C(*) | Voluntarily Certified | Single-split-system air condit | False | False | 52000 |  | 18 | 13.4 |  |  | False | 30 | 30 | 11 | 0 | Blower Coil System | True | Conventional | 05/05/2023 |  | 07/06/2023
Nordyne, LLC | Airtemp | VR8GE-024K055U1 | VR8GE-024K055U1 |  |  | Voluntarily Certified | Single-package air conditioner | False | False | 23600 |  | 13.4 | 13.4 |  |  | False | 30 | 30 | 10.6 | 0 |  | False | Conventional | 05/05/2023 |  | 07/06/2023
Nordyne, LLC | AMERICAN STANDARD | 4YCL4024A1055A | 4YCL4024A1055A |  |  | Voluntarily Certified | Single-package air conditioner | False | False | 23600 |  | 13.4 | 13.4 |  |  | False | 30 | 30 | 10.6 | 0 |  | False | Conventional | 05/05/2023 |  | 07/06/2023
Nordyne, LLC | REVOLV | RSA3ME4M1RN30K | RSA3ME4M1RN30K | C84DAMX30U-B |  | Voluntarily Certified | Single-split-system air condit | False | False | 28400 |  | 14.3 | 13.4 |  |  | False | 30 | 30 | 11.7 | 0 | Coil-Only System | False | Mobile Home | 05/05/2023 |  | 07/06/2023
Nordyne, LLC | REVOLV | RSA3QE4M1SN36K | RSA3QE4M1SN36K | C84QAMX36U-B |  | Voluntarily Certified | Single-split-system air condit | False | False | 35000 |  | 14.3 | 13.4 |  |  | False | 30 | 30 | 11.7 | 0 | Coil-Only System | False | Mobile Home | 05/05/2023 |  | 07/06/2023
Nordyne, LLC | Airtemp | VP94RD-030K | VP94RD-030K |  |  | Voluntarily Certified | Single-package air conditioner | False | False | 29000 |  | 13.4 | 13.4 |  |  | False | 30 | 30 | 10.6 | 0 |  | False | Conventional | 05/05/2023 |  | 07/06/2023
Nordyne, LLC | Airtemp | VR8GE-030K070U1 | VR8GE-030K070U1 |  |  | Voluntarily Certified | Single-package air conditioner | False | False | 29000 |  | 13.4 | 13.4 |  |  | False | 30 | 30 | 10.6 | 0 |  | False | Conventional | 05/05/2023 |  | 07/06/2023
Nordyne, LLC | OXBOX | J4PG4L30A1070A | J4PG4L30A1070A |  |  | Voluntarily Certified | Single-package air conditioner | False | False | 29000 |  | 13.4 | 13.4 |  |  | False | 30 | 30 | 10.6 | 0 |  | False | Conventional | 05/05/2023 |  | 07/06/2023
Nordyne, LLC | Airtemp | VP94RD-048K | VP94RD-048K |  |  | Voluntarily Certified | Single-package air conditioner | False | False | 46000 |  | 13.4 | 13.4 |  |  | False | 30 | 30 | 10.6 | 0 |  | False | Conventional | 05/05/2023 |  | 07/06/2023
Nordyne, LLC | REVOLV | RP94RD-048K | RP94RD-048K |  |  | Voluntarily Certified | Single-package air conditioner | False | False | 46000 |  | 13.4 | 13.4 |  |  | False | 30 | 30 | 10.6 | 0 |  | False | Conventional | 05/05/2023 |  | 07/06/2023
Nordyne, LLC | AireForce | P94RD-048K | P94RD-048K |  |  | Voluntarily Certified | Single-package air conditioner | False | False | 46000 |  | 13.4 | 13.4 |  |  | False | 30 | 30 | 10.6 | 0 |  | False | Conventional | 05/05/2023 |  | 07/06/2023
Nordyne, LLC | Moss Mechanical | R104GD-036K070U | R104GD-036K070U |  |  | Voluntarily Certified | Single-package air conditioner | False | False | 35200 |  | 13.4 | 13.4 |  |  | False | 30 | 30 | 10.6 | 0 |  | False | Conventional | 05/05/2023 |  | 07/06/2023
Nordyne, LLC | All Pro | VR104GD-036K070U | VR104GD-036K070U |  |  | Voluntarily Certified | Single-package air conditioner | False | False | 35200 |  | 13.4 | 13.4 |  |  | False | 30 | 30 | 10.6 | 0 |  | False | Conventional | 05/05/2023 |  | 07/06/2023
Nordyne, LLC | RunTru | 4YCL4036B1070A | 4YCL4036B1070A |  |  | Voluntarily Certified | Single-package air conditioner | False | False | 35200 |  | 13.4 | 13.4 |  |  | False | 30 | 30 | 10.6 | 0 |  | False | Conventional | 05/05/2023 |  | 07/06/2023
Nordyne, LLC | AC PRO | R104GD-036K070U | R104GD-036K070U |  |  | Voluntarily Certified | Single-package air conditioner | False | False | 35200 |  | 13.4 | 13.4 |  |  | False | 30 | 30 | 10.6 | 0 |  | False | Conventional | 05/05/2023 |  | 07/06/2023
Nordyne, LLC | Airtemp | VR104GD-036K070U | VR104GD-036K070U |  |  | Voluntarily Certified | Single-package air conditioner | False | False | 35200 |  | 13.4 | 13.4 |  |  | False | 30 | 30 | 10.6 | 0 |  | False | Conventional | 05/05/2023 |  | 07/06/2023
Nordyne, LLC | AMERICAN STANDARD | 4YCL4036B1070A | 4YCL4036B1070A |  |  | Voluntarily Certified | Single-package air conditioner | False | False | 35200 |  | 13.4 | 13.4 |  |  | False | 30 | 30 | 10.6 | 0 |  | False | Conventional | 05/05/2023 |  | 07/06/2023
Nordyne, LLC | AireForce | R104GD-036K070U | R104GD-036K070U |  |  | Voluntarily Certified | Single-package air conditioner | False | False | 35200 |  | 13.4 | 13.4 |  |  | False | 30 | 30 | 10.6 | 0 |  | False | Conventional | 05/05/2023 |  | 07/06/2023
Nordyne, LLC | OXBOX | J4PG4L36B1070* | J4PG4L36B1070* |  |  | Voluntarily Certified | Single-package air conditioner | False | False | 35200 |  | 13.4 | 13.4 |  |  | False | 30 | 30 | 10.6 | 0 |  | False | Conventional | 05/05/2023 |  | 07/06/2023
Nordyne, LLC | Airtemp | VSA3BE4M1SN42K | VSA3BE4M1SN42K | C74B(A,H)MX42C-C |  | Voluntarily Certified | Single-split-system air condit | False | False | 40500 |  | 14.3 | 13.4 |  |  | False | 30 | 30 | 11.7 | 0 | Coil-Only System | False | Conventional | 05/05/2023 |  | 07/06/2023
Nordyne, LLC | AC PRO | FSA3BE4M1SN42K | FSA3BE4M1SN42K | C74B(A,H)MX42C-C |  | Voluntarily Certified | Single-split-system air condit | False | False | 40500 |  | 14.3 | 13.4 |  |  | False | 30 | 30 | 11.7 | 0 | Coil-Only System | False | Conventional | 05/05/2023 |  | 07/06/2023
Nordyne, LLC | ONYX | WSA3BE4M1SN42K | WSA3BE4M1SN42K | C74B(A,H)MX42C-C |  | Voluntarily Certified | Single-split-system air condit | False | False | 40500 |  | 14.3 | 13.4 |  |  | False | 30 | 30 | 11.7 | 0 | Coil-Only System | False | Conventional | 05/05/2023 |  | 07/06/2023
Nordyne, LLC | ONYX | FSA3BE4M1SN42K | FSA3BE4M1SN42K | C74B(A,H)MX42C-C |  | Voluntarily Certified | Single-split-system air condit | False | False | 40500 |  | 14.3 | 13.4 |  |  | False | 30 | 30 | 11.7 | 0 | Coil-Only System | False | Conventional | 05/05/2023 |  | 07/06/2023
Nordyne, LLC | AC PRO | WSA3BE4M1SN42K | WSA3BE4M1SN42K | C74B(A,H)MX42C-C |  | Voluntarily Certified | Single-split-system air condit | False | False | 40500 |  | 14.3 | 13.4 |  |  | False | 30 | 30 | 11.7 | 0 | Coil-Only System | False | Conventional | 05/05/2023 |  | 07/06/2023
Nordyne, LLC | AC PRO | FSA1BG4MVRN36KP | FSA1BG4MVRN36KP | C74B(A,H)MX36C-B | FG7T(*)-V(*)B(*) | Voluntarily Certified | Single-split-system air condit | False | False | 34400 |  | 19 | 13.4 |  |  | False | 30 | 30 | 11.5 | 0 | Blower Coil System | True | Conventional | 05/05/2023 |  | 07/06/2023
Nordyne, LLC | AireForce | WSA3BE4M1SN30K | WSA3BE4M1SN30K | C74B(A,H)MX30C-A |  | Voluntarily Certified | Single-split-system air condit | False | False | 28600 |  | 14.3 | 13.4 |  |  | False | 30 | 30 | 11.7 | 0 | Coil-Only System | False | Conventional | 05/05/2023 |  | 07/06/2023
Nordyne, LLC | AireForce | WSA3BE4M1SN42K | WSA3BE4M1SN42K | C74B(A,H)MX42C-C |  | Voluntarily Certified | Single-split-system air condit | False | False | 40500 |  | 14.3 | 13.4 |  |  | False | 30 | 30 | 11.7 | 0 | Coil-Only System | False | Conventional | 05/05/2023 |  | 07/06/2023
Nordyne, LLC | AireForce | FSA1BG4MVRN36KP | FSA1BG4MVRN36KP | C74B(A,H)MX36C-B | FG7T(*)-V(*)B(*) | Voluntarily Certified | Single-split-system air condit | False | False | 34400 |  | 19 | 13.4 |  |  | False | 30 | 30 | 11.5 | 0 | Blower Coil System | True | Conventional | 05/05/2023 |  | 07/06/2023
Nordyne, LLC | ONYX | P94RD-060K | P94RD-060K |  |  | Voluntarily Certified | Single-package air conditioner | False | False | 57500 |  | 13.4 | 13.4 |  |  | False | 30 | 30 | 10.6 | 0 |  | False | Conventional | 05/05/2023 |  | 07/06/2023
Nordyne, LLC | AC PRO | R104HD-X36K080C | R104HD-X36K080C |  |  | Voluntarily Certified | Single-package air conditioner | False | False | 34600 |  | 13.4 | 13.4 |  |  | False | 30 | 30 | 10.6 | 0 |  | False | Conventional | 05/05/2023 |  | 07/06/2023
Nordyne, LLC | OXBOX | J4PG4L36A1070A | J4PG4L36A1070A |  |  | Voluntarily Certified | Single-package air conditioner | False | False | 35200 |  | 13.4 | 13.4 |  |  | False | 30 | 30 | 10.6 | 0 |  | False | Conventional | 05/05/2023 |  | 07/06/2023
Nordyne, LLC | AireForce | P94RD-060K | P94RD-060K |  |  | Voluntarily Certified | Single-package air conditioner | False | False | 57500 |  | 13.4 | 13.4 |  |  | False | 30 | 30 | 10.6 | 0 |  | False | Conventional | 05/05/2023 |  | 07/06/2023
Nordyne, LLC | All Pro | VR104GD-030K070U | VR104GD-030K070U |  |  | Voluntarily Certified | Single-package air conditioner | False | False | 29400 |  | 13.4 | 13.4 |  |  | False | 30 | 30 | 10.6 | 0 |  | False | Conventional | 05/05/2023 |  | 07/06/2023
Nordyne, LLC | Moss Mechanical | R104GD-030K070U | R104GD-030K070U |  |  | Voluntarily Certified | Single-package air conditioner | False | False | 29400 |  | 13.4 | 13.4 |  |  | False | 30 | 30 | 10.6 | 0 |  | False | Conventional | 05/05/2023 |  | 07/06/2023
Nordyne, LLC | REVOLV | RP94RD-018K | RP94RD-018K |  |  | Voluntarily Certified | Single-package air conditioner | False | False | 17800 |  | 13.4 | 13.4 |  |  | False | 30 | 30 | 10.6 | 0 |  | False | Conventional | 05/05/2023 |  | 07/06/2023
Nordyne, LLC | AC PRO | R104HD-X48K096C | R104HD-X48K096C |  |  | Voluntarily Certified | Single-package air conditioner | False | False | 47000 |  | 13.4 | 13.4 |  |  | False | 30 | 30 | 10.6 | 0 |  | False | Conventional | 05/05/2023 |  | 07/06/2023
Nordyne, LLC | AC PRO | R104GD-030K070U | R104GD-030K070U |  |  | Voluntarily Certified | Single-package air conditioner | False | False | 29400 |  | 13.4 | 13.4 |  |  | False | 30 | 30 | 10.6 | 0 |  | False | Conventional | 05/05/2023 |  | 07/06/2023
Nordyne, LLC | Airtemp | VR104GD-030K070U | VR104GD-030K070U |  |  | Voluntarily Certified | Single-package air conditioner | False | False | 29400 |  | 13.4 | 13.4 |  |  | False | 30 | 30 | 10.6 | 0 |  | False | Conventional | 05/05/2023 |  | 07/06/2023
Nordyne, LLC | AMERICAN STANDARD | 4YCL4030B1070A | 4YCL4030B1070A |  |  | Voluntarily Certified | Single-package air conditioner | False | False | 29400 |  | 13.4 | 13.4 |  |  | False | 30 | 30 | 10.6 | 0 |  | False | Conventional | 05/05/2023 |  | 07/06/2023
Nordyne, LLC | RunTru | 4YCL4030B1070A | 4YCL4030B1070A |  |  | Voluntarily Certified | Single-package air conditioner | False | False | 29400 |  | 13.4 | 13.4 |  |  | False | 30 | 30 | 10.6 | 0 |  | False | Conventional | 05/05/2023 |  | 07/06/2023
Nordyne, LLC | AireForce | R104GD-030K070U | R104GD-030K070U |  |  | Voluntarily Certified | Single-package air conditioner | False | False | 29400 |  | 13.4 | 13.4 |  |  | False | 30 | 30 | 10.6 | 0 |  | False | Conventional | 05/05/2023 |  | 07/06/2023
Nordyne, LLC | OXBOX | J4PG4L30B1070* | J4PG4L30B1070* |  |  | Voluntarily Certified | Single-package air conditioner | False | False | 29400 |  | 13.4 | 13.4 |  |  | False | 30 | 30 | 10.6 | 0 |  | False | Conventional | 05/05/2023 |  | 07/06/2023
Nordyne, LLC | AireForce | WSA3BE4M1SN48K | WSA3BE4M1SN48K | C74B(A,H)MX48C-C |  | Voluntarily Certified | Single-split-system air condit | False | False | 45000 |  | 13.8 | 13.4 |  |  | False | 30 | 30 | 11.2 | 0 | Coil-Only System | False | Conventional | 05/05/2023 |  | 07/06/2023
Nordyne, LLC | AireForce | WSA3BE4M2SN60K | WSA3BE4M2SN60K | C74B(A,H)MX60C-C |  | Voluntarily Certified | Single-split-system air condit | False | False | 55000 |  | 13.8 | 13.4 |  |  | False | 30 | 30 | 11.2 | 0 | Coil-Only System | False | Conventional | 05/05/2023 |  | 07/06/2023
Nordyne, LLC | Airtemp | VSA3BE4M2SN60K | VSA3BE4M2SN60K | C74B(A,H)MX60C-C |  | Voluntarily Certified | Single-split-system air condit | False | False | 55000 |  | 13.8 | 13.4 |  |  | False | 30 | 30 | 11.2 | 0 | Coil-Only System | False | Conventional | 05/05/2023 |  | 07/06/2023
Nordyne, LLC | AireForce | P94RD-036K | P94RD-036K |  |  | Voluntarily Certified | Single-package air conditioner | False | False | 34600 |  | 13.4 | 13.4 |  |  | False | 30 | 30 | 10.6 | 0 |  | False | Conventional | 05/05/2023 |  | 07/06/2023
Nordyne, LLC | AireForce | R104GD-048K100U | R104GD-048K100U |  |  | Voluntarily Certified | Single-package air conditioner | False | False | 47500 |  | 13.4 | 13.4 |  |  | False | 30 | 30 | 10.6 | 0 |  | False | Conventional | 05/05/2023 |  | 07/06/2023
Nordyne, LLC | Airtemp | VR104GD-048K100U | VR104GD-048K100U |  |  | Voluntarily Certified | Single-package air conditioner | False | False | 47500 |  | 13.4 | 13.4 |  |  | False | 30 | 30 | 10.6 | 0 |  | False | Conventional | 05/05/2023 |  | 07/06/2023
Nordyne, LLC | OXBOX | J4PG4L48B1100* | J4PG4L48B1100* |  |  | Voluntarily Certified | Single-package air conditioner | False | False | 47500 |  | 13.4 | 13.4 |  |  | False | 30 | 30 | 10.6 | 0 |  | False | Conventional | 05/05/2023 |  | 07/06/2023
Nordyne, LLC | Moss Mechanical | R104GD-024K055U | R104GD-024K055U |  |  | Voluntarily Certified | Single-package air conditioner | False | False | 24000 |  | 13.4 | 13.4 |  |  | False | 30 | 30 | 10.6 | 0 |  | False | Conventional | 05/05/2023 |  | 07/06/2023
Nordyne, LLC | All Pro | VR104GD-024K055U | VR104GD-024K055U |  |  | Voluntarily Certified | Single-package air conditioner | False | False | 24000 |  | 13.4 | 13.4 |  |  | False | 30 | 30 | 10.6 | 0 |  | False | Conventional | 05/05/2023 |  | 07/06/2023
Nordyne, LLC | RunTru | 4YCL4024B1055A | 4YCL4024B1055A |  |  | Voluntarily Certified | Single-package air conditioner | False | False | 24000 |  | 13.4 | 13.4 |  |  | False | 30 | 30 | 10.6 | 0 |  | False | Conventional | 05/05/2023 |  | 07/06/2023
Nordyne, LLC | AMERICAN STANDARD | 4YCL4024B1055A | 4YCL4024B1055A |  |  | Voluntarily Certified | Single-package air conditioner | False | False | 24000 |  | 13.4 | 13.4 |  |  | False | 30 | 30 | 10.6 | 0 |  | False | Conventional | 05/05/2023 |  | 07/06/2023
Nordyne, LLC | OXBOX | J4PG4L24B1055* | J4PG4L24B1055* |  |  | Voluntarily Certified | Single-package air conditioner | False | False | 24000 |  | 13.4 | 13.4 |  |  | False | 30 | 30 | 10.6 | 0 |  | False | Conventional | 05/05/2023 |  | 07/06/2023
Nordyne, LLC | AC PRO | R104GD-024K055U | R104GD-024K055U |  |  | Voluntarily Certified | Single-package air conditioner | False | False | 24000 |  | 13.4 | 13.4 |  |  | False | 30 | 30 | 10.6 | 0 |  | False | Conventional | 05/05/2023 |  | 07/06/2023
Nordyne, LLC | AireForce | R104GD-024K055U | R104GD-024K055U |  |  | Voluntarily Certified | Single-package air conditioner | False | False | 24000 |  | 13.4 | 13.4 |  |  | False | 30 | 30 | 10.6 | 0 |  | False | Conventional | 05/05/2023 |  | 07/06/2023
Nordyne, LLC | Airtemp | VR104GD-024K055U | VR104GD-024K055U |  |  | Voluntarily Certified | Single-package air conditioner | False | False | 24000 |  | 13.4 | 13.4 |  |  | False | 30 | 30 | 10.6 | 0 |  | False | Conventional | 05/05/2023 |  | 07/06/2023
Nordyne, LLC | All Pro | VSA3BF4M2SN24K | VSA3BF4M2SN24K | C74B(A,H)MX36C-B |  | Voluntarily Certified | Single-split-system air condit | False | False | 23400 |  | 14.3 | 13.4 |  |  | False | 30 | 30 | 11.7 | 0 | Coil-Only System | False | Conventional | 05/05/2023 |  | 07/06/2023
Nordyne, LLC | Moss Mechanical | FSA3BF4M2SN24K | FSA3BF4M2SN24K | C74B(A,H)MX36C-B |  | Voluntarily Certified | Single-split-system air condit | False | False | 23400 |  | 14.3 | 13.4 |  |  | False | 30 | 30 | 11.7 | 0 | Coil-Only System | False | Conventional | 05/05/2023 |  | 07/06/2023
Nordyne, LLC | REVOLV | RP94RD-024K | RP94RD-024K |  |  | Voluntarily Certified | Single-package air conditioner | False | False | 22600 |  | 13.4 | 13.4 |  |  | False | 30 | 30 | 10.6 | 0 |  | False | Conventional | 05/05/2023 |  | 07/06/2023
Nordyne, LLC | Airtemp | VP94RD-024K | VP94RD-024K |  |  | Voluntarily Certified | Single-package air conditioner | False | False | 22600 |  | 13.4 | 13.4 |  |  | False | 30 | 30 | 10.6 | 0 |  | False | Conventional | 05/05/2023 |  | 07/06/2023
Nordyne, LLC | AC PRO | P94RD-024K | P94RD-024K |  |  | Voluntarily Certified | Single-package air conditioner | False | False | 22600 |  | 13.4 | 13.4 |  |  | False | 30 | 30 | 10.6 | 0 |  | False | Conventional | 05/05/2023 |  | 07/06/2023
Nordyne, LLC | ONYX | P94RD-024K | P94RD-024K |  |  | Voluntarily Certified | Single-package air conditioner | False | False | 22600 |  | 13.4 | 13.4 |  |  | False | 30 | 30 | 10.6 | 0 |  | False | Conventional | 05/05/2023 |  | 07/06/2023
Nordyne, LLC | AC PRO | FSA3BF4M2SN24K | FSA3BF4M2SN24K | C74B(A,H)MX36C-B |  | Voluntarily Certified | Single-split-system air condit | False | False | 23400 |  | 14.3 | 13.4 |  |  | False | 30 | 30 | 11.7 | 0 | Coil-Only System | False | Conventional | 05/05/2023 |  | 07/06/2023
Nordyne, LLC | Airtemp | VSA3BF4M2SN24K | VSA3BF4M2SN24K | C74B(A,H)MX36C-B |  | Voluntarily Certified | Single-split-system air condit | False | False | 23400 |  | 14.3 | 13.4 |  |  | False | 30 | 30 | 11.7 | 0 | Coil-Only System | False | Conventional | 05/05/2023 |  | 07/06/2023
Nordyne, LLC | REVOLV | RSA3ME4M1SN60K | RSA3ME4M1SN60K | C84DAMX60U-B |  | Voluntarily Certified | Single-split-system air condit | False | False | 55500 |  | 13.8 | 13.4 |  |  | False | 30 | 30 | 11.2 | 0 | Coil-Only System | False | Mobile Home | 05/05/2023 |  | 07/06/2023
Nordyne, LLC | AireForce | P94RD-024K | P94RD-024K |  |  | Voluntarily Certified | Single-package air conditioner | False | False | 22600 |  | 13.4 | 13.4 |  |  | False | 30 | 30 | 10.6 | 0 |  | False | Conventional | 05/05/2023 |  | 07/06/2023
Nordyne, LLC | AireForce | FSA3BF4M2SN24K | FSA3BF4M2SN24K | C74B(A,H)MX36C-B |  | Voluntarily Certified | Single-split-system air condit | False | False | 23400 |  | 14.3 | 13.4 |  |  | False | 30 | 30 | 11.7 | 0 | Coil-Only System | False | Conventional | 05/05/2023 |  | 07/06/2023
Nordyne, LLC | AC PRO | FSA3BE4M1SN24K | FSA3BE4M1SN24K | C74B(A,H)MX24C-A |  | Voluntarily Certified | Single-split-system air condit | False | False | 23600 |  | 14.3 | 13.4 |  |  | False | 30 | 30 | 11.7 | 0 | Coil-Only System | False | Conventional | 05/05/2023 |  | 07/06/2023
Nordyne, LLC | AC PRO | WSA3BE4M1SN24K | WSA3BE4M1SN24K | C74B(A,H)MX24C-A |  | Voluntarily Certified | Single-split-system air condit | False | False | 23600 |  | 14.3 | 13.4 |  |  | False | 30 | 30 | 11.7 | 0 | Coil-Only System | False | Conventional | 05/05/2023 |  | 07/06/2023
Nordyne, LLC | All Pro | VSA3BE4M1SN24K | VSA3BE4M1SN24K | C74B(A,H)MX24C-A |  | Voluntarily Certified | Single-split-system air condit | False | False | 23600 |  | 14.3 | 13.4 |  |  | False | 30 | 30 | 11.7 | 0 | Coil-Only System | False | Conventional | 05/05/2023 |  | 07/06/2023
Nordyne, LLC | Moss Mechanical | FSA3BE4M1SN24K | FSA3BE4M1SN24K | C74B(A,H)MX24C-A |  | Voluntarily Certified | Single-split-system air condit | False | False | 23600 |  | 14.3 | 13.4 |  |  | False | 30 | 30 | 11.7 | 0 | Coil-Only System | False | Conventional | 05/05/2023 |  | 07/06/2023
Nordyne, LLC | Moss Mechanical | WSA3BE4M1SN24K | WSA3BE4M1SN24K | C74B(A,H)MX24C-A |  | Voluntarily Certified | Single-split-system air condit | False | False | 23600 |  | 14.3 | 13.4 |  |  | False | 30 | 30 | 11.7 | 0 | Coil-Only System | False | Conventional | 05/05/2023 |  | 07/06/2023
Nordyne, LLC | ONYX | FSA3BE4M1SN24K | FSA3BE4M1SN24K | C74B(A,H)MX24C-A |  | Voluntarily Certified | Single-split-system air condit | False | False | 23600 |  | 14.3 | 13.4 |  |  | False | 30 | 30 | 11.7 | 0 | Coil-Only System | False | Conventional | 05/05/2023 |  | 07/06/2023
Nordyne, LLC | ONYX | WSA3BE4M1SN24K | WSA3BE4M1SN24K | C74B(A,H)MX24C-A |  | Voluntarily Certified | Single-split-system air condit | False | False | 23600 |  | 14.3 | 13.4 |  |  | False | 30 | 30 | 11.7 | 0 | Coil-Only System | False | Conventional | 05/05/2023 |  | 07/06/2023
Nordyne, LLC | AireForce | WSA3BE4M1SN24K | WSA3BE4M1SN24K | C74B(A,H)MX24C-A |  | Voluntarily Certified | Single-split-system air condit | False | False | 23600 |  | 14.3 | 13.4 |  |  | False | 30 | 30 | 11.7 | 0 | Coil-Only System | False | Conventional | 05/05/2023 |  | 07/06/2023
Nordyne, LLC | Airtemp | VSA3BE4M1SN24K | VSA3BE4M1SN24K | C74B(A,H)MX24C-A |  | Voluntarily Certified | Single-split-system air condit | False | False | 23600 |  | 14.3 | 13.4 |  |  | False | 30 | 30 | 11.7 | 0 | Coil-Only System | False | Conventional | 05/05/2023 |  | 07/06/2023
Nordyne, LLC | Moss Mechanical | FSA3BF4M2SN36K | FSA3BF4M2SN36K | C74B(A,H)MX36C-B |  | Voluntarily Certified | Single-split-system air condit | False | False | 35000 |  | 14.3 | 13.4 |  |  | False | 30 | 30 | 11.7 | 0 | Coil-Only System | False | Conventional | 05/05/2023 |  | 07/06/2023
Nordyne, LLC | All Pro | VSA3BF4M2SN36K | VSA3BF4M2SN36K | C74B(A,H)MX36C-B |  | Voluntarily Certified | Single-split-system air condit | False | False | 35000 |  | 14.3 | 13.4 |  |  | False | 30 | 30 | 11.7 | 0 | Coil-Only System | False | Conventional | 05/05/2023 |  | 07/06/2023
Nordyne, LLC | All Pro | VSA3BF4M2SN60K | VSA3BF4M2SN60K | C74B(A,H)MX60C-C |  | Voluntarily Certified | Single-split-system air condit | False | False | 55000 |  | 14.3 | 13.4 |  |  | False | 30 | 30 | 11.7 | 0 | Coil-Only System | False | Conventional | 05/05/2023 |  | 07/06/2023
Nordyne, LLC | Moss Mechanical | FSA3BF4M2SN60K | FSA3BF4M2SN60K | C74B(A,H)MX60C-C |  | Voluntarily Certified | Single-split-system air condit | False | False | 55000 |  | 14.3 | 13.4 |  |  | False | 30 | 30 | 11.7 | 0 | Coil-Only System | False | Conventional | 05/05/2023 |  | 07/06/2023
Nordyne, LLC | REVOLV | RSA3QE4M1SN48K | RSA3QE4M1SN48K | C84QAMX48U-B |  | Voluntarily Certified | Single-split-system air condit | False | False | 45000 |  | 13.8 | 13.4 |  |  | False | 30 | 30 | 11.2 | 0 | Coil-Only System | False | Mobile Home | 05/05/2023 |  | 07/06/2023
Nordyne, LLC | Airtemp | VSA3BF4M2SN36K | VSA3BF4M2SN36K | C74B(A,H)MX36C-B |  | Voluntarily Certified | Single-split-system air condit | False | False | 35000 |  | 14.3 | 13.4 |  |  | False | 30 | 30 | 11.7 | 0 | Coil-Only System | False | Conventional | 05/05/2023 |  | 07/06/2023
Nordyne, LLC | AireForce | FSA3BF4M2SN36K | FSA3BF4M2SN36K | C74B(A,H)MX36C-B |  | Voluntarily Certified | Single-split-system air condit | False | False | 35000 |  | 14.3 | 13.4 |  |  | False | 30 | 30 | 11.7 | 0 | Coil-Only System | False | Conventional | 05/05/2023 |  | 07/06/2023
Nordyne, LLC | AC PRO | FSA3BF4M2SN36K | FSA3BF4M2SN36K | C74B(A,H)MX36C-B |  | Voluntarily Certified | Single-split-system air condit | False | False | 35000 |  | 14.3 | 13.4 |  |  | False | 30 | 30 | 11.7 | 0 | Coil-Only System | False | Conventional | 05/05/2023 |  | 07/06/2023
Nordyne, LLC | AC PRO | FSA3BF4M2SN60K | FSA3BF4M2SN60K | C74B(A,H)MX60C-C |  | Voluntarily Certified | Single-split-system air condit | False | False | 55000 |  | 14.3 | 13.4 |  |  | False | 30 | 30 | 11.7 | 0 | Coil-Only System | False | Conventional | 05/05/2023 |  | 07/06/2023
Nordyne, LLC | AireForce | FSA3BF4M2SN60K | FSA3BF4M2SN60K | C74B(A,H)MX60C-C |  | Voluntarily Certified | Single-split-system air condit | False | False | 55000 |  | 14.3 | 13.4 |  |  | False | 30 | 30 | 11.7 | 0 | Coil-Only System | False | Conventional | 05/05/2023 |  | 07/06/2023
Nordyne, LLC | Airtemp | VSA3BF4M2SN60K | VSA3BF4M2SN60K | C74B(A,H)MX60C-C |  | Voluntarily Certified | Single-split-system air condit | False | False | 55000 |  | 14.3 | 13.4 |  |  | False | 30 | 30 | 11.7 | 0 | Coil-Only System | False | Conventional | 05/05/2023 |  | 07/06/2023
Nordyne, LLC | ONYX | FSA3BE4M1SN36K | FSA3BE4M1SN36K | C74B(A,H)MX36C-B |  | Voluntarily Certified | Single-split-system air condit | False | False | 34800 |  | 14.3 | 13.4 |  |  | False | 30 | 30 | 11.7 | 0 | Coil-Only System | False | Conventional | 05/05/2023 |  | 07/06/2023
Nordyne, LLC | All Pro | VSA3BE4M1SN36K | VSA3BE4M1SN36K | C74B(A,H)MX36C-B |  | Voluntarily Certified | Single-split-system air condit | False | False | 34800 |  | 14.3 | 13.4 |  |  | False | 30 | 30 | 11.7 | 0 | Coil-Only System | False | Conventional | 05/05/2023 |  | 07/06/2023
Nordyne, LLC | Moss Mechanical | FSA3BE4M1SN36K | FSA3BE4M1SN36K | C74B(A,H)MX36C-B |  | Voluntarily Certified | Single-split-system air condit | False | False | 34800 |  | 14.3 | 13.4 |  |  | False | 30 | 30 | 11.7 | 0 | Coil-Only System | False | Conventional | 05/05/2023 |  | 07/06/2023
Nordyne, LLC | Moss Mechanical | WSA3BE4M1SN36K | WSA3BE4M1SN36K | C74B(A,H)MX36C-B |  | Voluntarily Certified | Single-split-system air condit | False | False | 34800 |  | 14.3 | 13.4 |  |  | False | 30 | 30 | 11.7 | 0 | Coil-Only System | False | Conventional | 05/05/2023 |  | 07/06/2023
Nordyne, LLC | Moss Mechanical | FSA1BG4MVRN24KP | FSA1BG4MVRN24KP | C74B(A,H)MX24C-B | FG7T(*)-V(*)B(*) | Voluntarily Certified | Single-split-system air condit | False | False | 23000 |  | 19 | 13.4 |  |  | False | 30 | 30 | 12 | 0 | Blower Coil System | True | Conventional | 05/05/2023 |  | 07/06/2023
Nordyne, LLC | AireForce | WSA3BE4M1SN36K | WSA3BE4M1SN36K | C74B(A,H)MX36C-B |  | Voluntarily Certified | Single-split-system air condit | False | False | 34800 |  | 14.3 | 13.4 |  |  | False | 30 | 30 | 11.7 | 0 | Coil-Only System | False | Conventional | 05/05/2023 |  | 07/06/2023
Nordyne, LLC | AC PRO | FSA3BE4M1SN36K | FSA3BE4M1SN36K | C74B(A,H)MX36C-B |  | Voluntarily Certified | Single-split-system air condit | False | False | 34800 |  | 14.3 | 13.4 |  |  | False | 30 | 30 | 11.7 | 0 | Coil-Only System | False | Conventional | 05/05/2023 |  | 07/06/2023
Nordyne, LLC | AC PRO | WSA3BE4M1SN36K | WSA3BE4M1SN36K | C74B(A,H)MX36C-B |  | Voluntarily Certified | Single-split-system air condit | False | False | 34800 |  | 14.3 | 13.4 |  |  | False | 30 | 30 | 11.7 | 0 | Coil-Only System | False | Conventional | 05/05/2023 |  | 07/06/2023
Nordyne, LLC | ONYX | WSA3BE4M1SN36K | WSA3BE4M1SN36K | C74B(A,H)MX36C-B |  | Voluntarily Certified | Single-split-system air condit | False | False | 34800 |  | 14.3 | 13.4 |  |  | False | 30 | 30 | 11.7 | 0 | Coil-Only System | False | Conventional | 05/05/2023 |  | 07/06/2023
Nordyne, LLC | Airtemp | VSA3BE4M1SN36K | VSA3BE4M1SN36K | C74B(A,H)MX36C-B |  | Voluntarily Certified | Single-split-system air condit | False | False | 34800 |  | 14.3 | 13.4 |  |  | False | 30 | 30 | 11.7 | 0 | Coil-Only System | False | Conventional | 05/05/2023 |  | 07/06/2023
Nordyne, LLC | AireForce | FSA1BG4MVRN24KP | FSA1BG4MVRN24KP | C74B(A,H)MX24C-B | FG7T(*)-V(*)B(*) | Voluntarily Certified | Single-split-system air condit | False | False | 23000 |  | 19 | 13.4 |  |  | False | 30 | 30 | 12 | 0 | Blower Coil System | True | Conventional | 05/05/2023 |  | 07/06/2023
Nordyne, LLC | AC PRO | FSA1BG4MVRN24KP | FSA1BG4MVRN24KP | C74B(A,H)MX24C-B | FG7T(*)-V(*)B(*) | Voluntarily Certified | Single-split-system air condit | False | False | 23000 |  | 19 | 13.4 |  |  | False | 30 | 30 | 12 | 0 | Blower Coil System | True | Conventional | 05/05/2023 |  | 07/06/2023
Nordyne, LLC | All Pro | VSA3BE4M1SN18K | VSA3BE4M1SN18K | C74B(A,H)MX24C-A |  | Voluntarily Certified | Single-split-system air condit | False | False | 18000 |  | 14.3 | 13.4 |  |  | False | 30 | 30 | 11.7 | 0 | Coil-Only System | False | Conventional | 05/05/2023 |  | 07/06/2023
Nordyne, LLC | Moss Mechanical | FSA3BE4M1SN18K | FSA3BE4M1SN18K | C74B(A,H)MX24C-A |  | Voluntarily Certified | Single-split-system air condit | False | False | 18000 |  | 14.3 | 13.4 |  |  | False | 30 | 30 | 11.7 | 0 | Coil-Only System | False | Conventional | 05/05/2023 |  | 07/06/2023
Nordyne, LLC | Moss Mechanical | WSA3BE4M1SN18K | WSA3BE4M1SN18K | C74B(A,H)MX24C-A |  | Voluntarily Certified | Single-split-system air condit | False | False | 18000 |  | 14.3 | 13.4 |  |  | False | 30 | 30 | 11.7 | 0 | Coil-Only System | False | Conventional | 05/05/2023 |  | 07/06/2023
Nordyne, LLC | AC PRO | FSA3BE4M1SN18K | FSA3BE4M1SN18K | C74B(A,H)MX24C-A |  | Voluntarily Certified | Single-split-system air condit | False | False | 18000 |  | 14.3 | 13.4 |  |  | False | 30 | 30 | 11.7 | 0 | Coil-Only System | False | Conventional | 05/05/2023 |  | 07/06/2023
Nordyne, LLC | AC PRO | WSA3BE4M1SN18K | WSA3BE4M1SN18K | C74B(A,H)MX24C-A |  | Voluntarily Certified | Single-split-system air condit | False | False | 18000 |  | 14.3 | 13.4 |  |  | False | 30 | 30 | 11.7 | 0 | Coil-Only System | False | Conventional | 05/05/2023 |  | 07/06/2023
Nordyne, LLC | Airtemp | VSA3BE4M1SN18K | VSA3BE4M1SN18K | C74B(A,H)MX24C-A |  | Voluntarily Certified | Single-split-system air condit | False | False | 18000 |  | 14.3 | 13.4 |  |  | False | 30 | 30 | 11.7 | 0 | Coil-Only System | False | Conventional | 05/05/2023 |  | 07/06/2023
Nordyne, LLC | ONYX | FSA3BE4M1SN18K | FSA3BE4M1SN18K | C74B(A,H)MX24C-A |  | Voluntarily Certified | Single-split-system air condit | False | False | 18000 |  | 14.3 | 13.4 |  |  | False | 30 | 30 | 11.7 | 0 | Coil-Only System | False | Conventional | 05/05/2023 |  | 07/06/2023
Nordyne, LLC | ONYX | WSA3BE4M1SN18K | WSA3BE4M1SN18K | C74B(A,H)MX24C-A |  | Voluntarily Certified | Single-split-system air condit | False | False | 18000 |  | 14.3 | 13.4 |  |  | False | 30 | 30 | 11.7 | 0 | Coil-Only System | False | Conventional | 05/05/2023 |  | 07/06/2023
Nordyne, LLC | REVOLV | RSA3ME4M1RN24K | RSA3ME4M1RN24K | C84DAMX24U-B |  | Voluntarily Certified | Single-split-system air condit | False | False | 23400 |  | 14.3 | 13.4 |  |  | False | 30 | 30 | 11.7 | 0 | Coil-Only System | False | Mobile Home | 05/05/2023 |  | 07/06/2023
Nordyne, LLC | REVOLV | RSA3QE4M1SN42K | RSA3QE4M1SN42K | C84QAMX42U-B |  | Voluntarily Certified | Single-split-system air condit | False | False | 39500 |  | 14.3 | 13.4 |  |  | False | 30 | 30 | 11.7 | 0 | Coil-Only System | False | Mobile Home | 05/05/2023 |  | 07/06/2023
Nordyne, LLC | AC PRO | R104HD-X30K060C | R104HD-X30K060C |  |  | Voluntarily Certified | Single-package air conditioner | False | False | 28600 |  | 13.4 | 13.4 |  |  | False | 30 | 30 | 10.6 | 0 |  | False | Conventional | 05/05/2023 |  | 07/06/2023
Nordyne, LLC | AireForce | WSA3BE4M1SN18K | WSA3BE4M1SN18K | C74B(A,H)MX24C-A |  | Voluntarily Certified | Single-split-system air condit | False | False | 18000 |  | 14.3 | 13.4 |  |  | False | 30 | 30 | 11.7 | 0 | Coil-Only System | False | Conventional | 05/05/2023 |  | 07/06/2023
Nordyne, LLC | Moss Mechanical | FSA3BF4M2SN48K | FSA3BF4M2SN48K | C74B(A,H)MX48C-C |  | Voluntarily Certified | Single-split-system air condit | False | False | 47000 |  | 14.3 | 13.4 |  |  | False | 30 | 30 | 11.7 | 0 | Coil-Only System | False | Conventional | 05/05/2023 |  | 07/06/2023
Nordyne, LLC | All Pro | VSA3BF4M2SN48K | VSA3BF4M2SN48K | C74B(A,H)MX48C-C |  | Voluntarily Certified | Single-split-system air condit | False | False | 47000 |  | 14.3 | 13.4 |  |  | False | 30 | 30 | 11.7 | 0 | Coil-Only System | False | Conventional | 05/05/2023 |  | 07/06/2023
Nordyne, LLC | Airtemp | VSA3BF4M2SN48K | VSA3BF4M2SN48K | C74B(A,H)MX48C-C |  | Voluntarily Certified | Single-split-system air condit | False | False | 47000 |  | 14.3 | 13.4 |  |  | False | 30 | 30 | 11.7 | 0 | Coil-Only System | False | Conventional | 05/05/2023 |  | 07/06/2023
Nordyne, LLC | AC PRO | FSA3BF4M2SN48K | FSA3BF4M2SN48K | C74B(A,H)MX48C-C |  | Voluntarily Certified | Single-split-system air condit | False | False | 47000 |  | 14.3 | 13.4 |  |  | False | 30 | 30 | 11.7 | 0 | Coil-Only System | False | Conventional | 05/05/2023 |  | 07/06/2023
Nordyne, LLC | AireForce | FSA3BF4M2SN48K | FSA3BF4M2SN48K | C74B(A,H)MX48C-C |  | Voluntarily Certified | Single-split-system air condit | False | False | 47000 |  | 14.3 | 13.4 |  |  | False | 30 | 30 | 11.7 | 0 | Coil-Only System | False | Conventional | 05/05/2023 |  | 07/06/2023
Nordyne, LLC | REVOLV | RP94RD-030K | RP94RD-030K |  |  | Voluntarily Certified | Single-package air conditioner | False | False | 29000 |  | 13.4 | 13.4 |  |  | False | 30 | 30 | 10.6 | 0 |  | False | Conventional | 05/05/2023 |  | 07/06/2023
Nordyne, LLC | ONYX | P94RD-030K | P94RD-030K |  |  | Voluntarily Certified | Single-package air conditioner | False | False | 29000 |  | 13.4 | 13.4 |  |  | False | 30 | 30 | 10.6 | 0 |  | False | Conventional | 05/05/2023 |  | 07/06/2023
Nordyne, LLC | AC PRO | P94RD-030K | P94RD-030K |  |  | Voluntarily Certified | Single-package air conditioner | False | False | 29000 |  | 13.4 | 13.4 |  |  | False | 30 | 30 | 10.6 | 0 |  | False | Conventional | 05/05/2023 |  | 07/06/2023
Nordyne, LLC | AC PRO | P94RD-042K | P94RD-042K |  |  | Voluntarily Certified | Single-package air conditioner | False | False | 39500 |  | 13.4 | 13.4 |  |  | False | 30 | 30 | 10.6 | 0 |  | False | Conventional | 05/05/2023 |  | 07/06/2023
Nordyne, LLC | ONYX | P94RD-042K | P94RD-042K |  |  | Voluntarily Certified | Single-package air conditioner | False | False | 39500 |  | 13.4 | 13.4 |  |  | False | 30 | 30 | 10.6 | 0 |  | False | Conventional | 05/05/2023 |  | 07/06/2023
Nordyne, LLC | REVOLV | RP94RD-042K | RP94RD-042K |  |  | Voluntarily Certified | Single-package air conditioner | False | False | 39500 |  | 13.4 | 13.4 |  |  | False | 30 | 30 | 10.6 | 0 |  | False | Conventional | 05/05/2023 |  | 07/06/2023
Nordyne, LLC | Airtemp | VP94RD-042K | VP94RD-042K |  |  | Voluntarily Certified | Single-package air conditioner | False | False | 39500 |  | 13.4 | 13.4 |  |  | False | 30 | 30 | 10.6 | 0 |  | False | Conventional | 05/05/2023 |  | 07/06/2023
Nordyne, LLC | AMERICAN STANDARD | 4YCL4042B1100A | 4YCL4042B1100A |  |  | Voluntarily Certified | Single-package air conditioner | False | False | 40000 |  | 13.4 | 13.4 |  |  | False | 30 | 30 | 10.6 | 0 |  | False | Conventional | 05/05/2023 |  | 07/06/2023
Nordyne, LLC | Airtemp | VR104GD-042K100U | VR104GD-042K100U |  |  | Voluntarily Certified | Single-package air conditioner | False | False | 40000 |  | 13.4 | 13.4 |  |  | False | 30 | 30 | 10.6 | 0 |  | False | Conventional | 05/05/2023 |  | 07/06/2023
Nordyne, LLC | AC PRO | R104GD-042K100U | R104GD-042K100U |  |  | Voluntarily Certified | Single-package air conditioner | False | False | 40000 |  | 13.4 | 13.4 |  |  | False | 30 | 30 | 10.6 | 0 |  | False | Conventional | 05/05/2023 |  | 07/06/2023
Nordyne, LLC | AC PRO | FSA1BG4MVRN60KP | FSA1BG4MVRN60KP | C74B(A,H)MX60C-C | FG7T(*)-V(*)C(*) | Voluntarily Certified | Single-split-system air condit | False | False | 52000 |  | 18 | 13.4 |  |  | False | 30 | 30 | 11 | 0 | Blower Coil System | True | Conventional | 05/05/2023 |  | 07/06/2023
Nordyne, LLC | OXBOX | J4PG4L24A1055A | J4PG4L24A1055A |  |  | Voluntarily Certified | Single-package air conditioner | False | False | 23600 |  | 13.4 | 13.4 |  |  | False | 30 | 30 | 10.6 | 0 |  | False | Conventional | 05/05/2023 |  | 07/06/2023
Nordyne, LLC | AireForce | P94RD-030K | P94RD-030K |  |  | Voluntarily Certified | Single-package air conditioner | False | False | 29000 |  | 13.4 | 13.4 |  |  | False | 30 | 30 | 10.6 | 0 |  | False | Conventional | 05/05/2023 |  | 07/06/2023
Nordyne, LLC | AireForce | P94RD-042K | P94RD-042K |  |  | Voluntarily Certified | Single-package air conditioner | False | False | 39500 |  | 13.4 | 13.4 |  |  | False | 30 | 30 | 10.6 | 0 |  | False | Conventional | 05/05/2023 |  | 07/06/2023
Nordyne, LLC | AireForce | R104GD-042K100U | R104GD-042K100U |  |  | Voluntarily Certified | Single-package air conditioner | False | False | 40000 |  | 13.4 | 13.4 |  |  | False | 30 | 30 | 10.6 | 0 |  | False | Conventional | 05/05/2023 |  | 07/06/2023
Nordyne, LLC | OXBOX | J4PG4L42B1100* | J4PG4L42B1100* |  |  | Voluntarily Certified | Single-package air conditioner | False | False | 40000 |  | 13.4 | 13.4 |  |  | False | 30 | 30 | 10.6 | 0 |  | False | Conventional | 05/05/2023 |  | 07/06/2023
Nordyne, LLC | AireForce | FSA1BG4MVRN60KP | FSA1BG4MVRN60KP | C74B(A,H)MX60C-C | FG7T(*)-V(*)C(*) | Voluntarily Certified | Single-split-system air condit | False | False | 52000 |  | 18 | 13.4 |  |  | False | 30 | 30 | 11 | 0 | Blower Coil System | True | Conventional | 05/05/2023 |  | 07/06/2023
Nordyne, LLC | REVOLV | RSA3ME4M1SN48K | RSA3ME4M1SN48K | C84DAMX48U-B |  | Voluntarily Certified | Single-split-system air condit | False | False | 45000 |  | 13.8 | 13.4 |  |  | False | 30 | 30 | 11.2 | 0 | Coil-Only System | False | Mobile Home | 05/05/2023 |  | 07/06/2023
Nordyne, LLC | AireForce | R104GD-X60K100U | R104GD-X60K100U |  |  | Voluntarily Certified | Single-package air conditioner | False | False | 59000 |  | 13.4 | 13.4 |  |  | False | 30 | 30 | 10.6 | 0 |  | False | Conventional | 05/05/2023 |  | 07/06/2023
Nordyne, LLC | OXBOX | J4PG4L60B1100* | J4PG4L60B1100* |  |  | Voluntarily Certified | Single-package air conditioner | False | False | 59000 |  | 13.4 | 13.4 |  |  | False | 30 | 30 | 10.6 | 0 |  | False | Conventional | 05/05/2023 |  | 07/06/2023
Nordyne, LLC | AireForce | WSA3BE4M2SN60KA | WSA3BE4M2SN60KA | C74B(A,H)MX60C-C |  | Voluntarily Certified | Single-split-system air condit | False | False | 56000 |  | 13.8 | 13.4 |  |  | False | 30 | 30 | 11.2 | 0 | Coil-Only System | False | Conventional | 05/05/2023 |  | 07/06/2023
Nordyne, LLC | Moss Mechanical | FSA1BG4MVRN48KP | FSA1BG4MVRN48KP | C74B(A,H)MX48C-C | FG7T(*)-V(*)C(*) | Voluntarily Certified | Single-split-system air condit | False | False | 44000 |  | 18 | 13.4 |  |  | False | 30 | 30 | 11.5 | 0 | Blower Coil System | True | Conventional | 05/05/2023 |  | 07/06/2023
Nordyne, LLC | AC PRO | FSA1BG4MVRN48KP | FSA1BG4MVRN48KP | C74B(A,H)MX48C-C | FG7T(*)-V(*)C(*) | Voluntarily Certified | Single-split-system air condit | False | False | 44000 |  | 18 | 13.4 |  |  | False | 30 | 30 | 11.5 | 0 | Blower Coil System | True | Conventional | 05/05/2023 |  | 07/06/2023
Nordyne, LLC | AireForce | FSA1BG4MVRN48KP | FSA1BG4MVRN48KP | C74B(A,H)MX48C-C | FG7T(*)-V(*)C(*) | Voluntarily Certified | Single-split-system air condit | False | False | 44000 |  | 18 | 13.4 |  |  | False | 30 | 30 | 11.5 | 0 | Blower Coil System | True | Conventional | 05/05/2023 |  | 07/06/2023
Nordyne, LLC | AMERICAN STANDARD | 4YCL4030A1070A | 4YCL4030A1070A |  |  | Voluntarily Certified | Single-package air conditioner | False | False | 29000 |  | 13.4 | 13.4 |  |  | False | 30 | 30 | 10.6 | 0 |  | False | Conventional | 05/05/2023 |  | 07/06/2023
Nordyne, LLC | ONYX | P94RD-048K | P94RD-048K |  |  | Voluntarily Certified | Single-package air conditioner | False | False | 46000 |  | 13.4 | 13.4 |  |  | False | 30 | 30 | 10.6 | 0 |  | False | Conventional | 05/05/2023 |  | 07/06/2023
Nordyne, LLC | AC PRO | P94RD-048K | P94RD-048K |  |  | Voluntarily Certified | Single-package air conditioner | False | False | 46000 |  | 13.4 | 13.4 |  |  | False | 30 | 30 | 10.6 | 0 |  | False | Conventional | 05/05/2023 |  | 07/06/2023
Nordyne, LLC | REVOLV | RSA3QE4M1RN24K | RSA3QE4M1RN24K | C84QAMX24U-B |  | Voluntarily Certified | Single-split-system air condit | False | False | 23400 |  | 14.3 | 13.4 |  |  | False | 30 | 30 | 11.7 | 0 | Coil-Only System | False | Mobile Home | 05/05/2023 |  | 07/06/2023
Nordyne, LLC | REVOLV | RSA3QE4M1RN30K | RSA3QE4M1RN30K | C84QAMX30U-B |  | Voluntarily Certified | Single-split-system air condit | False | False | 28400 |  | 14.3 | 13.4 |  |  | False | 30 | 30 | 11.7 | 0 | Coil-Only System | False | Mobile Home | 05/05/2023 |  | 07/06/2023
Nordyne, LLC | AC PRO | R104HD-X60K096C | R104HD-X60K096C |  |  | Voluntarily Certified | Single-package air conditioner | False | False | 57000 |  | 13.4 | 13.4 |  |  | False | 30 | 30 | 10.6 | 0 |  | False | Conventional | 05/05/2023 |  | 07/06/2023
Rheem Sales Company, Inc. | Sure | RACBZR030AJT | RACBZR030AJT |  |  | Voluntarily Certified | Single-package air conditioner | False | False | 28000 |  | 13.4 | 13.4 |  |  | False | 30 | 30 | 10.6 | 0 |  | False | Conventional | 05/05/2023 |  | 07/06/2023
Rheem Sales Company, Inc. | RUSSELL | SA14AZ24AJ1N | SA14AZ24AJ1N | TCFZ2417STANM+RXMD-C03 |  | Voluntarily Certified | Single-split-system air condit | False | False | 22800 |  | 14.3 | 13.4 |  |  | False | 0.5 | 30 | 11.7 | 0 | Coil-Only System | False | Conventional | 05/05/2023 |  | 07/06/2023
Rheem Sales Company, Inc. | RUSSELL | SA18AZ48AJVC | SA18AZ48AJVC | SHMVZ6021SEACA |  | Voluntarily Certified | Single-split-system air condit | False | False | 45000 |  | 18 | 13.4 |  |  | True | 12 | 30 | 10.5 | 0 | Blower Coil System | True | Conventional | 05/05/2023 |  | 07/06/2023
Rheem Sales Company, Inc. | RUSSELL | RGEAZR048AJT | RGEAZR048AJT |  |  | Voluntarily Certified | Single-package air conditioner | False | False | 46000 |  | 13.4 | 13.4 |  |  | True | 30 | 30 | 10.6 | 0 |  | False | Conventional | 05/05/2023 |  | 07/06/2023
Rheem Sales Company, Inc. | RUSSELL | RGEAZS036AJV | RGEAZS036AJV |  |  | Voluntarily Certified | Single-package air conditioner | False | False | 35000 |  | 15.2 | 13.4 |  |  | True | 30 | 30 | 11.5 | 0 |  | False | Conventional | 05/05/2023 |  | 07/06/2023
Rheem Sales Company, Inc. | Ruud | RA15AZ24AJ3C | RA15AZ24AJ3C | RH3VZ2417STACN |  | Voluntarily Certified | Single-split-system air condit | False | False | 22800 |  | 15.2 | 13.4 |  |  | True | 16 | 30 | 9.8 | 0 | Blower Coil System | True | Conventional | 05/05/2023 |  | 07/06/2023
Rheem Sales Company, Inc. | Ruud | RGEAZS036AJV | RGEAZS036AJV |  |  | Voluntarily Certified | Single-package air conditioner | False | False | 35000 |  | 15.2 | 13.4 |  |  | True | 30 | 30 | 11.5 | 0 |  | False | Conventional | 05/05/2023 |  | 07/06/2023
Rheem Sales Company, Inc. | Ruud | RGEAZR048AJT | RGEAZR048AJT |  |  | Voluntarily Certified | Single-package air conditioner | False | False | 46000 |  | 13.4 | 13.4 |  |  | True | 30 | 30 | 10.6 | 0 |  | False | Conventional | 05/05/2023 |  | 07/06/2023
Rheem Sales Company, Inc. | Weatherking | RGEAZS036AJV | RGEAZS036AJV |  |  | Voluntarily Certified | Single-package air conditioner | False | False | 35000 |  | 15.2 | 13.4 |  |  | True | 30 | 30 | 11.5 | 0 |  | False | Conventional | 05/05/2023 |  | 07/06/2023
Rheem Sales Company, Inc. | Weatherking | RGEAZR048AJT | RGEAZR048AJT |  |  | Voluntarily Certified | Single-package air conditioner | False | False | 46000 |  | 13.4 | 13.4 |  |  | True | 30 | 30 | 10.6 | 0 |  | False | Conventional | 05/05/2023 |  | 07/06/2023
Rheem Sales Company, Inc. | Ruud | RACAZS024AJT | RACAZS024AJT |  |  | Voluntarily Certified | Single-package air conditioner | False | False | 23400 |  | 15.2 | 13.4 |  |  | True | 30 | 30 | 11.5 | 0 |  | False | Conventional | 05/05/2023 |  | 07/06/2023
Rheem Sales Company, Inc. | RUSSELL | RACAZS024AJT | RACAZS024AJT |  |  | Voluntarily Certified | Single-package air conditioner | False | False | 23400 |  | 15.2 | 13.4 |  |  | True | 30 | 30 | 11.5 | 0 |  | False | Conventional | 05/05/2023 |  | 07/06/2023
Rheem Sales Company, Inc. | RUSSELL | RACAZS036AJT | RACAZS036AJT |  |  | Voluntarily Certified | Single-package air conditioner | False | False | 35000 |  | 15.2 | 13.4 |  |  | True | 30 | 30 | 11.5 | 0 |  | False | Conventional | 05/05/2023 |  | 07/06/2023
Rheem Sales Company, Inc. | RUSSELL | RGEAZR042AJT | RGEAZR042AJT |  |  | Voluntarily Certified | Single-package air conditioner | False | False | 40500 |  | 13.4 | 13.4 |  |  | True | 30 | 30 | 10.6 | 0 |  | False | Conventional | 05/05/2023 |  | 07/06/2023
Rheem Sales Company, Inc. | Weatherking | RGEAZR024AJT | RGEAZR024AJT |  |  | Voluntarily Certified | Single-package air conditioner | False | False | 23000 |  | 13.4 | 13.4 |  |  | True | 30 | 30 | 10.6 | 0 |  | False | Conventional | 05/05/2023 |  | 07/06/2023
Rheem Sales Company, Inc. | Weatherking | RACBZR030AJT | RACBZR030AJT |  |  | Voluntarily Certified | Single-package air conditioner | False | False | 28000 |  | 13.4 | 13.4 |  |  | False | 30 | 30 | 10.6 | 0 |  | False | Conventional | 05/05/2023 |  | 07/06/2023
Rheem Sales Company, Inc. | Weatherking | WA14AZ24AJ1N | WA14AZ24AJ1N | TCFZ2417STANM+RXMD-C03 |  | Voluntarily Certified | Single-split-system air condit | False | False | 22800 |  | 14.3 | 13.4 |  |  | False | 0.5 | 30 | 11.7 | 0 | Coil-Only System | False | Conventional | 05/05/2023 |  | 07/06/2023
Rheem Sales Company, Inc. | Weatherking | RACAZR042AJT | RACAZR042AJT |  |  | Voluntarily Certified | Single-package air conditioner | False | False | 40500 |  | 13.4 | 13.4 |  |  | True | 30 | 30 | 10.6 | 0 |  | False | Conventional | 05/05/2023 |  | 07/06/2023
Rheem Sales Company, Inc. | Weatherking | WA15AZ60AJ3N | WA15AZ60AJ3N | WH3VZ6024STANN |  | Voluntarily Certified | Single-split-system air condit | False | False | 55500 |  | 15.2 | 13.4 |  |  | True | 16 | 30 | 9.8 | 0 | Blower Coil System | True | Conventional | 05/05/2023 |  | 07/06/2023
Rheem Sales Company, Inc. | Rheem | RA15AZ36AJ3C | RA15AZ36AJ3C | RH3VZ3617STACN |  | Voluntarily Certified | Single-split-system air condit | False | False | 34200 |  | 15.2 | 13.4 |  |  | True | 16 | 30 | 9.8 | 0 | Blower Coil System | True | Conventional | 05/05/2023 |  | 07/06/2023
Rheem Sales Company, Inc. | Sure | RACAZS024AJT | RACAZS024AJT |  |  | Voluntarily Certified | Single-package air conditioner | False | False | 23400 |  | 15.2 | 13.4 |  |  | True | 30 | 30 | 11.5 | 0 |  | False | Conventional | 05/05/2023 |  | 07/06/2023
Rheem Sales Company, Inc. | Sure | RACAZS036AJT | RACAZS036AJT |  |  | Voluntarily Certified | Single-package air conditioner | False | False | 35000 |  | 15.2 | 13.4 |  |  | True | 30 | 30 | 11.5 | 0 |  | False | Conventional | 05/05/2023 |  | 07/06/2023
Rheem Sales Company, Inc. | Sure | RGEAZR042AJT | RGEAZR042AJT |  |  | Voluntarily Certified | Single-package air conditioner | False | False | 40500 |  | 13.4 | 13.4 |  |  | True | 30 | 30 | 10.6 | 0 |  | False | Conventional | 05/05/2023 |  | 07/06/2023
Rheem Sales Company, Inc. | Ruud | UA18AZ48AJVC | UA18AZ48AJVC | RHMVZ6021SEACA |  | Voluntarily Certified | Single-split-system air condit | False | False | 45000 |  | 18 | 13.4 |  |  | True | 12 | 30 | 10.5 | 0 | Blower Coil System | True | Conventional | 05/05/2023 |  | 07/06/2023
Rheem Sales Company, Inc. | Ruud | RA15AZ36AJ3C | RA15AZ36AJ3C | RH3VZ3617STACN |  | Voluntarily Certified | Single-split-system air condit | False | False | 34200 |  | 15.2 | 13.4 |  |  | True | 16 | 30 | 9.8 | 0 | Blower Coil System | True | Conventional | 05/05/2023 |  | 07/06/2023
Rheem Sales Company, Inc. | Ruud | RGEAZR030AJT | RGEAZR030AJT |  |  | Voluntarily Certified | Single-package air conditioner | False | False | 28400 |  | 13.4 | 13.4 |  |  | True | 30 | 30 | 10.6 | 0 |  | False | Conventional | 05/05/2023 |  | 07/06/2023
Rheem Sales Company, Inc. | Ruud | RGEAZR036AJT | RGEAZR036AJT |  |  | Voluntarily Certified | Single-package air conditioner | False | False | 34200 |  | 13.4 | 13.4 |  |  | True | 30 | 30 | 10.6 | 0 |  | False | Conventional | 05/05/2023 |  | 07/06/2023
Rheem Sales Company, Inc. | Ruud | WA14AZ48AJ1N | WA14AZ48AJ1N | RCFZ4821STANM+RXMD-C03 |  | Voluntarily Certified | Single-split-system air condit | False | False | 46000 |  | 13.8 | 13.4 |  |  | False | 0.5 | 30 | 11.2 | 0 | Coil-Only System | False | Conventional | 05/05/2023 |  | 07/06/2023
Rheem Sales Company, Inc. | RUSSELL | RGEAZR036AJT | RGEAZR036AJT |  |  | Voluntarily Certified | Single-package air conditioner | False | False | 34200 |  | 13.4 | 13.4 |  |  | True | 30 | 30 | 10.6 | 0 |  | False | Conventional | 05/05/2023 |  | 07/06/2023
Rheem Sales Company, Inc. | RUSSELL | RGEAZR030AJT | RGEAZR030AJT |  |  | Voluntarily Certified | Single-package air conditioner | False | False | 28400 |  | 13.4 | 13.4 |  |  | True | 30 | 30 | 10.6 | 0 |  | False | Conventional | 05/05/2023 |  | 07/06/2023
Rheem Sales Company, Inc. | RUSSELL | SA15AZ48AJ3N | SA15AZ48AJ3N | SH3VZ4821STANN |  | Voluntarily Certified | Single-split-system air condit | False | False | 45500 |  | 15.2 | 13.4 |  |  | True | 16 | 30 | 9.8 | 0 | Blower Coil System | True | Conventional | 05/05/2023 |  | 07/06/2023
Rheem Sales Company, Inc. | Weatherking | WA14AZ48AJ1N | WA14AZ48AJ1N | TCFZ4821STANM+RXMD-C03 |  | Voluntarily Certified | Single-split-system air condit | False | False | 46000 |  | 13.8 | 13.4 |  |  | False | 0.5 | 30 | 11.2 | 0 | Coil-Only System | False | Conventional | 05/05/2023 |  | 07/06/2023
Rheem Sales Company, Inc. | Weatherking | RGEAZR030AJT | RGEAZR030AJT |  |  | Voluntarily Certified | Single-package air conditioner | False | False | 28400 |  | 13.4 | 13.4 |  |  | True | 30 | 30 | 10.6 | 0 |  | False | Conventional | 05/05/2023 |  | 07/06/2023
Rheem Sales Company, Inc. | Weatherking | RGEAZR036AJT | RGEAZR036AJT |  |  | Voluntarily Certified | Single-package air conditioner | False | False | 34200 |  | 13.4 | 13.4 |  |  | True | 30 | 30 | 10.6 | 0 |  | False | Conventional | 05/05/2023 |  | 07/06/2023
Rheem Sales Company, Inc. | Weatherking | RGECZR060AJ | RGECZR060AJ |  |  | Voluntarily Certified | Single-package air conditioner | False | False | 57000 |  | 13.4 | 13.4 |  |  | True | 30 | 30 | 10.6 | 0 |  | False | Conventional | 05/05/2023 |  | 07/06/2023
Rheem Sales Company, Inc. | Weatherking | WSA14AZ24AJ1N | WSA14AZ24AJ1N | TCFZ2417MTANM+RXMD-C04 |  | Voluntarily Certified | Single-split-system air condit | False | False | 22800 |  | 14.3 | 13.4 |  |  | True | 3 | 30 | 11.7 | 0 | Coil-Only System | False | Conventional | 05/05/2023 |  | 07/06/2023
Rheem Sales Company, Inc. | Sure | SA14AZ24AJ1N | SA14AZ24AJ1N | TCFZ2417STANM+RXMD-C03 |  | Voluntarily Certified | Single-split-system air condit | False | False | 22800 |  | 14.3 | 13.4 |  |  | False | 0.5 | 30 | 11.7 | 0 | Coil-Only System | False | Conventional | 05/05/2023 |  | 07/06/2023
Rheem Sales Company, Inc. | Sure | SA18AZ48AJVC | SA18AZ48AJVC | SHMVZ6021SEACA |  | Voluntarily Certified | Single-split-system air condit | False | False | 45000 |  | 18 | 13.4 |  |  | True | 12 | 30 | 10.5 | 0 | Blower Coil System | True | Conventional | 05/05/2023 |  | 07/06/2023
Rheem Sales Company, Inc. | Sure | RGEAZR030AJT | RGEAZR030AJT |  |  | Voluntarily Certified | Single-package air conditioner | False | False | 28400 |  | 13.4 | 13.4 |  |  | True | 30 | 30 | 10.6 | 0 |  | False | Conventional | 05/05/2023 |  | 07/06/2023
Rheem Sales Company, Inc. | Sure | RGEAZR036AJT | RGEAZR036AJT |  |  | Voluntarily Certified | Single-package air conditioner | False | False | 34200 |  | 13.4 | 13.4 |  |  | True | 30 | 30 | 10.6 | 0 |  | False | Conventional | 05/05/2023 |  | 07/06/2023
Rheem Sales Company, Inc. | Sure | SA15AZ48AJ3N | SA15AZ48AJ3N | SH3VZ4821STANN |  | Voluntarily Certified | Single-split-system air condit | False | False | 45500 |  | 15.2 | 13.4 |  |  | True | 16 | 30 | 9.8 | 0 | Blower Coil System | True | Conventional | 05/05/2023 |  | 07/06/2023
Rheem Sales Company, Inc. | Sure | RGECZR048AJ | RGECZR048AJ |  |  | Voluntarily Certified | Single-package air conditioner | False | False | 45500 |  | 13.4 | 13.4 |  |  | True | 30 | 30 | 10.6 | 0 |  | False | Conventional | 05/05/2023 |  | 07/06/2023
Rheem Sales Company, Inc. | Sure | SA14AZ48AJ1N | SA14AZ48AJ1N | TCFZ4821STANM+RXMD-C03 |  | Voluntarily Certified | Single-split-system air condit | False | False | 46000 |  | 13.8 | 13.4 |  |  | False | 0.5 | 30 | 11.2 | 0 | Coil-Only System | False | Conventional | 05/05/2023 |  | 07/06/2023
Rheem Sales Company, Inc. | Sure | RGECZR036AJ | RGECZR036AJ |  |  | Voluntarily Certified | Single-package air conditioner | False | False | 34200 |  | 13.4 | 13.4 |  |  | True | 30 | 30 | 10.6 | 0 |  | False | Conventional | 05/05/2023 |  | 07/06/2023
Rheem Sales Company, Inc. | Sure | RACAZR042AJT | RACAZR042AJT |  |  | Voluntarily Certified | Single-package air conditioner | False | False | 40500 |  | 13.4 | 13.4 |  |  | True | 30 | 30 | 10.6 | 0 |  | False | Conventional | 05/05/2023 |  | 07/06/2023
Rheem Sales Company, Inc. | Sure | SA16AZ24AJ3C | SA16AZ24AJ3C | SH3VZ2417STACN |  | Voluntarily Certified | Single-split-system air condit | False | False | 22800 |  | 16 | 13.4 |  |  | True | 16 | 30 | 10.5 | 0 | Blower Coil System | True | Conventional | 05/05/2023 |  | 07/06/2023
Rheem Sales Company, Inc. | Ruud | RACBZR048AJT | RACBZR048AJT |  |  | Voluntarily Certified | Single-package air conditioner | False | False | 47000 |  | 13.4 | 13.4 |  |  | False | 30 | 30 | 10.6 | 0 |  | False | Conventional | 05/05/2023 |  | 07/06/2023
Rheem Sales Company, Inc. | RUSSELL | RACBZR048AJT | RACBZR048AJT |  |  | Voluntarily Certified | Single-package air conditioner | False | False | 47000 |  | 13.4 | 13.4 |  |  | False | 30 | 30 | 10.6 | 0 |  | False | Conventional | 05/05/2023 |  | 07/06/2023
Rheem Sales Company, Inc. | RUSSELL | SA18AZ60AJVC | SA18AZ60AJVC | SHMVZ6024SEACN |  | Voluntarily Certified | Single-split-system air condit | False | False | 55000 |  | 18 | 13.4 |  |  | True | 14.5 | 30 | 10.5 | 0 | Blower Coil System | True | Conventional | 05/05/2023 |  | 07/06/2023
Rheem Sales Company, Inc. | RUSSELL | SA16AZ36AJ3C | SA16AZ36AJ3C | SH3VZ3617STACN |  | Voluntarily Certified | Single-split-system air condit | False | False | 34200 |  | 16 | 13.4 |  |  | True | 16 | 30 | 10.5 | 0 | Blower Coil System | True | Conventional | 05/05/2023 |  | 07/06/2023
Rheem Sales Company, Inc. | Weatherking | RACBZR060AJT | RACBZR060AJT |  |  | Voluntarily Certified | Single-package air conditioner | False | False | 57000 |  | 13.4 | 13.4 |  |  | False | 30 | 30 | 10.6 | 0 |  | False | Conventional | 05/05/2023 |  | 07/06/2023
Rheem Sales Company, Inc. | Weatherking | WA14AZ42AJ1N | WA14AZ42AJ1N | TCFZ4821STANM+RXMD-C03 |  | Voluntarily Certified | Single-split-system air condit | False | False | 39500 |  | 14.3 | 13.4 |  |  | False | 0.5 | 30 | 11.7 | 0 | Coil-Only System | False | Conventional | 05/05/2023 |  | 07/06/2023
Rheem Sales Company, Inc. | Sure | RACAZR030AJT | RACAZR030AJT |  |  | Voluntarily Certified | Single-package air conditioner | False | False | 28400 |  | 13.4 | 13.4 |  |  | True | 30 | 30 | 10.6 | 0 |  | False | Conventional | 05/05/2023 |  | 07/06/2023
Rheem Sales Company, Inc. | Sure | RACBZR024AJT | RACBZR024AJT |  |  | Voluntarily Certified | Single-package air conditioner | False | False | 23000 |  | 13.4 | 13.4 |  |  | False | 30 | 30 | 10.6 | 0 |  | False | Conventional | 05/05/2023 |  | 07/06/2023
Rheem Sales Company, Inc. | Sure | SA18AZ24AJVC | SA18AZ24AJVC | SHMVZ2421MEACN |  | Voluntarily Certified | Single-split-system air condit | False | False | 22400 |  | 18 | 13.4 |  |  | True | 14.5 | 30 | 10.5 | 0 | Blower Coil System | True | Conventional | 05/05/2023 |  | 07/06/2023
Rheem Sales Company, Inc. | Sure | SA16AZ60AJ3C | SA16AZ60AJ3C | SH3VZ6024STACN |  | Voluntarily Certified | Single-split-system air condit | False | False | 55500 |  | 15.5 | 13.4 |  |  | True | 16 | 30 | 9.8 | 0 | Blower Coil System | True | Conventional | 05/05/2023 |  | 07/06/2023
Rheem Sales Company, Inc. | Sure | RACBZR036AJT | RACBZR036AJT |  |  | Voluntarily Certified | Single-package air conditioner | False | False | 35200 |  | 13.4 | 13.4 |  |  | False | 30 | 30 | 10.6 | 0 |  | False | Conventional | 05/05/2023 |  | 07/06/2023
Rheem Sales Company, Inc. | Sure | RACCZR036AJ | RACCZR036AJ |  |  | Voluntarily Certified | Single-package air conditioner | False | False | 34200 |  | 13.4 | 13.4 |  |  | True | 30 | 30 | 10.6 | 0 |  | False | Conventional | 05/05/2023 |  | 07/06/2023
Rheem Sales Company, Inc. | Sure | SA14AZ18AJ1N | SA14AZ18AJ1N | TCFZ2417STANM+RXMD-C04 |  | Voluntarily Certified | Single-split-system air condit | False | False | 17600 |  | 14.3 | 13.4 |  |  | True | 0.5 | 30 | 11.7 | 0 | Coil-Only System | False | Conventional | 05/05/2023 |  | 07/06/2023
Rheem Sales Company, Inc. | Sure | SA14AZ30AJ1N | SA14AZ30AJ1N | TCFZ3617STANM+RXMD-C03 |  | Voluntarily Certified | Single-split-system air condit | False | False | 28600 |  | 14.3 | 13.4 |  |  | False | 0.5 | 30 | 11.7 | 0 | Coil-Only System | False | Conventional | 05/05/2023 |  | 07/06/2023
Rheem Sales Company, Inc. | Sure | RACAZR048AJT | RACAZR048AJT |  |  | Voluntarily Certified | Single-package air conditioner | False | False | 46000 |  | 13.4 | 13.4 |  |  | True | 30 | 30 | 10.6 | 0 |  | False | Conventional | 05/05/2023 |  | 07/06/2023
Rheem Sales Company, Inc. | Sure | RACBZR042AJT | RACBZR042AJT |  |  | Voluntarily Certified | Single-package air conditioner | False | False | 40000 |  | 13.4 | 13.4 |  |  | False | 30 | 30 | 10.6 | 0 |  | False | Conventional | 05/05/2023 |  | 07/06/2023
Rheem Sales Company, Inc. | Sure | RACCZR048AJ | RACCZR048AJ |  |  | Voluntarily Certified | Single-package air conditioner | False | False | 45000 |  | 13.4 | 13.4 |  |  | True | 30 | 30 | 10.6 | 0 |  | False | Conventional | 05/05/2023 |  | 07/06/2023
Rheem Sales Company, Inc. | Sure | RACCZR060AJ | RACCZR060AJ |  |  | Voluntarily Certified | Single-package air conditioner | False | False | 56500 |  | 13.4 | 13.4 |  |  | True | 30 | 30 | 10.6 | 0 |  | False | Conventional | 05/05/2023 |  | 07/06/2023
Rheem Sales Company, Inc. | Sure | SA14AZ36AJ1N | SA14AZ36AJ1N | TCFZ3617STANM+RXMD-C03 |  | Voluntarily Certified | Single-split-system air condit | False | False | 34200 |  | 14.3 | 13.4 |  |  | False | 0.5 | 30 | 11.7 | 0 | Coil-Only System | False | Conventional | 05/05/2023 |  | 07/06/2023
Rheem Sales Company, Inc. | Sure | RGEAZR024AJT | RGEAZR024AJT |  |  | Voluntarily Certified | Single-package air conditioner | False | False | 23000 |  | 13.4 | 13.4 |  |  | True | 30 | 30 | 10.6 | 0 |  | False | Conventional | 05/05/2023 |  | 07/06/2023
Rheem Sales Company, Inc. | Sure | SA18AZ36AJVC | SA18AZ36AJVC | SHMVZ6021SEACA |  | Voluntarily Certified | Single-split-system air condit | False | False | 34600 |  | 18 | 13.4 |  |  | True | 14 | 30 | 10.5 | 0 | Blower Coil System | True | Conventional | 05/05/2023 |  | 07/06/2023
Rheem Sales Company, Inc. | Sure | RACAZR060AJT | RACAZR060AJT |  |  | Voluntarily Certified | Single-package air conditioner | False | False | 56000 |  | 13.4 | 13.4 |  |  | True | 30 | 30 | 10.6 | 0 |  | False | Conventional | 05/05/2023 |  | 07/06/2023
Rheem Sales Company, Inc. | Ruud | WA14AZ30AJ1N | WA14AZ30AJ1N | RCFZ3617STANM+RXMD-C03 |  | Voluntarily Certified | Single-split-system air condit | False | False | 28600 |  | 14.3 | 13.4 |  |  | False | 0.5 | 30 | 11.7 | 0 | Coil-Only System | False | Conventional | 05/05/2023 |  | 07/06/2023
Rheem Sales Company, Inc. | Ruud | RACAZR036AJT | RACAZR036AJT |  |  | Voluntarily Certified | Single-package air conditioner | False | False | 34200 |  | 13.4 | 13.4 |  |  | True | 30 | 30 | 10.6 | 0 |  | False | Conventional | 05/05/2023 |  | 07/06/2023
Rheem Sales Company, Inc. | Ruud | WA14AZ18AJ1N | WA14AZ18AJ1N | RCFZ2417STANM+RXMD-C04 |  | Voluntarily Certified | Single-split-system air condit | False | False | 17600 |  | 14.3 | 13.4 |  |  | True | 0.5 | 30 | 11.7 | 0 | Coil-Only System | False | Conventional | 05/05/2023 |  | 07/06/2023
Rheem Sales Company, Inc. | RUSSELL | RACAZR036AJT | RACAZR036AJT |  |  | Voluntarily Certified | Single-package air conditioner | False | False | 34200 |  | 13.4 | 13.4 |  |  | True | 30 | 30 | 10.6 | 0 |  | False | Conventional | 05/05/2023 |  | 07/06/2023
Rheem Sales Company, Inc. | Sure | RGEAZR060AJT | RGEAZR060AJT |  |  | Voluntarily Certified | Single-package air conditioner | False | False | 56000 |  | 13.4 | 13.4 |  |  | True | 30 | 30 | 10.6 | 0 |  | False | Conventional | 05/05/2023 |  | 07/06/2023
Rheem Sales Company, Inc. | Sure | SA15AZ60AJ3N | SA15AZ60AJ3N | SH3VZ6024STANN |  | Voluntarily Certified | Single-split-system air condit | False | False | 55500 |  | 15.2 | 13.4 |  |  | True | 16 | 30 | 9.8 | 0 | Blower Coil System | True | Conventional | 05/05/2023 |  | 07/06/2023
Rheem Sales Company, Inc. | Weatherking | RACBZR048AJT | RACBZR048AJT |  |  | Voluntarily Certified | Single-package air conditioner | False | False | 47000 |  | 13.4 | 13.4 |  |  | False | 30 | 30 | 10.6 | 0 |  | False | Conventional | 05/05/2023 |  | 07/06/2023
Rheem Sales Company, Inc. | Weatherking | RACAZR024AJT | RACAZR024AJT |  |  | Voluntarily Certified | Single-package air conditioner | False | False | 23000 |  | 13.4 | 13.4 |  |  | True | 30 | 30 | 10.6 | 0 |  | False | Conventional | 05/05/2023 |  | 07/06/2023
Rheem Sales Company, Inc. | Weatherking | RGEAZS024AJV | RGEAZS024AJV |  |  | Voluntarily Certified | Single-package air conditioner | False | False | 23400 |  | 15.2 | 13.4 |  |  | True | 30 | 30 | 11.5 | 0 |  | False | Conventional | 05/05/2023 |  | 07/06/2023
Rheem Sales Company, Inc. | Sure | RACBZR048AJT | RACBZR048AJT |  |  | Voluntarily Certified | Single-package air conditioner | False | False | 47000 |  | 13.4 | 13.4 |  |  | False | 30 | 30 | 10.6 | 0 |  | False | Conventional | 05/05/2023 |  | 07/06/2023
Rheem Sales Company, Inc. | Sure | SA18AZ60AJVC | SA18AZ60AJVC | SHMVZ6024SEACN |  | Voluntarily Certified | Single-split-system air condit | False | False | 55000 |  | 18 | 13.4 |  |  | True | 14.5 | 30 | 10.5 | 0 | Blower Coil System | True | Conventional | 05/05/2023 |  | 07/06/2023
Rheem Sales Company, Inc. | Sure | SA16AZ36AJ3C | SA16AZ36AJ3C | SH3VZ3617STACN |  | Voluntarily Certified | Single-split-system air condit | False | False | 34200 |  | 16 | 13.4 |  |  | True | 16 | 30 | 10.5 | 0 | Blower Coil System | True | Conventional | 05/05/2023 |  | 07/06/2023
Rheem Sales Company, Inc. | Sure | RACBZR060AJT | RACBZR060AJT |  |  | Voluntarily Certified | Single-package air conditioner | False | False | 57000 |  | 13.4 | 13.4 |  |  | False | 30 | 30 | 10.6 | 0 |  | False | Conventional | 05/05/2023 |  | 07/06/2023
Rheem Sales Company, Inc. | Sure | SA15AZ24AJ3N | SA15AZ24AJ3N | SH3VZ2417STANN |  | Voluntarily Certified | Single-split-system air condit | False | False | 22800 |  | 15.2 | 13.4 |  |  | True | 16 | 30 | 9.8 | 0 | Blower Coil System | True | Conventional | 05/05/2023 |  | 07/06/2023
Rheem Sales Company, Inc. | Sure | SA15AZ36AJ3N | SA15AZ36AJ3N | SH3VZ3617STANN |  | Voluntarily Certified | Single-split-system air condit | False | False | 34200 |  | 15.2 | 13.4 |  |  | True | 16 | 30 | 9.8 | 0 | Blower Coil System | True | Conventional | 05/05/2023 |  | 07/06/2023
Rheem Sales Company, Inc. | Sure | RGECZR060AJ | RGECZR060AJ |  |  | Voluntarily Certified | Single-package air conditioner | False | False | 57000 |  | 13.4 | 13.4 |  |  | True | 30 | 30 | 10.6 | 0 |  | False | Conventional | 05/05/2023 |  | 07/06/2023
Rheem Sales Company, Inc. | Sure | SA16AZ48AJ3C | SA16AZ48AJ3C | SH3VZ4821STACN |  | Voluntarily Certified | Single-split-system air condit | False | False | 45500 |  | 16 | 13.4 |  |  | True | 16 | 30 | 10.5 | 0 | Blower Coil System | True | Conventional | 05/05/2023 |  | 07/06/2023
Rheem Sales Company, Inc. | Friedrich | RGECZR036AJ | RGECZR036AJ |  |  | Voluntarily Certified | Single-package air conditioner | False | False | 34200 |  | 13.4 | 13.4 |  |  | True | 30 | 30 | 10.6 | 0 |  | False | Conventional | 05/05/2023 |  | 07/06/2023
Rheem Sales Company, Inc. | Weatherking | RGECZR036AJ | RGECZR036AJ |  |  | Voluntarily Certified | Single-package air conditioner | False | False | 34200 |  | 13.4 | 13.4 |  |  | True | 30 | 30 | 10.6 | 0 |  | False | Conventional | 05/05/2023 |  | 07/06/2023
Rheem Sales Company, Inc. | Weatherking | RGEAZR060AJT | RGEAZR060AJT |  |  | Voluntarily Certified | Single-package air conditioner | False | False | 56000 |  | 13.4 | 13.4 |  |  | True | 30 | 30 | 10.6 | 0 |  | False | Conventional | 05/05/2023 |  | 07/06/2023
Rheem Sales Company, Inc. | Weatherking | WSA14AZ18AJ1N | WSA14AZ18AJ1N | TCFZ2417STANM+RXMD-C03 |  | Voluntarily Certified | Single-split-system air condit | False | False | 17100 |  | 14.3 | 13.4 |  |  | True | 3 | 30 | 11.7 | 0 | Coil-Only System | False | Conventional | 05/05/2023 |  | 07/06/2023
Rheem Sales Company, Inc. | Weatherking | WA15AZ48AJ3N | WA15AZ48AJ3N | WH3VZ4821STANN |  | Voluntarily Certified | Single-split-system air condit | False | False | 45500 |  | 15.2 | 13.4 |  |  | True | 16 | 30 | 9.8 | 0 | Blower Coil System | True | Conventional | 05/05/2023 |  | 07/06/2023
Rheem Sales Company, Inc. | Friedrich | RGECZR048AJ | RGECZR048AJ |  |  | Voluntarily Certified | Single-package air conditioner | False | False | 45500 |  | 13.4 | 13.4 |  |  | True | 30 | 30 | 10.6 | 0 |  | False | Conventional | 05/05/2023 |  | 07/06/2023
Rheem Sales Company, Inc. | Rheem | RGEAZR030AJT | RGEAZR030AJT |  |  | Voluntarily Certified | Single-package air conditioner | False | False | 28400 |  | 13.4 | 13.4 |  |  | True | 30 | 30 | 10.6 | 0 |  | False | Conventional | 05/05/2023 |  | 07/06/2023
Rheem Sales Company, Inc. | Rheem | RGEAZR036AJT | RGEAZR036AJT |  |  | Voluntarily Certified | Single-package air conditioner | False | False | 34200 |  | 13.4 | 13.4 |  |  | True | 30 | 30 | 10.6 | 0 |  | False | Conventional | 05/05/2023 |  | 07/06/2023
Rheem Sales Company, Inc. | Rheem | WA14AZ48AJ1N | WA14AZ48AJ1N | RCFZ4821STANM+RXMD-C03 |  | Voluntarily Certified | Single-split-system air condit | False | False | 46000 |  | 13.8 | 13.4 |  |  | False | 0.5 | 30 | 11.2 | 0 | Coil-Only System | False | Conventional | 05/05/2023 |  | 07/06/2023
Rheem Sales Company, Inc. | Sure | RGEAZS036AJV | RGEAZS036AJV |  |  | Voluntarily Certified | Single-package air conditioner | False | False | 35000 |  | 15.2 | 13.4 |  |  | True | 30 | 30 | 11.5 | 0 |  | False | Conventional | 05/05/2023 |  | 07/06/2023
Rheem Sales Company, Inc. | Sure | RGEAZR048AJT | RGEAZR048AJT |  |  | Voluntarily Certified | Single-package air conditioner | False | False | 46000 |  | 13.4 | 13.4 |  |  | True | 30 | 30 | 10.6 | 0 |  | False | Conventional | 05/05/2023 |  | 07/06/2023
Rheem Sales Company, Inc. | Sure | RACAZR036AJT | RACAZR036AJT |  |  | Voluntarily Certified | Single-package air conditioner | False | False | 34200 |  | 13.4 | 13.4 |  |  | True | 30 | 30 | 10.6 | 0 |  | False | Conventional | 05/05/2023 |  | 07/06/2023
Rheem Sales Company, Inc. | Sure | RACAZR024AJT | RACAZR024AJT |  |  | Voluntarily Certified | Single-package air conditioner | False | False | 23000 |  | 13.4 | 13.4 |  |  | True | 30 | 30 | 10.6 | 0 |  | False | Conventional | 05/05/2023 |  | 07/06/2023
Rheem Sales Company, Inc. | Sure | SA14AZ60AJ1N | SA14AZ60AJ1N | TCFZ6024STANM+RXMD-C04 |  | Voluntarily Certified | Single-split-system air condit | False | False | 56000 |  | 13.8 | 13.4 |  |  | True | 0.5 | 30 | 11.2 | 0 | Coil-Only System | False | Conventional | 05/05/2023 |  | 07/06/2023
Rheem Sales Company, Inc. | Sure | SA14AZ42AJ1N | SA14AZ42AJ1N | TCFZ4821STANM+RXMD-C03 |  | Voluntarily Certified | Single-split-system air condit | False | False | 39500 |  | 14.3 | 13.4 |  |  | False | 0.5 | 30 | 11.7 | 0 | Coil-Only System | False | Conventional | 05/05/2023 |  | 07/06/2023
Rheem Sales Company, Inc. | Sure | RGEAZS024AJV | RGEAZS024AJV |  |  | Voluntarily Certified | Single-package air conditioner | False | False | 23400 |  | 15.2 | 13.4 |  |  | True | 30 | 30 | 11.5 | 0 |  | False | Conventional | 05/05/2023 |  | 07/06/2023
Rheem Sales Company, Inc. | Ruud | RA14AZ42AJ1N | RA14AZ42AJ1N | RCFZ4821STANM+RXMD-C03 |  | Voluntarily Certified | Single-split-system air condit | False | False | 39500 |  | 14.3 | 13.4 |  |  | False | 0.5 | 30 | 11.7 | 0 | Coil-Only System | False | Conventional | 05/05/2023 |  | 07/06/2023
Rheem Sales Company, Inc. | Ruud | UA16AZ48AJ3C | UA16AZ48AJ3C | RH3VZ4821STACN |  | Voluntarily Certified | Single-split-system air condit | False | False | 45500 |  | 16 | 13.4 |  |  | True | 16 | 30 | 9.8 | 0 | Blower Coil System | True | Conventional | 05/05/2023 |  | 07/06/2023
Rheem Sales Company, Inc. | Ruud | RACCZR048AJ | RACCZR048AJ |  |  | Voluntarily Certified | Single-package air conditioner | False | False | 45000 |  | 13.4 | 13.4 |  |  | True | 30 | 30 | 10.6 | 0 |  | False | Conventional | 05/05/2023 |  | 07/06/2023
Rheem Sales Company, Inc. | Ruud | RACCZR060AJ | RACCZR060AJ |  |  | Voluntarily Certified | Single-package air conditioner | False | False | 56500 |  | 13.4 | 13.4 |  |  | True | 30 | 30 | 10.6 | 0 |  | False | Conventional | 05/05/2023 |  | 07/06/2023
Rheem Sales Company, Inc. | RUSSELL | SA18AZ24AJVC | SA18AZ24AJVC | SHMVZ2421MEACN |  | Voluntarily Certified | Single-split-system air condit | False | False | 22400 |  | 18 | 13.4 |  |  | True | 14.5 | 30 | 10.5 | 0 | Blower Coil System | True | Conventional | 05/05/2023 |  | 07/06/2023
Rheem Sales Company, Inc. | Weatherking | WA15AZ36AJ3N | WA15AZ36AJ3N | WH3VZ3617STANN |  | Voluntarily Certified | Single-split-system air condit | False | False | 34200 |  | 15.2 | 13.4 |  |  | True | 16 | 30 | 9.8 | 0 | Blower Coil System | True | Conventional | 05/05/2023 |  | 07/06/2023
Rheem Sales Company, Inc. | Weatherking | RACBZR042AJT | RACBZR042AJT |  |  | Voluntarily Certified | Single-package air conditioner | False | False | 40000 |  | 13.4 | 13.4 |  |  | False | 30 | 30 | 10.6 | 0 |  | False | Conventional | 05/05/2023 |  | 07/06/2023
Rheem Sales Company, Inc. | RUSSELL | RACCZR048AJ | RACCZR048AJ |  |  | Voluntarily Certified | Single-package air conditioner | False | False | 45000 |  | 13.4 | 13.4 |  |  | True | 30 | 30 | 10.6 | 0 |  | False | Conventional | 05/05/2023 |  | 07/06/2023
Rheem Sales Company, Inc. | RUSSELL | RACCZR060AJ | RACCZR060AJ |  |  | Voluntarily Certified | Single-package air conditioner | False | False | 56500 |  | 13.4 | 13.4 |  |  | True | 30 | 30 | 10.6 | 0 |  | False | Conventional | 05/05/2023 |  | 07/06/2023
Rheem Sales Company, Inc. | RUSSELL | SA14AZ36AJ1N | SA14AZ36AJ1N | TCFZ3617STANM+RXMD-C03 |  | Voluntarily Certified | Single-split-system air condit | False | False | 34200 |  | 14.3 | 13.4 |  |  | False | 0.5 | 30 | 11.7 | 0 | Coil-Only System | False | Conventional | 05/05/2023 |  | 07/06/2023
Rheem Sales Company, Inc. | Ruud | RACAZR060AJT | RACAZR060AJT |  |  | Voluntarily Certified | Single-package air conditioner | False | False | 56000 |  | 13.4 | 13.4 |  |  | True | 30 | 30 | 10.6 | 0 |  | False | Conventional | 05/05/2023 |  | 07/06/2023
Rheem Sales Company, Inc. | RUSSELL | RACAZR060AJT | RACAZR060AJT |  |  | Voluntarily Certified | Single-package air conditioner | False | False | 56000 |  | 13.4 | 13.4 |  |  | True | 30 | 30 | 10.6 | 0 |  | False | Conventional | 05/05/2023 |  | 07/06/2023
Rheem Sales Company, Inc. | Ruud | RACAZR030AJT | RACAZR030AJT |  |  | Voluntarily Certified | Single-package air conditioner | False | False | 28400 |  | 13.4 | 13.4 |  |  | True | 30 | 30 | 10.6 | 0 |  | False | Conventional | 05/05/2023 |  | 07/06/2023
Rheem Sales Company, Inc. | Ruud | RACBZR024AJT | RACBZR024AJT |  |  | Voluntarily Certified | Single-package air conditioner | False | False | 23000 |  | 13.4 | 13.4 |  |  | False | 30 | 30 | 10.6 | 0 |  | False | Conventional | 05/05/2023 |  | 07/06/2023
Rheem Sales Company, Inc. | Ruud | RA14AZ60AJ1N | RA14AZ60AJ1N | RCFZ6024STANM+RXMD-C04 |  | Voluntarily Certified | Single-split-system air condit | False | False | 56000 |  | 13.8 | 13.4 |  |  | True | 0.5 | 30 | 11.2 | 0 | Coil-Only System | False | Conventional | 05/05/2023 |  | 07/06/2023
Rheem Sales Company, Inc. | RUSSELL | RACBZR024AJT | RACBZR024AJT |  |  | Voluntarily Certified | Single-package air conditioner | False | False | 23000 |  | 13.4 | 13.4 |  |  | False | 30 | 30 | 10.6 | 0 |  | False | Conventional | 05/05/2023 |  | 07/06/2023
Rheem Sales Company, Inc. | RUSSELL | RACAZR030AJT | RACAZR030AJT |  |  | Voluntarily Certified | Single-package air conditioner | False | False | 28400 |  | 13.4 | 13.4 |  |  | True | 30 | 30 | 10.6 | 0 |  | False | Conventional | 05/05/2023 |  | 07/06/2023
Rheem Sales Company, Inc. | Ruud | RACAZR048AJT | RACAZR048AJT |  |  | Voluntarily Certified | Single-package air conditioner | False | False | 46000 |  | 13.4 | 13.4 |  |  | True | 30 | 30 | 10.6 | 0 |  | False | Conventional | 05/05/2023 |  | 07/06/2023
Rheem Sales Company, Inc. | Ruud | RACCZR036AJ | RACCZR036AJ |  |  | Voluntarily Certified | Single-package air conditioner | False | False | 34200 |  | 13.4 | 13.4 |  |  | True | 30 | 30 | 10.6 | 0 |  | False | Conventional | 05/05/2023 |  | 07/06/2023
Rheem Sales Company, Inc. | RUSSELL | SA14AZ18AJ1N | SA14AZ18AJ1N | TCFZ2417STANM+RXMD-C04 |  | Voluntarily Certified | Single-split-system air condit | False | False | 17600 |  | 14.3 | 13.4 |  |  | True | 0.5 | 30 | 11.7 | 0 | Coil-Only System | False | Conventional | 05/05/2023 |  | 07/06/2023
Rheem Sales Company, Inc. | RUSSELL | RACCZR036AJ | RACCZR036AJ |  |  | Voluntarily Certified | Single-package air conditioner | False | False | 34200 |  | 13.4 | 13.4 |  |  | True | 30 | 30 | 10.6 | 0 |  | False | Conventional | 05/05/2023 |  | 07/06/2023
Rheem Sales Company, Inc. | RUSSELL | SA14AZ30AJ1N | SA14AZ30AJ1N | TCFZ3617STANM+RXMD-C03 |  | Voluntarily Certified | Single-split-system air condit | False | False | 28600 |  | 14.3 | 13.4 |  |  | False | 0.5 | 30 | 11.7 | 0 | Coil-Only System | False | Conventional | 05/05/2023 |  | 07/06/2023
Rheem Sales Company, Inc. | RUSSELL | RACAZR048AJT | RACAZR048AJT |  |  | Voluntarily Certified | Single-package air conditioner | False | False | 46000 |  | 13.4 | 13.4 |  |  | True | 30 | 30 | 10.6 | 0 |  | False | Conventional | 05/05/2023 |  | 07/06/2023
Rheem Sales Company, Inc. | RUSSELL | SA16AZ60AJ3C | SA16AZ60AJ3C | SH3VZ6024STACN |  | Voluntarily Certified | Single-split-system air condit | False | False | 55500 |  | 15.5 | 13.4 |  |  | True | 16 | 30 | 9.8 | 0 | Blower Coil System | True | Conventional | 05/05/2023 |  | 07/06/2023
Rheem Sales Company, Inc. | Ruud | WA15AZ36AJ3N | WA15AZ36AJ3N | RH3VZ3617STACN |  | Voluntarily Certified | Single-split-system air condit | False | False | 34200 |  | 15.2 | 13.4 |  |  | True | 16 | 30 | 9.8 | 0 | Blower Coil System | True | Conventional | 05/05/2023 |  | 07/06/2023
Rheem Sales Company, Inc. | Ruud | RACBZR042AJT | RACBZR042AJT |  |  | Voluntarily Certified | Single-package air conditioner | False | False | 40000 |  | 13.4 | 13.4 |  |  | False | 30 | 30 | 10.6 | 0 |  | False | Conventional | 05/05/2023 |  | 07/06/2023
Rheem Sales Company, Inc. | Ruud | RA14AZ18AJ1N | RA14AZ18AJ1N | RCFZ2417STANM+RXMD-C04 |  | Voluntarily Certified | Single-split-system air condit | False | False | 17600 |  | 14.3 | 13.4 |  |  | True | 0.5 | 30 | 11.7 | 0 | Coil-Only System | False | Conventional | 05/05/2023 |  | 07/06/2023
Rheem Sales Company, Inc. | RUSSELL | RACBZR042AJT | RACBZR042AJT |  |  | Voluntarily Certified | Single-package air conditioner | False | False | 40000 |  | 13.4 | 13.4 |  |  | False | 30 | 30 | 10.6 | 0 |  | False | Conventional | 05/05/2023 |  | 07/06/2023
Rheem Sales Company, Inc. | Weatherking | RACAZR060AJT | RACAZR060AJT |  |  | Voluntarily Certified | Single-package air conditioner | False | False | 56000 |  | 13.4 | 13.4 |  |  | True | 30 | 30 | 10.6 | 0 |  | False | Conventional | 05/05/2023 |  | 07/06/2023
Rheem Sales Company, Inc. | Weatherking | RACCZR036AJ | RACCZR036AJ |  |  | Voluntarily Certified | Single-package air conditioner | False | False | 34200 |  | 13.4 | 13.4 |  |  | True | 30 | 30 | 10.6 | 0 |  | False | Conventional | 05/05/2023 |  | 07/06/2023
Rheem Sales Company, Inc. | Weatherking | RACAZR048AJT | RACAZR048AJT |  |  | Voluntarily Certified | Single-package air conditioner | False | False | 46000 |  | 13.4 | 13.4 |  |  | True | 30 | 30 | 10.6 | 0 |  | False | Conventional | 05/05/2023 |  | 07/06/2023
Rheem Sales Company, Inc. | Ruud | WA15AZ60AJ3N | WA15AZ60AJ3N | RH3VZ6024STACN |  | Voluntarily Certified | Single-split-system air condit | False | False | 55500 |  | 15.2 | 13.4 |  |  | True | 16 | 30 | 9.8 | 0 | Blower Coil System | True | Conventional | 05/05/2023 |  | 07/06/2023
Rheem Sales Company, Inc. | Ruud | RACAZR042AJT | RACAZR042AJT |  |  | Voluntarily Certified | Single-package air conditioner | False | False | 40500 |  | 13.4 | 13.4 |  |  | True | 30 | 30 | 10.6 | 0 |  | False | Conventional | 05/05/2023 |  | 07/06/2023
Rheem Sales Company, Inc. | Ruud | RA14AZ30AJ1N | RA14AZ30AJ1N | RCFZ3617STANM+RXMD-C03 |  | Voluntarily Certified | Single-split-system air condit | False | False | 28600 |  | 14.3 | 13.4 |  |  | False | 0.5 | 30 | 11.7 | 0 | Coil-Only System | False | Conventional | 05/05/2023 |  | 07/06/2023
Rheem Sales Company, Inc. | Ruud | RACBZR030AJT | RACBZR030AJT |  |  | Voluntarily Certified | Single-package air conditioner | False | False | 28000 |  | 13.4 | 13.4 |  |  | False | 30 | 30 | 10.6 | 0 |  | False | Conventional | 05/05/2023 |  | 07/06/2023
Rheem Sales Company, Inc. | Weatherking | WA14AZ60AJ1N | WA14AZ60AJ1N | TCFZ6024STANM+RXMD-C04 |  | Voluntarily Certified | Single-split-system air condit | False | False | 56000 |  | 13.8 | 13.4 |  |  | True | 0.5 | 30 | 11.2 | 0 | Coil-Only System | False | Conventional | 05/05/2023 |  | 07/06/2023
Rheem Sales Company, Inc. | Weatherking | WA14AZ36AJ1N | WA14AZ36AJ1N | TCFZ3617STANM+RXMD-C03 |  | Voluntarily Certified | Single-split-system air condit | False | False | 34200 |  | 14.3 | 13.4 |  |  | False | 0.5 | 30 | 11.7 | 0 | Coil-Only System | False | Conventional | 05/05/2023 |  | 07/06/2023
Rheem Sales Company, Inc. | Ruud | WA14AZ24AJ1N | WA14AZ24AJ1N | RCFZ2417STANM+RXMD-C03 |  | Voluntarily Certified | Single-split-system air condit | False | False | 22800 |  | 14.3 | 13.4 |  |  | False | 0.5 | 30 | 11.7 | 0 | Coil-Only System | False | Conventional | 05/05/2023 |  | 07/06/2023
Rheem Sales Company, Inc. | RUSSELL | RACBZR030AJT | RACBZR030AJT |  |  | Voluntarily Certified | Single-package air conditioner | False | False | 28000 |  | 13.4 | 13.4 |  |  | False | 30 | 30 | 10.6 | 0 |  | False | Conventional | 05/05/2023 |  | 07/06/2023
Rheem Sales Company, Inc. | RUSSELL | RACAZR042AJT | RACAZR042AJT |  |  | Voluntarily Certified | Single-package air conditioner | False | False | 40500 |  | 13.4 | 13.4 |  |  | True | 30 | 30 | 10.6 | 0 |  | False | Conventional | 05/05/2023 |  | 07/06/2023
Rheem Sales Company, Inc. | RUSSELL | SA16AZ24AJ3C | SA16AZ24AJ3C | SH3VZ2417STACN |  | Voluntarily Certified | Single-split-system air condit | False | False | 22800 |  | 16 | 13.4 |  |  | True | 16 | 30 | 10.5 | 0 | Blower Coil System | True | Conventional | 05/05/2023 |  | 07/06/2023
Rheem Sales Company, Inc. | Ruud | WA14AZ36AJ1N | WA14AZ36AJ1N | RCFZ3617STANM+RXMD-C03 |  | Voluntarily Certified | Single-split-system air condit | False | False | 34200 |  | 14.3 | 13.4 |  |  | False | 0.5 | 30 | 11.7 | 0 | Coil-Only System | False | Conventional | 05/05/2023 |  | 07/06/2023
Rheem Sales Company, Inc. | Ruud | RGEAZR024AJT | RGEAZR024AJT |  |  | Voluntarily Certified | Single-package air conditioner | False | False | 23000 |  | 13.4 | 13.4 |  |  | True | 30 | 30 | 10.6 | 0 |  | False | Conventional | 05/05/2023 |  | 07/06/2023
Rheem Sales Company, Inc. | Ruud | WA14AZ60AJ1N | WA14AZ60AJ1N | RCFZ6024STANM+RXMD-C04 |  | Voluntarily Certified | Single-split-system air condit | False | False | 56000 |  | 13.8 | 13.4 |  |  | True | 0.5 | 30 | 11.2 | 0 | Coil-Only System | False | Conventional | 05/05/2023 |  | 07/06/2023
Rheem Sales Company, Inc. | RUSSELL | RGEAZR024AJT | RGEAZR024AJT |  |  | Voluntarily Certified | Single-package air conditioner | False | False | 23000 |  | 13.4 | 13.4 |  |  | True | 30 | 30 | 10.6 | 0 |  | False | Conventional | 05/05/2023 |  | 07/06/2023
Rheem Sales Company, Inc. | Weatherking | RACAZR030AJT | RACAZR030AJT |  |  | Voluntarily Certified | Single-package air conditioner | False | False | 28400 |  | 13.4 | 13.4 |  |  | True | 30 | 30 | 10.6 | 0 |  | False | Conventional | 05/05/2023 |  | 07/06/2023
Rheem Sales Company, Inc. | Weatherking | RACBZR024AJT | RACBZR024AJT |  |  | Voluntarily Certified | Single-package air conditioner | False | False | 23000 |  | 13.4 | 13.4 |  |  | False | 30 | 30 | 10.6 | 0 |  | False | Conventional | 05/05/2023 |  | 07/06/2023
Rheem Sales Company, Inc. | Weatherking | RACCZR048AJ | RACCZR048AJ |  |  | Voluntarily Certified | Single-package air conditioner | False | False | 45000 |  | 13.4 | 13.4 |  |  | True | 30 | 30 | 10.6 | 0 |  | False | Conventional | 05/05/2023 |  | 07/06/2023
Rheem Sales Company, Inc. | Weatherking | RACCZR060AJ | RACCZR060AJ |  |  | Voluntarily Certified | Single-package air conditioner | False | False | 56500 |  | 13.4 | 13.4 |  |  | True | 30 | 30 | 10.6 | 0 |  | False | Conventional | 05/05/2023 |  | 07/06/2023
Rheem Sales Company, Inc. | Rheem | RACBZR042AJT | RACBZR042AJT |  |  | Voluntarily Certified | Single-package air conditioner | False | False | 40000 |  | 13.4 | 13.4 |  |  | False | 30 | 30 | 10.6 | 0 |  | False | Conventional | 05/05/2023 |  | 07/06/2023
Rheem Sales Company, Inc. | Rheem | RA14AZ18AJ1N | RA14AZ18AJ1N | RCFZ2417STANM+RXMD-C04 |  | Voluntarily Certified | Single-split-system air condit | False | False | 17600 |  | 14.3 | 13.4 |  |  | True | 0.5 | 30 | 11.7 | 0 | Coil-Only System | False | Conventional | 05/05/2023 |  | 07/06/2023
Rheem Sales Company, Inc. | Rheem | RGEAZR024AJT | RGEAZR024AJT |  |  | Voluntarily Certified | Single-package air conditioner | False | False | 23000 |  | 13.4 | 13.4 |  |  | True | 30 | 30 | 10.6 | 0 |  | False | Conventional | 05/05/2023 |  | 07/06/2023
Rheem Sales Company, Inc. | Rheem | WA14AZ60AJ1N | WA14AZ60AJ1N | RCFZ6024STANM+RXMD-C04 |  | Voluntarily Certified | Single-split-system air condit | False | False | 56000 |  | 13.8 | 13.4 |  |  | True | 0.5 | 30 | 11.2 | 0 | Coil-Only System | False | Conventional | 05/05/2023 |  | 07/06/2023
Rheem Sales Company, Inc. | Rheem | WA14AZ36AJ1N | WA14AZ36AJ1N | RCFZ3617STANM+RXMD-C03 |  | Voluntarily Certified | Single-split-system air condit | False | False | 34200 |  | 14.3 | 13.4 |  |  | False | 0.5 | 30 | 11.7 | 0 | Coil-Only System | False | Conventional | 05/05/2023 |  | 07/06/2023
Rheem Sales Company, Inc. | Rheem | WA15AZ36AJ3N | WA15AZ36AJ3N | RH3VZ3617STACN |  | Voluntarily Certified | Single-split-system air condit | False | False | 34200 |  | 15.2 | 13.4 |  |  | True | 16 | 30 | 9.8 | 0 | Blower Coil System | True | Conventional | 05/05/2023 |  | 07/06/2023
Rheem Sales Company, Inc. | Rheem | RA18AZ36AJVC | RA18AZ36AJVC | RHMVZ6021SEACA |  | Voluntarily Certified | Single-split-system air condit | False | False | 34600 |  | 18 | 13.4 |  |  | True | 14 | 30 | 10.5 | 0 | Blower Coil System | True | Conventional | 05/05/2023 |  | 07/06/2023
Rheem Sales Company, Inc. | Rheem | RACBZR048AJT | RACBZR048AJT |  |  | Voluntarily Certified | Single-package air conditioner | False | False | 47000 |  | 13.4 | 13.4 |  |  | False | 30 | 30 | 10.6 | 0 |  | False | Conventional | 05/05/2023 |  | 07/06/2023
Rheem Sales Company, Inc. | Rheem | RA16AZ48AJ3C | RA16AZ48AJ3C | RH3VZ4821STACN |  | Voluntarily Certified | Single-split-system air condit | False | False | 45500 |  | 16 | 13.4 |  |  | True | 16 | 30 | 10.5 | 0 | Blower Coil System | True | Conventional | 05/05/2023 |  | 07/06/2023
Rheem Sales Company, Inc. | Rheem | RACAZR030AJT | RACAZR030AJT |  |  | Voluntarily Certified | Single-package air conditioner | False | False | 28400 |  | 13.4 | 13.4 |  |  | True | 30 | 30 | 10.6 | 0 |  | False | Conventional | 05/05/2023 |  | 07/06/2023
Rheem Sales Company, Inc. | Rheem | RACBZR024AJT | RACBZR024AJT |  |  | Voluntarily Certified | Single-package air conditioner | False | False | 23000 |  | 13.4 | 13.4 |  |  | False | 30 | 30 | 10.6 | 0 |  | False | Conventional | 05/05/2023 |  | 07/06/2023
Rheem Sales Company, Inc. | Rheem | RA14AZ60AJ1N | RA14AZ60AJ1N | RCFZ6024STANM+RXMD-C04 |  | Voluntarily Certified | Single-split-system air condit | False | False | 56000 |  | 13.8 | 13.4 |  |  | True | 0.5 | 30 | 11.2 | 0 | Coil-Only System | False | Conventional | 05/05/2023 |  | 07/06/2023
Rheem Sales Company, Inc. | Rheem | RA18AZ48AJVC | RA18AZ48AJVC | RHMVZ6021SEACA |  | Voluntarily Certified | Single-split-system air condit | False | False | 45000 |  | 18 | 13.4 |  |  | True | 12 | 30 | 10.5 | 0 | Blower Coil System | True | Conventional | 05/05/2023 |  | 07/06/2023
Rheem Sales Company, Inc. | Rheem | RA14AZ48AJ1N | RA14AZ48AJ1N | RCFZ4821STANM+RXMD-C03 |  | Voluntarily Certified | Single-split-system air condit | False | False | 46000 |  | 13.8 | 13.4 |  |  | False | 0.5 | 30 | 11.2 | 0 | Coil-Only System | False | Conventional | 05/05/2023 |  | 07/06/2023
Rheem Sales Company, Inc. | Rheem | RA18AZ60AJVC | RA18AZ60AJVC | RHMVZ6024SEACN |  | Voluntarily Certified | Single-split-system air condit | False | False | 55000 |  | 18 | 13.4 |  |  | True | 14.5 | 30 | 10.5 | 0 | Blower Coil System | True | Conventional | 05/05/2023 |  | 07/06/2023
Rheem Sales Company, Inc. | Rheem | RGECZR048AJ | RGECZR048AJ |  |  | Voluntarily Certified | Single-package air conditioner | False | False | 45500 |  | 13.4 | 13.4 |  |  | True | 30 | 30 | 10.6 | 0 |  | False | Conventional | 05/05/2023 |  | 07/06/2023
Rheem Sales Company, Inc. | Rheem | RACAZR042AJT | RACAZR042AJT |  |  | Voluntarily Certified | Single-package air conditioner | False | False | 40500 |  | 13.4 | 13.4 |  |  | True | 30 | 30 | 10.6 | 0 |  | False | Conventional | 05/05/2023 |  | 07/06/2023
Rheem Sales Company, Inc. | Rheem | RACBZR030AJT | RACBZR030AJT |  |  | Voluntarily Certified | Single-package air conditioner | False | False | 28000 |  | 13.4 | 13.4 |  |  | False | 30 | 30 | 10.6 | 0 |  | False | Conventional | 05/05/2023 |  | 07/06/2023
Rheem Sales Company, Inc. | Rheem | WA14AZ24AJ1N | WA14AZ24AJ1N | RCFZ2417STANM+RXMD-C03 |  | Voluntarily Certified | Single-split-system air condit | False | False | 22800 |  | 14.3 | 13.4 |  |  | False | 0.5 | 30 | 11.7 | 0 | Coil-Only System | False | Conventional | 05/05/2023 |  | 07/06/2023
Rheem Sales Company, Inc. | Rheem | RA14AZ30AJ1N | RA14AZ30AJ1N | RCFZ3617STANM+RXMD-C03 |  | Voluntarily Certified | Single-split-system air condit | False | False | 28600 |  | 14.3 | 13.4 |  |  | False | 0.5 | 30 | 11.7 | 0 | Coil-Only System | False | Conventional | 05/05/2023 |  | 07/06/2023
Rheem Sales Company, Inc. | Rheem | RA16AZ36AJ3C | RA16AZ36AJ3C | RH3VZ3617STACN |  | Voluntarily Certified | Single-split-system air condit | False | False | 34200 |  | 16 | 13.4 |  |  | True | 16 | 30 | 10.5 | 0 | Blower Coil System | True | Conventional | 05/05/2023 |  | 07/06/2023
Rheem Sales Company, Inc. | Rheem | RA16AZ60AJ3C | RA16AZ60AJ3C | RH3VZ6024STACN |  | Voluntarily Certified | Single-split-system air condit | False | False | 55500 |  | 15.5 | 13.4 |  |  | True | 16 | 30 | 9.8 | 0 | Blower Coil System | True | Conventional | 05/05/2023 |  | 07/06/2023
Rheem Sales Company, Inc. | Rheem | WA15AZ60AJ3N | WA15AZ60AJ3N | RH3VZ6024STACN |  | Voluntarily Certified | Single-split-system air condit | False | False | 55500 |  | 15.2 | 13.4 |  |  | True | 16 | 30 | 9.8 | 0 | Blower Coil System | True | Conventional | 05/05/2023 |  | 07/06/2023
Rheem Sales Company, Inc. | Friedrich | RACCZR048AJ | RACCZR048AJ |  |  | Voluntarily Certified | Single-package air conditioner | False | False | 45000 |  | 13.4 | 13.4 |  |  | True | 30 | 30 | 10.6 | 0 |  | False | Conventional | 05/05/2023 |  | 07/06/2023
Rheem Sales Company, Inc. | Friedrich | RACCZR060AJ | RACCZR060AJ |  |  | Voluntarily Certified | Single-package air conditioner | False | False | 56500 |  | 13.4 | 13.4 |  |  | True | 30 | 30 | 10.6 | 0 |  | False | Conventional | 05/05/2023 |  | 07/06/2023
Rheem Sales Company, Inc. | Rheem | RACCZR048AJ | RACCZR048AJ |  |  | Voluntarily Certified | Single-package air conditioner | False | False | 45000 |  | 13.4 | 13.4 |  |  | True | 30 | 30 | 10.6 | 0 |  | False | Conventional | 05/05/2023 |  | 07/06/2023
Rheem Sales Company, Inc. | Rheem | RACCZR060AJ | RACCZR060AJ |  |  | Voluntarily Certified | Single-package air conditioner | False | False | 56500 |  | 13.4 | 13.4 |  |  | True | 30 | 30 | 10.6 | 0 |  | False | Conventional | 05/05/2023 |  | 07/06/2023
Rheem Sales Company, Inc. | Rheem | RA14AZ42AJ1N | RA14AZ42AJ1N | RCFZ4821STANM+RXMD-C03 |  | Voluntarily Certified | Single-split-system air condit | False | False | 39500 |  | 14.3 | 13.4 |  |  | False | 0.5 | 30 | 11.7 | 0 | Coil-Only System | False | Conventional | 05/05/2023 |  | 07/06/2023
Rheem Sales Company, Inc. | Rheem | RGEAZR048AJT | RGEAZR048AJT |  |  | Voluntarily Certified | Single-package air conditioner | False | False | 46000 |  | 13.4 | 13.4 |  |  | True | 30 | 30 | 10.6 | 0 |  | False | Conventional | 05/05/2023 |  | 07/06/2023
Rheem Sales Company, Inc. | Rheem | RGEAZS036AJV | RGEAZS036AJV |  |  | Voluntarily Certified | Single-package air conditioner | False | False | 35000 |  | 15.2 | 13.4 |  |  | True | 30 | 30 | 11.5 | 0 |  | False | Conventional | 05/05/2023 |  | 07/06/2023
Rheem Sales Company, Inc. | Rheem | RA15AZ24AJ3C | RA15AZ24AJ3C | RH3VZ2417STACN |  | Voluntarily Certified | Single-split-system air condit | False | False | 22800 |  | 15.2 | 13.4 |  |  | True | 16 | 30 | 9.8 | 0 | Blower Coil System | True | Conventional | 05/05/2023 |  | 07/06/2023
Rheem Sales Company, Inc. | Friedrich | RGECZR060AJ | RGECZR060AJ |  |  | Voluntarily Certified | Single-package air conditioner | False | False | 57000 |  | 13.4 | 13.4 |  |  | True | 30 | 30 | 10.6 | 0 |  | False | Conventional | 05/05/2023 |  | 07/06/2023
Rheem Sales Company, Inc. | Rheem | RGECZR060AJ | RGECZR060AJ |  |  | Voluntarily Certified | Single-package air conditioner | False | False | 57000 |  | 13.4 | 13.4 |  |  | True | 30 | 30 | 10.6 | 0 |  | False | Conventional | 05/05/2023 |  | 07/06/2023
Rheem Sales Company, Inc. | Rheem | WSA14AZ24AJ1N | WSA14AZ24AJ1N | RCFZ2417MTANM+RXMD-C04 |  | Voluntarily Certified | Single-split-system air condit | False | False | 22800 |  | 14.3 | 13.4 |  |  | True | 3 | 30 | 11.7 | 0 | Coil-Only System | False | Conventional | 05/05/2023 |  | 07/06/2023
Rheem Sales Company, Inc. | Friedrich | RACCZR036AJ | RACCZR036AJ |  |  | Voluntarily Certified | Single-package air conditioner | False | False | 34200 |  | 13.4 | 13.4 |  |  | True | 30 | 30 | 10.6 | 0 |  | False | Conventional | 05/05/2023 |  | 07/06/2023
Rheem Sales Company, Inc. | Rheem | RACCZR036AJ | RACCZR036AJ |  |  | Voluntarily Certified | Single-package air conditioner | False | False | 34200 |  | 13.4 | 13.4 |  |  | True | 30 | 30 | 10.6 | 0 |  | False | Conventional | 05/05/2023 |  | 07/06/2023
Rheem Sales Company, Inc. | Ruud | WA15AZ24AJ3N | WA15AZ24AJ3N | RH3VZ2417STACN |  | Voluntarily Certified | Single-split-system air condit | False | False | 22800 |  | 15.2 | 13.4 |  |  | True | 16 | 30 | 9.8 | 0 | Blower Coil System | True | Conventional | 05/05/2023 |  | 07/06/2023
Rheem Sales Company, Inc. | Ruud | RA15AZ60AJ3C | RA15AZ60AJ3C | RH3VZ6024STACN |  | Voluntarily Certified | Single-split-system air condit | False | False | 55500 |  | 15.2 | 13.4 |  |  | True | 16 | 30 | 9.8 | 0 | Blower Coil System | True | Conventional | 05/05/2023 |  | 07/06/2023
Rheem Sales Company, Inc. | Ruud | RACAZS036AJT | RACAZS036AJT |  |  | Voluntarily Certified | Single-package air conditioner | False | False | 35000 |  | 15.2 | 13.4 |  |  | True | 30 | 30 | 11.5 | 0 |  | False | Conventional | 05/05/2023 |  | 07/06/2023
Rheem Sales Company, Inc. | Ruud | RGEAZR042AJT | RGEAZR042AJT |  |  | Voluntarily Certified | Single-package air conditioner | False | False | 40500 |  | 13.4 | 13.4 |  |  | True | 30 | 30 | 10.6 | 0 |  | False | Conventional | 05/05/2023 |  | 07/06/2023
Rheem Sales Company, Inc. | Weatherking | WA14AZ18AJ1N | WA14AZ18AJ1N | TCFZ2417STANM+RXMD-C04 |  | Voluntarily Certified | Single-split-system air condit | False | False | 17600 |  | 14.3 | 13.4 |  |  | True | 0.5 | 30 | 11.7 | 0 | Coil-Only System | False | Conventional | 05/05/2023 |  | 07/06/2023
Rheem Sales Company, Inc. | Weatherking | WA14AZ30AJ1N | WA14AZ30AJ1N | TCFZ3617STANM+RXMD-C03 |  | Voluntarily Certified | Single-split-system air condit | False | False | 28600 |  | 14.3 | 13.4 |  |  | False | 0.5 | 30 | 11.7 | 0 | Coil-Only System | False | Conventional | 05/05/2023 |  | 07/06/2023
Rheem Sales Company, Inc. | Rheem | RACAZR048AJT | RACAZR048AJT |  |  | Voluntarily Certified | Single-package air conditioner | False | False | 46000 |  | 13.4 | 13.4 |  |  | True | 30 | 30 | 10.6 | 0 |  | False | Conventional | 05/05/2023 |  | 07/06/2023
Rheem Sales Company, Inc. | Weatherking | RACAZR036AJT | RACAZR036AJT |  |  | Voluntarily Certified | Single-package air conditioner | False | False | 34200 |  | 13.4 | 13.4 |  |  | True | 30 | 30 | 10.6 | 0 |  | False | Conventional | 05/05/2023 |  | 07/06/2023
Rheem Sales Company, Inc. | Rheem | RACAZR036AJT | RACAZR036AJT |  |  | Voluntarily Certified | Single-package air conditioner | False | False | 34200 |  | 13.4 | 13.4 |  |  | True | 30 | 30 | 10.6 | 0 |  | False | Conventional | 05/05/2023 |  | 07/06/2023
Rheem Sales Company, Inc. | Rheem | WA14AZ18AJ1N | WA14AZ18AJ1N | RCFZ2417STANM+RXMD-C04 |  | Voluntarily Certified | Single-split-system air condit | False | False | 17600 |  | 14.3 | 13.4 |  |  | True | 0.5 | 30 | 11.7 | 0 | Coil-Only System | False | Conventional | 05/05/2023 |  | 07/06/2023
Rheem Sales Company, Inc. | Rheem | WA14AZ30AJ1N | WA14AZ30AJ1N | RCFZ3617STANM+RXMD-C03 |  | Voluntarily Certified | Single-split-system air condit | False | False | 28600 |  | 14.3 | 13.4 |  |  | False | 0.5 | 30 | 11.7 | 0 | Coil-Only System | False | Conventional | 05/05/2023 |  | 07/06/2023
Rheem Sales Company, Inc. | Rheem | RA18AZ24AJVC | RA18AZ24AJVC | RHMVZ2421MEACN |  | Voluntarily Certified | Single-split-system air condit | False | False | 22400 |  | 18 | 13.4 |  |  | True | 14.5 | 30 | 10.5 | 0 | Blower Coil System | True | Conventional | 05/05/2023 |  | 07/06/2023
Rheem Sales Company, Inc. | Rheem | RGEAZR042AJT | RGEAZR042AJT |  |  | Voluntarily Certified | Single-package air conditioner | False | False | 40500 |  | 13.4 | 13.4 |  |  | True | 30 | 30 | 10.6 | 0 |  | False | Conventional | 05/05/2023 |  | 07/06/2023
Rheem Sales Company, Inc. | Rheem | RA15AZ60AJ3C | RA15AZ60AJ3C | RH3VZ6024STACN |  | Voluntarily Certified | Single-split-system air condit | False | False | 55500 |  | 15.2 | 13.4 |  |  | True | 16 | 30 | 9.8 | 0 | Blower Coil System | True | Conventional | 05/05/2023 |  | 07/06/2023
Rheem Sales Company, Inc. | Rheem | RACAZS024AJT | RACAZS024AJT |  |  | Voluntarily Certified | Single-package air conditioner | False | False | 23400 |  | 15.2 | 13.4 |  |  | True | 30 | 30 | 11.5 | 0 |  | False | Conventional | 05/05/2023 |  | 07/06/2023
Rheem Sales Company, Inc. | Rheem | RACAZS036AJT | RACAZS036AJT |  |  | Voluntarily Certified | Single-package air conditioner | False | False | 35000 |  | 15.2 | 13.4 |  |  | True | 30 | 30 | 11.5 | 0 |  | False | Conventional | 05/05/2023 |  | 07/06/2023
Rheem Sales Company, Inc. | Rheem | WA15AZ24AJ3N | WA15AZ24AJ3N | RH3VZ2417STACN |  | Voluntarily Certified | Single-split-system air condit | False | False | 22800 |  | 15.2 | 13.4 |  |  | True | 16 | 30 | 9.8 | 0 | Blower Coil System | True | Conventional | 05/05/2023 |  | 07/06/2023
Rheem Sales Company, Inc. | Weatherking | RACAZS024AJT | RACAZS024AJT |  |  | Voluntarily Certified | Single-package air conditioner | False | False | 23400 |  | 15.2 | 13.4 |  |  | True | 30 | 30 | 11.5 | 0 |  | False | Conventional | 05/05/2023 |  | 07/06/2023
Rheem Sales Company, Inc. | Weatherking | RACAZS036AJT | RACAZS036AJT |  |  | Voluntarily Certified | Single-package air conditioner | False | False | 35000 |  | 15.2 | 13.4 |  |  | True | 30 | 30 | 11.5 | 0 |  | False | Conventional | 05/05/2023 |  | 07/06/2023
Rheem Sales Company, Inc. | Weatherking | RGEAZR042AJT | RGEAZR042AJT |  |  | Voluntarily Certified | Single-package air conditioner | False | False | 40500 |  | 13.4 | 13.4 |  |  | True | 30 | 30 | 10.6 | 0 |  | False | Conventional | 05/05/2023 |  | 07/06/2023
Rheem Sales Company, Inc. | Weatherking | WA15AZ24AJ3N | WA15AZ24AJ3N | WH3VZ2417STANN |  | Voluntarily Certified | Single-split-system air condit | False | False | 22800 |  | 15.2 | 13.4 |  |  | True | 16 | 30 | 9.8 | 0 | Blower Coil System | True | Conventional | 05/05/2023 |  | 07/06/2023
Rheem Sales Company, Inc. | Rheem | RACBZR036AJT | RACBZR036AJT |  |  | Voluntarily Certified | Single-package air conditioner | False | False | 35200 |  | 13.4 | 13.4 |  |  | False | 30 | 30 | 10.6 | 0 |  | False | Conventional | 05/05/2023 |  | 07/06/2023
Rheem Sales Company, Inc. | Rheem | RA14AZ24AJ1N | RA14AZ24AJ1N | RCFZ2417STANM+RXMD-C03 |  | Voluntarily Certified | Single-split-system air condit | False | False | 22800 |  | 14.3 | 13.4 |  |  | False | 0.5 | 30 | 11.7 | 0 | Coil-Only System | False | Conventional | 05/05/2023 |  | 07/06/2023
Rheem Sales Company, Inc. | Rheem | RA14AZ36AJ1N | RA14AZ36AJ1N | RCFZ3617STANM+RXMD-C03 |  | Voluntarily Certified | Single-split-system air condit | False | False | 34200 |  | 14.3 | 13.4 |  |  | False | 0.5 | 30 | 11.7 | 0 | Coil-Only System | False | Conventional | 05/05/2023 |  | 07/06/2023
Rheem Sales Company, Inc. | Rheem | WSA14AZ30AJ1N | WSA14AZ30AJ1N | RCFZ3617STANM+RXMD-C04 |  | Voluntarily Certified | Single-split-system air condit | False | False | 27600 |  | 14.3 | 13.4 |  |  | True | 3 | 30 | 11.7 | 0 | Coil-Only System | False | Conventional | 05/05/2023 |  | 07/06/2023
Rheem Sales Company, Inc. | Rheem | RACAZR060AJT | RACAZR060AJT |  |  | Voluntarily Certified | Single-package air conditioner | False | False | 56000 |  | 13.4 | 13.4 |  |  | True | 30 | 30 | 10.6 | 0 |  | False | Conventional | 05/05/2023 |  | 07/06/2023
Rheem Sales Company, Inc. | Rheem | RACAZR024AJT | RACAZR024AJT |  |  | Voluntarily Certified | Single-package air conditioner | False | False | 23000 |  | 13.4 | 13.4 |  |  | True | 30 | 30 | 10.6 | 0 |  | False | Conventional | 05/05/2023 |  | 07/06/2023
Rheem Sales Company, Inc. | Rheem | RGEAZS024AJV | RGEAZS024AJV |  |  | Voluntarily Certified | Single-package air conditioner | False | False | 23400 |  | 15.2 | 13.4 |  |  | True | 30 | 30 | 11.5 | 0 |  | False | Conventional | 05/05/2023 |  | 07/06/2023
Rheem Sales Company, Inc. | Ruud | RGEAZS024AJV | RGEAZS024AJV |  |  | Voluntarily Certified | Single-package air conditioner | False | False | 23400 |  | 15.2 | 13.4 |  |  | True | 30 | 30 | 11.5 | 0 |  | False | Conventional | 05/05/2023 |  | 07/06/2023
Rheem Sales Company, Inc. | Ruud | UA16AZ36AJ3C | UA16AZ36AJ3C | RH3VZ3617STACN |  | Voluntarily Certified | Single-split-system air condit | False | False | 34200 |  | 16 | 13.4 |  |  | True | 16 | 30 | 9.8 | 0 | Blower Coil System | True | Conventional | 05/05/2023 |  | 07/06/2023
Rheem Sales Company, Inc. | Ruud | RACAZR024AJT | RACAZR024AJT |  |  | Voluntarily Certified | Single-package air conditioner | False | False | 23000 |  | 13.4 | 13.4 |  |  | True | 30 | 30 | 10.6 | 0 |  | False | Conventional | 05/05/2023 |  | 07/06/2023
Rheem Sales Company, Inc. | RUSSELL | SA14AZ60AJ1N | SA14AZ60AJ1N | TCFZ6024STANM+RXMD-C04 |  | Voluntarily Certified | Single-split-system air condit | False | False | 56000 |  | 13.8 | 13.4 |  |  | True | 0.5 | 30 | 11.2 | 0 | Coil-Only System | False | Conventional | 05/05/2023 |  | 07/06/2023
Rheem Sales Company, Inc. | RUSSELL | RACAZR024AJT | RACAZR024AJT |  |  | Voluntarily Certified | Single-package air conditioner | False | False | 23000 |  | 13.4 | 13.4 |  |  | True | 30 | 30 | 10.6 | 0 |  | False | Conventional | 05/05/2023 |  | 07/06/2023
Rheem Sales Company, Inc. | RUSSELL | SA14AZ42AJ1N | SA14AZ42AJ1N | TCFZ4821STANM+RXMD-C03 |  | Voluntarily Certified | Single-split-system air condit | False | False | 39500 |  | 14.3 | 13.4 |  |  | False | 0.5 | 30 | 11.7 | 0 | Coil-Only System | False | Conventional | 05/05/2023 |  | 07/06/2023
Rheem Sales Company, Inc. | RUSSELL | RGEAZS024AJV | RGEAZS024AJV |  |  | Voluntarily Certified | Single-package air conditioner | False | False | 23400 |  | 15.2 | 13.4 |  |  | True | 30 | 30 | 11.5 | 0 |  | False | Conventional | 05/05/2023 |  | 07/06/2023
Rheem Sales Company, Inc. | Ruud | UA16AZ24AJ3C | UA16AZ24AJ3C | RH3VZ2417STACN |  | Voluntarily Certified | Single-split-system air condit | False | False | 22800 |  | 16 | 13.4 |  |  | True | 16 | 30 | 10.5 | 0 | Blower Coil System | True | Conventional | 05/05/2023 |  | 07/06/2023
Rheem Sales Company, Inc. | Ruud | UA16AZ60AJ3C | UA16AZ60AJ3C | RH3VZ6024STACN |  | Voluntarily Certified | Single-split-system air condit | False | False | 55500 |  | 15.5 | 13.4 |  |  | True | 16 | 30 | 9.8 | 0 | Blower Coil System | True | Conventional | 05/05/2023 |  | 07/06/2023
Rheem Sales Company, Inc. | RUSSELL | SA18AZ36AJVC | SA18AZ36AJVC | SHMVZ6021SEACA |  | Voluntarily Certified | Single-split-system air condit | False | False | 34600 |  | 18 | 13.4 |  |  | True | 14 | 30 | 10.5 | 0 | Blower Coil System | True | Conventional | 05/05/2023 |  | 07/06/2023
Rheem Sales Company, Inc. | Ruud | WSA14AZ24AJ1N | WSA14AZ24AJ1N | RCFZ2417MTANM+RXMD-C04 |  | Voluntarily Certified | Single-split-system air condit | False | False | 22800 |  | 14.3 | 13.4 |  |  | True | 3 | 30 | 11.7 | 0 | Coil-Only System | False | Conventional | 05/05/2023 |  | 07/06/2023
Rheem Sales Company, Inc. | Ruud | UA18AZ60AJVC | UA18AZ60AJVC | RHMVZ6024SEACN |  | Voluntarily Certified | Single-split-system air condit | False | False | 55000 |  | 18 | 13.4 |  |  | True | 14.5 | 30 | 10.5 | 0 | Blower Coil System | True | Conventional | 05/05/2023 |  | 07/06/2023
Rheem Sales Company, Inc. | Ruud | RGECZR060AJ | RGECZR060AJ |  |  | Voluntarily Certified | Single-package air conditioner | False | False | 57000 |  | 13.4 | 13.4 |  |  | True | 30 | 30 | 10.6 | 0 |  | False | Conventional | 05/05/2023 |  | 07/06/2023
Rheem Sales Company, Inc. | RUSSELL | RGECZR060AJ | RGECZR060AJ |  |  | Voluntarily Certified | Single-package air conditioner | False | False | 57000 |  | 13.4 | 13.4 |  |  | True | 30 | 30 | 10.6 | 0 |  | False | Conventional | 05/05/2023 |  | 07/06/2023
Rheem Sales Company, Inc. | RUSSELL | SA16AZ48AJ3C | SA16AZ48AJ3C | SH3VZ4821STACN |  | Voluntarily Certified | Single-split-system air condit | False | False | 45500 |  | 16 | 13.4 |  |  | True | 16 | 30 | 10.5 | 0 | Blower Coil System | True | Conventional | 05/05/2023 |  | 07/06/2023
Rheem Sales Company, Inc. | Ruud | RA15AZ48AJ3C | RA15AZ48AJ3C | RH3VZ4821STACN |  | Voluntarily Certified | Single-split-system air condit | False | False | 45500 |  | 15.2 | 13.4 |  |  | True | 16 | 30 | 9.8 | 0 | Blower Coil System | True | Conventional | 05/05/2023 |  | 07/06/2023
Rheem Sales Company, Inc. | RUSSELL | SA15AZ24AJ3N | SA15AZ24AJ3N | SH3VZ2417STANN |  | Voluntarily Certified | Single-split-system air condit | False | False | 22800 |  | 15.2 | 13.4 |  |  | True | 16 | 30 | 9.8 | 0 | Blower Coil System | True | Conventional | 05/05/2023 |  | 07/06/2023
Rheem Sales Company, Inc. | RUSSELL | SA15AZ36AJ3N | SA15AZ36AJ3N | SH3VZ3617STANN |  | Voluntarily Certified | Single-split-system air condit | False | False | 34200 |  | 15.2 | 13.4 |  |  | True | 16 | 30 | 9.8 | 0 | Blower Coil System | True | Conventional | 05/05/2023 |  | 07/06/2023
Rheem Sales Company, Inc. | Rheem | RACBZR060AJT | RACBZR060AJT |  |  | Voluntarily Certified | Single-package air conditioner | False | False | 57000 |  | 13.4 | 13.4 |  |  | False | 30 | 30 | 10.6 | 0 |  | False | Conventional | 05/05/2023 |  | 07/06/2023
Rheem Sales Company, Inc. | Rheem | WA14AZ42AJ1N | WA14AZ42AJ1N | RCFZ4821STANM+RXMD-C03 |  | Voluntarily Certified | Single-split-system air condit | False | False | 39500 |  | 14.3 | 13.4 |  |  | False | 0.5 | 30 | 11.7 | 0 | Coil-Only System | False | Conventional | 05/05/2023 |  | 07/06/2023
Rheem Sales Company, Inc. | Ruud | UA18AZ24AJVC | UA18AZ24AJVC | RHMVZ2421MEACN |  | Voluntarily Certified | Single-split-system air condit | False | False | 22400 |  | 18 | 13.4 |  |  | True | 14.5 | 30 | 10.5 | 0 | Blower Coil System | True | Conventional | 05/05/2023 |  | 07/06/2023
Rheem Sales Company, Inc. | Ruud | UA18AZ36AJVC | UA18AZ36AJVC | RHMVZ6021SEACA |  | Voluntarily Certified | Single-split-system air condit | False | False | 34600 |  | 18 | 13.4 |  |  | True | 14 | 30 | 10.5 | 0 | Blower Coil System | True | Conventional | 05/05/2023 |  | 07/06/2023
Rheem Sales Company, Inc. | Ruud | WA14AZ42AJ1N | WA14AZ42AJ1N | RCFZ4821STANM+RXMD-C03 |  | Voluntarily Certified | Single-split-system air condit | False | False | 39500 |  | 14.3 | 13.4 |  |  | False | 0.5 | 30 | 11.7 | 0 | Coil-Only System | False | Conventional | 05/05/2023 |  | 07/06/2023
Rheem Sales Company, Inc. | Ruud | RACBZR060AJT | RACBZR060AJT |  |  | Voluntarily Certified | Single-package air conditioner | False | False | 57000 |  | 13.4 | 13.4 |  |  | False | 30 | 30 | 10.6 | 0 |  | False | Conventional | 05/05/2023 |  | 07/06/2023
Rheem Sales Company, Inc. | RUSSELL | RACBZR060AJT | RACBZR060AJT |  |  | Voluntarily Certified | Single-package air conditioner | False | False | 57000 |  | 13.4 | 13.4 |  |  | False | 30 | 30 | 10.6 | 0 |  | False | Conventional | 05/05/2023 |  | 07/06/2023
Rheem Sales Company, Inc. | Weatherking | RACBZR036AJT | RACBZR036AJT |  |  | Voluntarily Certified | Single-package air conditioner | False | False | 35200 |  | 13.4 | 13.4 |  |  | False | 30 | 30 | 10.6 | 0 |  | False | Conventional | 05/05/2023 |  | 07/06/2023
Rheem Sales Company, Inc. | Weatherking | WSA14AZ30AJ1N | WSA14AZ30AJ1N | TCFZ3617STANM+RXMD-C04 |  | Voluntarily Certified | Single-split-system air condit | False | False | 27600 |  | 14.3 | 13.4 |  |  | True | 3 | 30 | 11.7 | 0 | Coil-Only System | False | Conventional | 05/05/2023 |  | 07/06/2023
Rheem Sales Company, Inc. | Ruud | WSA14AZ30AJ1N | WSA14AZ30AJ1N | RCFZ3617STANM+RXMD-C04 |  | Voluntarily Certified | Single-split-system air condit | False | False | 27600 |  | 14.3 | 13.4 |  |  | True | 3 | 30 | 11.7 | 0 | Coil-Only System | False | Conventional | 05/05/2023 |  | 07/06/2023
Rheem Sales Company, Inc. | Ruud | RA14AZ36AJ1N | RA14AZ36AJ1N | RCFZ3617STANM+RXMD-C03 |  | Voluntarily Certified | Single-split-system air condit | False | False | 34200 |  | 14.3 | 13.4 |  |  | False | 0.5 | 30 | 11.7 | 0 | Coil-Only System | False | Conventional | 05/05/2023 |  | 07/06/2023
Rheem Sales Company, Inc. | Ruud | RACBZR036AJT | RACBZR036AJT |  |  | Voluntarily Certified | Single-package air conditioner | False | False | 35200 |  | 13.4 | 13.4 |  |  | False | 30 | 30 | 10.6 | 0 |  | False | Conventional | 05/05/2023 |  | 07/06/2023
Rheem Sales Company, Inc. | Ruud | RA14AZ24AJ1N | RA14AZ24AJ1N | RCFZ2417STANM+RXMD-C03 |  | Voluntarily Certified | Single-split-system air condit | False | False | 22800 |  | 14.3 | 13.4 |  |  | False | 0.5 | 30 | 11.7 | 0 | Coil-Only System | False | Conventional | 05/05/2023 |  | 07/06/2023
Rheem Sales Company, Inc. | RUSSELL | RACBZR036AJT | RACBZR036AJT |  |  | Voluntarily Certified | Single-package air conditioner | False | False | 35200 |  | 13.4 | 13.4 |  |  | False | 30 | 30 | 10.6 | 0 |  | False | Conventional | 05/05/2023 |  | 07/06/2023
Rheem Sales Company, Inc. | RUSSELL | RGECZR048AJ | RGECZR048AJ |  |  | Voluntarily Certified | Single-package air conditioner | False | False | 45500 |  | 13.4 | 13.4 |  |  | True | 30 | 30 | 10.6 | 0 |  | False | Conventional | 05/05/2023 |  | 07/06/2023
Rheem Sales Company, Inc. | Rheem | RGEAZR060AJT | RGEAZR060AJT |  |  | Voluntarily Certified | Single-package air conditioner | False | False | 56000 |  | 13.4 | 13.4 |  |  | True | 30 | 30 | 10.6 | 0 |  | False | Conventional | 05/05/2023 |  | 07/06/2023
Rheem Sales Company, Inc. | Rheem | RGECZR036AJ | RGECZR036AJ |  |  | Voluntarily Certified | Single-package air conditioner | False | False | 34200 |  | 13.4 | 13.4 |  |  | True | 30 | 30 | 10.6 | 0 |  | False | Conventional | 05/05/2023 |  | 07/06/2023
Rheem Sales Company, Inc. | Rheem | WSA14AZ18AJ1N | WSA14AZ18AJ1N | RCFZ2417STANM+RXMD-C03 |  | Voluntarily Certified | Single-split-system air condit | False | False | 17100 |  | 14.3 | 13.4 |  |  | True | 3 | 30 | 11.7 | 0 | Coil-Only System | False | Conventional | 05/05/2023 |  | 07/06/2023
Rheem Sales Company, Inc. | Rheem | WA15AZ48AJ3N | WA15AZ48AJ3N | RH3VZ4821STACN |  | Voluntarily Certified | Single-split-system air condit | False | False | 45500 |  | 15.2 | 13.4 |  |  | True | 16 | 30 | 9.8 | 0 | Blower Coil System | True | Conventional | 05/05/2023 |  | 07/06/2023
Rheem Sales Company, Inc. | Weatherking | RGECZR048AJ | RGECZR048AJ |  |  | Voluntarily Certified | Single-package air conditioner | False | False | 45500 |  | 13.4 | 13.4 |  |  | True | 30 | 30 | 10.6 | 0 |  | False | Conventional | 05/05/2023 |  | 07/06/2023
Rheem Sales Company, Inc. | Rheem | RA15AZ48AJ3C | RA15AZ48AJ3C | RH3VZ4821STACN |  | Voluntarily Certified | Single-split-system air condit | False | False | 45500 |  | 15.2 | 13.4 |  |  | True | 16 | 30 | 9.8 | 0 | Blower Coil System | True | Conventional | 05/05/2023 |  | 07/06/2023
Rheem Sales Company, Inc. | Rheem | RA16AZ24AJ3C | RA16AZ24AJ3C | RH3VZ2417STACN |  | Voluntarily Certified | Single-split-system air condit | False | False | 22800 |  | 16 | 13.4 |  |  | True | 16 | 30 | 10.5 | 0 | Blower Coil System | True | Conventional | 05/05/2023 |  | 07/06/2023
Rheem Sales Company, Inc. | Ruud | WA15AZ48AJ3N | WA15AZ48AJ3N | RH3VZ4821STACN |  | Voluntarily Certified | Single-split-system air condit | False | False | 45500 |  | 15.2 | 13.4 |  |  | True | 16 | 30 | 9.8 | 0 | Blower Coil System | True | Conventional | 05/05/2023 |  | 07/06/2023
Rheem Sales Company, Inc. | Ruud | WSA14AZ18AJ1N | WSA14AZ18AJ1N | RCFZ2417STANM+RXMD-C03 |  | Voluntarily Certified | Single-split-system air condit | False | False | 17100 |  | 14.3 | 13.4 |  |  | True | 3 | 30 | 11.7 | 0 | Coil-Only System | False | Conventional | 05/05/2023 |  | 07/06/2023
Rheem Sales Company, Inc. | Ruud | RGEAZR060AJT | RGEAZR060AJT |  |  | Voluntarily Certified | Single-package air conditioner | False | False | 56000 |  | 13.4 | 13.4 |  |  | True | 30 | 30 | 10.6 | 0 |  | False | Conventional | 05/05/2023 |  | 07/06/2023
Rheem Sales Company, Inc. | Ruud | RGECZR036AJ | RGECZR036AJ |  |  | Voluntarily Certified | Single-package air conditioner | False | False | 34200 |  | 13.4 | 13.4 |  |  | True | 30 | 30 | 10.6 | 0 |  | False | Conventional | 05/05/2023 |  | 07/06/2023
Rheem Sales Company, Inc. | RUSSELL | RGEAZR060AJT | RGEAZR060AJT |  |  | Voluntarily Certified | Single-package air conditioner | False | False | 56000 |  | 13.4 | 13.4 |  |  | True | 30 | 30 | 10.6 | 0 |  | False | Conventional | 05/05/2023 |  | 07/06/2023
Rheem Sales Company, Inc. | RUSSELL | SA15AZ60AJ3N | SA15AZ60AJ3N | SH3VZ6024STANN |  | Voluntarily Certified | Single-split-system air condit | False | False | 55500 |  | 15.2 | 13.4 |  |  | True | 16 | 30 | 9.8 | 0 | Blower Coil System | True | Conventional | 05/05/2023 |  | 07/06/2023
Rheem Sales Company, Inc. | RUSSELL | RGECZR036AJ | RGECZR036AJ |  |  | Voluntarily Certified | Single-package air conditioner | False | False | 34200 |  | 13.4 | 13.4 |  |  | True | 30 | 30 | 10.6 | 0 |  | False | Conventional | 05/05/2023 |  | 07/06/2023
Rheem Sales Company, Inc. | Ruud | RA14AZ48AJ1N | RA14AZ48AJ1N | RCFZ4821STANM+RXMD-C03 |  | Voluntarily Certified | Single-split-system air condit | False | False | 46000 |  | 13.8 | 13.4 |  |  | False | 0.5 | 30 | 11.2 | 0 | Coil-Only System | False | Conventional | 05/05/2023 |  | 07/06/2023
Rheem Sales Company, Inc. | Ruud | RGECZR048AJ | RGECZR048AJ |  |  | Voluntarily Certified | Single-package air conditioner | False | False | 45500 |  | 13.4 | 13.4 |  |  | True | 30 | 30 | 10.6 | 0 |  | False | Conventional | 05/05/2023 |  | 07/06/2023
Rheem Sales Company, Inc. | RUSSELL | SA14AZ48AJ1N | SA14AZ48AJ1N | TCFZ4821STANM+RXMD-C03 |  | Voluntarily Certified | Single-split-system air condit | False | False | 46000 |  | 13.8 | 13.4 |  |  | False | 0.5 | 30 | 11.2 | 0 | Coil-Only System | False | Conventional | 05/05/2023 |  | 07/06/2023
Rheem Sales Company, Inc. | Fujitsu | FOC1636VJAZCA | FOC1636VJAZCA | FHRNVV3617SJZTCA |  | Voluntarily Certified | Single-split-system air condit | False | False | 34200 |  | 16 | 13.4 |  |  | True | 16 | 30 | 10.5 | 0 | Blower Coil System | True | Conventional | 05/05/2023 |  | 07/06/2023
Rheem Sales Company, Inc. | Fujitsu | FOC1660VJAZCA | FOC1660VJAZCA | FHRNVV6024SJZTCA |  | Voluntarily Certified | Single-split-system air condit | False | False | 55500 |  | 15.5 | 13.4 |  |  | True | 16 | 30 | 9.8 | 0 | Blower Coil System | True | Conventional | 05/05/2023 |  | 07/06/2023
Rheem Sales Company, Inc. | Fujitsu | WA15AZ60AJ3N | WA15AZ60AJ3N | FHRNVV6024S*ZTCA |  | Voluntarily Certified | Single-split-system air condit | False | False | 55500 |  | 15.2 | 13.4 |  |  | True | 16 | 30 | 9.8 | 0 | Blower Coil System | True | Conventional | 05/05/2023 |  | 07/06/2023
Rheem Sales Company, Inc. | Thermal Zone | TZA15AZ60AJ3N | TZA15AZ60AJ3N | TZHHLVST6024*NAN |  | Voluntarily Certified | Single-split-system air condit | False | False | 55500 |  | 15.2 | 13.4 |  |  | True | 16 | 30 | 9.8 | 0 | Blower Coil System | True | Conventional | 05/05/2023 |  | 07/06/2023
Rheem Sales Company, Inc. | DURASTAR | DRAC15A60AJ3AN | DRAC15A60AJ3AN | DRAH3LA6024ASTNN |  | Voluntarily Certified | Single-split-system air condit | False | False | 55500 |  | 15.2 | 13.4 |  |  | True | 16 | 30 | 9.8 | 0 | Blower Coil System | True | Conventional | 05/05/2023 |  | 07/06/2023
Rheem Sales Company, Inc. | Fujitsu | RACAZR042AJT | RACAZR042AJT |  |  | Voluntarily Certified | Single-package air conditioner | False | False | 40500 |  | 13.4 | 13.4 |  |  | True | 30 | 30 | 10.6 | 0 |  | False | Conventional | 05/05/2023 |  | 07/06/2023
Rheem Sales Company, Inc. | Thermal Zone | RACAZR042AJT | RACAZR042AJT |  |  | Voluntarily Certified | Single-package air conditioner | False | False | 40500 |  | 13.4 | 13.4 |  |  | True | 30 | 30 | 10.6 | 0 |  | False | Conventional | 05/05/2023 |  | 07/06/2023
Rheem Sales Company, Inc. | Thermal Zone | RACBZR030AJT | RACBZR030AJT |  |  | Voluntarily Certified | Single-package air conditioner | False | False | 28000 |  | 13.4 | 13.4 |  |  | False | 30 | 30 | 10.6 | 0 |  | False | Conventional | 05/05/2023 |  | 07/06/2023
Rheem Sales Company, Inc. | Fujitsu | RACBZR030AJT | RACBZR030AJT |  |  | Voluntarily Certified | Single-package air conditioner | False | False | 28000 |  | 13.4 | 13.4 |  |  | False | 30 | 30 | 10.6 | 0 |  | False | Conventional | 05/05/2023 |  | 07/06/2023
Rheem Sales Company, Inc. | Thermal Zone | TZA14AZ24AJ1N | TZA14AZ24AJ1N | TCFZ2417STANM+RXMD-C03 |  | Voluntarily Certified | Single-split-system air condit | False | False | 22800 |  | 14.3 | 13.4 |  |  | False | 0.5 | 30 | 11.7 | 0 | Coil-Only System | False | Conventional | 05/05/2023 |  | 07/06/2023
Rheem Sales Company, Inc. | DURASTAR | DRAC14A24AJ1AN | DRAC14A24AJ1AN | DRAEF2417STANM+RXMD-C03 |  | Voluntarily Certified | Single-split-system air condit | False | False | 22800 |  | 14.3 | 13.4 |  |  | False | 0.5 | 30 | 11.7 | 0 | Coil-Only System | False | Conventional | 05/05/2023 |  | 07/06/2023
Rheem Sales Company, Inc. | DURASTAR | DRAC14A24AJ1AN | DRAC14A24AJ1AN | DRAEF2417STAM+RXMD-C03 |  | Voluntarily Certified | Single-split-system air condit | False | False | 22800 |  | 14.3 | 13.4 |  |  | False | 0.5 | 30 | 11.7 | 0 | Coil-Only System | False | Conventional | 05/05/2023 |  | 07/06/2023
Rheem Sales Company, Inc. | Fujitsu | RGECZR036AJ | RGECZR036AJ |  |  | Voluntarily Certified | Single-package air conditioner | False | False | 34200 |  | 13.4 | 13.4 |  |  | True | 30 | 30 | 10.6 | 0 |  | False | Conventional | 05/05/2023 |  | 07/06/2023
Rheem Sales Company, Inc. | Fujitsu | WA15AZ48AJ3N | WA15AZ48AJ3N | FHRNVV4821S*ZTCA |  | Voluntarily Certified | Single-split-system air condit | False | False | 45500 |  | 15.2 | 13.4 |  |  | True | 16 | 30 | 9.8 | 0 | Blower Coil System | True | Conventional | 05/05/2023 |  | 07/06/2023
Rheem Sales Company, Inc. | DURASTAR | DRAC15A48AJ3AN | DRAC15A48AJ3AN | DRAH3LA4821ASTNN |  | Voluntarily Certified | Single-split-system air condit | False | False | 45500 |  | 15.2 | 13.4 |  |  | True | 16 | 30 | 9.8 | 0 | Blower Coil System | True | Conventional | 05/05/2023 |  | 07/06/2023
Rheem Sales Company, Inc. | Fujitsu | RGEAZR060AJT | RGEAZR060AJT |  |  | Voluntarily Certified | Single-package air conditioner | False | False | 56000 |  | 13.4 | 13.4 |  |  | True | 30 | 30 | 10.6 | 0 |  | False | Conventional | 05/05/2023 |  | 07/06/2023
Rheem Sales Company, Inc. | DURASTAR | DRACS14A18AJ1AN | DRACS14A18AJ1AN | DRAEF2417STANM+RXMD-C03 |  | Voluntarily Certified | Single-split-system air condit | False | False | 17100 |  | 14.3 | 13.4 |  |  | True | 3 | 30 | 11.7 | 0 | Coil-Only System | False | Conventional | 05/05/2023 |  | 07/06/2023
Rheem Sales Company, Inc. | Thermal Zone | TZSA14AZ18AJ1N | TZSA14AZ18AJ1N | TCFZ2417STANM+RXMD-C03 |  | Voluntarily Certified | Single-split-system air condit | False | False | 17100 |  | 14.3 | 13.4 |  |  | True | 3 | 30 | 11.7 | 0 | Coil-Only System | False | Conventional | 05/05/2023 |  | 07/06/2023
Rheem Sales Company, Inc. | Fujitsu | WSA14AZ18AJ1N | WSA14AZ18AJ1N | FCCN2417SZTA+RXMD-C03 |  | Voluntarily Certified | Single-split-system air condit | False | False | 17100 |  | 14.3 | 13.4 |  |  | True | 3 | 30 | 11.7 | 0 | Coil-Only System | False | Conventional | 05/05/2023 |  | 07/06/2023
Rheem Sales Company, Inc. | CLIMATEMASTER | RGECZR036AJ | RGECZR036AJ |  |  | Voluntarily Certified | Single-package air conditioner | False | False | 34200 |  | 13.4 | 13.4 |  |  | True | 30 | 30 | 10.6 | 0 |  | False | Conventional | 05/05/2023 |  | 07/06/2023
Rheem Sales Company, Inc. | Mainline | RGECZR036AJ | RGECZR036AJ |  |  | Voluntarily Certified | Single-package air conditioner | False | False | 34200 |  | 13.4 | 13.4 |  |  | True | 30 | 30 | 10.6 | 0 |  | False | Conventional | 05/05/2023 |  | 07/06/2023
Rheem Sales Company, Inc. | Thermal Zone | TZA15AZ48AJ3N | TZA15AZ48AJ3N | TZHHLVST4821*NAN |  | Voluntarily Certified | Single-split-system air condit | False | False | 45500 |  | 15.2 | 13.4 |  |  | True | 16 | 30 | 9.8 | 0 | Blower Coil System | True | Conventional | 05/05/2023 |  | 07/06/2023
Rheem Sales Company, Inc. | Mainline | MPA15AZ48AJ3N | MPA15AZ48AJ3N | MPH3VZ4821STANN |  | Voluntarily Certified | Single-split-system air condit | False | False | 45500 |  | 15.2 | 13.4 |  |  | True | 16 | 30 | 9.8 | 0 | Blower Coil System | True | Conventional | 05/05/2023 |  | 07/06/2023
Rheem Sales Company, Inc. | Thermal Zone | RGEAZR060AJT | RGEAZR060AJT |  |  | Voluntarily Certified | Single-package air conditioner | False | False | 56000 |  | 13.4 | 13.4 |  |  | True | 30 | 30 | 10.6 | 0 |  | False | Conventional | 05/05/2023 |  | 07/06/2023
Rheem Sales Company, Inc. | Fujitsu | RACBZR036AJT | RACBZR036AJT |  |  | Voluntarily Certified | Single-package air conditioner | False | False | 35200 |  | 13.4 | 13.4 |  |  | False | 30 | 30 | 10.6 | 0 |  | False | Conventional | 05/05/2023 |  | 07/06/2023
Rheem Sales Company, Inc. | Thermal Zone | RACBZR036AJT | RACBZR036AJT |  |  | Voluntarily Certified | Single-package air conditioner | False | False | 35200 |  | 13.4 | 13.4 |  |  | False | 30 | 30 | 10.6 | 0 |  | False | Conventional | 05/05/2023 |  | 07/06/2023
Rheem Sales Company, Inc. | Thermal Zone | TZALAS1424AJN | TZALAS1424AJN | TCFZ2417STANM+RXMD-C03 |  | Voluntarily Certified | Single-split-system air condit | False | False | 22800 |  | 14.3 | 13.4 |  |  | False | 0.5 | 30 | 11.7 | 0 | Coil-Only System | False | Conventional | 05/05/2023 |  | 07/06/2023
Rheem Sales Company, Inc. | Fujitsu | FOC1424SJAZNA | FOC1424SJAZNA | FCCN2417SZTA+RXMD-C03 |  | Voluntarily Certified | Single-split-system air condit | False | False | 22800 |  | 14.3 | 13.4 |  |  | False | 0.5 | 30 | 11.7 | 0 | Coil-Only System | False | Conventional | 05/05/2023 |  | 07/06/2023
Rheem Sales Company, Inc. | Fujitsu | FOC1436SJAZNA | FOC1436SJAZNA | FCCN3617SZTA+RXMD-C03 |  | Voluntarily Certified | Single-split-system air condit | False | False | 34200 |  | 14.3 | 13.4 |  |  | False | 0.5 | 30 | 11.7 | 0 | Coil-Only System | False | Conventional | 05/05/2023 |  | 07/06/2023
Rheem Sales Company, Inc. | Thermal Zone | TZALAS1436AJN | TZALAS1436AJN | TCFZ3617STANM+RXMD-C03 |  | Voluntarily Certified | Single-split-system air condit | False | False | 34200 |  | 14.3 | 13.4 |  |  | False | 0.5 | 30 | 11.7 | 0 | Coil-Only System | False | Conventional | 05/05/2023 |  | 07/06/2023
Rheem Sales Company, Inc. | DURASTAR | DRACS14A30AJ1AN | DRACS14A30AJ1AN | DRAEF3617STANM+RXMD-C04 |  | Voluntarily Certified | Single-split-system air condit | False | False | 27600 |  | 14.3 | 13.4 |  |  | True | 3 | 30 | 11.7 | 0 | Coil-Only System | False | Conventional | 05/05/2023 |  | 07/06/2023
Rheem Sales Company, Inc. | Thermal Zone | TZSA14AZ30AJ1N | TZSA14AZ30AJ1N | TCFZ3617STANM+RXMD-C04 |  | Voluntarily Certified | Single-split-system air condit | False | False | 27600 |  | 14.3 | 13.4 |  |  | True | 3 | 30 | 11.7 | 0 | Coil-Only System | False | Conventional | 05/05/2023 |  | 07/06/2023
Rheem Sales Company, Inc. | Fujitsu | WSA14AZ30AJ1N | WSA14AZ30AJ1N | FCCN3617SZTA+RXMD-C04 |  | Voluntarily Certified | Single-split-system air condit | False | False | 27600 |  | 14.3 | 13.4 |  |  | True | 3 | 30 | 11.7 | 0 | Coil-Only System | False | Conventional | 05/05/2023 |  | 07/06/2023
Rheem Sales Company, Inc. | Mainline | RACBZR036AJT | RACBZR036AJT |  |  | Voluntarily Certified | Single-package air conditioner | False | False | 35200 |  | 13.4 | 13.4 |  |  | False | 30 | 30 | 10.6 | 0 |  | False | Conventional | 05/05/2023 |  | 07/06/2023
Rheem Sales Company, Inc. | CLIMATEMASTER | RACBZR036AJT | RACBZR036AJT |  |  | Voluntarily Certified | Single-package air conditioner | False | False | 35200 |  | 13.4 | 13.4 |  |  | False | 30 | 30 | 10.6 | 0 |  | False | Conventional | 05/05/2023 |  | 07/06/2023
Rheem Sales Company, Inc. | Mainline | MLA14AZ24AJ1N | MLA14AZ24AJ1N | TCFZ2417STANM+RXMD-C03 |  | Voluntarily Certified | Single-split-system air condit | False | False | 22800 |  | 14.3 | 13.4 |  |  | False | 0.5 | 30 | 11.7 | 0 | Coil-Only System | False | Conventional | 05/05/2023 |  | 07/06/2023
Rheem Sales Company, Inc. | Fujitsu | FOC1418SJAZNA | FOC1418SJAZNA | FCCN2417SZTA+RXMD-C04 |  | Voluntarily Certified | Single-split-system air condit | False | False | 17600 |  | 14.3 | 13.4 |  |  | True | 0.5 | 30 | 11.7 | 0 | Coil-Only System | False | Conventional | 05/05/2023 |  | 07/06/2023
Rheem Sales Company, Inc. | Thermal Zone | TZALAS1418AJN | TZALAS1418AJN | TCFZ2417STANM+RXMD-C04 |  | Voluntarily Certified | Single-split-system air condit | False | False | 17600 |  | 14.3 | 13.4 |  |  | True | 0.5 | 30 | 11.7 | 0 | Coil-Only System | False | Conventional | 05/05/2023 |  | 07/06/2023
Rheem Sales Company, Inc. | Thermal Zone | TZA15AZ36AJ3N | TZA15AZ36AJ3N | TZHHLVST3617*NAN |  | Voluntarily Certified | Single-split-system air condit | False | False | 34200 |  | 15.2 | 13.4 |  |  | True | 16 | 30 | 9.8 | 0 | Blower Coil System | True | Conventional | 05/05/2023 |  | 07/06/2023
Rheem Sales Company, Inc. | Fujitsu | WA15AZ36AJ3N | WA15AZ36AJ3N | FHRNVV3617S*ZTCA |  | Voluntarily Certified | Single-split-system air condit | False | False | 34200 |  | 15.2 | 13.4 |  |  | True | 16 | 30 | 9.8 | 0 | Blower Coil System | True | Conventional | 05/05/2023 |  | 07/06/2023
Rheem Sales Company, Inc. | DURASTAR | DRAC15A36AJ3AN | DRAC15A36AJ3AN | DRAH3LA3617ASTNN |  | Voluntarily Certified | Single-split-system air condit | False | False | 34200 |  | 15.2 | 13.4 |  |  | True | 16 | 30 | 9.8 | 0 | Blower Coil System | True | Conventional | 05/05/2023 |  | 07/06/2023
Rheem Sales Company, Inc. | Fujitsu | FOC1836MJAZCA | FOC1836MJAZCA | FHRAVM6021S*ZECA |  | Voluntarily Certified | Single-split-system air condit | False | False | 34600 |  | 18 | 13.4 |  |  | True | 14 | 30 | 10.5 | 0 | Blower Coil System | True | Conventional | 05/05/2023 |  | 07/06/2023
Rheem Sales Company, Inc. | Thermal Zone | RACBZR042AJT | RACBZR042AJT |  |  | Voluntarily Certified | Single-package air conditioner | False | False | 40000 |  | 13.4 | 13.4 |  |  | False | 30 | 30 | 10.6 | 0 |  | False | Conventional | 05/05/2023 |  | 07/06/2023
Rheem Sales Company, Inc. | Fujitsu | RACBZR042AJT | RACBZR042AJT |  |  | Voluntarily Certified | Single-package air conditioner | False | False | 40000 |  | 13.4 | 13.4 |  |  | False | 30 | 30 | 10.6 | 0 |  | False | Conventional | 05/05/2023 |  | 07/06/2023
Rheem Sales Company, Inc. | Mainline | MLA14AZ18AJ1N | MLA14AZ18AJ1N | TCFZ2417STANM+RXMD-C04 |  | Voluntarily Certified | Single-split-system air condit | False | False | 17600 |  | 14.3 | 13.4 |  |  | True | 0.5 | 30 | 11.7 | 0 | Coil-Only System | False | Conventional | 05/05/2023 |  | 07/06/2023
Rheem Sales Company, Inc. | Mainline | MPA15AZ36AJ3N | MPA15AZ36AJ3N | MPH3VZ3617STANN |  | Voluntarily Certified | Single-split-system air condit | False | False | 34200 |  | 15.2 | 13.4 |  |  | True | 16 | 30 | 9.8 | 0 | Blower Coil System | True | Conventional | 05/05/2023 |  | 07/06/2023
Rheem Sales Company, Inc. | Mainline | RACBZR042AJT | RACBZR042AJT |  |  | Voluntarily Certified | Single-package air conditioner | False | False | 40000 |  | 13.4 | 13.4 |  |  | False | 30 | 30 | 10.6 | 0 |  | False | Conventional | 05/05/2023 |  | 07/06/2023
Rheem Sales Company, Inc. | CLIMATEMASTER | RACBZR042AJT | RACBZR042AJT |  |  | Voluntarily Certified | Single-package air conditioner | False | False | 40000 |  | 13.4 | 13.4 |  |  | False | 30 | 30 | 10.6 | 0 |  | False | Conventional | 05/05/2023 |  | 07/06/2023
Rheem Sales Company, Inc. | Fujitsu | FOC1460SJAZNA | FOC1460SJAZNA | FCCN6024SZTA+RXMD-C04 |  | Voluntarily Certified | Single-split-system air condit | False | False | 56000 |  | 13.8 | 13.4 |  |  | True | 0.5 | 30 | 11.2 | 0 | Coil-Only System | False | Conventional | 05/05/2023 |  | 07/06/2023
Rheem Sales Company, Inc. | Thermal Zone | TZALAS1460AJN | TZALAS1460AJN | TCFZ6024STANM+RXMD-C04 |  | Voluntarily Certified | Single-split-system air condit | False | False | 56000 |  | 13.8 | 13.4 |  |  | True | 0.5 | 30 | 11.2 | 0 | Coil-Only System | False | Conventional | 05/05/2023 |  | 07/06/2023
Rheem Sales Company, Inc. | Fujitsu | FOC1848MJAZCA | FOC1848MJAZCA | FHRAVM6021S*ZECA |  | Voluntarily Certified | Single-split-system air condit | False | False | 45000 |  | 18 | 13.4 |  |  | True | 12 | 30 | 10.5 | 0 | Blower Coil System | True | Conventional | 05/05/2023 |  | 07/06/2023
Rheem Sales Company, Inc. | Fujitsu | RACAZR030AJT | RACAZR030AJT |  |  | Voluntarily Certified | Single-package air conditioner | False | False | 28400 |  | 13.4 | 13.4 |  |  | True | 30 | 30 | 10.6 | 0 |  | False | Conventional | 05/05/2023 |  | 07/06/2023
Rheem Sales Company, Inc. | Thermal Zone | RACAZR030AJT | RACAZR030AJT |  |  | Voluntarily Certified | Single-package air conditioner | False | False | 28400 |  | 13.4 | 13.4 |  |  | True | 30 | 30 | 10.6 | 0 |  | False | Conventional | 05/05/2023 |  | 07/06/2023
Rheem Sales Company, Inc. | Fujitsu | RACBZR024AJT | RACBZR024AJT |  |  | Voluntarily Certified | Single-package air conditioner | False | False | 23000 |  | 13.4 | 13.4 |  |  | False | 30 | 30 | 10.6 | 0 |  | False | Conventional | 05/05/2023 |  | 07/06/2023
Rheem Sales Company, Inc. | Thermal Zone | RACBZR024AJT | RACBZR024AJT |  |  | Voluntarily Certified | Single-package air conditioner | False | False | 23000 |  | 13.4 | 13.4 |  |  | False | 30 | 30 | 10.6 | 0 |  | False | Conventional | 05/05/2023 |  | 07/06/2023
Rheem Sales Company, Inc. | Mainline | MLA14AZ60AJ1N | MLA14AZ60AJ1N | TCFZ6024STANM+RXMD-C04 |  | Voluntarily Certified | Single-split-system air condit | False | False | 56000 |  | 13.8 | 13.4 |  |  | True | 0.5 | 30 | 11.2 | 0 | Coil-Only System | False | Conventional | 05/05/2023 |  | 07/06/2023
Rheem Sales Company, Inc. | Mainline | RACAZR030AJT | RACAZR030AJT |  |  | Voluntarily Certified | Single-package air conditioner | False | False | 28400 |  | 13.4 | 13.4 |  |  | True | 30 | 30 | 10.6 | 0 |  | False | Conventional | 05/05/2023 |  | 07/06/2023
Rheem Sales Company, Inc. | CLIMATEMASTER | RACAZR030AJT | RACAZR030AJT |  |  | Voluntarily Certified | Single-package air conditioner | False | False | 28400 |  | 13.4 | 13.4 |  |  | True | 30 | 30 | 10.6 | 0 |  | False | Conventional | 05/05/2023 |  | 07/06/2023
Rheem Sales Company, Inc. | CLIMATEMASTER | RACBZR024AJT | RACBZR024AJT |  |  | Voluntarily Certified | Single-package air conditioner | False | False | 23000 |  | 13.4 | 13.4 |  |  | False | 30 | 30 | 10.6 | 0 |  | False | Conventional | 05/05/2023 |  | 07/06/2023
Rheem Sales Company, Inc. | Mainline | RACBZR024AJT | RACBZR024AJT |  |  | Voluntarily Certified | Single-package air conditioner | False | False | 23000 |  | 13.4 | 13.4 |  |  | False | 30 | 30 | 10.6 | 0 |  | False | Conventional | 05/05/2023 |  | 07/06/2023
Rheem Sales Company, Inc. | DURASTAR | DRAC14A60AJ1AN | DRAC14A60AJ1AN | DRAEF6024STANM+RXMD-C04 |  | Voluntarily Certified | Single-split-system air condit | False | False | 56000 |  | 13.8 | 13.4 |  |  | True | 0.5 | 30 | 11.2 | 0 | Coil-Only System | False | Conventional | 05/05/2023 |  | 07/06/2023
Rheem Sales Company, Inc. | DURASTAR | DRAC14A60AJ1AN | DRAC14A60AJ1AN | DRAEF4821STAM+RXMD-C04 |  | Voluntarily Certified | Single-split-system air condit | False | False | 56000 |  | 13.8 | 13.4 |  |  | True | 0.5 | 30 | 11.2 | 0 | Coil-Only System | False | Conventional | 05/05/2023 |  | 07/06/2023
Rheem Sales Company, Inc. | Fujitsu | WA14AZ60AJ1N | WA14AZ60AJ1N | FCCN6024SZTA+RXMD-C04 |  | Voluntarily Certified | Single-split-system air condit | False | False | 56000 |  | 13.8 | 13.4 |  |  | True | 0.5 | 30 | 11.2 | 0 | Coil-Only System | False | Conventional | 05/05/2023 |  | 07/06/2023
Rheem Sales Company, Inc. | Thermal Zone | TZA14AZ60AJ1N | TZA14AZ60AJ1N | TCFZ6024STANM+RXMD-C04 |  | Voluntarily Certified | Single-split-system air condit | False | False | 56000 |  | 13.8 | 13.4 |  |  | True | 0.5 | 30 | 11.2 | 0 | Coil-Only System | False | Conventional | 05/05/2023 |  | 07/06/2023
Rheem Sales Company, Inc. | Thermal Zone | RGEAZR024AJT | RGEAZR024AJT |  |  | Voluntarily Certified | Single-package air conditioner | False | False | 23000 |  | 13.4 | 13.4 |  |  | True | 30 | 30 | 10.6 | 0 |  | False | Conventional | 05/05/2023 |  | 07/06/2023
Rheem Sales Company, Inc. | Fujitsu | RGEAZR024AJT | RGEAZR024AJT |  |  | Voluntarily Certified | Single-package air conditioner | False | False | 23000 |  | 13.4 | 13.4 |  |  | True | 30 | 30 | 10.6 | 0 |  | False | Conventional | 05/05/2023 |  | 07/06/2023
Rheem Sales Company, Inc. | Fujitsu | WA14AZ36AJ1N | WA14AZ36AJ1N | FCCN3617SZTA+RXMD-C03 |  | Voluntarily Certified | Single-split-system air condit | False | False | 34200 |  | 14.3 | 13.4 |  |  | False | 0.5 | 30 | 11.7 | 0 | Coil-Only System | False | Conventional | 05/05/2023 |  | 07/06/2023
Rheem Sales Company, Inc. | DURASTAR | DRAC14A36AJ1AN | DRAC14A36AJ1AN | DRAEF3617STANM+RXMD-C03 |  | Voluntarily Certified | Single-split-system air condit | False | False | 34200 |  | 14.3 | 13.4 |  |  | False | 0.5 | 30 | 11.7 | 0 | Coil-Only System | False | Conventional | 05/05/2023 |  | 07/06/2023
Rheem Sales Company, Inc. | DURASTAR | DRAC14A36AJ1AN | DRAC14A36AJ1AN | DRAEF3617STAM+RXMD-C03 |  | Voluntarily Certified | Single-split-system air condit | False | False | 34200 |  | 14.3 | 13.4 |  |  | False | 0.5 | 30 | 11.7 | 0 | Coil-Only System | False | Conventional | 05/05/2023 |  | 07/06/2023
Rheem Sales Company, Inc. | Thermal Zone | TZA14AZ36AJ1N | TZA14AZ36AJ1N | TCFZ3617STANM+RXMD-C03 |  | Voluntarily Certified | Single-split-system air condit | False | False | 34200 |  | 14.3 | 13.4 |  |  | False | 0.5 | 30 | 11.7 | 0 | Coil-Only System | False | Conventional | 05/05/2023 |  | 07/06/2023
Rheem Sales Company, Inc. | Mainline | MPA14AZ60AJ1N | MPA14AZ60AJ1N | TCFZ6024STANM+RXMD-C04 |  | Voluntarily Certified | Single-split-system air condit | False | False | 56000 |  | 13.8 | 13.4 |  |  | True | 0.5 | 30 | 11.2 | 0 | Coil-Only System | False | Conventional | 05/05/2023 |  | 07/06/2023
Rheem Sales Company, Inc. | Fujitsu | FOC1560VJAZCA | FOC1560VJAZCA | FHRNVV6024SJZTCA |  | Voluntarily Certified | Single-split-system air condit | False | False | 55500 |  | 15.2 | 13.4 |  |  | True | 16 | 30 | 9.8 | 0 | Blower Coil System | True | Conventional | 05/05/2023 |  | 07/06/2023
Rheem Sales Company, Inc. | Thermal Zone | TZALAH1560AJN | TZALAH1560AJN | TZHHLVST6024JNAN |  | Voluntarily Certified | Single-split-system air condit | False | False | 55500 |  | 15.2 | 13.4 |  |  | True | 16 | 30 | 9.8 | 0 | Blower Coil System | True | Conventional | 05/05/2023 |  | 07/06/2023
Rheem Sales Company, Inc. | Thermal Zone | TZA15AZ24AJ3N | TZA15AZ24AJ3N | TZHHLVST2417*NAN |  | Voluntarily Certified | Single-split-system air condit | False | False | 22800 |  | 15.2 | 13.4 |  |  | True | 16 | 30 | 9.8 | 0 | Blower Coil System | True | Conventional | 05/05/2023 |  | 07/06/2023
Rheem Sales Company, Inc. | Fujitsu | WA15AZ24AJ3N | WA15AZ24AJ3N | FHRNVV2417S*ZTCA |  | Voluntarily Certified | Single-split-system air condit | False | False | 22800 |  | 15.2 | 13.4 |  |  | True | 16 | 30 | 9.8 | 0 | Blower Coil System | True | Conventional | 05/05/2023 |  | 07/06/2023
Rheem Sales Company, Inc. | DURASTAR | DRAC15A24AJ3AN | DRAC15A24AJ3AN | DRAH3LA2417ASTNN |  | Voluntarily Certified | Single-split-system air condit | False | False | 22800 |  | 15.2 | 13.4 |  |  | True | 16 | 30 | 9.8 | 0 | Blower Coil System | True | Conventional | 05/05/2023 |  | 07/06/2023
Rheem Sales Company, Inc. | Thermal Zone | RGEAZR042AJT | RGEAZR042AJT |  |  | Voluntarily Certified | Single-package air conditioner | False | False | 40500 |  | 13.4 | 13.4 |  |  | True | 30 | 30 | 10.6 | 0 |  | False | Conventional | 05/05/2023 |  | 07/06/2023
Rheem Sales Company, Inc. | Fujitsu | RGEAZR042AJT | RGEAZR042AJT |  |  | Voluntarily Certified | Single-package air conditioner | False | False | 40500 |  | 13.4 | 13.4 |  |  | True | 30 | 30 | 10.6 | 0 |  | False | Conventional | 05/05/2023 |  | 07/06/2023
Rheem Sales Company, Inc. | Fujitsu | RACAZS024AJT | RACAZS024AJT |  |  | Voluntarily Certified | Single-package air conditioner | False | False | 23400 |  | 15.2 | 13.4 |  |  | True | 30 | 30 | 11.5 | 0 |  | False | Conventional | 05/05/2023 |  | 07/06/2023
Rheem Sales Company, Inc. | Thermal Zone | RACAZS024AJT | RACAZS024AJT |  |  | Voluntarily Certified | Single-package air conditioner | False | False | 23400 |  | 15.2 | 13.4 |  |  | True | 30 | 30 | 11.5 | 0 |  | False | Conventional | 05/05/2023 |  | 07/06/2023
Rheem Sales Company, Inc. | Thermal Zone | RACAZS036AJT | RACAZS036AJT |  |  | Voluntarily Certified | Single-package air conditioner | False | False | 35000 |  | 15.2 | 13.4 |  |  | True | 30 | 30 | 11.5 | 0 |  | False | Conventional | 05/05/2023 |  | 07/06/2023
Rheem Sales Company, Inc. | Fujitsu | RACAZS036AJT | RACAZS036AJT |  |  | Voluntarily Certified | Single-package air conditioner | False | False | 35000 |  | 15.2 | 13.4 |  |  | True | 30 | 30 | 11.5 | 0 |  | False | Conventional | 05/05/2023 |  | 07/06/2023
Rheem Sales Company, Inc. | Mainline | MLA15AZ60AJ3N | MLA15AZ60AJ3N | MLH3VZ6024STANN |  | Voluntarily Certified | Single-split-system air condit | False | False | 55500 |  | 15.2 | 13.4 |  |  | True | 16 | 30 | 9.8 | 0 | Blower Coil System | True | Conventional | 05/05/2023 |  | 07/06/2023
Rheem Sales Company, Inc. | Mainline | MLA15AZ36AJ3N | MLA15AZ36AJ3N | MLH3VZ3617STANN |  | Voluntarily Certified | Single-split-system air condit | False | False | 34200 |  | 15.2 | 13.4 |  |  | True | 16 | 30 | 9.8 | 0 | Blower Coil System | True | Conventional | 05/05/2023 |  | 07/06/2023
Rheem Sales Company, Inc. | Mainline | RGEAZR030AJT | RGEAZR030AJT |  |  | Voluntarily Certified | Single-package air conditioner | False | False | 28400 |  | 13.4 | 13.4 |  |  | True | 30 | 30 | 10.6 | 0 |  | False | Conventional | 05/05/2023 |  | 07/06/2023
Rheem Sales Company, Inc. | Mainline | RGEAZR036AJT | RGEAZR036AJT |  |  | Voluntarily Certified | Single-package air conditioner | False | False | 34200 |  | 13.4 | 13.4 |  |  | True | 30 | 30 | 10.6 | 0 |  | False | Conventional | 05/05/2023 |  | 07/06/2023
Rheem Sales Company, Inc. | Mainline | MPA14AZ48AJ1N | MPA14AZ48AJ1N | TCFZ4821STANM+RXMD-C03 |  | Voluntarily Certified | Single-split-system air condit | False | False | 46000 |  | 13.8 | 13.4 |  |  | False | 0.5 | 30 | 11.2 | 0 | Coil-Only System | False | Conventional | 05/05/2023 |  | 07/06/2023
Rheem Sales Company, Inc. | Fujitsu | WA14AZ48AJ1N | WA14AZ48AJ1N | FCCN4821SZTA+RXMD-C03 |  | Voluntarily Certified | Single-split-system air condit | False | False | 46000 |  | 13.8 | 13.4 |  |  | False | 0.5 | 30 | 11.2 | 0 | Coil-Only System | False | Conventional | 05/05/2023 |  | 07/06/2023
Rheem Sales Company, Inc. | DURASTAR | DRAC14A48AJ1AN | DRAC14A48AJ1AN | DRAEF4821STANM+RXMD-C03 |  | Voluntarily Certified | Single-split-system air condit | False | False | 46000 |  | 13.8 | 13.4 |  |  | False | 0.5 | 30 | 11.2 | 0 | Coil-Only System | False | Conventional | 05/05/2023 |  | 07/06/2023
Rheem Sales Company, Inc. | DURASTAR | DRAC14A48AJ1AN | DRAC14A48AJ1AN | DRAEF4821STAM+RXMD-C03 |  | Voluntarily Certified | Single-split-system air condit | False | False | 46000 |  | 13.8 | 13.4 |  |  | False | 0.5 | 30 | 11.2 | 0 | Coil-Only System | False | Conventional | 05/05/2023 |  | 07/06/2023
Rheem Sales Company, Inc. | Fujitsu | FOC1536VJAZCA | FOC1536VJAZCA | FHRNVV3617SJZTCA |  | Voluntarily Certified | Single-split-system air condit | False | False | 34200 |  | 15.2 | 13.4 |  |  | True | 16 | 30 | 9.8 | 0 | Blower Coil System | True | Conventional | 05/05/2023 |  | 07/06/2023
Rheem Sales Company, Inc. | Thermal Zone | TZALAH1536AJN | TZALAH1536AJN | TZHHLVST3617JNAN |  | Voluntarily Certified | Single-split-system air condit | False | False | 34200 |  | 15.2 | 13.4 |  |  | True | 16 | 30 | 9.8 | 0 | Blower Coil System | True | Conventional | 05/05/2023 |  | 07/06/2023
Rheem Sales Company, Inc. | Fujitsu | RGEAZR030AJT | RGEAZR030AJT |  |  | Voluntarily Certified | Single-package air conditioner | False | False | 28400 |  | 13.4 | 13.4 |  |  | True | 30 | 30 | 10.6 | 0 |  | False | Conventional | 05/05/2023 |  | 07/06/2023
Rheem Sales Company, Inc. | Thermal Zone | RGEAZR030AJT | RGEAZR030AJT |  |  | Voluntarily Certified | Single-package air conditioner | False | False | 28400 |  | 13.4 | 13.4 |  |  | True | 30 | 30 | 10.6 | 0 |  | False | Conventional | 05/05/2023 |  | 07/06/2023
Rheem Sales Company, Inc. | Mainline | MPA15AZ24AJ3N | MPA15AZ24AJ3N | MPH3VZ2417STANN |  | Voluntarily Certified | Single-split-system air condit | False | False | 22800 |  | 15.2 | 13.4 |  |  | True | 16 | 30 | 9.8 | 0 | Blower Coil System | True | Conventional | 05/05/2023 |  | 07/06/2023
Rheem Sales Company, Inc. | Mainline | RGEAZR042AJT | RGEAZR042AJT |  |  | Voluntarily Certified | Single-package air conditioner | False | False | 40500 |  | 13.4 | 13.4 |  |  | True | 30 | 30 | 10.6 | 0 |  | False | Conventional | 05/05/2023 |  | 07/06/2023
Rheem Sales Company, Inc. | CLIMATEMASTER | RGEAZR042AJT | RGEAZR042AJT |  |  | Voluntarily Certified | Single-package air conditioner | False | False | 40500 |  | 13.4 | 13.4 |  |  | True | 30 | 30 | 10.6 | 0 |  | False | Conventional | 05/05/2023 |  | 07/06/2023
Rheem Sales Company, Inc. | Mainline | RACAZS024AJT | RACAZS024AJT |  |  | Voluntarily Certified | Single-package air conditioner | False | False | 23400 |  | 15.2 | 13.4 |  |  | True | 30 | 30 | 11.5 | 0 |  | False | Conventional | 05/05/2023 |  | 07/06/2023
Rheem Sales Company, Inc. | Mainline | RACAZS036AJT | RACAZS036AJT |  |  | Voluntarily Certified | Single-package air conditioner | False | False | 35000 |  | 15.2 | 13.4 |  |  | True | 30 | 30 | 11.5 | 0 |  | False | Conventional | 05/05/2023 |  | 07/06/2023
Rheem Sales Company, Inc. | Mainline | MLA14AZ36AJ1N | MLA14AZ36AJ1N | TCFZ3617STANM+RXMD-C03 |  | Voluntarily Certified | Single-split-system air condit | False | False | 34200 |  | 14.3 | 13.4 |  |  | False | 0.5 | 30 | 11.7 | 0 | Coil-Only System | False | Conventional | 05/05/2023 |  | 07/06/2023
Rheem Sales Company, Inc. | Mainline | MPSA14AZ30AJ1N | MPSA14AZ30AJ1N | TCFZ3617STANM+RXMD-C04 |  | Voluntarily Certified | Single-split-system air condit | False | False | 27600 |  | 14.3 | 13.4 |  |  | True | 3 | 30 | 11.7 | 0 | Coil-Only System | False | Conventional | 05/05/2023 |  | 07/06/2023
Rheem Sales Company, Inc. | CLIMATEMASTER | RGEAZR024AJT | RGEAZR024AJT |  |  | Voluntarily Certified | Single-package air conditioner | False | False | 23000 |  | 13.4 | 13.4 |  |  | True | 30 | 30 | 10.6 | 0 |  | False | Conventional | 05/05/2023 |  | 07/06/2023
Rheem Sales Company, Inc. | Mainline | RGEAZR024AJT | RGEAZR024AJT |  |  | Voluntarily Certified | Single-package air conditioner | False | False | 23000 |  | 13.4 | 13.4 |  |  | True | 30 | 30 | 10.6 | 0 |  | False | Conventional | 05/05/2023 |  | 07/06/2023
Rheem Sales Company, Inc. | Mainline | MPA14AZ36AJ1N | MPA14AZ36AJ1N | TCFZ3617STANM+RXMD-C03 |  | Voluntarily Certified | Single-split-system air condit | False | False | 34200 |  | 14.3 | 13.4 |  |  | False | 0.5 | 30 | 11.7 | 0 | Coil-Only System | False | Conventional | 05/05/2023 |  | 07/06/2023
Rheem Sales Company, Inc. | Fujitsu | RACCZR036AJ | RACCZR036AJ |  |  | Voluntarily Certified | Single-package air conditioner | False | False | 34200 |  | 13.4 | 13.4 |  |  | True | 30 | 30 | 10.6 | 0 |  | False | Conventional | 05/05/2023 |  | 07/06/2023
Rheem Sales Company, Inc. | Fujitsu | RACAZR048AJT | RACAZR048AJT |  |  | Voluntarily Certified | Single-package air conditioner | False | False | 46000 |  | 13.4 | 13.4 |  |  | True | 30 | 30 | 10.6 | 0 |  | False | Conventional | 05/05/2023 |  | 07/06/2023
Rheem Sales Company, Inc. | Thermal Zone | RACAZR048AJT | RACAZR048AJT |  |  | Voluntarily Certified | Single-package air conditioner | False | False | 46000 |  | 13.4 | 13.4 |  |  | True | 30 | 30 | 10.6 | 0 |  | False | Conventional | 05/05/2023 |  | 07/06/2023
Rheem Sales Company, Inc. | Mainline | RACCZR036AJ | RACCZR036AJ |  |  | Voluntarily Certified | Single-package air conditioner | False | False | 34200 |  | 13.4 | 13.4 |  |  | True | 30 | 30 | 10.6 | 0 |  | False | Conventional | 05/05/2023 |  | 07/06/2023
Rheem Sales Company, Inc. | CLIMATEMASTER | RACCZR036AJ | RACCZR036AJ |  |  | Voluntarily Certified | Single-package air conditioner | False | False | 34200 |  | 13.4 | 13.4 |  |  | True | 30 | 30 | 10.6 | 0 |  | False | Conventional | 05/05/2023 |  | 07/06/2023
Rheem Sales Company, Inc. | Mainline | RACAZR048AJT | RACAZR048AJT |  |  | Voluntarily Certified | Single-package air conditioner | False | False | 46000 |  | 13.4 | 13.4 |  |  | True | 30 | 30 | 10.6 | 0 |  | False | Conventional | 05/05/2023 |  | 07/06/2023
Rheem Sales Company, Inc. | CLIMATEMASTER | RACAZR048AJT | RACAZR048AJT |  |  | Voluntarily Certified | Single-package air conditioner | False | False | 46000 |  | 13.4 | 13.4 |  |  | True | 30 | 30 | 10.6 | 0 |  | False | Conventional | 05/05/2023 |  | 07/06/2023
Rheem Sales Company, Inc. | Mainline | MLA16AZ60AJ3C | MLA16AZ60AJ3C | MLH3VZ6024STACN |  | Voluntarily Certified | Single-split-system air condit | False | False | 55500 |  | 15.5 | 13.4 |  |  | True | 16 | 30 | 9.8 | 0 | Blower Coil System | True | Conventional | 05/05/2023 |  | 07/06/2023
Rheem Sales Company, Inc. | Fujitsu | WA14AZ24AJ1N | WA14AZ24AJ1N | FCCN2417SZTA+RXMD-C03 |  | Voluntarily Certified | Single-split-system air condit | False | False | 22800 |  | 14.3 | 13.4 |  |  | False | 0.5 | 30 | 11.7 | 0 | Coil-Only System | False | Conventional | 05/05/2023 |  | 07/06/2023
Rheem Sales Company, Inc. | Fujitsu | FOC1430SJAZNA | FOC1430SJAZNA | FCCN3617SZTA+RXMD-C03 |  | Voluntarily Certified | Single-split-system air condit | False | False | 28600 |  | 14.3 | 13.4 |  |  | False | 0.5 | 30 | 11.7 | 0 | Coil-Only System | False | Conventional | 05/05/2023 |  | 07/06/2023
Rheem Sales Company, Inc. | Thermal Zone | TZALAS1430AJN | TZALAS1430AJN | TCFZ3617STANM+RXMD-C03 |  | Voluntarily Certified | Single-split-system air condit | False | False | 28600 |  | 14.3 | 13.4 |  |  | False | 0.5 | 30 | 11.7 | 0 | Coil-Only System | False | Conventional | 05/05/2023 |  | 07/06/2023
Rheem Sales Company, Inc. | Mainline | MPA15AZ60AJ3N | MPA15AZ60AJ3N | MPH3VZ6024STANN |  | Voluntarily Certified | Single-split-system air condit | False | False | 55500 |  | 15.2 | 13.4 |  |  | True | 16 | 30 | 9.8 | 0 | Blower Coil System | True | Conventional | 05/05/2023 |  | 07/06/2023
Rheem Sales Company, Inc. | CLIMATEMASTER | RACAZR042AJT | RACAZR042AJT |  |  | Voluntarily Certified | Single-package air conditioner | False | False | 40500 |  | 13.4 | 13.4 |  |  | True | 30 | 30 | 10.6 | 0 |  | False | Conventional | 05/05/2023 |  | 07/06/2023
Rheem Sales Company, Inc. | Mainline | RACAZR042AJT | RACAZR042AJT |  |  | Voluntarily Certified | Single-package air conditioner | False | False | 40500 |  | 13.4 | 13.4 |  |  | True | 30 | 30 | 10.6 | 0 |  | False | Conventional | 05/05/2023 |  | 07/06/2023
Rheem Sales Company, Inc. | Mainline | RACBZR030AJT | RACBZR030AJT |  |  | Voluntarily Certified | Single-package air conditioner | False | False | 28000 |  | 13.4 | 13.4 |  |  | False | 30 | 30 | 10.6 | 0 |  | False | Conventional | 05/05/2023 |  | 07/06/2023
Rheem Sales Company, Inc. | CLIMATEMASTER | RACBZR030AJT | RACBZR030AJT |  |  | Voluntarily Certified | Single-package air conditioner | False | False | 28000 |  | 13.4 | 13.4 |  |  | False | 30 | 30 | 10.6 | 0 |  | False | Conventional | 05/05/2023 |  | 07/06/2023
Rheem Sales Company, Inc. | Mainline | MPA14AZ24AJ1N | MPA14AZ24AJ1N | TCFZ2417STANM+RXMD-C03 |  | Voluntarily Certified | Single-split-system air condit | False | False | 22800 |  | 14.3 | 13.4 |  |  | False | 0.5 | 30 | 11.7 | 0 | Coil-Only System | False | Conventional | 05/05/2023 |  | 07/06/2023
Rheem Sales Company, Inc. | Mainline | MLA14AZ30AJ1N | MLA14AZ30AJ1N | TCFZ3617STANM+RXMD-C03 |  | Voluntarily Certified | Single-split-system air condit | False | False | 28600 |  | 14.3 | 13.4 |  |  | False | 0.5 | 30 | 11.7 | 0 | Coil-Only System | False | Conventional | 05/05/2023 |  | 07/06/2023
Rheem Sales Company, Inc. | Mainline | MLA16AZ24AJ3C | MLA16AZ24AJ3C | MLH3VZ2417STACN |  | Voluntarily Certified | Single-split-system air condit | False | False | 22800 |  | 16 | 13.4 |  |  | True | 16 | 30 | 10.5 | 0 | Blower Coil System | True | Conventional | 05/05/2023 |  | 07/06/2023
Rheem Sales Company, Inc. | Fujitsu | RACCZR048AJ | RACCZR048AJ |  |  | Voluntarily Certified | Single-package air conditioner | False | False | 45000 |  | 13.4 | 13.4 |  |  | True | 30 | 30 | 10.6 | 0 |  | False | Conventional | 05/05/2023 |  | 07/06/2023
Rheem Sales Company, Inc. | Fujitsu | RACCZR060AJ | RACCZR060AJ |  |  | Voluntarily Certified | Single-package air conditioner | False | False | 56500 |  | 13.4 | 13.4 |  |  | True | 30 | 30 | 10.6 | 0 |  | False | Conventional | 05/05/2023 |  | 07/06/2023
Rheem Sales Company, Inc. | Thermal Zone | TZALAS1442AJN | TZALAS1442AJN | TCFZ4821STANM+RXMD-C03 |  | Voluntarily Certified | Single-split-system air condit | False | False | 39500 |  | 14.3 | 13.4 |  |  | False | 0.5 | 30 | 11.7 | 0 | Coil-Only System | False | Conventional | 05/05/2023 |  | 07/06/2023
Rheem Sales Company, Inc. | Fujitsu | FOC1442SJAZNA | FOC1442SJAZNA | FCCN4821SZTA+RXMD-C03 |  | Voluntarily Certified | Single-split-system air condit | False | False | 39500 |  | 14.3 | 13.4 |  |  | False | 0.5 | 30 | 11.7 | 0 | Coil-Only System | False | Conventional | 05/05/2023 |  | 07/06/2023
Rheem Sales Company, Inc. | Mainline | RACCZR048AJ | RACCZR048AJ |  |  | Voluntarily Certified | Single-package air conditioner | False | False | 45000 |  | 13.4 | 13.4 |  |  | True | 30 | 30 | 10.6 | 0 |  | False | Conventional | 05/05/2023 |  | 07/06/2023
Rheem Sales Company, Inc. | CLIMATEMASTER | RACCZR048AJ | RACCZR048AJ |  |  | Voluntarily Certified | Single-package air conditioner | False | False | 45000 |  | 13.4 | 13.4 |  |  | True | 30 | 30 | 10.6 | 0 |  | False | Conventional | 05/05/2023 |  | 07/06/2023
Rheem Sales Company, Inc. | CLIMATEMASTER | RACCZR060AJ | RACCZR060AJ |  |  | Voluntarily Certified | Single-package air conditioner | False | False | 56500 |  | 13.4 | 13.4 |  |  | True | 30 | 30 | 10.6 | 0 |  | False | Conventional | 05/05/2023 |  | 07/06/2023
Rheem Sales Company, Inc. | Mainline | RACCZR060AJ | RACCZR060AJ |  |  | Voluntarily Certified | Single-package air conditioner | False | False | 56500 |  | 13.4 | 13.4 |  |  | True | 30 | 30 | 10.6 | 0 |  | False | Conventional | 05/05/2023 |  | 07/06/2023
Rheem Sales Company, Inc. | Daikin | MPSA05DYJ | MPSA05DYJ |  |  | Voluntarily Certified | Single-package air conditioner | False | False | 56500 |  | 13.4 | 13.4 |  |  | True | 30 | 30 | 10.6 | 0 |  | False | Conventional | 05/05/2023 |  | 07/06/2023
Rheem Sales Company, Inc. | Mainline | MLA14AZ42AJ1N | MLA14AZ42AJ1N | TCFZ4821STANM+RXMD-C03 |  | Voluntarily Certified | Single-split-system air condit | False | False | 39500 |  | 14.3 | 13.4 |  |  | False | 0.5 | 30 | 11.7 | 0 | Coil-Only System | False | Conventional | 05/05/2023 |  | 07/06/2023
Rheem Sales Company, Inc. | CLIMATEMASTER | RGEAZR060AJT | RGEAZR060AJT |  |  | Voluntarily Certified | Single-package air conditioner | False | False | 56000 |  | 13.4 | 13.4 |  |  | True | 30 | 30 | 10.6 | 0 |  | False | Conventional | 05/05/2023 |  | 07/06/2023
Rheem Sales Company, Inc. | Mainline | RGEAZR060AJT | RGEAZR060AJT |  |  | Voluntarily Certified | Single-package air conditioner | False | False | 56000 |  | 13.4 | 13.4 |  |  | True | 30 | 30 | 10.6 | 0 |  | False | Conventional | 05/05/2023 |  | 07/06/2023
Rheem Sales Company, Inc. | Mainline | MPSA14AZ18AJ1N | MPSA14AZ18AJ1N | TCFZ2417STANM+RXMD-C03 |  | Voluntarily Certified | Single-split-system air condit | False | False | 17100 |  | 14.3 | 13.4 |  |  | True | 3 | 30 | 11.7 | 0 | Coil-Only System | False | Conventional | 05/05/2023 |  | 07/06/2023
Rheem Sales Company, Inc. | Daikin | MPSA03DGJ | MPSA03DGJ |  |  | Voluntarily Certified | Single-package air conditioner | False | False | 34200 |  | 13.4 | 13.4 |  |  | True | 30 | 30 | 10.6 | 0 |  | False | Conventional | 05/05/2023 |  | 07/06/2023
Rheem Sales Company, Inc. | Fujitsu | RACAZR060AJT | RACAZR060AJT |  |  | Voluntarily Certified | Single-package air conditioner | False | False | 56000 |  | 13.4 | 13.4 |  |  | True | 30 | 30 | 10.6 | 0 |  | False | Conventional | 05/05/2023 |  | 07/06/2023
Rheem Sales Company, Inc. | Thermal Zone | RACAZR060AJT | RACAZR060AJT |  |  | Voluntarily Certified | Single-package air conditioner | False | False | 56000 |  | 13.4 | 13.4 |  |  | True | 30 | 30 | 10.6 | 0 |  | False | Conventional | 05/05/2023 |  | 07/06/2023
Rheem Sales Company, Inc. | CLIMATEMASTER | RACAZR060AJT | RACAZR060AJT |  |  | Voluntarily Certified | Single-package air conditioner | False | False | 56000 |  | 13.4 | 13.4 |  |  | True | 30 | 30 | 10.6 | 0 |  | False | Conventional | 05/05/2023 |  | 07/06/2023
Rheem Sales Company, Inc. | Mainline | RACAZR060AJT | RACAZR060AJT |  |  | Voluntarily Certified | Single-package air conditioner | False | False | 56000 |  | 13.4 | 13.4 |  |  | True | 30 | 30 | 10.6 | 0 |  | False | Conventional | 05/05/2023 |  | 07/06/2023
Rheem Sales Company, Inc. | Mainline | MLA18AZ36AJVC | MLA18AZ36AJVC | MLHMVZ6021SEACA |  | Voluntarily Certified | Single-split-system air condit | False | False | 34600 |  | 18 | 13.4 |  |  | True | 14 | 30 | 10.5 | 0 | Blower Coil System | True | Conventional | 05/05/2023 |  | 07/06/2023
Rheem Sales Company, Inc. | Fujitsu | RGECZR048AJ | RGECZR048AJ |  |  | Voluntarily Certified | Single-package air conditioner | False | False | 45500 |  | 13.4 | 13.4 |  |  | True | 30 | 30 | 10.6 | 0 |  | False | Conventional | 05/05/2023 |  | 07/06/2023
Rheem Sales Company, Inc. | Fujitsu | FOC1860MJAZCA | FOC1860MJAZCA | FHRNVM6024S*ZECA |  | Voluntarily Certified | Single-split-system air condit | False | False | 55000 |  | 18 | 13.4 |  |  | True | 14.5 | 30 | 10.5 | 0 | Blower Coil System | True | Conventional | 05/05/2023 |  | 07/06/2023
Rheem Sales Company, Inc. | Thermal Zone | TZALAS1448AJN | TZALAS1448AJN | TCFZ4821STANM+RXMD-C03 |  | Voluntarily Certified | Single-split-system air condit | False | False | 46000 |  | 13.8 | 13.4 |  |  | False | 0.5 | 30 | 11.2 | 0 | Coil-Only System | False | Conventional | 05/05/2023 |  | 07/06/2023
Rheem Sales Company, Inc. | Fujitsu | FOC1448SJAZNA | FOC1448SJAZNA | FCCN4821SZTA+RXMD-C03 |  | Voluntarily Certified | Single-split-system air condit | False | False | 46000 |  | 13.8 | 13.4 |  |  | False | 0.5 | 30 | 11.2 | 0 | Coil-Only System | False | Conventional | 05/05/2023 |  | 07/06/2023
Rheem Sales Company, Inc. | Mainline | RGECZR048AJ | RGECZR048AJ |  |  | Voluntarily Certified | Single-package air conditioner | False | False | 45500 |  | 13.4 | 13.4 |  |  | True | 30 | 30 | 10.6 | 0 |  | False | Conventional | 05/05/2023 |  | 07/06/2023
Rheem Sales Company, Inc. | CLIMATEMASTER | RGECZR048AJ | RGECZR048AJ |  |  | Voluntarily Certified | Single-package air conditioner | False | False | 45500 |  | 13.4 | 13.4 |  |  | True | 30 | 30 | 10.6 | 0 |  | False | Conventional | 05/05/2023 |  | 07/06/2023
Rheem Sales Company, Inc. | Daikin | MPSA04DGJ | MPSA04DGJ |  |  | Voluntarily Certified | Single-package air conditioner | False | False | 45500 |  | 13.4 | 13.4 |  |  | True | 30 | 30 | 10.6 | 0 |  | False | Conventional | 05/05/2023 |  | 07/06/2023
Rheem Sales Company, Inc. | Mainline | MLA14AZ48AJ1N | MLA14AZ48AJ1N | TCFZ4821STANM+RXMD-C03 |  | Voluntarily Certified | Single-split-system air condit | False | False | 46000 |  | 13.8 | 13.4 |  |  | False | 0.5 | 30 | 11.2 | 0 | Coil-Only System | False | Conventional | 05/05/2023 |  | 07/06/2023
Rheem Sales Company, Inc. | Mainline | MLA18AZ24AJVC | MLA18AZ24AJVC | MLHMVZ2421MEACN |  | Voluntarily Certified | Single-split-system air condit | False | False | 22400 |  | 18 | 13.4 |  |  | True | 14.5 | 30 | 10.5 | 0 | Blower Coil System | True | Conventional | 05/05/2023 |  | 07/06/2023
Rheem Sales Company, Inc. | Fujitsu | FOC1548VJAZCA | FOC1548VJAZCA | FHRNVV4821SJZTCA |  | Voluntarily Certified | Single-split-system air condit | False | False | 45500 |  | 15.2 | 13.4 |  |  | True | 16 | 30 | 9.8 | 0 | Blower Coil System | True | Conventional | 05/05/2023 |  | 07/06/2023
Rheem Sales Company, Inc. | Thermal Zone | TZALAH1548AJN | TZALAH1548AJN | TZHHLVST4821JNAN |  | Voluntarily Certified | Single-split-system air condit | False | False | 45500 |  | 15.2 | 13.4 |  |  | True | 16 | 30 | 9.8 | 0 | Blower Coil System | True | Conventional | 05/05/2023 |  | 07/06/2023
Rheem Sales Company, Inc. | Fujitsu | FOC1624VJAZCA | FOC1624VJAZCA | FHRNVV2417S*ZTCA |  | Voluntarily Certified | Single-split-system air condit | False | False | 22800 |  | 16 | 13.4 |  |  | True | 16 | 30 | 10.5 | 0 | Blower Coil System | True | Conventional | 05/05/2023 |  | 07/06/2023
Rheem Sales Company, Inc. | Mainline | MLA15AZ48AJ3N | MLA15AZ48AJ3N | MLH3VZ4821STANN |  | Voluntarily Certified | Single-split-system air condit | False | False | 45500 |  | 15.2 | 13.4 |  |  | True | 16 | 30 | 9.8 | 0 | Blower Coil System | True | Conventional | 05/05/2023 |  | 07/06/2023
Rheem Sales Company, Inc. | Fujitsu | RGECZR060AJ | RGECZR060AJ |  |  | Voluntarily Certified | Single-package air conditioner | False | False | 57000 |  | 13.4 | 13.4 |  |  | True | 30 | 30 | 10.6 | 0 |  | False | Conventional | 05/05/2023 |  | 07/06/2023
Rheem Sales Company, Inc. | DURASTAR | DRACS14A24AJ1AN | DRACS14A24AJ1AN | DRAEF3617STANM+RXMD-C04 |  | Voluntarily Certified | Single-split-system air condit | False | False | 22800 |  | 14.3 | 13.4 |  |  | True | 3 | 30 | 11.7 | 0 | Coil-Only System | False | Conventional | 05/05/2023 |  | 07/06/2023
Rheem Sales Company, Inc. | Fujitsu | WSA14AZ24AJ1N | WSA14AZ24AJ1N | FCCN2417MZTA+RXMD-C04 |  | Voluntarily Certified | Single-split-system air condit | False | False | 22800 |  | 14.3 | 13.4 |  |  | True | 3 | 30 | 11.7 | 0 | Coil-Only System | False | Conventional | 05/05/2023 |  | 07/06/2023
Rheem Sales Company, Inc. | Thermal Zone | TZSA14AZ24AJ1N | TZSA14AZ24AJ1N | TCFZ2417MTANM+RXMD-C04 |  | Voluntarily Certified | Single-split-system air condit | False | False | 22800 |  | 14.3 | 13.4 |  |  | True | 3 | 30 | 11.7 | 0 | Coil-Only System | False | Conventional | 05/05/2023 |  | 07/06/2023
Rheem Sales Company, Inc. | Daikin | MPSA05DGJ | MPSA05DGJ |  |  | Voluntarily Certified | Single-package air conditioner | False | False | 57000 |  | 13.4 | 13.4 |  |  | True | 30 | 30 | 10.6 | 0 |  | False | Conventional | 05/05/2023 |  | 07/06/2023
Rheem Sales Company, Inc. | CLIMATEMASTER | RGECZR060AJ | RGECZR060AJ |  |  | Voluntarily Certified | Single-package air conditioner | False | False | 57000 |  | 13.4 | 13.4 |  |  | True | 30 | 30 | 10.6 | 0 |  | False | Conventional | 05/05/2023 |  | 07/06/2023
Rheem Sales Company, Inc. | Mainline | RGECZR060AJ | RGECZR060AJ |  |  | Voluntarily Certified | Single-package air conditioner | False | False | 57000 |  | 13.4 | 13.4 |  |  | True | 30 | 30 | 10.6 | 0 |  | False | Conventional | 05/05/2023 |  | 07/06/2023
Rheem Sales Company, Inc. | Mainline | MLA16AZ48AJ3C | MLA16AZ48AJ3C | MLH3VZ4821STACN |  | Voluntarily Certified | Single-split-system air condit | False | False | 45500 |  | 16 | 13.4 |  |  | True | 16 | 30 | 10.5 | 0 | Blower Coil System | True | Conventional | 05/05/2023 |  | 07/06/2023
Rheem Sales Company, Inc. | Mainline | MPSA14AZ24AJ1N | MPSA14AZ24AJ1N | TCFZ2417MTANM+RXMD-C04 |  | Voluntarily Certified | Single-split-system air condit | False | False | 22800 |  | 14.3 | 13.4 |  |  | True | 3 | 30 | 11.7 | 0 | Coil-Only System | False | Conventional | 05/05/2023 |  | 07/06/2023
Rheem Sales Company, Inc. | Thermal Zone | RACBZR060AJT | RACBZR060AJT |  |  | Voluntarily Certified | Single-package air conditioner | False | False | 57000 |  | 13.4 | 13.4 |  |  | False | 30 | 30 | 10.6 | 0 |  | False | Conventional | 05/05/2023 |  | 07/06/2023
Rheem Sales Company, Inc. | Fujitsu | RACBZR060AJT | RACBZR060AJT |  |  | Voluntarily Certified | Single-package air conditioner | False | False | 57000 |  | 13.4 | 13.4 |  |  | False | 30 | 30 | 10.6 | 0 |  | False | Conventional | 05/05/2023 |  | 07/06/2023
Rheem Sales Company, Inc. | DURASTAR | DRAC14A42AJ1AN | DRAC14A42AJ1AN | DRAEF4821STANM+RXMD-C03 |  | Voluntarily Certified | Single-split-system air condit | False | False | 39500 |  | 14.3 | 13.4 |  |  | False | 0.5 | 30 | 11.7 | 0 | Coil-Only System | False | Conventional | 05/05/2023 |  | 07/06/2023
Rheem Sales Company, Inc. | DURASTAR | DRAC14A42AJ1AN | DRAC14A42AJ1AN | DRAEF4821STAM+RXMD-C03 |  | Voluntarily Certified | Single-split-system air condit | False | False | 39500 |  | 14.3 | 13.4 |  |  | False | 0.5 | 30 | 11.7 | 0 | Coil-Only System | False | Conventional | 05/05/2023 |  | 07/06/2023
Rheem Sales Company, Inc. | Fujitsu | WA14AZ42AJ1N | WA14AZ42AJ1N | FCCN4821SZTA+RXMD-C03 |  | Voluntarily Certified | Single-split-system air condit | False | False | 39500 |  | 14.3 | 13.4 |  |  | False | 0.5 | 30 | 11.7 | 0 | Coil-Only System | False | Conventional | 05/05/2023 |  | 07/06/2023
Rheem Sales Company, Inc. | Thermal Zone | TZA14AZ42AJ1N | TZA14AZ42AJ1N | TCFZ4821STANM+RXMD-C03 |  | Voluntarily Certified | Single-split-system air condit | False | False | 39500 |  | 14.3 | 13.4 |  |  | False | 0.5 | 30 | 11.7 | 0 | Coil-Only System | False | Conventional | 05/05/2023 |  | 07/06/2023
Rheem Sales Company, Inc. | CLIMATEMASTER | RACBZR060AJT | RACBZR060AJT |  |  | Voluntarily Certified | Single-package air conditioner | False | False | 57000 |  | 13.4 | 13.4 |  |  | False | 30 | 30 | 10.6 | 0 |  | False | Conventional | 05/05/2023 |  | 07/06/2023
Rheem Sales Company, Inc. | Mainline | RACBZR060AJT | RACBZR060AJT |  |  | Voluntarily Certified | Single-package air conditioner | False | False | 57000 |  | 13.4 | 13.4 |  |  | False | 30 | 30 | 10.6 | 0 |  | False | Conventional | 05/05/2023 |  | 07/06/2023
Rheem Sales Company, Inc. | Mainline | MPA14AZ42AJ1N | MPA14AZ42AJ1N | TCFZ4821STANM+RXMD-C03 |  | Voluntarily Certified | Single-split-system air condit | False | False | 39500 |  | 14.3 | 13.4 |  |  | False | 0.5 | 30 | 11.7 | 0 | Coil-Only System | False | Conventional | 05/05/2023 |  | 07/06/2023
Rheem Sales Company, Inc. | Fujitsu | WA14AZ18AJ1N | WA14AZ18AJ1N | FCCN2417SZTA+RXMD-C04 |  | Voluntarily Certified | Single-split-system air condit | False | False | 17600 |  | 14.3 | 13.4 |  |  | True | 0.5 | 30 | 11.7 | 0 | Coil-Only System | False | Conventional | 05/05/2023 |  | 07/06/2023
Rheem Sales Company, Inc. | DURASTAR | DRAC14A18AJ1AN | DRAC14A18AJ1AN | DRAEF2417STAM+RXMD-C04 |  | Voluntarily Certified | Single-split-system air condit | False | False | 17600 |  | 14.3 | 13.4 |  |  | True | 0.5 | 30 | 11.7 | 0 | Coil-Only System | False | Conventional | 05/05/2023 |  | 07/06/2023
Rheem Sales Company, Inc. | DURASTAR | DRAC14A18AJ1AN | DRAC14A18AJ1AN | DRAEF2417STANM+RXMD-C04 |  | Voluntarily Certified | Single-split-system air condit | False | False | 17600 |  | 14.3 | 13.4 |  |  | True | 0.5 | 30 | 11.7 | 0 | Coil-Only System | False | Conventional | 05/05/2023 |  | 07/06/2023
Rheem Sales Company, Inc. | Thermal Zone | TZA14AZ18AJ1N | TZA14AZ18AJ1N | TCFZ2417STANM+RXMD-C04 |  | Voluntarily Certified | Single-split-system air condit | False | False | 17600 |  | 14.3 | 13.4 |  |  | True | 0.5 | 30 | 11.7 | 0 | Coil-Only System | False | Conventional | 05/05/2023 |  | 07/06/2023
Rheem Sales Company, Inc. | Fujitsu | FOC1824MJAZCA | FOC1824MJAZCA | FHRNVM2421M*ZECA |  | Voluntarily Certified | Single-split-system air condit | False | False | 22400 |  | 18 | 13.4 |  |  | True | 14.5 | 30 | 10.5 | 0 | Blower Coil System | True | Conventional | 05/05/2023 |  | 07/06/2023
Rheem Sales Company, Inc. | Thermal Zone | RACAZR036AJT | RACAZR036AJT |  |  | Voluntarily Certified | Single-package air conditioner | False | False | 34200 |  | 13.4 | 13.4 |  |  | True | 30 | 30 | 10.6 | 0 |  | False | Conventional | 05/05/2023 |  | 07/06/2023
Rheem Sales Company, Inc. | Fujitsu | RACAZR036AJT | RACAZR036AJT |  |  | Voluntarily Certified | Single-package air conditioner | False | False | 34200 |  | 13.4 | 13.4 |  |  | True | 30 | 30 | 10.6 | 0 |  | False | Conventional | 05/05/2023 |  | 07/06/2023
Rheem Sales Company, Inc. | Thermal Zone | TZA14AZ30AJ1N | TZA14AZ30AJ1N | TCFZ3617STANM+RXMD-C03 |  | Voluntarily Certified | Single-split-system air condit | False | False | 28600 |  | 14.3 | 13.4 |  |  | False | 0.5 | 30 | 11.7 | 0 | Coil-Only System | False | Conventional | 05/05/2023 |  | 07/06/2023
Rheem Sales Company, Inc. | Fujitsu | WA14AZ30AJ1N | WA14AZ30AJ1N | FCCN3617SZTA+RXMD-C03 |  | Voluntarily Certified | Single-split-system air condit | False | False | 28600 |  | 14.3 | 13.4 |  |  | False | 0.5 | 30 | 11.7 | 0 | Coil-Only System | False | Conventional | 05/05/2023 |  | 07/06/2023
Rheem Sales Company, Inc. | DURASTAR | DRAC14A30AJ1AN | DRAC14A30AJ1AN | DRAEF3617STANM+RXMD-C03 |  | Voluntarily Certified | Single-split-system air condit | False | False | 28600 |  | 14.3 | 13.4 |  |  | False | 0.5 | 30 | 11.7 | 0 | Coil-Only System | False | Conventional | 05/05/2023 |  | 07/06/2023
Rheem Sales Company, Inc. | DURASTAR | DRAC14A30AJ1AN | DRAC14A30AJ1AN | DRAEF3617STAM+RXMD-C03 |  | Voluntarily Certified | Single-split-system air condit | False | False | 28600 |  | 14.3 | 13.4 |  |  | False | 0.5 | 30 | 11.7 | 0 | Coil-Only System | False | Conventional | 05/05/2023 |  | 07/06/2023
Rheem Sales Company, Inc. | Mainline | MPA14AZ18AJ1N | MPA14AZ18AJ1N | TCFZ2417STANM+RXMD-C04 |  | Voluntarily Certified | Single-split-system air condit | False | False | 17600 |  | 14.3 | 13.4 |  |  | True | 0.5 | 30 | 11.7 | 0 | Coil-Only System | False | Conventional | 05/05/2023 |  | 07/06/2023
Rheem Sales Company, Inc. | Thermal Zone | RACAZR024AJT | RACAZR024AJT |  |  | Voluntarily Certified | Single-package air conditioner | False | False | 23000 |  | 13.4 | 13.4 |  |  | True | 30 | 30 | 10.6 | 0 |  | False | Conventional | 05/05/2023 |  | 07/06/2023
Rheem Sales Company, Inc. | Fujitsu | RACAZR024AJT | RACAZR024AJT |  |  | Voluntarily Certified | Single-package air conditioner | False | False | 23000 |  | 13.4 | 13.4 |  |  | True | 30 | 30 | 10.6 | 0 |  | False | Conventional | 05/05/2023 |  | 07/06/2023
Rheem Sales Company, Inc. | Thermal Zone | RGEAZS024AJV | RGEAZS024AJV |  |  | Voluntarily Certified | Single-package air conditioner | False | False | 23400 |  | 15.2 | 13.4 |  |  | True | 30 | 30 | 11.5 | 0 |  | False | Conventional | 05/05/2023 |  | 07/06/2023
Rheem Sales Company, Inc. | Fujitsu | RGEAZS024AJV | RGEAZS024AJV |  |  | Voluntarily Certified | Single-package air conditioner | False | False | 23400 |  | 15.2 | 13.4 |  |  | True | 30 | 30 | 11.5 | 0 |  | False | Conventional | 05/05/2023 |  | 07/06/2023
Rheem Sales Company, Inc. | Mainline | RACAZR024AJT | RACAZR024AJT |  |  | Voluntarily Certified | Single-package air conditioner | False | False | 23000 |  | 13.4 | 13.4 |  |  | True | 30 | 30 | 10.6 | 0 |  | False | Conventional | 05/05/2023 |  | 07/06/2023
Rheem Sales Company, Inc. | CLIMATEMASTER | RACAZR024AJT | RACAZR024AJT |  |  | Voluntarily Certified | Single-package air conditioner | False | False | 23000 |  | 13.4 | 13.4 |  |  | True | 30 | 30 | 10.6 | 0 |  | False | Conventional | 05/05/2023 |  | 07/06/2023
Rheem Sales Company, Inc. | Mainline | RGEAZS024AJV | RGEAZS024AJV |  |  | Voluntarily Certified | Single-package air conditioner | False | False | 23400 |  | 15.2 | 13.4 |  |  | True | 30 | 30 | 11.5 | 0 |  | False | Conventional | 05/05/2023 |  | 07/06/2023
Rheem Sales Company, Inc. | Mainline | RACAZR036AJT | RACAZR036AJT |  |  | Voluntarily Certified | Single-package air conditioner | False | False | 34200 |  | 13.4 | 13.4 |  |  | True | 30 | 30 | 10.6 | 0 |  | False | Conventional | 05/05/2023 |  | 07/06/2023
Rheem Sales Company, Inc. | CLIMATEMASTER | RACAZR036AJT | RACAZR036AJT |  |  | Voluntarily Certified | Single-package air conditioner | False | False | 34200 |  | 13.4 | 13.4 |  |  | True | 30 | 30 | 10.6 | 0 |  | False | Conventional | 05/05/2023 |  | 07/06/2023
Rheem Sales Company, Inc. | Mainline | MPA14AZ30AJ1N | MPA14AZ30AJ1N | TCFZ3617STANM+RXMD-C03 |  | Voluntarily Certified | Single-split-system air condit | False | False | 28600 |  | 14.3 | 13.4 |  |  | False | 0.5 | 30 | 11.7 | 0 | Coil-Only System | False | Conventional | 05/05/2023 |  | 07/06/2023
Rheem Sales Company, Inc. | Fujitsu | FOC1648VJAZCA | FOC1648VJAZCA | FHRNVV4821SJZTCA |  | Voluntarily Certified | Single-split-system air condit | False | False | 45500 |  | 16 | 13.4 |  |  | True | 16 | 30 | 10.5 | 0 | Blower Coil System | True | Conventional | 05/05/2023 |  | 07/06/2023
Rheem Sales Company, Inc. | Thermal Zone | RACBZR048AJT | RACBZR048AJT |  |  | Voluntarily Certified | Single-package air conditioner | False | False | 47000 |  | 13.4 | 13.4 |  |  | False | 30 | 30 | 10.6 | 0 |  | False | Conventional | 05/05/2023 |  | 07/06/2023
Rheem Sales Company, Inc. | Fujitsu | RACBZR048AJT | RACBZR048AJT |  |  | Voluntarily Certified | Single-package air conditioner | False | False | 47000 |  | 13.4 | 13.4 |  |  | False | 30 | 30 | 10.6 | 0 |  | False | Conventional | 05/05/2023 |  | 07/06/2023
Rheem Sales Company, Inc. | Mainline | MLA16AZ36AJ3C | MLA16AZ36AJ3C | MLH3VZ3617STACN |  | Voluntarily Certified | Single-split-system air condit | False | False | 34200 |  | 16 | 13.4 |  |  | True | 16 | 30 | 10.5 | 0 | Blower Coil System | True | Conventional | 05/05/2023 |  | 07/06/2023
Rheem Sales Company, Inc. | Mainline | RACBZR048AJT | RACBZR048AJT |  |  | Voluntarily Certified | Single-package air conditioner | False | False | 47000 |  | 13.4 | 13.4 |  |  | False | 30 | 30 | 10.6 | 0 |  | False | Conventional | 05/05/2023 |  | 07/06/2023
Rheem Sales Company, Inc. | CLIMATEMASTER | RACBZR048AJT | RACBZR048AJT |  |  | Voluntarily Certified | Single-package air conditioner | False | False | 47000 |  | 13.4 | 13.4 |  |  | False | 30 | 30 | 10.6 | 0 |  | False | Conventional | 05/05/2023 |  | 07/06/2023
Rheem Sales Company, Inc. | Mainline | MLA18AZ60AJVC | MLA18AZ60AJVC | MLHMVZ6024SEACN |  | Voluntarily Certified | Single-split-system air condit | False | False | 55000 |  | 18 | 13.4 |  |  | True | 14.5 | 30 | 10.5 | 0 | Blower Coil System | True | Conventional | 05/05/2023 |  | 07/06/2023
Rheem Sales Company, Inc. | Fujitsu | FOC1524VJAZCA | FOC1524VJAZCA | FHRNVV2417S*ZTCA |  | Voluntarily Certified | Single-split-system air condit | False | False | 22800 |  | 15.2 | 13.4 |  |  | True | 16 | 30 | 9.8 | 0 | Blower Coil System | True | Conventional | 05/05/2023 |  | 07/06/2023
Rheem Sales Company, Inc. | Thermal Zone | RGEAZR048AJT | RGEAZR048AJT |  |  | Voluntarily Certified | Single-package air conditioner | False | False | 46000 |  | 13.4 | 13.4 |  |  | True | 30 | 30 | 10.6 | 0 |  | False | Conventional | 05/05/2023 |  | 07/06/2023
Rheem Sales Company, Inc. | Fujitsu | RGEAZR048AJT | RGEAZR048AJT |  |  | Voluntarily Certified | Single-package air conditioner | False | False | 46000 |  | 13.4 | 13.4 |  |  | True | 30 | 30 | 10.6 | 0 |  | False | Conventional | 05/05/2023 |  | 07/06/2023
Rheem Sales Company, Inc. | Thermal Zone | RGEAZS036AJV | RGEAZS036AJV |  |  | Voluntarily Certified | Single-package air conditioner | False | False | 35000 |  | 15.2 | 13.4 |  |  | True | 30 | 30 | 11.5 | 0 |  | False | Conventional | 05/05/2023 |  | 07/06/2023
Rheem Sales Company, Inc. | Fujitsu | RGEAZS036AJV | RGEAZS036AJV |  |  | Voluntarily Certified | Single-package air conditioner | False | False | 35000 |  | 15.2 | 13.4 |  |  | True | 30 | 30 | 11.5 | 0 |  | False | Conventional | 05/05/2023 |  | 07/06/2023
Rheem Sales Company, Inc. | Mainline | MLA15AZ24AJ3N | MLA15AZ24AJ3N | MLH3VZ2417STAN |  | Voluntarily Certified | Single-split-system air condit | False | False | 22800 |  | 15.2 | 13.4 |  |  | True | 16 | 30 | 9.8 | 0 | Blower Coil System | True | Conventional | 05/05/2023 |  | 07/06/2023
Rheem Sales Company, Inc. | Mainline | RGEAZR048AJT | RGEAZR048AJT |  |  | Voluntarily Certified | Single-package air conditioner | False | False | 46000 |  | 13.4 | 13.4 |  |  | True | 30 | 30 | 10.6 | 0 |  | False | Conventional | 05/05/2023 |  | 07/06/2023
Rheem Sales Company, Inc. | CLIMATEMASTER | RGEAZR048AJT | RGEAZR048AJT |  |  | Voluntarily Certified | Single-package air conditioner | False | False | 46000 |  | 13.4 | 13.4 |  |  | True | 30 | 30 | 10.6 | 0 |  | False | Conventional | 05/05/2023 |  | 07/06/2023
Rheem Sales Company, Inc. | Mainline | MLA18AZ48AJVC | MLA18AZ48AJVC | MLHMVZ6021SEACA |  | Voluntarily Certified | Single-split-system air condit | False | False | 45000 |  | 18 | 13.4 |  |  | True | 12 | 30 | 10.5 | 0 | Blower Coil System | True | Conventional | 05/05/2023 |  | 07/06/2023
Rheem Sales Company, Inc. | Mainline | RGEAZS036AJV | RGEAZS036AJV |  |  | Voluntarily Certified | Single-package air conditioner | False | False | 35000 |  | 15.2 | 13.4 |  |  | True | 30 | 30 | 11.5 | 0 |  | False | Conventional | 05/05/2023 |  | 07/06/2023
Rheem Sales Company, Inc. | CLIMATEMASTER | RGEAZR030AJT | RGEAZR030AJT |  |  | Voluntarily Certified | Single-package air conditioner | False | False | 28400 |  | 13.4 | 13.4 |  |  | True | 30 | 30 | 10.6 | 0 |  | False | Conventional | 05/05/2023 |  | 07/06/2023
Rheem Sales Company, Inc. | CLIMATEMASTER | RGEAZR036AJT | RGEAZR036AJT |  |  | Voluntarily Certified | Single-package air conditioner | False | False | 34200 |  | 13.4 | 13.4 |  |  | True | 30 | 30 | 10.6 | 0 |  | False | Conventional | 05/05/2023 |  | 07/06/2023
Rheem Sales Company, Inc. | Thermal Zone | RGEAZR036AJT | RGEAZR036AJT |  |  | Voluntarily Certified | Single-package air conditioner | False | False | 34200 |  | 13.4 | 13.4 |  |  | True | 30 | 30 | 10.6 | 0 |  | False | Conventional | 05/05/2023 |  | 07/06/2023
Rheem Sales Company, Inc. | Fujitsu | RGEAZR036AJT | RGEAZR036AJT |  |  | Voluntarily Certified | Single-package air conditioner | False | False | 34200 |  | 13.4 | 13.4 |  |  | True | 30 | 30 | 10.6 | 0 |  | False | Conventional | 05/05/2023 |  | 07/06/2023
Rheem Sales Company, Inc. | Thermal Zone | TZA14AZ48AJ1N | TZA14AZ48AJ1N | TCFZ4821STANM+RXMD-C03 |  | Voluntarily Certified | Single-split-system air condit | False | False | 46000 |  | 13.8 | 13.4 |  |  | False | 0.5 | 30 | 11.2 | 0 | Coil-Only System | False | Conventional | 05/05/2023 |  | 07/06/2023
Trane U.S. Inc. | RunTru | A4AC4036D1 | A4AC4036D1 | 4PX*CU42BS3 |  | Voluntarily Certified | Single-split-system air condit | False | False | 33400 |  | 14.3 | 13.4 |  |  | False | 1 | 30 | 11.7 | 0 | Coil-Only System | False | Conventional | 05/05/2023 |  | 07/06/2023
Trane U.S. Inc. | Trane | 4TCC4024A1 | 4TCC4024A1 |  |  | Voluntarily Certified | Single-package air conditioner | False | False | 23000 |  | 13.4 | 13.4 |  |  | True | 6 | 30 | 10.6 | 0 |  | False | Conventional | 05/05/2023 |  | 07/06/2023
Trane U.S. Inc. | Trane | 4TTR4019N1 | 4TTR4019N1 | 4PX*BU24BS3 |  | Voluntarily Certified | Single-split-system air condit | False | False | 17800 |  | 14.3 | 13.4 |  |  | False | 1 | 30 | 11.7 | 0 | Coil-Only System | False | Conventional | 05/05/2023 |  | 07/06/2023
Trane U.S. Inc. | Trane | 4TTX6035J1 | 4TTX6035J1 | 4PX*CU42BS3 |  | Voluntarily Certified | Single-split-system air condit | False | False | 33400 |  | 14.3 | 13.4 |  |  | False | 1 | 30 | 11.7 | 0 | Coil-Only System | False | Conventional | 05/05/2023 |  | 07/06/2023
Trane U.S. Inc. | Trane | 4TTR3036N1 | 4TTR3036N1 | 4PX*CU42BS3 |  | Voluntarily Certified | Single-split-system air condit | False | False | 33000 |  | 13.4 | 13.4 |  |  | False | 1 | 30 | 11.7 | 0 | Coil-Only System | False | Conventional | 05/05/2023 |  | 07/06/2023
Trane U.S. Inc. | Trane | 4TTX6060J1 | 4TTX6060J1 | 4PX*DU60BS3 |  | Voluntarily Certified | Single-split-system air condit | False | False | 56000 |  | 13.8 | 13.4 |  |  | False | 1 | 30 | 11.2 | 0 | Coil-Only System | False | Conventional | 05/05/2023 |  | 07/06/2023
Trane U.S. Inc. | Trane | 4TCY5060A1 | 4TCY5060A1 |  |  | Voluntarily Certified | Single-package air conditioner | False | False | 55500 |  | 14 | 13.4 |  |  | True | 2 | 30 | 10.6 | 0 |  | False | Conventional | 05/05/2023 |  | 07/06/2023
Trane U.S. Inc. | Trane | 4TCC4048E1 | 4TCC4048E1 |  |  | Voluntarily Certified | Single-package air conditioner | False | False | 46000 |  | 13.4 | 13.4 |  |  | False | 3 | 30 | 10.8 | 0 |  | False | Conventional | 05/05/2023 |  | 07/06/2023
Trane U.S. Inc. | RunTru | A4AC5030D1 | A4AC5030D1 | 4PX*BU36BS3 |  | Voluntarily Certified | Single-split-system air condit | False | False | 28600 |  | 14.3 | 13.4 |  |  | False | 1 | 30 | 11.7 | 0 | Coil-Only System | False | Conventional | 05/05/2023 |  | 07/06/2023
Trane U.S. Inc. | RunTru | A4AC4023D1 | A4AC4023D1 | 4PX*BU24BS3 |  | Voluntarily Certified | Single-split-system air condit | False | False | 24000 |  | 14.3 | 13.4 |  |  | False | 1 | 30 | 11.7 | 0 | Coil-Only System | False | Conventional | 05/05/2023 |  | 07/06/2023
Trane U.S. Inc. | RunTru | A4AC3030D1 | A4AC3030D1 | 4PX*BU30BS3 |  | Voluntarily Certified | Single-split-system air condit | False | False | 27800 |  | 13.4 | 13.4 |  |  | False | 1 | 30 | 11 | 0 | Coil-Only System | False | Conventional | 05/05/2023 |  | 07/06/2023
Trane U.S. Inc. | Trane | 4TTR4048N1 | 4TTR4048N1 | 4PX*CU48BS3 |  | Voluntarily Certified | Single-split-system air condit | False | False | 46500 |  | 13.8 | 13.4 |  |  | False | 1 | 30 | 11.2 | 0 | Coil-Only System | False | Conventional | 05/05/2023 |  | 07/06/2023
Trane U.S. Inc. | Trane | 4TTR6061C1 | 4TTR6061C1 | 4PX*DU60BS3 |  | Voluntarily Certified | Single-split-system air condit | False | False | 57000 |  | 14.3 | 13.4 |  |  | True | 1 | 30 | 12 | 0 | Coil-Only System | False | Conventional | 05/05/2023 |  | 07/06/2023
Trane U.S. Inc. | Trane | 4YCY5036A1 | 4YCY5036A1 |  |  | Voluntarily Certified | Single-package air conditioner | False | False | 35400 |  | 14 | 13.4 |  |  | False | 8 | 30 | 10.6 | 0 |  | False | Conventional | 05/05/2023 |  | 07/06/2023
Trane U.S. Inc. | Trane | 4YCC4030A1 | 4YCC4030A1 |  |  | Voluntarily Certified | Single-package air conditioner | False | False | 28000 |  | 13.4 | 13.4 |  |  | False | 8 | 30 | 10.6 | 0 |  | False | Conventional | 05/05/2023 |  | 07/06/2023
Trane U.S. Inc. | Trane | 4YCC4048A1 | 4YCC4048A1 |  |  | Voluntarily Certified | Single-package air conditioner | False | False | 45000 |  | 13.4 | 13.4 |  |  | False | 6 | 30 | 10.6 | 0 |  | False | Conventional | 05/05/2023 |  | 07/06/2023
Trane U.S. Inc. | RunTru | A4AC4024D1 | A4AC4024D1 | 4PX*BU30BS3 |  | Voluntarily Certified | Single-split-system air condit | False | False | 23600 |  | 14.3 | 13.4 |  |  | False | 1 | 30 | 11.7 | 0 | Coil-Only System | False | Conventional | 05/05/2023 |  | 07/06/2023
Trane U.S. Inc. | RunTru | A4AC3024D1 | A4AC3024D1 | 4PX*BU30BS3 |  | Voluntarily Certified | Single-split-system air condit | False | False | 24000 |  | 13.4 | 13.4 |  |  | False | 1 | 30 | 11 | 0 | Coil-Only System | False | Conventional | 05/05/2023 |  | 07/06/2023
Trane U.S. Inc. | RunTru | A4AC4030D1 | A4AC4030D1 | 4PX*BU36BS3 |  | Voluntarily Certified | Single-split-system air condit | False | False | 28600 |  | 14.3 | 13.4 |  |  | False | 1 | 30 | 11.7 | 0 | Coil-Only System | False | Conventional | 05/05/2023 |  | 07/06/2023
Trane U.S. Inc. | RunTru | A4AC3035D1 | A4AC3035D1 | 4PX*CU42BS3 |  | Voluntarily Certified | Single-split-system air condit | False | False | 33000 |  | 13.4 | 13.4 |  |  | False | 1 | 30 | 11 | 0 | Coil-Only System | False | Conventional | 05/05/2023 |  | 07/06/2023
Trane U.S. Inc. | Trane | 4TTR4024N1 | 4TTR4024N1 | 4PX*BU24BS3 |  | Voluntarily Certified | Single-split-system air condit | False | False | 24000 |  | 14.3 | 13.4 |  |  | False | 1 | 30 | 11.7 | 0 | Coil-Only System | False | Conventional | 05/05/2023 |  | 07/06/2023
Trane U.S. Inc. | RunTru | A4AC6036B1 | A4AC6036B1 | 4PX*CU42BS3 |  | Voluntarily Certified | Single-split-system air condit | False | False | 33800 |  | 14.3 | 13.4 |  |  | False | 1 | 30 | 12 | 0 | Coil-Only System | False | Conventional | 05/05/2023 |  | 07/06/2023
Trane U.S. Inc. | RunTru | A4AC3023D1 | A4AC3023D1 | 4PX*BU36BS3 |  | Voluntarily Certified | Single-split-system air condit | False | False | 23400 |  | 13.4 | 13.4 |  |  | False | 1 | 30 | 11 | 0 | Coil-Only System | False | Conventional | 05/05/2023 |  | 07/06/2023
Trane U.S. Inc. | RunTru | A4AC5018D1 | A4AC5018D1 | 4PX*BU24BS3 |  | Voluntarily Certified | Single-split-system air condit | False | False | 17800 |  | 14.3 | 13.4 |  |  | False | 1 | 30 | 11.7 | 0 | Coil-Only System | False | Conventional | 05/05/2023 |  | 07/06/2023
Trane U.S. Inc. | RunTru | A4AC4018D1 | A4AC4018D1 | 4PX*BU24BS3 |  | Voluntarily Certified | Single-split-system air condit | False | False | 18000 |  | 14.3 | 13.4 |  |  | False | 1 | 30 | 11.7 | 0 | Coil-Only System | False | Conventional | 05/05/2023 |  | 07/06/2023
Trane U.S. Inc. | RunTru | A4AC3018D1 | A4AC3018D1 | 4PX*BU30BS3 |  | Voluntarily Certified | Single-split-system air condit | False | False | 17800 |  | 13.4 | 13.4 |  |  | False | 1 | 30 | 11 | 0 | Coil-Only System | False | Conventional | 05/05/2023 |  | 07/06/2023
Trane U.S. Inc. | Trane | 4TTR4018N1 | 4TTR4018N1 | 4PX*BU24BS3 |  | Voluntarily Certified | Single-split-system air condit | False | False | 18000 |  | 14.3 | 13.4 |  |  | False | 1 | 30 | 11.7 | 0 | Coil-Only System | False | Conventional | 05/05/2023 |  | 07/06/2023
Trane U.S. Inc. | Trane | 4TTX5018N1 | 4TTX5018N1 | 4PX*BU24BS3 |  | Voluntarily Certified | Single-split-system air condit | False | False | 17800 |  | 14.3 | 13.4 |  |  | False | 1 | 30 | 11.7 | 0 | Coil-Only System | False | Conventional | 05/05/2023 |  | 07/06/2023
Trane U.S. Inc. | Trane | 4YCZ6060C1 | 4YCZ6060C1 |  |  | Voluntarily Certified | Single-package air conditioner | False | False | 55500 |  | 14.6 | 13.4 |  |  | True | 8 | 30 | 10.6 | 0 |  | False | Conventional | 05/05/2023 |  | 07/06/2023
Trane U.S. Inc. | Trane | 4TTR4049N1 | 4TTR4049N1 | 4PX*CU60BS3 |  | Voluntarily Certified | Single-split-system air condit | False | False | 45500 |  | 13.8 | 13.4 |  |  | False | 1 | 30 | 11.2 | 0 | Coil-Only System | False | Conventional | 05/05/2023 |  | 07/06/2023
Trane U.S. Inc. | Trane | 4TTR5060N1 | 4TTR5060N1 | 4TXCD010DS3 |  | Voluntarily Certified | Single-split-system air condit | False | False | 55000 |  | 13.8 | 13.4 |  |  | False | 1 | 30 | 11.2 | 0 | Coil-Only System | False | Conventional | 05/05/2023 |  | 07/06/2023
Trane U.S. Inc. | Trane | 4TTR6024N1 | 4TTR6024N1 | 4TXCB004DS3 |  | Voluntarily Certified | Single-split-system air condit | False | False | 23600 |  | 14.3 | 13.4 |  |  | False | 1 | 30 | 11.7 | 0 | Coil-Only System | False | Conventional | 05/05/2023 |  | 07/06/2023
Trane U.S. Inc. | Trane | 4TTX5024N1 | 4TTX5024N1 | 4PX*BU30BS3 |  | Voluntarily Certified | Single-split-system air condit | False | False | 23600 |  | 14.3 | 13.4 |  |  | False | 1 | 30 | 11.7 | 0 | Coil-Only System | False | Conventional | 05/05/2023 |  | 07/06/2023
Trane U.S. Inc. | Trane | 4TTL5042N1 | 4TTL5042N1 | 4PX*CU60BS3 |  | Voluntarily Certified | Single-split-system air condit | False | False | 45000 |  | 13.8 | 13.4 |  |  | False | 2 | 30 | 11.2 | 0 | Coil-Only System | False | Conventional | 05/05/2023 |  | 07/06/2023
Trane U.S. Inc. | Trane | 4TTR5018N1 | 4TTR5018N1 | 4PX*BU24BS3 |  | Voluntarily Certified | Single-split-system air condit | False | False | 17500 |  | 14.3 | 13.4 |  |  | False | 1 | 30 | 11.7 | 0 | Coil-Only System | False | Conventional | 05/05/2023 |  | 07/06/2023
Trane U.S. Inc. | Trane | 4TTX5048N1 | 4TTX5048N1 | 4PX*CU60BS3 |  | Voluntarily Certified | Single-split-system air condit | False | False | 46000 |  | 14.3 | 13.4 |  |  | False | 1 | 30 | 11.7 | 0 | Coil-Only System | False | Conventional | 05/05/2023 |  | 07/06/2023
Trane U.S. Inc. | Trane | 4YCC4048E1 | 4YCC4048E1 |  |  | Voluntarily Certified | Single-package air conditioner | False | False | 46000 |  | 13.4 | 13.4 |  |  | False | 6 | 30 | 10.8 | 0 |  | False | Conventional | 05/05/2023 |  | 07/06/2023
Trane U.S. Inc. | Trane | 4TTR6036J1 | 4TTR6036J1 | 4PX*BU48BS3 |  | Voluntarily Certified | Single-split-system air condit | False | False | 35200 |  | 15.2 | 13.4 |  |  | False | 1 | 30 | 12 | 0 | Coil-Only System | False | Conventional | 05/05/2023 |  | 07/06/2023
Trane U.S. Inc. | Trane | 4TTR4030N1 | 4TTR4030N1 | 4PX*CU42BS3 |  | Voluntarily Certified | Single-split-system air condit | False | False | 30000 |  | 14.3 | 13.4 |  |  | False | 1 | 30 | 11.7 | 0 | Coil-Only System | False | Conventional | 05/05/2023 |  | 07/06/2023
Trane U.S. Inc. | Trane | 4TTR4025N1 | 4TTR4025N1 | 4PX*BU30BS3 |  | Voluntarily Certified | Single-split-system air condit | False | False | 23600 |  | 14.3 | 13.4 |  |  | False | 1 | 30 | 11.7 | 0 | Coil-Only System | False | Conventional | 05/05/2023 |  | 07/06/2023
Trane U.S. Inc. | Trane | 4TTR6060J1 | 4TTR6060J1 | 4PX*DU60BS3 |  | Voluntarily Certified | Single-split-system air condit | False | False | 56000 |  | 13.8 | 13.4 |  |  | False | 1 | 30 | 11.2 | 0 | Coil-Only System | False | Conventional | 05/05/2023 |  | 07/06/2023
Trane U.S. Inc. | Trane | 4TTR6060N1 | 4TTR6060N1 | 4TXCD010DS3 |  | Voluntarily Certified | Single-split-system air condit | False | False | 55000 |  | 14 | 13.4 |  |  | False | 1 | 30 | 11.2 | 0 | Coil-Only System | False | Conventional | 05/05/2023 |  | 07/06/2023
Trane U.S. Inc. | Trane | 4TTR6060K1 | 4TTR6060K1 | 4TXCD010DS3 |  | Voluntarily Certified | Single-split-system air condit | False | False | 55500 |  | 14.3 | 13.4 |  |  | False | 1 | 30 | 12 | 0 | Coil-Only System | False | Conventional | 05/05/2023 |  | 07/06/2023
Trane U.S. Inc. | Trane | 4TTR3048N1 | 4TTR3048N1 | 4PX*CU48BS3 |  | Voluntarily Certified | Single-split-system air condit | False | False | 46000 |  | 13.4 | 13.4 |  |  | False | 1 | 30 | 11.5 | 0 | Coil-Only System | False | Conventional | 05/05/2023 |  | 07/06/2023
Trane U.S. Inc. | Trane | 4TTL5030N1 | 4TTL5030N1 | 4TXCB006DS3 |  | Voluntarily Certified | Single-split-system air condit | False | False | 29000 |  | 14.3 | 13.4 |  |  | False | 2 | 30 | 11.7 | 0 | Coil-Only System | False | Conventional | 05/05/2023 |  | 07/06/2023
Trane U.S. Inc. | Trane | 4YCY5024A1 | 4YCY5024A1 |  |  | Voluntarily Certified | Single-package air conditioner | False | False | 23000 |  | 14 | 13.4 |  |  | False | 8 | 30 | 10.6 | 0 |  | False | Conventional | 05/05/2023 |  | 07/06/2023
Trane U.S. Inc. | RunTru | A4AC3042D1 | A4AC3042D1 | 4PX*CU42BS3 |  | Voluntarily Certified | Single-split-system air condit | False | False | 39500 |  | 13.4 | 13.4 |  |  | False | 1 | 30 | 11 | 0 | Coil-Only System | False | Conventional | 05/05/2023 |  | 07/06/2023
Trane U.S. Inc. | RunTru | A4AC3060D1 | A4AC3060D1 | 4PX*DU60BS3 |  | Voluntarily Certified | Single-split-system air condit | False | False | 55000 |  | 13.4 | 13.4 |  |  | False | 1 | 30 | 11 | 0 | Coil-Only System | False | Conventional | 05/05/2023 |  | 07/06/2023
Trane U.S. Inc. | Trane | 4TTX6060K1 | 4TTX6060K1 | 4TXCD010DS3 |  | Voluntarily Certified | Single-split-system air condit | False | False | 56000 |  | 14.3 | 13.4 |  |  | False | 1 | 30 | 12 | 0 | Coil-Only System | False | Conventional | 05/05/2023 |  | 07/06/2023
Trane U.S. Inc. | Trane | 4YCY5030A1 | 4YCY5030A1 |  |  | Voluntarily Certified | Single-package air conditioner | False | False | 27600 |  | 14 | 13.4 |  |  | False | 8 | 30 | 10.6 | 0 |  | False | Conventional | 05/05/2023 |  | 07/06/2023
Trane U.S. Inc. | Trane | 4YCY5042A1 | 4YCY5042A1 |  |  | Voluntarily Certified | Single-package air conditioner | False | False | 40000 |  | 14 | 13.4 |  |  | False | 7 | 30 | 10.6 | 0 |  | False | Conventional | 05/05/2023 |  | 07/06/2023
Trane U.S. Inc. | Trane | 4YCC4042A1 | 4YCC4042A1 |  |  | Voluntarily Certified | Single-package air conditioner | False | False | 39500 |  | 13.4 | 13.4 |  |  | False | 7 | 30 | 10.6 | 0 |  | False | Conventional | 05/05/2023 |  | 07/06/2023
Trane U.S. Inc. | Trane | 4TTR6048J1 | 4TTR6048J1 | 4PX*CU60BS3 |  | Voluntarily Certified | Single-split-system air condit | False | False | 45500 |  | 14.3 | 13.4 |  |  | False | 1 | 30 | 12 | 0 | Coil-Only System | False | Conventional | 05/05/2023 |  | 07/06/2023
Trane U.S. Inc. | Trane | 4TCC4024E1 | 4TCC4024E1 |  |  | Voluntarily Certified | Single-package air conditioner | False | False | 23200 |  | 13.4 | 13.4 |  |  | False | 4 | 30 | 11 | 0 |  | False | Conventional | 05/05/2023 |  | 07/06/2023
Trane U.S. Inc. | Trane | 4TCC4036E1 | 4TCC4036E1 |  |  | Voluntarily Certified | Single-package air conditioner | False | False | 36400 |  | 13.4 | 13.4 |  |  | False | 4 | 30 | 11 | 0 |  | False | Conventional | 05/05/2023 |  | 07/06/2023
Trane U.S. Inc. | RunTru | A4AC4029D1 | A4AC4029D1 | 4PX*CU42BS3 |  | Voluntarily Certified | Single-split-system air condit | False | False | 30000 |  | 14.3 | 13.4 |  |  | False | 1 | 30 | 11.7 | 0 | Coil-Only System | False | Conventional | 05/05/2023 |  | 07/06/2023
Trane U.S. Inc. | RunTru | A4AC3048D1 | A4AC3048D1 | 4PX*CU48BS3 |  | Voluntarily Certified | Single-split-system air condit | False | False | 46000 |  | 13.4 | 13.4 |  |  | False | 1 | 30 | 11 | 0 | Coil-Only System | False | Conventional | 05/05/2023 |  | 07/06/2023
Trane U.S. Inc. | Trane | 4TTR6049J1 | 4TTR6049J1 | 4PX*DU60BS3 |  | Voluntarily Certified | Single-split-system air condit | False | False | 46500 |  | 15 | 13.4 |  |  | False | 1 | 30 | 12 | 0 | Coil-Only System | False | Conventional | 05/05/2023 |  | 07/06/2023
Trane U.S. Inc. | Trane | 4TCY5030A1 | 4TCY5030A1 |  |  | Voluntarily Certified | Single-package air conditioner | False | False | 27600 |  | 14 | 13.4 |  |  | False | 5 | 30 | 10.6 | 0 |  | False | Conventional | 05/05/2023 |  | 07/06/2023
Trane U.S. Inc. | Trane | 4TCC4030E1 | 4TCC4030E1 |  |  | Voluntarily Certified | Single-package air conditioner | False | False | 28000 |  | 13.4 | 13.4 |  |  | False | 4 | 30 | 11 | 0 |  | False | Conventional | 05/05/2023 |  | 07/06/2023
Trane U.S. Inc. | RunTru | A4AC4048D1 | A4AC4048D1 | 4PX*CU60BS3 |  | Voluntarily Certified | Single-split-system air condit | False | False | 45500 |  | 13.8 | 13.4 |  |  | False | 1 | 30 | 11.2 | 0 | Coil-Only System | False | Conventional | 05/05/2023 |  | 07/06/2023
Trane U.S. Inc. | RunTru | A4AC5036D1 | A4AC5036D1 | 4PX*BU48BS3 |  | Voluntarily Certified | Single-split-system air condit | False | False | 34600 |  | 14.3 | 13.4 |  |  | False | 1 | 30 | 11.7 | 0 | Coil-Only System | False | Conventional | 05/05/2023 |  | 07/06/2023
Trane U.S. Inc. | RunTru | A4AC6037A1 | A4AC6037A1 | 4PX*BU48BS3 |  | Voluntarily Certified | Single-split-system air condit | False | False | 34400 |  | 15 | 13.4 |  |  | False | 1 | 30 | 12 | 0 | Coil-Only System | False | Conventional | 05/05/2023 |  | 07/06/2023
Trane U.S. Inc. | Trane | 4TTR3042N1 | 4TTR3042N1 | 4PX*CU42BS3 |  | Voluntarily Certified | Single-split-system air condit | False | False | 39500 |  | 13.4 | 13.4 |  |  | False | 1 | 30 | 11.2 | 0 | Coil-Only System | False | Conventional | 05/05/2023 |  | 07/06/2023
Trane U.S. Inc. | Trane | 4YCZ5048E1 | 4YCZ5048E1 |  |  | Voluntarily Certified | Single-package air conditioner | False | False | 47500 |  | 15 | 13.4 |  |  | False | 3 | 30 | 11 | 0 |  | False | Conventional | 05/05/2023 |  | 07/06/2023
Trane U.S. Inc. | Trane | 4TTX6048J1 | 4TTX6048J1 | 4PX*CU60BS3 |  | Voluntarily Certified | Single-split-system air condit | False | False | 46000 |  | 14.3 | 13.4 |  |  | False | 1 | 30 | 12 | 0 | Coil-Only System | False | Conventional | 05/05/2023 |  | 07/06/2023
Trane U.S. Inc. | Trane | 4TTX6030J1 | 4TTX6030J1 | 4PX*BU36BS3 |  | Voluntarily Certified | Single-split-system air condit | False | False | 28000 |  | 14.3 | 13.4 |  |  | False | 1 | 30 | 12 | 0 | Coil-Only System | False | Conventional | 05/05/2023 |  | 07/06/2023
Trane U.S. Inc. | Trane | 4TCC4060E1 | 4TCC4060E1 |  |  | Voluntarily Certified | Single-package air conditioner | False | False | 57500 |  | 13.4 | 13.4 |  |  | False | 3 | 30 | 11 | 0 |  | False | Conventional | 05/05/2023 |  | 07/06/2023
Trane U.S. Inc. | Trane | 4TCC4030A1 | 4TCC4030A1 |  |  | Voluntarily Certified | Single-package air conditioner | False | False | 28000 |  | 13.4 | 13.4 |  |  | False | 4 | 30 | 10.6 | 0 |  | False | Conventional | 05/05/2023 |  | 07/06/2023
Trane U.S. Inc. | Trane | 4TTR5036N1 | 4TTR5036N1 | 4PX*BU48BS3 |  | Voluntarily Certified | Single-split-system air condit | False | False | 34400 |  | 14.3 | 13.4 |  |  | False | 1 | 30 | 11.7 | 0 | Coil-Only System | False | Conventional | 05/05/2023 |  | 07/06/2023
Trane U.S. Inc. | Trane | 4TTR5042N1 | 4TTR5042N1 | 4PX*CU48BS3 |  | Voluntarily Certified | Single-split-system air condit | False | False | 39500 |  | 14.3 | 13.4 |  |  | False | 1 | 30 | 11.7 | 0 | Coil-Only System | False | Conventional | 05/05/2023 |  | 07/06/2023
Trane U.S. Inc. | Trane | 4TTR4036N1 | 4TTR4036N1 | 4PX*CU42BS3 |  | Voluntarily Certified | Single-split-system air condit | False | False | 33400 |  | 14.3 | 13.4 |  |  | False | 1 | 30 | 11.7 | 0 | Coil-Only System | False | Conventional | 05/05/2023 |  | 07/06/2023
Trane U.S. Inc. | Trane | 4TTR3024N1 | 4TTR3024N1 | 4PX*BU24BS3 |  | Voluntarily Certified | Single-split-system air condit | False | False | 23200 |  | 13.4 | 13.4 |  |  | False | 1 | 30 | 11.2 | 0 | Coil-Only System | False | Conventional | 05/05/2023 |  | 07/06/2023
Trane U.S. Inc. | Trane | 4TTX5030N1 | 4TTX5030N1 | 4PX*BU36BS3 |  | Voluntarily Certified | Single-split-system air condit | False | False | 28600 |  | 14.3 | 13.4 |  |  | False | 1 | 30 | 11.7 | 0 | Coil-Only System | False | Conventional | 05/05/2023 |  | 07/06/2023
Trane U.S. Inc. | Trane | 4TTX5036N1 | 4TTX5036N1 | 4PX*BU48BS3 |  | Voluntarily Certified | Single-split-system air condit | False | False | 34600 |  | 14.3 | 13.4 |  |  | False | 1 | 30 | 11.7 | 0 | Coil-Only System | False | Conventional | 05/05/2023 |  | 07/06/2023
Trane U.S. Inc. | Trane | 4YCC4030E1 | 4YCC4030E1 |  |  | Voluntarily Certified | Single-package air conditioner | False | False | 28000 |  | 13.4 | 13.4 |  |  | False | 8 | 30 | 11 | 0 |  | False | Conventional | 05/05/2023 |  | 07/06/2023
Trane U.S. Inc. | Trane | 4TTX6036J1 | 4TTX6036J1 | 4PX*BU48BS3 |  | Voluntarily Certified | Single-split-system air condit | False | False | 35200 |  | 15.2 | 13.4 |  |  | False | 1 | 30 | 12 | 0 | Coil-Only System | False | Conventional | 05/05/2023 |  | 07/06/2023
Trane U.S. Inc. | Trane | 4YCZ6048C1 | 4YCZ6048C1 |  |  | Voluntarily Certified | Single-package air conditioner | False | False | 47000 |  | 14.8 | 13.4 |  |  | True | 8 | 30 | 10.6 | 0 |  | False | Conventional | 05/05/2023 |  | 07/06/2023
Trane U.S. Inc. | Trane | 4TTV7X60A1 | 4TTV7X60A1 | TAMXA0C60V51 |  | Voluntarily Certified | Single-split-system air condit | False | False | 53500 |  | 17 | 13.4 |  |  | False | 15 | 30 | 12 | 0 | Blower Coil System | True | Conventional | 05/05/2023 |  | 07/06/2023
Trane U.S. Inc. | Trane | 4TCY5048A1 | 4TCY5048A1 |  |  | Voluntarily Certified | Single-package air conditioner | False | False | 47000 |  | 14 | 13.4 |  |  | True | 2 | 30 | 10.6 | 0 |  | False | Conventional | 05/05/2023 |  | 07/06/2023
Trane U.S. Inc. | Trane | 4TTX7024E1 | 4TTX7024E1 | 4TXCB004DS3 |  | Voluntarily Certified | Single-split-system air condit | False | False | 23600 |  | 14.3 | 13.4 |  |  | False | 1 | 30 | 11.7 | 0 | Coil-Only System | False | Conventional | 05/05/2023 |  | 07/06/2023
Trane U.S. Inc. | Trane | 4YCY5048A1 | 4YCY5048A1 |  |  | Voluntarily Certified | Single-package air conditioner | False | False | 47000 |  | 14 | 13.4 |  |  | True | 3 | 30 | 10.6 | 0 |  | False | Conventional | 05/05/2023 |  | 07/06/2023
Trane U.S. Inc. | Trane | 4YCC4036A1 | 4YCC4036A1 |  |  | Voluntarily Certified | Single-package air conditioner | False | False | 35000 |  | 13.4 | 13.4 |  |  | False | 8 | 30 | 10.6 | 0 |  | False | Conventional | 05/05/2023 |  | 07/06/2023
Trane U.S. Inc. | Trane | 4TCY5024A1 | 4TCY5024A1 |  |  | Voluntarily Certified | Single-package air conditioner | False | False | 23000 |  | 14 | 13.4 |  |  | False | 5 | 30 | 10.6 | 0 |  | False | Conventional | 05/05/2023 |  | 07/06/2023
Trane U.S. Inc. | Trane | 4TCY5036A1 | 4TCY5036A1 |  |  | Voluntarily Certified | Single-package air conditioner | False | False | 35400 |  | 14 | 13.4 |  |  | False | 5 | 30 | 10.6 | 0 |  | False | Conventional | 05/05/2023 |  | 07/06/2023
Trane U.S. Inc. | Trane | 4YCZ5060E1 | 4YCZ5060E1 |  |  | Voluntarily Certified | Single-package air conditioner | False | False | 57500 |  | 15 | 13.4 |  |  | False | 3 | 30 | 10.9 | 0 |  | False | Conventional | 05/05/2023 |  | 07/06/2023
Trane U.S. Inc. | RunTru | A4AC6031A1 | A4AC6031A1 | 4PX*BU36BS3 |  | Voluntarily Certified | Single-split-system air condit | False | False | 28000 |  | 14.3 | 13.4 |  |  | False | 1 | 30 | 12 | 0 | Coil-Only System | False | Conventional | 05/05/2023 |  | 07/06/2023
Trane U.S. Inc. | RunTru | A4AC4042D1 | A4AC4042D1 | 4PX*CU60BS3 |  | Voluntarily Certified | Single-split-system air condit | False | False | 39500 |  | 14.3 | 13.4 |  |  | False | 1 | 30 | 11.7 | 0 | Coil-Only System | False | Conventional | 05/05/2023 |  | 07/06/2023
Trane U.S. Inc. | Trane | 4TCC4036A1 | 4TCC4036A1 |  |  | Voluntarily Certified | Single-package air conditioner | False | False | 35000 |  | 13.4 | 13.4 |  |  | False | 4 | 30 | 10.6 | 0 |  | False | Conventional | 05/05/2023 |  | 07/06/2023
Trane U.S. Inc. | Trane | 4TTR6035J1 | 4TTR6035J1 | 4PX*CU42BS3 |  | Voluntarily Certified | Single-split-system air condit | False | False | 33400 |  | 14.3 | 13.4 |  |  | False | 1 | 30 | 12 | 0 | Coil-Only System | False | Conventional | 05/05/2023 |  | 07/06/2023
Trane U.S. Inc. | Trane | 4TTR3018N1 | 4TTR3018N1 | 4PX*BU24BS3 |  | Voluntarily Certified | Single-split-system air condit | False | False | 17600 |  | 13.4 | 13.4 |  |  | False | 1 | 30 | 11.2 | 0 | Coil-Only System | False | Conventional | 05/05/2023 |  | 07/06/2023
Trane U.S. Inc. | Trane | 4TTR3030N1 | 4TTR3030N1 | 4PX*BU30BS3 |  | Voluntarily Certified | Single-split-system air condit | False | False | 27800 |  | 13.4 | 13.4 |  |  | False | 1 | 30 | 11.5 | 0 | Coil-Only System | False | Conventional | 05/05/2023 |  | 07/06/2023
Trane U.S. Inc. | Trane | 4YCC4024E1 | 4YCC4024E1 |  |  | Voluntarily Certified | Single-package air conditioner | False | False | 23200 |  | 13.4 | 13.4 |  |  | False | 8 | 30 | 11 | 0 |  | False | Conventional | 05/05/2023 |  | 07/06/2023
Trane U.S. Inc. | Trane | 4YCZ5024E1 | 4YCZ5024E1 |  |  | Voluntarily Certified | Single-package air conditioner | False | False | 24000 |  | 15 | 13.4 |  |  | False | 5 | 30 | 11 | 0 |  | False | Conventional | 05/05/2023 |  | 07/06/2023
Trane U.S. Inc. | Trane | 4TTL5048N1 | 4TTL5048N1 | 4PX*CU60BS3 |  | Voluntarily Certified | Single-split-system air condit | False | False | 46500 |  | 13.8 | 13.4 |  |  | False | 2 | 30 | 11.2 | 0 | Coil-Only System | False | Conventional | 05/05/2023 |  | 07/06/2023
Trane U.S. Inc. | RunTru | A4AC4060D1 | A4AC4060D1 | 4TXCD010DS3 |  | Voluntarily Certified | Single-split-system air condit | False | False | 55000 |  | 13.8 | 13.4 |  |  | False | 1 | 30 | 11.2 | 0 | Coil-Only System | False | Conventional | 05/05/2023 |  | 07/06/2023
Trane U.S. Inc. | RunTru | A4AC5060D1 | A4AC5060D1 | 4TXCD010DS3 |  | Voluntarily Certified | Single-split-system air condit | False | False | 55000 |  | 14.3 | 13.4 |  |  | False | 1 | 30 | 11.7 | 0 | Coil-Only System | False | Conventional | 05/05/2023 |  | 07/06/2023
Trane U.S. Inc. | RunTru | A4AC6048A1 | A4AC6048A1 | 4PX*CU60BS3 |  | Voluntarily Certified | Single-split-system air condit | False | False | 45000 |  | 14.3 | 13.4 |  |  | False | 1 | 30 | 12 | 0 | Coil-Only System | False | Conventional | 05/05/2023 |  | 07/06/2023
Trane U.S. Inc. | Trane | 4TCC4048A1 | 4TCC4048A1 |  |  | Voluntarily Certified | Single-package air conditioner | False | False | 45000 |  | 13.4 | 13.4 |  |  | False | 3 | 30 | 10.6 | 0 |  | False | Conventional | 05/05/2023 |  | 07/06/2023
Trane U.S. Inc. | Trane | 4TTX5042N1 | 4TTX5042N1 | 4PX*CU48BS3 |  | Voluntarily Certified | Single-split-system air condit | False | False | 39500 |  | 14.3 | 13.4 |  |  | False | 1 | 30 | 11.7 | 0 | Coil-Only System | False | Conventional | 05/05/2023 |  | 07/06/2023
Trane U.S. Inc. | Trane | 4TTX5060N1 | 4TTX5060N1 | 4TXCD010DS3 |  | Voluntarily Certified | Single-split-system air condit | False | False | 55000 |  | 14.3 | 13.4 |  |  | False | 1 | 30 | 11.7 | 0 | Coil-Only System | False | Conventional | 05/05/2023 |  | 07/06/2023
Trane U.S. Inc. | Trane | 4YCC4060A1 | 4YCC4060A1 |  |  | Voluntarily Certified | Single-package air conditioner | False | False | 55500 |  | 13.4 | 13.4 |  |  | False | 5 | 30 | 10.6 | 0 |  | False | Conventional | 05/05/2023 |  | 07/06/2023
Trane U.S. Inc. | Trane | 4TTR6024J1 | 4TTR6024J1 | 4PX*BU30BS3 |  | Voluntarily Certified | Single-split-system air condit | False | False | 23400 |  | 14.3 | 13.4 |  |  | False | 1 | 30 | 12 | 0 | Coil-Only System | False | Conventional | 05/05/2023 |  | 07/06/2023
Trane U.S. Inc. | Trane | 4TCY5042A1 | 4TCY5042A1 |  |  | Voluntarily Certified | Single-package air conditioner | False | False | 40000 |  | 14 | 13.4 |  |  | False | 4 | 30 | 10.6 | 0 |  | False | Conventional | 05/05/2023 |  | 07/06/2023
Trane U.S. Inc. | Trane | 4YCZ6036C1 | 4YCZ6036C1 |  |  | Voluntarily Certified | Single-package air conditioner | False | False | 35000 |  | 14.8 | 13.4 |  |  | True | 8 | 30 | 10.6 | 0 |  | False | Conventional | 05/05/2023 |  | 07/06/2023
Trane U.S. Inc. | Trane | 4TTV7X24A1 | 4TTV7X24A1 | TAMXA0B30V31 |  | Voluntarily Certified | Single-split-system air condit | False | False | 24200 |  | 17 | 13.4 |  |  | False | 25 | 30 | 12 | 0 | Blower Coil System | True | Conventional | 05/05/2023 |  | 07/06/2023
Trane U.S. Inc. | Trane | 4TTR5024N1 | 4TTR5024N1 | 4PX*BU30BS3 |  | Voluntarily Certified | Single-split-system air condit | False | False | 23600 |  | 14.3 | 13.4 |  |  | False | 1 | 30 | 11.7 | 0 | Coil-Only System | False | Conventional | 05/05/2023 |  | 07/06/2023
Trane U.S. Inc. | Trane | 4TTX7060E1 | 4TTX7060E1 | 4TXCD010DS3 |  | Voluntarily Certified | Single-split-system air condit | False | False | 55000 |  | 14 | 13.4 |  |  | False | 1 | 30 | 11.2 | 0 | Coil-Only System | False | Conventional | 05/05/2023 |  | 07/06/2023
Trane U.S. Inc. | Trane | 4TTX6041J1 | 4TTX6041J1 | 4PX*CU60BS3 |  | Voluntarily Certified | Single-split-system air condit | False | False | 40500 |  | 14.3 | 13.4 |  |  | False | 1 | 30 | 12 | 0 | Coil-Only System | False | Conventional | 05/05/2023 |  | 07/06/2023
Trane U.S. Inc. | Trane | 4TTR3060N1 | 4TTR3060N1 | 4PX*DU60BS3 |  | Voluntarily Certified | Single-split-system air condit | False | False | 55000 |  | 13.4 | 13.4 |  |  | False | 1 | 30 | 11 | 0 | Coil-Only System | False | Conventional | 05/05/2023 |  | 07/06/2023
Trane U.S. Inc. | Trane | 4YCC4060E1 | 4YCC4060E1 |  |  | Voluntarily Certified | Single-package air conditioner | False | False | 57500 |  | 13.4 | 13.4 |  |  | False | 5 | 30 | 11 | 0 |  | False | Conventional | 05/05/2023 |  | 07/06/2023
Trane U.S. Inc. | Trane | 4TTV7X36A1 | 4TTV7X36A1 | TAMXA0C36V31 |  | Voluntarily Certified | Single-split-system air condit | False | False | 35000 |  | 17 | 13.4 |  |  | False | 21 | 30 | 12 | 0 | Blower Coil System | True | Conventional | 05/05/2023 |  | 07/06/2023
Trane U.S. Inc. | Trane | 4TTX7048E1 | 4TTX7048E1 | 4TXCC007DS3 |  | Voluntarily Certified | Single-split-system air condit | False | False | 45000 |  | 14.3 | 13.4 |  |  | False | 1 | 30 | 11.5 | 0 | Coil-Only System | False | Conventional | 05/05/2023 |  | 07/06/2023
Trane U.S. Inc. | Trane | 4YCY5060A1 | 4YCY5060A1 |  |  | Voluntarily Certified | Single-package air conditioner | False | False | 55500 |  | 14 | 13.4 |  |  | True | 3 | 30 | 10.6 | 0 |  | False | Conventional | 05/05/2023 |  | 07/06/2023
Trane U.S. Inc. | Trane | 4TTX6049J1 | 4TTX6049J1 | 4PX*DU60BS3 |  | Voluntarily Certified | Single-split-system air condit | False | False | 46500 |  | 15 | 13.4 |  |  | False | 1 | 30 | 12 | 0 | Coil-Only System | False | Conventional | 05/05/2023 |  | 07/06/2023
Trane U.S. Inc. | RunTru | A4AC3036D1 | A4AC3036D1 | 4PX*CU42BS3 |  | Voluntarily Certified | Single-split-system air condit | False | False | 33200 |  | 13.4 | 13.4 |  |  | False | 1 | 30 | 11 | 0 | Coil-Only System | False | Conventional | 05/05/2023 |  | 07/06/2023
Trane U.S. Inc. | RunTru | A4AC5042D1 | A4AC5042D1 | 4PX*CU60BS3 |  | Voluntarily Certified | Single-split-system air condit | False | False | 39500 |  | 14.3 | 13.4 |  |  | False | 1 | 30 | 11.7 | 0 | Coil-Only System | False | Conventional | 05/05/2023 |  | 07/06/2023
Trane U.S. Inc. | Trane | 4TCC4042A1 | 4TCC4042A1 |  |  | Voluntarily Certified | Single-package air conditioner | False | False | 39500 |  | 13.4 | 13.4 |  |  | False | 4 | 30 | 10.6 | 0 |  | False | Conventional | 05/05/2023 |  | 07/06/2023
Trane U.S. Inc. | Trane | 4TCC4060A1 | 4TCC4060A1 |  |  | Voluntarily Certified | Single-package air conditioner | False | False | 55500 |  | 13.4 | 13.4 |  |  | False | 2 | 30 | 10.6 | 0 |  | False | Conventional | 05/05/2023 |  | 07/06/2023
Trane U.S. Inc. | Trane | 4TTR5030N1 | 4TTR5030N1 | 4PX*BU36BS3 |  | Voluntarily Certified | Single-split-system air condit | False | False | 28600 |  | 14.3 | 13.4 |  |  | False | 1 | 30 | 11.7 | 0 | Coil-Only System | False | Conventional | 05/05/2023 |  | 07/06/2023
Trane U.S. Inc. | Trane | 4TTR6036N1 | 4TTR6036N1 | 4TXCB006DS3 |  | Voluntarily Certified | Single-split-system air condit | False | False | 35000 |  | 14.3 | 13.4 |  |  | False | 1 | 30 | 11.7 | 0 | Coil-Only System | False | Conventional | 05/05/2023 |  | 07/06/2023
Trane U.S. Inc. | Trane | 4YCZ5036E1 | 4YCZ5036E1 |  |  | Voluntarily Certified | Single-package air conditioner | False | False | 35200 |  | 15 | 13.4 |  |  | False | 5 | 30 | 11 | 0 |  | False | Conventional | 05/05/2023 |  | 07/06/2023
Trane U.S. Inc. | Trane | 4TTR4042N1 | 4TTR4042N1 | 4PX*CU60BS3 |  | Voluntarily Certified | Single-split-system air condit | False | False | 39500 |  | 14.3 | 13.4 |  |  | False | 1 | 30 | 11.7 | 0 | Coil-Only System | False | Conventional | 05/05/2023 |  | 07/06/2023
Trane U.S. Inc. | Trane | 4TTX6024J1 | 4TTX6024J1 | 4TXCB003DS3 |  | Voluntarily Certified | Single-split-system air condit | False | False | 23400 |  | 14.3 | 13.4 |  |  | False | 1 | 30 | 12 | 0 | Coil-Only System | False | Conventional | 05/05/2023 |  | 07/06/2023
Trane U.S. Inc. | Trane | 4TTX6024J1 | 4TTX6024J1 | 4PX*BU30BS3 |  | Voluntarily Certified | Single-split-system air condit | False | False | 23400 |  | 14.3 | 13.4 |  |  | False | 1 | 30 | 12 | 0 | Coil-Only System | False | Conventional | 05/05/2023 |  | 07/06/2023
Trane U.S. Inc. | Trane | 4TTR6030J1 | 4TTR6030J1 | 4PX*BU36BS3 |  | Voluntarily Certified | Single-split-system air condit | False | False | 28000 |  | 14.3 | 13.4 |  |  | False | 1 | 30 | 12 | 0 | Coil-Only System | False | Conventional | 05/05/2023 |  | 07/06/2023
Trane U.S. Inc. | RunTru | A4AC6060B1 | A4AC6060B1 | 4TXCD010DS3 |  | Voluntarily Certified | Single-split-system air condit | False | False | 55500 |  | 14.3 | 13.4 |  |  | False | 1 | 30 | 12 | 0 | Coil-Only System | False | Conventional | 05/05/2023 |  | 07/06/2023
Trane U.S. Inc. | RunTru | 4TCA4060B1 | 4TCA4060B1 |  |  | Voluntarily Certified | Single-package air conditioner | False | False | 56500 |  | 13.4 | 13.4 |  |  | True | 3 | 30 | 10.6 | 0 |  | False | Conventional | 05/05/2023 |  | 07/06/2023
Trane U.S. Inc. | RunTru | A4AC5024D1 | A4AC5024D1 | 4PX*BU30BS3 |  | Voluntarily Certified | Single-split-system air condit | False | False | 23600 |  | 14.3 | 13.4 |  |  | False | 1 | 30 | 11.7 | 0 | Coil-Only System | False | Conventional | 05/05/2023 |  | 07/06/2023
Trane U.S. Inc. | RunTru | A4AC5048D1 | A4AC5048D1 | 4PX*CU60BS3 |  | Voluntarily Certified | Single-split-system air condit | False | False | 39500 |  | 14.3 | 13.4 |  |  | False | 1 | 30 | 11.7 | 0 | Coil-Only System | False | Conventional | 05/05/2023 |  | 07/06/2023
Trane U.S. Inc. | Trane | 4TTR4060N1 | 4TTR4060N1 | 4TXCD010DS3 |  | Voluntarily Certified | Single-split-system air condit | False | False | 55000 |  | 13.8 | 13.4 |  |  | False | 1 | 30 | 11.2 | 0 | Coil-Only System | False | Conventional | 05/05/2023 |  | 07/06/2023
Trane U.S. Inc. | Trane | 4TTR5048N1 | 4TTR5048N1 | 4PX*CU60BS3 |  | Voluntarily Certified | Single-split-system air condit | False | False | 45500 |  | 14.3 | 13.4 |  |  | False | 1 | 30 | 11.7 | 0 | Coil-Only System | False | Conventional | 05/05/2023 |  | 07/06/2023
Trane U.S. Inc. | Trane | 4TTL5036N1 | 4TTL5036N1 | 4PX*CU60BS3 |  | Voluntarily Certified | Single-split-system air condit | False | False | 35000 |  | 14.3 | 13.4 |  |  | False | 2 | 30 | 11.7 | 0 | Coil-Only System | False | Conventional | 05/05/2023 |  | 07/06/2023
Trane U.S. Inc. | Trane | 4YCC4036E1 | 4YCC4036E1 |  |  | Voluntarily Certified | Single-package air conditioner | False | False | 36400 |  | 13.4 | 13.4 |  |  | False | 8 | 30 | 11 | 0 |  | False | Conventional | 05/05/2023 |  | 07/06/2023
Trane U.S. Inc. | Trane | 4YCC4042E1 | 4YCC4042E1 |  |  | Voluntarily Certified | Single-package air conditioner | False | False | 40000 |  | 13.4 | 13.4 |  |  | False | 7 | 30 | 11 | 0 |  | False | Conventional | 05/05/2023 |  | 07/06/2023
Trane U.S. Inc. | Trane | 4YCZ6024A1 | 4YCZ6024A1 |  |  | Voluntarily Certified | Single-package air conditioner | False | False | 23600 |  | 14.8 | 13.4 |  |  | True | 8 | 30 | 10.6 | 0 |  | False | Conventional | 05/05/2023 |  | 07/06/2023
Trane U.S. Inc. | Trane | 4TTV7X48A1 | 4TTV7X48A1 | TAMXA0C48V41 |  | Voluntarily Certified | Single-split-system air condit | False | False | 46500 |  | 17 | 13.4 |  |  | False | 17 | 30 | 12 | 0 | Blower Coil System | True | Conventional | 05/05/2023 |  | 07/06/2023
Trane U.S. Inc. | Trane | 4TTR6048N1 | 4TTR6048N1 | 4TXCC007DS3 |  | Voluntarily Certified | Single-split-system air condit | False | False | 45000 |  | 14.3 | 13.4 |  |  | False | 1 | 30 | 11.5 | 0 | Coil-Only System | False | Conventional | 05/05/2023 |  | 07/06/2023
Trane U.S. Inc. | Trane | 4TTX7036E1 | 4TTX7036E1 | 4TXCB006DS3 |  | Voluntarily Certified | Single-split-system air condit | False | False | 35000 |  | 14.3 | 13.4 |  |  | False | 1 | 30 | 11.7 | 0 | Coil-Only System | False | Conventional | 05/05/2023 |  | 07/06/2023
Trane U.S. Inc. | Trane | 4YCC4024A1 | 4YCC4024A1 |  |  | Voluntarily Certified | Single-package air conditioner | False | False | 23000 |  | 13.4 | 13.4 |  |  | False | 8 | 30 | 10.6 | 0 |  | False | Conventional | 05/05/2023 |  | 07/06/2023
Trane U.S. Inc. | Trane | 4TTL5024N1 | 4TTL5024N1 | 4TXCB006DS3 |  | Voluntarily Certified | Single-split-system air condit | False | False | 23000 |  | 14.3 | 13.4 |  |  | False | 2 | 30 | 11.7 | 0 | Coil-Only System | False | Conventional | 05/05/2023 |  | 07/06/2023
Trane U.S. Inc. | Trane | 4TTR6042J1 | 4TTR6042J1 | 4PX*CU48BS3 |  | Voluntarily Certified | Single-split-system air condit | False | False | 39000 |  | 14.3 | 13.4 |  |  | False | 1 | 30 | 12 | 0 | Coil-Only System | False | Conventional | 05/05/2023 |  | 07/06/2023
Trane U.S. Inc. | Trane | 4TCC4042E1 | 4TCC4042E1 |  |  | Voluntarily Certified | Single-package air conditioner | False | False | 40000 |  | 13.4 | 13.4 |  |  | False | 4 | 30 | 11 | 0 |  | False | Conventional | 05/05/2023 |  | 07/06/2023
Daikin Comfort Technologies Manufacturing, L.P. | Amana | ASXH501810A* | ASXH501810A* | CA*FA1818*6C*+EEP+TXV |  | Voluntarily Certified | Single-split-system air condit | False | False | 17400 |  | 14.3 | 14.3 |  |  | False | 30 | 30 | 11.7 | 11.7 | Coil-Only System | False | Conventional | 05/05/2023 |  | 07/07/2023
Daikin Comfort Technologies Manufacturing, L.P. | Amana | ASXC703610A* | ASXC703610A* | CA*FA4226*6A*+EEP+TXV |  | Voluntarily Certified | Single-split-system air condit | False | False | 34200 |  | 14.3 | 14.3 |  |  | False | 30 | 30 | 11.7 | 11.7 | Coil-Only System | False | Conventional | 05/05/2023 |  | 07/07/2023
Daikin Comfort Technologies Manufacturing, L.P. | Amana | ASXH401810A* | ASXH401810A* | CAPTA1818*4A*+EEP |  | Voluntarily Certified | Single-split-system air condit | False | False | 17400 |  | 14.3 | 14.3 |  |  | False | 30 | 30 | 11.7 | 11.7 | Coil-Only System | False | Conventional | 05/05/2023 |  | 07/07/2023
Daikin Comfort Technologies Manufacturing, L.P. | Amana | ASXH502410A* | ASXH502410A* | CA*FA2422*6B*+EEP+TXV |  | Voluntarily Certified | Single-split-system air condit | False | False | 23600 |  | 14.3 | 14.3 |  |  | True | 30 | 30 | 11.7 | 11.7 | Coil-Only System | False | Conventional | 05/05/2023 |  | 07/07/2023
Daikin Comfort Technologies Manufacturing, L.P. | Amana | APGM361***41A* | APGM361***41A* |  |  | Voluntarily Certified | Single-package air conditioner | False | False | 56000 |  | 13.4 | 13.4 |  |  | False | 30 | 30 | 10.6 | 10.6 |  | False | Conventional | 05/05/2023 |  | 07/07/2023
Daikin Comfort Technologies Manufacturing, L.P. | Franklin | ASXV902410A* | ASXV902410A* | CA*F3137*6A*+MBVC1201**-1A*+TX |  | Voluntarily Certified | Single-split-system air condit | False | False | 22600 |  | 22.5 | 14.3 |  |  | True | 30 | 30 | 13 | 9.8 | Blower Coil System | True | Conventional | 05/05/2023 |  | 07/07/2023
Daikin Comfort Technologies Manufacturing, L.P. | Amana | APUM348***41A* | APUM348***41A* |  |  | Voluntarily Certified | Single-package air conditioner | False | False | 46000 |  | 13.4 | 13.4 |  |  | False | 30 | 30 | 10.6 | 10.6 |  | False | Conventional | 05/05/2023 |  | 07/07/2023
Daikin Comfort Technologies Manufacturing, L.P. | Amana | ASXH504210A* | ASXH504210A* | CAPTA4230*4A*+EEP |  | Voluntarily Certified | Single-split-system air condit | False | False | 40000 |  | 14.3 | 14.3 |  |  | True | 30 | 30 | 11.7 | 11.7 | Coil-Only System | False | Conventional | 05/05/2023 |  | 07/07/2023
Daikin Comfort Technologies Manufacturing, L.P. | Amana | ASXV902410A* | ASXV902410A* | CA*F3137*6A*+MBVC1201**-1A*+TX |  | Voluntarily Certified | Single-split-system air condit | False | False | 22600 |  | 22.5 | 14.3 |  |  | False | 30 | 30 | 13 | 9.8 | Blower Coil System | True | Conventional | 05/05/2023 |  | 07/07/2023
Daikin Comfort Technologies Manufacturing, L.P. | Franklin | ASXV903610A* | ASXV903610A* | CA*F3743*6D*+MBVC1601**-1A*+TX |  | Voluntarily Certified | Single-split-system air condit | False | False | 32800 |  | 20 | 14.3 |  |  | True | 30 | 30 | 12 | 9.8 | Blower Coil System | True | Conventional | 05/05/2023 |  | 07/07/2023
Daikin Comfort Technologies Manufacturing, L.P. | Amana | APUM336***41A* | APUM336***41A* |  |  | Voluntarily Certified | Single-package air conditioner | False | False | 34200 |  | 13.4 | 13.4 |  |  | False | 30 | 30 | 10.6 | 10.6 |  | False | Conventional | 05/05/2023 |  | 07/07/2023
Daikin Comfort Technologies Manufacturing, L.P. | Amana | APGM524***41A* | APGM524***41A* |  |  | Voluntarily Certified | Single-package air conditioner | False | False | 23000 |  | 15.2 | 13.4 |  |  | False | 30 | 30 | 11.2 | 10.6 |  | False | Conventional | 05/05/2023 |  | 07/07/2023
Daikin Comfort Technologies Manufacturing, L.P. | Amana | APGM536***41A* | APGM536***41A* |  |  | Voluntarily Certified | Single-package air conditioner | False | False | 35000 |  | 15.2 | 13.4 |  |  | False | 30 | 30 | 11.2 | 10.6 |  | False | Conventional | 05/05/2023 |  | 07/07/2023
Daikin Comfort Technologies Manufacturing, L.P. | Amana | APGM548***41A* | APGM548***41A* |  |  | Voluntarily Certified | Single-package air conditioner | False | False | 46000 |  | 15 | 13.4 |  |  | False | 30 | 30 | 11.2 | 10.6 |  | False | Conventional | 05/05/2023 |  | 07/07/2023
Daikin Comfort Technologies Manufacturing, L.P. | Amana | APCH34241A* | APCH34241A* |  |  | Voluntarily Certified | Single-package air conditioner | False | False | 40000 |  | 13.4 | 13.4 |  |  | False | 30 | 30 | 10.6 | 10.6 |  | False | Conventional | 05/05/2023 |  | 07/07/2023
Daikin Comfort Technologies Manufacturing, L.P. | Amana | ASXS602410A* | ASXS602410A* | AHVE24BP1400A* |  | Voluntarily Certified | Single-split-system air condit | False | False | 22200 |  | 17 | 14.3 |  |  | True | 30 | 30 | 10.1 | 9.8 | Blower Coil System | True | Conventional | 05/05/2023 |  | 07/07/2023
Daikin Comfort Technologies Manufacturing, L.P. | Amana | APGM336***41A* | APGM336***41A* |  |  | Voluntarily Certified | Single-package air conditioner | False | False | 34200 |  | 13.4 | 13.4 |  |  | False | 30 | 30 | 10.6 | 10.6 |  | False | Conventional | 05/05/2023 |  | 07/07/2023
Daikin Comfort Technologies Manufacturing, L.P. | Amana | APGM560***41A* | APGM560***41A* |  |  | Voluntarily Certified | Single-package air conditioner | False | False | 58000 |  | 15.2 | 13.4 |  |  | False | 30 | 30 | 11.2 | 10.6 |  | False | Conventional | 05/05/2023 |  | 07/07/2023
Daikin Comfort Technologies Manufacturing, L.P. | Amana | ASXN402410A* | ASXN402410A* | CA*FA2422*6B*+EEP+TXV |  | Voluntarily Certified | Single-split-system air condit | False | False | 22600 |  | 14.3 | 14.3 |  |  | False | 30 | 30 | 11.7 | 11.7 | Coil-Only System | False | Conventional | 05/05/2023 |  | 07/07/2023
Daikin Comfort Technologies Manufacturing, L.P. | Amana | APGM342***41A* | APGM342***41A* |  |  | Voluntarily Certified | Single-package air conditioner | False | False | 40000 |  | 13.4 | 13.4 |  |  | False | 30 | 30 | 10.6 | 10.6 |  | False | Conventional | 05/05/2023 |  | 07/07/2023
Daikin Comfort Technologies Manufacturing, L.P. | Amana | ASXS603610A* | ASXS603610A* | CA*EA3026*4A*+MBVC1600**-1A* |  | Voluntarily Certified | Single-split-system air condit | False | False | 32400 |  | 16.6 | 14.3 |  |  | True | 30 | 30 | 9.8 | 9.8 | Blower Coil System | True | Conventional | 05/05/2023 |  | 07/07/2023
Daikin Comfort Technologies Manufacturing, L.P. | Amana | APUM330***41A* | APUM330***41A* |  |  | Voluntarily Certified | Single-package air conditioner | False | False | 28600 |  | 13.4 | 13.4 |  |  | False | 30 | 30 | 10.6 | 10.6 |  | False | Conventional | 05/05/2023 |  | 07/07/2023
Daikin Comfort Technologies Manufacturing, L.P. | Amana | ASXH403610A* | ASXH403610A* | CAPTA3626*4A*+EEP |  | Voluntarily Certified | Single-split-system air condit | False | False | 34200 |  | 14.3 | 14.3 |  |  | True | 30 | 30 | 11.7 | 11.7 | Coil-Only System | False | Conventional | 05/05/2023 |  | 07/07/2023
Daikin Comfort Technologies Manufacturing, L.P. | Liberty Heating & Air Conditioning | ASXV902410A* | ASXV902410A* | CA*F3137*6A*+MBVC1201**-1A*+TX |  | Voluntarily Certified | Single-split-system air condit | False | False | 22600 |  | 22.5 | 14.3 |  |  | True | 30 | 30 | 13 | 9.8 | Blower Coil System | True | Conventional | 05/05/2023 |  | 07/07/2023
Daikin Comfort Technologies Manufacturing, L.P. | Liberty Heating & Air Conditioning | ASXS602410A* | ASXS602410A* | AHVE24BP1400A* |  | Voluntarily Certified | Single-split-system air condit | False | False | 22200 |  | 17 | 14.3 |  |  | True | 30 | 30 | 10.1 | 9.8 | Blower Coil System | True | Conventional | 05/05/2023 |  | 07/07/2023
Daikin Comfort Technologies Manufacturing, L.P. | Amana | ASXN403610A* | ASXN403610A* | CA*FA4226*6A*+EEP+TXV |  | Voluntarily Certified | Single-split-system air condit | False | False | 34200 |  | 14.3 | 14.3 |  |  | False | 30 | 30 | 11.7 | 11.7 | Coil-Only System | False | Conventional | 05/05/2023 |  | 07/07/2023
Daikin Comfort Technologies Manufacturing, L.P. | Amana | APUM361***41A* | APUM361***41A* |  |  | Voluntarily Certified | Single-package air conditioner | False | False | 56000 |  | 13.4 | 13.4 |  |  | False | 30 | 30 | 10.6 | 10.6 |  | False | Conventional | 05/05/2023 |  | 07/07/2023
Daikin Comfort Technologies Manufacturing, L.P. | Amana | APGM530***41A* | APGM530***41A* |  |  | Voluntarily Certified | Single-package air conditioner | False | False | 29000 |  | 14.6 | 13.4 |  |  | False | 30 | 30 | 11.2 | 10.6 |  | False | Conventional | 05/05/2023 |  | 07/07/2023
Daikin Comfort Technologies Manufacturing, L.P. | Amana | APCH32441A* | APCH32441A* |  |  | Voluntarily Certified | Single-package air conditioner | False | False | 23600 |  | 13.4 | 13.4 |  |  | False | 30 | 30 | 10.6 | 10.6 |  | False | Conventional | 05/05/2023 |  | 07/07/2023
Daikin Comfort Technologies Manufacturing, L.P. | Amana | APCH36041A* | APCH36041A* |  |  | Voluntarily Certified | Single-package air conditioner | False | False | 56000 |  | 13.4 | 13.4 |  |  | False | 30 | 30 | 10.6 | 10.6 |  | False | Conventional | 05/05/2023 |  | 07/07/2023
Daikin Comfort Technologies Manufacturing, L.P. | Amana | ASXS603010A* | ASXS603010A* | AHVE36CP1400A* |  | Voluntarily Certified | Single-split-system air condit | False | False | 27800 |  | 16.8 | 14.3 |  |  | True | 30 | 30 | 9.9 | 9.8 | Blower Coil System | True | Conventional | 05/05/2023 |  | 07/07/2023
Daikin Comfort Technologies Manufacturing, L.P. | Amana | ASXH402410A* | ASXH402410A* | CAPTA2422*4A*+EEP |  | Voluntarily Certified | Single-split-system air condit | False | False | 23600 |  | 14.3 | 14.3 |  |  | True | 30 | 30 | 11.7 | 11.7 | Coil-Only System | False | Conventional | 05/05/2023 |  | 07/07/2023
Daikin Comfort Technologies Manufacturing, L.P. | Amana | APGM542***41A* | APGM542***41A* |  |  | Voluntarily Certified | Single-package air conditioner | False | False | 41000 |  | 14.7 | 13.4 |  |  | False | 30 | 30 | 11.2 | 10.6 |  | False | Conventional | 05/05/2023 |  | 07/07/2023
Daikin Comfort Technologies Manufacturing, L.P. | Amana | ASXV903610A* | ASXV903610A* | CA*F3743*6D*+MBVC1601**-1A*+TX |  | Voluntarily Certified | Single-split-system air condit | False | False | 32800 |  | 20 | 14.3 |  |  | True | 30 | 30 | 12 | 9.8 | Blower Coil System | True | Conventional | 05/05/2023 |  | 07/07/2023
Daikin Comfort Technologies Manufacturing, L.P. | Amana | ASXH503610A* | ASXH503610A* | CA*FA4226*6A*+EEP+TXV |  | Voluntarily Certified | Single-split-system air condit | False | False | 34200 |  | 14.3 | 14.3 |  |  | True | 30 | 30 | 11.7 | 11.7 | Coil-Only System | False | Conventional | 05/05/2023 |  | 07/07/2023
Daikin Comfort Technologies Manufacturing, L.P. | Amana | APGM324***41A* | APGM324***41A* |  |  | Voluntarily Certified | Single-package air conditioner | False | False | 23000 |  | 13.4 | 13.4 |  |  | False | 30 | 30 | 10.6 | 10.6 |  | False | Conventional | 05/05/2023 |  | 07/07/2023
Daikin Comfort Technologies Manufacturing, L.P. | Amana | APCH33041A* | APCH33041A* |  |  | Voluntarily Certified | Single-package air conditioner | False | False | 28200 |  | 13.4 | 13.4 |  |  | False | 30 | 30 | 10.6 | 10.6 |  | False | Conventional | 05/05/2023 |  | 07/07/2023
Daikin Comfort Technologies Manufacturing, L.P. | Liberty Heating & Air Conditioning | ASXS601810A* | ASXS601810A* | AHVE24BP1400A* |  | Voluntarily Certified | Single-split-system air condit | False | False | 16600 |  | 17.2 | 14.3 |  |  | True | 30 | 30 | 10.9 | 9.8 | Blower Coil System | True | Conventional | 05/05/2023 |  | 07/07/2023
Daikin Comfort Technologies Manufacturing, L.P. | Liberty Heating & Air Conditioning | ASXS603610A* | ASXS603610A* | CA*EA3026*4A*+MBVC1600**-1A* |  | Voluntarily Certified | Single-split-system air condit | False | False | 32400 |  | 16.6 | 14.3 |  |  | True | 30 | 30 | 9.8 | 9.8 | Blower Coil System | True | Conventional | 05/05/2023 |  | 07/07/2023
Daikin Comfort Technologies Manufacturing, L.P. | Amana | APUM342***41A* | APUM342***41A* |  |  | Voluntarily Certified | Single-package air conditioner | False | False | 40000 |  | 13.4 | 13.4 |  |  | False | 30 | 30 | 10.6 | 10.6 |  | False | Conventional | 05/05/2023 |  | 07/07/2023
Daikin Comfort Technologies Manufacturing, L.P. | Amana | APCH34841A* | APCH34841A* |  |  | Voluntarily Certified | Single-package air conditioner | False | False | 46000 |  | 13.4 | 13.4 |  |  | False | 30 | 30 | 10.6 | 10.6 |  | False | Conventional | 05/05/2023 |  | 07/07/2023
Daikin Comfort Technologies Manufacturing, L.P. | Amana | ASXS601810A* | ASXS601810A* | AHVE24BP1400A* |  | Voluntarily Certified | Single-split-system air condit | False | False | 16600 |  | 17.2 | 14.3 |  |  | True | 30 | 30 | 10.9 | 9.8 | Blower Coil System | True | Conventional | 05/05/2023 |  | 07/07/2023
Daikin Comfort Technologies Manufacturing, L.P. | Amana | ASXN404210A* | ASXN404210A* | CAPTA4230*4A*+EEP |  | Voluntarily Certified | Single-split-system air condit | False | False | 39500 |  | 14.3 | 14.3 |  |  | False | 30 | 30 | 11.7 | 11.7 | Coil-Only System | False | Conventional | 05/05/2023 |  | 07/07/2023
Daikin Comfort Technologies Manufacturing, L.P. | Amana | APUM324***41A* | APUM324***41A* |  |  | Voluntarily Certified | Single-package air conditioner | False | False | 23000 |  | 13.4 | 13.4 |  |  | False | 30 | 30 | 10.6 | 10.6 |  | False | Conventional | 05/05/2023 |  | 07/07/2023
Daikin Comfort Technologies Manufacturing, L.P. | Liberty Heating & Air Conditioning | ASXS603010A* | ASXS603010A* | AHVE36CP1400A* |  | Voluntarily Certified | Single-split-system air condit | False | False | 27800 |  | 16.8 | 14.3 |  |  | True | 30 | 30 | 9.9 | 9.8 | Blower Coil System | True | Conventional | 05/05/2023 |  | 07/07/2023
Daikin Comfort Technologies Manufacturing, L.P. | Amana | ASXC702410A* | ASXC702410A* | CA*FA2422*6B*+EEP+TXV |  | Voluntarily Certified | Single-split-system air condit | False | False | 22800 |  | 14.3 | 14.3 |  |  | True | 30 | 30 | 11.7 | 11.7 | Coil-Only System | False | Conventional | 05/05/2023 |  | 07/07/2023
Daikin Comfort Technologies Manufacturing, L.P. | Amana | APCH33641A* | APCH33641A* |  |  | Voluntarily Certified | Single-package air conditioner | False | False | 35600 |  | 13.4 | 13.4 |  |  | False | 30 | 30 | 10.6 | 10.6 |  | False | Conventional | 05/05/2023 |  | 07/07/2023
Daikin Comfort Technologies Manufacturing, L.P. | Amana | APGM348***41A* | APGM348***41A* |  |  | Voluntarily Certified | Single-package air conditioner | False | False | 46000 |  | 13.4 | 13.4 |  |  | False | 30 | 30 | 10.6 | 10.6 |  | False | Conventional | 05/05/2023 |  | 07/07/2023
Daikin Comfort Technologies Manufacturing, L.P. | Amana | ASXH403010A* | ASXH403010A* | CAPTA3022*4A*+EEP |  | Voluntarily Certified | Single-split-system air condit | False | False | 28400 |  | 14.3 | 14.3 |  |  | True | 30 | 30 | 11.7 | 11.7 | Coil-Only System | False | Conventional | 05/05/2023 |  | 07/07/2023
Daikin Comfort Technologies Manufacturing, L.P. | Amana | ASXH404210A* | ASXH404210A* | CAPTA4230*4A*+EEP |  | Voluntarily Certified | Single-split-system air condit | False | False | 40000 |  | 14.3 | 14.3 |  |  | True | 30 | 30 | 11.7 | 11.7 | Coil-Only System | False | Conventional | 05/05/2023 |  | 07/07/2023
Daikin Comfort Technologies Manufacturing, L.P. | Amana | ASXN401810A* | ASXN401810A* | CA*FA1818*6C*+EEP+TXV |  | Voluntarily Certified | Single-split-system air condit | False | False | 17400 |  | 14.3 | 14.3 |  |  | False | 30 | 30 | 11.7 | 11.7 | Coil-Only System | False | Conventional | 05/05/2023 |  | 07/07/2023
Daikin Comfort Technologies Manufacturing, L.P. | Amana | ASXN403010A* | ASXN403010A* | CA*FA3626*6A*+EEP+TXV |  | Voluntarily Certified | Single-split-system air condit | False | False | 28600 |  | 14.3 | 14.3 |  |  | False | 30 | 30 | 11.7 | 11.7 | Coil-Only System | False | Conventional | 05/05/2023 |  | 07/07/2023
Daikin Comfort Technologies Manufacturing, L.P. | Amana | APGM330***41A* | APGM330***41A* |  |  | Voluntarily Certified | Single-package air conditioner | False | False | 28600 |  | 13.4 | 13.4 |  |  | False | 30 | 30 | 10.6 | 10.6 |  | False | Conventional | 05/05/2023 |  | 07/07/2023
Daikin Comfort Technologies Manufacturing, L.P. | Amana | ASXH503010A* | ASXH503010A* | CA*FA3022*6B*+EEP+TXV |  | Voluntarily Certified | Single-split-system air condit | False | False | 28400 |  | 14.3 | 14.3 |  |  | True | 30 | 30 | 11.7 | 11.7 | Coil-Only System | False | Conventional | 05/05/2023 |  | 07/07/2023
Daikin Comfort Technologies Manufacturing, L.P. | Liberty Heating & Air Conditioning | ASXV903610A* | ASXV903610A* | CA*F3743*6D*+MBVC1601**-1A*+TX |  | Voluntarily Certified | Single-split-system air condit | False | False | 32800 |  | 20 | 14.3 |  |  | True | 30 | 30 | 12 | 9.8 | Blower Coil System | True | Conventional | 05/05/2023 |  | 07/07/2023
Daikin Comfort Technologies Manufacturing, L.P. | Goettl | ASXN403610A* | ASXN403610A* | CA*FA4226*6A*+EEP+TXV |  | Voluntarily Certified | Single-split-system air condit | False | False | 34200 |  | 14.3 | 14.3 |  |  | False | 30 | 30 | 11.7 | 11.7 | Coil-Only System | False | Conventional | 05/05/2023 |  | 07/07/2023
Daikin Comfort Technologies Manufacturing, L.P. | Goettl | ASXS603010A* | ASXS603010A* | AHVE36CP1400A* |  | Voluntarily Certified | Single-split-system air condit | False | False | 27800 |  | 16.8 | 14.3 |  |  | True | 30 | 30 | 9.9 | 9.8 | Blower Coil System | True | Conventional | 05/05/2023 |  | 07/07/2023
Daikin Comfort Technologies Manufacturing, L.P. | Goettl | ASXH501810A* | ASXH501810A* | CA*FA1818*6C*+EEP+TXV |  | Voluntarily Certified | Single-split-system air condit | False | False | 17400 |  | 14.3 | 14.3 |  |  | False | 30 | 30 | 11.7 | 11.7 | Coil-Only System | False | Conventional | 05/05/2023 |  | 07/07/2023
Daikin Comfort Technologies Manufacturing, L.P. | Goettl | ASXH401810A* | ASXH401810A* | CAPTA1818*4A*+EEP |  | Voluntarily Certified | Single-split-system air condit | False | False | 17400 |  | 14.3 | 14.3 |  |  | False | 30 | 30 | 11.7 | 11.7 | Coil-Only System | False | Conventional | 05/05/2023 |  | 07/07/2023
Daikin Comfort Technologies Manufacturing, L.P. | Goettl | ASXC703610A* | ASXC703610A* | CA*FA4226*6A*+EEP+TXV |  | Voluntarily Certified | Single-split-system air condit | False | False | 34200 |  | 14.3 | 14.3 |  |  | False | 30 | 30 | 11.7 | 11.7 | Coil-Only System | False | Conventional | 05/05/2023 |  | 07/07/2023
Daikin Comfort Technologies Manufacturing, L.P. | Goettl | ASXH504210A* | ASXH504210A* | CAPTA4230*4A*+EEP |  | Voluntarily Certified | Single-split-system air condit | False | False | 40000 |  | 14.3 | 14.3 |  |  | True | 30 | 30 | 11.7 | 11.7 | Coil-Only System | False | Conventional | 05/05/2023 |  | 07/07/2023
Daikin Comfort Technologies Manufacturing, L.P. | Goettl | ASXS602410A* | ASXS602410A* | AHVE24BP1400A* |  | Voluntarily Certified | Single-split-system air condit | False | False | 22200 |  | 17 | 14.3 |  |  | True | 30 | 30 | 10.1 | 9.8 | Blower Coil System | True | Conventional | 05/05/2023 |  | 07/07/2023
Daikin Comfort Technologies Manufacturing, L.P. | Goettl | ASXH403610A* | ASXH403610A* | CAPTA3626*4A*+EEP |  | Voluntarily Certified | Single-split-system air condit | False | False | 34200 |  | 14.3 | 14.3 |  |  | True | 30 | 30 | 11.7 | 11.7 | Coil-Only System | False | Conventional | 05/05/2023 |  | 07/07/2023
Daikin Comfort Technologies Manufacturing, L.P. | Goettl | ASXH502410A* | ASXH502410A* | CA*FA2422*6B*+EEP+TXV |  | Voluntarily Certified | Single-split-system air condit | False | False | 23600 |  | 14.3 | 14.3 |  |  | True | 30 | 30 | 11.7 | 11.7 | Coil-Only System | False | Conventional | 05/05/2023 |  | 07/07/2023
Daikin Comfort Technologies Manufacturing, L.P. | Goettl | ASXN402410A* | ASXN402410A* | CA*FA2422*6B*+EEP+TXV |  | Voluntarily Certified | Single-split-system air condit | False | False | 22600 |  | 14.3 | 14.3 |  |  | False | 30 | 30 | 11.7 | 11.7 | Coil-Only System | False | Conventional | 05/05/2023 |  | 07/07/2023
Daikin Comfort Technologies Manufacturing, L.P. | Goettl | ASXS601810A* | ASXS601810A* | AHVE24BP1400A* |  | Voluntarily Certified | Single-split-system air condit | False | False | 16600 |  | 17.2 | 14.3 |  |  | True | 30 | 30 | 10.9 | 9.8 | Blower Coil System | True | Conventional | 05/05/2023 |  | 07/07/2023
Daikin Comfort Technologies Manufacturing, L.P. | Goettl | ASXN404210A* | ASXN404210A* | CAPTA4230*4A*+EEP |  | Voluntarily Certified | Single-split-system air condit | False | False | 39500 |  | 14.3 | 14.3 |  |  | False | 30 | 30 | 11.7 | 11.7 | Coil-Only System | False | Conventional | 05/05/2023 |  | 07/07/2023
Daikin Comfort Technologies Manufacturing, L.P. | Goettl | ASXC702410A* | ASXC702410A* | CA*FA2422*6B*+EEP+TXV |  | Voluntarily Certified | Single-split-system air condit | False | False | 22800 |  | 14.3 | 14.3 |  |  | True | 30 | 30 | 11.7 | 11.7 | Coil-Only System | False | Conventional | 05/05/2023 |  | 07/07/2023
Daikin Comfort Technologies Manufacturing, L.P. | Goettl | ASXH403010A* | ASXH403010A* | CAPTA3022*4A*+EEP |  | Voluntarily Certified | Single-split-system air condit | False | False | 28400 |  | 14.3 | 14.3 |  |  | True | 30 | 30 | 11.7 | 11.7 | Coil-Only System | False | Conventional | 05/05/2023 |  | 07/07/2023
Daikin Comfort Technologies Manufacturing, L.P. | Goettl | ASXH404210A* | ASXH404210A* | CAPTA4230*4A*+EEP |  | Voluntarily Certified | Single-split-system air condit | False | False | 40000 |  | 14.3 | 14.3 |  |  | True | 30 | 30 | 11.7 | 11.7 | Coil-Only System | False | Conventional | 05/05/2023 |  | 07/07/2023
Daikin Comfort Technologies Manufacturing, L.P. | Goettl | ASXN401810A* | ASXN401810A* | CA*FA1818*6C*+EEP+TXV |  | Voluntarily Certified | Single-split-system air condit | False | False | 17400 |  | 14.3 | 14.3 |  |  | False | 30 | 30 | 11.7 | 11.7 | Coil-Only System | False | Conventional | 05/05/2023 |  | 07/07/2023
Daikin Comfort Technologies Manufacturing, L.P. | Goettl | ASXN403010A* | ASXN403010A* | CA*FA3626*6A*+EEP+TXV |  | Voluntarily Certified | Single-split-system air condit | False | False | 28600 |  | 14.3 | 14.3 |  |  | False | 30 | 30 | 11.7 | 11.7 | Coil-Only System | False | Conventional | 05/05/2023 |  | 07/07/2023
Daikin Comfort Technologies Manufacturing, L.P. | Goettl | ASXH503010A* | ASXH503010A* | CA*FA3022*6B*+EEP+TXV |  | Voluntarily Certified | Single-split-system air condit | False | False | 28400 |  | 14.3 | 14.3 |  |  | True | 30 | 30 | 11.7 | 11.7 | Coil-Only System | False | Conventional | 05/05/2023 |  | 07/07/2023
Daikin Comfort Technologies Manufacturing, L.P. | Goettl | ASXH503610A* | ASXH503610A* | CA*FA4226*6A*+EEP+TXV |  | Voluntarily Certified | Single-split-system air condit | False | False | 34200 |  | 14.3 | 14.3 |  |  | True | 30 | 30 | 11.7 | 11.7 | Coil-Only System | False | Conventional | 05/05/2023 |  | 07/07/2023
Daikin Comfort Technologies Manufacturing, L.P. | Goettl | ASXH402410A* | ASXH402410A* | CAPTA2422*4A*+EEP |  | Voluntarily Certified | Single-split-system air condit | False | False | 23600 |  | 14.3 | 14.3 |  |  | True | 30 | 30 | 11.7 | 11.7 | Coil-Only System | False | Conventional | 05/05/2023 |  | 07/07/2023
Daikin Comfort Technologies Manufacturing, L.P. | Daikin | DX6VSA181WA* | DX6VSA181WA* | DFVE24BP1400A* |  | Voluntarily Certified | Single-split-system air condit | False | False | 16600 |  | 17.2 | 14.3 |  |  | True | 30 | 30 | 10.9 | 9.8 | Blower Coil System | True | Conventional | 05/05/2023 |  | 07/07/2023
Daikin Comfort Technologies Manufacturing, L.P. | Daikin | DX6VSA361WA* | DX6VSA361WA* | CA*EA3026*4A*+MBVC1600**-1A* |  | Voluntarily Certified | Single-split-system air condit | False | False | 32400 |  | 16.6 | 14.3 |  |  | True | 30 | 30 | 9.8 | 9.8 | Blower Coil System | True | Conventional | 05/05/2023 |  | 07/07/2023
Daikin Comfort Technologies Manufacturing, L.P. | Daikin | DX6VSA241WA* | DX6VSA241WA* | DFVE24BP1400A* |  | Voluntarily Certified | Single-split-system air condit | False | False | 22200 |  | 17 | 14.3 |  |  | True | 30 | 30 | 10.1 | 9.8 | Blower Coil System | True | Conventional | 05/05/2023 |  | 07/07/2023
Daikin Comfort Technologies Manufacturing, L.P. | Daikin | DX6VSA301WA* | DX6VSA301WA* | DFVE36CP1400A* |  | Voluntarily Certified | Single-split-system air condit | False | False | 27800 |  | 16.8 | 14.3 |  |  | True | 30 | 30 | 9.9 | 9.8 | Blower Coil System | True | Conventional | 05/05/2023 |  | 07/07/2023
Daikin Comfort Technologies Manufacturing, L.P. | Daikin | DP3UM36***41A* | DP3UM36***41A* |  |  | Voluntarily Certified | Single-package air conditioner | False | False | 34200 |  | 13.4 | 13.4 |  |  | False | 30 | 30 | 10.6 | 10.6 |  | False | Conventional | 05/05/2023 |  | 07/07/2023
Daikin Comfort Technologies Manufacturing, L.P. | Daikin | DP3GM42***41A* | DP3GM42***41A* |  |  | Voluntarily Certified | Single-package air conditioner | False | False | 40000 |  | 13.4 | 13.4 |  |  | False | 30 | 30 | 10.6 | 10.6 |  | False | Conventional | 05/05/2023 |  | 07/07/2023
Daikin Comfort Technologies Manufacturing, L.P. | Daikin | DP3UM61***41A* | DP3UM61***41A* |  |  | Voluntarily Certified | Single-package air conditioner | False | False | 56000 |  | 13.4 | 13.4 |  |  | False | 30 | 30 | 10.6 | 10.6 |  | False | Conventional | 05/05/2023 |  | 07/07/2023
Daikin Comfort Technologies Manufacturing, L.P. | Daikin | DX5SEA2410A* | DX5SEA2410A* | CA*FA2422*6B*+EEP+TXV |  | Voluntarily Certified | Single-split-system air condit | False | False | 23600 |  | 14.3 | 14.3 |  |  | True | 30 | 30 | 11.7 | 11.7 | Coil-Only System | False | Conventional | 05/05/2023 |  | 07/07/2023
Daikin Comfort Technologies Manufacturing, L.P. | Daikin | DX5SEA3010A* | DX5SEA3010A* | CA*FA3022*6B*+EEP+TXV |  | Voluntarily Certified | Single-split-system air condit | False | False | 28400 |  | 14.3 | 14.3 |  |  | True | 30 | 30 | 11.7 | 11.7 | Coil-Only System | False | Conventional | 05/05/2023 |  | 07/07/2023
Daikin Comfort Technologies Manufacturing, L.P. | Daikin | DP5UM36***41A* | DP5UM36***41A* |  |  | Voluntarily Certified | Single-package air conditioner | False | False | 35000 |  | 15.2 | 13.4 |  |  | False | 30 | 30 | 11.2 | 10.6 |  | False | Conventional | 05/05/2023 |  | 07/07/2023
Daikin Comfort Technologies Manufacturing, L.P. | Daikin | DX4SQA3610A* | DX4SQA3610A* | CA*FA4226*6A*+EEP+TXV |  | Voluntarily Certified | Single-split-system air condit | False | False | 34200 |  | 14.3 | 14.3 |  |  | False | 30 | 30 | 11.7 | 11.7 | Coil-Only System | False | Conventional | 05/05/2023 |  | 07/07/2023
Daikin Comfort Technologies Manufacturing, L.P. | Daikin | DRC0481********B* | DRC0481********B* |  |  | Voluntarily Certified | Single-package air conditioner | False | False | 47000 |  | 16.4 | 13.4 |  |  | False | 30 | 30 | 12 | 10.6 |  | False | Conventional | 05/05/2023 |  | 07/07/2023
Daikin Comfort Technologies Manufacturing, L.P. | Daikin | DRC0601********B* | DRC0601********B* |  |  | Voluntarily Certified | Single-package air conditioner | False | False | 58000 |  | 16.2 | 13.4 |  |  | False | 30 | 30 | 11.9 | 10.6 |  | False | Conventional | 05/05/2023 |  | 07/07/2023
Daikin Comfort Technologies Manufacturing, L.P. | Daikin | DFG0361********A* | DFG0361********A* |  |  | Voluntarily Certified | Single-package air conditioner | False | False | 35000 |  | 13.4 | 13.4 |  |  | False | 30 | 30 | 11 | 10.6 |  | False | Conventional | 05/05/2023 |  | 07/07/2023
Daikin Comfort Technologies Manufacturing, L.P. | Daikin | DP3UM30***41A* | DP3UM30***41A* |  |  | Voluntarily Certified | Single-package air conditioner | False | False | 28600 |  | 13.4 | 13.4 |  |  | False | 30 | 30 | 10.6 | 10.6 |  | False | Conventional | 05/05/2023 |  | 07/07/2023
Daikin Comfort Technologies Manufacturing, L.P. | Daikin | DP3GM48***41A* | DP3GM48***41A* |  |  | Voluntarily Certified | Single-package air conditioner | False | False | 46000 |  | 13.4 | 13.4 |  |  | False | 30 | 30 | 10.6 | 10.6 |  | False | Conventional | 05/05/2023 |  | 07/07/2023
Daikin Comfort Technologies Manufacturing, L.P. | Daikin | DP5GM24***41A* | DP5GM24***41A* |  |  | Voluntarily Certified | Single-package air conditioner | False | False | 23000 |  | 15.2 | 13.4 |  |  | False | 30 | 30 | 11.2 | 10.6 |  | False | Conventional | 05/05/2023 |  | 07/07/2023
Daikin Comfort Technologies Manufacturing, L.P. | Daikin | DP5GM60***41A* | DP5GM60***41A* |  |  | Voluntarily Certified | Single-package air conditioner | False | False | 58000 |  | 15.2 | 13.4 |  |  | False | 30 | 30 | 11.2 | 10.6 |  | False | Conventional | 05/05/2023 |  | 07/07/2023
Daikin Comfort Technologies Manufacturing, L.P. | Daikin | DX9VCA3610A* | DX9VCA3610A* | CA*F3743*6D*+MBVC1600**-1A*+TX |  | Voluntarily Certified | Single-split-system air condit | False | False | 32800 |  | 20 | 14.3 |  |  | True | 30 | 30 | 12 | 9.8 | Blower Coil System | True | Conventional | 05/05/2023 |  | 07/07/2023
Daikin Comfort Technologies Manufacturing, L.P. | Daikin | DX4SEA3610A* | DX4SEA3610A* | CAPTA3626*4A*+EEP |  | Voluntarily Certified | Single-split-system air condit | False | False | 34200 |  | 14.3 | 14.3 |  |  | True | 30 | 30 | 11.7 | 11.7 | Coil-Only System | False | Conventional | 05/05/2023 |  | 07/07/2023
Daikin Comfort Technologies Manufacturing, L.P. | Daikin | DP3CH4241A* | DP3CH4241A* |  |  | Voluntarily Certified | Single-package air conditioner | False | False | 40000 |  | 13.4 | 13.4 |  |  | False | 30 | 30 | 10.6 | 10.6 |  | False | Conventional | 05/05/2023 |  | 07/07/2023
Daikin Comfort Technologies Manufacturing, L.P. | Daikin | DP3GM36***41A* | DP3GM36***41A* |  |  | Voluntarily Certified | Single-package air conditioner | False | False | 34200 |  | 13.4 | 13.4 |  |  | False | 30 | 30 | 10.6 | 10.6 |  | False | Conventional | 05/05/2023 |  | 07/07/2023
Daikin Comfort Technologies Manufacturing, L.P. | Daikin | DX4SEA2410A* | DX4SEA2410A* | CA*FA2422*6B*+EEP+TXV |  | Voluntarily Certified | Single-split-system air condit | False | False | 23600 |  | 14.3 | 14.3 |  |  | True | 30 | 30 | 11.7 | 11.7 | Coil-Only System | False | Conventional | 05/05/2023 |  | 07/07/2023
Daikin Comfort Technologies Manufacturing, L.P. | Daikin | DP5GM30***41A* | DP5GM30***41A* |  |  | Voluntarily Certified | Single-package air conditioner | False | False | 29000 |  | 14.6 | 13.4 |  |  | False | 30 | 30 | 11.2 | 10.6 |  | False | Conventional | 05/05/2023 |  | 07/07/2023
Daikin Comfort Technologies Manufacturing, L.P. | Daikin | DFC0361********A* | DFC0361********A* |  |  | Voluntarily Certified | Single-package air conditioner | False | False | 35000 |  | 13.4 | 13.4 |  |  | False | 30 | 30 | 11 | 10.6 |  | False | Conventional | 05/05/2023 |  | 07/07/2023
Daikin Comfort Technologies Manufacturing, L.P. | Daikin | DP5UM30***41A* | DP5UM30***41A* |  |  | Voluntarily Certified | Single-package air conditioner | False | False | 29000 |  | 14.6 | 13.4 |  |  | False | 30 | 30 | 11.2 | 10.6 |  | False | Conventional | 05/05/2023 |  | 07/07/2023
Daikin Comfort Technologies Manufacturing, L.P. | Daikin | DFG0481********A* | DFG0481********A* |  |  | Voluntarily Certified | Single-package air conditioner | False | False | 47000 |  | 13.4 | 13.4 |  |  | False | 30 | 30 | 11 | 10.6 |  | False | Conventional | 05/05/2023 |  | 07/07/2023
Daikin Comfort Technologies Manufacturing, L.P. | Daikin | DP3GM24***41A* | DP3GM24***41A* |  |  | Voluntarily Certified | Single-package air conditioner | False | False | 23000 |  | 13.4 | 13.4 |  |  | False | 30 | 30 | 10.6 | 10.6 |  | False | Conventional | 05/05/2023 |  | 07/07/2023
Daikin Comfort Technologies Manufacturing, L.P. | Daikin | DFC0481********A* | DFC0481********A* |  |  | Voluntarily Certified | Single-package air conditioner | False | False | 47000 |  | 13.4 | 13.4 |  |  | False | 30 | 30 | 11 | 10.6 |  | False | Conventional | 05/05/2023 |  | 07/07/2023
Daikin Comfort Technologies Manufacturing, L.P. | Daikin | DP3UM42***41A* | DP3UM42***41A* |  |  | Voluntarily Certified | Single-package air conditioner | False | False | 40000 |  | 13.4 | 13.4 |  |  | False | 30 | 30 | 10.6 | 10.6 |  | False | Conventional | 05/05/2023 |  | 07/07/2023
Daikin Comfort Technologies Manufacturing, L.P. | Daikin | DP3GM61***41A* | DP3GM61***41A* |  |  | Voluntarily Certified | Single-package air conditioner | False | False | 56000 |  | 13.4 | 13.4 |  |  | False | 30 | 30 | 10.6 | 10.6 |  | False | Conventional | 05/05/2023 |  | 07/07/2023
Daikin Comfort Technologies Manufacturing, L.P. | Daikin | DRG0481********B* | DRG0481********B* |  |  | Voluntarily Certified | Single-package air conditioner | False | False | 47000 |  | 16.4 | 13.4 |  |  | False | 30 | 30 | 12 | 10.6 |  | False | Conventional | 05/05/2023 |  | 07/07/2023
Daikin Comfort Technologies Manufacturing, L.P. | Daikin | DRG0601********B* | DRG0601********B* |  |  | Voluntarily Certified | Single-package air conditioner | False | False | 58000 |  | 16.2 | 13.4 |  |  | False | 30 | 30 | 11.9 | 10.6 |  | False | Conventional | 05/05/2023 |  | 07/07/2023
Daikin Comfort Technologies Manufacturing, L.P. | Daikin | DFC0601********A* | DFC0601********A* |  |  | Voluntarily Certified | Single-package air conditioner | False | False | 59000 |  | 13.4 | 13.4 |  |  | False | 30 | 30 | 11 | 10.6 |  | False | Conventional | 05/05/2023 |  | 07/07/2023
Daikin Comfort Technologies Manufacturing, L.P. | Daikin | DX4SQA4210A* | DX4SQA4210A* | CAPTA4230*4A*+EEP |  | Voluntarily Certified | Single-split-system air condit | False | False | 39500 |  | 14.3 | 14.3 |  |  | False | 30 | 30 | 11.7 | 11.7 | Coil-Only System | False | Conventional | 05/05/2023 |  | 07/07/2023
Daikin Comfort Technologies Manufacturing, L.P. | Daikin | DX7TCA3610A* | DX7TCA3610A* | CA*FA4226*6A*+EEP+TXV |  | Voluntarily Certified | Single-split-system air condit | False | False | 34200 |  | 14.3 | 14.3 |  |  | False | 30 | 30 | 11.7 | 11.7 | Coil-Only System | False | Conventional | 05/05/2023 |  | 07/07/2023
Daikin Comfort Technologies Manufacturing, L.P. | Daikin | DFG0601********A* | DFG0601********A* |  |  | Voluntarily Certified | Single-package air conditioner | False | False | 59000 |  | 13.4 | 13.4 |  |  | False | 30 | 30 | 11 | 10.6 |  | False | Conventional | 05/05/2023 |  | 07/07/2023
Daikin Comfort Technologies Manufacturing, L.P. | Daikin | DX4SQA1810A* | DX4SQA1810A* | CA*FA1818*6C*+EEP+TXV |  | Voluntarily Certified | Single-split-system air condit | False | False | 17400 |  | 14.3 | 14.3 |  |  | False | 30 | 30 | 11.7 | 11.7 | Coil-Only System | False | Conventional | 05/05/2023 |  | 07/07/2023
Daikin Comfort Technologies Manufacturing, L.P. | Daikin | DX5SEA4210A* | DX5SEA4210A* | CAPTA4230*4A*+EEP |  | Voluntarily Certified | Single-split-system air condit | False | False | 40000 |  | 14.3 | 14.3 |  |  | True | 30 | 30 | 11.7 | 11.7 | Coil-Only System | False | Conventional | 05/05/2023 |  | 07/07/2023
Daikin Comfort Technologies Manufacturing, L.P. | Daikin | DX9VCA2410A* | DX9VCA2410A* | CA*F3137*6A*+MBVC1200**-1A*+TX |  | Voluntarily Certified | Single-split-system air condit | False | False | 22600 |  | 22.5 | 14.3 |  |  | False | 30 | 30 | 13 | 9.8 | Blower Coil System | True | Conventional | 05/05/2023 |  | 07/07/2023
Daikin Comfort Technologies Manufacturing, L.P. | Daikin | DP3CH4841A* | DP3CH4841A* |  |  | Voluntarily Certified | Single-package air conditioner | False | False | 46000 |  | 13.4 | 13.4 |  |  | False | 30 | 30 | 10.6 | 10.6 |  | False | Conventional | 05/05/2023 |  | 07/07/2023
Daikin Comfort Technologies Manufacturing, L.P. | Daikin | DX4SEA4210A* | DX4SEA4210A* | CAPTA4230*4A*+EEP |  | Voluntarily Certified | Single-split-system air condit | False | False | 40000 |  | 14.3 | 14.3 |  |  | True | 30 | 30 | 11.7 | 11.7 | Coil-Only System | False | Conventional | 05/05/2023 |  | 07/07/2023
Daikin Comfort Technologies Manufacturing, L.P. | Daikin | DP3CH3641A* | DP3CH3641A* |  |  | Voluntarily Certified | Single-package air conditioner | False | False | 35600 |  | 13.4 | 13.4 |  |  | False | 30 | 30 | 10.6 | 10.6 |  | False | Conventional | 05/05/2023 |  | 07/07/2023
Daikin Comfort Technologies Manufacturing, L.P. | Daikin | DX4SQA2410A* | DX4SQA2410A* | CA*FA2422*6B*+EEP+TXV |  | Voluntarily Certified | Single-split-system air condit | False | False | 22600 |  | 14.3 | 14.3 |  |  | False | 30 | 30 | 11.7 | 11.7 | Coil-Only System | False | Conventional | 05/05/2023 |  | 07/07/2023
Daikin Comfort Technologies Manufacturing, L.P. | Daikin | DP3CH2441A* | DP3CH2441A* |  |  | Voluntarily Certified | Single-package air conditioner | False | False | 23600 |  | 13.4 | 13.4 |  |  | False | 30 | 30 | 10.6 | 10.6 |  | False | Conventional | 05/05/2023 |  | 07/07/2023
Daikin Comfort Technologies Manufacturing, L.P. | Daikin | DRG0361********B* | DRG0361********B* |  |  | Voluntarily Certified | Single-package air conditioner | False | False | 36000 |  | 16.4 | 13.4 |  |  | False | 30 | 30 | 12.1 | 10.6 |  | False | Conventional | 05/05/2023 |  | 07/07/2023
Daikin Comfort Technologies Manufacturing, L.P. | Daikin | DP3UM24***41A* | DP3UM24***41A* |  |  | Voluntarily Certified | Single-package air conditioner | False | False | 23000 |  | 13.4 | 13.4 |  |  | False | 30 | 30 | 10.6 | 10.6 |  | False | Conventional | 05/05/2023 |  | 07/07/2023
Daikin Comfort Technologies Manufacturing, L.P. | Daikin | DP5GM42***41A* | DP5GM42***41A* |  |  | Voluntarily Certified | Single-package air conditioner | False | False | 41000 |  | 14.7 | 13.4 |  |  | False | 30 | 30 | 11.2 | 10.6 |  | False | Conventional | 05/05/2023 |  | 07/07/2023
Daikin Comfort Technologies Manufacturing, L.P. | Daikin | DP5GM36***41A* | DP5GM36***41A* |  |  | Voluntarily Certified | Single-package air conditioner | False | False | 35000 |  | 15.2 | 13.4 |  |  | False | 30 | 30 | 11.2 | 10.6 |  | False | Conventional | 05/05/2023 |  | 07/07/2023
Daikin Comfort Technologies Manufacturing, L.P. | Daikin | DP5GM48***41A* | DP5GM48***41A* |  |  | Voluntarily Certified | Single-package air conditioner | False | False | 46000 |  | 15 | 13.4 |  |  | False | 30 | 30 | 11.2 | 10.6 |  | False | Conventional | 05/05/2023 |  | 07/07/2023
Daikin Comfort Technologies Manufacturing, L.P. | Daikin | DP3CH3041A* | DP3CH3041A* |  |  | Voluntarily Certified | Single-package air conditioner | False | False | 28200 |  | 13.4 | 13.4 |  |  | False | 30 | 30 | 10.6 | 10.6 |  | False | Conventional | 05/05/2023 |  | 07/07/2023
Daikin Comfort Technologies Manufacturing, L.P. | Daikin | DX4SQA3010A* | DX4SQA3010A* | CA*FA3626*6A*+EEP+TXV |  | Voluntarily Certified | Single-split-system air condit | False | False | 28600 |  | 14.3 | 14.3 |  |  | False | 30 | 30 | 11.7 | 11.7 | Coil-Only System | False | Conventional | 05/05/2023 |  | 07/07/2023
Daikin Comfort Technologies Manufacturing, L.P. | Daikin | DX5SEA1810A* | DX5SEA1810A* | CA*FA1818*6C*+EEP+TXV |  | Voluntarily Certified | Single-split-system air condit | False | False | 17400 |  | 14.3 | 14.3 |  |  | False | 30 | 30 | 11.7 | 11.7 | Coil-Only System | False | Conventional | 05/05/2023 |  | 07/07/2023
Daikin Comfort Technologies Manufacturing, L.P. | Daikin | DP3GM30***41A* | DP3GM30***41A* |  |  | Voluntarily Certified | Single-package air conditioner | False | False | 28600 |  | 13.4 | 13.4 |  |  | False | 30 | 30 | 10.6 | 10.6 |  | False | Conventional | 05/05/2023 |  | 07/07/2023
Daikin Comfort Technologies Manufacturing, L.P. | Daikin | DX5SEA3610A* | DX5SEA3610A* | CA*FA4226*6A*+EEP+TXV |  | Voluntarily Certified | Single-split-system air condit | False | False | 34200 |  | 14.3 | 14.3 |  |  | True | 30 | 30 | 11.7 | 11.7 | Coil-Only System | False | Conventional | 05/05/2023 |  | 07/07/2023
Daikin Comfort Technologies Manufacturing, L.P. | Daikin | DX4SEA1810A* | DX4SEA1810A* | CAPTA1818*4A*+EEP |  | Voluntarily Certified | Single-split-system air condit | False | False | 17400 |  | 14.3 | 14.3 |  |  | False | 30 | 30 | 11.7 | 11.7 | Coil-Only System | False | Conventional | 05/05/2023 |  | 07/07/2023
Daikin Comfort Technologies Manufacturing, L.P. | Daikin | DX4SEA3010A* | DX4SEA3010A* | CAPTA3022*4A*+EEP |  | Voluntarily Certified | Single-split-system air condit | False | False | 28400 |  | 14.3 | 14.3 |  |  | True | 30 | 30 | 11.7 | 11.7 | Coil-Only System | False | Conventional | 05/05/2023 |  | 07/07/2023
Daikin Comfort Technologies Manufacturing, L.P. | Daikin | DP3CH6041A* | DP3CH6041A* |  |  | Voluntarily Certified | Single-package air conditioner | False | False | 56000 |  | 13.4 | 13.4 |  |  | False | 30 | 30 | 10.6 | 10.6 |  | False | Conventional | 05/05/2023 |  | 07/07/2023
Daikin Comfort Technologies Manufacturing, L.P. | Daikin | DRC0361********B* | DRC0361********B* |  |  | Voluntarily Certified | Single-package air conditioner | False | False | 36000 |  | 16.4 | 13.4 |  |  | False | 30 | 30 | 12.1 | 10.6 |  | False | Conventional | 05/05/2023 |  | 07/07/2023
Daikin Comfort Technologies Manufacturing, L.P. | Daikin | DX7TCA2410A* | DX7TCA2410A* | CA*FA2422*6B*+EEP+TXV |  | Voluntarily Certified | Single-split-system air condit | False | False | 22800 |  | 14.3 | 14.3 |  |  | True | 30 | 30 | 11.7 | 11.7 | Coil-Only System | False | Conventional | 05/05/2023 |  | 07/07/2023
Daikin Comfort Technologies Manufacturing, L.P. | Daikin | DP3UM48***41A* | DP3UM48***41A* |  |  | Voluntarily Certified | Single-package air conditioner | False | False | 46000 |  | 13.4 | 13.4 |  |  | False | 30 | 30 | 10.6 | 10.6 |  | False | Conventional | 05/05/2023 |  | 07/07/2023
Daikin Comfort Technologies Manufacturing, L.P. | Goodman | GSXN401810A* | GSXN401810A* | CA*FA1818*6C*+EEP+TXV |  | Voluntarily Certified | Single-split-system air condit | False | False | 17400 |  | 14.3 | 14.3 |  |  | False | 30 | 30 | 11.7 | 11.7 | Coil-Only System | False | Conventional | 05/05/2023 |  | 07/07/2023
Daikin Comfort Technologies Manufacturing, L.P. | Goodman | GSXN402410A* | GSXN402410A* | CA*FA2422*6B*+EEP+TXV |  | Voluntarily Certified | Single-split-system air condit | False | False | 22600 |  | 14.3 | 14.3 |  |  | False | 30 | 30 | 11.7 | 11.7 | Coil-Only System | False | Conventional | 05/05/2023 |  | 07/07/2023
Daikin Comfort Technologies Manufacturing, L.P. | Goodman | GPGM536***41A* | GPGM536***41A* |  |  | Voluntarily Certified | Single-package air conditioner | False | False | 35000 |  | 15.2 | 13.4 |  |  | False | 30 | 30 | 11.2 | 10.6 |  | False | Conventional | 05/05/2023 |  | 07/07/2023
Daikin Comfort Technologies Manufacturing, L.P. | Goodman | GPCH33641A* | GPCH33641A* |  |  | Voluntarily Certified | Single-package air conditioner | False | False | 35600 |  | 13.4 | 13.4 |  |  | False | 30 | 30 | 10.6 | 10.6 |  | False | Conventional | 05/05/2023 |  | 07/07/2023
Daikin Comfort Technologies Manufacturing, L.P. | Goodman | GPCH34241A* | GPCH34241A* |  |  | Voluntarily Certified | Single-package air conditioner | False | False | 40000 |  | 13.4 | 13.4 |  |  | False | 30 | 30 | 10.6 | 10.6 |  | False | Conventional | 05/05/2023 |  | 07/07/2023
Daikin Comfort Technologies Manufacturing, L.P. | Franklin | GSXN401810A* | GSXN401810A* | CA*FA1818*6C*+EEP+TXV |  | Voluntarily Certified | Single-split-system air condit | False | False | 17400 |  | 14.3 | 14.3 |  |  | False | 30 | 30 | 11.7 | 11.7 | Coil-Only System | False | Conventional | 05/05/2023 |  | 07/07/2023
Daikin Comfort Technologies Manufacturing, L.P. | Franklin | GSXN402410A* | GSXN402410A* | CA*FA2422*6B*+EEP+TXV |  | Voluntarily Certified | Single-split-system air condit | False | False | 22600 |  | 14.3 | 14.3 |  |  | False | 30 | 30 | 11.7 | 11.7 | Coil-Only System | False | Conventional | 05/05/2023 |  | 07/07/2023
Daikin Comfort Technologies Manufacturing, L.P. | Franklin | GPCH33641A* | GPCH33641A* |  |  | Voluntarily Certified | Single-package air conditioner | False | False | 35600 |  | 13.4 | 13.4 |  |  | False | 30 | 30 | 10.6 | 10.6 |  | False | Conventional | 05/05/2023 |  | 07/07/2023
Daikin Comfort Technologies Manufacturing, L.P. | Franklin | GPCH34241A* | GPCH34241A* |  |  | Voluntarily Certified | Single-package air conditioner | False | False | 40000 |  | 13.4 | 13.4 |  |  | False | 30 | 30 | 10.6 | 10.6 |  | False | Conventional | 05/05/2023 |  | 07/07/2023
Daikin Comfort Technologies Manufacturing, L.P. | Franklin | GPGM536***41A* | GPGM536***41A* |  |  | Voluntarily Certified | Single-package air conditioner | False | False | 35000 |  | 15.2 | 13.4 |  |  | False | 30 | 30 | 11.2 | 10.6 |  | False | Conventional | 05/05/2023 |  | 07/07/2023
Daikin Comfort Technologies Manufacturing, L.P. | ABCOOLAIR | GSXN404210A* | GSXN404210A* | CAPTA4230*4A*+EEP |  | Voluntarily Certified | Single-split-system air condit | False | False | 39500 |  | 14.3 | 14.3 |  |  | False | 30 | 30 | 11.7 | 11.7 | Coil-Only System | False | Conventional | 05/05/2023 |  | 07/07/2023
Daikin Comfort Technologies Manufacturing, L.P. | ABCOOLAIR | GPCH36041A* | GPCH36041A* |  |  | Voluntarily Certified | Single-package air conditioner | False | False | 56000 |  | 13.4 | 13.4 |  |  | False | 30 | 30 | 10.6 | 10.6 |  | False | Conventional | 05/05/2023 |  | 07/07/2023
Daikin Comfort Technologies Manufacturing, L.P. | Franklin | GSXN404210A* | GSXN404210A* | CAPTA4230*4A*+EEP |  | Voluntarily Certified | Single-split-system air condit | False | False | 39500 |  | 14.3 | 14.3 |  |  | False | 30 | 30 | 11.7 | 11.7 | Coil-Only System | False | Conventional | 05/05/2023 |  | 07/07/2023
Daikin Comfort Technologies Manufacturing, L.P. | Franklin | GPCH36041A* | GPCH36041A* |  |  | Voluntarily Certified | Single-package air conditioner | False | False | 56000 |  | 13.4 | 13.4 |  |  | False | 30 | 30 | 10.6 | 10.6 |  | False | Conventional | 05/05/2023 |  | 07/07/2023
Daikin Comfort Technologies Manufacturing, L.P. | AMANA DISTINCTIONS | GSXN404210A* | GSXN404210A* | CAPTA4230*4A*+EEP |  | Voluntarily Certified | Single-split-system air condit | False | False | 39500 |  | 14.3 | 14.3 |  |  | False | 30 | 30 | 11.7 | 11.7 | Coil-Only System | False | Conventional | 05/05/2023 |  | 07/07/2023
Daikin Comfort Technologies Manufacturing, L.P. | AMANA DISTINCTIONS | GPCH36041A* | GPCH36041A* |  |  | Voluntarily Certified | Single-package air conditioner | False | False | 56000 |  | 13.4 | 13.4 |  |  | False | 30 | 30 | 10.6 | 10.6 |  | False | Conventional | 05/05/2023 |  | 07/07/2023
Daikin Comfort Technologies Manufacturing, L.P. | Goodman | GSXN404210A* | GSXN404210A* | CAPTA4230*4A*+EEP |  | Voluntarily Certified | Single-split-system air condit | False | False | 39500 |  | 14.3 | 14.3 |  |  | False | 30 | 30 | 11.7 | 11.7 | Coil-Only System | False | Conventional | 05/05/2023 |  | 07/07/2023
Daikin Comfort Technologies Manufacturing, L.P. | Goodman | GPCH36041A* | GPCH36041A* |  |  | Voluntarily Certified | Single-package air conditioner | False | False | 56000 |  | 13.4 | 13.4 |  |  | False | 30 | 30 | 10.6 | 10.6 |  | False | Conventional | 05/05/2023 |  | 07/07/2023
Daikin Comfort Technologies Manufacturing, L.P. | AMANA DISTINCTIONS | GPGM536***41A* | GPGM536***41A* |  |  | Voluntarily Certified | Single-package air conditioner | False | False | 35000 |  | 15.2 | 13.4 |  |  | False | 30 | 30 | 11.2 | 10.6 |  | False | Conventional | 05/05/2023 |  | 07/07/2023
Daikin Comfort Technologies Manufacturing, L.P. | AMANA DISTINCTIONS | GSXN401810A* | GSXN401810A* | CA*FA1818*6C*+EEP+TXV |  | Voluntarily Certified | Single-split-system air condit | False | False | 17400 |  | 14.3 | 14.3 |  |  | False | 30 | 30 | 11.7 | 11.7 | Coil-Only System | False | Conventional | 05/05/2023 |  | 07/07/2023
Daikin Comfort Technologies Manufacturing, L.P. | AMANA DISTINCTIONS | GSXN402410A* | GSXN402410A* | CA*FA2422*6B*+EEP+TXV |  | Voluntarily Certified | Single-split-system air condit | False | False | 22600 |  | 14.3 | 14.3 |  |  | False | 30 | 30 | 11.7 | 11.7 | Coil-Only System | False | Conventional | 05/05/2023 |  | 07/07/2023
Daikin Comfort Technologies Manufacturing, L.P. | AMANA DISTINCTIONS | GPCH33641A* | GPCH33641A* |  |  | Voluntarily Certified | Single-package air conditioner | False | False | 35600 |  | 13.4 | 13.4 |  |  | False | 30 | 30 | 10.6 | 10.6 |  | False | Conventional | 05/05/2023 |  | 07/07/2023
Daikin Comfort Technologies Manufacturing, L.P. | AMANA DISTINCTIONS | GPCH34241A* | GPCH34241A* |  |  | Voluntarily Certified | Single-package air conditioner | False | False | 40000 |  | 13.4 | 13.4 |  |  | False | 30 | 30 | 10.6 | 10.6 |  | False | Conventional | 05/05/2023 |  | 07/07/2023
Daikin Comfort Technologies Manufacturing, L.P. | ENERGI AIR | GSXN401810A* | GSXN401810A* | CA*FA1818*6C*+EEP+TXV |  | Voluntarily Certified | Single-split-system air condit | False | False | 17400 |  | 14.3 | 14.3 |  |  | False | 30 | 30 | 11.7 | 11.7 | Coil-Only System | False | Conventional | 05/05/2023 |  | 07/07/2023
Daikin Comfort Technologies Manufacturing, L.P. | ENERGI AIR | GSXN402410A* | GSXN402410A* | CA*FA2422*6B*+EEP+TXV |  | Voluntarily Certified | Single-split-system air condit | False | False | 22600 |  | 14.3 | 14.3 |  |  | False | 30 | 30 | 11.7 | 11.7 | Coil-Only System | False | Conventional | 05/05/2023 |  | 07/07/2023
Daikin Comfort Technologies Manufacturing, L.P. | ENERGI AIR | GPGM536***41A* | GPGM536***41A* |  |  | Voluntarily Certified | Single-package air conditioner | False | False | 35000 |  | 15.2 | 13.4 |  |  | False | 30 | 30 | 11.2 | 10.6 |  | False | Conventional | 05/05/2023 |  | 07/07/2023
Daikin Comfort Technologies Manufacturing, L.P. | ENERGI AIR | GPCH33641A* | GPCH33641A* |  |  | Voluntarily Certified | Single-package air conditioner | False | False | 35600 |  | 13.4 | 13.4 |  |  | False | 30 | 30 | 10.6 | 10.6 |  | False | Conventional | 05/05/2023 |  | 07/07/2023
Daikin Comfort Technologies Manufacturing, L.P. | ENERGI AIR | GPCH34241A* | GPCH34241A* |  |  | Voluntarily Certified | Single-package air conditioner | False | False | 40000 |  | 13.4 | 13.4 |  |  | False | 30 | 30 | 10.6 | 10.6 |  | False | Conventional | 05/05/2023 |  | 07/07/2023
Daikin Comfort Technologies Manufacturing, L.P. | ABCOOLAIR | GPGM536***41A* | GPGM536***41A* |  |  | Voluntarily Certified | Single-package air conditioner | False | False | 35000 |  | 15.2 | 13.4 |  |  | False | 30 | 30 | 11.2 | 10.6 |  | False | Conventional | 05/05/2023 |  | 07/07/2023
Daikin Comfort Technologies Manufacturing, L.P. | ABCOOLAIR | GSXN401810A* | GSXN401810A* | CA*FA1818*6C*+EEP+TXV |  | Voluntarily Certified | Single-split-system air condit | False | False | 17400 |  | 14.3 | 14.3 |  |  | False | 30 | 30 | 11.7 | 11.7 | Coil-Only System | False | Conventional | 05/05/2023 |  | 07/07/2023
Daikin Comfort Technologies Manufacturing, L.P. | ABCOOLAIR | GSXN402410A* | GSXN402410A* | CA*FA2422*6B*+EEP+TXV |  | Voluntarily Certified | Single-split-system air condit | False | False | 22600 |  | 14.3 | 14.3 |  |  | False | 30 | 30 | 11.7 | 11.7 | Coil-Only System | False | Conventional | 05/05/2023 |  | 07/07/2023
Daikin Comfort Technologies Manufacturing, L.P. | ABCOOLAIR | GPCH33641A* | GPCH33641A* |  |  | Voluntarily Certified | Single-package air conditioner | False | False | 35600 |  | 13.4 | 13.4 |  |  | False | 30 | 30 | 10.6 | 10.6 |  | False | Conventional | 05/05/2023 |  | 07/07/2023
Daikin Comfort Technologies Manufacturing, L.P. | ABCOOLAIR | GPCH34241A* | GPCH34241A* |  |  | Voluntarily Certified | Single-package air conditioner | False | False | 40000 |  | 13.4 | 13.4 |  |  | False | 30 | 30 | 10.6 | 10.6 |  | False | Conventional | 05/05/2023 |  | 07/07/2023
Daikin Comfort Technologies Manufacturing, L.P. | ONE HOUR AIR CONDITIONING AND HEATING | GPGM536***41A* | GPGM536***41A* |  |  | Voluntarily Certified | Single-package air conditioner | False | False | 35000 |  | 15.2 | 13.4 |  |  | False | 30 | 30 | 11.2 | 10.6 |  | False | Conventional | 05/05/2023 |  | 07/07/2023
Daikin Comfort Technologies Manufacturing, L.P. | ONE HOUR AIR CONDITIONING AND HEATING | GPCH33641A* | GPCH33641A* |  |  | Voluntarily Certified | Single-package air conditioner | False | False | 35600 |  | 13.4 | 13.4 |  |  | False | 30 | 30 | 10.6 | 10.6 |  | False | Conventional | 05/05/2023 |  | 07/07/2023
Daikin Comfort Technologies Manufacturing, L.P. | ONE HOUR AIR CONDITIONING AND HEATING | GPCH34241A* | GPCH34241A* |  |  | Voluntarily Certified | Single-package air conditioner | False | False | 40000 |  | 13.4 | 13.4 |  |  | False | 30 | 30 | 10.6 | 10.6 |  | False | Conventional | 05/05/2023 |  | 07/07/2023
Daikin Comfort Technologies Manufacturing, L.P. | ENERGI AIR | GSXB403610A* | GSXB403610A* | CAPTA3626*4A*+EEP |  | Voluntarily Certified | Single-split-system air condit | False | False | 34200 |  | 14.3 | 14.3 |  |  | True | 30 | 30 | 11.7 | 11.7 | Coil-Only System | False | Conventional | 05/05/2023 |  | 07/07/2023
Daikin Comfort Technologies Manufacturing, L.P. | ENERGI AIR | VSXN403610A* | VSXN403610A* | CA*FA4226*6A*+EEP+TXV |  | Voluntarily Certified | Single-split-system air condit | False | False | 34200 |  | 14.3 | 14.3 |  |  | False | 30 | 30 | 11.7 | 11.7 | Coil-Only System | False | Conventional | 05/05/2023 |  | 07/07/2023
Daikin Comfort Technologies Manufacturing, L.P. | ENERGI AIR | VSXN402410A* | VSXN402410A* | CA*FA2422*6B*+EEP+TXV |  | Voluntarily Certified | Single-split-system air condit | False | False | 22600 |  | 14.3 | 14.3 |  |  | False | 30 | 30 | 11.7 | 11.7 | Coil-Only System | False | Conventional | 05/05/2023 |  | 07/07/2023
Daikin Comfort Technologies Manufacturing, L.P. | ENERGI AIR | GPGM336***41A* | GPGM336***41A* |  |  | Voluntarily Certified | Single-package air conditioner | False | False | 34200 |  | 13.4 | 13.4 |  |  | False | 30 | 30 | 10.6 | 10.6 |  | False | Conventional | 05/05/2023 |  | 07/07/2023
Daikin Comfort Technologies Manufacturing, L.P. | Franklin | GSXB402410A* | GSXB402410A* | CAPTA2422*4A*+EEP |  | Voluntarily Certified | Single-split-system air condit | False | False | 23600 |  | 14.3 | 14.3 |  |  | True | 30 | 30 | 11.7 | 11.7 | Coil-Only System | False | Conventional | 05/05/2023 |  | 07/07/2023
Daikin Comfort Technologies Manufacturing, L.P. | Franklin | GSXB403610A* | GSXB403610A* | CAPTA3626*4A*+EEP |  | Voluntarily Certified | Single-split-system air condit | False | False | 34200 |  | 14.3 | 14.3 |  |  | True | 30 | 30 | 11.7 | 11.7 | Coil-Only System | False | Conventional | 05/05/2023 |  | 07/07/2023
Daikin Comfort Technologies Manufacturing, L.P. | Franklin | GPGM336***41A* | GPGM336***41A* |  |  | Voluntarily Certified | Single-package air conditioner | False | False | 34200 |  | 13.4 | 13.4 |  |  | False | 30 | 30 | 10.6 | 10.6 |  | False | Conventional | 05/05/2023 |  | 07/07/2023
Daikin Comfort Technologies Manufacturing, L.P. | Goodman | GSXB402410A* | GSXB402410A* | CAPTA2422*4A*+EEP |  | Voluntarily Certified | Single-split-system air condit | False | False | 23600 |  | 14.3 | 14.3 |  |  | True | 30 | 30 | 11.7 | 11.7 | Coil-Only System | False | Conventional | 05/05/2023 |  | 07/07/2023
Daikin Comfort Technologies Manufacturing, L.P. | Goodman | GSXB403610A* | GSXB403610A* | CAPTA3626*4A*+EEP |  | Voluntarily Certified | Single-split-system air condit | False | False | 34200 |  | 14.3 | 14.3 |  |  | True | 30 | 30 | 11.7 | 11.7 | Coil-Only System | False | Conventional | 05/05/2023 |  | 07/07/2023
Daikin Comfort Technologies Manufacturing, L.P. | Goodman | GPGM336***41A* | GPGM336***41A* |  |  | Voluntarily Certified | Single-package air conditioner | False | False | 34200 |  | 13.4 | 13.4 |  |  | False | 30 | 30 | 10.6 | 10.6 |  | False | Conventional | 05/05/2023 |  | 07/07/2023
Daikin Comfort Technologies Manufacturing, L.P. | Goodman | VSXN402410A* | VSXN402410A* | CA*FA2422*6B*+EEP+TXV |  | Voluntarily Certified | Single-split-system air condit | False | False | 22600 |  | 14.3 | 14.3 |  |  | False | 30 | 30 | 11.7 | 11.7 | Coil-Only System | False | Conventional | 05/05/2023 |  | 07/07/2023
Daikin Comfort Technologies Manufacturing, L.P. | Goodman | VSXN403610A* | VSXN403610A* | CA*FA4226*6A*+EEP+TXV |  | Voluntarily Certified | Single-split-system air condit | False | False | 34200 |  | 14.3 | 14.3 |  |  | False | 30 | 30 | 11.7 | 11.7 | Coil-Only System | False | Conventional | 05/05/2023 |  | 07/07/2023
Daikin Comfort Technologies Manufacturing, L.P. | AMANA DISTINCTIONS | GSXB403610A* | GSXB403610A* | CAPTA3626*4A*+EEP |  | Voluntarily Certified | Single-split-system air condit | False | False | 34200 |  | 14.3 | 14.3 |  |  | True | 30 | 30 | 11.7 | 11.7 | Coil-Only System | False | Conventional | 05/05/2023 |  | 07/07/2023
Daikin Comfort Technologies Manufacturing, L.P. | AMANA DISTINCTIONS | VSXN403610A* | VSXN403610A* | CA*FA4226*6A*+EEP+TXV |  | Voluntarily Certified | Single-split-system air condit | False | False | 34200 |  | 14.3 | 14.3 |  |  | False | 30 | 30 | 11.7 | 11.7 | Coil-Only System | False | Conventional | 05/05/2023 |  | 07/07/2023
Daikin Comfort Technologies Manufacturing, L.P. | AMANA DISTINCTIONS | VSXN402410A* | VSXN402410A* | CA*FA2422*6B*+EEP+TXV |  | Voluntarily Certified | Single-split-system air condit | False | False | 22600 |  | 14.3 | 14.3 |  |  | False | 30 | 30 | 11.7 | 11.7 | Coil-Only System | False | Conventional | 05/05/2023 |  | 07/07/2023
Daikin Comfort Technologies Manufacturing, L.P. | AMANA DISTINCTIONS | GSXB402410A* | GSXB402410A* | CAPTA2422*4A*+EEP |  | Voluntarily Certified | Single-split-system air condit | False | False | 23600 |  | 14.3 | 14.3 |  |  | True | 30 | 30 | 11.7 | 11.7 | Coil-Only System | False | Conventional | 05/05/2023 |  | 07/07/2023
Daikin Comfort Technologies Manufacturing, L.P. | AMANA DISTINCTIONS | GPGM336***41A* | GPGM336***41A* |  |  | Voluntarily Certified | Single-package air conditioner | False | False | 34200 |  | 13.4 | 13.4 |  |  | False | 30 | 30 | 10.6 | 10.6 |  | False | Conventional | 05/05/2023 |  | 07/07/2023
Daikin Comfort Technologies Manufacturing, L.P. | ABCOOLAIR | GSXB402410A* | GSXB402410A* | CAPTA2422*4A*+EEP |  | Voluntarily Certified | Single-split-system air condit | False | False | 23600 |  | 14.3 | 14.3 |  |  | True | 30 | 30 | 11.7 | 11.7 | Coil-Only System | False | Conventional | 05/05/2023 |  | 07/07/2023
Daikin Comfort Technologies Manufacturing, L.P. | ABCOOLAIR | GSXB403610A* | GSXB403610A* | CAPTA3626*4A*+EEP |  | Voluntarily Certified | Single-split-system air condit | False | False | 34200 |  | 14.3 | 14.3 |  |  | True | 30 | 30 | 11.7 | 11.7 | Coil-Only System | False | Conventional | 05/05/2023 |  | 07/07/2023
Daikin Comfort Technologies Manufacturing, L.P. | ABCOOLAIR | VSXN403610A* | VSXN403610A* | CA*FA4226*6A*+EEP+TXV |  | Voluntarily Certified | Single-split-system air condit | False | False | 34200 |  | 14.3 | 14.3 |  |  | False | 30 | 30 | 11.7 | 11.7 | Coil-Only System | False | Conventional | 05/05/2023 |  | 07/07/2023
Daikin Comfort Technologies Manufacturing, L.P. | ABCOOLAIR | GPGM336***41A* | GPGM336***41A* |  |  | Voluntarily Certified | Single-package air conditioner | False | False | 34200 |  | 13.4 | 13.4 |  |  | False | 30 | 30 | 10.6 | 10.6 |  | False | Conventional | 05/05/2023 |  | 07/07/2023
Daikin Comfort Technologies Manufacturing, L.P. | ONE HOUR AIR CONDITIONING AND HEATING | GPGM336***41A* | GPGM336***41A* |  |  | Voluntarily Certified | Single-package air conditioner | False | False | 34200 |  | 13.4 | 13.4 |  |  | False | 30 | 30 | 10.6 | 10.6 |  | False | Conventional | 05/05/2023 |  | 07/07/2023
Daikin Comfort Technologies Manufacturing, L.P. | ONE HOUR AIR CONDITIONING AND HEATING | GSXB403610A* | GSXB403610A* | CAPTA3626*4A*+EEP |  | Voluntarily Certified | Single-split-system air condit | False | False | 34200 |  | 14.3 | 14.3 |  |  | True | 30 | 30 | 11.7 | 11.7 | Coil-Only System | False | Conventional | 05/05/2023 |  | 07/07/2023
Daikin Comfort Technologies Manufacturing, L.P. | ONE HOUR AIR CONDITIONING AND HEATING | VSXN403610A* | VSXN403610A* | CA*FA4226*6A*+EEP+TXV |  | Voluntarily Certified | Single-split-system air condit | False | False | 34200 |  | 14.3 | 14.3 |  |  | False | 30 | 30 | 11.7 | 11.7 | Coil-Only System | False | Conventional | 05/05/2023 |  | 07/07/2023
Daikin Comfort Technologies Manufacturing, L.P. | ONE HOUR AIR CONDITIONING AND HEATING | VSXN402410A* | VSXN402410A* | CA*FA2422*6B*+EEP+TXV |  | Voluntarily Certified | Single-split-system air condit | False | False | 22600 |  | 14.3 | 14.3 |  |  | False | 30 | 30 | 11.7 | 11.7 | Coil-Only System | False | Conventional | 05/05/2023 |  | 07/07/2023
Daikin Comfort Technologies Manufacturing, L.P. | ONE HOUR AIR CONDITIONING AND HEATING | GSXB402410A* | GSXB402410A* | CAPTA2422*4A*+EEP |  | Voluntarily Certified | Single-split-system air condit | False | False | 23600 |  | 14.3 | 14.3 |  |  | True | 30 | 30 | 11.7 | 11.7 | Coil-Only System | False | Conventional | 05/05/2023 |  | 07/07/2023
Daikin Comfort Technologies Manufacturing, L.P. | Janitrol | GSXN402410A* | GSXN402410A* | CA*FA2422*6B*+EEP+TXV |  | Voluntarily Certified | Single-split-system air condit | False | False | 22600 |  | 14.3 | 14.3 |  |  | False | 30 | 30 | 11.7 | 11.7 | Coil-Only System | False | Conventional | 05/05/2023 |  | 07/07/2023
Daikin Comfort Technologies Manufacturing, L.P. | Janitrol | GPGM536***41A* | GPGM536***41A* |  |  | Voluntarily Certified | Single-package air conditioner | False | False | 35000 |  | 15.2 | 13.4 |  |  | False | 30 | 30 | 11.2 | 10.6 |  | False | Conventional | 05/05/2023 |  | 07/07/2023
Daikin Comfort Technologies Manufacturing, L.P. | Janitrol | GPCH33641A* | GPCH33641A* |  |  | Voluntarily Certified | Single-package air conditioner | False | False | 35600 |  | 13.4 | 13.4 |  |  | False | 30 | 30 | 10.6 | 10.6 |  | False | Conventional | 05/05/2023 |  | 07/07/2023
Daikin Comfort Technologies Manufacturing, L.P. | Janitrol | GPCH34241A* | GPCH34241A* |  |  | Voluntarily Certified | Single-package air conditioner | False | False | 40000 |  | 13.4 | 13.4 |  |  | False | 30 | 30 | 10.6 | 10.6 |  | False | Conventional | 05/05/2023 |  | 07/07/2023
Daikin Comfort Technologies Manufacturing, L.P. | Liberty Heating & Air Conditioning | GPCH33641A* | GPCH33641A* |  |  | Voluntarily Certified | Single-package air conditioner | False | False | 35600 |  | 13.4 | 13.4 |  |  | False | 30 | 30 | 10.6 | 10.6 |  | False | Conventional | 05/05/2023 |  | 07/07/2023
Daikin Comfort Technologies Manufacturing, L.P. | Janitrol | GSXN401810A* | GSXN401810A* | CA*FA1818*6C*+EEP+TXV |  | Voluntarily Certified | Single-split-system air condit | False | False | 17400 |  | 14.3 | 14.3 |  |  | False | 30 | 30 | 11.7 | 11.7 | Coil-Only System | False | Conventional | 05/05/2023 |  | 07/07/2023
Daikin Comfort Technologies Manufacturing, L.P. | ONE HOUR AIR CONDITIONING AND HEATING | GSXN404210A* | GSXN404210A* | CAPTA4230*4A*+EEP |  | Voluntarily Certified | Single-split-system air condit | False | False | 39500 |  | 14.3 | 14.3 |  |  | False | 30 | 30 | 11.7 | 11.7 | Coil-Only System | False | Conventional | 05/05/2023 |  | 07/07/2023
Daikin Comfort Technologies Manufacturing, L.P. | ONE HOUR AIR CONDITIONING AND HEATING | GPCH36041A* | GPCH36041A* |  |  | Voluntarily Certified | Single-package air conditioner | False | False | 56000 |  | 13.4 | 13.4 |  |  | False | 30 | 30 | 10.6 | 10.6 |  | False | Conventional | 05/05/2023 |  | 07/07/2023
Daikin Comfort Technologies Manufacturing, L.P. | ENERGI AIR | GSXN404210A* | GSXN404210A* | CAPTA4230*4A*+EEP |  | Voluntarily Certified | Single-split-system air condit | False | False | 39500 |  | 14.3 | 14.3 |  |  | False | 30 | 30 | 11.7 | 11.7 | Coil-Only System | False | Conventional | 05/05/2023 |  | 07/07/2023
Daikin Comfort Technologies Manufacturing, L.P. | ENERGI AIR | GPCH36041A* | GPCH36041A* |  |  | Voluntarily Certified | Single-package air conditioner | False | False | 56000 |  | 13.4 | 13.4 |  |  | False | 30 | 30 | 10.6 | 10.6 |  | False | Conventional | 05/05/2023 |  | 07/07/2023
Daikin Comfort Technologies Manufacturing, L.P. | ONE HOUR AIR CONDITIONING AND HEATING | GPGM330***41A* | GPGM330***41A* |  |  | Voluntarily Certified | Single-package air conditioner | False | False | 28600 |  | 13.4 | 13.4 |  |  | False | 30 | 30 | 10.6 | 10.6 |  | False | Conventional | 05/05/2023 |  | 07/07/2023
Daikin Comfort Technologies Manufacturing, L.P. | ONE HOUR AIR CONDITIONING AND HEATING | GPCM36041A* | GPCM36041A* |  |  | Voluntarily Certified | Single-package air conditioner | False | False | 54500 |  | 13.4 | 13.4 |  |  | False | 30 | 30 | 10.6 | 10.6 |  | False | Conventional | 05/05/2023 |  | 07/07/2023
Daikin Comfort Technologies Manufacturing, L.P. | Franklin | GPCM36041A* | GPCM36041A* |  |  | Voluntarily Certified | Single-package air conditioner | False | False | 54500 |  | 13.4 | 13.4 |  |  | False | 30 | 30 | 10.6 | 10.6 |  | False | Conventional | 05/05/2023 |  | 07/07/2023
Daikin Comfort Technologies Manufacturing, L.P. | Franklin | GPGM330***41A* | GPGM330***41A* |  |  | Voluntarily Certified | Single-package air conditioner | False | False | 28600 |  | 13.4 | 13.4 |  |  | False | 30 | 30 | 10.6 | 10.6 |  | False | Conventional | 05/05/2023 |  | 07/07/2023
Daikin Comfort Technologies Manufacturing, L.P. | AMANA DISTINCTIONS | GPCM36041A* | GPCM36041A* |  |  | Voluntarily Certified | Single-package air conditioner | False | False | 54500 |  | 13.4 | 13.4 |  |  | False | 30 | 30 | 10.6 | 10.6 |  | False | Conventional | 05/05/2023 |  | 07/07/2023
Daikin Comfort Technologies Manufacturing, L.P. | ABCOOLAIR | GPGM330***41A* | GPGM330***41A* |  |  | Voluntarily Certified | Single-package air conditioner | False | False | 28600 |  | 13.4 | 13.4 |  |  | False | 30 | 30 | 10.6 | 10.6 |  | False | Conventional | 05/05/2023 |  | 07/07/2023
Daikin Comfort Technologies Manufacturing, L.P. | ABCOOLAIR | GPCM36041A* | GPCM36041A* |  |  | Voluntarily Certified | Single-package air conditioner | False | False | 54500 |  | 13.4 | 13.4 |  |  | False | 30 | 30 | 10.6 | 10.6 |  | False | Conventional | 05/05/2023 |  | 07/07/2023
Daikin Comfort Technologies Manufacturing, L.P. | Goodman | GPGM330***41A* | GPGM330***41A* |  |  | Voluntarily Certified | Single-package air conditioner | False | False | 28600 |  | 13.4 | 13.4 |  |  | False | 30 | 30 | 10.6 | 10.6 |  | False | Conventional | 05/05/2023 |  | 07/07/2023
Daikin Comfort Technologies Manufacturing, L.P. | Goodman | GPCM36041A* | GPCM36041A* |  |  | Voluntarily Certified | Single-package air conditioner | False | False | 54500 |  | 13.4 | 13.4 |  |  | False | 30 | 30 | 10.6 | 10.6 |  | False | Conventional | 05/05/2023 |  | 07/07/2023
Daikin Comfort Technologies Manufacturing, L.P. | Liberty Heating & Air Conditioning | GPCM36041A* | GPCM36041A* |  |  | Voluntarily Certified | Single-package air conditioner | False | False | 54500 |  | 13.4 | 13.4 |  |  | False | 30 | 30 | 10.6 | 10.6 |  | False | Conventional | 05/05/2023 |  | 07/07/2023
Daikin Comfort Technologies Manufacturing, L.P. | Liberty Heating & Air Conditioning | GPGM330***41A* | GPGM330***41A* |  |  | Voluntarily Certified | Single-package air conditioner | False | False | 28600 |  | 13.4 | 13.4 |  |  | False | 30 | 30 | 10.6 | 10.6 |  | False | Conventional | 05/05/2023 |  | 07/07/2023
Daikin Comfort Technologies Manufacturing, L.P. | ENERGI AIR | GPCM36041A* | GPCM36041A* |  |  | Voluntarily Certified | Single-package air conditioner | False | False | 54500 |  | 13.4 | 13.4 |  |  | False | 30 | 30 | 10.6 | 10.6 |  | False | Conventional | 05/05/2023 |  | 07/07/2023
Daikin Comfort Technologies Manufacturing, L.P. | ENERGI AIR | GPGM330***41A* | GPGM330***41A* |  |  | Voluntarily Certified | Single-package air conditioner | False | False | 28600 |  | 13.4 | 13.4 |  |  | False | 30 | 30 | 10.6 | 10.6 |  | False | Conventional | 05/05/2023 |  | 07/07/2023
Daikin Comfort Technologies Manufacturing, L.P. | Janitrol | GPCM36041A* | GPCM36041A* |  |  | Voluntarily Certified | Single-package air conditioner | False | False | 54500 |  | 13.4 | 13.4 |  |  | False | 30 | 30 | 10.6 | 10.6 |  | False | Conventional | 05/05/2023 |  | 07/07/2023
Daikin Comfort Technologies Manufacturing, L.P. | Janitrol | GPGM330***41A* | GPGM330***41A* |  |  | Voluntarily Certified | Single-package air conditioner | False | False | 28600 |  | 13.4 | 13.4 |  |  | False | 30 | 30 | 10.6 | 10.6 |  | False | Conventional | 05/05/2023 |  | 07/07/2023
Daikin Comfort Technologies Manufacturing, L.P. | Franklin | GSXN403610A* | GSXN403610A* | CA*FA4226*6A*+EEP+TXV |  | Voluntarily Certified | Single-split-system air condit | False | False | 34200 |  | 14.3 | 14.3 |  |  | False | 30 | 30 | 11.7 | 11.7 | Coil-Only System | False | Conventional | 05/05/2023 |  | 07/07/2023
Daikin Comfort Technologies Manufacturing, L.P. | Franklin | GPCH34841A* | GPCH34841A* |  |  | Voluntarily Certified | Single-package air conditioner | False | False | 46000 |  | 13.4 | 13.4 |  |  | False | 30 | 30 | 10.6 | 10.6 |  | False | Conventional | 05/05/2023 |  | 07/07/2023
Daikin Comfort Technologies Manufacturing, L.P. | Franklin | GPCH33041A* | GPCH33041A* |  |  | Voluntarily Certified | Single-package air conditioner | False | False | 28200 |  | 13.4 | 13.4 |  |  | False | 30 | 30 | 10.6 | 10.6 |  | False | Conventional | 05/05/2023 |  | 07/07/2023
Daikin Comfort Technologies Manufacturing, L.P. | Franklin | GPGM542***41A* | GPGM542***41A* |  |  | Voluntarily Certified | Single-package air conditioner | False | False | 41000 |  | 14.7 | 13.4 |  |  | False | 30 | 30 | 11.2 | 10.6 |  | False | Conventional | 05/05/2023 |  | 07/07/2023
Daikin Comfort Technologies Manufacturing, L.P. | AMANA DISTINCTIONS | GPGM542***41A* | GPGM542***41A* |  |  | Voluntarily Certified | Single-package air conditioner | False | False | 41000 |  | 14.7 | 13.4 |  |  | False | 30 | 30 | 11.2 | 10.6 |  | False | Conventional | 05/05/2023 |  | 07/07/2023
Daikin Comfort Technologies Manufacturing, L.P. | AMANA DISTINCTIONS | GSXN403610A* | GSXN403610A* | CA*FA4226*6A*+EEP+TXV |  | Voluntarily Certified | Single-split-system air condit | False | False | 34200 |  | 14.3 | 14.3 |  |  | False | 30 | 30 | 11.7 | 11.7 | Coil-Only System | False | Conventional | 05/05/2023 |  | 07/07/2023
Daikin Comfort Technologies Manufacturing, L.P. | AMANA DISTINCTIONS | GPCH34841A* | GPCH34841A* |  |  | Voluntarily Certified | Single-package air conditioner | False | False | 46000 |  | 13.4 | 13.4 |  |  | False | 30 | 30 | 10.6 | 10.6 |  | False | Conventional | 05/05/2023 |  | 07/07/2023
Daikin Comfort Technologies Manufacturing, L.P. | AMANA DISTINCTIONS | GPCH33041A* | GPCH33041A* |  |  | Voluntarily Certified | Single-package air conditioner | False | False | 28200 |  | 13.4 | 13.4 |  |  | False | 30 | 30 | 10.6 | 10.6 |  | False | Conventional | 05/05/2023 |  | 07/07/2023
Daikin Comfort Technologies Manufacturing, L.P. | ONE HOUR AIR CONDITIONING AND HEATING | GSXN403610A* | GSXN403610A* | CA*FA4226*6A*+EEP+TXV |  | Voluntarily Certified | Single-split-system air condit | False | False | 34200 |  | 14.3 | 14.3 |  |  | False | 30 | 30 | 11.7 | 11.7 | Coil-Only System | False | Conventional | 05/05/2023 |  | 07/07/2023
Daikin Comfort Technologies Manufacturing, L.P. | ONE HOUR AIR CONDITIONING AND HEATING | GPCH33041A* | GPCH33041A* |  |  | Voluntarily Certified | Single-package air conditioner | False | False | 28200 |  | 13.4 | 13.4 |  |  | False | 30 | 30 | 10.6 | 10.6 |  | False | Conventional | 05/05/2023 |  | 07/07/2023
Daikin Comfort Technologies Manufacturing, L.P. | ONE HOUR AIR CONDITIONING AND HEATING | GPGM542***41A* | GPGM542***41A* |  |  | Voluntarily Certified | Single-package air conditioner | False | False | 41000 |  | 14.7 | 13.4 |  |  | False | 30 | 30 | 11.2 | 10.6 |  | False | Conventional | 05/05/2023 |  | 07/07/2023
Daikin Comfort Technologies Manufacturing, L.P. | ONE HOUR AIR CONDITIONING AND HEATING | GPCH34841A* | GPCH34841A* |  |  | Voluntarily Certified | Single-package air conditioner | False | False | 46000 |  | 13.4 | 13.4 |  |  | False | 30 | 30 | 10.6 | 10.6 |  | False | Conventional | 05/05/2023 |  | 07/07/2023
Daikin Comfort Technologies Manufacturing, L.P. | ABCOOLAIR | GSXN403610A* | GSXN403610A* | CA*FA4226*6A*+EEP+TXV |  | Voluntarily Certified | Single-split-system air condit | False | False | 34200 |  | 14.3 | 14.3 |  |  | False | 30 | 30 | 11.7 | 11.7 | Coil-Only System | False | Conventional | 05/05/2023 |  | 07/07/2023
Daikin Comfort Technologies Manufacturing, L.P. | ABCOOLAIR | GPGM542***41A* | GPGM542***41A* |  |  | Voluntarily Certified | Single-package air conditioner | False | False | 41000 |  | 14.7 | 13.4 |  |  | False | 30 | 30 | 11.2 | 10.6 |  | False | Conventional | 05/05/2023 |  | 07/07/2023
Daikin Comfort Technologies Manufacturing, L.P. | ABCOOLAIR | GPCH34841A* | GPCH34841A* |  |  | Voluntarily Certified | Single-package air conditioner | False | False | 46000 |  | 13.4 | 13.4 |  |  | False | 30 | 30 | 10.6 | 10.6 |  | False | Conventional | 05/05/2023 |  | 07/07/2023
Daikin Comfort Technologies Manufacturing, L.P. | ABCOOLAIR | GPCH33041A* | GPCH33041A* |  |  | Voluntarily Certified | Single-package air conditioner | False | False | 28200 |  | 13.4 | 13.4 |  |  | False | 30 | 30 | 10.6 | 10.6 |  | False | Conventional | 05/05/2023 |  | 07/07/2023
Daikin Comfort Technologies Manufacturing, L.P. | ENERGI AIR | GSXN403610A* | GSXN403610A* | CA*FA4226*6A*+EEP+TXV |  | Voluntarily Certified | Single-split-system air condit | False | False | 34200 |  | 14.3 | 14.3 |  |  | False | 30 | 30 | 11.7 | 11.7 | Coil-Only System | False | Conventional | 05/05/2023 |  | 07/07/2023
Daikin Comfort Technologies Manufacturing, L.P. | ENERGI AIR | GPGM542***41A* | GPGM542***41A* |  |  | Voluntarily Certified | Single-package air conditioner | False | False | 41000 |  | 14.7 | 13.4 |  |  | False | 30 | 30 | 11.2 | 10.6 |  | False | Conventional | 05/05/2023 |  | 07/07/2023
Daikin Comfort Technologies Manufacturing, L.P. | ENERGI AIR | GPCH34841A* | GPCH34841A* |  |  | Voluntarily Certified | Single-package air conditioner | False | False | 46000 |  | 13.4 | 13.4 |  |  | False | 30 | 30 | 10.6 | 10.6 |  | False | Conventional | 05/05/2023 |  | 07/07/2023
Daikin Comfort Technologies Manufacturing, L.P. | ENERGI AIR | GPCH33041A* | GPCH33041A* |  |  | Voluntarily Certified | Single-package air conditioner | False | False | 28200 |  | 13.4 | 13.4 |  |  | False | 30 | 30 | 10.6 | 10.6 |  | False | Conventional | 05/05/2023 |  | 07/07/2023
Daikin Comfort Technologies Manufacturing, L.P. | ENERGI AIR | GSXB402410A* | GSXB402410A* | CAPTA2422*4A*+EEP |  | Voluntarily Certified | Single-split-system air condit | False | False | 23600 |  | 14.3 | 14.3 |  |  | True | 30 | 30 | 11.7 | 11.7 | Coil-Only System | False | Conventional | 05/05/2023 |  | 07/07/2023
Daikin Comfort Technologies Manufacturing, L.P. | Janitrol | GSXB403610A* | GSXB403610A* | CAPTA3626*4A*+EEP |  | Voluntarily Certified | Single-split-system air condit | False | False | 34200 |  | 14.3 | 14.3 |  |  | True | 30 | 30 | 11.7 | 11.7 | Coil-Only System | False | Conventional | 05/05/2023 |  | 07/07/2023
Daikin Comfort Technologies Manufacturing, L.P. | Janitrol | VSXN403610A* | VSXN403610A* | CA*FA4226*6A*+EEP+TXV |  | Voluntarily Certified | Single-split-system air condit | False | False | 34200 |  | 14.3 | 14.3 |  |  | False | 30 | 30 | 11.7 | 11.7 | Coil-Only System | False | Conventional | 05/05/2023 |  | 07/07/2023
Daikin Comfort Technologies Manufacturing, L.P. | Janitrol | VSXN402410A* | VSXN402410A* | CA*FA2422*6B*+EEP+TXV |  | Voluntarily Certified | Single-split-system air condit | False | False | 22600 |  | 14.3 | 14.3 |  |  | False | 30 | 30 | 11.7 | 11.7 | Coil-Only System | False | Conventional | 05/05/2023 |  | 07/07/2023
Daikin Comfort Technologies Manufacturing, L.P. | Janitrol | GSXB402410A* | GSXB402410A* | CAPTA2422*4A*+EEP |  | Voluntarily Certified | Single-split-system air condit | False | False | 23600 |  | 14.3 | 14.3 |  |  | True | 30 | 30 | 11.7 | 11.7 | Coil-Only System | False | Conventional | 05/05/2023 |  | 07/07/2023
Daikin Comfort Technologies Manufacturing, L.P. | Janitrol | GPGM336***41A* | GPGM336***41A* |  |  | Voluntarily Certified | Single-package air conditioner | False | False | 34200 |  | 13.4 | 13.4 |  |  | False | 30 | 30 | 10.6 | 10.6 |  | False | Conventional | 05/05/2023 |  | 07/07/2023
Daikin Comfort Technologies Manufacturing, L.P. | Goodman | GSXN403610A* | GSXN403610A* | CA*FA4226*6A*+EEP+TXV |  | Voluntarily Certified | Single-split-system air condit | False | False | 34200 |  | 14.3 | 14.3 |  |  | False | 30 | 30 | 11.7 | 11.7 | Coil-Only System | False | Conventional | 05/05/2023 |  | 07/07/2023
Daikin Comfort Technologies Manufacturing, L.P. | Goodman | GPCH33041A* | GPCH33041A* |  |  | Voluntarily Certified | Single-package air conditioner | False | False | 28200 |  | 13.4 | 13.4 |  |  | False | 30 | 30 | 10.6 | 10.6 |  | False | Conventional | 05/05/2023 |  | 07/07/2023
Daikin Comfort Technologies Manufacturing, L.P. | Goodman | GPGM542***41A* | GPGM542***41A* |  |  | Voluntarily Certified | Single-package air conditioner | False | False | 41000 |  | 14.7 | 13.4 |  |  | False | 30 | 30 | 11.2 | 10.6 |  | False | Conventional | 05/05/2023 |  | 07/07/2023
Daikin Comfort Technologies Manufacturing, L.P. | Goodman | GPCH34841A* | GPCH34841A* |  |  | Voluntarily Certified | Single-package air conditioner | False | False | 46000 |  | 13.4 | 13.4 |  |  | False | 30 | 30 | 10.6 | 10.6 |  | False | Conventional | 05/05/2023 |  | 07/07/2023
Daikin Comfort Technologies Manufacturing, L.P. | Franklin | GSXH504210A* | GSXH504210A* | CAPTA4230*4A*+EEP |  | Voluntarily Certified | Single-split-system air condit | False | False | 40000 |  | 14.3 | 14.3 |  |  | True | 30 | 30 | 11.7 | 11.7 | Coil-Only System | False | Conventional | 05/05/2023 |  | 07/07/2023
Daikin Comfort Technologies Manufacturing, L.P. | Janitrol | GSXM402410A* | GSXM402410A* | CA*FA2422*6B*+EEP+TXV |  | Voluntarily Certified | Single-split-system air condit | False | False | 23600 |  | 14.3 | 14.3 |  |  | True | 30 | 30 | 11.7 | 11.7 | Coil-Only System | False | Conventional | 05/05/2023 |  | 07/07/2023
Daikin Comfort Technologies Manufacturing, L.P. | Janitrol | GPGM361***41A* | GPGM361***41A* |  |  | Voluntarily Certified | Single-package air conditioner | False | False | 56000 |  | 13.4 | 13.4 |  |  | False | 30 | 30 | 10.6 | 10.6 |  | False | Conventional | 05/05/2023 |  | 07/07/2023
Daikin Comfort Technologies Manufacturing, L.P. | Janitrol | GPCH32441A* | GPCH32441A* |  |  | Voluntarily Certified | Single-package air conditioner | False | False | 22800 |  | 13.4 | 13.4 |  |  | False | 30 | 30 | 10.6 | 10.6 |  | False | Conventional | 05/05/2023 |  | 07/07/2023
Daikin Comfort Technologies Manufacturing, L.P. | Liberty Heating & Air Conditioning | GPCH32441A* | GPCH32441A* |  |  | Voluntarily Certified | Single-package air conditioner | False | False | 22800 |  | 13.4 | 13.4 |  |  | False | 30 | 30 | 10.6 | 10.6 |  | False | Conventional | 05/05/2023 |  | 07/07/2023
Daikin Comfort Technologies Manufacturing, L.P. | Liberty Heating & Air Conditioning | GSXM402410A* | GSXM402410A* | CA*FA2422*6B*+EEP+TXV |  | Voluntarily Certified | Single-split-system air condit | False | False | 23600 |  | 14.3 | 14.3 |  |  | True | 30 | 30 | 11.7 | 11.7 | Coil-Only System | False | Conventional | 05/05/2023 |  | 07/07/2023
Daikin Comfort Technologies Manufacturing, L.P. | Janitrol | GPCM32441A* | GPCM32441A* |  |  | Voluntarily Certified | Single-package air conditioner | False | False | 22800 |  | 13.4 | 13.4 |  |  | False | 30 | 30 | 10.6 | 10.6 |  | False | Conventional | 05/05/2023 |  | 07/07/2023
Daikin Comfort Technologies Manufacturing, L.P. | Janitrol | GSXM403010A* | GSXM403010A* | CA*FA3022*6B*+EEP+TXV |  | Voluntarily Certified | Single-split-system air condit | False | False | 28400 |  | 14.3 | 14.3 |  |  | True | 30 | 30 | 11.7 | 11.7 | Coil-Only System | False | Conventional | 05/05/2023 |  | 07/07/2023
Daikin Comfort Technologies Manufacturing, L.P. | Janitrol | GPGM324***41A* | GPGM324***41A* |  |  | Voluntarily Certified | Single-package air conditioner | False | False | 23000 |  | 13.4 | 13.4 |  |  | False | 30 | 30 | 10.6 | 10.6 |  | False | Conventional | 05/05/2023 |  | 07/07/2023
Daikin Comfort Technologies Manufacturing, L.P. | Janitrol | GSXM403610A* | GSXM403610A* | CA*FA4226*6A*+EEP+TXV |  | Voluntarily Certified | Single-split-system air condit | False | False | 34200 |  | 14.3 | 14.3 |  |  | True | 30 | 30 | 11.7 | 11.7 | Coil-Only System | False | Conventional | 05/05/2023 |  | 07/07/2023
Daikin Comfort Technologies Manufacturing, L.P. | Janitrol | GSXC702410A* | GSXC702410A* | CA*FA2422*6B*+EEP+TXV |  | Voluntarily Certified | Single-split-system air condit | False | False | 22800 |  | 14.3 | 14.3 |  |  | True | 30 | 30 | 11.7 | 11.7 | Coil-Only System | False | Conventional | 05/05/2023 |  | 07/07/2023
Daikin Comfort Technologies Manufacturing, L.P. | Liberty Heating & Air Conditioning | GPGM361***41A* | GPGM361***41A* |  |  | Voluntarily Certified | Single-package air conditioner | False | False | 56000 |  | 13.4 | 13.4 |  |  | False | 30 | 30 | 10.6 | 10.6 |  | False | Conventional | 05/05/2023 |  | 07/07/2023
Daikin Comfort Technologies Manufacturing, L.P. | Janitrol | GSXM401810A* | GSXM401810A* | CA*FA1818*6C*+EEP+TXV |  | Voluntarily Certified | Single-split-system air condit | False | False | 17400 |  | 14.3 | 14.3 |  |  | False | 30 | 30 | 11.7 | 11.7 | Coil-Only System | False | Conventional | 05/05/2023 |  | 07/07/2023
Daikin Comfort Technologies Manufacturing, L.P. | Janitrol | VSXN401810A* | VSXN401810A* | CA*FA1818*6C*+EEP+TXV |  | Voluntarily Certified | Single-split-system air condit | False | False | 17400 |  | 14.3 | 14.3 |  |  | False | 30 | 30 | 11.7 | 11.7 | Coil-Only System | False | Conventional | 05/05/2023 |  | 07/07/2023
Daikin Comfort Technologies Manufacturing, L.P. | Janitrol | GPGM342***41A* | GPGM342***41A* |  |  | Voluntarily Certified | Single-package air conditioner | False | False | 40000 |  | 13.4 | 13.4 |  |  | False | 30 | 30 | 10.6 | 10.6 |  | False | Conventional | 05/05/2023 |  | 07/07/2023
Daikin Comfort Technologies Manufacturing, L.P. | Liberty Heating & Air Conditioning | GPGM342***41A* | GPGM342***41A* |  |  | Voluntarily Certified | Single-package air conditioner | False | False | 40000 |  | 13.4 | 13.4 |  |  | False | 30 | 30 | 10.6 | 10.6 |  | False | Conventional | 05/05/2023 |  | 07/07/2023
Daikin Comfort Technologies Manufacturing, L.P. | ONE HOUR AIR CONDITIONING AND HEATING | GPUM324***41A* | GPUM324***41A* |  |  | Voluntarily Certified | Single-package air conditioner | False | False | 23000 |  | 13.4 | 13.4 |  |  | False | 30 | 30 | 10.6 | 10.6 |  | False | Conventional | 05/05/2023 |  | 07/07/2023
Daikin Comfort Technologies Manufacturing, L.P. | ONE HOUR AIR CONDITIONING AND HEATING | GPUM342***41A* | GPUM342***41A* |  |  | Voluntarily Certified | Single-package air conditioner | False | False | 40000 |  | 13.4 | 13.4 |  |  | False | 30 | 30 | 10.6 | 10.6 |  | False | Conventional | 05/05/2023 |  | 07/07/2023
Daikin Comfort Technologies Manufacturing, L.P. | ONE HOUR AIR CONDITIONING AND HEATING | GPCM34841A* | GPCM34841A* |  |  | Voluntarily Certified | Single-package air conditioner | False | False | 44500 |  | 13.4 | 13.4 |  |  | False | 30 | 30 | 10.6 | 10.6 |  | False | Conventional | 05/05/2023 |  | 07/07/2023
Daikin Comfort Technologies Manufacturing, L.P. | ONE HOUR AIR CONDITIONING AND HEATING | GPCM33641A* | GPCM33641A* |  |  | Voluntarily Certified | Single-package air conditioner | False | False | 34200 |  | 13.4 | 13.4 |  |  | False | 30 | 30 | 10.6 | 10.6 |  | False | Conventional | 05/05/2023 |  | 07/07/2023
Daikin Comfort Technologies Manufacturing, L.P. | Goodman | GSXH504210A* | GSXH504210A* | CAPTA4230*4A*+EEP |  | Voluntarily Certified | Single-split-system air condit | False | False | 40000 |  | 14.3 | 14.3 |  |  | True | 30 | 30 | 11.7 | 11.7 | Coil-Only System | False | Conventional | 05/05/2023 |  | 07/07/2023
Daikin Comfort Technologies Manufacturing, L.P. | Goodman | VSXN404210A* | VSXN404210A* | CAPTA4230*4A*+EEP |  | Voluntarily Certified | Single-split-system air condit | False | False | 39500 |  | 14.3 | 14.3 |  |  | False | 30 | 30 | 11.7 | 11.7 | Coil-Only System | False | Conventional | 05/05/2023 |  | 07/07/2023
Daikin Comfort Technologies Manufacturing, L.P. | ENERGI AIR | VSXN401810A* | VSXN401810A* | CA*FA1818*6C*+EEP+TXV |  | Voluntarily Certified | Single-split-system air condit | False | False | 17400 |  | 14.3 | 14.3 |  |  | False | 30 | 30 | 11.7 | 11.7 | Coil-Only System | False | Conventional | 05/05/2023 |  | 07/07/2023
Daikin Comfort Technologies Manufacturing, L.P. | ENERGI AIR | GPGM342***41A* | GPGM342***41A* |  |  | Voluntarily Certified | Single-package air conditioner | False | False | 40000 |  | 13.4 | 13.4 |  |  | False | 30 | 30 | 10.6 | 10.6 |  | False | Conventional | 05/05/2023 |  | 07/07/2023
Daikin Comfort Technologies Manufacturing, L.P. | ENERGI AIR | GSXM401810A* | GSXM401810A* | CA*FA1818*6C*+EEP+TXV |  | Voluntarily Certified | Single-split-system air condit | False | False | 17400 |  | 14.3 | 14.3 |  |  | False | 30 | 30 | 11.7 | 11.7 | Coil-Only System | False | Conventional | 05/05/2023 |  | 07/07/2023
Daikin Comfort Technologies Manufacturing, L.P. | Liberty Heating & Air Conditioning | GPUM348***41A* | GPUM348***41A* |  |  | Voluntarily Certified | Single-package air conditioner | False | False | 46000 |  | 13.4 | 13.4 |  |  | False | 30 | 30 | 10.6 | 10.6 |  | False | Conventional | 05/05/2023 |  | 07/07/2023
Daikin Comfort Technologies Manufacturing, L.P. | Liberty Heating & Air Conditioning | GSXB403010A* | GSXB403010A* | CAPTA3022*4A*+EEP |  | Voluntarily Certified | Single-split-system air condit | False | False | 28400 |  | 14.3 | 14.3 |  |  | True | 30 | 30 | 11.7 | 11.7 | Coil-Only System | False | Conventional | 05/05/2023 |  | 07/07/2023
Daikin Comfort Technologies Manufacturing, L.P. | Liberty Heating & Air Conditioning | GSXC703610A* | GSXC703610A* | CA*FA4226*6A*+EEP+TXV |  | Voluntarily Certified | Single-split-system air condit | False | False | 34200 |  | 14.3 | 14.3 |  |  | False | 30 | 30 | 11.7 | 11.7 | Coil-Only System | False | Conventional | 05/05/2023 |  | 07/07/2023
Daikin Comfort Technologies Manufacturing, L.P. | AMANA DISTINCTIONS | VSXN401810A* | VSXN401810A* | CA*FA1818*6C*+EEP+TXV |  | Voluntarily Certified | Single-split-system air condit | False | False | 17400 |  | 14.3 | 14.3 |  |  | False | 30 | 30 | 11.7 | 11.7 | Coil-Only System | False | Conventional | 05/05/2023 |  | 07/07/2023
Daikin Comfort Technologies Manufacturing, L.P. | AMANA DISTINCTIONS | GPGM342***41A* | GPGM342***41A* |  |  | Voluntarily Certified | Single-package air conditioner | False | False | 40000 |  | 13.4 | 13.4 |  |  | False | 30 | 30 | 10.6 | 10.6 |  | False | Conventional | 05/05/2023 |  | 07/07/2023
Daikin Comfort Technologies Manufacturing, L.P. | AMANA DISTINCTIONS | GPUM330***41A* | GPUM330***41A* |  |  | Voluntarily Certified | Single-package air conditioner | False | False | 28600 |  | 13.4 | 13.4 |  |  | False | 30 | 30 | 10.6 | 10.6 |  | False | Conventional | 05/05/2023 |  | 07/07/2023
Daikin Comfort Technologies Manufacturing, L.P. | AMANA DISTINCTIONS | GPUM324***41A* | GPUM324***41A* |  |  | Voluntarily Certified | Single-package air conditioner | False | False | 23000 |  | 13.4 | 13.4 |  |  | False | 30 | 30 | 10.6 | 10.6 |  | False | Conventional | 05/05/2023 |  | 07/07/2023
Daikin Comfort Technologies Manufacturing, L.P. | AMANA DISTINCTIONS | GPUM342***41A* | GPUM342***41A* |  |  | Voluntarily Certified | Single-package air conditioner | False | False | 40000 |  | 13.4 | 13.4 |  |  | False | 30 | 30 | 10.6 | 10.6 |  | False | Conventional | 05/05/2023 |  | 07/07/2023
Daikin Comfort Technologies Manufacturing, L.P. | AMANA DISTINCTIONS | GPCM34841A* | GPCM34841A* |  |  | Voluntarily Certified | Single-package air conditioner | False | False | 44500 |  | 13.4 | 13.4 |  |  | False | 30 | 30 | 10.6 | 10.6 |  | False | Conventional | 05/05/2023 |  | 07/07/2023
Daikin Comfort Technologies Manufacturing, L.P. | AMANA DISTINCTIONS | GPCM33641A* | GPCM33641A* |  |  | Voluntarily Certified | Single-package air conditioner | False | False | 34200 |  | 13.4 | 13.4 |  |  | False | 30 | 30 | 10.6 | 10.6 |  | False | Conventional | 05/05/2023 |  | 07/07/2023
Daikin Comfort Technologies Manufacturing, L.P. | Janitrol | GSXN403610A* | GSXN403610A* | CA*FA4226*6A*+EEP+TXV |  | Voluntarily Certified | Single-split-system air condit | False | False | 34200 |  | 14.3 | 14.3 |  |  | False | 30 | 30 | 11.7 | 11.7 | Coil-Only System | False | Conventional | 05/05/2023 |  | 07/07/2023
Daikin Comfort Technologies Manufacturing, L.P. | Janitrol | GPGM542***41A* | GPGM542***41A* |  |  | Voluntarily Certified | Single-package air conditioner | False | False | 41000 |  | 14.7 | 13.4 |  |  | False | 30 | 30 | 11.2 | 10.6 |  | False | Conventional | 05/05/2023 |  | 07/07/2023
Daikin Comfort Technologies Manufacturing, L.P. | Janitrol | GSXN404210A* | GSXN404210A* | CAPTA4230*4A*+EEP |  | Voluntarily Certified | Single-split-system air condit | False | False | 39500 |  | 14.3 | 14.3 |  |  | False | 30 | 30 | 11.7 | 11.7 | Coil-Only System | False | Conventional | 05/05/2023 |  | 07/07/2023
Daikin Comfort Technologies Manufacturing, L.P. | Janitrol | GPCH36041A* | GPCH36041A* |  |  | Voluntarily Certified | Single-package air conditioner | False | False | 56000 |  | 13.4 | 13.4 |  |  | False | 30 | 30 | 10.6 | 10.6 |  | False | Conventional | 05/05/2023 |  | 07/07/2023
Daikin Comfort Technologies Manufacturing, L.P. | Liberty Heating & Air Conditioning | GPCH36041A* | GPCH36041A* |  |  | Voluntarily Certified | Single-package air conditioner | False | False | 56000 |  | 13.4 | 13.4 |  |  | False | 30 | 30 | 10.6 | 10.6 |  | False | Conventional | 05/05/2023 |  | 07/07/2023
Daikin Comfort Technologies Manufacturing, L.P. | Liberty Heating & Air Conditioning | GSXN404210A* | GSXN404210A* | CAPTA4230*4A*+EEP |  | Voluntarily Certified | Single-split-system air condit | False | False | 39500 |  | 14.3 | 14.3 |  |  | False | 30 | 30 | 11.7 | 11.7 | Coil-Only System | False | Conventional | 05/05/2023 |  | 07/07/2023
Daikin Comfort Technologies Manufacturing, L.P. | ONE HOUR AIR CONDITIONING AND HEATING | GPUM330***41A* | GPUM330***41A* |  |  | Voluntarily Certified | Single-package air conditioner | False | False | 28600 |  | 13.4 | 13.4 |  |  | False | 30 | 30 | 10.6 | 10.6 |  | False | Conventional | 05/05/2023 |  | 07/07/2023
Daikin Comfort Technologies Manufacturing, L.P. | ENERGI AIR | GSXN403010A* | GSXN403010A* | CA*FA3626*6A*+EEP+TXV |  | Voluntarily Certified | Single-split-system air condit | False | False | 28600 |  | 14.3 | 14.3 |  |  | False | 30 | 30 | 11.7 | 11.7 | Coil-Only System | False | Conventional | 05/05/2023 |  | 07/07/2023
Daikin Comfort Technologies Manufacturing, L.P. | ENERGI AIR | GPGM348***41A* | GPGM348***41A* |  |  | Voluntarily Certified | Single-package air conditioner | False | False | 46000 |  | 13.4 | 13.4 |  |  | False | 30 | 30 | 10.6 | 10.6 |  | False | Conventional | 05/05/2023 |  | 07/07/2023
Daikin Comfort Technologies Manufacturing, L.P. | Janitrol | GSXB404210A* | GSXB404210A* | CAPTA4230*4A*+EEP |  | Voluntarily Certified | Single-split-system air condit | False | False | 40000 |  | 14.3 | 14.3 |  |  | True | 30 | 30 | 11.7 | 11.7 | Coil-Only System | False | Conventional | 05/05/2023 |  | 07/07/2023
Daikin Comfort Technologies Manufacturing, L.P. | Liberty Heating & Air Conditioning | GPCM33041A* | GPCM33041A* |  |  | Voluntarily Certified | Single-package air conditioner | False | False | 27800 |  | 13.4 | 13.4 |  |  | False | 30 | 30 | 10.6 | 10.6 |  | False | Conventional | 05/05/2023 |  | 07/07/2023
Daikin Comfort Technologies Manufacturing, L.P. | Liberty Heating & Air Conditioning | GPCM34241A* | GPCM34241A* |  |  | Voluntarily Certified | Single-package air conditioner | False | False | 40000 |  | 13.4 | 13.4 |  |  | False | 30 | 30 | 10.6 | 10.6 |  | False | Conventional | 05/05/2023 |  | 07/07/2023
Daikin Comfort Technologies Manufacturing, L.P. | Liberty Heating & Air Conditioning | GPGM530***41A* | GPGM530***41A* |  |  | Voluntarily Certified | Single-package air conditioner | False | False | 29000 |  | 14.6 | 13.4 |  |  | False | 30 | 30 | 11.2 | 10.6 |  | False | Conventional | 05/05/2023 |  | 07/07/2023
Daikin Comfort Technologies Manufacturing, L.P. | Liberty Heating & Air Conditioning | GSXH501810A* | GSXH501810A* | CA*FA1818*6C*+EEP+TXV |  | Voluntarily Certified | Single-split-system air condit | False | False | 17400 |  | 14.3 | 14.3 |  |  | False | 30 | 30 | 11.7 | 11.7 | Coil-Only System | False | Conventional | 05/05/2023 |  | 07/07/2023
Daikin Comfort Technologies Manufacturing, L.P. | Liberty Heating & Air Conditioning | GSXB404210A* | GSXB404210A* | CAPTA4230*4A*+EEP |  | Voluntarily Certified | Single-split-system air condit | False | False | 40000 |  | 14.3 | 14.3 |  |  | True | 30 | 30 | 11.7 | 11.7 | Coil-Only System | False | Conventional | 05/05/2023 |  | 07/07/2023
Daikin Comfort Technologies Manufacturing, L.P. | AMANA DISTINCTIONS | GPGM560***41A* | GPGM560***41A* |  |  | Voluntarily Certified | Single-package air conditioner | False | False | 58000 |  | 15.2 | 13.4 |  |  | False | 30 | 30 | 11.2 | 10.6 |  | False | Conventional | 05/05/2023 |  | 07/07/2023
Daikin Comfort Technologies Manufacturing, L.P. | AMANA DISTINCTIONS | GSXH503610A* | GSXH503610A* | CA*FA4226*6A*+EEP+TXV |  | Voluntarily Certified | Single-split-system air condit | False | False | 34200 |  | 14.3 | 14.3 |  |  | True | 30 | 30 | 11.7 | 11.7 | Coil-Only System | False | Conventional | 05/05/2023 |  | 07/07/2023
Daikin Comfort Technologies Manufacturing, L.P. | AMANA DISTINCTIONS | GPUM336***41A* | GPUM336***41A* |  |  | Voluntarily Certified | Single-package air conditioner | False | False | 34200 |  | 13.4 | 13.4 |  |  | False | 30 | 30 | 10.6 | 10.6 |  | False | Conventional | 05/05/2023 |  | 07/07/2023
Daikin Comfort Technologies Manufacturing, L.P. | ABCOOLAIR | GPGM560***41A* | GPGM560***41A* |  |  | Voluntarily Certified | Single-package air conditioner | False | False | 58000 |  | 15.2 | 13.4 |  |  | False | 30 | 30 | 11.2 | 10.6 |  | False | Conventional | 05/05/2023 |  | 07/07/2023
Daikin Comfort Technologies Manufacturing, L.P. | ABCOOLAIR | GSXH503610A* | GSXH503610A* | CA*FA4226*6A*+EEP+TXV |  | Voluntarily Certified | Single-split-system air condit | False | False | 34200 |  | 14.3 | 14.3 |  |  | True | 30 | 30 | 11.7 | 11.7 | Coil-Only System | False | Conventional | 05/05/2023 |  | 07/07/2023
Daikin Comfort Technologies Manufacturing, L.P. | ABCOOLAIR | GPUM336***41A* | GPUM336***41A* |  |  | Voluntarily Certified | Single-package air conditioner | False | False | 34200 |  | 13.4 | 13.4 |  |  | False | 30 | 30 | 10.6 | 10.6 |  | False | Conventional | 05/05/2023 |  | 07/07/2023
Daikin Comfort Technologies Manufacturing, L.P. | ENERGI AIR | GPGM524***41A* | GPGM524***41A* |  |  | Voluntarily Certified | Single-package air conditioner | False | False | 23000 |  | 15.2 | 13.4 |  |  | False | 30 | 30 | 11.2 | 10.6 |  | False | Conventional | 05/05/2023 |  | 07/07/2023
Daikin Comfort Technologies Manufacturing, L.P. | ENERGI AIR | GSXH503010A* | GSXH503010A* | CA*FA3022*6B*+EEP+TXV |  | Voluntarily Certified | Single-split-system air condit | False | False | 28400 |  | 14.3 | 14.3 |  |  | True | 30 | 30 | 11.7 | 11.7 | Coil-Only System | False | Conventional | 05/05/2023 |  | 07/07/2023
Daikin Comfort Technologies Manufacturing, L.P. | ENERGI AIR | GSXM402410A* | GSXM402410A* | CA*FA2422*6B*+EEP+TXV |  | Voluntarily Certified | Single-split-system air condit | False | False | 23600 |  | 14.3 | 14.3 |  |  | True | 30 | 30 | 11.7 | 11.7 | Coil-Only System | False | Conventional | 05/05/2023 |  | 07/07/2023
Daikin Comfort Technologies Manufacturing, L.P. | ENERGI AIR | GPGM361***41A* | GPGM361***41A* |  |  | Voluntarily Certified | Single-package air conditioner | False | False | 56000 |  | 13.4 | 13.4 |  |  | False | 30 | 30 | 10.6 | 10.6 |  | False | Conventional | 05/05/2023 |  | 07/07/2023
Daikin Comfort Technologies Manufacturing, L.P. | ENERGI AIR | GPCH32441A* | GPCH32441A* |  |  | Voluntarily Certified | Single-package air conditioner | False | False | 22800 |  | 13.4 | 13.4 |  |  | False | 30 | 30 | 10.6 | 10.6 |  | False | Conventional | 05/05/2023 |  | 07/07/2023
Daikin Comfort Technologies Manufacturing, L.P. | Janitrol | GSXN403010A* | GSXN403010A* | CA*FA3626*6A*+EEP+TXV |  | Voluntarily Certified | Single-split-system air condit | False | False | 28600 |  | 14.3 | 14.3 |  |  | False | 30 | 30 | 11.7 | 11.7 | Coil-Only System | False | Conventional | 05/05/2023 |  | 07/07/2023
Daikin Comfort Technologies Manufacturing, L.P. | Janitrol | GPGM348***41A* | GPGM348***41A* |  |  | Voluntarily Certified | Single-package air conditioner | False | False | 46000 |  | 13.4 | 13.4 |  |  | False | 30 | 30 | 10.6 | 10.6 |  | False | Conventional | 05/05/2023 |  | 07/07/2023
Daikin Comfort Technologies Manufacturing, L.P. | Liberty Heating & Air Conditioning | GSXN403010A* | GSXN403010A* | CA*FA3626*6A*+EEP+TXV |  | Voluntarily Certified | Single-split-system air condit | False | False | 28600 |  | 14.3 | 14.3 |  |  | False | 30 | 30 | 11.7 | 11.7 | Coil-Only System | False | Conventional | 05/05/2023 |  | 07/07/2023
Daikin Comfort Technologies Manufacturing, L.P. | ONE HOUR AIR CONDITIONING AND HEATING | GSXH502410A* | GSXH502410A* | CA*FA2422*6B*+EEP+TXV |  | Voluntarily Certified | Single-split-system air condit | False | False | 23600 |  | 14.3 | 14.3 |  |  | True | 30 | 30 | 11.7 | 11.7 | Coil-Only System | False | Conventional | 05/05/2023 |  | 07/07/2023
Daikin Comfort Technologies Manufacturing, L.P. | ABCOOLAIR | VSXN402410A* | VSXN402410A* | CA*FA2422*6B*+EEP+TXV |  | Voluntarily Certified | Single-split-system air condit | False | False | 22600 |  | 14.3 | 14.3 |  |  | False | 30 | 30 | 11.7 | 11.7 | Coil-Only System | False | Conventional | 05/05/2023 |  | 07/07/2023
Daikin Comfort Technologies Manufacturing, L.P. | Janitrol | GPUM348***41A* | GPUM348***41A* |  |  | Voluntarily Certified | Single-package air conditioner | False | False | 46000 |  | 13.4 | 13.4 |  |  | False | 30 | 30 | 10.6 | 10.6 |  | False | Conventional | 05/05/2023 |  | 07/07/2023
Daikin Comfort Technologies Manufacturing, L.P. | ABCOOLAIR | GSXH501810A* | GSXH501810A* | CA*FA1818*6C*+EEP+TXV |  | Voluntarily Certified | Single-split-system air condit | False | False | 17400 |  | 14.3 | 14.3 |  |  | False | 30 | 30 | 11.7 | 11.7 | Coil-Only System | False | Conventional | 05/05/2023 |  | 07/07/2023
Daikin Comfort Technologies Manufacturing, L.P. | ABCOOLAIR | GPGM530***41A* | GPGM530***41A* |  |  | Voluntarily Certified | Single-package air conditioner | False | False | 29000 |  | 14.6 | 13.4 |  |  | False | 30 | 30 | 11.2 | 10.6 |  | False | Conventional | 05/05/2023 |  | 07/07/2023
Daikin Comfort Technologies Manufacturing, L.P. | Liberty Heating & Air Conditioning | GPCH34241A* | GPCH34241A* |  |  | Voluntarily Certified | Single-package air conditioner | False | False | 40000 |  | 13.4 | 13.4 |  |  | False | 30 | 30 | 10.6 | 10.6 |  | False | Conventional | 05/05/2023 |  | 07/07/2023
Daikin Comfort Technologies Manufacturing, L.P. | Liberty Heating & Air Conditioning | GSXN401810A* | GSXN401810A* | CA*FA1818*6C*+EEP+TXV |  | Voluntarily Certified | Single-split-system air condit | False | False | 17400 |  | 14.3 | 14.3 |  |  | False | 30 | 30 | 11.7 | 11.7 | Coil-Only System | False | Conventional | 05/05/2023 |  | 07/07/2023
Daikin Comfort Technologies Manufacturing, L.P. | Liberty Heating & Air Conditioning | GSXN402410A* | GSXN402410A* | CA*FA2422*6B*+EEP+TXV |  | Voluntarily Certified | Single-split-system air condit | False | False | 22600 |  | 14.3 | 14.3 |  |  | False | 30 | 30 | 11.7 | 11.7 | Coil-Only System | False | Conventional | 05/05/2023 |  | 07/07/2023
Daikin Comfort Technologies Manufacturing, L.P. | Liberty Heating & Air Conditioning | GPGM536***41A* | GPGM536***41A* |  |  | Voluntarily Certified | Single-package air conditioner | False | False | 35000 |  | 15.2 | 13.4 |  |  | False | 30 | 30 | 11.2 | 10.6 |  | False | Conventional | 05/05/2023 |  | 07/07/2023
Daikin Comfort Technologies Manufacturing, L.P. | Franklin | GSXM402410A* | GSXM402410A* | CA*FA2422*6B*+EEP+TXV |  | Voluntarily Certified | Single-split-system air condit | False | False | 23600 |  | 14.3 | 14.3 |  |  | True | 30 | 30 | 11.7 | 11.7 | Coil-Only System | False | Conventional | 05/05/2023 |  | 07/07/2023
Daikin Comfort Technologies Manufacturing, L.P. | Franklin | GPCH32441A* | GPCH32441A* |  |  | Voluntarily Certified | Single-package air conditioner | False | False | 22800 |  | 13.4 | 13.4 |  |  | False | 30 | 30 | 10.6 | 10.6 |  | False | Conventional | 05/05/2023 |  | 07/07/2023
Daikin Comfort Technologies Manufacturing, L.P. | Franklin | GPGM361***41A* | GPGM361***41A* |  |  | Voluntarily Certified | Single-package air conditioner | False | False | 56000 |  | 13.4 | 13.4 |  |  | False | 30 | 30 | 10.6 | 10.6 |  | False | Conventional | 05/05/2023 |  | 07/07/2023
Daikin Comfort Technologies Manufacturing, L.P. | ENERGI AIR | GPCM32441A* | GPCM32441A* |  |  | Voluntarily Certified | Single-package air conditioner | False | False | 22800 |  | 13.4 | 13.4 |  |  | False | 30 | 30 | 10.6 | 10.6 |  | False | Conventional | 05/05/2023 |  | 07/07/2023
Daikin Comfort Technologies Manufacturing, L.P. | ENERGI AIR | GSXC702410A* | GSXC702410A* | CA*FA2422*6B*+EEP+TXV |  | Voluntarily Certified | Single-split-system air condit | False | False | 22800 |  | 14.3 | 14.3 |  |  | True | 30 | 30 | 11.7 | 11.7 | Coil-Only System | False | Conventional | 05/05/2023 |  | 07/07/2023
Daikin Comfort Technologies Manufacturing, L.P. | ENERGI AIR | GSXB401810A* | GSXB401810A* | CAPTA1818*4A*+EEP |  | Voluntarily Certified | Single-split-system air condit | False | False | 17400 |  | 14.3 | 14.3 |  |  | False | 30 | 30 | 11.7 | 11.7 | Coil-Only System | False | Conventional | 05/05/2023 |  | 07/07/2023
Daikin Comfort Technologies Manufacturing, L.P. | Goodman | GSXH503610A* | GSXH503610A* | CA*FA4226*6A*+EEP+TXV |  | Voluntarily Certified | Single-split-system air condit | False | False | 34200 |  | 14.3 | 14.3 |  |  | True | 30 | 30 | 11.7 | 11.7 | Coil-Only System | False | Conventional | 05/05/2023 |  | 07/07/2023
Daikin Comfort Technologies Manufacturing, L.P. | Goodman | GPUM336***41A* | GPUM336***41A* |  |  | Voluntarily Certified | Single-package air conditioner | False | False | 34200 |  | 13.4 | 13.4 |  |  | False | 30 | 30 | 10.6 | 10.6 |  | False | Conventional | 05/05/2023 |  | 07/07/2023
Daikin Comfort Technologies Manufacturing, L.P. | Goodman | GPGM560***41A* | GPGM560***41A* |  |  | Voluntarily Certified | Single-package air conditioner | False | False | 58000 |  | 15.2 | 13.4 |  |  | False | 30 | 30 | 11.2 | 10.6 |  | False | Conventional | 05/05/2023 |  | 07/07/2023
Daikin Comfort Technologies Manufacturing, L.P. | Franklin | GSXH503610A* | GSXH503610A* | CA*FA4226*6A*+EEP+TXV |  | Voluntarily Certified | Single-split-system air condit | False | False | 34200 |  | 14.3 | 14.3 |  |  | True | 30 | 30 | 11.7 | 11.7 | Coil-Only System | False | Conventional | 05/05/2023 |  | 07/07/2023
Daikin Comfort Technologies Manufacturing, L.P. | Franklin | GPUM336***41A* | GPUM336***41A* |  |  | Voluntarily Certified | Single-package air conditioner | False | False | 34200 |  | 13.4 | 13.4 |  |  | False | 30 | 30 | 10.6 | 10.6 |  | False | Conventional | 05/05/2023 |  | 07/07/2023
Daikin Comfort Technologies Manufacturing, L.P. | Franklin | GPGM560***41A* | GPGM560***41A* |  |  | Voluntarily Certified | Single-package air conditioner | False | False | 58000 |  | 15.2 | 13.4 |  |  | False | 30 | 30 | 11.2 | 10.6 |  | False | Conventional | 05/05/2023 |  | 07/07/2023
Daikin Comfort Technologies Manufacturing, L.P. | ABCOOLAIR | GPCM33641A* | GPCM33641A* |  |  | Voluntarily Certified | Single-package air conditioner | False | False | 34200 |  | 13.4 | 13.4 |  |  | False | 30 | 30 | 10.6 | 10.6 |  | False | Conventional | 05/05/2023 |  | 07/07/2023
Daikin Comfort Technologies Manufacturing, L.P. | Janitrol | GSXB401810A* | GSXB401810A* | CAPTA1818*4A*+EEP |  | Voluntarily Certified | Single-split-system air condit | False | False | 17400 |  | 14.3 | 14.3 |  |  | False | 30 | 30 | 11.7 | 11.7 | Coil-Only System | False | Conventional | 05/05/2023 |  | 07/07/2023
Daikin Comfort Technologies Manufacturing, L.P. | Liberty Heating & Air Conditioning | GPCM32441A* | GPCM32441A* |  |  | Voluntarily Certified | Single-package air conditioner | False | False | 22800 |  | 13.4 | 13.4 |  |  | False | 30 | 30 | 10.6 | 10.6 |  | False | Conventional | 05/05/2023 |  | 07/07/2023
Daikin Comfort Technologies Manufacturing, L.P. | Liberty Heating & Air Conditioning | GSXC702410A* | GSXC702410A* | CA*FA2422*6B*+EEP+TXV |  | Voluntarily Certified | Single-split-system air condit | False | False | 22800 |  | 14.3 | 14.3 |  |  | True | 30 | 30 | 11.7 | 11.7 | Coil-Only System | False | Conventional | 05/05/2023 |  | 07/07/2023
Daikin Comfort Technologies Manufacturing, L.P. | Liberty Heating & Air Conditioning | GPGM324***41A* | GPGM324***41A* |  |  | Voluntarily Certified | Single-package air conditioner | False | False | 23000 |  | 13.4 | 13.4 |  |  | False | 30 | 30 | 10.6 | 10.6 |  | False | Conventional | 05/05/2023 |  | 07/07/2023
Daikin Comfort Technologies Manufacturing, L.P. | Liberty Heating & Air Conditioning | GSXB401810A* | GSXB401810A* | CAPTA1818*4A*+EEP |  | Voluntarily Certified | Single-split-system air condit | False | False | 17400 |  | 14.3 | 14.3 |  |  | False | 30 | 30 | 11.7 | 11.7 | Coil-Only System | False | Conventional | 05/05/2023 |  | 07/07/2023
Daikin Comfort Technologies Manufacturing, L.P. | Liberty Heating & Air Conditioning | GSXM403010A* | GSXM403010A* | CA*FA3022*6B*+EEP+TXV |  | Voluntarily Certified | Single-split-system air condit | False | False | 28400 |  | 14.3 | 14.3 |  |  | True | 30 | 30 | 11.7 | 11.7 | Coil-Only System | False | Conventional | 05/05/2023 |  | 07/07/2023
Daikin Comfort Technologies Manufacturing, L.P. | Liberty Heating & Air Conditioning | GSXM403610A* | GSXM403610A* | CA*FA4226*6A*+EEP+TXV |  | Voluntarily Certified | Single-split-system air condit | False | False | 34200 |  | 14.3 | 14.3 |  |  | True | 30 | 30 | 11.7 | 11.7 | Coil-Only System | False | Conventional | 05/05/2023 |  | 07/07/2023
Daikin Comfort Technologies Manufacturing, L.P. | Goodman | VSXN403010A* | VSXN403010A* | CA*FA3626*6A*+EEP+TXV |  | Voluntarily Certified | Single-split-system air condit | False | False | 28600 |  | 14.3 | 14.3 |  |  | False | 30 | 30 | 11.7 | 11.7 | Coil-Only System | False | Conventional | 05/05/2023 |  | 07/07/2023
Daikin Comfort Technologies Manufacturing, L.P. | Goodman | GPGM548***41A* | GPGM548***41A* |  |  | Voluntarily Certified | Single-package air conditioner | False | False | 46000 |  | 15 | 13.4 |  |  | False | 30 | 30 | 11.2 | 10.6 |  | False | Conventional | 05/05/2023 |  | 07/07/2023
Daikin Comfort Technologies Manufacturing, L.P. | ABCOOLAIR | GPUM324***41A* | GPUM324***41A* |  |  | Voluntarily Certified | Single-package air conditioner | False | False | 23000 |  | 13.4 | 13.4 |  |  | False | 30 | 30 | 10.6 | 10.6 |  | False | Conventional | 05/05/2023 |  | 07/07/2023
Daikin Comfort Technologies Manufacturing, L.P. | ABCOOLAIR | GPUM342***41A* | GPUM342***41A* |  |  | Voluntarily Certified | Single-package air conditioner | False | False | 40000 |  | 13.4 | 13.4 |  |  | False | 30 | 30 | 10.6 | 10.6 |  | False | Conventional | 05/05/2023 |  | 07/07/2023
Daikin Comfort Technologies Manufacturing, L.P. | ABCOOLAIR | GPCM34841A* | GPCM34841A* |  |  | Voluntarily Certified | Single-package air conditioner | False | False | 44500 |  | 13.4 | 13.4 |  |  | False | 30 | 30 | 10.6 | 10.6 |  | False | Conventional | 05/05/2023 |  | 07/07/2023
Daikin Comfort Technologies Manufacturing, L.P. | Franklin | GPCM34841A* | GPCM34841A* |  |  | Voluntarily Certified | Single-package air conditioner | False | False | 44500 |  | 13.4 | 13.4 |  |  | False | 30 | 30 | 10.6 | 10.6 |  | False | Conventional | 05/05/2023 |  | 07/07/2023
Daikin Comfort Technologies Manufacturing, L.P. | Franklin | GPCM33641A* | GPCM33641A* |  |  | Voluntarily Certified | Single-package air conditioner | False | False | 34200 |  | 13.4 | 13.4 |  |  | False | 30 | 30 | 10.6 | 10.6 |  | False | Conventional | 05/05/2023 |  | 07/07/2023
Daikin Comfort Technologies Manufacturing, L.P. | Franklin | GPUM324***41A* | GPUM324***41A* |  |  | Voluntarily Certified | Single-package air conditioner | False | False | 23000 |  | 13.4 | 13.4 |  |  | False | 30 | 30 | 10.6 | 10.6 |  | False | Conventional | 05/05/2023 |  | 07/07/2023
Daikin Comfort Technologies Manufacturing, L.P. | Franklin | GPUM342***41A* | GPUM342***41A* |  |  | Voluntarily Certified | Single-package air conditioner | False | False | 40000 |  | 13.4 | 13.4 |  |  | False | 30 | 30 | 10.6 | 10.6 |  | False | Conventional | 05/05/2023 |  | 07/07/2023
Daikin Comfort Technologies Manufacturing, L.P. | Franklin | GSXV902410A* | GSXV902410A* | CA*F3137*6A*+MBVC1201**-1A*+TX |  | Voluntarily Certified | Single-split-system air condit | False | False | 22600 |  | 22.5 | 14.3 |  |  | True | 30 | 30 | 13 | 9.8 | Blower Coil System | True | Conventional | 05/05/2023 |  | 07/07/2023
Daikin Comfort Technologies Manufacturing, L.P. | Janitrol | GPUM336***41A* | GPUM336***41A* |  |  | Voluntarily Certified | Single-package air conditioner | False | False | 34200 |  | 13.4 | 13.4 |  |  | False | 30 | 30 | 10.6 | 10.6 |  | False | Conventional | 05/05/2023 |  | 07/07/2023
Daikin Comfort Technologies Manufacturing, L.P. | Janitrol | GSXH503610A* | GSXH503610A* | CA*FA4226*6A*+EEP+TXV |  | Voluntarily Certified | Single-split-system air condit | False | False | 34200 |  | 14.3 | 14.3 |  |  | True | 30 | 30 | 11.7 | 11.7 | Coil-Only System | False | Conventional | 05/05/2023 |  | 07/07/2023
Daikin Comfort Technologies Manufacturing, L.P. | Janitrol | GPGM560***41A* | GPGM560***41A* |  |  | Voluntarily Certified | Single-package air conditioner | False | False | 58000 |  | 15.2 | 13.4 |  |  | False | 30 | 30 | 11.2 | 10.6 |  | False | Conventional | 05/05/2023 |  | 07/07/2023
Daikin Comfort Technologies Manufacturing, L.P. | Liberty Heating & Air Conditioning | GPUM336***41A* | GPUM336***41A* |  |  | Voluntarily Certified | Single-package air conditioner | False | False | 34200 |  | 13.4 | 13.4 |  |  | False | 30 | 30 | 10.6 | 10.6 |  | False | Conventional | 05/05/2023 |  | 07/07/2023
Daikin Comfort Technologies Manufacturing, L.P. | Liberty Heating & Air Conditioning | GPGM560***41A* | GPGM560***41A* |  |  | Voluntarily Certified | Single-package air conditioner | False | False | 58000 |  | 15.2 | 13.4 |  |  | False | 30 | 30 | 11.2 | 10.6 |  | False | Conventional | 05/05/2023 |  | 07/07/2023
Daikin Comfort Technologies Manufacturing, L.P. | Janitrol | GSXH502410A* | GSXH502410A* | CA*FA2422*6B*+EEP+TXV |  | Voluntarily Certified | Single-split-system air condit | False | False | 23600 |  | 14.3 | 14.3 |  |  | True | 30 | 30 | 11.7 | 11.7 | Coil-Only System | False | Conventional | 05/05/2023 |  | 07/07/2023
Daikin Comfort Technologies Manufacturing, L.P. | Liberty Heating & Air Conditioning | GSXH502410A* | GSXH502410A* | CA*FA2422*6B*+EEP+TXV |  | Voluntarily Certified | Single-split-system air condit | False | False | 23600 |  | 14.3 | 14.3 |  |  | True | 30 | 30 | 11.7 | 11.7 | Coil-Only System | False | Conventional | 05/05/2023 |  | 07/07/2023
Daikin Comfort Technologies Manufacturing, L.P. | Janitrol | GPCM34841A* | GPCM34841A* |  |  | Voluntarily Certified | Single-package air conditioner | False | False | 44500 |  | 13.4 | 13.4 |  |  | False | 30 | 30 | 10.6 | 10.6 |  | False | Conventional | 05/05/2023 |  | 07/07/2023
Daikin Comfort Technologies Manufacturing, L.P. | Janitrol | GPCM33641A* | GPCM33641A* |  |  | Voluntarily Certified | Single-package air conditioner | False | False | 34200 |  | 13.4 | 13.4 |  |  | False | 30 | 30 | 10.6 | 10.6 |  | False | Conventional | 05/05/2023 |  | 07/07/2023
Daikin Comfort Technologies Manufacturing, L.P. | Janitrol | GPUM324***41A* | GPUM324***41A* |  |  | Voluntarily Certified | Single-package air conditioner | False | False | 23000 |  | 13.4 | 13.4 |  |  | False | 30 | 30 | 10.6 | 10.6 |  | False | Conventional | 05/05/2023 |  | 07/07/2023
Daikin Comfort Technologies Manufacturing, L.P. | Janitrol | GPUM342***41A* | GPUM342***41A* |  |  | Voluntarily Certified | Single-package air conditioner | False | False | 40000 |  | 13.4 | 13.4 |  |  | False | 30 | 30 | 10.6 | 10.6 |  | False | Conventional | 05/05/2023 |  | 07/07/2023
Daikin Comfort Technologies Manufacturing, L.P. | Liberty Heating & Air Conditioning | GPCM34841A* | GPCM34841A* |  |  | Voluntarily Certified | Single-package air conditioner | False | False | 44500 |  | 13.4 | 13.4 |  |  | False | 30 | 30 | 10.6 | 10.6 |  | False | Conventional | 05/05/2023 |  | 07/07/2023
Daikin Comfort Technologies Manufacturing, L.P. | Liberty Heating & Air Conditioning | GPCM33641A* | GPCM33641A* |  |  | Voluntarily Certified | Single-package air conditioner | False | False | 34200 |  | 13.4 | 13.4 |  |  | False | 30 | 30 | 10.6 | 10.6 |  | False | Conventional | 05/05/2023 |  | 07/07/2023
Daikin Comfort Technologies Manufacturing, L.P. | Liberty Heating & Air Conditioning | GSXM401810A* | GSXM401810A* | CA*FA1818*6C*+EEP+TXV |  | Voluntarily Certified | Single-split-system air condit | False | False | 17400 |  | 14.3 | 14.3 |  |  | False | 30 | 30 | 11.7 | 11.7 | Coil-Only System | False | Conventional | 05/05/2023 |  | 07/07/2023
Daikin Comfort Technologies Manufacturing, L.P. | Liberty Heating & Air Conditioning | GPUM324***41A* | GPUM324***41A* |  |  | Voluntarily Certified | Single-package air conditioner | False | False | 23000 |  | 13.4 | 13.4 |  |  | False | 30 | 30 | 10.6 | 10.6 |  | False | Conventional | 05/05/2023 |  | 07/07/2023
Daikin Comfort Technologies Manufacturing, L.P. | Liberty Heating & Air Conditioning | GPUM342***41A* | GPUM342***41A* |  |  | Voluntarily Certified | Single-package air conditioner | False | False | 40000 |  | 13.4 | 13.4 |  |  | False | 30 | 30 | 10.6 | 10.6 |  | False | Conventional | 05/05/2023 |  | 07/07/2023
Daikin Comfort Technologies Manufacturing, L.P. | ENERGI AIR | GSXH503610A* | GSXH503610A* | CA*FA4226*6A*+EEP+TXV |  | Voluntarily Certified | Single-split-system air condit | False | False | 34200 |  | 14.3 | 14.3 |  |  | True | 30 | 30 | 11.7 | 11.7 | Coil-Only System | False | Conventional | 05/05/2023 |  | 07/07/2023
Daikin Comfort Technologies Manufacturing, L.P. | ENERGI AIR | GPUM336***41A* | GPUM336***41A* |  |  | Voluntarily Certified | Single-package air conditioner | False | False | 34200 |  | 13.4 | 13.4 |  |  | False | 30 | 30 | 10.6 | 10.6 |  | False | Conventional | 05/05/2023 |  | 07/07/2023
Daikin Comfort Technologies Manufacturing, L.P. | ENERGI AIR | GPGM560***41A* | GPGM560***41A* |  |  | Voluntarily Certified | Single-package air conditioner | False | False | 58000 |  | 15.2 | 13.4 |  |  | False | 30 | 30 | 11.2 | 10.6 |  | False | Conventional | 05/05/2023 |  | 07/07/2023
Daikin Comfort Technologies Manufacturing, L.P. | ENERGI AIR | GPCM34841A* | GPCM34841A* |  |  | Voluntarily Certified | Single-package air conditioner | False | False | 44500 |  | 13.4 | 13.4 |  |  | False | 30 | 30 | 10.6 | 10.6 |  | False | Conventional | 05/05/2023 |  | 07/07/2023
Daikin Comfort Technologies Manufacturing, L.P. | Janitrol | GSXH503010A* | GSXH503010A* | CA*FA3022*6B*+EEP+TXV |  | Voluntarily Certified | Single-split-system air condit | False | False | 28400 |  | 14.3 | 14.3 |  |  | True | 30 | 30 | 11.7 | 11.7 | Coil-Only System | False | Conventional | 05/05/2023 |  | 07/07/2023
Daikin Comfort Technologies Manufacturing, L.P. | ENERGI AIR | GPCM33641A* | GPCM33641A* |  |  | Voluntarily Certified | Single-package air conditioner | False | False | 34200 |  | 13.4 | 13.4 |  |  | False | 30 | 30 | 10.6 | 10.6 |  | False | Conventional | 05/05/2023 |  | 07/07/2023
Daikin Comfort Technologies Manufacturing, L.P. | ENERGI AIR | GPUM324***41A* | GPUM324***41A* |  |  | Voluntarily Certified | Single-package air conditioner | False | False | 23000 |  | 13.4 | 13.4 |  |  | False | 30 | 30 | 10.6 | 10.6 |  | False | Conventional | 05/05/2023 |  | 07/07/2023
Daikin Comfort Technologies Manufacturing, L.P. | ENERGI AIR | GPUM342***41A* | GPUM342***41A* |  |  | Voluntarily Certified | Single-package air conditioner | False | False | 40000 |  | 13.4 | 13.4 |  |  | False | 30 | 30 | 10.6 | 10.6 |  | False | Conventional | 05/05/2023 |  | 07/07/2023
Daikin Comfort Technologies Manufacturing, L.P. | ENERGI AIR | GSXH504210A* | GSXH504210A* | CAPTA4230*4A*+EEP |  | Voluntarily Certified | Single-split-system air condit | False | False | 40000 |  | 14.3 | 14.3 |  |  | True | 30 | 30 | 11.7 | 11.7 | Coil-Only System | False | Conventional | 05/05/2023 |  | 07/07/2023
Daikin Comfort Technologies Manufacturing, L.P. | AMANA DISTINCTIONS | GPGM548***41A* | GPGM548***41A* |  |  | Voluntarily Certified | Single-package air conditioner | False | False | 46000 |  | 15 | 13.4 |  |  | False | 30 | 30 | 11.2 | 10.6 |  | False | Conventional | 05/05/2023 |  | 07/07/2023
Daikin Comfort Technologies Manufacturing, L.P. | AMANA DISTINCTIONS | VSXN403010A* | VSXN403010A* | CA*FA3626*6A*+EEP+TXV |  | Voluntarily Certified | Single-split-system air condit | False | False | 28600 |  | 14.3 | 14.3 |  |  | False | 30 | 30 | 11.7 | 11.7 | Coil-Only System | False | Conventional | 05/05/2023 |  | 07/07/2023
Daikin Comfort Technologies Manufacturing, L.P. | Franklin | GPGM548***41A* | GPGM548***41A* |  |  | Voluntarily Certified | Single-package air conditioner | False | False | 46000 |  | 15 | 13.4 |  |  | False | 30 | 30 | 11.2 | 10.6 |  | False | Conventional | 05/05/2023 |  | 07/07/2023
Daikin Comfort Technologies Manufacturing, L.P. | ABCOOLAIR | GPGM548***41A* | GPGM548***41A* |  |  | Voluntarily Certified | Single-package air conditioner | False | False | 46000 |  | 15 | 13.4 |  |  | False | 30 | 30 | 11.2 | 10.6 |  | False | Conventional | 05/05/2023 |  | 07/07/2023
Daikin Comfort Technologies Manufacturing, L.P. | Janitrol | VSXN404210A* | VSXN404210A* | CAPTA4230*4A*+EEP |  | Voluntarily Certified | Single-split-system air condit | False | False | 39500 |  | 14.3 | 14.3 |  |  | False | 30 | 30 | 11.7 | 11.7 | Coil-Only System | False | Conventional | 05/05/2023 |  | 07/07/2023
Daikin Comfort Technologies Manufacturing, L.P. | Janitrol | GSXH504210A* | GSXH504210A* | CAPTA4230*4A*+EEP |  | Voluntarily Certified | Single-split-system air condit | False | False | 40000 |  | 14.3 | 14.3 |  |  | True | 30 | 30 | 11.7 | 11.7 | Coil-Only System | False | Conventional | 05/05/2023 |  | 07/07/2023
Daikin Comfort Technologies Manufacturing, L.P. | Liberty Heating & Air Conditioning | GSXH504210A* | GSXH504210A* | CAPTA4230*4A*+EEP |  | Voluntarily Certified | Single-split-system air condit | False | False | 40000 |  | 14.3 | 14.3 |  |  | True | 30 | 30 | 11.7 | 11.7 | Coil-Only System | False | Conventional | 05/05/2023 |  | 07/07/2023
Daikin Comfort Technologies Manufacturing, L.P. | Liberty Heating & Air Conditioning | GSXH503610A* | GSXH503610A* | CA*FA4226*6A*+EEP+TXV |  | Voluntarily Certified | Single-split-system air condit | False | False | 34200 |  | 14.3 | 14.3 |  |  | True | 30 | 30 | 11.7 | 11.7 | Coil-Only System | False | Conventional | 05/05/2023 |  | 07/07/2023
Daikin Comfort Technologies Manufacturing, L.P. | Janitrol | GPUM361***41A* | GPUM361***41A* |  |  | Voluntarily Certified | Single-package air conditioner | False | False | 56000 |  | 13.4 | 13.4 |  |  | False | 30 | 30 | 10.6 | 10.6 |  | False | Conventional | 05/05/2023 |  | 07/07/2023
Daikin Comfort Technologies Manufacturing, L.P. | Janitrol | GPGM524***41A* | GPGM524***41A* |  |  | Voluntarily Certified | Single-package air conditioner | False | False | 23000 |  | 15.2 | 13.4 |  |  | False | 30 | 30 | 11.2 | 10.6 |  | False | Conventional | 05/05/2023 |  | 07/07/2023
Daikin Comfort Technologies Manufacturing, L.P. | Liberty Heating & Air Conditioning | GPUM361***41A* | GPUM361***41A* |  |  | Voluntarily Certified | Single-package air conditioner | False | False | 56000 |  | 13.4 | 13.4 |  |  | False | 30 | 30 | 10.6 | 10.6 |  | False | Conventional | 05/05/2023 |  | 07/07/2023
Daikin Comfort Technologies Manufacturing, L.P. | Liberty Heating & Air Conditioning | GPGM524***41A* | GPGM524***41A* |  |  | Voluntarily Certified | Single-package air conditioner | False | False | 23000 |  | 15.2 | 13.4 |  |  | False | 30 | 30 | 11.2 | 10.6 |  | False | Conventional | 05/05/2023 |  | 07/07/2023
Daikin Comfort Technologies Manufacturing, L.P. | Liberty Heating & Air Conditioning | GSXH503010A* | GSXH503010A* | CA*FA3022*6B*+EEP+TXV |  | Voluntarily Certified | Single-split-system air condit | False | False | 28400 |  | 14.3 | 14.3 |  |  | True | 30 | 30 | 11.7 | 11.7 | Coil-Only System | False | Conventional | 05/05/2023 |  | 07/07/2023
Daikin Comfort Technologies Manufacturing, L.P. | AMANA DISTINCTIONS | VSXN404210A* | VSXN404210A* | CAPTA4230*4A*+EEP |  | Voluntarily Certified | Single-split-system air condit | False | False | 39500 |  | 14.3 | 14.3 |  |  | False | 30 | 30 | 11.7 | 11.7 | Coil-Only System | False | Conventional | 05/05/2023 |  | 07/07/2023
Daikin Comfort Technologies Manufacturing, L.P. | AMANA DISTINCTIONS | GSXH504210A* | GSXH504210A* | CAPTA4230*4A*+EEP |  | Voluntarily Certified | Single-split-system air condit | False | False | 40000 |  | 14.3 | 14.3 |  |  | True | 30 | 30 | 11.7 | 11.7 | Coil-Only System | False | Conventional | 05/05/2023 |  | 07/07/2023
Daikin Comfort Technologies Manufacturing, L.P. | ENERGI AIR | VSXN404210A* | VSXN404210A* | CAPTA4230*4A*+EEP |  | Voluntarily Certified | Single-split-system air condit | False | False | 39500 |  | 14.3 | 14.3 |  |  | False | 30 | 30 | 11.7 | 11.7 | Coil-Only System | False | Conventional | 05/05/2023 |  | 07/07/2023
Daikin Comfort Technologies Manufacturing, L.P. | AMANA DISTINCTIONS | GSXN403010A* | GSXN403010A* | CA*FA3626*6A*+EEP+TXV |  | Voluntarily Certified | Single-split-system air condit | False | False | 28600 |  | 14.3 | 14.3 |  |  | False | 30 | 30 | 11.7 | 11.7 | Coil-Only System | False | Conventional | 05/05/2023 |  | 07/07/2023
Daikin Comfort Technologies Manufacturing, L.P. | AMANA DISTINCTIONS | GPGM348***41A* | GPGM348***41A* |  |  | Voluntarily Certified | Single-package air conditioner | False | False | 46000 |  | 13.4 | 13.4 |  |  | False | 30 | 30 | 10.6 | 10.6 |  | False | Conventional | 05/05/2023 |  | 07/07/2023
Daikin Comfort Technologies Manufacturing, L.P. | ABCOOLAIR | GPGM348***41A* | GPGM348***41A* |  |  | Voluntarily Certified | Single-package air conditioner | False | False | 46000 |  | 13.4 | 13.4 |  |  | False | 30 | 30 | 10.6 | 10.6 |  | False | Conventional | 05/05/2023 |  | 07/07/2023
Daikin Comfort Technologies Manufacturing, L.P. | ABCOOLAIR | GSXN403010A* | GSXN403010A* | CA*FA3626*6A*+EEP+TXV |  | Voluntarily Certified | Single-split-system air condit | False | False | 28600 |  | 14.3 | 14.3 |  |  | False | 30 | 30 | 11.7 | 11.7 | Coil-Only System | False | Conventional | 05/05/2023 |  | 07/07/2023
Daikin Comfort Technologies Manufacturing, L.P. | ONE HOUR AIR CONDITIONING AND HEATING | GPGM348***41A* | GPGM348***41A* |  |  | Voluntarily Certified | Single-package air conditioner | False | False | 46000 |  | 13.4 | 13.4 |  |  | False | 30 | 30 | 10.6 | 10.6 |  | False | Conventional | 05/05/2023 |  | 07/07/2023
Daikin Comfort Technologies Manufacturing, L.P. | ONE HOUR AIR CONDITIONING AND HEATING | GSXN403010A* | GSXN403010A* | CA*FA3626*6A*+EEP+TXV |  | Voluntarily Certified | Single-split-system air condit | False | False | 28600 |  | 14.3 | 14.3 |  |  | False | 30 | 30 | 11.7 | 11.7 | Coil-Only System | False | Conventional | 05/05/2023 |  | 07/07/2023
Daikin Comfort Technologies Manufacturing, L.P. | ENERGI AIR | GPUM330***41A* | GPUM330***41A* |  |  | Voluntarily Certified | Single-package air conditioner | False | False | 28600 |  | 13.4 | 13.4 |  |  | False | 30 | 30 | 10.6 | 10.6 |  | False | Conventional | 05/05/2023 |  | 07/07/2023
Daikin Comfort Technologies Manufacturing, L.P. | Franklin | GPUM330***41A* | GPUM330***41A* |  |  | Voluntarily Certified | Single-package air conditioner | False | False | 28600 |  | 13.4 | 13.4 |  |  | False | 30 | 30 | 10.6 | 10.6 |  | False | Conventional | 05/05/2023 |  | 07/07/2023
Daikin Comfort Technologies Manufacturing, L.P. | ABCOOLAIR | GPUM330***41A* | GPUM330***41A* |  |  | Voluntarily Certified | Single-package air conditioner | False | False | 28600 |  | 13.4 | 13.4 |  |  | False | 30 | 30 | 10.6 | 10.6 |  | False | Conventional | 05/05/2023 |  | 07/07/2023
Daikin Comfort Technologies Manufacturing, L.P. | Liberty Heating & Air Conditioning | GPGM348***41A* | GPGM348***41A* |  |  | Voluntarily Certified | Single-package air conditioner | False | False | 46000 |  | 13.4 | 13.4 |  |  | False | 30 | 30 | 10.6 | 10.6 |  | False | Conventional | 05/05/2023 |  | 07/07/2023
Daikin Comfort Technologies Manufacturing, L.P. | ENERGI AIR | GSXM403010A* | GSXM403010A* | CA*FA3022*6B*+EEP+TXV |  | Voluntarily Certified | Single-split-system air condit | False | False | 28400 |  | 14.3 | 14.3 |  |  | True | 30 | 30 | 11.7 | 11.7 | Coil-Only System | False | Conventional | 05/05/2023 |  | 07/07/2023
Daikin Comfort Technologies Manufacturing, L.P. | ABCOOLAIR | VSXN403010A* | VSXN403010A* | CA*FA3626*6A*+EEP+TXV |  | Voluntarily Certified | Single-split-system air condit | False | False | 28600 |  | 14.3 | 14.3 |  |  | False | 30 | 30 | 11.7 | 11.7 | Coil-Only System | False | Conventional | 05/05/2023 |  | 07/07/2023
Daikin Comfort Technologies Manufacturing, L.P. | Janitrol | GPUM330***41A* | GPUM330***41A* |  |  | Voluntarily Certified | Single-package air conditioner | False | False | 28600 |  | 13.4 | 13.4 |  |  | False | 30 | 30 | 10.6 | 10.6 |  | False | Conventional | 05/05/2023 |  | 07/07/2023
Daikin Comfort Technologies Manufacturing, L.P. | Liberty Heating & Air Conditioning | GPUM330***41A* | GPUM330***41A* |  |  | Voluntarily Certified | Single-package air conditioner | False | False | 28600 |  | 13.4 | 13.4 |  |  | False | 30 | 30 | 10.6 | 10.6 |  | False | Conventional | 05/05/2023 |  | 07/07/2023
Daikin Comfort Technologies Manufacturing, L.P. | ENERGI AIR | VSXN403010A* | VSXN403010A* | CA*FA3626*6A*+EEP+TXV |  | Voluntarily Certified | Single-split-system air condit | False | False | 28600 |  | 14.3 | 14.3 |  |  | False | 30 | 30 | 11.7 | 11.7 | Coil-Only System | False | Conventional | 05/05/2023 |  | 07/07/2023
Daikin Comfort Technologies Manufacturing, L.P. | ENERGI AIR | GPGM548***41A* | GPGM548***41A* |  |  | Voluntarily Certified | Single-package air conditioner | False | False | 46000 |  | 15 | 13.4 |  |  | False | 30 | 30 | 11.2 | 10.6 |  | False | Conventional | 05/05/2023 |  | 07/07/2023
Daikin Comfort Technologies Manufacturing, L.P. | ABCOOLAIR | VSXN404210A* | VSXN404210A* | CAPTA4230*4A*+EEP |  | Voluntarily Certified | Single-split-system air condit | False | False | 39500 |  | 14.3 | 14.3 |  |  | False | 30 | 30 | 11.7 | 11.7 | Coil-Only System | False | Conventional | 05/05/2023 |  | 07/07/2023
Daikin Comfort Technologies Manufacturing, L.P. | ABCOOLAIR | GSXH504210A* | GSXH504210A* | CAPTA4230*4A*+EEP |  | Voluntarily Certified | Single-split-system air condit | False | False | 40000 |  | 14.3 | 14.3 |  |  | True | 30 | 30 | 11.7 | 11.7 | Coil-Only System | False | Conventional | 05/05/2023 |  | 07/07/2023
Daikin Comfort Technologies Manufacturing, L.P. | Janitrol | VSXN403010A* | VSXN403010A* | CA*FA3626*6A*+EEP+TXV |  | Voluntarily Certified | Single-split-system air condit | False | False | 28600 |  | 14.3 | 14.3 |  |  | False | 30 | 30 | 11.7 | 11.7 | Coil-Only System | False | Conventional | 05/05/2023 |  | 07/07/2023
Daikin Comfort Technologies Manufacturing, L.P. | Janitrol | GPGM548***41A* | GPGM548***41A* |  |  | Voluntarily Certified | Single-package air conditioner | False | False | 46000 |  | 15 | 13.4 |  |  | False | 30 | 30 | 11.2 | 10.6 |  | False | Conventional | 05/05/2023 |  | 07/07/2023
Daikin Comfort Technologies Manufacturing, L.P. | Liberty Heating & Air Conditioning | GPGM548***41A* | GPGM548***41A* |  |  | Voluntarily Certified | Single-package air conditioner | False | False | 46000 |  | 15 | 13.4 |  |  | False | 30 | 30 | 11.2 | 10.6 |  | False | Conventional | 05/05/2023 |  | 07/07/2023
Daikin Comfort Technologies Manufacturing, L.P. | Janitrol | GPCH34841A* | GPCH34841A* |  |  | Voluntarily Certified | Single-package air conditioner | False | False | 46000 |  | 13.4 | 13.4 |  |  | False | 30 | 30 | 10.6 | 10.6 |  | False | Conventional | 05/05/2023 |  | 07/07/2023
Daikin Comfort Technologies Manufacturing, L.P. | Janitrol | GPCH33041A* | GPCH33041A* |  |  | Voluntarily Certified | Single-package air conditioner | False | False | 28200 |  | 13.4 | 13.4 |  |  | False | 30 | 30 | 10.6 | 10.6 |  | False | Conventional | 05/05/2023 |  | 07/07/2023
Daikin Comfort Technologies Manufacturing, L.P. | Liberty Heating & Air Conditioning | GPCH34841A* | GPCH34841A* |  |  | Voluntarily Certified | Single-package air conditioner | False | False | 46000 |  | 13.4 | 13.4 |  |  | False | 30 | 30 | 10.6 | 10.6 |  | False | Conventional | 05/05/2023 |  | 07/07/2023
Daikin Comfort Technologies Manufacturing, L.P. | Liberty Heating & Air Conditioning | GPCH33041A* | GPCH33041A* |  |  | Voluntarily Certified | Single-package air conditioner | False | False | 28200 |  | 13.4 | 13.4 |  |  | False | 30 | 30 | 10.6 | 10.6 |  | False | Conventional | 05/05/2023 |  | 07/07/2023
Daikin Comfort Technologies Manufacturing, L.P. | Liberty Heating & Air Conditioning | GPGM542***41A* | GPGM542***41A* |  |  | Voluntarily Certified | Single-package air conditioner | False | False | 41000 |  | 14.7 | 13.4 |  |  | False | 30 | 30 | 11.2 | 10.6 |  | False | Conventional | 05/05/2023 |  | 07/07/2023
Daikin Comfort Technologies Manufacturing, L.P. | Liberty Heating & Air Conditioning | GSXN403610A* | GSXN403610A* | CA*FA4226*6A*+EEP+TXV |  | Voluntarily Certified | Single-split-system air condit | False | False | 34200 |  | 14.3 | 14.3 |  |  | False | 30 | 30 | 11.7 | 11.7 | Coil-Only System | False | Conventional | 05/05/2023 |  | 07/07/2023
Daikin Comfort Technologies Manufacturing, L.P. | Liberty Heating & Air Conditioning | GPGM336***41A* | GPGM336***41A* |  |  | Voluntarily Certified | Single-package air conditioner | False | False | 34200 |  | 13.4 | 13.4 |  |  | False | 30 | 30 | 10.6 | 10.6 |  | False | Conventional | 05/05/2023 |  | 07/07/2023
Daikin Comfort Technologies Manufacturing, L.P. | Liberty Heating & Air Conditioning | GSXB402410A* | GSXB402410A* | CAPTA2422*4A*+EEP |  | Voluntarily Certified | Single-split-system air condit | False | False | 23600 |  | 14.3 | 14.3 |  |  | True | 30 | 30 | 11.7 | 11.7 | Coil-Only System | False | Conventional | 05/05/2023 |  | 07/07/2023
Daikin Comfort Technologies Manufacturing, L.P. | Liberty Heating & Air Conditioning | GSXB403610A* | GSXB403610A* | CAPTA3626*4A*+EEP |  | Voluntarily Certified | Single-split-system air condit | False | False | 34200 |  | 14.3 | 14.3 |  |  | True | 30 | 30 | 11.7 | 11.7 | Coil-Only System | False | Conventional | 05/05/2023 |  | 07/07/2023
Daikin Comfort Technologies Manufacturing, L.P. | ONE HOUR AIR CONDITIONING AND HEATING | VSXN403010A* | VSXN403010A* | CA*FA3626*6A*+EEP+TXV |  | Voluntarily Certified | Single-split-system air condit | False | False | 28600 |  | 14.3 | 14.3 |  |  | False | 30 | 30 | 11.7 | 11.7 | Coil-Only System | False | Conventional | 05/05/2023 |  | 07/07/2023
Daikin Comfort Technologies Manufacturing, L.P. | ONE HOUR AIR CONDITIONING AND HEATING | GPGM548***41A* | GPGM548***41A* |  |  | Voluntarily Certified | Single-package air conditioner | False | False | 46000 |  | 15 | 13.4 |  |  | False | 30 | 30 | 11.2 | 10.6 |  | False | Conventional | 05/05/2023 |  | 07/07/2023
Daikin Comfort Technologies Manufacturing, L.P. | ONE HOUR AIR CONDITIONING AND HEATING | VSXN404210A* | VSXN404210A* | CAPTA4230*4A*+EEP |  | Voluntarily Certified | Single-split-system air condit | False | False | 39500 |  | 14.3 | 14.3 |  |  | False | 30 | 30 | 11.7 | 11.7 | Coil-Only System | False | Conventional | 05/05/2023 |  | 07/07/2023
Daikin Comfort Technologies Manufacturing, L.P. | ONE HOUR AIR CONDITIONING AND HEATING | GSXH504210A* | GSXH504210A* | CAPTA4230*4A*+EEP |  | Voluntarily Certified | Single-split-system air condit | False | False | 40000 |  | 14.3 | 14.3 |  |  | True | 30 | 30 | 11.7 | 11.7 | Coil-Only System | False | Conventional | 05/05/2023 |  | 07/07/2023
Daikin Comfort Technologies Manufacturing, L.P. | AMANA DISTINCTIONS | GSXM401810A* | GSXM401810A* | CA*FA1818*6C*+EEP+TXV |  | Voluntarily Certified | Single-split-system air condit | False | False | 17400 |  | 14.3 | 14.3 |  |  | False | 30 | 30 | 11.7 | 11.7 | Coil-Only System | False | Conventional | 05/05/2023 |  | 07/07/2023
Daikin Comfort Technologies Manufacturing, L.P. | Franklin | GSXC702410A* | GSXC702410A* | CA*FA2422*6B*+EEP+TXV |  | Voluntarily Certified | Single-split-system air condit | False | False | 22800 |  | 14.3 | 14.3 |  |  | True | 30 | 30 | 11.7 | 11.7 | Coil-Only System | False | Conventional | 05/05/2023 |  | 07/07/2023
Daikin Comfort Technologies Manufacturing, L.P. | Franklin | GSXB401810A* | GSXB401810A* | CAPTA1818*4A*+EEP |  | Voluntarily Certified | Single-split-system air condit | False | False | 17400 |  | 14.3 | 14.3 |  |  | False | 30 | 30 | 11.7 | 11.7 | Coil-Only System | False | Conventional | 05/05/2023 |  | 07/07/2023
Daikin Comfort Technologies Manufacturing, L.P. | Franklin | GSXM403010A* | GSXM403010A* | CA*FA3022*6B*+EEP+TXV |  | Voluntarily Certified | Single-split-system air condit | False | False | 28400 |  | 14.3 | 14.3 |  |  | True | 30 | 30 | 11.7 | 11.7 | Coil-Only System | False | Conventional | 05/05/2023 |  | 07/07/2023
Daikin Comfort Technologies Manufacturing, L.P. | ABCOOLAIR | GSXH503010A* | GSXH503010A* | CA*FA3022*6B*+EEP+TXV |  | Voluntarily Certified | Single-split-system air condit | False | False | 28400 |  | 14.3 | 14.3 |  |  | True | 30 | 30 | 11.7 | 11.7 | Coil-Only System | False | Conventional | 05/05/2023 |  | 07/07/2023
Daikin Comfort Technologies Manufacturing, L.P. | ABCOOLAIR | GSXB404210A* | GSXB404210A* | CAPTA4230*4A*+EEP |  | Voluntarily Certified | Single-split-system air condit | False | False | 40000 |  | 14.3 | 14.3 |  |  | True | 30 | 30 | 11.7 | 11.7 | Coil-Only System | False | Conventional | 05/05/2023 |  | 07/07/2023
Daikin Comfort Technologies Manufacturing, L.P. | ABCOOLAIR | GPCM33041A* | GPCM33041A* |  |  | Voluntarily Certified | Single-package air conditioner | False | False | 27800 |  | 13.4 | 13.4 |  |  | False | 30 | 30 | 10.6 | 10.6 |  | False | Conventional | 05/05/2023 |  | 07/07/2023
Daikin Comfort Technologies Manufacturing, L.P. | ABCOOLAIR | GPCM34241A* | GPCM34241A* |  |  | Voluntarily Certified | Single-package air conditioner | False | False | 40000 |  | 13.4 | 13.4 |  |  | False | 30 | 30 | 10.6 | 10.6 |  | False | Conventional | 05/05/2023 |  | 07/07/2023
Daikin Comfort Technologies Manufacturing, L.P. | ONE HOUR AIR CONDITIONING AND HEATING | GSXH501810A* | GSXH501810A* | CA*FA1818*6C*+EEP+TXV |  | Voluntarily Certified | Single-split-system air condit | False | False | 17400 |  | 14.3 | 14.3 |  |  | False | 30 | 30 | 11.7 | 11.7 | Coil-Only System | False | Conventional | 05/05/2023 |  | 07/07/2023
Daikin Comfort Technologies Manufacturing, L.P. | ONE HOUR AIR CONDITIONING AND HEATING | GPGM530***41A* | GPGM530***41A* |  |  | Voluntarily Certified | Single-package air conditioner | False | False | 29000 |  | 14.6 | 13.4 |  |  | False | 30 | 30 | 11.2 | 10.6 |  | False | Conventional | 05/05/2023 |  | 07/07/2023
Daikin Comfort Technologies Manufacturing, L.P. | ONE HOUR AIR CONDITIONING AND HEATING | GPCM33041A* | GPCM33041A* |  |  | Voluntarily Certified | Single-package air conditioner | False | False | 27800 |  | 13.4 | 13.4 |  |  | False | 30 | 30 | 10.6 | 10.6 |  | False | Conventional | 05/05/2023 |  | 07/07/2023
Daikin Comfort Technologies Manufacturing, L.P. | ONE HOUR AIR CONDITIONING AND HEATING | GPCM34241A* | GPCM34241A* |  |  | Voluntarily Certified | Single-package air conditioner | False | False | 40000 |  | 13.4 | 13.4 |  |  | False | 30 | 30 | 10.6 | 10.6 |  | False | Conventional | 05/05/2023 |  | 07/07/2023
Daikin Comfort Technologies Manufacturing, L.P. | ONE HOUR AIR CONDITIONING AND HEATING | GSXB404210A* | GSXB404210A* | CAPTA4230*4A*+EEP |  | Voluntarily Certified | Single-split-system air condit | False | False | 40000 |  | 14.3 | 14.3 |  |  | True | 30 | 30 | 11.7 | 11.7 | Coil-Only System | False | Conventional | 05/05/2023 |  | 07/07/2023
Daikin Comfort Technologies Manufacturing, L.P. | Goodman | GSXB404210A* | GSXB404210A* | CAPTA4230*4A*+EEP |  | Voluntarily Certified | Single-split-system air condit | False | False | 40000 |  | 14.3 | 14.3 |  |  | True | 30 | 30 | 11.7 | 11.7 | Coil-Only System | False | Conventional | 05/05/2023 |  | 07/07/2023
Daikin Comfort Technologies Manufacturing, L.P. | Goodman | GSXH501810A* | GSXH501810A* | CA*FA1818*6C*+EEP+TXV |  | Voluntarily Certified | Single-split-system air condit | False | False | 17400 |  | 14.3 | 14.3 |  |  | False | 30 | 30 | 11.7 | 11.7 | Coil-Only System | False | Conventional | 05/05/2023 |  | 07/07/2023
Daikin Comfort Technologies Manufacturing, L.P. | Goodman | GPGM530***41A* | GPGM530***41A* |  |  | Voluntarily Certified | Single-package air conditioner | False | False | 29000 |  | 14.6 | 13.4 |  |  | False | 30 | 30 | 11.2 | 10.6 |  | False | Conventional | 05/05/2023 |  | 07/07/2023
Daikin Comfort Technologies Manufacturing, L.P. | Goodman | GPCM33041A* | GPCM33041A* |  |  | Voluntarily Certified | Single-package air conditioner | False | False | 27800 |  | 13.4 | 13.4 |  |  | False | 30 | 30 | 10.6 | 10.6 |  | False | Conventional | 05/05/2023 |  | 07/07/2023
Daikin Comfort Technologies Manufacturing, L.P. | Goodman | GPCM34241A* | GPCM34241A* |  |  | Voluntarily Certified | Single-package air conditioner | False | False | 40000 |  | 13.4 | 13.4 |  |  | False | 30 | 30 | 10.6 | 10.6 |  | False | Conventional | 05/05/2023 |  | 07/07/2023
Daikin Comfort Technologies Manufacturing, L.P. | Goodman | GSXH503010A* | GSXH503010A* | CA*FA3022*6B*+EEP+TXV |  | Voluntarily Certified | Single-split-system air condit | False | False | 28400 |  | 14.3 | 14.3 |  |  | True | 30 | 30 | 11.7 | 11.7 | Coil-Only System | False | Conventional | 05/05/2023 |  | 07/07/2023
Daikin Comfort Technologies Manufacturing, L.P. | Goodman | GPUM361***41A* | GPUM361***41A* |  |  | Voluntarily Certified | Single-package air conditioner | False | False | 56000 |  | 13.4 | 13.4 |  |  | False | 30 | 30 | 10.6 | 10.6 |  | False | Conventional | 05/05/2023 |  | 07/07/2023
Daikin Comfort Technologies Manufacturing, L.P. | Goodman | GPGM524***41A* | GPGM524***41A* |  |  | Voluntarily Certified | Single-package air conditioner | False | False | 23000 |  | 15.2 | 13.4 |  |  | False | 30 | 30 | 11.2 | 10.6 |  | False | Conventional | 05/05/2023 |  | 07/07/2023
Daikin Comfort Technologies Manufacturing, L.P. | ENERGI AIR | GPUM361***41A* | GPUM361***41A* |  |  | Voluntarily Certified | Single-package air conditioner | False | False | 56000 |  | 13.4 | 13.4 |  |  | False | 30 | 30 | 10.6 | 10.6 |  | False | Conventional | 05/05/2023 |  | 07/07/2023
Daikin Comfort Technologies Manufacturing, L.P. | ABCOOLAIR | GPUM361***41A* | GPUM361***41A* |  |  | Voluntarily Certified | Single-package air conditioner | False | False | 56000 |  | 13.4 | 13.4 |  |  | False | 30 | 30 | 10.6 | 10.6 |  | False | Conventional | 05/05/2023 |  | 07/07/2023
Daikin Comfort Technologies Manufacturing, L.P. | ABCOOLAIR | GPGM524***41A* | GPGM524***41A* |  |  | Voluntarily Certified | Single-package air conditioner | False | False | 23000 |  | 15.2 | 13.4 |  |  | False | 30 | 30 | 11.2 | 10.6 |  | False | Conventional | 05/05/2023 |  | 07/07/2023
Daikin Comfort Technologies Manufacturing, L.P. | Janitrol | GPCM33041A* | GPCM33041A* |  |  | Voluntarily Certified | Single-package air conditioner | False | False | 27800 |  | 13.4 | 13.4 |  |  | False | 30 | 30 | 10.6 | 10.6 |  | False | Conventional | 05/05/2023 |  | 07/07/2023
Daikin Comfort Technologies Manufacturing, L.P. | Janitrol | GPCM34241A* | GPCM34241A* |  |  | Voluntarily Certified | Single-package air conditioner | False | False | 40000 |  | 13.4 | 13.4 |  |  | False | 30 | 30 | 10.6 | 10.6 |  | False | Conventional | 05/05/2023 |  | 07/07/2023
Daikin Comfort Technologies Manufacturing, L.P. | Janitrol | GSXH501810A* | GSXH501810A* | CA*FA1818*6C*+EEP+TXV |  | Voluntarily Certified | Single-split-system air condit | False | False | 17400 |  | 14.3 | 14.3 |  |  | False | 30 | 30 | 11.7 | 11.7 | Coil-Only System | False | Conventional | 05/05/2023 |  | 07/07/2023
Daikin Comfort Technologies Manufacturing, L.P. | Janitrol | GPGM530***41A* | GPGM530***41A* |  |  | Voluntarily Certified | Single-package air conditioner | False | False | 29000 |  | 14.6 | 13.4 |  |  | False | 30 | 30 | 11.2 | 10.6 |  | False | Conventional | 05/05/2023 |  | 07/07/2023
Daikin Comfort Technologies Manufacturing, L.P. | Goodman | GSXH502410A* | GSXH502410A* | CA*FA2422*6B*+EEP+TXV |  | Voluntarily Certified | Single-split-system air condit | False | False | 23600 |  | 14.3 | 14.3 |  |  | True | 30 | 30 | 11.7 | 11.7 | Coil-Only System | False | Conventional | 05/05/2023 |  | 07/07/2023
Daikin Comfort Technologies Manufacturing, L.P. | AMANA DISTINCTIONS | GPGM361***41A* | GPGM361***41A* |  |  | Voluntarily Certified | Single-package air conditioner | False | False | 56000 |  | 13.4 | 13.4 |  |  | False | 30 | 30 | 10.6 | 10.6 |  | False | Conventional | 05/05/2023 |  | 07/07/2023
Daikin Comfort Technologies Manufacturing, L.P. | AMANA DISTINCTIONS | GSXM402410A* | GSXM402410A* | CA*FA2422*6B*+EEP+TXV |  | Voluntarily Certified | Single-split-system air condit | False | False | 23600 |  | 14.3 | 14.3 |  |  | True | 30 | 30 | 11.7 | 11.7 | Coil-Only System | False | Conventional | 05/05/2023 |  | 07/07/2023
Daikin Comfort Technologies Manufacturing, L.P. | AMANA DISTINCTIONS | GPCH32441A* | GPCH32441A* |  |  | Voluntarily Certified | Single-package air conditioner | False | False | 22800 |  | 13.4 | 13.4 |  |  | False | 30 | 30 | 10.6 | 10.6 |  | False | Conventional | 05/05/2023 |  | 07/07/2023
Daikin Comfort Technologies Manufacturing, L.P. | ABCOOLAIR | GPGM361***41A* | GPGM361***41A* |  |  | Voluntarily Certified | Single-package air conditioner | False | False | 56000 |  | 13.4 | 13.4 |  |  | False | 30 | 30 | 10.6 | 10.6 |  | False | Conventional | 05/05/2023 |  | 07/07/2023
Daikin Comfort Technologies Manufacturing, L.P. | ABCOOLAIR | GSXM402410A* | GSXM402410A* | CA*FA2422*6B*+EEP+TXV |  | Voluntarily Certified | Single-split-system air condit | False | False | 23600 |  | 14.3 | 14.3 |  |  | True | 30 | 30 | 11.7 | 11.7 | Coil-Only System | False | Conventional | 05/05/2023 |  | 07/07/2023
Daikin Comfort Technologies Manufacturing, L.P. | ABCOOLAIR | GPCH32441A* | GPCH32441A* |  |  | Voluntarily Certified | Single-package air conditioner | False | False | 22800 |  | 13.4 | 13.4 |  |  | False | 30 | 30 | 10.6 | 10.6 |  | False | Conventional | 05/05/2023 |  | 07/07/2023
Daikin Comfort Technologies Manufacturing, L.P. | ABCOOLAIR | GSXB403010A* | GSXB403010A* | CAPTA3022*4A*+EEP |  | Voluntarily Certified | Single-split-system air condit | False | False | 28400 |  | 14.3 | 14.3 |  |  | True | 30 | 30 | 11.7 | 11.7 | Coil-Only System | False | Conventional | 05/05/2023 |  | 07/07/2023
Daikin Comfort Technologies Manufacturing, L.P. | ABCOOLAIR | GSXC703610A* | GSXC703610A* | CA*FA4226*6A*+EEP+TXV |  | Voluntarily Certified | Single-split-system air condit | False | False | 34200 |  | 14.3 | 14.3 |  |  | False | 30 | 30 | 11.7 | 11.7 | Coil-Only System | False | Conventional | 05/05/2023 |  | 07/07/2023
Daikin Comfort Technologies Manufacturing, L.P. | ABCOOLAIR | GPUM348***41A* | GPUM348***41A* |  |  | Voluntarily Certified | Single-package air conditioner | False | False | 46000 |  | 13.4 | 13.4 |  |  | False | 30 | 30 | 10.6 | 10.6 |  | False | Conventional | 05/05/2023 |  | 07/07/2023
Daikin Comfort Technologies Manufacturing, L.P. | ENERGI AIR | GSXC703610A* | GSXC703610A* | CA*FA4226*6A*+EEP+TXV |  | Voluntarily Certified | Single-split-system air condit | False | False | 34200 |  | 14.3 | 14.3 |  |  | False | 30 | 30 | 11.7 | 11.7 | Coil-Only System | False | Conventional | 05/05/2023 |  | 07/07/2023
Daikin Comfort Technologies Manufacturing, L.P. | ENERGI AIR | GPUM348***41A* | GPUM348***41A* |  |  | Voluntarily Certified | Single-package air conditioner | False | False | 46000 |  | 13.4 | 13.4 |  |  | False | 30 | 30 | 10.6 | 10.6 |  | False | Conventional | 05/05/2023 |  | 07/07/2023
Daikin Comfort Technologies Manufacturing, L.P. | ENERGI AIR | GSXB403010A* | GSXB403010A* | CAPTA3022*4A*+EEP |  | Voluntarily Certified | Single-split-system air condit | False | False | 28400 |  | 14.3 | 14.3 |  |  | True | 30 | 30 | 11.7 | 11.7 | Coil-Only System | False | Conventional | 05/05/2023 |  | 07/07/2023
Daikin Comfort Technologies Manufacturing, L.P. | Goodman | GPUM348***41A* | GPUM348***41A* |  |  | Voluntarily Certified | Single-package air conditioner | False | False | 46000 |  | 13.4 | 13.4 |  |  | False | 30 | 30 | 10.6 | 10.6 |  | False | Conventional | 05/05/2023 |  | 07/07/2023
Daikin Comfort Technologies Manufacturing, L.P. | Goodman | GSXB403010A* | GSXB403010A* | CAPTA3022*4A*+EEP |  | Voluntarily Certified | Single-split-system air condit | False | False | 28400 |  | 14.3 | 14.3 |  |  | True | 30 | 30 | 11.7 | 11.7 | Coil-Only System | False | Conventional | 05/05/2023 |  | 07/07/2023
Daikin Comfort Technologies Manufacturing, L.P. | Goodman | GSXC703610A* | GSXC703610A* | CA*FA4226*6A*+EEP+TXV |  | Voluntarily Certified | Single-split-system air condit | False | False | 34200 |  | 14.3 | 14.3 |  |  | False | 30 | 30 | 11.7 | 11.7 | Coil-Only System | False | Conventional | 05/05/2023 |  | 07/07/2023
Daikin Comfort Technologies Manufacturing, L.P. | Franklin | GSXB403010A* | GSXB403010A* | CAPTA3022*4A*+EEP |  | Voluntarily Certified | Single-split-system air condit | False | False | 28400 |  | 14.3 | 14.3 |  |  | True | 30 | 30 | 11.7 | 11.7 | Coil-Only System | False | Conventional | 05/05/2023 |  | 07/07/2023
Daikin Comfort Technologies Manufacturing, L.P. | Franklin | GSXC703610A* | GSXC703610A* | CA*FA4226*6A*+EEP+TXV |  | Voluntarily Certified | Single-split-system air condit | False | False | 34200 |  | 14.3 | 14.3 |  |  | False | 30 | 30 | 11.7 | 11.7 | Coil-Only System | False | Conventional | 05/05/2023 |  | 07/07/2023
Daikin Comfort Technologies Manufacturing, L.P. | Franklin | GPUM348***41A* | GPUM348***41A* |  |  | Voluntarily Certified | Single-package air conditioner | False | False | 46000 |  | 13.4 | 13.4 |  |  | False | 30 | 30 | 10.6 | 10.6 |  | False | Conventional | 05/05/2023 |  | 07/07/2023
Daikin Comfort Technologies Manufacturing, L.P. | ONE HOUR AIR CONDITIONING AND HEATING | GSXB403010A* | GSXB403010A* | CAPTA3022*4A*+EEP |  | Voluntarily Certified | Single-split-system air condit | False | False | 28400 |  | 14.3 | 14.3 |  |  | True | 30 | 30 | 11.7 | 11.7 | Coil-Only System | False | Conventional | 05/05/2023 |  | 07/07/2023
Daikin Comfort Technologies Manufacturing, L.P. | ONE HOUR AIR CONDITIONING AND HEATING | GPUM348***41A* | GPUM348***41A* |  |  | Voluntarily Certified | Single-package air conditioner | False | False | 46000 |  | 13.4 | 13.4 |  |  | False | 30 | 30 | 10.6 | 10.6 |  | False | Conventional | 05/05/2023 |  | 07/07/2023
Daikin Comfort Technologies Manufacturing, L.P. | ONE HOUR AIR CONDITIONING AND HEATING | GSXC703610A* | GSXC703610A* | CA*FA4226*6A*+EEP+TXV |  | Voluntarily Certified | Single-split-system air condit | False | False | 34200 |  | 14.3 | 14.3 |  |  | False | 30 | 30 | 11.7 | 11.7 | Coil-Only System | False | Conventional | 05/05/2023 |  | 07/07/2023
Daikin Comfort Technologies Manufacturing, L.P. | Janitrol | GSXC703610A* | GSXC703610A* | CA*FA4226*6A*+EEP+TXV |  | Voluntarily Certified | Single-split-system air condit | False | False | 34200 |  | 14.3 | 14.3 |  |  | False | 30 | 30 | 11.7 | 11.7 | Coil-Only System | False | Conventional | 05/05/2023 |  | 07/07/2023
Daikin Comfort Technologies Manufacturing, L.P. | Janitrol | GSXB403010A* | GSXB403010A* | CAPTA3022*4A*+EEP |  | Voluntarily Certified | Single-split-system air condit | False | False | 28400 |  | 14.3 | 14.3 |  |  | True | 30 | 30 | 11.7 | 11.7 | Coil-Only System | False | Conventional | 05/05/2023 |  | 07/07/2023
Daikin Comfort Technologies Manufacturing, L.P. | ONE HOUR AIR CONDITIONING AND HEATING | GPGM361***41A* | GPGM361***41A* |  |  | Voluntarily Certified | Single-package air conditioner | False | False | 56000 |  | 13.4 | 13.4 |  |  | False | 30 | 30 | 10.6 | 10.6 |  | False | Conventional | 05/05/2023 |  | 07/07/2023
Daikin Comfort Technologies Manufacturing, L.P. | ONE HOUR AIR CONDITIONING AND HEATING | GSXM402410A* | GSXM402410A* | CA*FA2422*6B*+EEP+TXV |  | Voluntarily Certified | Single-split-system air condit | False | False | 23600 |  | 14.3 | 14.3 |  |  | True | 30 | 30 | 11.7 | 11.7 | Coil-Only System | False | Conventional | 05/05/2023 |  | 07/07/2023
Daikin Comfort Technologies Manufacturing, L.P. | ONE HOUR AIR CONDITIONING AND HEATING | GPCH32441A* | GPCH32441A* |  |  | Voluntarily Certified | Single-package air conditioner | False | False | 22800 |  | 13.4 | 13.4 |  |  | False | 30 | 30 | 10.6 | 10.6 |  | False | Conventional | 05/05/2023 |  | 07/07/2023
Daikin Comfort Technologies Manufacturing, L.P. | Goodman | GSXM402410A* | GSXM402410A* | CA*FA2422*6B*+EEP+TXV |  | Voluntarily Certified | Single-split-system air condit | False | False | 23600 |  | 14.3 | 14.3 |  |  | True | 30 | 30 | 11.7 | 11.7 | Coil-Only System | False | Conventional | 05/05/2023 |  | 07/07/2023
Daikin Comfort Technologies Manufacturing, L.P. | Goodman | GPCH32441A* | GPCH32441A* |  |  | Voluntarily Certified | Single-package air conditioner | False | False | 22800 |  | 13.4 | 13.4 |  |  | False | 30 | 30 | 10.6 | 10.6 |  | False | Conventional | 05/05/2023 |  | 07/07/2023
Daikin Comfort Technologies Manufacturing, L.P. | Goodman | GPGM361***41A* | GPGM361***41A* |  |  | Voluntarily Certified | Single-package air conditioner | False | False | 56000 |  | 13.4 | 13.4 |  |  | False | 30 | 30 | 10.6 | 10.6 |  | False | Conventional | 05/05/2023 |  | 07/07/2023
Daikin Comfort Technologies Manufacturing, L.P. | Franklin | GSXH502410A* | GSXH502410A* | CA*FA2422*6B*+EEP+TXV |  | Voluntarily Certified | Single-split-system air condit | False | False | 23600 |  | 14.3 | 14.3 |  |  | True | 30 | 30 | 11.7 | 11.7 | Coil-Only System | False | Conventional | 05/05/2023 |  | 07/07/2023
Daikin Comfort Technologies Manufacturing, L.P. | Franklin | GSXH503010A* | GSXH503010A* | CA*FA3022*6B*+EEP+TXV |  | Voluntarily Certified | Single-split-system air condit | False | False | 28400 |  | 14.3 | 14.3 |  |  | True | 30 | 30 | 11.7 | 11.7 | Coil-Only System | False | Conventional | 05/05/2023 |  | 07/07/2023
Daikin Comfort Technologies Manufacturing, L.P. | Franklin | GPUM361***41A* | GPUM361***41A* |  |  | Voluntarily Certified | Single-package air conditioner | False | False | 56000 |  | 13.4 | 13.4 |  |  | False | 30 | 30 | 10.6 | 10.6 |  | False | Conventional | 05/05/2023 |  | 07/07/2023
Daikin Comfort Technologies Manufacturing, L.P. | Franklin | GPGM524***41A* | GPGM524***41A* |  |  | Voluntarily Certified | Single-package air conditioner | False | False | 23000 |  | 15.2 | 13.4 |  |  | False | 30 | 30 | 11.2 | 10.6 |  | False | Conventional | 05/05/2023 |  | 07/07/2023
Daikin Comfort Technologies Manufacturing, L.P. | AMANA DISTINCTIONS | GSXH502410A* | GSXH502410A* | CA*FA2422*6B*+EEP+TXV |  | Voluntarily Certified | Single-split-system air condit | False | False | 23600 |  | 14.3 | 14.3 |  |  | True | 30 | 30 | 11.7 | 11.7 | Coil-Only System | False | Conventional | 05/05/2023 |  | 07/07/2023
Daikin Comfort Technologies Manufacturing, L.P. | AMANA DISTINCTIONS | GSXH503010A* | GSXH503010A* | CA*FA3022*6B*+EEP+TXV |  | Voluntarily Certified | Single-split-system air condit | False | False | 28400 |  | 14.3 | 14.3 |  |  | True | 30 | 30 | 11.7 | 11.7 | Coil-Only System | False | Conventional | 05/05/2023 |  | 07/07/2023
Daikin Comfort Technologies Manufacturing, L.P. | AMANA DISTINCTIONS | GPUM361***41A* | GPUM361***41A* |  |  | Voluntarily Certified | Single-package air conditioner | False | False | 56000 |  | 13.4 | 13.4 |  |  | False | 30 | 30 | 10.6 | 10.6 |  | False | Conventional | 05/05/2023 |  | 07/07/2023
Daikin Comfort Technologies Manufacturing, L.P. | AMANA DISTINCTIONS | GPGM524***41A* | GPGM524***41A* |  |  | Voluntarily Certified | Single-package air conditioner | False | False | 23000 |  | 15.2 | 13.4 |  |  | False | 30 | 30 | 11.2 | 10.6 |  | False | Conventional | 05/05/2023 |  | 07/07/2023
Daikin Comfort Technologies Manufacturing, L.P. | ENERGI AIR | GSXH502410A* | GSXH502410A* | CA*FA2422*6B*+EEP+TXV |  | Voluntarily Certified | Single-split-system air condit | False | False | 23600 |  | 14.3 | 14.3 |  |  | True | 30 | 30 | 11.7 | 11.7 | Coil-Only System | False | Conventional | 05/05/2023 |  | 07/07/2023
Daikin Comfort Technologies Manufacturing, L.P. | ABCOOLAIR | GSXH502410A* | GSXH502410A* | CA*FA2422*6B*+EEP+TXV |  | Voluntarily Certified | Single-split-system air condit | False | False | 23600 |  | 14.3 | 14.3 |  |  | True | 30 | 30 | 11.7 | 11.7 | Coil-Only System | False | Conventional | 05/05/2023 |  | 07/07/2023
Daikin Comfort Technologies Manufacturing, L.P. | ENERGI AIR | GSXB404210A* | GSXB404210A* | CAPTA4230*4A*+EEP |  | Voluntarily Certified | Single-split-system air condit | False | False | 40000 |  | 14.3 | 14.3 |  |  | True | 30 | 30 | 11.7 | 11.7 | Coil-Only System | False | Conventional | 05/05/2023 |  | 07/07/2023
Daikin Comfort Technologies Manufacturing, L.P. | ENERGI AIR | GSXH501810A* | GSXH501810A* | CA*FA1818*6C*+EEP+TXV |  | Voluntarily Certified | Single-split-system air condit | False | False | 17400 |  | 14.3 | 14.3 |  |  | False | 30 | 30 | 11.7 | 11.7 | Coil-Only System | False | Conventional | 05/05/2023 |  | 07/07/2023
Daikin Comfort Technologies Manufacturing, L.P. | ENERGI AIR | GPCM33041A* | GPCM33041A* |  |  | Voluntarily Certified | Single-package air conditioner | False | False | 27800 |  | 13.4 | 13.4 |  |  | False | 30 | 30 | 10.6 | 10.6 |  | False | Conventional | 05/05/2023 |  | 07/07/2023
Daikin Comfort Technologies Manufacturing, L.P. | ENERGI AIR | GPCM34241A* | GPCM34241A* |  |  | Voluntarily Certified | Single-package air conditioner | False | False | 40000 |  | 13.4 | 13.4 |  |  | False | 30 | 30 | 10.6 | 10.6 |  | False | Conventional | 05/05/2023 |  | 07/07/2023
Daikin Comfort Technologies Manufacturing, L.P. | ENERGI AIR | GPGM530***41A* | GPGM530***41A* |  |  | Voluntarily Certified | Single-package air conditioner | False | False | 29000 |  | 14.6 | 13.4 |  |  | False | 30 | 30 | 11.2 | 10.6 |  | False | Conventional | 05/05/2023 |  | 07/07/2023
Daikin Comfort Technologies Manufacturing, L.P. | Franklin | GSXH501810A* | GSXH501810A* | CA*FA1818*6C*+EEP+TXV |  | Voluntarily Certified | Single-split-system air condit | False | False | 17400 |  | 14.3 | 14.3 |  |  | False | 30 | 30 | 11.7 | 11.7 | Coil-Only System | False | Conventional | 05/05/2023 |  | 07/07/2023
Daikin Comfort Technologies Manufacturing, L.P. | Franklin | GSXB404210A* | GSXB404210A* | CAPTA4230*4A*+EEP |  | Voluntarily Certified | Single-split-system air condit | False | False | 40000 |  | 14.3 | 14.3 |  |  | True | 30 | 30 | 11.7 | 11.7 | Coil-Only System | False | Conventional | 05/05/2023 |  | 07/07/2023
Daikin Comfort Technologies Manufacturing, L.P. | Franklin | GPCM33041A* | GPCM33041A* |  |  | Voluntarily Certified | Single-package air conditioner | False | False | 27800 |  | 13.4 | 13.4 |  |  | False | 30 | 30 | 10.6 | 10.6 |  | False | Conventional | 05/05/2023 |  | 07/07/2023
Daikin Comfort Technologies Manufacturing, L.P. | Franklin | GPCM34241A* | GPCM34241A* |  |  | Voluntarily Certified | Single-package air conditioner | False | False | 40000 |  | 13.4 | 13.4 |  |  | False | 30 | 30 | 10.6 | 10.6 |  | False | Conventional | 05/05/2023 |  | 07/07/2023
Daikin Comfort Technologies Manufacturing, L.P. | Franklin | GPGM530***41A* | GPGM530***41A* |  |  | Voluntarily Certified | Single-package air conditioner | False | False | 29000 |  | 14.6 | 13.4 |  |  | False | 30 | 30 | 11.2 | 10.6 |  | False | Conventional | 05/05/2023 |  | 07/07/2023
Daikin Comfort Technologies Manufacturing, L.P. | AMANA DISTINCTIONS | GSXH501810A* | GSXH501810A* | CA*FA1818*6C*+EEP+TXV |  | Voluntarily Certified | Single-split-system air condit | False | False | 17400 |  | 14.3 | 14.3 |  |  | False | 30 | 30 | 11.7 | 11.7 | Coil-Only System | False | Conventional | 05/05/2023 |  | 07/07/2023
Daikin Comfort Technologies Manufacturing, L.P. | AMANA DISTINCTIONS | GPGM530***41A* | GPGM530***41A* |  |  | Voluntarily Certified | Single-package air conditioner | False | False | 29000 |  | 14.6 | 13.4 |  |  | False | 30 | 30 | 11.2 | 10.6 |  | False | Conventional | 05/05/2023 |  | 07/07/2023
Daikin Comfort Technologies Manufacturing, L.P. | AMANA DISTINCTIONS | GSXB404210A* | GSXB404210A* | CAPTA4230*4A*+EEP |  | Voluntarily Certified | Single-split-system air condit | False | False | 40000 |  | 14.3 | 14.3 |  |  | True | 30 | 30 | 11.7 | 11.7 | Coil-Only System | False | Conventional | 05/05/2023 |  | 07/07/2023
Daikin Comfort Technologies Manufacturing, L.P. | AMANA DISTINCTIONS | GPCM33041A* | GPCM33041A* |  |  | Voluntarily Certified | Single-package air conditioner | False | False | 27800 |  | 13.4 | 13.4 |  |  | False | 30 | 30 | 10.6 | 10.6 |  | False | Conventional | 05/05/2023 |  | 07/07/2023
Daikin Comfort Technologies Manufacturing, L.P. | AMANA DISTINCTIONS | GPCM34241A* | GPCM34241A* |  |  | Voluntarily Certified | Single-package air conditioner | False | False | 40000 |  | 13.4 | 13.4 |  |  | False | 30 | 30 | 10.6 | 10.6 |  | False | Conventional | 05/05/2023 |  | 07/07/2023
Daikin Comfort Technologies Manufacturing, L.P. | AMANA DISTINCTIONS | GSXB403010A* | GSXB403010A* | CAPTA3022*4A*+EEP |  | Voluntarily Certified | Single-split-system air condit | False | False | 28400 |  | 14.3 | 14.3 |  |  | True | 30 | 30 | 11.7 | 11.7 | Coil-Only System | False | Conventional | 05/05/2023 |  | 07/07/2023
Daikin Comfort Technologies Manufacturing, L.P. | AMANA DISTINCTIONS | GSXC703610A* | GSXC703610A* | CA*FA4226*6A*+EEP+TXV |  | Voluntarily Certified | Single-split-system air condit | False | False | 34200 |  | 14.3 | 14.3 |  |  | False | 30 | 30 | 11.7 | 11.7 | Coil-Only System | False | Conventional | 05/05/2023 |  | 07/07/2023
Daikin Comfort Technologies Manufacturing, L.P. | AMANA DISTINCTIONS | GPUM348***41A* | GPUM348***41A* |  |  | Voluntarily Certified | Single-package air conditioner | False | False | 46000 |  | 13.4 | 13.4 |  |  | False | 30 | 30 | 10.6 | 10.6 |  | False | Conventional | 05/05/2023 |  | 07/07/2023
Daikin Comfort Technologies Manufacturing, L.P. | ONE HOUR AIR CONDITIONING AND HEATING | GPCM32441A* | GPCM32441A* |  |  | Voluntarily Certified | Single-package air conditioner | False | False | 22800 |  | 13.4 | 13.4 |  |  | False | 30 | 30 | 10.6 | 10.6 |  | False | Conventional | 05/05/2023 |  | 07/07/2023
Daikin Comfort Technologies Manufacturing, L.P. | ONE HOUR AIR CONDITIONING AND HEATING | GSXM401810A* | GSXM401810A* | CA*FA1818*6C*+EEP+TXV |  | Voluntarily Certified | Single-split-system air condit | False | False | 17400 |  | 14.3 | 14.3 |  |  | False | 30 | 30 | 11.7 | 11.7 | Coil-Only System | False | Conventional | 05/05/2023 |  | 07/07/2023
Daikin Comfort Technologies Manufacturing, L.P. | ONE HOUR AIR CONDITIONING AND HEATING | GPGM342***41A* | GPGM342***41A* |  |  | Voluntarily Certified | Single-package air conditioner | False | False | 40000 |  | 13.4 | 13.4 |  |  | False | 30 | 30 | 10.6 | 10.6 |  | False | Conventional | 05/05/2023 |  | 07/07/2023
Daikin Comfort Technologies Manufacturing, L.P. | ONE HOUR AIR CONDITIONING AND HEATING | VSXN401810A* | VSXN401810A* | CA*FA1818*6C*+EEP+TXV |  | Voluntarily Certified | Single-split-system air condit | False | False | 17400 |  | 14.3 | 14.3 |  |  | False | 30 | 30 | 11.7 | 11.7 | Coil-Only System | False | Conventional | 05/05/2023 |  | 07/07/2023
Daikin Comfort Technologies Manufacturing, L.P. | ABCOOLAIR | GSXM401810A* | GSXM401810A* | CA*FA1818*6C*+EEP+TXV |  | Voluntarily Certified | Single-split-system air condit | False | False | 17400 |  | 14.3 | 14.3 |  |  | False | 30 | 30 | 11.7 | 11.7 | Coil-Only System | False | Conventional | 05/05/2023 |  | 07/07/2023
Daikin Comfort Technologies Manufacturing, L.P. | ABCOOLAIR | GPGM342***41A* | GPGM342***41A* |  |  | Voluntarily Certified | Single-package air conditioner | False | False | 40000 |  | 13.4 | 13.4 |  |  | False | 30 | 30 | 10.6 | 10.6 |  | False | Conventional | 05/05/2023 |  | 07/07/2023
Daikin Comfort Technologies Manufacturing, L.P. | ABCOOLAIR | VSXN401810A* | VSXN401810A* | CA*FA1818*6C*+EEP+TXV |  | Voluntarily Certified | Single-split-system air condit | False | False | 17400 |  | 14.3 | 14.3 |  |  | False | 30 | 30 | 11.7 | 11.7 | Coil-Only System | False | Conventional | 05/05/2023 |  | 07/07/2023
Daikin Comfort Technologies Manufacturing, L.P. | Franklin | GSXM401810A* | GSXM401810A* | CA*FA1818*6C*+EEP+TXV |  | Voluntarily Certified | Single-split-system air condit | False | False | 17400 |  | 14.3 | 14.3 |  |  | False | 30 | 30 | 11.7 | 11.7 | Coil-Only System | False | Conventional | 05/05/2023 |  | 07/07/2023
Daikin Comfort Technologies Manufacturing, L.P. | Franklin | GPGM342***41A* | GPGM342***41A* |  |  | Voluntarily Certified | Single-package air conditioner | False | False | 40000 |  | 13.4 | 13.4 |  |  | False | 30 | 30 | 10.6 | 10.6 |  | False | Conventional | 05/05/2023 |  | 07/07/2023
Daikin Comfort Technologies Manufacturing, L.P. | Franklin | GSXV903610A* | GSXV903610A* | CA*F3743*6D*+MBVC1601**-1A*+TX |  | Voluntarily Certified | Single-split-system air condit | False | False | 32800 |  | 20 | 14.3 |  |  | True | 30 | 30 | 12 | 9.8 | Blower Coil System | True | Conventional | 05/05/2023 |  | 07/07/2023
Daikin Comfort Technologies Manufacturing, L.P. | ABCOOLAIR | GSXB401810A* | GSXB401810A* | CAPTA1818*4A*+EEP |  | Voluntarily Certified | Single-split-system air condit | False | False | 17400 |  | 14.3 | 14.3 |  |  | False | 30 | 30 | 11.7 | 11.7 | Coil-Only System | False | Conventional | 05/05/2023 |  | 07/07/2023
Daikin Comfort Technologies Manufacturing, L.P. | ABCOOLAIR | GSXM403010A* | GSXM403010A* | CA*FA3022*6B*+EEP+TXV |  | Voluntarily Certified | Single-split-system air condit | False | False | 28400 |  | 14.3 | 14.3 |  |  | True | 30 | 30 | 11.7 | 11.7 | Coil-Only System | False | Conventional | 05/05/2023 |  | 07/07/2023
Daikin Comfort Technologies Manufacturing, L.P. | ABCOOLAIR | GSXM403610A* | GSXM403610A* | CA*FA4226*6A*+EEP+TXV |  | Voluntarily Certified | Single-split-system air condit | False | False | 34200 |  | 14.3 | 14.3 |  |  | True | 30 | 30 | 11.7 | 11.7 | Coil-Only System | False | Conventional | 05/05/2023 |  | 07/07/2023
Daikin Comfort Technologies Manufacturing, L.P. | ABCOOLAIR | GPGM324***41A* | GPGM324***41A* |  |  | Voluntarily Certified | Single-package air conditioner | False | False | 23000 |  | 13.4 | 13.4 |  |  | False | 30 | 30 | 10.6 | 10.6 |  | False | Conventional | 05/05/2023 |  | 07/07/2023
Daikin Comfort Technologies Manufacturing, L.P. | ABCOOLAIR | GSXC702410A* | GSXC702410A* | CA*FA2422*6B*+EEP+TXV |  | Voluntarily Certified | Single-split-system air condit | False | False | 22800 |  | 14.3 | 14.3 |  |  | True | 30 | 30 | 11.7 | 11.7 | Coil-Only System | False | Conventional | 05/05/2023 |  | 07/07/2023
Daikin Comfort Technologies Manufacturing, L.P. | ABCOOLAIR | GPCM32441A* | GPCM32441A* |  |  | Voluntarily Certified | Single-package air conditioner | False | False | 22800 |  | 13.4 | 13.4 |  |  | False | 30 | 30 | 10.6 | 10.6 |  | False | Conventional | 05/05/2023 |  | 07/07/2023
Daikin Comfort Technologies Manufacturing, L.P. | AMANA DISTINCTIONS | GSXM403010A* | GSXM403010A* | CA*FA3022*6B*+EEP+TXV |  | Voluntarily Certified | Single-split-system air condit | False | False | 28400 |  | 14.3 | 14.3 |  |  | True | 30 | 30 | 11.7 | 11.7 | Coil-Only System | False | Conventional | 05/05/2023 |  | 07/07/2023
Daikin Comfort Technologies Manufacturing, L.P. | AMANA DISTINCTIONS | GSXM403610A* | GSXM403610A* | CA*FA4226*6A*+EEP+TXV |  | Voluntarily Certified | Single-split-system air condit | False | False | 34200 |  | 14.3 | 14.3 |  |  | True | 30 | 30 | 11.7 | 11.7 | Coil-Only System | False | Conventional | 05/05/2023 |  | 07/07/2023
Daikin Comfort Technologies Manufacturing, L.P. | AMANA DISTINCTIONS | GSXC702410A* | GSXC702410A* | CA*FA2422*6B*+EEP+TXV |  | Voluntarily Certified | Single-split-system air condit | False | False | 22800 |  | 14.3 | 14.3 |  |  | True | 30 | 30 | 11.7 | 11.7 | Coil-Only System | False | Conventional | 05/05/2023 |  | 07/07/2023
Daikin Comfort Technologies Manufacturing, L.P. | Goodman | GSXM403010A* | GSXM403010A* | CA*FA3022*6B*+EEP+TXV |  | Voluntarily Certified | Single-split-system air condit | False | False | 28400 |  | 14.3 | 14.3 |  |  | True | 30 | 30 | 11.7 | 11.7 | Coil-Only System | False | Conventional | 05/05/2023 |  | 07/07/2023
Daikin Comfort Technologies Manufacturing, L.P. | AMANA DISTINCTIONS | GSXB401810A* | GSXB401810A* | CAPTA1818*4A*+EEP |  | Voluntarily Certified | Single-split-system air condit | False | False | 17400 |  | 14.3 | 14.3 |  |  | False | 30 | 30 | 11.7 | 11.7 | Coil-Only System | False | Conventional | 05/05/2023 |  | 07/07/2023
Daikin Comfort Technologies Manufacturing, L.P. | AMANA DISTINCTIONS | GPGM324***41A* | GPGM324***41A* |  |  | Voluntarily Certified | Single-package air conditioner | False | False | 23000 |  | 13.4 | 13.4 |  |  | False | 30 | 30 | 10.6 | 10.6 |  | False | Conventional | 05/05/2023 |  | 07/07/2023
Daikin Comfort Technologies Manufacturing, L.P. | AMANA DISTINCTIONS | GPCM32441A* | GPCM32441A* |  |  | Voluntarily Certified | Single-package air conditioner | False | False | 22800 |  | 13.4 | 13.4 |  |  | False | 30 | 30 | 10.6 | 10.6 |  | False | Conventional | 05/05/2023 |  | 07/07/2023
Daikin Comfort Technologies Manufacturing, L.P. | Franklin | GPCM32441A* | GPCM32441A* |  |  | Voluntarily Certified | Single-package air conditioner | False | False | 22800 |  | 13.4 | 13.4 |  |  | False | 30 | 30 | 10.6 | 10.6 |  | False | Conventional | 05/05/2023 |  | 07/07/2023
Daikin Comfort Technologies Manufacturing, L.P. | ENERGI AIR | GSXM403610A* | GSXM403610A* | CA*FA4226*6A*+EEP+TXV |  | Voluntarily Certified | Single-split-system air condit | False | False | 34200 |  | 14.3 | 14.3 |  |  | True | 30 | 30 | 11.7 | 11.7 | Coil-Only System | False | Conventional | 05/05/2023 |  | 07/07/2023
Daikin Comfort Technologies Manufacturing, L.P. | ENERGI AIR | GPGM324***41A* | GPGM324***41A* |  |  | Voluntarily Certified | Single-package air conditioner | False | False | 23000 |  | 13.4 | 13.4 |  |  | False | 30 | 30 | 10.6 | 10.6 |  | False | Conventional | 05/05/2023 |  | 07/07/2023
Daikin Comfort Technologies Manufacturing, L.P. | Franklin | GSXM403610A* | GSXM403610A* | CA*FA4226*6A*+EEP+TXV |  | Voluntarily Certified | Single-split-system air condit | False | False | 34200 |  | 14.3 | 14.3 |  |  | True | 30 | 30 | 11.7 | 11.7 | Coil-Only System | False | Conventional | 05/05/2023 |  | 07/07/2023
Daikin Comfort Technologies Manufacturing, L.P. | Franklin | GPGM324***41A* | GPGM324***41A* |  |  | Voluntarily Certified | Single-package air conditioner | False | False | 23000 |  | 13.4 | 13.4 |  |  | False | 30 | 30 | 10.6 | 10.6 |  | False | Conventional | 05/05/2023 |  | 07/07/2023
Daikin Comfort Technologies Manufacturing, L.P. | Goodman | GSXM403610A* | GSXM403610A* | CA*FA4226*6A*+EEP+TXV |  | Voluntarily Certified | Single-split-system air condit | False | False | 34200 |  | 14.3 | 14.3 |  |  | True | 30 | 30 | 11.7 | 11.7 | Coil-Only System | False | Conventional | 05/05/2023 |  | 07/07/2023
Daikin Comfort Technologies Manufacturing, L.P. | Goodman | GSXB401810A* | GSXB401810A* | CAPTA1818*4A*+EEP |  | Voluntarily Certified | Single-split-system air condit | False | False | 17400 |  | 14.3 | 14.3 |  |  | False | 30 | 30 | 11.7 | 11.7 | Coil-Only System | False | Conventional | 05/05/2023 |  | 07/07/2023
Daikin Comfort Technologies Manufacturing, L.P. | Goodman | GSXC702410A* | GSXC702410A* | CA*FA2422*6B*+EEP+TXV |  | Voluntarily Certified | Single-split-system air condit | False | False | 22800 |  | 14.3 | 14.3 |  |  | True | 30 | 30 | 11.7 | 11.7 | Coil-Only System | False | Conventional | 05/05/2023 |  | 07/07/2023
Daikin Comfort Technologies Manufacturing, L.P. | Goodman | GPGM324***41A* | GPGM324***41A* |  |  | Voluntarily Certified | Single-package air conditioner | False | False | 23000 |  | 13.4 | 13.4 |  |  | False | 30 | 30 | 10.6 | 10.6 |  | False | Conventional | 05/05/2023 |  | 07/07/2023
Daikin Comfort Technologies Manufacturing, L.P. | Goodman | GPCM32441A* | GPCM32441A* |  |  | Voluntarily Certified | Single-package air conditioner | False | False | 22800 |  | 13.4 | 13.4 |  |  | False | 30 | 30 | 10.6 | 10.6 |  | False | Conventional | 05/05/2023 |  | 07/07/2023
Daikin Comfort Technologies Manufacturing, L.P. | Goodman | VSXN401810A* | VSXN401810A* | CA*FA1818*6C*+EEP+TXV |  | Voluntarily Certified | Single-split-system air condit | False | False | 17400 |  | 14.3 | 14.3 |  |  | False | 30 | 30 | 11.7 | 11.7 | Coil-Only System | False | Conventional | 05/05/2023 |  | 07/07/2023
Daikin Comfort Technologies Manufacturing, L.P. | Goodman | GSXM401810A* | GSXM401810A* | CA*FA1818*6C*+EEP+TXV |  | Voluntarily Certified | Single-split-system air condit | False | False | 17400 |  | 14.3 | 14.3 |  |  | False | 30 | 30 | 11.7 | 11.7 | Coil-Only System | False | Conventional | 05/05/2023 |  | 07/07/2023
Daikin Comfort Technologies Manufacturing, L.P. | Goodman | GPGM342***41A* | GPGM342***41A* |  |  | Voluntarily Certified | Single-package air conditioner | False | False | 40000 |  | 13.4 | 13.4 |  |  | False | 30 | 30 | 10.6 | 10.6 |  | False | Conventional | 05/05/2023 |  | 07/07/2023
Daikin Comfort Technologies Manufacturing, L.P. | Goodman | GSXV903610A* | GSXV903610A* | CA*F3743*6D*+MBVC1601**-1A*+TX |  | Voluntarily Certified | Single-split-system air condit | False | False | 32800 |  | 20 | 14.3 |  |  | True | 30 | 30 | 12 | 9.8 | Blower Coil System | True | Conventional | 05/05/2023 |  | 07/07/2023
Daikin Comfort Technologies Manufacturing, L.P. | Franklin | GSXN403010A* | GSXN403010A* | CA*FA3626*6A*+EEP+TXV |  | Voluntarily Certified | Single-split-system air condit | False | False | 28600 |  | 14.3 | 14.3 |  |  | False | 30 | 30 | 11.7 | 11.7 | Coil-Only System | False | Conventional | 05/05/2023 |  | 07/07/2023
Daikin Comfort Technologies Manufacturing, L.P. | Franklin | GPGM348***41A* | GPGM348***41A* |  |  | Voluntarily Certified | Single-package air conditioner | False | False | 46000 |  | 13.4 | 13.4 |  |  | False | 30 | 30 | 10.6 | 10.6 |  | False | Conventional | 05/05/2023 |  | 07/07/2023
Daikin Comfort Technologies Manufacturing, L.P. | Goodman | GPGM348***41A* | GPGM348***41A* |  |  | Voluntarily Certified | Single-package air conditioner | False | False | 46000 |  | 13.4 | 13.4 |  |  | False | 30 | 30 | 10.6 | 10.6 |  | False | Conventional | 05/05/2023 |  | 07/07/2023
Daikin Comfort Technologies Manufacturing, L.P. | Goodman | GSXN403010A* | GSXN403010A* | CA*FA3626*6A*+EEP+TXV |  | Voluntarily Certified | Single-split-system air condit | False | False | 28600 |  | 14.3 | 14.3 |  |  | False | 30 | 30 | 11.7 | 11.7 | Coil-Only System | False | Conventional | 05/05/2023 |  | 07/07/2023
Daikin Comfort Technologies Manufacturing, L.P. | Goodman | GPUM330***41A* | GPUM330***41A* |  |  | Voluntarily Certified | Single-package air conditioner | False | False | 28600 |  | 13.4 | 13.4 |  |  | False | 30 | 30 | 10.6 | 10.6 |  | False | Conventional | 05/05/2023 |  | 07/07/2023
Daikin Comfort Technologies Manufacturing, L.P. | ONE HOUR AIR CONDITIONING AND HEATING | GPUM336***41A* | GPUM336***41A* |  |  | Voluntarily Certified | Single-package air conditioner | False | False | 34200 |  | 13.4 | 13.4 |  |  | False | 30 | 30 | 10.6 | 10.6 |  | False | Conventional | 05/05/2023 |  | 07/07/2023
Daikin Comfort Technologies Manufacturing, L.P. | ONE HOUR AIR CONDITIONING AND HEATING | GPGM560***41A* | GPGM560***41A* |  |  | Voluntarily Certified | Single-package air conditioner | False | False | 58000 |  | 15.2 | 13.4 |  |  | False | 30 | 30 | 11.2 | 10.6 |  | False | Conventional | 05/05/2023 |  | 07/07/2023
Daikin Comfort Technologies Manufacturing, L.P. | ONE HOUR AIR CONDITIONING AND HEATING | GSXH503610A* | GSXH503610A* | CA*FA4226*6A*+EEP+TXV |  | Voluntarily Certified | Single-split-system air condit | False | False | 34200 |  | 14.3 | 14.3 |  |  | True | 30 | 30 | 11.7 | 11.7 | Coil-Only System | False | Conventional | 05/05/2023 |  | 07/07/2023
Daikin Comfort Technologies Manufacturing, L.P. | Goodman | GPUM342***41A* | GPUM342***41A* |  |  | Voluntarily Certified | Single-package air conditioner | False | False | 40000 |  | 13.4 | 13.4 |  |  | False | 30 | 30 | 10.6 | 10.6 |  | False | Conventional | 05/05/2023 |  | 07/07/2023
Daikin Comfort Technologies Manufacturing, L.P. | Goodman | GPUM324***41A* | GPUM324***41A* |  |  | Voluntarily Certified | Single-package air conditioner | False | False | 23000 |  | 13.4 | 13.4 |  |  | False | 30 | 30 | 10.6 | 10.6 |  | False | Conventional | 05/05/2023 |  | 07/07/2023
Daikin Comfort Technologies Manufacturing, L.P. | Goodman | GSXV902410A* | GSXV902410A* | CA*F3137*6A*+MBVC1201**-1A*+TX |  | Voluntarily Certified | Single-split-system air condit | False | False | 22600 |  | 22.5 | 14.3 |  |  | False | 30 | 30 | 13 | 9.8 | Blower Coil System | True | Conventional | 05/05/2023 |  | 07/07/2023
Daikin Comfort Technologies Manufacturing, L.P. | Goodman | GPCM34841A* | GPCM34841A* |  |  | Voluntarily Certified | Single-package air conditioner | False | False | 44500 |  | 13.4 | 13.4 |  |  | False | 30 | 30 | 10.6 | 10.6 |  | False | Conventional | 05/05/2023 |  | 07/07/2023
Daikin Comfort Technologies Manufacturing, L.P. | Goodman | GPCM33641A* | GPCM33641A* |  |  | Voluntarily Certified | Single-package air conditioner | False | False | 34200 |  | 13.4 | 13.4 |  |  | False | 30 | 30 | 10.6 | 10.6 |  | False | Conventional | 05/05/2023 |  | 07/07/2023
Daikin Comfort Technologies Manufacturing, L.P. | AMANA DISTINCTIONS | GPGM330***41A* | GPGM330***41A* |  |  | Voluntarily Certified | Single-package air conditioner | False | False | 28600 |  | 13.4 | 13.4 |  |  | False | 30 | 30 | 10.6 | 10.6 |  | False | Conventional | 05/05/2023 |  | 07/07/2023
Daikin Comfort Technologies Manufacturing, L.P. | ONE HOUR AIR CONDITIONING AND HEATING | GSXM403010A* | GSXM403010A* | CA*FA3022*6B*+EEP+TXV |  | Voluntarily Certified | Single-split-system air condit | False | False | 28400 |  | 14.3 | 14.3 |  |  | True | 30 | 30 | 11.7 | 11.7 | Coil-Only System | False | Conventional | 05/05/2023 |  | 07/07/2023
Daikin Comfort Technologies Manufacturing, L.P. | ONE HOUR AIR CONDITIONING AND HEATING | GPGM324***41A* | GPGM324***41A* |  |  | Voluntarily Certified | Single-package air conditioner | False | False | 23000 |  | 13.4 | 13.4 |  |  | False | 30 | 30 | 10.6 | 10.6 |  | False | Conventional | 05/05/2023 |  | 07/07/2023
Daikin Comfort Technologies Manufacturing, L.P. | ONE HOUR AIR CONDITIONING AND HEATING | GSXM403610A* | GSXM403610A* | CA*FA4226*6A*+EEP+TXV |  | Voluntarily Certified | Single-split-system air condit | False | False | 34200 |  | 14.3 | 14.3 |  |  | True | 30 | 30 | 11.7 | 11.7 | Coil-Only System | False | Conventional | 05/05/2023 |  | 07/07/2023
Daikin Comfort Technologies Manufacturing, L.P. | ONE HOUR AIR CONDITIONING AND HEATING | GSXC702410A* | GSXC702410A* | CA*FA2422*6B*+EEP+TXV |  | Voluntarily Certified | Single-split-system air condit | False | False | 22800 |  | 14.3 | 14.3 |  |  | True | 30 | 30 | 11.7 | 11.7 | Coil-Only System | False | Conventional | 05/05/2023 |  | 07/07/2023
Daikin Comfort Technologies Manufacturing, L.P. | ONE HOUR AIR CONDITIONING AND HEATING | GSXB401810A* | GSXB401810A* | CAPTA1818*4A*+EEP |  | Voluntarily Certified | Single-split-system air condit | False | False | 17400 |  | 14.3 | 14.3 |  |  | False | 30 | 30 | 11.7 | 11.7 | Coil-Only System | False | Conventional | 05/05/2023 |  | 07/07/2023
Daikin Comfort Technologies Manufacturing, L.P. | ONE HOUR AIR CONDITIONING AND HEATING | GPGM524***41A* | GPGM524***41A* |  |  | Voluntarily Certified | Single-package air conditioner | False | False | 23000 |  | 15.2 | 13.4 |  |  | False | 30 | 30 | 11.2 | 10.6 |  | False | Conventional | 05/05/2023 |  | 07/07/2023
Daikin Comfort Technologies Manufacturing, L.P. | ONE HOUR AIR CONDITIONING AND HEATING | GSXH503010A* | GSXH503010A* | CA*FA3022*6B*+EEP+TXV |  | Voluntarily Certified | Single-split-system air condit | False | False | 28400 |  | 14.3 | 14.3 |  |  | True | 30 | 30 | 11.7 | 11.7 | Coil-Only System | False | Conventional | 05/05/2023 |  | 07/07/2023
Daikin Comfort Technologies Manufacturing, L.P. | ONE HOUR AIR CONDITIONING AND HEATING | GPUM361***41A* | GPUM361***41A* |  |  | Voluntarily Certified | Single-package air conditioner | False | False | 56000 |  | 13.4 | 13.4 |  |  | False | 30 | 30 | 10.6 | 10.6 |  | False | Conventional | 05/05/2023 |  | 07/07/2023
Daikin Comfort Technologies Manufacturing, L.P. | ONE HOUR AIR CONDITIONING AND HEATING | GSXN401810A* | GSXN401810A* | CA*FA1818*6C*+EEP+TXV |  | Voluntarily Certified | Single-split-system air condit | False | False | 17400 |  | 14.3 | 14.3 |  |  | False | 30 | 30 | 11.7 | 11.7 | Coil-Only System | False | Conventional | 05/05/2023 |  | 07/07/2023
Daikin Comfort Technologies Manufacturing, L.P. | ONE HOUR AIR CONDITIONING AND HEATING | GSXN402410A* | GSXN402410A* | CA*FA2422*6B*+EEP+TXV |  | Voluntarily Certified | Single-split-system air condit | False | False | 22600 |  | 14.3 | 14.3 |  |  | False | 30 | 30 | 11.7 | 11.7 | Coil-Only System | False | Conventional | 05/05/2023 |  | 07/07/2023
Daikin Comfort Technologies Manufacturing, L.P. | Goettl | GSXB401810A* | GSXB401810A* | CAPTA1818*4A*+EEP |  | Voluntarily Certified | Single-split-system air condit | False | False | 17400 |  | 14.3 | 14.3 |  |  | False | 30 | 30 | 11.7 | 11.7 | Coil-Only System | False | Conventional | 05/05/2023 |  | 07/07/2023
Daikin Comfort Technologies Manufacturing, L.P. | Goettl | GSXC702410A* | GSXC702410A* | CA*FA2422*6B*+EEP+TXV |  | Voluntarily Certified | Single-split-system air condit | False | False | 22800 |  | 14.3 | 14.3 |  |  | True | 30 | 30 | 11.7 | 11.7 | Coil-Only System | False | Conventional | 05/05/2023 |  | 07/07/2023
Daikin Comfort Technologies Manufacturing, L.P. | Goettl | GSXM403010A* | GSXM403010A* | CA*FA3022*6B*+EEP+TXV |  | Voluntarily Certified | Single-split-system air condit | False | False | 28400 |  | 14.3 | 14.3 |  |  | True | 30 | 30 | 11.7 | 11.7 | Coil-Only System | False | Conventional | 05/05/2023 |  | 07/07/2023
Daikin Comfort Technologies Manufacturing, L.P. | Goettl | GSXM403610A* | GSXM403610A* | CA*FA4226*6A*+EEP+TXV |  | Voluntarily Certified | Single-split-system air condit | False | False | 34200 |  | 14.3 | 14.3 |  |  | True | 30 | 30 | 11.7 | 11.7 | Coil-Only System | False | Conventional | 05/05/2023 |  | 07/07/2023
Daikin Comfort Technologies Manufacturing, L.P. | Goettl | GSXB403010A* | GSXB403010A* | CAPTA3022*4A*+EEP |  | Voluntarily Certified | Single-split-system air condit | False | False | 28400 |  | 14.3 | 14.3 |  |  | True | 30 | 30 | 11.7 | 11.7 | Coil-Only System | False | Conventional | 05/05/2023 |  | 07/07/2023
Daikin Comfort Technologies Manufacturing, L.P. | Goettl | GSXC703610A* | GSXC703610A* | CA*FA4226*6A*+EEP+TXV |  | Voluntarily Certified | Single-split-system air condit | False | False | 34200 |  | 14.3 | 14.3 |  |  | False | 30 | 30 | 11.7 | 11.7 | Coil-Only System | False | Conventional | 05/05/2023 |  | 07/07/2023
Daikin Comfort Technologies Manufacturing, L.P. | Goettl | GSXH501810A* | GSXH501810A* | CA*FA1818*6C*+EEP+TXV |  | Voluntarily Certified | Single-split-system air condit | False | False | 17400 |  | 14.3 | 14.3 |  |  | False | 30 | 30 | 11.7 | 11.7 | Coil-Only System | False | Conventional | 05/05/2023 |  | 07/07/2023
Daikin Comfort Technologies Manufacturing, L.P. | Goettl | GSXB404210A* | GSXB404210A* | CAPTA4230*4A*+EEP |  | Voluntarily Certified | Single-split-system air condit | False | False | 40000 |  | 14.3 | 14.3 |  |  | True | 30 | 30 | 11.7 | 11.7 | Coil-Only System | False | Conventional | 05/05/2023 |  | 07/07/2023
Daikin Comfort Technologies Manufacturing, L.P. | Goettl | GSXN401810A* | GSXN401810A* | CA*FA1818*6C*+EEP+TXV |  | Voluntarily Certified | Single-split-system air condit | False | False | 17400 |  | 14.3 | 14.3 |  |  | False | 30 | 30 | 11.7 | 11.7 | Coil-Only System | False | Conventional | 05/05/2023 |  | 07/07/2023
Daikin Comfort Technologies Manufacturing, L.P. | Goettl | GSXN402410A* | GSXN402410A* | CA*FA2422*6B*+EEP+TXV |  | Voluntarily Certified | Single-split-system air condit | False | False | 22600 |  | 14.3 | 14.3 |  |  | False | 30 | 30 | 11.7 | 11.7 | Coil-Only System | False | Conventional | 05/05/2023 |  | 07/07/2023
Daikin Comfort Technologies Manufacturing, L.P. | Goettl | GSXN404210A* | GSXN404210A* | CAPTA4230*4A*+EEP |  | Voluntarily Certified | Single-split-system air condit | False | False | 39500 |  | 14.3 | 14.3 |  |  | False | 30 | 30 | 11.7 | 11.7 | Coil-Only System | False | Conventional | 05/05/2023 |  | 07/07/2023
Daikin Comfort Technologies Manufacturing, L.P. | Goettl | GSXH502410A* | GSXH502410A* | CA*FA2422*6B*+EEP+TXV |  | Voluntarily Certified | Single-split-system air condit | False | False | 23600 |  | 14.3 | 14.3 |  |  | True | 30 | 30 | 11.7 | 11.7 | Coil-Only System | False | Conventional | 05/05/2023 |  | 07/07/2023
Daikin Comfort Technologies Manufacturing, L.P. | Goettl | GSXM401810A* | GSXM401810A* | CA*FA1818*6C*+EEP+TXV |  | Voluntarily Certified | Single-split-system air condit | False | False | 17400 |  | 14.3 | 14.3 |  |  | False | 30 | 30 | 11.7 | 11.7 | Coil-Only System | False | Conventional | 05/05/2023 |  | 07/07/2023
Daikin Comfort Technologies Manufacturing, L.P. | Goettl | GSXM402410A* | GSXM402410A* | CA*FA2422*6B*+EEP+TXV |  | Voluntarily Certified | Single-split-system air condit | False | False | 23600 |  | 14.3 | 14.3 |  |  | True | 30 | 30 | 11.7 | 11.7 | Coil-Only System | False | Conventional | 05/05/2023 |  | 07/07/2023
Daikin Comfort Technologies Manufacturing, L.P. | Goettl | GSXH503610A* | GSXH503610A* | CA*FA4226*6A*+EEP+TXV |  | Voluntarily Certified | Single-split-system air condit | False | False | 34200 |  | 14.3 | 14.3 |  |  | True | 30 | 30 | 11.7 | 11.7 | Coil-Only System | False | Conventional | 05/05/2023 |  | 07/07/2023
Daikin Comfort Technologies Manufacturing, L.P. | Goettl | GSXH503010A* | GSXH503010A* | CA*FA3022*6B*+EEP+TXV |  | Voluntarily Certified | Single-split-system air condit | False | False | 28400 |  | 14.3 | 14.3 |  |  | True | 30 | 30 | 11.7 | 11.7 | Coil-Only System | False | Conventional | 05/05/2023 |  | 07/07/2023
Daikin Comfort Technologies Manufacturing, L.P. | Goettl | GSXN403010A* | GSXN403010A* | CA*FA3626*6A*+EEP+TXV |  | Voluntarily Certified | Single-split-system air condit | False | False | 28600 |  | 14.3 | 14.3 |  |  | False | 30 | 30 | 11.7 | 11.7 | Coil-Only System | False | Conventional | 05/05/2023 |  | 07/07/2023
Daikin Comfort Technologies Manufacturing, L.P. | Goettl | GSXH504210A* | GSXH504210A* | CAPTA4230*4A*+EEP |  | Voluntarily Certified | Single-split-system air condit | False | False | 40000 |  | 14.3 | 14.3 |  |  | True | 30 | 30 | 11.7 | 11.7 | Coil-Only System | False | Conventional | 05/05/2023 |  | 07/07/2023
Daikin Comfort Technologies Manufacturing, L.P. | Goettl | GSXB402410A* | GSXB402410A* | CAPTA2422*4A*+EEP |  | Voluntarily Certified | Single-split-system air condit | False | False | 23600 |  | 14.3 | 14.3 |  |  | True | 30 | 30 | 11.7 | 11.7 | Coil-Only System | False | Conventional | 05/05/2023 |  | 07/07/2023
Daikin Comfort Technologies Manufacturing, L.P. | Goettl | GSXB403610A* | GSXB403610A* | CAPTA3626*4A*+EEP |  | Voluntarily Certified | Single-split-system air condit | False | False | 34200 |  | 14.3 | 14.3 |  |  | True | 30 | 30 | 11.7 | 11.7 | Coil-Only System | False | Conventional | 05/05/2023 |  | 07/07/2023
Daikin Comfort Technologies Manufacturing, L.P. | Goettl | GSXN403610A* | GSXN403610A* | CA*FA4226*6A*+EEP+TXV |  | Voluntarily Certified | Single-split-system air condit | False | False | 34200 |  | 14.3 | 14.3 |  |  | False | 30 | 30 | 11.7 | 11.7 | Coil-Only System | False | Conventional | 05/05/2023 |  | 07/07/2023
Johnson Controls, Inc. | FRASER-JOHNSTON | PCE6A2424 | PCE6A2424 |  |  | Voluntarily Certified | Single-package air conditioner | False | False | 23000 |  | 15.2 | 13.4 |  |  | False | 30 | 30 | 11.5 | 0 |  | False | Conventional | 05/05/2023 |  | 07/10/2023
Johnson Controls, Inc. | FRASER-JOHNSTON | PCG4A360502L1 | PCG4A360502L1 |  |  | Voluntarily Certified | Single-package air conditioner | False | False | 34800 |  | 13.4 | 13.4 |  |  | False | 30 | 30 | 11 | 0 |  | False | Conventional | 05/05/2023 |  | 07/10/2023
Johnson Controls, Inc. | FRASER-JOHNSTON | PCG4A361002X4 | PCG4A361002X4 |  |  | Voluntarily Certified | Single-package air conditioner | False | False | 34800 |  | 13.4 | 13.4 |  |  | False | 30 | 30 | 11 | 0 |  | False | Conventional | 05/05/2023 |  | 07/10/2023
Johnson Controls, Inc. | FRASER-JOHNSTON | PCG4B480652X4 | PCG4B480652X4 |  |  | Voluntarily Certified | Single-package air conditioner | False | False | 46500 |  | 13.4 | 13.4 |  |  | False | 30 | 30 | 11 | 0 |  | False | Conventional | 05/05/2023 |  | 07/10/2023
Johnson Controls, Inc. | FRASER-JOHNSTON | TCF2B42T21 | TCF2B42T21 | XAFC48FBCN1 |  | Voluntarily Certified | Single-split-system air condit | False | False | 42000 |  | 14.5 | 13.4 |  |  | False | 30 | 30 | 12 | 0 | Coil-Only System | False | Conventional | 05/05/2023 |  | 07/10/2023
Johnson Controls, Inc. | FRASER-JOHNSTON | PCG6B601002X4 | PCG6B601002X4 |  |  | Voluntarily Certified | Single-package air conditioner | False | False | 58000 |  | 15.2 | 13.4 |  |  | False | 30 | 30 | 11.5 | 0 |  | False | Conventional | 05/05/2023 |  | 07/10/2023
Johnson Controls, Inc. | FRASER-JOHNSTON | PCG6B481002X4 | PCG6B481002X4 |  |  | Voluntarily Certified | Single-package air conditioner | False | False | 46000 |  | 15.2 | 13.4 |  |  | False | 30 | 30 | 11.5 | 0 |  | False | Conventional | 05/05/2023 |  | 07/10/2023
Johnson Controls, Inc. | FRASER-JOHNSTON | PCG4A240752X4 | PCG4A240752X4 |  |  | Voluntarily Certified | Single-package air conditioner | False | False | 23000 |  | 13.4 | 13.4 |  |  | False | 30 | 30 | 11 | 0 |  | False | Conventional | 05/05/2023 |  | 07/10/2023
Johnson Controls, Inc. | FRASER-JOHNSTON | TCE2B24S21 | TCE2B24S21 | XAFB24BBAN1 |  | Voluntarily Certified | Single-split-system air condit | False | False | 23200 |  | 14.3 | 13.4 |  |  | False | 30 | 30 | 11.75 | 0 | Coil-Only System | False | Conventional | 05/05/2023 |  | 07/10/2023
Johnson Controls, Inc. | FRASER-JOHNSTON | TCE2B18S21 | TCE2B18S21 | XAFA24BBAN1 |  | Voluntarily Certified | Single-split-system air condit | False | False | 17600 |  | 14.3 | 13.4 |  |  | False | 30 | 30 | 11.75 | 0 | Coil-Only System | False | Conventional | 05/05/2023 |  | 07/10/2023
Johnson Controls, Inc. | FRASER-JOHNSTON | TCF2B24S21 | TCF2B24S21 | XAFA24BBAN1 |  | Voluntarily Certified | Single-split-system air condit | False | False | 23600 |  | 14.75 | 13.4 |  |  | False | 30 | 30 | 12.5 | 0 | Coil-Only System | False | Conventional | 05/05/2023 |  | 07/10/2023
Johnson Controls, Inc. | FRASER-JOHNSTON | TCF2B48T21 | TCF2B48T21 | XAFC60GBCN1 |  | Voluntarily Certified | Single-split-system air condit | False | False | 47000 |  | 14.75 | 13.4 |  |  | False | 30 | 30 | 12 | 0 | Coil-Only System | False | Conventional | 05/05/2023 |  | 07/10/2023
Johnson Controls, Inc. | FRASER-JOHNSTON | PCE4A3024 | PCE4A3024 |  |  | Voluntarily Certified | Single-package air conditioner | False | False | 28800 |  | 13.4 | 13.4 |  |  | False | 30 | 30 | 11 | 0 |  | False | Conventional | 05/05/2023 |  | 07/10/2023
Johnson Controls, Inc. | FRASER-JOHNSTON | PCG6A240502X4 | PCG6A240502X4 |  |  | Voluntarily Certified | Single-package air conditioner | False | False | 23000 |  | 15.2 | 13.4 |  |  | False | 30 | 30 | 11.5 | 0 |  | False | Conventional | 05/05/2023 |  | 07/10/2023
Johnson Controls, Inc. | FRASER-JOHNSTON | TCD2B18S21 | TCD2B18S21 | XAFA18ABAN1 |  | Voluntarily Certified | Single-split-system air condit | False | False | 18000 |  | 13.4 | 13.4 |  |  | False | 30 | 30 | 11.25 | 0 | Coil-Only System | False | Conventional | 05/05/2023 |  | 07/10/2023
Johnson Controls, Inc. | FRASER-JOHNSTON | PCG4A300752X4 | PCG4A300752X4 |  |  | Voluntarily Certified | Single-package air conditioner | False | False | 28800 |  | 13.4 | 13.4 |  |  | False | 30 | 30 | 11 | 0 |  | False | Conventional | 05/05/2023 |  | 07/10/2023
Johnson Controls, Inc. | FRASER-JOHNSTON | TCE2B48S21 | TCE2B48S21 | XAFC48FBCN1 |  | Voluntarily Certified | Single-split-system air condit | False | False | 47000 |  | 13.8 | 13.4 |  |  | False | 30 | 30 | 11.25 | 0 | Coil-Only System | False | Conventional | 05/05/2023 |  | 07/10/2023
Johnson Controls, Inc. | FRASER-JOHNSTON | TCE2B42S21 | TCE2B42S21 | XAFC42EBCN1 |  | Voluntarily Certified | Single-split-system air condit | False | False | 40000 |  | 14.3 | 13.4 |  |  | False | 30 | 30 | 11.75 | 0 | Coil-Only System | False | Conventional | 05/05/2023 |  | 07/10/2023
Johnson Controls, Inc. | FRASER-JOHNSTON | TCD2B24S21 | TCD2B24S21 | XAFA24BBAN1 |  | Voluntarily Certified | Single-split-system air condit | False | False | 23800 |  | 13.4 | 13.4 |  |  | False | 30 | 30 | 11.25 | 0 | Coil-Only System | False | Conventional | 05/05/2023 |  | 07/10/2023
Johnson Controls, Inc. | FRASER-JOHNSTON | TCF2B18S21 | TCF2B18S21 | XAFA24BBAN1 |  | Voluntarily Certified | Single-split-system air condit | False | False | 17800 |  | 14.75 | 13.4 |  |  | False | 30 | 30 | 12.5 | 0 | Coil-Only System | False | Conventional | 05/05/2023 |  | 07/10/2023
Johnson Controls, Inc. | FRASER-JOHNSTON | PCG6B480652X4 | PCG6B480652X4 |  |  | Voluntarily Certified | Single-package air conditioner | False | False | 46000 |  | 15.2 | 13.4 |  |  | False | 30 | 30 | 11.5 | 0 |  | False | Conventional | 05/05/2023 |  | 07/10/2023
Johnson Controls, Inc. | FRASER-JOHNSTON | PCG4B601002X4 | PCG4B601002X4 |  |  | Voluntarily Certified | Single-package air conditioner | False | False | 56000 |  | 13.4 | 13.4 |  |  | False | 30 | 30 | 11 | 0 |  | False | Conventional | 05/05/2023 |  | 07/10/2023
Johnson Controls, Inc. | FRASER-JOHNSTON | HMCG22B601 | HMCG22B601 | JHETD60JBCS2N1 |  | Voluntarily Certified | Single-split-system air condit | False | False | 56000 |  | 18.5 | 13.4 |  |  | False | 30 | 30 | 10 | 0 | Blower Coil System | True | Conventional | 05/05/2023 |  | 07/10/2023
Johnson Controls, Inc. | FRASER-JOHNSTON | PCE6A3624 | PCE6A3624 |  |  | Voluntarily Certified | Single-package air conditioner | False | False | 35000 |  | 15.2 | 13.4 |  |  | False | 30 | 30 | 11.5 | 0 |  | False | Conventional | 05/05/2023 |  | 07/10/2023
Johnson Controls, Inc. | FRASER-JOHNSTON | TCE2B30S21 | TCE2B30S21 | XAFB30CBAN1 |  | Voluntarily Certified | Single-split-system air condit | False | False | 29000 |  | 14.3 | 13.4 |  |  | False | 30 | 30 | 11.75 | 0 | Coil-Only System | False | Conventional | 05/05/2023 |  | 07/10/2023
Johnson Controls, Inc. | FRASER-JOHNSTON | TCD2B36S21 | TCD2B36S21 | XAFB36DBCN1 |  | Voluntarily Certified | Single-split-system air condit | False | False | 35400 |  | 13.4 | 13.4 |  |  | False | 30 | 30 | 11.25 | 0 | Coil-Only System | False | Conventional | 05/05/2023 |  | 07/10/2023
Johnson Controls, Inc. | FRASER-JOHNSTON | TCE2B36S21 | TCE2B36S21 | XAFB36DBCN1 |  | Voluntarily Certified | Single-split-system air condit | False | False | 35000 |  | 14.3 | 13.4 |  |  | False | 30 | 30 | 11.75 | 0 | Coil-Only System | False | Conventional | 05/05/2023 |  | 07/10/2023
Johnson Controls, Inc. | FRASER-JOHNSTON | PCG4B480652L1 | PCG4B480652L1 |  |  | Voluntarily Certified | Single-package air conditioner | False | False | 46500 |  | 13.4 | 13.4 |  |  | False | 30 | 30 | 11 | 0 |  | False | Conventional | 05/05/2023 |  | 07/10/2023
Johnson Controls, Inc. | FRASER-JOHNSTON | PCG4B600652L1 | PCG4B600652L1 |  |  | Voluntarily Certified | Single-package air conditioner | False | False | 56000 |  | 13.4 | 13.4 |  |  | False | 30 | 30 | 11 | 0 |  | False | Conventional | 05/05/2023 |  | 07/10/2023
Johnson Controls, Inc. | FRASER-JOHNSTON | PCG4A421002X4 | PCG4A421002X4 |  |  | Voluntarily Certified | Single-package air conditioner | False | False | 40000 |  | 13.4 | 13.4 |  |  | False | 30 | 30 | 11 | 0 |  | False | Conventional | 05/05/2023 |  | 07/10/2023
Johnson Controls, Inc. | FRASER-JOHNSTON | TCF2B36S21 | TCF2B36S21 | XAFC36DBCN1 |  | Voluntarily Certified | Single-split-system air condit | False | False | 35800 |  | 14.75 | 13.4 |  |  | False | 30 | 30 | 12.5 | 0 | Coil-Only System | False | Conventional | 05/05/2023 |  | 07/10/2023
Johnson Controls, Inc. | FRASER-JOHNSTON | PCG6B481252X4 | PCG6B481252X4 |  |  | Voluntarily Certified | Single-package air conditioner | False | False | 46000 |  | 15.2 | 13.4 |  |  | False | 30 | 30 | 11.5 | 0 |  | False | Conventional | 05/05/2023 |  | 07/10/2023
Johnson Controls, Inc. | FRASER-JOHNSTON | PCE4A2424 | PCE4A2424 |  |  | Voluntarily Certified | Single-package air conditioner | False | False | 23000 |  | 13.4 | 13.4 |  |  | False | 30 | 30 | 11 | 0 |  | False | Conventional | 05/05/2023 |  | 07/10/2023
Johnson Controls, Inc. | FRASER-JOHNSTON | PCG4A240502X4 | PCG4A240502X4 |  |  | Voluntarily Certified | Single-package air conditioner | False | False | 23000 |  | 13.4 | 13.4 |  |  | False | 30 | 30 | 11 | 0 |  | False | Conventional | 05/05/2023 |  | 07/10/2023
Johnson Controls, Inc. | FRASER-JOHNSTON | AL21B6021 | AL21B6021 | JHVVC60HE4C2N1+CC |  | Voluntarily Certified | Single-split-system air condit | True | False | 52000 |  | 20 | 13.4 |  |  | False | 30 | 30 | 12.5 | 0 | Blower Coil System | True | Conventional | 05/05/2023 |  | 07/10/2023
Johnson Controls, Inc. | FRASER-JOHNSTON | PCE6B6024 | PCE6B6024 |  |  | Voluntarily Certified | Single-package air conditioner | False | False | 58000 |  | 15.2 | 13.4 |  |  | False | 30 | 30 | 11.5 | 0 |  | False | Conventional | 05/05/2023 |  | 07/10/2023
Johnson Controls, Inc. | FRASER-JOHNSTON | AL19B6021 | AL19B6021 | XAFD60JBCN1 |  | Voluntarily Certified | Single-split-system air condit | False | False | 57000 |  | 14.3 | 13.4 |  |  | False | 30 | 30 | 11.75 | 0 | Coil-Only System | False | Conventional | 05/05/2023 |  | 07/10/2023
Johnson Controls, Inc. | FRASER-JOHNSTON | PCG4A360502X4 | PCG4A360502X4 |  |  | Voluntarily Certified | Single-package air conditioner | False | False | 34800 |  | 13.4 | 13.4 |  |  | False | 30 | 30 | 11 | 0 |  | False | Conventional | 05/05/2023 |  | 07/10/2023
Johnson Controls, Inc. | Guardian | RAC14360B21 | RAC14360B21 | XAFC60GBCN1 |  | Voluntarily Certified | Single-split-system air condit | False | False | 56000 |  | 13.8 | 13.4 |  |  | False | 30 | 30 | 11.25 | 0 | Coil-Only System | False | Conventional | 05/05/2023 |  | 07/10/2023
Johnson Controls, Inc. | Guardian | PCG4A360752X4 | PCG4A360752X4 |  |  | Voluntarily Certified | Single-package air conditioner | False | False | 34800 |  | 13.4 | 13.4 |  |  | False | 30 | 30 | 11 | 0 |  | False | Conventional | 05/05/2023 |  | 07/10/2023
Johnson Controls, Inc. | Guardian | RAC14336B21 | RAC14336B21 | XAFB36DBCN1 |  | Voluntarily Certified | Single-split-system air condit | False | False | 35000 |  | 14.3 | 13.4 |  |  | False | 30 | 30 | 11.75 | 0 | Coil-Only System | False | Conventional | 05/05/2023 |  | 07/10/2023
Johnson Controls, Inc. | Guardian | PCG4A240502L1 | PCG4A240502L1 |  |  | Voluntarily Certified | Single-package air conditioner | False | False | 23000 |  | 13.4 | 13.4 |  |  | False | 30 | 30 | 11 | 0 |  | False | Conventional | 05/05/2023 |  | 07/10/2023
Johnson Controls, Inc. | Guardian | RAC14342B21 | RAC14342B21 | XAFC42EBCN1 |  | Voluntarily Certified | Single-split-system air condit | False | False | 40000 |  | 14.3 | 13.4 |  |  | False | 30 | 30 | 11.75 | 0 | Coil-Only System | False | Conventional | 05/05/2023 |  | 07/10/2023
Johnson Controls, Inc. | Guardian | PCG4B480652L1 | PCG4B480652L1 |  |  | Voluntarily Certified | Single-package air conditioner | False | False | 46500 |  | 13.4 | 13.4 |  |  | False | 30 | 30 | 11 | 0 |  | False | Conventional | 05/05/2023 |  | 07/10/2023
Johnson Controls, Inc. | Guardian | PCG4B600652L1 | PCG4B600652L1 |  |  | Voluntarily Certified | Single-package air conditioner | False | False | 56000 |  | 13.4 | 13.4 |  |  | False | 30 | 30 | 11 | 0 |  | False | Conventional | 05/05/2023 |  | 07/10/2023
Johnson Controls, Inc. | Guardian | PCG4A421002X4 | PCG4A421002X4 |  |  | Voluntarily Certified | Single-package air conditioner | False | False | 40000 |  | 13.4 | 13.4 |  |  | False | 30 | 30 | 11 | 0 |  | False | Conventional | 05/05/2023 |  | 07/10/2023
Johnson Controls, Inc. | Guardian | PCG4B481002X4 | PCG4B481002X4 |  |  | Voluntarily Certified | Single-package air conditioner | False | False | 46500 |  | 13.4 | 13.4 |  |  | False | 30 | 30 | 11 | 0 |  | False | Conventional | 05/05/2023 |  | 07/10/2023
Johnson Controls, Inc. | Guardian | RAC15036B21 | RAC15036B21 | XAFC36DBCN1 |  | Voluntarily Certified | Single-split-system air condit | False | False | 35800 |  | 14.75 | 13.4 |  |  | False | 30 | 30 | 12.5 | 0 | Coil-Only System | False | Conventional | 05/05/2023 |  | 07/10/2023
Johnson Controls, Inc. | Guardian | PCG4A361002X4 | PCG4A361002X4 |  |  | Voluntarily Certified | Single-package air conditioner | False | False | 34800 |  | 13.4 | 13.4 |  |  | False | 30 | 30 | 11 | 0 |  | False | Conventional | 05/05/2023 |  | 07/10/2023
Johnson Controls, Inc. | Guardian | PCG4B480652X4 | PCG4B480652X4 |  |  | Voluntarily Certified | Single-package air conditioner | False | False | 46500 |  | 13.4 | 13.4 |  |  | False | 30 | 30 | 11 | 0 |  | False | Conventional | 05/05/2023 |  | 07/10/2023
Johnson Controls, Inc. | Guardian | PCG4A360502L1 | PCG4A360502L1 |  |  | Voluntarily Certified | Single-package air conditioner | False | False | 34800 |  | 13.4 | 13.4 |  |  | False | 30 | 30 | 11 | 0 |  | False | Conventional | 05/05/2023 |  | 07/10/2023
Johnson Controls, Inc. | Guardian | PCE4A3624 | PCE4A3624 |  |  | Voluntarily Certified | Single-package air conditioner | False | False | 34800 |  | 13.4 | 13.4 |  |  | False | 30 | 30 | 11 | 0 |  | False | Conventional | 05/05/2023 |  | 07/10/2023
Johnson Controls, Inc. | Guardian | RAC13430B21 | RAC13430B21 | XAFB30CBAN1 |  | Voluntarily Certified | Single-split-system air condit | False | False | 28800 |  | 13.4 | 13.4 |  |  | False | 30 | 30 | 11.25 | 0 | Coil-Only System | False | Conventional | 05/05/2023 |  | 07/10/2023
Johnson Controls, Inc. | Guardian | PCG4B601252X4 | PCG4B601252X4 |  |  | Voluntarily Certified | Single-package air conditioner | False | False | 56000 |  | 13.4 | 13.4 |  |  | False | 30 | 30 | 11 | 0 |  | False | Conventional | 05/05/2023 |  | 07/10/2023
Johnson Controls, Inc. | Guardian | RAC15030B21 | RAC15030B21 | XAFB36DBAN1 |  | Voluntarily Certified | Single-split-system air condit | False | False | 28600 |  | 14.75 | 13.4 |  |  | False | 30 | 30 | 12.5 | 0 | Coil-Only System | False | Conventional | 05/05/2023 |  | 07/10/2023
Johnson Controls, Inc. | Guardian | RAC15048B21 | RAC15048B21 | XAFC60GBCN1 |  | Voluntarily Certified | Single-split-system air condit | False | False | 47000 |  | 14.75 | 13.4 |  |  | False | 30 | 30 | 12 | 0 | Coil-Only System | False | Conventional | 05/05/2023 |  | 07/10/2023
Johnson Controls, Inc. | Guardian | PCG4A420752X4 | PCG4A420752X4 |  |  | Voluntarily Certified | Single-package air conditioner | False | False | 40000 |  | 13.4 | 13.4 |  |  | False | 30 | 30 | 11 | 0 |  | False | Conventional | 05/05/2023 |  | 07/10/2023
Johnson Controls, Inc. | Guardian | RAC15042B21 | RAC15042B21 | XAFC48FBCN1 |  | Voluntarily Certified | Single-split-system air condit | False | False | 42000 |  | 14.5 | 13.4 |  |  | False | 30 | 30 | 12 | 0 | Coil-Only System | False | Conventional | 05/05/2023 |  | 07/10/2023
Johnson Controls, Inc. | Guardian | RAC15018B21 | RAC15018B21 | XAFA24BBAN1 |  | Voluntarily Certified | Single-split-system air condit | False | False | 17800 |  | 14.75 | 13.4 |  |  | False | 30 | 30 | 12.5 | 0 | Coil-Only System | False | Conventional | 05/05/2023 |  | 07/10/2023
Johnson Controls, Inc. | Guardian | RAC14330B21 | RAC14330B21 | XAFB30CBAN1 |  | Voluntarily Certified | Single-split-system air condit | False | False | 29000 |  | 14.3 | 13.4 |  |  | False | 30 | 30 | 11.75 | 0 | Coil-Only System | False | Conventional | 05/05/2023 |  | 07/10/2023
Johnson Controls, Inc. | Guardian | PCG4B601002X4 | PCG4B601002X4 |  |  | Voluntarily Certified | Single-package air conditioner | False | False | 56000 |  | 13.4 | 13.4 |  |  | False | 30 | 30 | 11 | 0 |  | False | Conventional | 05/05/2023 |  | 07/10/2023
Johnson Controls, Inc. | Guardian | PCE4B4824 | PCE4B4824 |  |  | Voluntarily Certified | Single-package air conditioner | False | False | 46500 |  | 13.4 | 13.4 |  |  | False | 30 | 30 | 11 | 0 |  | False | Conventional | 05/05/2023 |  | 07/10/2023
Johnson Controls, Inc. | Guardian | RAC13448B21 | RAC13448B21 | XAFC48FBCN1 |  | Voluntarily Certified | Single-split-system air condit | False | False | 47000 |  | 13.4 | 13.4 |  |  | False | 30 | 30 | 11 | 0 | Coil-Only System | False | Conventional | 05/05/2023 |  | 07/10/2023
Johnson Controls, Inc. | Guardian | RAC14324B21 | RAC14324B21 | XAFB24BBAN1 |  | Voluntarily Certified | Single-split-system air condit | False | False | 23200 |  | 14.3 | 13.4 |  |  | False | 30 | 30 | 11.75 | 0 | Coil-Only System | False | Conventional | 05/05/2023 |  | 07/10/2023
Johnson Controls, Inc. | Guardian | PCG4B600652X4 | PCG4B600652X4 |  |  | Voluntarily Certified | Single-package air conditioner | False | False | 56000 |  | 13.4 | 13.4 |  |  | False | 30 | 30 | 11 | 0 |  | False | Conventional | 05/05/2023 |  | 07/10/2023
Johnson Controls, Inc. | Guardian | PCG4A300752X4 | PCG4A300752X4 |  |  | Voluntarily Certified | Single-package air conditioner | False | False | 28800 |  | 13.4 | 13.4 |  |  | False | 30 | 30 | 11 | 0 |  | False | Conventional | 05/05/2023 |  | 07/10/2023
Johnson Controls, Inc. | Guardian | PCG4A360502X4 | PCG4A360502X4 |  |  | Voluntarily Certified | Single-package air conditioner | False | False | 34800 |  | 13.4 | 13.4 |  |  | False | 30 | 30 | 11 | 0 |  | False | Conventional | 05/05/2023 |  | 07/10/2023
Johnson Controls, Inc. | Guardian | RAC13442B21 | RAC13442B21 | XAFC42EBCN1 |  | Voluntarily Certified | Single-split-system air condit | False | False | 40000 |  | 13.4 | 13.4 |  |  | False | 30 | 30 | 11.25 | 0 | Coil-Only System | False | Conventional | 05/05/2023 |  | 07/10/2023
Johnson Controls, Inc. | Guardian | PCG4A240752X4 | PCG4A240752X4 |  |  | Voluntarily Certified | Single-package air conditioner | False | False | 23000 |  | 13.4 | 13.4 |  |  | False | 30 | 30 | 11 | 0 |  | False | Conventional | 05/05/2023 |  | 07/10/2023
Johnson Controls, Inc. | Guardian | RAC13436B21 | RAC13436B21 | XAFB36DBCN1 |  | Voluntarily Certified | Single-split-system air condit | False | False | 35400 |  | 13.4 | 13.4 |  |  | False | 30 | 30 | 11.25 | 0 | Coil-Only System | False | Conventional | 05/05/2023 |  | 07/10/2023
Johnson Controls, Inc. | Guardian | RAC13424B21 | RAC13424B21 | XAFA24BBAN1 |  | Voluntarily Certified | Single-split-system air condit | False | False | 23800 |  | 13.4 | 13.4 |  |  | False | 30 | 30 | 11.25 | 0 | Coil-Only System | False | Conventional | 05/05/2023 |  | 07/10/2023
Johnson Controls, Inc. | Guardian | RAC13418B21 | RAC13418B21 | XAFA18ABAN1 |  | Voluntarily Certified | Single-split-system air condit | False | False | 18000 |  | 13.4 | 13.4 |  |  | False | 30 | 30 | 11.25 | 0 | Coil-Only System | False | Conventional | 05/05/2023 |  | 07/10/2023
Johnson Controls, Inc. | FRASER-JOHNSTON | PCE6A2424 | PCE6A2424 |  |  | Voluntarily Certified | Single-package air conditioner | False | False | 23000 |  | 15.2 | 13.4 |  |  | False | 30 | 30 | 11.5 | 0 |  | False | Conventional | 05/05/2023 |  | 07/10/2023
Johnson Controls, Inc. | FRASER-JOHNSTON | PCG4A360502L1 | PCG4A360502L1 |  |  | Voluntarily Certified | Single-package air conditioner | False | False | 34800 |  | 13.4 | 13.4 |  |  | False | 30 | 30 | 11 | 0 |  | False | Conventional | 05/05/2023 |  | 07/10/2023
Johnson Controls, Inc. | FRASER-JOHNSTON | PCG4A361002X4 | PCG4A361002X4 |  |  | Voluntarily Certified | Single-package air conditioner | False | False | 34800 |  | 13.4 | 13.4 |  |  | False | 30 | 30 | 11 | 0 |  | False | Conventional | 05/05/2023 |  | 07/10/2023
Johnson Controls, Inc. | FRASER-JOHNSTON | PCG4B480652X4 | PCG4B480652X4 |  |  | Voluntarily Certified | Single-package air conditioner | False | False | 46500 |  | 13.4 | 13.4 |  |  | False | 30 | 30 | 11 | 0 |  | False | Conventional | 05/05/2023 |  | 07/10/2023
Johnson Controls, Inc. | FRASER-JOHNSTON | TCF2B42T21 | TCF2B42T21 | XAFC48FBCN1 |  | Voluntarily Certified | Single-split-system air condit | False | False | 42000 |  | 14.5 | 13.4 |  |  | False | 30 | 30 | 12 | 0 | Coil-Only System | False | Conventional | 05/05/2023 |  | 07/10/2023
Johnson Controls, Inc. | FRASER-JOHNSTON | PCG6B601002X4 | PCG6B601002X4 |  |  | Voluntarily Certified | Single-package air conditioner | False | False | 58000 |  | 15.2 | 13.4 |  |  | False | 30 | 30 | 11.5 | 0 |  | False | Conventional | 05/05/2023 |  | 07/10/2023
Johnson Controls, Inc. | FRASER-JOHNSTON | PCG6B481002X4 | PCG6B481002X4 |  |  | Voluntarily Certified | Single-package air conditioner | False | False | 46000 |  | 15.2 | 13.4 |  |  | False | 30 | 30 | 11.5 | 0 |  | False | Conventional | 05/05/2023 |  | 07/10/2023
Johnson Controls, Inc. | FRASER-JOHNSTON | PCG4A240752X4 | PCG4A240752X4 |  |  | Voluntarily Certified | Single-package air conditioner | False | False | 23000 |  | 13.4 | 13.4 |  |  | False | 30 | 30 | 11 | 0 |  | False | Conventional | 05/05/2023 |  | 07/10/2023
Johnson Controls, Inc. | FRASER-JOHNSTON | TCE2B24S21 | TCE2B24S21 | XAFB24BBAN1 |  | Voluntarily Certified | Single-split-system air condit | False | False | 23200 |  | 14.3 | 13.4 |  |  | False | 30 | 30 | 11.75 | 0 | Coil-Only System | False | Conventional | 05/05/2023 |  | 07/10/2023
Johnson Controls, Inc. | FRASER-JOHNSTON | TCE2B18S21 | TCE2B18S21 | XAFA24BBAN1 |  | Voluntarily Certified | Single-split-system air condit | False | False | 17600 |  | 14.3 | 13.4 |  |  | False | 30 | 30 | 11.75 | 0 | Coil-Only System | False | Conventional | 05/05/2023 |  | 07/10/2023
Johnson Controls, Inc. | FRASER-JOHNSTON | TCF2B24S21 | TCF2B24S21 | XAFA24BBAN1 |  | Voluntarily Certified | Single-split-system air condit | False | False | 23600 |  | 14.75 | 13.4 |  |  | False | 30 | 30 | 12.5 | 0 | Coil-Only System | False | Conventional | 05/05/2023 |  | 07/10/2023
Johnson Controls, Inc. | FRASER-JOHNSTON | TCF2B48T21 | TCF2B48T21 | XAFC60GBCN1 |  | Voluntarily Certified | Single-split-system air condit | False | False | 47000 |  | 14.75 | 13.4 |  |  | False | 30 | 30 | 12 | 0 | Coil-Only System | False | Conventional | 05/05/2023 |  | 07/10/2023
Johnson Controls, Inc. | FRASER-JOHNSTON | PCE4A3024 | PCE4A3024 |  |  | Voluntarily Certified | Single-package air conditioner | False | False | 28800 |  | 13.4 | 13.4 |  |  | False | 30 | 30 | 11 | 0 |  | False | Conventional | 05/05/2023 |  | 07/10/2023
Johnson Controls, Inc. | FRASER-JOHNSTON | PCG6A240502X4 | PCG6A240502X4 |  |  | Voluntarily Certified | Single-package air conditioner | False | False | 23000 |  | 15.2 | 13.4 |  |  | False | 30 | 30 | 11.5 | 0 |  | False | Conventional | 05/05/2023 |  | 07/10/2023
Johnson Controls, Inc. | FRASER-JOHNSTON | TCD2B18S21 | TCD2B18S21 | XAFA18ABAN1 |  | Voluntarily Certified | Single-split-system air condit | False | False | 18000 |  | 13.4 | 13.4 |  |  | False | 30 | 30 | 11.25 | 0 | Coil-Only System | False | Conventional | 05/05/2023 |  | 07/10/2023
Johnson Controls, Inc. | FRASER-JOHNSTON | PCG4A300752X4 | PCG4A300752X4 |  |  | Voluntarily Certified | Single-package air conditioner | False | False | 28800 |  | 13.4 | 13.4 |  |  | False | 30 | 30 | 11 | 0 |  | False | Conventional | 05/05/2023 |  | 07/10/2023
Johnson Controls, Inc. | FRASER-JOHNSTON | TCE2B48S21 | TCE2B48S21 | XAFC48FBCN1 |  | Voluntarily Certified | Single-split-system air condit | False | False | 47000 |  | 13.8 | 13.4 |  |  | False | 30 | 30 | 11.25 | 0 | Coil-Only System | False | Conventional | 05/05/2023 |  | 07/10/2023
Johnson Controls, Inc. | FRASER-JOHNSTON | TCE2B42S21 | TCE2B42S21 | XAFC42EBCN1 |  | Voluntarily Certified | Single-split-system air condit | False | False | 40000 |  | 14.3 | 13.4 |  |  | False | 30 | 30 | 11.75 | 0 | Coil-Only System | False | Conventional | 05/05/2023 |  | 07/10/2023
Johnson Controls, Inc. | FRASER-JOHNSTON | TCD2B24S21 | TCD2B24S21 | XAFA24BBAN1 |  | Voluntarily Certified | Single-split-system air condit | False | False | 23800 |  | 13.4 | 13.4 |  |  | False | 30 | 30 | 11.25 | 0 | Coil-Only System | False | Conventional | 05/05/2023 |  | 07/10/2023
Johnson Controls, Inc. | FRASER-JOHNSTON | TCF2B18S21 | TCF2B18S21 | XAFA24BBAN1 |  | Voluntarily Certified | Single-split-system air condit | False | False | 17800 |  | 14.75 | 13.4 |  |  | False | 30 | 30 | 12.5 | 0 | Coil-Only System | False | Conventional | 05/05/2023 |  | 07/10/2023
Johnson Controls, Inc. | FRASER-JOHNSTON | PCG6B480652X4 | PCG6B480652X4 |  |  | Voluntarily Certified | Single-package air conditioner | False | False | 46000 |  | 15.2 | 13.4 |  |  | False | 30 | 30 | 11.5 | 0 |  | False | Conventional | 05/05/2023 |  | 07/10/2023
Johnson Controls, Inc. | FRASER-JOHNSTON | PCG4B601002X4 | PCG4B601002X4 |  |  | Voluntarily Certified | Single-package air conditioner | False | False | 56000 |  | 13.4 | 13.4 |  |  | False | 30 | 30 | 11 | 0 |  | False | Conventional | 05/05/2023 |  | 07/10/2023
Johnson Controls, Inc. | FRASER-JOHNSTON | HMCG22B601 | HMCG22B601 | JHETD60JBCS2N1 |  | Voluntarily Certified | Single-split-system air condit | False | False | 56000 |  | 18.5 | 13.4 |  |  | False | 30 | 30 | 10 | 0 | Blower Coil System | True | Conventional | 05/05/2023 |  | 07/10/2023
Johnson Controls, Inc. | FRASER-JOHNSTON | PCE6A3624 | PCE6A3624 |  |  | Voluntarily Certified | Single-package air conditioner | False | False | 35000 |  | 15.2 | 13.4 |  |  | False | 30 | 30 | 11.5 | 0 |  | False | Conventional | 05/05/2023 |  | 07/10/2023
Johnson Controls, Inc. | FRASER-JOHNSTON | TCE2B30S21 | TCE2B30S21 | XAFB30CBAN1 |  | Voluntarily Certified | Single-split-system air condit | False | False | 29000 |  | 14.3 | 13.4 |  |  | False | 30 | 30 | 11.75 | 0 | Coil-Only System | False | Conventional | 05/05/2023 |  | 07/10/2023
Johnson Controls, Inc. | FRASER-JOHNSTON | TCD2B36S21 | TCD2B36S21 | XAFB36DBCN1 |  | Voluntarily Certified | Single-split-system air condit | False | False | 35400 |  | 13.4 | 13.4 |  |  | False | 30 | 30 | 11.25 | 0 | Coil-Only System | False | Conventional | 05/05/2023 |  | 07/10/2023
Johnson Controls, Inc. | FRASER-JOHNSTON | TCE2B36S21 | TCE2B36S21 | XAFB36DBCN1 |  | Voluntarily Certified | Single-split-system air condit | False | False | 35000 |  | 14.3 | 13.4 |  |  | False | 30 | 30 | 11.75 | 0 | Coil-Only System | False | Conventional | 05/05/2023 |  | 07/10/2023
Johnson Controls, Inc. | FRASER-JOHNSTON | PCG4B480652L1 | PCG4B480652L1 |  |  | Voluntarily Certified | Single-package air conditioner | False | False | 46500 |  | 13.4 | 13.4 |  |  | False | 30 | 30 | 11 | 0 |  | False | Conventional | 05/05/2023 |  | 07/10/2023
Johnson Controls, Inc. | FRASER-JOHNSTON | PCG4B600652L1 | PCG4B600652L1 |  |  | Voluntarily Certified | Single-package air conditioner | False | False | 56000 |  | 13.4 | 13.4 |  |  | False | 30 | 30 | 11 | 0 |  | False | Conventional | 05/05/2023 |  | 07/10/2023
Johnson Controls, Inc. | FRASER-JOHNSTON | PCG4A421002X4 | PCG4A421002X4 |  |  | Voluntarily Certified | Single-package air conditioner | False | False | 40000 |  | 13.4 | 13.4 |  |  | False | 30 | 30 | 11 | 0 |  | False | Conventional | 05/05/2023 |  | 07/10/2023
Johnson Controls, Inc. | FRASER-JOHNSTON | TCF2B36S21 | TCF2B36S21 | XAFC36DBCN1 |  | Voluntarily Certified | Single-split-system air condit | False | False | 35800 |  | 14.75 | 13.4 |  |  | False | 30 | 30 | 12.5 | 0 | Coil-Only System | False | Conventional | 05/05/2023 |  | 07/10/2023
Johnson Controls, Inc. | FRASER-JOHNSTON | PCG6B481252X4 | PCG6B481252X4 |  |  | Voluntarily Certified | Single-package air conditioner | False | False | 46000 |  | 15.2 | 13.4 |  |  | False | 30 | 30 | 11.5 | 0 |  | False | Conventional | 05/05/2023 |  | 07/10/2023
Johnson Controls, Inc. | FRASER-JOHNSTON | PCE4A2424 | PCE4A2424 |  |  | Voluntarily Certified | Single-package air conditioner | False | False | 23000 |  | 13.4 | 13.4 |  |  | False | 30 | 30 | 11 | 0 |  | False | Conventional | 05/05/2023 |  | 07/10/2023
Johnson Controls, Inc. | FRASER-JOHNSTON | PCG4A240502X4 | PCG4A240502X4 |  |  | Voluntarily Certified | Single-package air conditioner | False | False | 23000 |  | 13.4 | 13.4 |  |  | False | 30 | 30 | 11 | 0 |  | False | Conventional | 05/05/2023 |  | 07/10/2023
Johnson Controls, Inc. | FRASER-JOHNSTON | AL21B6021 | AL21B6021 | JHVVC60HE4C2N1+CC |  | Voluntarily Certified | Single-split-system air condit | True | False | 52000 |  | 20 | 13.4 |  |  | False | 30 | 30 | 12.5 | 0 | Blower Coil System | True | Conventional | 05/05/2023 |  | 07/10/2023
Johnson Controls, Inc. | FRASER-JOHNSTON | PCE6B6024 | PCE6B6024 |  |  | Voluntarily Certified | Single-package air conditioner | False | False | 58000 |  | 15.2 | 13.4 |  |  | False | 30 | 30 | 11.5 | 0 |  | False | Conventional | 05/05/2023 |  | 07/10/2023
Johnson Controls, Inc. | FRASER-JOHNSTON | AL19B6021 | AL19B6021 | XAFD60JBCN1 |  | Voluntarily Certified | Single-split-system air condit | False | False | 57000 |  | 14.3 | 13.4 |  |  | False | 30 | 30 | 11.75 | 0 | Coil-Only System | False | Conventional | 05/05/2023 |  | 07/10/2023
Johnson Controls, Inc. | FRASER-JOHNSTON | PCG4A360502X4 | PCG4A360502X4 |  |  | Voluntarily Certified | Single-package air conditioner | False | False | 34800 |  | 13.4 | 13.4 |  |  | False | 30 | 30 | 11 | 0 |  | False | Conventional | 05/05/2023 |  | 07/10/2023
Johnson Controls, Inc. | Guardian | RAC14360B21 | RAC14360B21 | XAFC60GBCN1 |  | Voluntarily Certified | Single-split-system air condit | False | False | 56000 |  | 13.8 | 13.4 |  |  | False | 30 | 30 | 11.25 | 0 | Coil-Only System | False | Conventional | 05/05/2023 |  | 07/10/2023
Johnson Controls, Inc. | Guardian | PCG4A360752X4 | PCG4A360752X4 |  |  | Voluntarily Certified | Single-package air conditioner | False | False | 34800 |  | 13.4 | 13.4 |  |  | False | 30 | 30 | 11 | 0 |  | False | Conventional | 05/05/2023 |  | 07/10/2023
Johnson Controls, Inc. | Guardian | RAC14336B21 | RAC14336B21 | XAFB36DBCN1 |  | Voluntarily Certified | Single-split-system air condit | False | False | 35000 |  | 14.3 | 13.4 |  |  | False | 30 | 30 | 11.75 | 0 | Coil-Only System | False | Conventional | 05/05/2023 |  | 07/10/2023
Johnson Controls, Inc. | Guardian | PCG4A240502L1 | PCG4A240502L1 |  |  | Voluntarily Certified | Single-package air conditioner | False | False | 23000 |  | 13.4 | 13.4 |  |  | False | 30 | 30 | 11 | 0 |  | False | Conventional | 05/05/2023 |  | 07/10/2023
Johnson Controls, Inc. | Guardian | RAC14342B21 | RAC14342B21 | XAFC42EBCN1 |  | Voluntarily Certified | Single-split-system air condit | False | False | 40000 |  | 14.3 | 13.4 |  |  | False | 30 | 30 | 11.75 | 0 | Coil-Only System | False | Conventional | 05/05/2023 |  | 07/10/2023
Johnson Controls, Inc. | Guardian | PCG4B480652L1 | PCG4B480652L1 |  |  | Voluntarily Certified | Single-package air conditioner | False | False | 46500 |  | 13.4 | 13.4 |  |  | False | 30 | 30 | 11 | 0 |  | False | Conventional | 05/05/2023 |  | 07/10/2023
Johnson Controls, Inc. | Guardian | PCG4B600652L1 | PCG4B600652L1 |  |  | Voluntarily Certified | Single-package air conditioner | False | False | 56000 |  | 13.4 | 13.4 |  |  | False | 30 | 30 | 11 | 0 |  | False | Conventional | 05/05/2023 |  | 07/10/2023
Johnson Controls, Inc. | Guardian | PCG4A421002X4 | PCG4A421002X4 |  |  | Voluntarily Certified | Single-package air conditioner | False | False | 40000 |  | 13.4 | 13.4 |  |  | False | 30 | 30 | 11 | 0 |  | False | Conventional | 05/05/2023 |  | 07/10/2023
Johnson Controls, Inc. | Guardian | PCG4B481002X4 | PCG4B481002X4 |  |  | Voluntarily Certified | Single-package air conditioner | False | False | 46500 |  | 13.4 | 13.4 |  |  | False | 30 | 30 | 11 | 0 |  | False | Conventional | 05/05/2023 |  | 07/10/2023
Johnson Controls, Inc. | Guardian | RAC15036B21 | RAC15036B21 | XAFC36DBCN1 |  | Voluntarily Certified | Single-split-system air condit | False | False | 35800 |  | 14.75 | 13.4 |  |  | False | 30 | 30 | 12.5 | 0 | Coil-Only System | False | Conventional | 05/05/2023 |  | 07/10/2023
Johnson Controls, Inc. | Guardian | PCG4A361002X4 | PCG4A361002X4 |  |  | Voluntarily Certified | Single-package air conditioner | False | False | 34800 |  | 13.4 | 13.4 |  |  | False | 30 | 30 | 11 | 0 |  | False | Conventional | 05/05/2023 |  | 07/10/2023
Johnson Controls, Inc. | Guardian | PCG4B480652X4 | PCG4B480652X4 |  |  | Voluntarily Certified | Single-package air conditioner | False | False | 46500 |  | 13.4 | 13.4 |  |  | False | 30 | 30 | 11 | 0 |  | False | Conventional | 05/05/2023 |  | 07/10/2023
Johnson Controls, Inc. | Guardian | PCG4A360502L1 | PCG4A360502L1 |  |  | Voluntarily Certified | Single-package air conditioner | False | False | 34800 |  | 13.4 | 13.4 |  |  | False | 30 | 30 | 11 | 0 |  | False | Conventional | 05/05/2023 |  | 07/10/2023
Johnson Controls, Inc. | Guardian | PCE4A3624 | PCE4A3624 |  |  | Voluntarily Certified | Single-package air conditioner | False | False | 34800 |  | 13.4 | 13.4 |  |  | False | 30 | 30 | 11 | 0 |  | False | Conventional | 05/05/2023 |  | 07/10/2023
Johnson Controls, Inc. | Guardian | RAC13430B21 | RAC13430B21 | XAFB30CBAN1 |  | Voluntarily Certified | Single-split-system air condit | False | False | 28800 |  | 13.4 | 13.4 |  |  | False | 30 | 30 | 11.25 | 0 | Coil-Only System | False | Conventional | 05/05/2023 |  | 07/10/2023
Johnson Controls, Inc. | Guardian | PCG4B601252X4 | PCG4B601252X4 |  |  | Voluntarily Certified | Single-package air conditioner | False | False | 56000 |  | 13.4 | 13.4 |  |  | False | 30 | 30 | 11 | 0 |  | False | Conventional | 05/05/2023 |  | 07/10/2023
Johnson Controls, Inc. | Guardian | RAC15030B21 | RAC15030B21 | XAFB36DBAN1 |  | Voluntarily Certified | Single-split-system air condit | False | False | 28600 |  | 14.75 | 13.4 |  |  | False | 30 | 30 | 12.5 | 0 | Coil-Only System | False | Conventional | 05/05/2023 |  | 07/10/2023
Johnson Controls, Inc. | Guardian | RAC15048B21 | RAC15048B21 | XAFC60GBCN1 |  | Voluntarily Certified | Single-split-system air condit | False | False | 47000 |  | 14.75 | 13.4 |  |  | False | 30 | 30 | 12 | 0 | Coil-Only System | False | Conventional | 05/05/2023 |  | 07/10/2023
Johnson Controls, Inc. | Guardian | PCG4A420752X4 | PCG4A420752X4 |  |  | Voluntarily Certified | Single-package air conditioner | False | False | 40000 |  | 13.4 | 13.4 |  |  | False | 30 | 30 | 11 | 0 |  | False | Conventional | 05/05/2023 |  | 07/10/2023
Johnson Controls, Inc. | Guardian | RAC15042B21 | RAC15042B21 | XAFC48FBCN1 |  | Voluntarily Certified | Single-split-system air condit | False | False | 42000 |  | 14.5 | 13.4 |  |  | False | 30 | 30 | 12 | 0 | Coil-Only System | False | Conventional | 05/05/2023 |  | 07/10/2023
Johnson Controls, Inc. | Guardian | RAC15018B21 | RAC15018B21 | XAFA24BBAN1 |  | Voluntarily Certified | Single-split-system air condit | False | False | 17800 |  | 14.75 | 13.4 |  |  | False | 30 | 30 | 12.5 | 0 | Coil-Only System | False | Conventional | 05/05/2023 |  | 07/10/2023
Johnson Controls, Inc. | Guardian | RAC14330B21 | RAC14330B21 | XAFB30CBAN1 |  | Voluntarily Certified | Single-split-system air condit | False | False | 29000 |  | 14.3 | 13.4 |  |  | False | 30 | 30 | 11.75 | 0 | Coil-Only System | False | Conventional | 05/05/2023 |  | 07/10/2023
Johnson Controls, Inc. | Guardian | PCG4B601002X4 | PCG4B601002X4 |  |  | Voluntarily Certified | Single-package air conditioner | False | False | 56000 |  | 13.4 | 13.4 |  |  | False | 30 | 30 | 11 | 0 |  | False | Conventional | 05/05/2023 |  | 07/10/2023
Johnson Controls, Inc. | Guardian | PCE4B4824 | PCE4B4824 |  |  | Voluntarily Certified | Single-package air conditioner | False | False | 46500 |  | 13.4 | 13.4 |  |  | False | 30 | 30 | 11 | 0 |  | False | Conventional | 05/05/2023 |  | 07/10/2023
Johnson Controls, Inc. | Guardian | RAC13448B21 | RAC13448B21 | XAFC48FBCN1 |  | Voluntarily Certified | Single-split-system air condit | False | False | 47000 |  | 13.4 | 13.4 |  |  | False | 30 | 30 | 11 | 0 | Coil-Only System | False | Conventional | 05/05/2023 |  | 07/10/2023
Johnson Controls, Inc. | Guardian | RAC14324B21 | RAC14324B21 | XAFB24BBAN1 |  | Voluntarily Certified | Single-split-system air condit | False | False | 23200 |  | 14.3 | 13.4 |  |  | False | 30 | 30 | 11.75 | 0 | Coil-Only System | False | Conventional | 05/05/2023 |  | 07/10/2023
Johnson Controls, Inc. | Guardian | PCG4B600652X4 | PCG4B600652X4 |  |  | Voluntarily Certified | Single-package air conditioner | False | False | 56000 |  | 13.4 | 13.4 |  |  | False | 30 | 30 | 11 | 0 |  | False | Conventional | 05/05/2023 |  | 07/10/2023
Johnson Controls, Inc. | Guardian | PCG4A300752X4 | PCG4A300752X4 |  |  | Voluntarily Certified | Single-package air conditioner | False | False | 28800 |  | 13.4 | 13.4 |  |  | False | 30 | 30 | 11 | 0 |  | False | Conventional | 05/05/2023 |  | 07/10/2023
Johnson Controls, Inc. | Guardian | PCG4A360502X4 | PCG4A360502X4 |  |  | Voluntarily Certified | Single-package air conditioner | False | False | 34800 |  | 13.4 | 13.4 |  |  | False | 30 | 30 | 11 | 0 |  | False | Conventional | 05/05/2023 |  | 07/10/2023
Johnson Controls, Inc. | Guardian | RAC13442B21 | RAC13442B21 | XAFC42EBCN1 |  | Voluntarily Certified | Single-split-system air condit | False | False | 40000 |  | 13.4 | 13.4 |  |  | False | 30 | 30 | 11.25 | 0 | Coil-Only System | False | Conventional | 05/05/2023 |  | 07/10/2023
Johnson Controls, Inc. | Guardian | PCG4A240752X4 | PCG4A240752X4 |  |  | Voluntarily Certified | Single-package air conditioner | False | False | 23000 |  | 13.4 | 13.4 |  |  | False | 30 | 30 | 11 | 0 |  | False | Conventional | 05/05/2023 |  | 07/10/2023
Johnson Controls, Inc. | Guardian | RAC13436B21 | RAC13436B21 | XAFB36DBCN1 |  | Voluntarily Certified | Single-split-system air condit | False | False | 35400 |  | 13.4 | 13.4 |  |  | False | 30 | 30 | 11.25 | 0 | Coil-Only System | False | Conventional | 05/05/2023 |  | 07/10/2023
Johnson Controls, Inc. | Guardian | RAC13424B21 | RAC13424B21 | XAFA24BBAN1 |  | Voluntarily Certified | Single-split-system air condit | False | False | 23800 |  | 13.4 | 13.4 |  |  | False | 30 | 30 | 11.25 | 0 | Coil-Only System | False | Conventional | 05/05/2023 |  | 07/10/2023
Johnson Controls, Inc. | Guardian | RAC13418B21 | RAC13418B21 | XAFA18ABAN1 |  | Voluntarily Certified | Single-split-system air condit | False | False | 18000 |  | 13.4 | 13.4 |  |  | False | 30 | 30 | 11.25 | 0 | Coil-Only System | False | Conventional | 05/05/2023 |  | 07/10/2023
Johnson Controls, Inc. | Guardian | PCE4A3024 | PCE4A3024 |  |  | Voluntarily Certified | Single-package air conditioner | False | False | 28800 |  | 13.4 | 13.4 |  |  | False | 30 | 30 | 11 | 0 |  | False | Conventional | 05/05/2023 |  | 07/10/2023
Johnson Controls, Inc. | Guardian | RAC14348B21 | RAC14348B21 | XAFC48FBCN1 |  | Voluntarily Certified | Single-split-system air condit | False | False | 47000 |  | 13.8 | 13.4 |  |  | False | 30 | 30 | 11.25 | 0 | Coil-Only System | False | Conventional | 05/05/2023 |  | 07/10/2023
Johnson Controls, Inc. | Guardian | RAC15024B21 | RAC15024B21 | XAFA24BBAN1 |  | Voluntarily Certified | Single-split-system air condit | False | False | 23600 |  | 14.75 | 13.4 |  |  | False | 30 | 30 | 12.5 | 0 | Coil-Only System | False | Conventional | 05/05/2023 |  | 07/10/2023
Johnson Controls, Inc. | Guardian | RAC15060B21 | RAC15060B21 | XAFD60JBCN1 |  | Voluntarily Certified | Single-split-system air condit | False | False | 57000 |  | 14.75 | 13.4 |  |  | False | 30 | 30 | 12 | 0 | Coil-Only System | False | Conventional | 05/05/2023 |  | 07/10/2023
Johnson Controls, Inc. | Guardian | RAC14318B21 | RAC14318B21 | XAFA24BBAN1 |  | Voluntarily Certified | Single-split-system air condit | False | False | 17600 |  | 14.3 | 13.4 |  |  | False | 30 | 30 | 11.75 | 0 | Coil-Only System | False | Conventional | 05/05/2023 |  | 07/10/2023
Johnson Controls, Inc. | Guardian | PCE4B6024 | PCE4B6024 |  |  | Voluntarily Certified | Single-package air conditioner | False | False | 56000 |  | 13.4 | 13.4 |  |  | False | 30 | 30 | 11 | 0 |  | False | Conventional | 05/05/2023 |  | 07/10/2023
Johnson Controls, Inc. | Guardian | PCE4A4224 | PCE4A4224 |  |  | Voluntarily Certified | Single-package air conditioner | False | False | 40000 |  | 13.4 | 13.4 |  |  | False | 30 | 30 | 11 | 0 |  | False | Conventional | 05/05/2023 |  | 07/10/2023
Johnson Controls, Inc. | Guardian | RAC13460B21 | RAC13460B21 | XAFC60GBCN1 |  | Voluntarily Certified | Single-split-system air condit | False | False | 55500 |  | 13.4 | 13.4 |  |  | False | 30 | 30 | 11 | 0 | Coil-Only System | False | Conventional | 05/05/2023 |  | 07/10/2023
Johnson Controls, Inc. | Guardian | PCE4A2424 | PCE4A2424 |  |  | Voluntarily Certified | Single-package air conditioner | False | False | 23000 |  | 13.4 | 13.4 |  |  | False | 30 | 30 | 11 | 0 |  | False | Conventional | 05/05/2023 |  | 07/10/2023
Johnson Controls, Inc. | Guardian | PCG4A240502X4 | PCG4A240502X4 |  |  | Voluntarily Certified | Single-package air conditioner | False | False | 23000 |  | 13.4 | 13.4 |  |  | False | 30 | 30 | 11 | 0 |  | False | Conventional | 05/05/2023 |  | 07/10/2023
Johnson Controls, Inc. | Guardian | PCG4B481252X4 | PCG4B481252X4 |  |  | Voluntarily Certified | Single-package air conditioner | False | False | 46500 |  | 13.4 | 13.4 |  |  | False | 30 | 30 | 11 | 0 |  | False | Conventional | 05/05/2023 |  | 07/10/2023
Johnson Controls, Inc. | Guardian | PCG4A300502X4 | PCG4A300502X4 |  |  | Voluntarily Certified | Single-package air conditioner | False | False | 28800 |  | 13.4 | 13.4 |  |  | False | 30 | 30 | 11 | 0 |  | False | Conventional | 05/05/2023 |  | 07/10/2023
Johnson Controls, Inc. | Johnson Controls | AL19B3621 | AL19B3621 | XAFC60HBCN1 |  | Voluntarily Certified | Single-split-system air condit | False | False | 35200 |  | 14.5 | 13.4 |  |  | False | 30 | 30 | 12.5 | 0 | Coil-Only System | False | Conventional | 05/05/2023 |  | 07/10/2023
Johnson Controls, Inc. | Johnson Controls | TCD2B60S21 | TCD2B60S21 | XAFC60GBCN1 |  | Voluntarily Certified | Single-split-system air condit | False | False | 55500 |  | 13.4 | 13.4 |  |  | False | 30 | 30 | 11 | 0 | Coil-Only System | False | Conventional | 05/05/2023 |  | 07/10/2023
Johnson Controls, Inc. | Johnson Controls | TCD2B42S21 | TCD2B42S21 | XAFC42EBCN1 |  | Voluntarily Certified | Single-split-system air condit | False | False | 40000 |  | 13.4 | 13.4 |  |  | False | 30 | 30 | 11.25 | 0 | Coil-Only System | False | Conventional | 05/05/2023 |  | 07/10/2023
Johnson Controls, Inc. | Johnson Controls | AL21B3621 | AL21B3621 | JHVVB36DE2C2N1+CC |  | Voluntarily Certified | Single-split-system air condit | True | False | 35800 |  | 19 | 13.4 |  |  | False | 30 | 30 | 13 | 0 | Blower Coil System | True | Conventional | 05/05/2023 |  | 07/10/2023
Johnson Controls, Inc. | Johnson Controls | TCD2B48S21 | TCD2B48S21 | XAFC48FBCN1 |  | Voluntarily Certified | Single-split-system air condit | False | False | 47000 |  | 13.4 | 13.4 |  |  | False | 30 | 30 | 11 | 0 | Coil-Only System | False | Conventional | 05/05/2023 |  | 07/10/2023
Johnson Controls, Inc. | Johnson Controls | HMCG22B601 | HMCG22B601 | JHETD60JBCS2N1 |  | Voluntarily Certified | Single-split-system air condit | False | False | 56000 |  | 18.5 | 13.4 |  |  | False | 30 | 30 | 10 | 0 | Blower Coil System | True | Conventional | 05/05/2023 |  | 07/10/2023
Johnson Controls, Inc. | Johnson Controls | TCF2B36S21 | TCF2B36S21 | XAFC36DBCN1 |  | Voluntarily Certified | Single-split-system air condit | False | False | 35800 |  | 14.75 | 13.4 |  |  | False | 30 | 30 | 12.5 | 0 | Coil-Only System | False | Conventional | 05/05/2023 |  | 07/10/2023
Johnson Controls, Inc. | Johnson Controls | HMCG22B481 | HMCG22B481 | JHETC48GBCS2N1 |  | Voluntarily Certified | Single-split-system air condit | False | False | 48000 |  | 16.5 | 13.4 |  |  | False | 30 | 30 | 10 | 0 | Blower Coil System | True | Conventional | 05/05/2023 |  | 07/10/2023
Johnson Controls, Inc. | Johnson Controls | TCF2B60T21 | TCF2B60T21 | XAFD60JBCN1 |  | Voluntarily Certified | Single-split-system air condit | False | False | 57000 |  | 14.75 | 13.4 |  |  | False | 30 | 30 | 12 | 0 | Coil-Only System | False | Conventional | 05/05/2023 |  | 07/10/2023
Johnson Controls, Inc. | Johnson Controls | TCE2B60S21 | TCE2B60S21 | XAFC60GBCN1 |  | Voluntarily Certified | Single-split-system air condit | False | False | 56000 |  | 13.8 | 13.4 |  |  | False | 30 | 30 | 11.25 | 0 | Coil-Only System | False | Conventional | 05/05/2023 |  | 07/10/2023
Johnson Controls, Inc. | Johnson Controls | HMCG22B361 | HMCG22B361 | JHETB36DBCS2N1 |  | Voluntarily Certified | Single-split-system air condit | False | False | 36000 |  | 17 | 13.4 |  |  | False | 30 | 30 | 10 | 0 | Blower Coil System | True | Conventional | 05/05/2023 |  | 07/10/2023
Johnson Controls, Inc. | Johnson Controls | TCD2B30S21 | TCD2B30S21 | XAFB30CBAN1 |  | Voluntarily Certified | Single-split-system air condit | False | False | 28800 |  | 13.4 | 13.4 |  |  | False | 30 | 30 | 11.25 | 0 | Coil-Only System | False | Conventional | 05/05/2023 |  | 07/10/2023
Johnson Controls, Inc. | Johnson Controls | AL21B2421 | AL21B2421 | JHVVB24DE1C2N1+CC |  | Voluntarily Certified | Single-split-system air condit | True | False | 23600 |  | 20 | 13.4 |  |  | False | 30 | 30 | 14 | 0 | Blower Coil System | True | Conventional | 05/05/2023 |  | 07/10/2023
Johnson Controls, Inc. | Johnson Controls | TCF2B24S21 | TCF2B24S21 | XAFA24BBAN1 |  | Voluntarily Certified | Single-split-system air condit | False | False | 23600 |  | 14.75 | 13.4 |  |  | False | 30 | 30 | 12.5 | 0 | Coil-Only System | False | Conventional | 05/05/2023 |  | 07/10/2023
Johnson Controls, Inc. | Johnson Controls | TCE2B18S21 | TCE2B18S21 | XAFA24BBAN1 |  | Voluntarily Certified | Single-split-system air condit | False | False | 17600 |  | 14.3 | 13.4 |  |  | False | 30 | 30 | 11.75 | 0 | Coil-Only System | False | Conventional | 05/05/2023 |  | 07/10/2023
Johnson Controls, Inc. | Johnson Controls | TCE2B24S21 | TCE2B24S21 | XAFB24BBAN1 |  | Voluntarily Certified | Single-split-system air condit | False | False | 23200 |  | 14.3 | 13.4 |  |  | False | 30 | 30 | 11.75 | 0 | Coil-Only System | False | Conventional | 05/05/2023 |  | 07/10/2023
Johnson Controls, Inc. | Johnson Controls | AL19B2421 | AL19B2421 | XAFC48FBAN1 |  | Voluntarily Certified | Single-split-system air condit | False | False | 23400 |  | 14.75 | 13.4 |  |  | False | 30 | 30 | 12.5 | 0 | Coil-Only System | False | Conventional | 05/05/2023 |  | 07/10/2023
Johnson Controls, Inc. | Johnson Controls | HMCG22B241 | HMCG22B241 | JHETB18BBAS2N1 |  | Voluntarily Certified | Single-split-system air condit | False | False | 24000 |  | 18 | 13.4 |  |  | False | 30 | 30 | 11.5 | 0 | Blower Coil System | True | Conventional | 05/05/2023 |  | 07/10/2023
Johnson Controls, Inc. | Johnson Controls | TCF2B42T21 | TCF2B42T21 | XAFC48FBCN1 |  | Voluntarily Certified | Single-split-system air condit | False | False | 42000 |  | 14.5 | 13.4 |  |  | False | 30 | 30 | 12 | 0 | Coil-Only System | False | Conventional | 05/05/2023 |  | 07/10/2023
Johnson Controls, Inc. | Johnson Controls | TCF2B48T21 | TCF2B48T21 | XAFC60GBCN1 |  | Voluntarily Certified | Single-split-system air condit | False | False | 47000 |  | 14.75 | 13.4 |  |  | False | 30 | 30 | 12 | 0 | Coil-Only System | False | Conventional | 05/05/2023 |  | 07/10/2023
Johnson Controls, Inc. | Johnson Controls | TCF2B30S21 | TCF2B30S21 | XAFB36DBAN1 |  | Voluntarily Certified | Single-split-system air condit | False | False | 28600 |  | 14.75 | 13.4 |  |  | False | 30 | 30 | 12.5 | 0 | Coil-Only System | False | Conventional | 05/05/2023 |  | 07/10/2023
Johnson Controls, Inc. | Johnson Controls | TCD2B36S21 | TCD2B36S21 | XAFB36DBCN1 |  | Voluntarily Certified | Single-split-system air condit | False | False | 35400 |  | 13.4 | 13.4 |  |  | False | 30 | 30 | 11.25 | 0 | Coil-Only System | False | Conventional | 05/05/2023 |  | 07/10/2023
Johnson Controls, Inc. | Johnson Controls | TCE2B36S21 | TCE2B36S21 | XAFB36DBCN1 |  | Voluntarily Certified | Single-split-system air condit | False | False | 35000 |  | 14.3 | 13.4 |  |  | False | 30 | 30 | 11.75 | 0 | Coil-Only System | False | Conventional | 05/05/2023 |  | 07/10/2023
Johnson Controls, Inc. | Johnson Controls | TCE2B30S21 | TCE2B30S21 | XAFB30CBAN1 |  | Voluntarily Certified | Single-split-system air condit | False | False | 29000 |  | 14.3 | 13.4 |  |  | False | 30 | 30 | 11.75 | 0 | Coil-Only System | False | Conventional | 05/05/2023 |  | 07/10/2023
Johnson Controls, Inc. | Johnson Controls | AL19B4821 | AL19B4821 | XAFD60JBCN1 |  | Voluntarily Certified | Single-split-system air condit | False | False | 48000 |  | 14.75 | 13.4 |  |  | False | 30 | 30 | 12.25 | 0 | Coil-Only System | False | Conventional | 05/05/2023 |  | 07/10/2023
Johnson Controls, Inc. | Johnson Controls | TCD2B18S21 | TCD2B18S21 | XAFA18ABAN1 |  | Voluntarily Certified | Single-split-system air condit | False | False | 18000 |  | 13.4 | 13.4 |  |  | False | 30 | 30 | 11.25 | 0 | Coil-Only System | False | Conventional | 05/05/2023 |  | 07/10/2023
Johnson Controls, Inc. | Johnson Controls | TCE2B48S21 | TCE2B48S21 | XAFC48FBCN1 |  | Voluntarily Certified | Single-split-system air condit | False | False | 47000 |  | 13.8 | 13.4 |  |  | False | 30 | 30 | 11.25 | 0 | Coil-Only System | False | Conventional | 05/05/2023 |  | 07/10/2023
Johnson Controls, Inc. | Johnson Controls | TCE2B42S21 | TCE2B42S21 | XAFC42EBCN1 |  | Voluntarily Certified | Single-split-system air condit | False | False | 40000 |  | 14.3 | 13.4 |  |  | False | 30 | 30 | 11.75 | 0 | Coil-Only System | False | Conventional | 05/05/2023 |  | 07/10/2023
Johnson Controls, Inc. | Johnson Controls | TCD2B24S21 | TCD2B24S21 | XAFA24BBAN1 |  | Voluntarily Certified | Single-split-system air condit | False | False | 23800 |  | 13.4 | 13.4 |  |  | False | 30 | 30 | 11.25 | 0 | Coil-Only System | False | Conventional | 05/05/2023 |  | 07/10/2023
Johnson Controls, Inc. | Johnson Controls | TCF2B18S21 | TCF2B18S21 | XAFA24BBAN1 |  | Voluntarily Certified | Single-split-system air condit | False | False | 17800 |  | 14.75 | 13.4 |  |  | False | 30 | 30 | 12.5 | 0 | Coil-Only System | False | Conventional | 05/05/2023 |  | 07/10/2023
Johnson Controls, Inc. | Johnson Controls | AL21B6021 | AL21B6021 | JHVVC60HE4C2N1+CC |  | Voluntarily Certified | Single-split-system air condit | True | False | 52000 |  | 20 | 13.4 |  |  | False | 30 | 30 | 12.5 | 0 | Blower Coil System | True | Conventional | 05/05/2023 |  | 07/10/2023
Johnson Controls, Inc. | Johnson Controls | AL19B6021 | AL19B6021 | XAFD60JBCN1 |  | Voluntarily Certified | Single-split-system air condit | False | False | 57000 |  | 14.3 | 13.4 |  |  | False | 30 | 30 | 11.75 | 0 | Coil-Only System | False | Conventional | 05/05/2023 |  | 07/10/2023
Johnson Controls, Inc. | York | HMCG22B481 | HMCG22B481 | JHETC48GBCS2N1 |  | Voluntarily Certified | Single-split-system air condit | False | False | 48000 |  | 16.5 | 13.4 |  |  | False | 30 | 30 | 10 | 0 | Blower Coil System | True | Conventional | 05/05/2023 |  | 07/10/2023
Johnson Controls, Inc. | York | YXV24B21 | YXV24B21 | JHVVB24DE1C2N1+CC |  | Voluntarily Certified | Single-split-system air condit | True | False | 23600 |  | 20 | 13.4 |  |  | False | 30 | 30 | 14 | 0 | Blower Coil System | True | Conventional | 05/05/2023 |  | 07/10/2023
Johnson Controls, Inc. | York | PCG6A361002X4 | PCG6A361002X4 |  |  | Voluntarily Certified | Single-package air conditioner | False | False | 35000 |  | 15.2 | 13.4 |  |  | False | 30 | 30 | 11.5 | 0 |  | False | Conventional | 05/05/2023 |  | 07/10/2023
Johnson Controls, Inc. | York | PCG4B481252X4 | PCG4B481252X4 |  |  | Voluntarily Certified | Single-package air conditioner | False | False | 46500 |  | 13.4 | 13.4 |  |  | False | 30 | 30 | 11 | 0 |  | False | Conventional | 05/05/2023 |  | 07/10/2023
Johnson Controls, Inc. | York | PCG6B601252X4 | PCG6B601252X4 |  |  | Voluntarily Certified | Single-package air conditioner | False | False | 58000 |  | 15.2 | 13.4 |  |  | False | 30 | 30 | 11.5 | 0 |  | False | Conventional | 05/05/2023 |  | 07/10/2023
Johnson Controls, Inc. | York | YC2F18SB21 | YC2F18SB21 | XAFA24BBAN1 |  | Voluntarily Certified | Single-split-system air condit | False | False | 17800 |  | 14.75 | 13.4 |  |  | False | 30 | 30 | 12.5 | 0 | Coil-Only System | False | Conventional | 05/05/2023 |  | 07/10/2023
Johnson Controls, Inc. | York | PCG4A300502X4 | PCG4A300502X4 |  |  | Voluntarily Certified | Single-package air conditioner | False | False | 28800 |  | 13.4 | 13.4 |  |  | False | 30 | 30 | 11 | 0 |  | False | Conventional | 05/05/2023 |  | 07/10/2023
Johnson Controls, Inc. | York | YC2F30SB21 | YC2F30SB21 | XAFB36DBAN1 |  | Voluntarily Certified | Single-split-system air condit | False | False | 28600 |  | 14.75 | 13.4 |  |  | False | 30 | 30 | 12.5 | 0 | Coil-Only System | False | Conventional | 05/05/2023 |  | 07/10/2023
Johnson Controls, Inc. | York | YC2F42TB21 | YC2F42TB21 | XAFC48FBCN1 |  | Voluntarily Certified | Single-split-system air condit | False | False | 42000 |  | 14.5 | 13.4 |  |  | False | 30 | 30 | 12 | 0 | Coil-Only System | False | Conventional | 05/05/2023 |  | 07/10/2023
Johnson Controls, Inc. | York | YC2E42SB21 | YC2E42SB21 | XAFC42EBCN1 |  | Voluntarily Certified | Single-split-system air condit | False | False | 40000 |  | 14.3 | 13.4 |  |  | False | 30 | 30 | 11.75 | 0 | Coil-Only System | False | Conventional | 05/05/2023 |  | 07/10/2023
Johnson Controls, Inc. | York | YC2F36SB21 | YC2F36SB21 | XAFC36DBCN1 |  | Voluntarily Certified | Single-split-system air condit | False | False | 35800 |  | 14.75 | 13.4 |  |  | False | 30 | 30 | 12.5 | 0 | Coil-Only System | False | Conventional | 05/05/2023 |  | 07/10/2023
Johnson Controls, Inc. | York | YC2E36SB21 | YC2E36SB21 | XAFB36DBCN1 |  | Voluntarily Certified | Single-split-system air condit | False | False | 35000 |  | 14.3 | 13.4 |  |  | False | 30 | 30 | 11.75 | 0 | Coil-Only System | False | Conventional | 05/05/2023 |  | 07/10/2023
Johnson Controls, Inc. | York | PCG6B481252X4 | PCG6B481252X4 |  |  | Voluntarily Certified | Single-package air conditioner | False | False | 46000 |  | 15.2 | 13.4 |  |  | False | 30 | 30 | 11.5 | 0 |  | False | Conventional | 05/05/2023 |  | 07/10/2023
Johnson Controls, Inc. | York | PCE4A2424 | PCE4A2424 |  |  | Voluntarily Certified | Single-package air conditioner | False | False | 23000 |  | 13.4 | 13.4 |  |  | False | 30 | 30 | 11 | 0 |  | False | Conventional | 05/05/2023 |  | 07/10/2023
Johnson Controls, Inc. | York | PCG4A240502X4 | PCG4A240502X4 |  |  | Voluntarily Certified | Single-package air conditioner | False | False | 23000 |  | 13.4 | 13.4 |  |  | False | 30 | 30 | 11 | 0 |  | False | Conventional | 05/05/2023 |  | 07/10/2023
Johnson Controls, Inc. | York | PCG6B480652X4 | PCG6B480652X4 |  |  | Voluntarily Certified | Single-package air conditioner | False | False | 46000 |  | 15.2 | 13.4 |  |  | False | 30 | 30 | 11.5 | 0 |  | False | Conventional | 05/05/2023 |  | 07/10/2023
Johnson Controls, Inc. | York | PCG4B601002X4 | PCG4B601002X4 |  |  | Voluntarily Certified | Single-package air conditioner | False | False | 56000 |  | 13.4 | 13.4 |  |  | False | 30 | 30 | 11 | 0 |  | False | Conventional | 05/05/2023 |  | 07/10/2023
Johnson Controls, Inc. | York | HMCG22B241 | HMCG22B241 | JHETB18BBAS2N1 |  | Voluntarily Certified | Single-split-system air condit | False | False | 24000 |  | 18 | 13.4 |  |  | False | 30 | 30 | 11.5 | 0 | Blower Coil System | True | Conventional | 05/05/2023 |  | 07/10/2023
Johnson Controls, Inc. | York | PCG6A240752X4 | PCG6A240752X4 |  |  | Voluntarily Certified | Single-package air conditioner | False | False | 23000 |  | 15.2 | 13.4 |  |  | False | 30 | 30 | 11.5 | 0 |  | False | Conventional | 05/05/2023 |  | 07/10/2023
Johnson Controls, Inc. | York | YC2E48SB21 | YC2E48SB21 | XAFC48FBCN1 |  | Voluntarily Certified | Single-split-system air condit | False | False | 47000 |  | 13.8 | 13.4 |  |  | False | 30 | 30 | 11.25 | 0 | Coil-Only System | False | Conventional | 05/05/2023 |  | 07/10/2023
Johnson Controls, Inc. | York | YXT36B21 | YXT36B21 | XAFC60HBCN1 |  | Voluntarily Certified | Single-split-system air condit | False | False | 35200 |  | 14.5 | 13.4 |  |  | False | 30 | 30 | 12.5 | 0 | Coil-Only System | False | Conventional | 05/05/2023 |  | 07/10/2023
Johnson Controls, Inc. | York | PCG4B601252X4 | PCG4B601252X4 |  |  | Voluntarily Certified | Single-package air conditioner | False | False | 56000 |  | 13.4 | 13.4 |  |  | False | 30 | 30 | 11 | 0 |  | False | Conventional | 05/05/2023 |  | 07/10/2023
Johnson Controls, Inc. | York | PCE4A3624 | PCE4A3624 |  |  | Voluntarily Certified | Single-package air conditioner | False | False | 34800 |  | 13.4 | 13.4 |  |  | False | 30 | 30 | 11 | 0 |  | False | Conventional | 05/05/2023 |  | 07/10/2023
Johnson Controls, Inc. | York | PCE6B4824 | PCE6B4824 |  |  | Voluntarily Certified | Single-package air conditioner | False | False | 46000 |  | 15.2 | 13.4 |  |  | False | 30 | 30 | 11.5 | 0 |  | False | Conventional | 05/05/2023 |  | 07/10/2023
Johnson Controls, Inc. | York | YC2F24SB21 | YC2F24SB21 | XAFA24BBAN1 |  | Voluntarily Certified | Single-split-system air condit | False | False | 23600 |  | 14.75 | 13.4 |  |  | False | 30 | 30 | 12.5 | 0 | Coil-Only System | False | Conventional | 05/05/2023 |  | 07/10/2023
Johnson Controls, Inc. | York | YXT48B21 | YXT48B21 | XAFD60JBCN1 |  | Voluntarily Certified | Single-split-system air condit | False | False | 48000 |  | 14.75 | 13.4 |  |  | False | 30 | 30 | 12.25 | 0 | Coil-Only System | False | Conventional | 05/05/2023 |  | 07/10/2023
Johnson Controls, Inc. | York | PCG6B600652X4 | PCG6B600652X4 |  |  | Voluntarily Certified | Single-package air conditioner | False | False | 58000 |  | 15.2 | 13.4 |  |  | False | 30 | 30 | 11.5 | 0 |  | False | Conventional | 05/05/2023 |  | 07/10/2023
Johnson Controls, Inc. | York | PCG6A360752X4 | PCG6A360752X4 |  |  | Voluntarily Certified | Single-package air conditioner | False | False | 35000 |  | 15.2 | 13.4 |  |  | False | 30 | 30 | 11.5 | 0 |  | False | Conventional | 05/05/2023 |  | 07/10/2023
Johnson Controls, Inc. | York | YC2E24SB21 | YC2E24SB21 | XAFB24BBAN1 |  | Voluntarily Certified | Single-split-system air condit | False | False | 23200 |  | 14.3 | 13.4 |  |  | False | 30 | 30 | 11.75 | 0 | Coil-Only System | False | Conventional | 05/05/2023 |  | 07/10/2023
Johnson Controls, Inc. | York | PCE4B4824 | PCE4B4824 |  |  | Voluntarily Certified | Single-package air conditioner | False | False | 46500 |  | 13.4 | 13.4 |  |  | False | 30 | 30 | 11 | 0 |  | False | Conventional | 05/05/2023 |  | 07/10/2023
Johnson Controls, Inc. | York | PCG4B600652X4 | PCG4B600652X4 |  |  | Voluntarily Certified | Single-package air conditioner | False | False | 56000 |  | 13.4 | 13.4 |  |  | False | 30 | 30 | 11 | 0 |  | False | Conventional | 05/05/2023 |  | 07/10/2023
Johnson Controls, Inc. | York | HMCG22B601 | HMCG22B601 | JHETD60JBCS2N1 |  | Voluntarily Certified | Single-split-system air condit | False | False | 56000 |  | 18.5 | 13.4 |  |  | False | 30 | 30 | 10 | 0 | Blower Coil System | True | Conventional | 05/05/2023 |  | 07/10/2023
Johnson Controls, Inc. | York | PCE6A3624 | PCE6A3624 |  |  | Voluntarily Certified | Single-package air conditioner | False | False | 35000 |  | 15.2 | 13.4 |  |  | False | 30 | 30 | 11.5 | 0 |  | False | Conventional | 05/05/2023 |  | 07/10/2023
Johnson Controls, Inc. | York | PCG4A421002X4 | PCG4A421002X4 |  |  | Voluntarily Certified | Single-package air conditioner | False | False | 40000 |  | 13.4 | 13.4 |  |  | False | 30 | 30 | 11 | 0 |  | False | Conventional | 05/05/2023 |  | 07/10/2023
Johnson Controls, Inc. | York | PCG4B480652L1 | PCG4B480652L1 |  |  | Voluntarily Certified | Single-package air conditioner | False | False | 46500 |  | 13.4 | 13.4 |  |  | False | 30 | 30 | 11 | 0 |  | False | Conventional | 05/05/2023 |  | 07/10/2023
Johnson Controls, Inc. | York | PCG4B600652L1 | PCG4B600652L1 |  |  | Voluntarily Certified | Single-package air conditioner | False | False | 56000 |  | 13.4 | 13.4 |  |  | False | 30 | 30 | 11 | 0 |  | False | Conventional | 05/05/2023 |  | 07/10/2023
Johnson Controls, Inc. | York | PCG4A240502L1 | PCG4A240502L1 |  |  | Voluntarily Certified | Single-package air conditioner | False | False | 23000 |  | 13.4 | 13.4 |  |  | False | 30 | 30 | 11 | 0 |  | False | Conventional | 05/05/2023 |  | 07/10/2023
Johnson Controls, Inc. | York | YXV36B21 | YXV36B21 | JHVVB36DE2C2N1+CC |  | Voluntarily Certified | Single-split-system air condit | True | False | 35800 |  | 19 | 13.4 |  |  | False | 30 | 30 | 13 | 0 | Blower Coil System | True | Conventional | 05/05/2023 |  | 07/10/2023
Johnson Controls, Inc. | York | YC2D48SB21 | YC2D48SB21 | XAFC48FBCN1 |  | Voluntarily Certified | Single-split-system air condit | False | False | 47000 |  | 13.4 | 13.4 |  |  | False | 30 | 30 | 11 | 0 | Coil-Only System | False | Conventional | 05/05/2023 |  | 07/10/2023
Johnson Controls, Inc. | York | PCG4B481002X4 | PCG4B481002X4 |  |  | Voluntarily Certified | Single-package air conditioner | False | False | 46500 |  | 13.4 | 13.4 |  |  | False | 30 | 30 | 11 | 0 |  | False | Conventional | 05/05/2023 |  | 07/10/2023
Johnson Controls, Inc. | York | PCG4B480652X4 | PCG4B480652X4 |  |  | Voluntarily Certified | Single-package air conditioner | False | False | 46500 |  | 13.4 | 13.4 |  |  | False | 30 | 30 | 11 | 0 |  | False | Conventional | 05/05/2023 |  | 07/10/2023
Johnson Controls, Inc. | York | PCG4A361002X4 | PCG4A361002X4 |  |  | Voluntarily Certified | Single-package air conditioner | False | False | 34800 |  | 13.4 | 13.4 |  |  | False | 30 | 30 | 11 | 0 |  | False | Conventional | 05/05/2023 |  | 07/10/2023
Johnson Controls, Inc. | York | PCE6A2424 | PCE6A2424 |  |  | Voluntarily Certified | Single-package air conditioner | False | False | 23000 |  | 15.2 | 13.4 |  |  | False | 30 | 30 | 11.5 | 0 |  | False | Conventional | 05/05/2023 |  | 07/10/2023
Johnson Controls, Inc. | York | PCG4A360502L1 | PCG4A360502L1 |  |  | Voluntarily Certified | Single-package air conditioner | False | False | 34800 |  | 13.4 | 13.4 |  |  | False | 30 | 30 | 11 | 0 |  | False | Conventional | 05/05/2023 |  | 07/10/2023
Johnson Controls, Inc. | York | HMCG22B361 | HMCG22B361 | JHETB36DBCS2N1 |  | Voluntarily Certified | Single-split-system air condit | False | False | 36000 |  | 17 | 13.4 |  |  | False | 30 | 30 | 10 | 0 | Blower Coil System | True | Conventional | 05/05/2023 |  | 07/10/2023
Johnson Controls, Inc. | York | PCG4A360752X4 | PCG4A360752X4 |  |  | Voluntarily Certified | Single-package air conditioner | False | False | 34800 |  | 13.4 | 13.4 |  |  | False | 30 | 30 | 11 | 0 |  | False | Conventional | 05/05/2023 |  | 07/10/2023
Johnson Controls, Inc. | York | YC2D42SB21 | YC2D42SB21 | XAFC42EBCN1 |  | Voluntarily Certified | Single-split-system air condit | False | False | 40000 |  | 13.4 | 13.4 |  |  | False | 30 | 30 | 11.25 | 0 | Coil-Only System | False | Conventional | 05/05/2023 |  | 07/10/2023
Johnson Controls, Inc. | York | PCE6B6024 | PCE6B6024 |  |  | Voluntarily Certified | Single-package air conditioner | False | False | 58000 |  | 15.2 | 13.4 |  |  | False | 30 | 30 | 11.5 | 0 |  | False | Conventional | 05/05/2023 |  | 07/10/2023
Johnson Controls, Inc. | York | YC2E60SB21 | YC2E60SB21 | XAFC60GBCN1 |  | Voluntarily Certified | Single-split-system air condit | False | False | 56000 |  | 13.8 | 13.4 |  |  | False | 30 | 30 | 11.25 | 0 | Coil-Only System | False | Conventional | 05/05/2023 |  | 07/10/2023
Johnson Controls, Inc. | York | YC2F48TB21 | YC2F48TB21 | XAFC60GBCN1 |  | Voluntarily Certified | Single-split-system air condit | False | False | 47000 |  | 14.75 | 13.4 |  |  | False | 30 | 30 | 12 | 0 | Coil-Only System | False | Conventional | 05/05/2023 |  | 07/10/2023
Johnson Controls, Inc. | York | YC2D60SB21 | YC2D60SB21 | XAFC60GBCN1 |  | Voluntarily Certified | Single-split-system air condit | False | False | 55500 |  | 13.4 | 13.4 |  |  | False | 30 | 30 | 11 | 0 | Coil-Only System | False | Conventional | 05/05/2023 |  | 07/10/2023
Johnson Controls, Inc. | York | PCG4A360502X4 | PCG4A360502X4 |  |  | Voluntarily Certified | Single-package air conditioner | False | False | 34800 |  | 13.4 | 13.4 |  |  | False | 30 | 30 | 11 | 0 |  | False | Conventional | 05/05/2023 |  | 07/10/2023
Johnson Controls, Inc. | York | YXV60B21 | YXV60B21 | JHVVC60HE4C2N1+CC |  | Voluntarily Certified | Single-split-system air condit | True | False | 52000 |  | 20 | 13.4 |  |  | False | 30 | 30 | 12.5 | 0 | Blower Coil System | True | Conventional | 05/05/2023 |  | 07/10/2023
Johnson Controls, Inc. | York | YC2D24SB21 | YC2D24SB21 | XAFA24BBAN1 |  | Voluntarily Certified | Single-split-system air condit | False | False | 23800 |  | 13.4 | 13.4 |  |  | False | 30 | 30 | 11.25 | 0 | Coil-Only System | False | Conventional | 05/05/2023 |  | 07/10/2023
Johnson Controls, Inc. | York | YC2D18SB21 | YC2D18SB21 | XAFA18ABAN1 |  | Voluntarily Certified | Single-split-system air condit | False | False | 18000 |  | 13.4 | 13.4 |  |  | False | 30 | 30 | 11.25 | 0 | Coil-Only System | False | Conventional | 05/05/2023 |  | 07/10/2023
Johnson Controls, Inc. | York | YC2D30SB21 | YC2D30SB21 | XAFB30CBAN1 |  | Voluntarily Certified | Single-split-system air condit | False | False | 28800 |  | 13.4 | 13.4 |  |  | False | 30 | 30 | 11.25 | 0 | Coil-Only System | False | Conventional | 05/05/2023 |  | 07/10/2023
Johnson Controls, Inc. | York | PCG4A420752X4 | PCG4A420752X4 |  |  | Voluntarily Certified | Single-package air conditioner | False | False | 40000 |  | 13.4 | 13.4 |  |  | False | 30 | 30 | 11 | 0 |  | False | Conventional | 05/05/2023 |  | 07/10/2023
Johnson Controls, Inc. | York | YC2E30SB21 | YC2E30SB21 | XAFB30CBAN1 |  | Voluntarily Certified | Single-split-system air condit | False | False | 29000 |  | 14.3 | 13.4 |  |  | False | 30 | 30 | 11.75 | 0 | Coil-Only System | False | Conventional | 05/05/2023 |  | 07/10/2023
Johnson Controls, Inc. | York | YC2E18SB21 | YC2E18SB21 | XAFA24BBAN1 |  | Voluntarily Certified | Single-split-system air condit | False | False | 17600 |  | 14.3 | 13.4 |  |  | False | 30 | 30 | 11.75 | 0 | Coil-Only System | False | Conventional | 05/05/2023 |  | 07/10/2023
Johnson Controls, Inc. | York | PCG6B601002X4 | PCG6B601002X4 |  |  | Voluntarily Certified | Single-package air conditioner | False | False | 58000 |  | 15.2 | 13.4 |  |  | False | 30 | 30 | 11.5 | 0 |  | False | Conventional | 05/05/2023 |  | 07/10/2023
Johnson Controls, Inc. | York | PCG6B481002X4 | PCG6B481002X4 |  |  | Voluntarily Certified | Single-package air conditioner | False | False | 46000 |  | 15.2 | 13.4 |  |  | False | 30 | 30 | 11.5 | 0 |  | False | Conventional | 05/05/2023 |  | 07/10/2023
Johnson Controls, Inc. | York | YXT24B21 | YXT24B21 | XAFC48FBAN1 |  | Voluntarily Certified | Single-split-system air condit | False | False | 23400 |  | 14.75 | 13.4 |  |  | False | 30 | 30 | 12.5 | 0 | Coil-Only System | False | Conventional | 05/05/2023 |  | 07/10/2023
Johnson Controls, Inc. | York | PCG4A240752X4 | PCG4A240752X4 |  |  | Voluntarily Certified | Single-package air conditioner | False | False | 23000 |  | 13.4 | 13.4 |  |  | False | 30 | 30 | 11 | 0 |  | False | Conventional | 05/05/2023 |  | 07/10/2023
Johnson Controls, Inc. | York | YC2D36SB21 | YC2D36SB21 | XAFB36DBCN1 |  | Voluntarily Certified | Single-split-system air condit | False | False | 35400 |  | 13.4 | 13.4 |  |  | False | 30 | 30 | 11.25 | 0 | Coil-Only System | False | Conventional | 05/05/2023 |  | 07/10/2023
Johnson Controls, Inc. | York | PCG6A240502X4 | PCG6A240502X4 |  |  | Voluntarily Certified | Single-package air conditioner | False | False | 23000 |  | 15.2 | 13.4 |  |  | False | 30 | 30 | 11.5 | 0 |  | False | Conventional | 05/05/2023 |  | 07/10/2023
Johnson Controls, Inc. | York | PCG4A300752X4 | PCG4A300752X4 |  |  | Voluntarily Certified | Single-package air conditioner | False | False | 28800 |  | 13.4 | 13.4 |  |  | False | 30 | 30 | 11 | 0 |  | False | Conventional | 05/05/2023 |  | 07/10/2023
Johnson Controls, Inc. | York | YC2F60TB21 | YC2F60TB21 | XAFD60JBCN1 |  | Voluntarily Certified | Single-split-system air condit | False | False | 57000 |  | 14.75 | 13.4 |  |  | False | 30 | 30 | 12 | 0 | Coil-Only System | False | Conventional | 05/05/2023 |  | 07/10/2023
Johnson Controls, Inc. | York | YXV48B21 | YXV48B21 | JHVVC48HE3C2N1+CC |  | Voluntarily Certified | Single-split-system air condit | True | False | 45500 |  | 20 | 13.4 |  |  | False | 30 | 30 | 12.5 | 0 | Blower Coil System | True | Conventional | 05/05/2023 |  | 07/10/2023
Johnson Controls, Inc. | York | PCE4B6024 | PCE4B6024 |  |  | Voluntarily Certified | Single-package air conditioner | False | False | 56000 |  | 13.4 | 13.4 |  |  | False | 30 | 30 | 11 | 0 |  | False | Conventional | 05/05/2023 |  | 07/10/2023
Johnson Controls, Inc. | York | PCE4A4224 | PCE4A4224 |  |  | Voluntarily Certified | Single-package air conditioner | False | False | 40000 |  | 13.4 | 13.4 |  |  | False | 30 | 30 | 11 | 0 |  | False | Conventional | 05/05/2023 |  | 07/10/2023
Johnson Controls, Inc. | York | YXT60B21 | YXT60B21 | XAFD60JBCN1 |  | Voluntarily Certified | Single-split-system air condit | False | False | 57000 |  | 14.3 | 13.4 |  |  | False | 30 | 30 | 11.75 | 0 | Coil-Only System | False | Conventional | 05/05/2023 |  | 07/10/2023
Johnson Controls, Inc. | York | PCE4A3024 | PCE4A3024 |  |  | Voluntarily Certified | Single-package air conditioner | False | False | 28800 |  | 13.4 | 13.4 |  |  | False | 30 | 30 | 11 | 0 |  | False | Conventional | 05/05/2023 |  | 07/10/2023
Johnson Controls, Inc. | CHAMPION HEATING AND COOLING | TCF2B36S21 | TCF2B36S21 | XAFC36DBCN1 |  | Voluntarily Certified | Single-split-system air condit | False | False | 35800 |  | 14.75 | 13.4 |  |  | False | 30 | 30 | 12.5 | 0 | Coil-Only System | False | Conventional | 05/05/2023 |  | 07/10/2023
Johnson Controls, Inc. | CHAMPION HEATING AND COOLING | HMCG22B481 | HMCG22B481 | JHETC48GBCS2N1 |  | Voluntarily Certified | Single-split-system air condit | False | False | 48000 |  | 16.5 | 13.4 |  |  | False | 30 | 30 | 10 | 0 | Blower Coil System | True | Conventional | 05/05/2023 |  | 07/10/2023
Johnson Controls, Inc. | CHAMPION HEATING AND COOLING | TCD2B60S21 | TCD2B60S21 | XAFC60GBCN1 |  | Voluntarily Certified | Single-split-system air condit | False | False | 55500 |  | 13.4 | 13.4 |  |  | False | 30 | 30 | 11 | 0 | Coil-Only System | False | Conventional | 05/05/2023 |  | 07/10/2023
Johnson Controls, Inc. | CHAMPION HEATING AND COOLING | PCG6A361002X4 | PCG6A361002X4 |  |  | Voluntarily Certified | Single-package air conditioner | False | False | 35000 |  | 15.2 | 13.4 |  |  | False | 30 | 30 | 11.5 | 0 |  | False | Conventional | 05/05/2023 |  | 07/10/2023
Johnson Controls, Inc. | CHAMPION HEATING AND COOLING | PCG6B601252X4 | PCG6B601252X4 |  |  | Voluntarily Certified | Single-package air conditioner | False | False | 58000 |  | 15.2 | 13.4 |  |  | False | 30 | 30 | 11.5 | 0 |  | False | Conventional | 05/05/2023 |  | 07/10/2023
Johnson Controls, Inc. | CHAMPION HEATING AND COOLING | AL19B3621 | AL19B3621 | XAFC60HBCN1 |  | Voluntarily Certified | Single-split-system air condit | False | False | 35200 |  | 14.5 | 13.4 |  |  | False | 30 | 30 | 12.5 | 0 | Coil-Only System | False | Conventional | 05/05/2023 |  | 07/10/2023
Johnson Controls, Inc. | CHAMPION HEATING AND COOLING | PCG4B481252X4 | PCG4B481252X4 |  |  | Voluntarily Certified | Single-package air conditioner | False | False | 46500 |  | 13.4 | 13.4 |  |  | False | 30 | 30 | 11 | 0 |  | False | Conventional | 05/05/2023 |  | 07/10/2023
Johnson Controls, Inc. | CHAMPION HEATING AND COOLING | PCG4A300502X4 | PCG4A300502X4 |  |  | Voluntarily Certified | Single-package air conditioner | False | False | 28800 |  | 13.4 | 13.4 |  |  | False | 30 | 30 | 11 | 0 |  | False | Conventional | 05/05/2023 |  | 07/10/2023
Johnson Controls, Inc. | CHAMPION HEATING AND COOLING | AL21B3621 | AL21B3621 | JHVVB36DE2C2N1+CC |  | Voluntarily Certified | Single-split-system air condit | True | False | 35800 |  | 19 | 13.4 |  |  | False | 30 | 30 | 13 | 0 | Blower Coil System | True | Conventional | 05/05/2023 |  | 07/10/2023
Johnson Controls, Inc. | CHAMPION HEATING AND COOLING | TCD2B48S21 | TCD2B48S21 | XAFC48FBCN1 |  | Voluntarily Certified | Single-split-system air condit | False | False | 47000 |  | 13.4 | 13.4 |  |  | False | 30 | 30 | 11 | 0 | Coil-Only System | False | Conventional | 05/05/2023 |  | 07/10/2023
Johnson Controls, Inc. | CHAMPION HEATING AND COOLING | PCG4A240502L1 | PCG4A240502L1 |  |  | Voluntarily Certified | Single-package air conditioner | False | False | 23000 |  | 13.4 | 13.4 |  |  | False | 30 | 30 | 11 | 0 |  | False | Conventional | 05/05/2023 |  | 07/10/2023
Johnson Controls, Inc. | CHAMPION HEATING AND COOLING | AL21B4821 | AL21B4821 | JHVVC48HE3C2N1+CC |  | Voluntarily Certified | Single-split-system air condit | True | False | 45500 |  | 20 | 13.4 |  |  | False | 30 | 30 | 12.5 | 0 | Blower Coil System | True | Conventional | 05/05/2023 |  | 07/10/2023
Johnson Controls, Inc. | CHAMPION HEATING AND COOLING | PCE6A2424 | PCE6A2424 |  |  | Voluntarily Certified | Single-package air conditioner | False | False | 23000 |  | 15.2 | 13.4 |  |  | False | 30 | 30 | 11.5 | 0 |  | False | Conventional | 05/05/2023 |  | 07/10/2023
Johnson Controls, Inc. | CHAMPION HEATING AND COOLING | PCG4A360502L1 | PCG4A360502L1 |  |  | Voluntarily Certified | Single-package air conditioner | False | False | 34800 |  | 13.4 | 13.4 |  |  | False | 30 | 30 | 11 | 0 |  | False | Conventional | 05/05/2023 |  | 07/10/2023
Johnson Controls, Inc. | CHAMPION HEATING AND COOLING | TCF2B48T21 | TCF2B48T21 | XAFC60GBCN1 |  | Voluntarily Certified | Single-split-system air condit | False | False | 47000 |  | 14.75 | 13.4 |  |  | False | 30 | 30 | 12 | 0 | Coil-Only System | False | Conventional | 05/05/2023 |  | 07/10/2023
Johnson Controls, Inc. | CHAMPION HEATING AND COOLING | PCE4A3024 | PCE4A3024 |  |  | Voluntarily Certified | Single-package air conditioner | False | False | 28800 |  | 13.4 | 13.4 |  |  | False | 30 | 30 | 11 | 0 |  | False | Conventional | 05/05/2023 |  | 07/10/2023
Johnson Controls, Inc. | CHAMPION HEATING AND COOLING | PCG6B481252X4 | PCG6B481252X4 |  |  | Voluntarily Certified | Single-package air conditioner | False | False | 46000 |  | 15.2 | 13.4 |  |  | False | 30 | 30 | 11.5 | 0 |  | False | Conventional | 05/05/2023 |  | 07/10/2023
Johnson Controls, Inc. | CHAMPION HEATING AND COOLING | PCE4A2424 | PCE4A2424 |  |  | Voluntarily Certified | Single-package air conditioner | False | False | 23000 |  | 13.4 | 13.4 |  |  | False | 30 | 30 | 11 | 0 |  | False | Conventional | 05/05/2023 |  | 07/10/2023
Johnson Controls, Inc. | CHAMPION HEATING AND COOLING | PCG4A361002X4 | PCG4A361002X4 |  |  | Voluntarily Certified | Single-package air conditioner | False | False | 34800 |  | 13.4 | 13.4 |  |  | False | 30 | 30 | 11 | 0 |  | False | Conventional | 05/05/2023 |  | 07/10/2023
Johnson Controls, Inc. | CHAMPION HEATING AND COOLING | PCG4B480652X4 | PCG4B480652X4 |  |  | Voluntarily Certified | Single-package air conditioner | False | False | 46500 |  | 13.4 | 13.4 |  |  | False | 30 | 30 | 11 | 0 |  | False | Conventional | 05/05/2023 |  | 07/10/2023
Johnson Controls, Inc. | CHAMPION HEATING AND COOLING | PCG4A240502X4 | PCG4A240502X4 |  |  | Voluntarily Certified | Single-package air conditioner | False | False | 23000 |  | 13.4 | 13.4 |  |  | False | 30 | 30 | 11 | 0 |  | False | Conventional | 05/05/2023 |  | 07/10/2023
Johnson Controls, Inc. | CHAMPION HEATING AND COOLING | PCG6A240752X4 | PCG6A240752X4 |  |  | Voluntarily Certified | Single-package air conditioner | False | False | 23000 |  | 15.2 | 13.4 |  |  | False | 30 | 30 | 11.5 | 0 |  | False | Conventional | 05/05/2023 |  | 07/10/2023
Johnson Controls, Inc. | CHAMPION HEATING AND COOLING | HMCG22B241 | HMCG22B241 | JHETB18BBAS2N1 |  | Voluntarily Certified | Single-split-system air condit | False | False | 24000 |  | 18 | 13.4 |  |  | False | 30 | 30 | 11.5 | 0 | Blower Coil System | True | Conventional | 05/05/2023 |  | 07/10/2023
Johnson Controls, Inc. | CHAMPION HEATING AND COOLING | TCF2B30S21 | TCF2B30S21 | XAFB36DBAN1 |  | Voluntarily Certified | Single-split-system air condit | False | False | 28600 |  | 14.75 | 13.4 |  |  | False | 30 | 30 | 12.5 | 0 | Coil-Only System | False | Conventional | 05/05/2023 |  | 07/10/2023
Johnson Controls, Inc. | CHAMPION HEATING AND COOLING | TCE2B24S21 | TCE2B24S21 | XAFB24BBAN1 |  | Voluntarily Certified | Single-split-system air condit | False | False | 23200 |  | 14.3 | 13.4 |  |  | False | 30 | 30 | 11.75 | 0 | Coil-Only System | False | Conventional | 05/05/2023 |  | 07/10/2023
Johnson Controls, Inc. | CHAMPION HEATING AND COOLING | TCE2B18S21 | TCE2B18S21 | XAFA24BBAN1 |  | Voluntarily Certified | Single-split-system air condit | False | False | 17600 |  | 14.3 | 13.4 |  |  | False | 30 | 30 | 11.75 | 0 | Coil-Only System | False | Conventional | 05/05/2023 |  | 07/10/2023
Johnson Controls, Inc. | CHAMPION HEATING AND COOLING | TCF2B24S21 | TCF2B24S21 | XAFA24BBAN1 |  | Voluntarily Certified | Single-split-system air condit | False | False | 23600 |  | 14.75 | 13.4 |  |  | False | 30 | 30 | 12.5 | 0 | Coil-Only System | False | Conventional | 05/05/2023 |  | 07/10/2023
Johnson Controls, Inc. | CHAMPION HEATING AND COOLING | TCF2B42T21 | TCF2B42T21 | XAFC48FBCN1 |  | Voluntarily Certified | Single-split-system air condit | False | False | 42000 |  | 14.5 | 13.4 |  |  | False | 30 | 30 | 12 | 0 | Coil-Only System | False | Conventional | 05/05/2023 |  | 07/10/2023
Johnson Controls, Inc. | CHAMPION HEATING AND COOLING | PCG6B601002X4 | PCG6B601002X4 |  |  | Voluntarily Certified | Single-package air conditioner | False | False | 58000 |  | 15.2 | 13.4 |  |  | False | 30 | 30 | 11.5 | 0 |  | False | Conventional | 05/05/2023 |  | 07/10/2023
Johnson Controls, Inc. | CHAMPION HEATING AND COOLING | PCG6B481002X4 | PCG6B481002X4 |  |  | Voluntarily Certified | Single-package air conditioner | False | False | 46000 |  | 15.2 | 13.4 |  |  | False | 30 | 30 | 11.5 | 0 |  | False | Conventional | 05/05/2023 |  | 07/10/2023
Johnson Controls, Inc. | CHAMPION HEATING AND COOLING | PCG4A240752X4 | PCG4A240752X4 |  |  | Voluntarily Certified | Single-package air conditioner | False | False | 23000 |  | 13.4 | 13.4 |  |  | False | 30 | 30 | 11 | 0 |  | False | Conventional | 05/05/2023 |  | 07/10/2023
Johnson Controls, Inc. | CHAMPION HEATING AND COOLING | AL19B2421 | AL19B2421 | XAFC48FBAN1 |  | Voluntarily Certified | Single-split-system air condit | False | False | 23400 |  | 14.75 | 13.4 |  |  | False | 30 | 30 | 12.5 | 0 | Coil-Only System | False | Conventional | 05/05/2023 |  | 07/10/2023
Johnson Controls, Inc. | CHAMPION HEATING AND COOLING | PCG4B481002X4 | PCG4B481002X4 |  |  | Voluntarily Certified | Single-package air conditioner | False | False | 46500 |  | 13.4 | 13.4 |  |  | False | 30 | 30 | 11 | 0 |  | False | Conventional | 05/05/2023 |  | 07/10/2023
Johnson Controls, Inc. | CHAMPION HEATING AND COOLING | AL21B6021 | AL21B6021 | JHVVC60HE4C2N1+CC |  | Voluntarily Certified | Single-split-system air condit | True | False | 52000 |  | 20 | 13.4 |  |  | False | 30 | 30 | 12.5 | 0 | Blower Coil System | True | Conventional | 05/05/2023 |  | 07/10/2023
Johnson Controls, Inc. | CHAMPION HEATING AND COOLING | PCE6B6024 | PCE6B6024 |  |  | Voluntarily Certified | Single-package air conditioner | False | False | 58000 |  | 15.2 | 13.4 |  |  | False | 30 | 30 | 11.5 | 0 |  | False | Conventional | 05/05/2023 |  | 07/10/2023
Johnson Controls, Inc. | CHAMPION HEATING AND COOLING | AL19B6021 | AL19B6021 | XAFD60JBCN1 |  | Voluntarily Certified | Single-split-system air condit | False | False | 57000 |  | 14.3 | 13.4 |  |  | False | 30 | 30 | 11.75 | 0 | Coil-Only System | False | Conventional | 05/05/2023 |  | 07/10/2023
Johnson Controls, Inc. | CHAMPION HEATING AND COOLING | PCG4A360502X4 | PCG4A360502X4 |  |  | Voluntarily Certified | Single-package air conditioner | False | False | 34800 |  | 13.4 | 13.4 |  |  | False | 30 | 30 | 11 | 0 |  | False | Conventional | 05/05/2023 |  | 07/10/2023
Johnson Controls, Inc. | CHAMPION HEATING AND COOLING | PCE6B4824 | PCE6B4824 |  |  | Voluntarily Certified | Single-package air conditioner | False | False | 46000 |  | 15.2 | 13.4 |  |  | False | 30 | 30 | 11.5 | 0 |  | False | Conventional | 05/05/2023 |  | 07/10/2023
Johnson Controls, Inc. | CHAMPION HEATING AND COOLING | PCG6A360752X4 | PCG6A360752X4 |  |  | Voluntarily Certified | Single-package air conditioner | False | False | 35000 |  | 15.2 | 13.4 |  |  | False | 30 | 30 | 11.5 | 0 |  | False | Conventional | 05/05/2023 |  | 07/10/2023
Johnson Controls, Inc. | CHAMPION HEATING AND COOLING | AL19B4821 | AL19B4821 | XAFD60JBCN1 |  | Voluntarily Certified | Single-split-system air condit | False | False | 48000 |  | 14.75 | 13.4 |  |  | False | 30 | 30 | 12.25 | 0 | Coil-Only System | False | Conventional | 05/05/2023 |  | 07/10/2023
Johnson Controls, Inc. | CHAMPION HEATING AND COOLING | PCE4B4824 | PCE4B4824 |  |  | Voluntarily Certified | Single-package air conditioner | False | False | 46500 |  | 13.4 | 13.4 |  |  | False | 30 | 30 | 11 | 0 |  | False | Conventional | 05/05/2023 |  | 07/10/2023
Johnson Controls, Inc. | CHAMPION HEATING AND COOLING | PCG4B600652X4 | PCG4B600652X4 |  |  | Voluntarily Certified | Single-package air conditioner | False | False | 56000 |  | 13.4 | 13.4 |  |  | False | 30 | 30 | 11 | 0 |  | False | Conventional | 05/05/2023 |  | 07/10/2023
Johnson Controls, Inc. | CHAMPION HEATING AND COOLING | HMCG22B361 | HMCG22B361 | JHETB36DBCS2N1 |  | Voluntarily Certified | Single-split-system air condit | False | False | 36000 |  | 17 | 13.4 |  |  | False | 30 | 30 | 10 | 0 | Blower Coil System | True | Conventional | 05/05/2023 |  | 07/10/2023
Johnson Controls, Inc. | CHAMPION HEATING AND COOLING | PCG4A360752X4 | PCG4A360752X4 |  |  | Voluntarily Certified | Single-package air conditioner | False | False | 34800 |  | 13.4 | 13.4 |  |  | False | 30 | 30 | 11 | 0 |  | False | Conventional | 05/05/2023 |  | 07/10/2023
Johnson Controls, Inc. | CHAMPION HEATING AND COOLING | PCE4B6024 | PCE4B6024 |  |  | Voluntarily Certified | Single-package air conditioner | False | False | 56000 |  | 13.4 | 13.4 |  |  | False | 30 | 30 | 11 | 0 |  | False | Conventional | 05/05/2023 |  | 07/10/2023
Johnson Controls, Inc. | CHAMPION HEATING AND COOLING | PCE4A4224 | PCE4A4224 |  |  | Voluntarily Certified | Single-package air conditioner | False | False | 40000 |  | 13.4 | 13.4 |  |  | False | 30 | 30 | 11 | 0 |  | False | Conventional | 05/05/2023 |  | 07/10/2023
Johnson Controls, Inc. | CHAMPION HEATING AND COOLING | TCE2B48S21 | TCE2B48S21 | XAFC48FBCN1 |  | Voluntarily Certified | Single-split-system air condit | False | False | 47000 |  | 13.8 | 13.4 |  |  | False | 30 | 30 | 11.25 | 0 | Coil-Only System | False | Conventional | 05/05/2023 |  | 07/10/2023
Johnson Controls, Inc. | CHAMPION HEATING AND COOLING | TCE2B42S21 | TCE2B42S21 | XAFC42EBCN1 |  | Voluntarily Certified | Single-split-system air condit | False | False | 40000 |  | 14.3 | 13.4 |  |  | False | 30 | 30 | 11.75 | 0 | Coil-Only System | False | Conventional | 05/05/2023 |  | 07/10/2023
Johnson Controls, Inc. | CHAMPION HEATING AND COOLING | TCD2B24S21 | TCD2B24S21 | XAFA24BBAN1 |  | Voluntarily Certified | Single-split-system air condit | False | False | 23800 |  | 13.4 | 13.4 |  |  | False | 30 | 30 | 11.25 | 0 | Coil-Only System | False | Conventional | 05/05/2023 |  | 07/10/2023
Johnson Controls, Inc. | CHAMPION HEATING AND COOLING | TCF2B18S21 | TCF2B18S21 | XAFA24BBAN1 |  | Voluntarily Certified | Single-split-system air condit | False | False | 17800 |  | 14.75 | 13.4 |  |  | False | 30 | 30 | 12.5 | 0 | Coil-Only System | False | Conventional | 05/05/2023 |  | 07/10/2023
Johnson Controls, Inc. | CHAMPION HEATING AND COOLING | PCG6B480652X4 | PCG6B480652X4 |  |  | Voluntarily Certified | Single-package air conditioner | False | False | 46000 |  | 15.2 | 13.4 |  |  | False | 30 | 30 | 11.5 | 0 |  | False | Conventional | 05/05/2023 |  | 07/10/2023
Johnson Controls, Inc. | CHAMPION HEATING AND COOLING | PCG4B601002X4 | PCG4B601002X4 |  |  | Voluntarily Certified | Single-package air conditioner | False | False | 56000 |  | 13.4 | 13.4 |  |  | False | 30 | 30 | 11 | 0 |  | False | Conventional | 05/05/2023 |  | 07/10/2023
Johnson Controls, Inc. | CHAMPION HEATING AND COOLING | HMCG22B601 | HMCG22B601 | JHETD60JBCS2N1 |  | Voluntarily Certified | Single-split-system air condit | False | False | 56000 |  | 18.5 | 13.4 |  |  | False | 30 | 30 | 10 | 0 | Blower Coil System | True | Conventional | 05/05/2023 |  | 07/10/2023
Johnson Controls, Inc. | CHAMPION HEATING AND COOLING | PCE6A3624 | PCE6A3624 |  |  | Voluntarily Certified | Single-package air conditioner | False | False | 35000 |  | 15.2 | 13.4 |  |  | False | 30 | 30 | 11.5 | 0 |  | False | Conventional | 05/05/2023 |  | 07/10/2023
Johnson Controls, Inc. | CHAMPION HEATING AND COOLING | TCE2B30S21 | TCE2B30S21 | XAFB30CBAN1 |  | Voluntarily Certified | Single-split-system air condit | False | False | 29000 |  | 14.3 | 13.4 |  |  | False | 30 | 30 | 11.75 | 0 | Coil-Only System | False | Conventional | 05/05/2023 |  | 07/10/2023
Johnson Controls, Inc. | CHAMPION HEATING AND COOLING | TCD2B36S21 | TCD2B36S21 | XAFB36DBCN1 |  | Voluntarily Certified | Single-split-system air condit | False | False | 35400 |  | 13.4 | 13.4 |  |  | False | 30 | 30 | 11.25 | 0 | Coil-Only System | False | Conventional | 05/05/2023 |  | 07/10/2023
Johnson Controls, Inc. | CHAMPION HEATING AND COOLING | TCE2B36S21 | TCE2B36S21 | XAFB36DBCN1 |  | Voluntarily Certified | Single-split-system air condit | False | False | 35000 |  | 14.3 | 13.4 |  |  | False | 30 | 30 | 11.75 | 0 | Coil-Only System | False | Conventional | 05/05/2023 |  | 07/10/2023
Johnson Controls, Inc. | CHAMPION HEATING AND COOLING | PCG4B480652L1 | PCG4B480652L1 |  |  | Voluntarily Certified | Single-package air conditioner | False | False | 46500 |  | 13.4 | 13.4 |  |  | False | 30 | 30 | 11 | 0 |  | False | Conventional | 05/05/2023 |  | 07/10/2023
Johnson Controls, Inc. | CHAMPION HEATING AND COOLING | PCG4B600652L1 | PCG4B600652L1 |  |  | Voluntarily Certified | Single-package air conditioner | False | False | 56000 |  | 13.4 | 13.4 |  |  | False | 30 | 30 | 11 | 0 |  | False | Conventional | 05/05/2023 |  | 07/10/2023
Johnson Controls, Inc. | CHAMPION HEATING AND COOLING | PCG4A421002X4 | PCG4A421002X4 |  |  | Voluntarily Certified | Single-package air conditioner | False | False | 40000 |  | 13.4 | 13.4 |  |  | False | 30 | 30 | 11 | 0 |  | False | Conventional | 05/05/2023 |  | 07/10/2023
Johnson Controls, Inc. | CHAMPION HEATING AND COOLING | PCG6A240502X4 | PCG6A240502X4 |  |  | Voluntarily Certified | Single-package air conditioner | False | False | 23000 |  | 15.2 | 13.4 |  |  | False | 30 | 30 | 11.5 | 0 |  | False | Conventional | 05/05/2023 |  | 07/10/2023
Johnson Controls, Inc. | CHAMPION HEATING AND COOLING | TCD2B18S21 | TCD2B18S21 | XAFA18ABAN1 |  | Voluntarily Certified | Single-split-system air condit | False | False | 18000 |  | 13.4 | 13.4 |  |  | False | 30 | 30 | 11.25 | 0 | Coil-Only System | False | Conventional | 05/05/2023 |  | 07/10/2023
Johnson Controls, Inc. | CHAMPION HEATING AND COOLING | PCG4A300752X4 | PCG4A300752X4 |  |  | Voluntarily Certified | Single-package air conditioner | False | False | 28800 |  | 13.4 | 13.4 |  |  | False | 30 | 30 | 11 | 0 |  | False | Conventional | 05/05/2023 |  | 07/10/2023
Johnson Controls, Inc. | CHAMPION HEATING AND COOLING | TCF2B60T21 | TCF2B60T21 | XAFD60JBCN1 |  | Voluntarily Certified | Single-split-system air condit | False | False | 57000 |  | 14.75 | 13.4 |  |  | False | 30 | 30 | 12 | 0 | Coil-Only System | False | Conventional | 05/05/2023 |  | 07/10/2023
Johnson Controls, Inc. | CHAMPION HEATING AND COOLING | PCG6B600652X4 | PCG6B600652X4 |  |  | Voluntarily Certified | Single-package air conditioner | False | False | 58000 |  | 15.2 | 13.4 |  |  | False | 30 | 30 | 11.5 | 0 |  | False | Conventional | 05/05/2023 |  | 07/10/2023
Johnson Controls, Inc. | CHAMPION HEATING AND COOLING | TCE2B60S21 | TCE2B60S21 | XAFC60GBCN1 |  | Voluntarily Certified | Single-split-system air condit | False | False | 56000 |  | 13.8 | 13.4 |  |  | False | 30 | 30 | 11.25 | 0 | Coil-Only System | False | Conventional | 05/05/2023 |  | 07/10/2023
Johnson Controls, Inc. | CHAMPION HEATING AND COOLING | PCE4A3624 | PCE4A3624 |  |  | Voluntarily Certified | Single-package air conditioner | False | False | 34800 |  | 13.4 | 13.4 |  |  | False | 30 | 30 | 11 | 0 |  | False | Conventional | 05/05/2023 |  | 07/10/2023
Johnson Controls, Inc. | CHAMPION HEATING AND COOLING | PCG4B601252X4 | PCG4B601252X4 |  |  | Voluntarily Certified | Single-package air conditioner | False | False | 56000 |  | 13.4 | 13.4 |  |  | False | 30 | 30 | 11 | 0 |  | False | Conventional | 05/05/2023 |  | 07/10/2023
Johnson Controls, Inc. | CHAMPION HEATING AND COOLING | AL21B2421 | AL21B2421 | JHVVB24DE1C2N1+CC |  | Voluntarily Certified | Single-split-system air condit | True | False | 23600 |  | 20 | 13.4 |  |  | False | 30 | 30 | 14 | 0 | Blower Coil System | True | Conventional | 05/05/2023 |  | 07/10/2023
Johnson Controls, Inc. | CHAMPION HEATING AND COOLING | TCD2B30S21 | TCD2B30S21 | XAFB30CBAN1 |  | Voluntarily Certified | Single-split-system air condit | False | False | 28800 |  | 13.4 | 13.4 |  |  | False | 30 | 30 | 11.25 | 0 | Coil-Only System | False | Conventional | 05/05/2023 |  | 07/10/2023
Johnson Controls, Inc. | CHAMPION HEATING AND COOLING | PCG4A420752X4 | PCG4A420752X4 |  |  | Voluntarily Certified | Single-package air conditioner | False | False | 40000 |  | 13.4 | 13.4 |  |  | False | 30 | 30 | 11 | 0 |  | False | Conventional | 05/05/2023 |  | 07/10/2023
Johnson Controls, Inc. | CHAMPION HEATING AND COOLING | TCD2B42S21 | TCD2B42S21 | XAFC42EBCN1 |  | Voluntarily Certified | Single-split-system air condit | False | False | 40000 |  | 13.4 | 13.4 |  |  | False | 30 | 30 | 11.25 | 0 | Coil-Only System | False | Conventional | 05/05/2023 |  | 07/10/2023
Johnson Controls, Inc. | Coleman | PCG4A420752X4 | PCG4A420752X4 |  |  | Voluntarily Certified | Single-package air conditioner | False | False | 40000 |  | 13.4 | 13.4 |  |  | False | 30 | 30 | 11 | 0 |  | False | Conventional | 05/05/2023 |  | 07/10/2023
Johnson Controls, Inc. | Coleman | TCD2B30S21 | TCD2B30S21 | XAFB30CBAN1 |  | Voluntarily Certified | Single-split-system air condit | False | False | 28800 |  | 13.4 | 13.4 |  |  | False | 30 | 30 | 11.25 | 0 | Coil-Only System | False | Conventional | 05/05/2023 |  | 07/10/2023
Johnson Controls, Inc. | Coleman | TCF2B60T21 | TCF2B60T21 | XAFD60JBCN1 |  | Voluntarily Certified | Single-split-system air condit | False | False | 57000 |  | 14.75 | 13.4 |  |  | False | 30 | 30 | 12 | 0 | Coil-Only System | False | Conventional | 05/05/2023 |  | 07/10/2023
Johnson Controls, Inc. | Coleman | PCG6B600652X4 | PCG6B600652X4 |  |  | Voluntarily Certified | Single-package air conditioner | False | False | 58000 |  | 15.2 | 13.4 |  |  | False | 30 | 30 | 11.5 | 0 |  | False | Conventional | 05/05/2023 |  | 07/10/2023
Johnson Controls, Inc. | Coleman | TCF2B30S21 | TCF2B30S21 | XAFB36DBAN1 |  | Voluntarily Certified | Single-split-system air condit | False | False | 28600 |  | 14.75 | 13.4 |  |  | False | 30 | 30 | 12.5 | 0 | Coil-Only System | False | Conventional | 05/05/2023 |  | 07/10/2023
Johnson Controls, Inc. | Coleman | PCG6A240752X4 | PCG6A240752X4 |  |  | Voluntarily Certified | Single-package air conditioner | False | False | 23000 |  | 15.2 | 13.4 |  |  | False | 30 | 30 | 11.5 | 0 |  | False | Conventional | 05/05/2023 |  | 07/10/2023
Johnson Controls, Inc. | Coleman | HMCG22B241 | HMCG22B241 | JHETB18BBAS2N1 |  | Voluntarily Certified | Single-split-system air condit | False | False | 24000 |  | 18 | 13.4 |  |  | False | 30 | 30 | 11.5 | 0 | Blower Coil System | True | Conventional | 05/05/2023 |  | 07/10/2023
Johnson Controls, Inc. | Coleman | PCG4B600652X4 | PCG4B600652X4 |  |  | Voluntarily Certified | Single-package air conditioner | False | False | 56000 |  | 13.4 | 13.4 |  |  | False | 30 | 30 | 11 | 0 |  | False | Conventional | 05/05/2023 |  | 07/10/2023
Johnson Controls, Inc. | Coleman | PCE4B4824 | PCE4B4824 |  |  | Voluntarily Certified | Single-package air conditioner | False | False | 46500 |  | 13.4 | 13.4 |  |  | False | 30 | 30 | 11 | 0 |  | False | Conventional | 05/05/2023 |  | 07/10/2023
Johnson Controls, Inc. | Coleman | PCE6B4824 | PCE6B4824 |  |  | Voluntarily Certified | Single-package air conditioner | False | False | 46000 |  | 15.2 | 13.4 |  |  | False | 30 | 30 | 11.5 | 0 |  | False | Conventional | 05/05/2023 |  | 07/10/2023
Johnson Controls, Inc. | Coleman | PCG6A360752X4 | PCG6A360752X4 |  |  | Voluntarily Certified | Single-package air conditioner | False | False | 35000 |  | 15.2 | 13.4 |  |  | False | 30 | 30 | 11.5 | 0 |  | False | Conventional | 05/05/2023 |  | 07/10/2023
Johnson Controls, Inc. | Coleman | TCE2B60S21 | TCE2B60S21 | XAFC60GBCN1 |  | Voluntarily Certified | Single-split-system air condit | False | False | 56000 |  | 13.8 | 13.4 |  |  | False | 30 | 30 | 11.25 | 0 | Coil-Only System | False | Conventional | 05/05/2023 |  | 07/10/2023
Johnson Controls, Inc. | Coleman | PCE4A3624 | PCE4A3624 |  |  | Voluntarily Certified | Single-package air conditioner | False | False | 34800 |  | 13.4 | 13.4 |  |  | False | 30 | 30 | 11 | 0 |  | False | Conventional | 05/05/2023 |  | 07/10/2023
Johnson Controls, Inc. | Coleman | PCG4B601252X4 | PCG4B601252X4 |  |  | Voluntarily Certified | Single-package air conditioner | False | False | 56000 |  | 13.4 | 13.4 |  |  | False | 30 | 30 | 11 | 0 |  | False | Conventional | 05/05/2023 |  | 07/10/2023
Johnson Controls, Inc. | Coleman | AC21B4821 | AC21B4821 | JHVVC48HE3C2N1+CC |  | Voluntarily Certified | Single-split-system air condit | True | False | 45500 |  | 20 | 13.4 |  |  | False | 30 | 30 | 12.5 | 0 | Blower Coil System | True | Conventional | 05/05/2023 |  | 07/10/2023
Johnson Controls, Inc. | Coleman | TCE2B48S21 | TCE2B48S21 | XAFC48FBCN1 |  | Voluntarily Certified | Single-split-system air condit | False | False | 47000 |  | 13.8 | 13.4 |  |  | False | 30 | 30 | 11.25 | 0 | Coil-Only System | False | Conventional | 05/05/2023 |  | 07/10/2023
Johnson Controls, Inc. | Coleman | PCG6B480652X4 | PCG6B480652X4 |  |  | Voluntarily Certified | Single-package air conditioner | False | False | 46000 |  | 15.2 | 13.4 |  |  | False | 30 | 30 | 11.5 | 0 |  | False | Conventional | 05/05/2023 |  | 07/10/2023
Johnson Controls, Inc. | Coleman | PCG4B601002X4 | PCG4B601002X4 |  |  | Voluntarily Certified | Single-package air conditioner | False | False | 56000 |  | 13.4 | 13.4 |  |  | False | 30 | 30 | 11 | 0 |  | False | Conventional | 05/05/2023 |  | 07/10/2023
Johnson Controls, Inc. | Coleman | TCD2B24S21 | TCD2B24S21 | XAFA24BBAN1 |  | Voluntarily Certified | Single-split-system air condit | False | False | 23800 |  | 13.4 | 13.4 |  |  | False | 30 | 30 | 11.25 | 0 | Coil-Only System | False | Conventional | 05/05/2023 |  | 07/10/2023
Johnson Controls, Inc. | Coleman | TCF2B18S21 | TCF2B18S21 | XAFA24BBAN1 |  | Voluntarily Certified | Single-split-system air condit | False | False | 17800 |  | 14.75 | 13.4 |  |  | False | 30 | 30 | 12.5 | 0 | Coil-Only System | False | Conventional | 05/05/2023 |  | 07/10/2023
Johnson Controls, Inc. | Coleman | TCE2B42S21 | TCE2B42S21 | XAFC42EBCN1 |  | Voluntarily Certified | Single-split-system air condit | False | False | 40000 |  | 14.3 | 13.4 |  |  | False | 30 | 30 | 11.75 | 0 | Coil-Only System | False | Conventional | 05/05/2023 |  | 07/10/2023
Johnson Controls, Inc. | Coleman | PCG6A240502X4 | PCG6A240502X4 |  |  | Voluntarily Certified | Single-package air conditioner | False | False | 23000 |  | 15.2 | 13.4 |  |  | False | 30 | 30 | 11.5 | 0 |  | False | Conventional | 05/05/2023 |  | 07/10/2023
Johnson Controls, Inc. | Coleman | TCD2B42S21 | TCD2B42S21 | XAFC42EBCN1 |  | Voluntarily Certified | Single-split-system air condit | False | False | 40000 |  | 13.4 | 13.4 |  |  | False | 30 | 30 | 11.25 | 0 | Coil-Only System | False | Conventional | 05/05/2023 |  | 07/10/2023
Johnson Controls, Inc. | Coleman | PCG4A300752X4 | PCG4A300752X4 |  |  | Voluntarily Certified | Single-package air conditioner | False | False | 28800 |  | 13.4 | 13.4 |  |  | False | 30 | 30 | 11 | 0 |  | False | Conventional | 05/05/2023 |  | 07/10/2023
Johnson Controls, Inc. | Coleman | TCD2B18S21 | TCD2B18S21 | XAFA18ABAN1 |  | Voluntarily Certified | Single-split-system air condit | False | False | 18000 |  | 13.4 | 13.4 |  |  | False | 30 | 30 | 11.25 | 0 | Coil-Only System | False | Conventional | 05/05/2023 |  | 07/10/2023
Johnson Controls, Inc. | Coleman | PCG4A240502L1 | PCG4A240502L1 |  |  | Voluntarily Certified | Single-package air conditioner | False | False | 23000 |  | 13.4 | 13.4 |  |  | False | 30 | 30 | 11 | 0 |  | False | Conventional | 05/05/2023 |  | 07/10/2023
Johnson Controls, Inc. | Coleman | TCD2B48S21 | TCD2B48S21 | XAFC48FBCN1 |  | Voluntarily Certified | Single-split-system air condit | False | False | 47000 |  | 13.4 | 13.4 |  |  | False | 30 | 30 | 11 | 0 | Coil-Only System | False | Conventional | 05/05/2023 |  | 07/10/2023
Johnson Controls, Inc. | Coleman | TCE2B30S21 | TCE2B30S21 | XAFB30CBAN1 |  | Voluntarily Certified | Single-split-system air condit | False | False | 29000 |  | 14.3 | 13.4 |  |  | False | 30 | 30 | 11.75 | 0 | Coil-Only System | False | Conventional | 05/05/2023 |  | 07/10/2023
Johnson Controls, Inc. | Coleman | PCG4B480652L1 | PCG4B480652L1 |  |  | Voluntarily Certified | Single-package air conditioner | False | False | 46500 |  | 13.4 | 13.4 |  |  | False | 30 | 30 | 11 | 0 |  | False | Conventional | 05/05/2023 |  | 07/10/2023
Johnson Controls, Inc. | Coleman | PCG4B600652L1 | PCG4B600652L1 |  |  | Voluntarily Certified | Single-package air conditioner | False | False | 56000 |  | 13.4 | 13.4 |  |  | False | 30 | 30 | 11 | 0 |  | False | Conventional | 05/05/2023 |  | 07/10/2023
Johnson Controls, Inc. | Coleman | PCG4A421002X4 | PCG4A421002X4 |  |  | Voluntarily Certified | Single-package air conditioner | False | False | 40000 |  | 13.4 | 13.4 |  |  | False | 30 | 30 | 11 | 0 |  | False | Conventional | 05/05/2023 |  | 07/10/2023
Johnson Controls, Inc. | Coleman | TCD2B36S21 | TCD2B36S21 | XAFB36DBCN1 |  | Voluntarily Certified | Single-split-system air condit | False | False | 35400 |  | 13.4 | 13.4 |  |  | False | 30 | 30 | 11.25 | 0 | Coil-Only System | False | Conventional | 05/05/2023 |  | 07/10/2023
Johnson Controls, Inc. | Coleman | TCE2B36S21 | TCE2B36S21 | XAFB36DBCN1 |  | Voluntarily Certified | Single-split-system air condit | False | False | 35000 |  | 14.3 | 13.4 |  |  | False | 30 | 30 | 11.75 | 0 | Coil-Only System | False | Conventional | 05/05/2023 |  | 07/10/2023
Johnson Controls, Inc. | Coleman | HMCG22B601 | HMCG22B601 | JHETD60JBCS2N1 |  | Voluntarily Certified | Single-split-system air condit | False | False | 56000 |  | 18.5 | 13.4 |  |  | False | 30 | 30 | 10 | 0 | Blower Coil System | True | Conventional | 05/05/2023 |  | 07/10/2023
Johnson Controls, Inc. | Coleman | PCE6A3624 | PCE6A3624 |  |  | Voluntarily Certified | Single-package air conditioner | False | False | 35000 |  | 15.2 | 13.4 |  |  | False | 30 | 30 | 11.5 | 0 |  | False | Conventional | 05/05/2023 |  | 07/10/2023
Johnson Controls, Inc. | Coleman | PCG4B481002X4 | PCG4B481002X4 |  |  | Voluntarily Certified | Single-package air conditioner | False | False | 46500 |  | 13.4 | 13.4 |  |  | False | 30 | 30 | 11 | 0 |  | False | Conventional | 05/05/2023 |  | 07/10/2023
Johnson Controls, Inc. | Coleman | PCG4A360752X4 | PCG4A360752X4 |  |  | Voluntarily Certified | Single-package air conditioner | False | False | 34800 |  | 13.4 | 13.4 |  |  | False | 30 | 30 | 11 | 0 |  | False | Conventional | 05/05/2023 |  | 07/10/2023
Johnson Controls, Inc. | Coleman | HMCG22B361 | HMCG22B361 | JHETB36DBCS2N1 |  | Voluntarily Certified | Single-split-system air condit | False | False | 36000 |  | 17 | 13.4 |  |  | False | 30 | 30 | 10 | 0 | Blower Coil System | True | Conventional | 05/05/2023 |  | 07/10/2023
Johnson Controls, Inc. | Coleman | AC21B6021 | AC21B6021 | JHVVC60HE4C2N1+CC |  | Voluntarily Certified | Single-split-system air condit | True | False | 52000 |  | 20 | 13.4 |  |  | False | 30 | 30 | 12.5 | 0 | Blower Coil System | True | Conventional | 05/05/2023 |  | 07/10/2023
Johnson Controls, Inc. | Coleman | AC21B3621 | AC21B3621 | JHVVB36DE2C2N1+CC |  | Voluntarily Certified | Single-split-system air condit | True | False | 35800 |  | 19 | 13.4 |  |  | False | 30 | 30 | 13 | 0 | Blower Coil System | True | Conventional | 05/05/2023 |  | 07/10/2023
Johnson Controls, Inc. | Coleman | PCE6A2424 | PCE6A2424 |  |  | Voluntarily Certified | Single-package air conditioner | False | False | 23000 |  | 15.2 | 13.4 |  |  | False | 30 | 30 | 11.5 | 0 |  | False | Conventional | 05/05/2023 |  | 07/10/2023
Johnson Controls, Inc. | Coleman | PCG4A360502L1 | PCG4A360502L1 |  |  | Voluntarily Certified | Single-package air conditioner | False | False | 34800 |  | 13.4 | 13.4 |  |  | False | 30 | 30 | 11 | 0 |  | False | Conventional | 05/05/2023 |  | 07/10/2023
Johnson Controls, Inc. | Coleman | PCG4A361002X4 | PCG4A361002X4 |  |  | Voluntarily Certified | Single-package air conditioner | False | False | 34800 |  | 13.4 | 13.4 |  |  | False | 30 | 30 | 11 | 0 |  | False | Conventional | 05/05/2023 |  | 07/10/2023
Johnson Controls, Inc. | Coleman | PCG4B480652X4 | PCG4B480652X4 |  |  | Voluntarily Certified | Single-package air conditioner | False | False | 46500 |  | 13.4 | 13.4 |  |  | False | 30 | 30 | 11 | 0 |  | False | Conventional | 05/05/2023 |  | 07/10/2023
Johnson Controls, Inc. | Coleman | TCD2B60S21 | TCD2B60S21 | XAFC60GBCN1 |  | Voluntarily Certified | Single-split-system air condit | False | False | 55500 |  | 13.4 | 13.4 |  |  | False | 30 | 30 | 11 | 0 | Coil-Only System | False | Conventional | 05/05/2023 |  | 07/10/2023
Johnson Controls, Inc. | Coleman | PCG6B601252X4 | PCG6B601252X4 |  |  | Voluntarily Certified | Single-package air conditioner | False | False | 58000 |  | 15.2 | 13.4 |  |  | False | 30 | 30 | 11.5 | 0 |  | False | Conventional | 05/05/2023 |  | 07/10/2023
Johnson Controls, Inc. | Coleman | PCG4A300502X4 | PCG4A300502X4 |  |  | Voluntarily Certified | Single-package air conditioner | False | False | 28800 |  | 13.4 | 13.4 |  |  | False | 30 | 30 | 11 | 0 |  | False | Conventional | 05/05/2023 |  | 07/10/2023
Johnson Controls, Inc. | Coleman | PCG4B481252X4 | PCG4B481252X4 |  |  | Voluntarily Certified | Single-package air conditioner | False | False | 46500 |  | 13.4 | 13.4 |  |  | False | 30 | 30 | 11 | 0 |  | False | Conventional | 05/05/2023 |  | 07/10/2023
Johnson Controls, Inc. | Coleman | PCG6A361002X4 | PCG6A361002X4 |  |  | Voluntarily Certified | Single-package air conditioner | False | False | 35000 |  | 15.2 | 13.4 |  |  | False | 30 | 30 | 11.5 | 0 |  | False | Conventional | 05/05/2023 |  | 07/10/2023
Johnson Controls, Inc. | Coleman | TCF2B36S21 | TCF2B36S21 | XAFC36DBCN1 |  | Voluntarily Certified | Single-split-system air condit | False | False | 35800 |  | 14.75 | 13.4 |  |  | False | 30 | 30 | 12.5 | 0 | Coil-Only System | False | Conventional | 05/05/2023 |  | 07/10/2023
Johnson Controls, Inc. | Coleman | PCG6B481252X4 | PCG6B481252X4 |  |  | Voluntarily Certified | Single-package air conditioner | False | False | 46000 |  | 15.2 | 13.4 |  |  | False | 30 | 30 | 11.5 | 0 |  | False | Conventional | 05/05/2023 |  | 07/10/2023
Johnson Controls, Inc. | Coleman | PCE4A2424 | PCE4A2424 |  |  | Voluntarily Certified | Single-package air conditioner | False | False | 23000 |  | 13.4 | 13.4 |  |  | False | 30 | 30 | 11 | 0 |  | False | Conventional | 05/05/2023 |  | 07/10/2023
Johnson Controls, Inc. | Coleman | PCG4A240502X4 | PCG4A240502X4 |  |  | Voluntarily Certified | Single-package air conditioner | False | False | 23000 |  | 13.4 | 13.4 |  |  | False | 30 | 30 | 11 | 0 |  | False | Conventional | 05/05/2023 |  | 07/10/2023
Johnson Controls, Inc. | Coleman | TCE2B24S21 | TCE2B24S21 | XAFB24BBAN1 |  | Voluntarily Certified | Single-split-system air condit | False | False | 23200 |  | 14.3 | 13.4 |  |  | False | 30 | 30 | 11.75 | 0 | Coil-Only System | False | Conventional | 05/05/2023 |  | 07/10/2023
Johnson Controls, Inc. | Coleman | TCE2B18S21 | TCE2B18S21 | XAFA24BBAN1 |  | Voluntarily Certified | Single-split-system air condit | False | False | 17600 |  | 14.3 | 13.4 |  |  | False | 30 | 30 | 11.75 | 0 | Coil-Only System | False | Conventional | 05/05/2023 |  | 07/10/2023
Johnson Controls, Inc. | Coleman | TCF2B24S21 | TCF2B24S21 | XAFA24BBAN1 |  | Voluntarily Certified | Single-split-system air condit | False | False | 23600 |  | 14.75 | 13.4 |  |  | False | 30 | 30 | 12.5 | 0 | Coil-Only System | False | Conventional | 05/05/2023 |  | 07/10/2023
Johnson Controls, Inc. | Coleman | PCE4B6024 | PCE4B6024 |  |  | Voluntarily Certified | Single-package air conditioner | False | False | 56000 |  | 13.4 | 13.4 |  |  | False | 30 | 30 | 11 | 0 |  | False | Conventional | 05/05/2023 |  | 07/10/2023
Johnson Controls, Inc. | Coleman | PCE4A4224 | PCE4A4224 |  |  | Voluntarily Certified | Single-package air conditioner | False | False | 40000 |  | 13.4 | 13.4 |  |  | False | 30 | 30 | 11 | 0 |  | False | Conventional | 05/05/2023 |  | 07/10/2023
Johnson Controls, Inc. | Coleman | PCG6B601002X4 | PCG6B601002X4 |  |  | Voluntarily Certified | Single-package air conditioner | False | False | 58000 |  | 15.2 | 13.4 |  |  | False | 30 | 30 | 11.5 | 0 |  | False | Conventional | 05/05/2023 |  | 07/10/2023
Johnson Controls, Inc. | Coleman | PCG6B481002X4 | PCG6B481002X4 |  |  | Voluntarily Certified | Single-package air conditioner | False | False | 46000 |  | 15.2 | 13.4 |  |  | False | 30 | 30 | 11.5 | 0 |  | False | Conventional | 05/05/2023 |  | 07/10/2023
Johnson Controls, Inc. | Coleman | AC19B3621 | AC19B3621 | XAFC60HBCN1 |  | Voluntarily Certified | Single-split-system air condit | False | False | 35200 |  | 14.5 | 13.4 |  |  | False | 30 | 30 | 12.5 | 0 | Coil-Only System | False | Conventional | 05/05/2023 |  | 07/10/2023
Johnson Controls, Inc. | Coleman | PCG4A240752X4 | PCG4A240752X4 |  |  | Voluntarily Certified | Single-package air conditioner | False | False | 23000 |  | 13.4 | 13.4 |  |  | False | 30 | 30 | 11 | 0 |  | False | Conventional | 05/05/2023 |  | 07/10/2023
Johnson Controls, Inc. | Coleman | TCF2B42T21 | TCF2B42T21 | XAFC48FBCN1 |  | Voluntarily Certified | Single-split-system air condit | False | False | 42000 |  | 14.5 | 13.4 |  |  | False | 30 | 30 | 12 | 0 | Coil-Only System | False | Conventional | 05/05/2023 |  | 07/10/2023
Johnson Controls, Inc. | Coleman | PCG4A360502X4 | PCG4A360502X4 |  |  | Voluntarily Certified | Single-package air conditioner | False | False | 34800 |  | 13.4 | 13.4 |  |  | False | 30 | 30 | 11 | 0 |  | False | Conventional | 05/05/2023 |  | 07/10/2023
Johnson Controls, Inc. | Coleman | PCE6B6024 | PCE6B6024 |  |  | Voluntarily Certified | Single-package air conditioner | False | False | 58000 |  | 15.2 | 13.4 |  |  | False | 30 | 30 | 11.5 | 0 |  | False | Conventional | 05/05/2023 |  | 07/10/2023
Johnson Controls, Inc. | Coleman | AC21B2421 | AC21B2421 | JHVVB24DE1C2N1+CC |  | Voluntarily Certified | Single-split-system air condit | True | False | 23600 |  | 20 | 13.4 |  |  | False | 30 | 30 | 14 | 0 | Blower Coil System | True | Conventional | 05/05/2023 |  | 07/10/2023
Johnson Controls, Inc. | Coleman | TCF2B48T21 | TCF2B48T21 | XAFC60GBCN1 |  | Voluntarily Certified | Single-split-system air condit | False | False | 47000 |  | 14.75 | 13.4 |  |  | False | 30 | 30 | 12 | 0 | Coil-Only System | False | Conventional | 05/05/2023 |  | 07/10/2023
Johnson Controls, Inc. | Coleman | AC19B4821 | AC19B4821 | XAFD60JBCN1 |  | Voluntarily Certified | Single-split-system air condit | False | False | 48000 |  | 14.75 | 13.4 |  |  | False | 30 | 30 | 12.25 | 0 | Coil-Only System | False | Conventional | 05/05/2023 |  | 07/10/2023
Johnson Controls, Inc. | Coleman | AC19B6021 | AC19B6021 | XAFD60JBCN1 |  | Voluntarily Certified | Single-split-system air condit | False | False | 57000 |  | 14.3 | 13.4 |  |  | False | 30 | 30 | 11.75 | 0 | Coil-Only System | False | Conventional | 05/05/2023 |  | 07/10/2023
Johnson Controls, Inc. | Coleman | AC19B2421 | AC19B2421 | XAFC48FBAN1 |  | Voluntarily Certified | Single-split-system air condit | False | False | 23400 |  | 14.75 | 13.4 |  |  | False | 30 | 30 | 12.5 | 0 | Coil-Only System | False | Conventional | 05/05/2023 |  | 07/10/2023
Johnson Controls, Inc. | Coleman | PCE4A3024 | PCE4A3024 |  |  | Voluntarily Certified | Single-package air conditioner | False | False | 28800 |  | 13.4 | 13.4 |  |  | False | 30 | 30 | 11 | 0 |  | False | Conventional | 05/05/2023 |  | 07/10/2023
Johnson Controls, Inc. | Evcon | PCG4A300752X4 | PCG4A300752X4 |  |  | Voluntarily Certified | Single-package air conditioner | False | False | 28800 |  | 13.4 | 13.4 |  |  | False | 30 | 30 | 11 | 0 |  | False | Conventional | 05/05/2023 |  | 07/10/2023
Johnson Controls, Inc. | Evcon | PCG4A421002X4 | PCG4A421002X4 |  |  | Voluntarily Certified | Single-package air conditioner | False | False | 40000 |  | 13.4 | 13.4 |  |  | False | 30 | 30 | 11 | 0 |  | False | Conventional | 05/05/2023 |  | 07/10/2023
Johnson Controls, Inc. | Evcon | RAC14342B21 | RAC14342B21 | XAFC42EBCN1 |  | Voluntarily Certified | Single-split-system air condit | False | False | 40000 |  | 14.3 | 13.4 |  |  | False | 30 | 30 | 11.75 | 0 | Coil-Only System | False | Conventional | 05/05/2023 |  | 07/10/2023
Johnson Controls, Inc. | Evcon | PCG4B480652L1 | PCG4B480652L1 |  |  | Voluntarily Certified | Single-package air conditioner | False | False | 46500 |  | 13.4 | 13.4 |  |  | False | 30 | 30 | 11 | 0 |  | False | Conventional | 05/05/2023 |  | 07/10/2023
Johnson Controls, Inc. | Evcon | PCG4B600652L1 | PCG4B600652L1 |  |  | Voluntarily Certified | Single-package air conditioner | False | False | 56000 |  | 13.4 | 13.4 |  |  | False | 30 | 30 | 11 | 0 |  | False | Conventional | 05/05/2023 |  | 07/10/2023
Johnson Controls, Inc. | Evcon | RAC13448B21 | RAC13448B21 | XAFC48FBCN1 |  | Voluntarily Certified | Single-split-system air condit | False | False | 47000 |  | 13.4 | 13.4 |  |  | False | 30 | 30 | 11 | 0 | Coil-Only System | False | Conventional | 05/05/2023 |  | 07/10/2023
Johnson Controls, Inc. | Evcon | PCE4B4824 | PCE4B4824 |  |  | Voluntarily Certified | Single-package air conditioner | False | False | 46500 |  | 13.4 | 13.4 |  |  | False | 30 | 30 | 11 | 0 |  | False | Conventional | 05/05/2023 |  | 07/10/2023
Johnson Controls, Inc. | Evcon | PCG4B600652X4 | PCG4B600652X4 |  |  | Voluntarily Certified | Single-package air conditioner | False | False | 56000 |  | 13.4 | 13.4 |  |  | False | 30 | 30 | 11 | 0 |  | False | Conventional | 05/05/2023 |  | 07/10/2023
Johnson Controls, Inc. | Evcon | PCG4B481002X4 | PCG4B481002X4 |  |  | Voluntarily Certified | Single-package air conditioner | False | False | 46500 |  | 13.4 | 13.4 |  |  | False | 30 | 30 | 11 | 0 |  | False | Conventional | 05/05/2023 |  | 07/10/2023
Johnson Controls, Inc. | Evcon | PCG4A360752X4 | PCG4A360752X4 |  |  | Voluntarily Certified | Single-package air conditioner | False | False | 34800 |  | 13.4 | 13.4 |  |  | False | 30 | 30 | 11 | 0 |  | False | Conventional | 05/05/2023 |  | 07/10/2023
Johnson Controls, Inc. | Evcon | RAC14360B21 | RAC14360B21 | XAFC60GBCN1 |  | Voluntarily Certified | Single-split-system air condit | False | False | 56000 |  | 13.8 | 13.4 |  |  | False | 30 | 30 | 11.25 | 0 | Coil-Only System | False | Conventional | 05/05/2023 |  | 07/10/2023
Johnson Controls, Inc. | Evcon | RAC14336B21 | RAC14336B21 | XAFB36DBCN1 |  | Voluntarily Certified | Single-split-system air condit | False | False | 35000 |  | 14.3 | 13.4 |  |  | False | 30 | 30 | 11.75 | 0 | Coil-Only System | False | Conventional | 05/05/2023 |  | 07/10/2023
Johnson Controls, Inc. | Evcon | PCG4A240502L1 | PCG4A240502L1 |  |  | Voluntarily Certified | Single-package air conditioner | False | False | 23000 |  | 13.4 | 13.4 |  |  | False | 30 | 30 | 11 | 0 |  | False | Conventional | 05/05/2023 |  | 07/10/2023
Johnson Controls, Inc. | Evcon | PCG4A240502X4 | PCG4A240502X4 |  |  | Voluntarily Certified | Single-package air conditioner | False | False | 23000 |  | 13.4 | 13.4 |  |  | False | 30 | 30 | 11 | 0 |  | False | Conventional | 05/05/2023 |  | 07/10/2023
Johnson Controls, Inc. | Evcon | PCE4A2424 | PCE4A2424 |  |  | Voluntarily Certified | Single-package air conditioner | False | False | 23000 |  | 13.4 | 13.4 |  |  | False | 30 | 30 | 11 | 0 |  | False | Conventional | 05/05/2023 |  | 07/10/2023
Johnson Controls, Inc. | Evcon | PCG4A420752X4 | PCG4A420752X4 |  |  | Voluntarily Certified | Single-package air conditioner | False | False | 40000 |  | 13.4 | 13.4 |  |  | False | 30 | 30 | 11 | 0 |  | False | Conventional | 05/05/2023 |  | 07/10/2023
Johnson Controls, Inc. | Evcon | RAC15030B21 | RAC15030B21 | XAFB36DBAN1 |  | Voluntarily Certified | Single-split-system air condit | False | False | 28600 |  | 14.75 | 13.4 |  |  | False | 30 | 30 | 12.5 | 0 | Coil-Only System | False | Conventional | 05/05/2023 |  | 07/10/2023
Johnson Controls, Inc. | Evcon | RAC15048B21 | RAC15048B21 | XAFC60GBCN1 |  | Voluntarily Certified | Single-split-system air condit | False | False | 47000 |  | 14.75 | 13.4 |  |  | False | 30 | 30 | 12 | 0 | Coil-Only System | False | Conventional | 05/05/2023 |  | 07/10/2023
Johnson Controls, Inc. | Evcon | RAC15042B21 | RAC15042B21 | XAFC48FBCN1 |  | Voluntarily Certified | Single-split-system air condit | False | False | 42000 |  | 14.5 | 13.4 |  |  | False | 30 | 30 | 12 | 0 | Coil-Only System | False | Conventional | 05/05/2023 |  | 07/10/2023
Johnson Controls, Inc. | Evcon | RAC14324B21 | RAC14324B21 | XAFB24BBAN1 |  | Voluntarily Certified | Single-split-system air condit | False | False | 23200 |  | 14.3 | 13.4 |  |  | False | 30 | 30 | 11.75 | 0 | Coil-Only System | False | Conventional | 05/05/2023 |  | 07/10/2023
Johnson Controls, Inc. | Evcon | PCG4B601002X4 | PCG4B601002X4 |  |  | Voluntarily Certified | Single-package air conditioner | False | False | 56000 |  | 13.4 | 13.4 |  |  | False | 30 | 30 | 11 | 0 |  | False | Conventional | 05/05/2023 |  | 07/10/2023
Johnson Controls, Inc. | Evcon | RAC15018B21 | RAC15018B21 | XAFA24BBAN1 |  | Voluntarily Certified | Single-split-system air condit | False | False | 17800 |  | 14.75 | 13.4 |  |  | False | 30 | 30 | 12.5 | 0 | Coil-Only System | False | Conventional | 05/05/2023 |  | 07/10/2023
Johnson Controls, Inc. | Evcon | RAC14330B21 | RAC14330B21 | XAFB30CBAN1 |  | Voluntarily Certified | Single-split-system air condit | False | False | 29000 |  | 14.3 | 13.4 |  |  | False | 30 | 30 | 11.75 | 0 | Coil-Only System | False | Conventional | 05/05/2023 |  | 07/10/2023
Johnson Controls, Inc. | Evcon | PCG4B481252X4 | PCG4B481252X4 |  |  | Voluntarily Certified | Single-package air conditioner | False | False | 46500 |  | 13.4 | 13.4 |  |  | False | 30 | 30 | 11 | 0 |  | False | Conventional | 05/05/2023 |  | 07/10/2023
Johnson Controls, Inc. | Evcon | PCG4A300502X4 | PCG4A300502X4 |  |  | Voluntarily Certified | Single-package air conditioner | False | False | 28800 |  | 13.4 | 13.4 |  |  | False | 30 | 30 | 11 | 0 |  | False | Conventional | 05/05/2023 |  | 07/10/2023
Johnson Controls, Inc. | Evcon | RAC13460B21 | RAC13460B21 | XAFC60GBCN1 |  | Voluntarily Certified | Single-split-system air condit | False | False | 55500 |  | 13.4 | 13.4 |  |  | False | 30 | 30 | 11 | 0 | Coil-Only System | False | Conventional | 05/05/2023 |  | 07/10/2023
Johnson Controls, Inc. | Evcon | PCG4B601252X4 | PCG4B601252X4 |  |  | Voluntarily Certified | Single-package air conditioner | False | False | 56000 |  | 13.4 | 13.4 |  |  | False | 30 | 30 | 11 | 0 |  | False | Conventional | 05/05/2023 |  | 07/10/2023
Johnson Controls, Inc. | Evcon | RAC13430B21 | RAC13430B21 | XAFB30CBAN1 |  | Voluntarily Certified | Single-split-system air condit | False | False | 28800 |  | 13.4 | 13.4 |  |  | False | 30 | 30 | 11.25 | 0 | Coil-Only System | False | Conventional | 05/05/2023 |  | 07/10/2023
Johnson Controls, Inc. | Evcon | PCE4A3624 | PCE4A3624 |  |  | Voluntarily Certified | Single-package air conditioner | False | False | 34800 |  | 13.4 | 13.4 |  |  | False | 30 | 30 | 11 | 0 |  | False | Conventional | 05/05/2023 |  | 07/10/2023
Johnson Controls, Inc. | Evcon | PCG4A361002X4 | PCG4A361002X4 |  |  | Voluntarily Certified | Single-package air conditioner | False | False | 34800 |  | 13.4 | 13.4 |  |  | False | 30 | 30 | 11 | 0 |  | False | Conventional | 05/05/2023 |  | 07/10/2023
Johnson Controls, Inc. | Evcon | PCG4B480652X4 | PCG4B480652X4 |  |  | Voluntarily Certified | Single-package air conditioner | False | False | 46500 |  | 13.4 | 13.4 |  |  | False | 30 | 30 | 11 | 0 |  | False | Conventional | 05/05/2023 |  | 07/10/2023
Johnson Controls, Inc. | Evcon | RAC15036B21 | RAC15036B21 | XAFC36DBCN1 |  | Voluntarily Certified | Single-split-system air condit | False | False | 35800 |  | 14.75 | 13.4 |  |  | False | 30 | 30 | 12.5 | 0 | Coil-Only System | False | Conventional | 05/05/2023 |  | 07/10/2023
Johnson Controls, Inc. | Evcon | PCG4A360502L1 | PCG4A360502L1 |  |  | Voluntarily Certified | Single-package air conditioner | False | False | 34800 |  | 13.4 | 13.4 |  |  | False | 30 | 30 | 11 | 0 |  | False | Conventional | 05/05/2023 |  | 07/10/2023
Johnson Controls, Inc. | Evcon | RAC13436B21 | RAC13436B21 | XAFB36DBCN1 |  | Voluntarily Certified | Single-split-system air condit | False | False | 35400 |  | 13.4 | 13.4 |  |  | False | 30 | 30 | 11.25 | 0 | Coil-Only System | False | Conventional | 05/05/2023 |  | 07/10/2023
Johnson Controls, Inc. | Evcon | RAC13424B21 | RAC13424B21 | XAFA24BBAN1 |  | Voluntarily Certified | Single-split-system air condit | False | False | 23800 |  | 13.4 | 13.4 |  |  | False | 30 | 30 | 11.25 | 0 | Coil-Only System | False | Conventional | 05/05/2023 |  | 07/10/2023
Johnson Controls, Inc. | Evcon | RAC13418B21 | RAC13418B21 | XAFA18ABAN1 |  | Voluntarily Certified | Single-split-system air condit | False | False | 18000 |  | 13.4 | 13.4 |  |  | False | 30 | 30 | 11.25 | 0 | Coil-Only System | False | Conventional | 05/05/2023 |  | 07/10/2023
Johnson Controls, Inc. | Evcon | PCE4A3024 | PCE4A3024 |  |  | Voluntarily Certified | Single-package air conditioner | False | False | 28800 |  | 13.4 | 13.4 |  |  | False | 30 | 30 | 11 | 0 |  | False | Conventional | 05/05/2023 |  | 07/10/2023
Johnson Controls, Inc. | Evcon | RAC14318B21 | RAC14318B21 | XAFA24BBAN1 |  | Voluntarily Certified | Single-split-system air condit | False | False | 17600 |  | 14.3 | 13.4 |  |  | False | 30 | 30 | 11.75 | 0 | Coil-Only System | False | Conventional | 05/05/2023 |  | 07/10/2023
Johnson Controls, Inc. | Evcon | PCE4B6024 | PCE4B6024 |  |  | Voluntarily Certified | Single-package air conditioner | False | False | 56000 |  | 13.4 | 13.4 |  |  | False | 30 | 30 | 11 | 0 |  | False | Conventional | 05/05/2023 |  | 07/10/2023
Johnson Controls, Inc. | Evcon | PCE4A4224 | PCE4A4224 |  |  | Voluntarily Certified | Single-package air conditioner | False | False | 40000 |  | 13.4 | 13.4 |  |  | False | 30 | 30 | 11 | 0 |  | False | Conventional | 05/05/2023 |  | 07/10/2023
Johnson Controls, Inc. | Evcon | PCG4A240752X4 | PCG4A240752X4 |  |  | Voluntarily Certified | Single-package air conditioner | False | False | 23000 |  | 13.4 | 13.4 |  |  | False | 30 | 30 | 11 | 0 |  | False | Conventional | 05/05/2023 |  | 07/10/2023
Johnson Controls, Inc. | Evcon | PCG4A360502X4 | PCG4A360502X4 |  |  | Voluntarily Certified | Single-package air conditioner | False | False | 34800 |  | 13.4 | 13.4 |  |  | False | 30 | 30 | 11 | 0 |  | False | Conventional | 05/05/2023 |  | 07/10/2023
Johnson Controls, Inc. | Evcon | RAC13442B21 | RAC13442B21 | XAFC42EBCN1 |  | Voluntarily Certified | Single-split-system air condit | False | False | 40000 |  | 13.4 | 13.4 |  |  | False | 30 | 30 | 11.25 | 0 | Coil-Only System | False | Conventional | 05/05/2023 |  | 07/10/2023
Johnson Controls, Inc. | Evcon | RAC14348B21 | RAC14348B21 | XAFC48FBCN1 |  | Voluntarily Certified | Single-split-system air condit | False | False | 47000 |  | 13.8 | 13.4 |  |  | False | 30 | 30 | 11.25 | 0 | Coil-Only System | False | Conventional | 05/05/2023 |  | 07/10/2023
Johnson Controls, Inc. | Evcon | RAC15024B21 | RAC15024B21 | XAFA24BBAN1 |  | Voluntarily Certified | Single-split-system air condit | False | False | 23600 |  | 14.75 | 13.4 |  |  | False | 30 | 30 | 12.5 | 0 | Coil-Only System | False | Conventional | 05/05/2023 |  | 07/10/2023
Johnson Controls, Inc. | Evcon | RAC15060B21 | RAC15060B21 | XAFD60JBCN1 |  | Voluntarily Certified | Single-split-system air condit | False | False | 57000 |  | 14.75 | 13.4 |  |  | False | 30 | 30 | 12 | 0 | Coil-Only System | False | Conventional | 05/05/2023 |  | 07/10/2023
Johnson Controls, Inc. | FRASER-JOHNSTON | TCD2B60S21 | TCD2B60S21 | XAFC60GBCN1 |  | Voluntarily Certified | Single-split-system air condit | False | False | 55500 |  | 13.4 | 13.4 |  |  | False | 30 | 30 | 11 | 0 | Coil-Only System | False | Conventional | 05/05/2023 |  | 07/10/2023
Johnson Controls, Inc. | FRASER-JOHNSTON | PCG6A361002X4 | PCG6A361002X4 |  |  | Voluntarily Certified | Single-package air conditioner | False | False | 35000 |  | 15.2 | 13.4 |  |  | False | 30 | 30 | 11.5 | 0 |  | False | Conventional | 05/05/2023 |  | 07/10/2023
Johnson Controls, Inc. | FRASER-JOHNSTON | PCG6B601252X4 | PCG6B601252X4 |  |  | Voluntarily Certified | Single-package air conditioner | False | False | 58000 |  | 15.2 | 13.4 |  |  | False | 30 | 30 | 11.5 | 0 |  | False | Conventional | 05/05/2023 |  | 07/10/2023
Johnson Controls, Inc. | FRASER-JOHNSTON | AL19B3621 | AL19B3621 | XAFC60HBCN1 |  | Voluntarily Certified | Single-split-system air condit | False | False | 35200 |  | 14.5 | 13.4 |  |  | False | 30 | 30 | 12.5 | 0 | Coil-Only System | False | Conventional | 05/05/2023 |  | 07/10/2023
Johnson Controls, Inc. | FRASER-JOHNSTON | PCG4A300502X4 | PCG4A300502X4 |  |  | Voluntarily Certified | Single-package air conditioner | False | False | 28800 |  | 13.4 | 13.4 |  |  | False | 30 | 30 | 11 | 0 |  | False | Conventional | 05/05/2023 |  | 07/10/2023
Johnson Controls, Inc. | FRASER-JOHNSTON | PCG4B481252X4 | PCG4B481252X4 |  |  | Voluntarily Certified | Single-package air conditioner | False | False | 46500 |  | 13.4 | 13.4 |  |  | False | 30 | 30 | 11 | 0 |  | False | Conventional | 05/05/2023 |  | 07/10/2023
Johnson Controls, Inc. | FRASER-JOHNSTON | PCG6B600652X4 | PCG6B600652X4 |  |  | Voluntarily Certified | Single-package air conditioner | False | False | 58000 |  | 15.2 | 13.4 |  |  | False | 30 | 30 | 11.5 | 0 |  | False | Conventional | 05/05/2023 |  | 07/10/2023
Johnson Controls, Inc. | FRASER-JOHNSTON | PCG6A240752X4 | PCG6A240752X4 |  |  | Voluntarily Certified | Single-package air conditioner | False | False | 23000 |  | 15.2 | 13.4 |  |  | False | 30 | 30 | 11.5 | 0 |  | False | Conventional | 05/05/2023 |  | 07/10/2023
Johnson Controls, Inc. | FRASER-JOHNSTON | HMCG22B241 | HMCG22B241 | JHETB18BBAS2N1 |  | Voluntarily Certified | Single-split-system air condit | False | False | 24000 |  | 18 | 13.4 |  |  | False | 30 | 30 | 11.5 | 0 | Blower Coil System | True | Conventional | 05/05/2023 |  | 07/10/2023
Johnson Controls, Inc. | FRASER-JOHNSTON | TCF2B30S21 | TCF2B30S21 | XAFB36DBAN1 |  | Voluntarily Certified | Single-split-system air condit | False | False | 28600 |  | 14.75 | 13.4 |  |  | False | 30 | 30 | 12.5 | 0 | Coil-Only System | False | Conventional | 05/05/2023 |  | 07/10/2023
Johnson Controls, Inc. | FRASER-JOHNSTON | TCF2B60T21 | TCF2B60T21 | XAFD60JBCN1 |  | Voluntarily Certified | Single-split-system air condit | False | False | 57000 |  | 14.75 | 13.4 |  |  | False | 30 | 30 | 12 | 0 | Coil-Only System | False | Conventional | 05/05/2023 |  | 07/10/2023
Johnson Controls, Inc. | FRASER-JOHNSTON | HMCG22B361 | HMCG22B361 | JHETB36DBCS2N1 |  | Voluntarily Certified | Single-split-system air condit | False | False | 36000 |  | 17 | 13.4 |  |  | False | 30 | 30 | 10 | 0 | Blower Coil System | True | Conventional | 05/05/2023 |  | 07/10/2023
Johnson Controls, Inc. | FRASER-JOHNSTON | PCG4A360752X4 | PCG4A360752X4 |  |  | Voluntarily Certified | Single-package air conditioner | False | False | 34800 |  | 13.4 | 13.4 |  |  | False | 30 | 30 | 11 | 0 |  | False | Conventional | 05/05/2023 |  | 07/10/2023
Johnson Controls, Inc. | FRASER-JOHNSTON | AL19B2421 | AL19B2421 | XAFC48FBAN1 |  | Voluntarily Certified | Single-split-system air condit | False | False | 23400 |  | 14.75 | 13.4 |  |  | False | 30 | 30 | 12.5 | 0 | Coil-Only System | False | Conventional | 05/05/2023 |  | 07/10/2023
Johnson Controls, Inc. | FRASER-JOHNSTON | PCG4B481002X4 | PCG4B481002X4 |  |  | Voluntarily Certified | Single-package air conditioner | False | False | 46500 |  | 13.4 | 13.4 |  |  | False | 30 | 30 | 11 | 0 |  | False | Conventional | 05/05/2023 |  | 07/10/2023
Johnson Controls, Inc. | FRASER-JOHNSTON | AL21B3621 | AL21B3621 | JHVVB36DE2C2N1+CC |  | Voluntarily Certified | Single-split-system air condit | True | False | 35800 |  | 19 | 13.4 |  |  | False | 30 | 30 | 13 | 0 | Blower Coil System | True | Conventional | 05/05/2023 |  | 07/10/2023
Johnson Controls, Inc. | FRASER-JOHNSTON | TCD2B48S21 | TCD2B48S21 | XAFC48FBCN1 |  | Voluntarily Certified | Single-split-system air condit | False | False | 47000 |  | 13.4 | 13.4 |  |  | False | 30 | 30 | 11 | 0 | Coil-Only System | False | Conventional | 05/05/2023 |  | 07/10/2023
Johnson Controls, Inc. | FRASER-JOHNSTON | PCG4A240502L1 | PCG4A240502L1 |  |  | Voluntarily Certified | Single-package air conditioner | False | False | 23000 |  | 13.4 | 13.4 |  |  | False | 30 | 30 | 11 | 0 |  | False | Conventional | 05/05/2023 |  | 07/10/2023
Johnson Controls, Inc. | FRASER-JOHNSTON | TCE2B60S21 | TCE2B60S21 | XAFC60GBCN1 |  | Voluntarily Certified | Single-split-system air condit | False | False | 56000 |  | 13.8 | 13.4 |  |  | False | 30 | 30 | 11.25 | 0 | Coil-Only System | False | Conventional | 05/05/2023 |  | 07/10/2023
Johnson Controls, Inc. | FRASER-JOHNSTON | PCE4A3624 | PCE4A3624 |  |  | Voluntarily Certified | Single-package air conditioner | False | False | 34800 |  | 13.4 | 13.4 |  |  | False | 30 | 30 | 11 | 0 |  | False | Conventional | 05/05/2023 |  | 07/10/2023
Johnson Controls, Inc. | FRASER-JOHNSTON | PCG4B601252X4 | PCG4B601252X4 |  |  | Voluntarily Certified | Single-package air conditioner | False | False | 56000 |  | 13.4 | 13.4 |  |  | False | 30 | 30 | 11 | 0 |  | False | Conventional | 05/05/2023 |  | 07/10/2023
Johnson Controls, Inc. | FRASER-JOHNSTON | TCD2B42S21 | TCD2B42S21 | XAFC42EBCN1 |  | Voluntarily Certified | Single-split-system air condit | False | False | 40000 |  | 13.4 | 13.4 |  |  | False | 30 | 30 | 11.25 | 0 | Coil-Only System | False | Conventional | 05/05/2023 |  | 07/10/2023
Johnson Controls, Inc. | FRASER-JOHNSTON | AL21B2421 | AL21B2421 | JHVVB24DE1C2N1+CC |  | Voluntarily Certified | Single-split-system air condit | True | False | 23600 |  | 20 | 13.4 |  |  | False | 30 | 30 | 14 | 0 | Blower Coil System | True | Conventional | 05/05/2023 |  | 07/10/2023
Johnson Controls, Inc. | FRASER-JOHNSTON | TCD2B30S21 | TCD2B30S21 | XAFB30CBAN1 |  | Voluntarily Certified | Single-split-system air condit | False | False | 28800 |  | 13.4 | 13.4 |  |  | False | 30 | 30 | 11.25 | 0 | Coil-Only System | False | Conventional | 05/05/2023 |  | 07/10/2023
Johnson Controls, Inc. | FRASER-JOHNSTON | PCG4A420752X4 | PCG4A420752X4 |  |  | Voluntarily Certified | Single-package air conditioner | False | False | 40000 |  | 13.4 | 13.4 |  |  | False | 30 | 30 | 11 | 0 |  | False | Conventional | 05/05/2023 |  | 07/10/2023
Johnson Controls, Inc. | FRASER-JOHNSTON | PCE4B4824 | PCE4B4824 |  |  | Voluntarily Certified | Single-package air conditioner | False | False | 46500 |  | 13.4 | 13.4 |  |  | False | 30 | 30 | 11 | 0 |  | False | Conventional | 05/05/2023 |  | 07/10/2023
Johnson Controls, Inc. | FRASER-JOHNSTON | PCE6B4824 | PCE6B4824 |  |  | Voluntarily Certified | Single-package air conditioner | False | False | 46000 |  | 15.2 | 13.4 |  |  | False | 30 | 30 | 11.5 | 0 |  | False | Conventional | 05/05/2023 |  | 07/10/2023
Johnson Controls, Inc. | FRASER-JOHNSTON | PCG6A360752X4 | PCG6A360752X4 |  |  | Voluntarily Certified | Single-package air conditioner | False | False | 35000 |  | 15.2 | 13.4 |  |  | False | 30 | 30 | 11.5 | 0 |  | False | Conventional | 05/05/2023 |  | 07/10/2023
Johnson Controls, Inc. | FRASER-JOHNSTON | AL19B4821 | AL19B4821 | XAFD60JBCN1 |  | Voluntarily Certified | Single-split-system air condit | False | False | 48000 |  | 14.75 | 13.4 |  |  | False | 30 | 30 | 12.25 | 0 | Coil-Only System | False | Conventional | 05/05/2023 |  | 07/10/2023
Johnson Controls, Inc. | FRASER-JOHNSTON | PCG4B600652X4 | PCG4B600652X4 |  |  | Voluntarily Certified | Single-package air conditioner | False | False | 56000 |  | 13.4 | 13.4 |  |  | False | 30 | 30 | 11 | 0 |  | False | Conventional | 05/05/2023 |  | 07/10/2023
Johnson Controls, Inc. | FRASER-JOHNSTON | PCE4A4224 | PCE4A4224 |  |  | Voluntarily Certified | Single-package air conditioner | False | False | 40000 |  | 13.4 | 13.4 |  |  | False | 30 | 30 | 11 | 0 |  | False | Conventional | 05/05/2023 |  | 07/10/2023
Johnson Controls, Inc. | FRASER-JOHNSTON | PCE4B6024 | PCE4B6024 |  |  | Voluntarily Certified | Single-package air conditioner | False | False | 56000 |  | 13.4 | 13.4 |  |  | False | 30 | 30 | 11 | 0 |  | False | Conventional | 05/05/2023 |  | 07/10/2023
Johnson Controls, Inc. | FRASER-JOHNSTON | AL21B4821 | AL21B4821 | JHVVC48HE3C2N1+CC |  | Voluntarily Certified | Single-split-system air condit | True | False | 45500 |  | 20 | 13.4 |  |  | False | 30 | 30 | 12.5 | 0 | Blower Coil System | True | Conventional | 05/05/2023 |  | 07/10/2023
Johnson Controls, Inc. | Johnson Controls | AL21B4821 | AL21B4821 | JHVVC48HE3C2N1+CC |  | Voluntarily Certified | Single-split-system air condit | True | False | 45500 |  | 20 | 13.4 |  |  | False | 30 | 30 | 12.5 | 0 | Blower Coil System | True | Conventional | 05/05/2023 |  | 07/10/2023
Johnson Controls, Inc. | Luxaire | TCD2B48S21 | TCD2B48S21 | XAFC48FBCN1 |  | Voluntarily Certified | Single-split-system air condit | False | False | 47000 |  | 13.4 | 13.4 |  |  | False | 30 | 30 | 11 | 0 | Coil-Only System | False | Conventional | 05/05/2023 |  | 07/10/2023
Johnson Controls, Inc. | Luxaire | AL21B3621 | AL21B3621 | JHVVB36DE2C2N1+CC |  | Voluntarily Certified | Single-split-system air condit | True | False | 35800 |  | 19 | 13.4 |  |  | False | 30 | 30 | 13 | 0 | Blower Coil System | True | Conventional | 05/05/2023 |  | 07/10/2023
Johnson Controls, Inc. | Luxaire | PCG4A240502L1 | PCG4A240502L1 |  |  | Voluntarily Certified | Single-package air conditioner | False | False | 23000 |  | 13.4 | 13.4 |  |  | False | 30 | 30 | 11 | 0 |  | False | Conventional | 05/05/2023 |  | 07/10/2023
Johnson Controls, Inc. | Luxaire | HMCG22B601 | HMCG22B601 | JHETD60JBCS2N1 |  | Voluntarily Certified | Single-split-system air condit | False | False | 56000 |  | 18.5 | 13.4 |  |  | False | 30 | 30 | 10 | 0 | Blower Coil System | True | Conventional | 05/05/2023 |  | 07/10/2023
Johnson Controls, Inc. | Luxaire | TCE2B30S21 | TCE2B30S21 | XAFB30CBAN1 |  | Voluntarily Certified | Single-split-system air condit | False | False | 29000 |  | 14.3 | 13.4 |  |  | False | 30 | 30 | 11.75 | 0 | Coil-Only System | False | Conventional | 05/05/2023 |  | 07/10/2023
Johnson Controls, Inc. | Luxaire | PCE6A3624 | PCE6A3624 |  |  | Voluntarily Certified | Single-package air conditioner | False | False | 35000 |  | 15.2 | 13.4 |  |  | False | 30 | 30 | 11.5 | 0 |  | False | Conventional | 05/05/2023 |  | 07/10/2023
Johnson Controls, Inc. | Luxaire | TCD2B36S21 | TCD2B36S21 | XAFB36DBCN1 |  | Voluntarily Certified | Single-split-system air condit | False | False | 35400 |  | 13.4 | 13.4 |  |  | False | 30 | 30 | 11.25 | 0 | Coil-Only System | False | Conventional | 05/05/2023 |  | 07/10/2023
Johnson Controls, Inc. | Luxaire | TCE2B36S21 | TCE2B36S21 | XAFB36DBCN1 |  | Voluntarily Certified | Single-split-system air condit | False | False | 35000 |  | 14.3 | 13.4 |  |  | False | 30 | 30 | 11.75 | 0 | Coil-Only System | False | Conventional | 05/05/2023 |  | 07/10/2023
Johnson Controls, Inc. | Luxaire | PCG4B480652L1 | PCG4B480652L1 |  |  | Voluntarily Certified | Single-package air conditioner | False | False | 46500 |  | 13.4 | 13.4 |  |  | False | 30 | 30 | 11 | 0 |  | False | Conventional | 05/05/2023 |  | 07/10/2023
Johnson Controls, Inc. | Luxaire | PCG4B600652L1 | PCG4B600652L1 |  |  | Voluntarily Certified | Single-package air conditioner | False | False | 56000 |  | 13.4 | 13.4 |  |  | False | 30 | 30 | 11 | 0 |  | False | Conventional | 05/05/2023 |  | 07/10/2023
Johnson Controls, Inc. | Luxaire | PCG4A421002X4 | PCG4A421002X4 |  |  | Voluntarily Certified | Single-package air conditioner | False | False | 40000 |  | 13.4 | 13.4 |  |  | False | 30 | 30 | 11 | 0 |  | False | Conventional | 05/05/2023 |  | 07/10/2023
Johnson Controls, Inc. | Luxaire | PCG4B481002X4 | PCG4B481002X4 |  |  | Voluntarily Certified | Single-package air conditioner | False | False | 46500 |  | 13.4 | 13.4 |  |  | False | 30 | 30 | 11 | 0 |  | False | Conventional | 05/05/2023 |  | 07/10/2023
Johnson Controls, Inc. | Luxaire | AL19B2421 | AL19B2421 | XAFC48FBAN1 |  | Voluntarily Certified | Single-split-system air condit | False | False | 23400 |  | 14.75 | 13.4 |  |  | False | 30 | 30 | 12.5 | 0 | Coil-Only System | False | Conventional | 05/05/2023 |  | 07/10/2023
Johnson Controls, Inc. | Luxaire | AL21B4821 | AL21B4821 | JHVVC48HE3C2N1+CC |  | Voluntarily Certified | Single-split-system air condit | True | False | 45500 |  | 20 | 13.4 |  |  | False | 30 | 30 | 12.5 | 0 | Blower Coil System | True | Conventional | 05/05/2023 |  | 07/10/2023
Johnson Controls, Inc. | Luxaire | PCE6A2424 | PCE6A2424 |  |  | Voluntarily Certified | Single-package air conditioner | False | False | 23000 |  | 15.2 | 13.4 |  |  | False | 30 | 30 | 11.5 | 0 |  | False | Conventional | 05/05/2023 |  | 07/10/2023
Johnson Controls, Inc. | Luxaire | PCG4A360502L1 | PCG4A360502L1 |  |  | Voluntarily Certified | Single-package air conditioner | False | False | 34800 |  | 13.4 | 13.4 |  |  | False | 30 | 30 | 11 | 0 |  | False | Conventional | 05/05/2023 |  | 07/10/2023
Johnson Controls, Inc. | Luxaire | PCG4A361002X4 | PCG4A361002X4 |  |  | Voluntarily Certified | Single-package air conditioner | False | False | 34800 |  | 13.4 | 13.4 |  |  | False | 30 | 30 | 11 | 0 |  | False | Conventional | 05/05/2023 |  | 07/10/2023
Johnson Controls, Inc. | Luxaire | PCG4B480652X4 | PCG4B480652X4 |  |  | Voluntarily Certified | Single-package air conditioner | False | False | 46500 |  | 13.4 | 13.4 |  |  | False | 30 | 30 | 11 | 0 |  | False | Conventional | 05/05/2023 |  | 07/10/2023
Johnson Controls, Inc. | Luxaire | PCG4A360752X4 | PCG4A360752X4 |  |  | Voluntarily Certified | Single-package air conditioner | False | False | 34800 |  | 13.4 | 13.4 |  |  | False | 30 | 30 | 11 | 0 |  | False | Conventional | 05/05/2023 |  | 07/10/2023
Johnson Controls, Inc. | Luxaire | HMCG22B361 | HMCG22B361 | JHETB36DBCS2N1 |  | Voluntarily Certified | Single-split-system air condit | False | False | 36000 |  | 17 | 13.4 |  |  | False | 30 | 30 | 10 | 0 | Blower Coil System | True | Conventional | 05/05/2023 |  | 07/10/2023
Johnson Controls, Inc. | Luxaire | TCF2B60T21 | TCF2B60T21 | XAFD60JBCN1 |  | Voluntarily Certified | Single-split-system air condit | False | False | 57000 |  | 14.75 | 13.4 |  |  | False | 30 | 30 | 12 | 0 | Coil-Only System | False | Conventional | 05/05/2023 |  | 07/10/2023
Johnson Controls, Inc. | Luxaire | PCG6B600652X4 | PCG6B600652X4 |  |  | Voluntarily Certified | Single-package air conditioner | False | False | 58000 |  | 15.2 | 13.4 |  |  | False | 30 | 30 | 11.5 | 0 |  | False | Conventional | 05/05/2023 |  | 07/10/2023
Johnson Controls, Inc. | Luxaire | PCG4B601002X4 | PCG4B601002X4 |  |  | Voluntarily Certified | Single-package air conditioner | False | False | 56000 |  | 13.4 | 13.4 |  |  | False | 30 | 30 | 11 | 0 |  | False | Conventional | 05/05/2023 |  | 07/10/2023
Johnson Controls, Inc. | Luxaire | TCF2B18S21 | TCF2B18S21 | XAFA24BBAN1 |  | Voluntarily Certified | Single-split-system air condit | False | False | 17800 |  | 14.75 | 13.4 |  |  | False | 30 | 30 | 12.5 | 0 | Coil-Only System | False | Conventional | 05/05/2023 |  | 07/10/2023
Johnson Controls, Inc. | Luxaire | TCE2B48S21 | TCE2B48S21 | XAFC48FBCN1 |  | Voluntarily Certified | Single-split-system air condit | False | False | 47000 |  | 13.8 | 13.4 |  |  | False | 30 | 30 | 11.25 | 0 | Coil-Only System | False | Conventional | 05/05/2023 |  | 07/10/2023
Johnson Controls, Inc. | Luxaire | TCE2B42S21 | TCE2B42S21 | XAFC42EBCN1 |  | Voluntarily Certified | Single-split-system air condit | False | False | 40000 |  | 14.3 | 13.4 |  |  | False | 30 | 30 | 11.75 | 0 | Coil-Only System | False | Conventional | 05/05/2023 |  | 07/10/2023
Johnson Controls, Inc. | Luxaire | TCD2B24S21 | TCD2B24S21 | XAFA24BBAN1 |  | Voluntarily Certified | Single-split-system air condit | False | False | 23800 |  | 13.4 | 13.4 |  |  | False | 30 | 30 | 11.25 | 0 | Coil-Only System | False | Conventional | 05/05/2023 |  | 07/10/2023
Johnson Controls, Inc. | Luxaire | PCG6B480652X4 | PCG6B480652X4 |  |  | Voluntarily Certified | Single-package air conditioner | False | False | 46000 |  | 15.2 | 13.4 |  |  | False | 30 | 30 | 11.5 | 0 |  | False | Conventional | 05/05/2023 |  | 07/10/2023
Johnson Controls, Inc. | Luxaire | PCG6A240752X4 | PCG6A240752X4 |  |  | Voluntarily Certified | Single-package air conditioner | False | False | 23000 |  | 15.2 | 13.4 |  |  | False | 30 | 30 | 11.5 | 0 |  | False | Conventional | 05/05/2023 |  | 07/10/2023
Johnson Controls, Inc. | Luxaire | HMCG22B241 | HMCG22B241 | JHETB18BBAS2N1 |  | Voluntarily Certified | Single-split-system air condit | False | False | 24000 |  | 18 | 13.4 |  |  | False | 30 | 30 | 11.5 | 0 | Blower Coil System | True | Conventional | 05/05/2023 |  | 07/10/2023
Johnson Controls, Inc. | Luxaire | TCF2B30S21 | TCF2B30S21 | XAFB36DBAN1 |  | Voluntarily Certified | Single-split-system air condit | False | False | 28600 |  | 14.75 | 13.4 |  |  | False | 30 | 30 | 12.5 | 0 | Coil-Only System | False | Conventional | 05/05/2023 |  | 07/10/2023
Johnson Controls, Inc. | Luxaire | TCE2B60S21 | TCE2B60S21 | XAFC60GBCN1 |  | Voluntarily Certified | Single-split-system air condit | False | False | 56000 |  | 13.8 | 13.4 |  |  | False | 30 | 30 | 11.25 | 0 | Coil-Only System | False | Conventional | 05/05/2023 |  | 07/10/2023
Johnson Controls, Inc. | Luxaire | PCE4A3624 | PCE4A3624 |  |  | Voluntarily Certified | Single-package air conditioner | False | False | 34800 |  | 13.4 | 13.4 |  |  | False | 30 | 30 | 11 | 0 |  | False | Conventional | 05/05/2023 |  | 07/10/2023
Johnson Controls, Inc. | Luxaire | PCG4B601252X4 | PCG4B601252X4 |  |  | Voluntarily Certified | Single-package air conditioner | False | False | 56000 |  | 13.4 | 13.4 |  |  | False | 30 | 30 | 11 | 0 |  | False | Conventional | 05/05/2023 |  | 07/10/2023
Johnson Controls, Inc. | Luxaire | PCG4A240752X4 | PCG4A240752X4 |  |  | Voluntarily Certified | Single-package air conditioner | False | False | 23000 |  | 13.4 | 13.4 |  |  | False | 30 | 30 | 11 | 0 |  | False | Conventional | 05/05/2023 |  | 07/10/2023
Johnson Controls, Inc. | Luxaire | TCF2B42T21 | TCF2B42T21 | XAFC48FBCN1 |  | Voluntarily Certified | Single-split-system air condit | False | False | 42000 |  | 14.5 | 13.4 |  |  | False | 30 | 30 | 12 | 0 | Coil-Only System | False | Conventional | 05/05/2023 |  | 07/10/2023
Johnson Controls, Inc. | Luxaire | PCG6B601002X4 | PCG6B601002X4 |  |  | Voluntarily Certified | Single-package air conditioner | False | False | 58000 |  | 15.2 | 13.4 |  |  | False | 30 | 30 | 11.5 | 0 |  | False | Conventional | 05/05/2023 |  | 07/10/2023
Johnson Controls, Inc. | Luxaire | PCG6B481002X4 | PCG6B481002X4 |  |  | Voluntarily Certified | Single-package air conditioner | False | False | 46000 |  | 15.2 | 13.4 |  |  | False | 30 | 30 | 11.5 | 0 |  | False | Conventional | 05/05/2023 |  | 07/10/2023
Johnson Controls, Inc. | Luxaire | TCF2B48T21 | TCF2B48T21 | XAFC60GBCN1 |  | Voluntarily Certified | Single-split-system air condit | False | False | 47000 |  | 14.75 | 13.4 |  |  | False | 30 | 30 | 12 | 0 | Coil-Only System | False | Conventional | 05/05/2023 |  | 07/10/2023
Johnson Controls, Inc. | Luxaire | PCE4A3024 | PCE4A3024 |  |  | Voluntarily Certified | Single-package air conditioner | False | False | 28800 |  | 13.4 | 13.4 |  |  | False | 30 | 30 | 11 | 0 |  | False | Conventional | 05/05/2023 |  | 07/10/2023
Johnson Controls, Inc. | Luxaire | PCE4B6024 | PCE4B6024 |  |  | Voluntarily Certified | Single-package air conditioner | False | False | 56000 |  | 13.4 | 13.4 |  |  | False | 30 | 30 | 11 | 0 |  | False | Conventional | 05/05/2023 |  | 07/10/2023
Johnson Controls, Inc. | Luxaire | PCE4A4224 | PCE4A4224 |  |  | Voluntarily Certified | Single-package air conditioner | False | False | 40000 |  | 13.4 | 13.4 |  |  | False | 30 | 30 | 11 | 0 |  | False | Conventional | 05/05/2023 |  | 07/10/2023
Johnson Controls, Inc. | Luxaire | TCE2B24S21 | TCE2B24S21 | XAFB24BBAN1 |  | Voluntarily Certified | Single-split-system air condit | False | False | 23200 |  | 14.3 | 13.4 |  |  | False | 30 | 30 | 11.75 | 0 | Coil-Only System | False | Conventional | 05/05/2023 |  | 07/10/2023
Johnson Controls, Inc. | Luxaire | TCE2B18S21 | TCE2B18S21 | XAFA24BBAN1 |  | Voluntarily Certified | Single-split-system air condit | False | False | 17600 |  | 14.3 | 13.4 |  |  | False | 30 | 30 | 11.75 | 0 | Coil-Only System | False | Conventional | 05/05/2023 |  | 07/10/2023
Johnson Controls, Inc. | Luxaire | TCF2B24S21 | TCF2B24S21 | XAFA24BBAN1 |  | Voluntarily Certified | Single-split-system air condit | False | False | 23600 |  | 14.75 | 13.4 |  |  | False | 30 | 30 | 12.5 | 0 | Coil-Only System | False | Conventional | 05/05/2023 |  | 07/10/2023
Johnson Controls, Inc. | Luxaire | PCG6A240502X4 | PCG6A240502X4 |  |  | Voluntarily Certified | Single-package air conditioner | False | False | 23000 |  | 15.2 | 13.4 |  |  | False | 30 | 30 | 11.5 | 0 |  | False | Conventional | 05/05/2023 |  | 07/10/2023
Johnson Controls, Inc. | Luxaire | TCD2B18S21 | TCD2B18S21 | XAFA18ABAN1 |  | Voluntarily Certified | Single-split-system air condit | False | False | 18000 |  | 13.4 | 13.4 |  |  | False | 30 | 30 | 11.25 | 0 | Coil-Only System | False | Conventional | 05/05/2023 |  | 07/10/2023
Johnson Controls, Inc. | Luxaire | PCG4A300752X4 | PCG4A300752X4 |  |  | Voluntarily Certified | Single-package air conditioner | False | False | 28800 |  | 13.4 | 13.4 |  |  | False | 30 | 30 | 11 | 0 |  | False | Conventional | 05/05/2023 |  | 07/10/2023
Johnson Controls, Inc. | Luxaire | PCE6B6024 | PCE6B6024 |  |  | Voluntarily Certified | Single-package air conditioner | False | False | 58000 |  | 15.2 | 13.4 |  |  | False | 30 | 30 | 11.5 | 0 |  | False | Conventional | 05/05/2023 |  | 07/10/2023
Johnson Controls, Inc. | Luxaire | AL21B6021 | AL21B6021 | JHVVC60HE4C2N1+CC |  | Voluntarily Certified | Single-split-system air condit | True | False | 52000 |  | 20 | 13.4 |  |  | False | 30 | 30 | 12.5 | 0 | Blower Coil System | True | Conventional | 05/05/2023 |  | 07/10/2023
Johnson Controls, Inc. | Luxaire | AL19B6021 | AL19B6021 | XAFD60JBCN1 |  | Voluntarily Certified | Single-split-system air condit | False | False | 57000 |  | 14.3 | 13.4 |  |  | False | 30 | 30 | 11.75 | 0 | Coil-Only System | False | Conventional | 05/05/2023 |  | 07/10/2023
Johnson Controls, Inc. | Luxaire | PCG4A360502X4 | PCG4A360502X4 |  |  | Voluntarily Certified | Single-package air conditioner | False | False | 34800 |  | 13.4 | 13.4 |  |  | False | 30 | 30 | 11 | 0 |  | False | Conventional | 05/05/2023 |  | 07/10/2023
Johnson Controls, Inc. | Luxaire | TCD2B42S21 | TCD2B42S21 | XAFC42EBCN1 |  | Voluntarily Certified | Single-split-system air condit | False | False | 40000 |  | 13.4 | 13.4 |  |  | False | 30 | 30 | 11.25 | 0 | Coil-Only System | False | Conventional | 05/05/2023 |  | 07/10/2023
Johnson Controls, Inc. | Luxaire | PCG4A420752X4 | PCG4A420752X4 |  |  | Voluntarily Certified | Single-package air conditioner | False | False | 40000 |  | 13.4 | 13.4 |  |  | False | 30 | 30 | 11 | 0 |  | False | Conventional | 05/05/2023 |  | 07/10/2023
Johnson Controls, Inc. | Luxaire | AL21B2421 | AL21B2421 | JHVVB24DE1C2N1+CC |  | Voluntarily Certified | Single-split-system air condit | True | False | 23600 |  | 20 | 13.4 |  |  | False | 30 | 30 | 14 | 0 | Blower Coil System | True | Conventional | 05/05/2023 |  | 07/10/2023
Johnson Controls, Inc. | Luxaire | TCD2B30S21 | TCD2B30S21 | XAFB30CBAN1 |  | Voluntarily Certified | Single-split-system air condit | False | False | 28800 |  | 13.4 | 13.4 |  |  | False | 30 | 30 | 11.25 | 0 | Coil-Only System | False | Conventional | 05/05/2023 |  | 07/10/2023
Johnson Controls, Inc. | Luxaire | PCE6B4824 | PCE6B4824 |  |  | Voluntarily Certified | Single-package air conditioner | False | False | 46000 |  | 15.2 | 13.4 |  |  | False | 30 | 30 | 11.5 | 0 |  | False | Conventional | 05/05/2023 |  | 07/10/2023
Johnson Controls, Inc. | Luxaire | PCG6A360752X4 | PCG6A360752X4 |  |  | Voluntarily Certified | Single-package air conditioner | False | False | 35000 |  | 15.2 | 13.4 |  |  | False | 30 | 30 | 11.5 | 0 |  | False | Conventional | 05/05/2023 |  | 07/10/2023
Johnson Controls, Inc. | Luxaire | AL19B4821 | AL19B4821 | XAFD60JBCN1 |  | Voluntarily Certified | Single-split-system air condit | False | False | 48000 |  | 14.75 | 13.4 |  |  | False | 30 | 30 | 12.25 | 0 | Coil-Only System | False | Conventional | 05/05/2023 |  | 07/10/2023
Johnson Controls, Inc. | Luxaire | PCE4B4824 | PCE4B4824 |  |  | Voluntarily Certified | Single-package air conditioner | False | False | 46500 |  | 13.4 | 13.4 |  |  | False | 30 | 30 | 11 | 0 |  | False | Conventional | 05/05/2023 |  | 07/10/2023
Johnson Controls, Inc. | Luxaire | PCG4B600652X4 | PCG4B600652X4 |  |  | Voluntarily Certified | Single-package air conditioner | False | False | 56000 |  | 13.4 | 13.4 |  |  | False | 30 | 30 | 11 | 0 |  | False | Conventional | 05/05/2023 |  | 07/10/2023
Johnson Controls, Inc. | Luxaire | TCF2B36S21 | TCF2B36S21 | XAFC36DBCN1 |  | Voluntarily Certified | Single-split-system air condit | False | False | 35800 |  | 14.75 | 13.4 |  |  | False | 30 | 30 | 12.5 | 0 | Coil-Only System | False | Conventional | 05/05/2023 |  | 07/10/2023
Johnson Controls, Inc. | Luxaire | PCG6B481252X4 | PCG6B481252X4 |  |  | Voluntarily Certified | Single-package air conditioner | False | False | 46000 |  | 15.2 | 13.4 |  |  | False | 30 | 30 | 11.5 | 0 |  | False | Conventional | 05/05/2023 |  | 07/10/2023
Johnson Controls, Inc. | Luxaire | PCE4A2424 | PCE4A2424 |  |  | Voluntarily Certified | Single-package air conditioner | False | False | 23000 |  | 13.4 | 13.4 |  |  | False | 30 | 30 | 11 | 0 |  | False | Conventional | 05/05/2023 |  | 07/10/2023
Johnson Controls, Inc. | Luxaire | PCG4A240502X4 | PCG4A240502X4 |  |  | Voluntarily Certified | Single-package air conditioner | False | False | 23000 |  | 13.4 | 13.4 |  |  | False | 30 | 30 | 11 | 0 |  | False | Conventional | 05/05/2023 |  | 07/10/2023
Johnson Controls, Inc. | Luxaire | TCD2B60S21 | TCD2B60S21 | XAFC60GBCN1 |  | Voluntarily Certified | Single-split-system air condit | False | False | 55500 |  | 13.4 | 13.4 |  |  | False | 30 | 30 | 11 | 0 | Coil-Only System | False | Conventional | 05/05/2023 |  | 07/10/2023
Johnson Controls, Inc. | Luxaire | PCG6A361002X4 | PCG6A361002X4 |  |  | Voluntarily Certified | Single-package air conditioner | False | False | 35000 |  | 15.2 | 13.4 |  |  | False | 30 | 30 | 11.5 | 0 |  | False | Conventional | 05/05/2023 |  | 07/10/2023
Johnson Controls, Inc. | Luxaire | PCG6B601252X4 | PCG6B601252X4 |  |  | Voluntarily Certified | Single-package air conditioner | False | False | 58000 |  | 15.2 | 13.4 |  |  | False | 30 | 30 | 11.5 | 0 |  | False | Conventional | 05/05/2023 |  | 07/10/2023
Johnson Controls, Inc. | Luxaire | AL19B3621 | AL19B3621 | XAFC60HBCN1 |  | Voluntarily Certified | Single-split-system air condit | False | False | 35200 |  | 14.5 | 13.4 |  |  | False | 30 | 30 | 12.5 | 0 | Coil-Only System | False | Conventional | 05/05/2023 |  | 07/10/2023
Johnson Controls, Inc. | Luxaire | PCG4B481252X4 | PCG4B481252X4 |  |  | Voluntarily Certified | Single-package air conditioner | False | False | 46500 |  | 13.4 | 13.4 |  |  | False | 30 | 30 | 11 | 0 |  | False | Conventional | 05/05/2023 |  | 07/10/2023
Johnson Controls, Inc. | Luxaire | PCG4A300502X4 | PCG4A300502X4 |  |  | Voluntarily Certified | Single-package air conditioner | False | False | 28800 |  | 13.4 | 13.4 |  |  | False | 30 | 30 | 11 | 0 |  | False | Conventional | 05/05/2023 |  | 07/10/2023
Daikin Comfort Technologies Manufacturing, L.P. | Daikin | DFC0361********A* | DFC0361********A* |  |  | Voluntarily Certified | Single-package air conditioner | False | False | 35000 |  | 13.4 | 13.4 |  |  | False | 30 | 30 | 11 |  |  | False | Conventional | 07/07/2023 |  | 10/02/2023
Daikin Comfort Technologies Manufacturing, L.P. | Daikin | DFC0481********A* | DFC0481********A* |  |  | Voluntarily Certified | Single-package air conditioner | False | False | 47000 |  | 13.4 | 13.4 |  |  | False | 30 | 30 | 11 |  |  | False | Conventional | 07/07/2023 |  | 10/02/2023
Daikin Comfort Technologies Manufacturing, L.P. | Daikin | DFC0601********A* | DFC0601********A* |  |  | Voluntarily Certified | Single-package air conditioner | False | False | 59000 |  | 13.4 | 13.4 |  |  | False | 30 | 30 | 11 |  |  | False | Conventional | 07/07/2023 |  | 10/02/2023
Daikin Comfort Technologies Manufacturing, L.P. | Daikin | DFG0361********A* | DFG0361********A* |  |  | Voluntarily Certified | Single-package air conditioner | False | False | 35000 |  | 13.4 | 13.4 |  |  | False | 30 | 30 | 11 |  |  | False | Conventional | 07/07/2023 |  | 10/02/2023
Daikin Comfort Technologies Manufacturing, L.P. | Daikin | DFG0481********A* | DFG0481********A* |  |  | Voluntarily Certified | Single-package air conditioner | False | False | 47000 |  | 13.4 | 13.4 |  |  | False | 30 | 30 | 11 |  |  | False | Conventional | 07/07/2023 |  | 10/02/2023
Daikin Comfort Technologies Manufacturing, L.P. | Daikin | DFG0601********A* | DFG0601********A* |  |  | Voluntarily Certified | Single-package air conditioner | False | False | 59000 |  | 13.4 | 13.4 |  |  | False | 30 | 30 | 11 |  |  | False | Conventional | 07/07/2023 |  | 10/02/2023
Daikin Comfort Technologies Manufacturing, L.P. | Daikin | DP3CH2441A* | DP3CH2441A* |  |  | Voluntarily Certified | Single-package air conditioner | False | False | 23600 |  | 13.4 | 13.4 |  |  | False | 30 | 30 | 10.6 |  |  | False | Conventional | 07/07/2023 |  | 10/02/2023
Daikin Comfort Technologies Manufacturing, L.P. | Daikin | DP3CH3041A* | DP3CH3041A* |  |  | Voluntarily Certified | Single-package air conditioner | False | False | 28200 |  | 13.4 | 13.4 |  |  | False | 30 | 30 | 10.6 |  |  | False | Conventional | 07/07/2023 |  | 10/02/2023
Daikin Comfort Technologies Manufacturing, L.P. | Daikin | DP3CH3641A* | DP3CH3641A* |  |  | Voluntarily Certified | Single-package air conditioner | False | False | 35600 |  | 13.4 | 13.4 |  |  | False | 30 | 30 | 10.6 |  |  | False | Conventional | 07/07/2023 |  | 10/02/2023
Daikin Comfort Technologies Manufacturing, L.P. | Daikin | DP3CH4241A* | DP3CH4241A* |  |  | Voluntarily Certified | Single-package air conditioner | False | False | 40000 |  | 13.4 | 13.4 |  |  | False | 30 | 30 | 10.6 |  |  | False | Conventional | 07/07/2023 |  | 10/02/2023
Daikin Comfort Technologies Manufacturing, L.P. | Daikin | DP3CH4841A* | DP3CH4841A* |  |  | Voluntarily Certified | Single-package air conditioner | False | False | 46000 |  | 13.4 | 13.4 |  |  | False | 30 | 30 | 10.6 |  |  | False | Conventional | 07/07/2023 |  | 10/02/2023
Daikin Comfort Technologies Manufacturing, L.P. | Daikin | DP3CH6041A* | DP3CH6041A* |  |  | Voluntarily Certified | Single-package air conditioner | False | False | 56000 |  | 13.4 | 13.4 |  |  | False | 30 | 30 | 10.6 |  |  | False | Conventional | 07/07/2023 |  | 10/02/2023
Daikin Comfort Technologies Manufacturing, L.P. | Daikin | DP3GM24***41A* | DP3GM24***41A* |  |  | Voluntarily Certified | Single-package air conditioner | False | False | 23000 |  | 13.4 | 13.4 |  |  | False | 30 | 30 | 10.6 |  |  | False | Conventional | 07/07/2023 |  | 10/02/2023
Daikin Comfort Technologies Manufacturing, L.P. | Daikin | DP3GM30***41A* | DP3GM30***41A* |  |  | Voluntarily Certified | Single-package air conditioner | False | False | 28600 |  | 13.4 | 13.4 |  |  | False | 30 | 30 | 10.6 |  |  | False | Conventional | 07/07/2023 |  | 10/02/2023
Daikin Comfort Technologies Manufacturing, L.P. | Daikin | DP3GM36***41A* | DP3GM36***41A* |  |  | Voluntarily Certified | Single-package air conditioner | False | False | 34200 |  | 13.4 | 13.4 |  |  | False | 30 | 30 | 10.6 |  |  | False | Conventional | 07/07/2023 |  | 10/02/2023
Daikin Comfort Technologies Manufacturing, L.P. | Daikin | DP3GM42***41A* | DP3GM42***41A* |  |  | Voluntarily Certified | Single-package air conditioner | False | False | 40000 |  | 13.4 | 13.4 |  |  | False | 30 | 30 | 10.6 |  |  | False | Conventional | 07/07/2023 |  | 10/02/2023
Daikin Comfort Technologies Manufacturing, L.P. | Daikin | DP3GM48***41A* | DP3GM48***41A* |  |  | Voluntarily Certified | Single-package air conditioner | False | False | 46000 |  | 13.4 | 13.4 |  |  | False | 30 | 30 | 10.6 |  |  | False | Conventional | 07/07/2023 |  | 10/02/2023
Daikin Comfort Technologies Manufacturing, L.P. | Daikin | DP3GM61***41A* | DP3GM61***41A* |  |  | Voluntarily Certified | Single-package air conditioner | False | False | 56000 |  | 13.4 | 13.4 |  |  | False | 30 | 30 | 10.6 |  |  | False | Conventional | 07/07/2023 |  | 10/02/2023
Daikin Comfort Technologies Manufacturing, L.P. | Daikin | DP3UM24***41A* | DP3UM24***41A* |  |  | Voluntarily Certified | Single-package air conditioner | False | False | 23000 |  | 13.4 | 13.4 |  |  | False | 30 | 30 | 10.6 |  |  | False | Conventional | 07/07/2023 |  | 10/02/2023
Daikin Comfort Technologies Manufacturing, L.P. | Daikin | DP3UM30***41A* | DP3UM30***41A* |  |  | Voluntarily Certified | Single-package air conditioner | False | False | 28600 |  | 13.4 | 13.4 |  |  | False | 30 | 30 | 10.6 |  |  | False | Conventional | 07/07/2023 |  | 10/02/2023
Daikin Comfort Technologies Manufacturing, L.P. | Daikin | DP3UM36***41A* | DP3UM36***41A* |  |  | Voluntarily Certified | Single-package air conditioner | False | False | 34200 |  | 13.4 | 13.4 |  |  | False | 30 | 30 | 10.6 |  |  | False | Conventional | 07/07/2023 |  | 10/02/2023
Daikin Comfort Technologies Manufacturing, L.P. | Daikin | DP3UM42***41A* | DP3UM42***41A* |  |  | Voluntarily Certified | Single-package air conditioner | False | False | 40000 |  | 13.4 | 13.4 |  |  | False | 30 | 30 | 10.6 |  |  | False | Conventional | 07/07/2023 |  | 10/02/2023
Daikin Comfort Technologies Manufacturing, L.P. | Daikin | DP3UM48***41A* | DP3UM48***41A* |  |  | Voluntarily Certified | Single-package air conditioner | False | False | 46000 |  | 13.4 | 13.4 |  |  | False | 30 | 30 | 10.6 |  |  | False | Conventional | 07/07/2023 |  | 10/02/2023
Daikin Comfort Technologies Manufacturing, L.P. | Daikin | DP3UM61***41A* | DP3UM61***41A* |  |  | Voluntarily Certified | Single-package air conditioner | False | False | 56000 |  | 13.4 | 13.4 |  |  | False | 30 | 30 | 10.6 |  |  | False | Conventional | 07/07/2023 |  | 10/02/2023
Daikin Comfort Technologies Manufacturing, L.P. | Daikin | DP5GM24***41A* | DP5GM24***41A* |  |  | Voluntarily Certified | Single-package air conditioner | False | False | 23000 |  | 15.2 | 13.4 |  |  | False | 30 | 30 | 11.2 |  |  | False | Conventional | 07/07/2023 |  | 10/02/2023
Daikin Comfort Technologies Manufacturing, L.P. | Daikin | DP5GM30***41A* | DP5GM30***41A* |  |  | Voluntarily Certified | Single-package air conditioner | False | False | 29000 |  | 14.6 | 13.4 |  |  | False | 30 | 30 | 11.2 |  |  | False | Conventional | 07/07/2023 |  | 10/02/2023
Daikin Comfort Technologies Manufacturing, L.P. | Daikin | DP5GM36***41A* | DP5GM36***41A* |  |  | Voluntarily Certified | Single-package air conditioner | False | False | 35000 |  | 15.2 | 13.4 |  |  | False | 30 | 30 | 11.2 |  |  | False | Conventional | 07/07/2023 |  | 10/02/2023
Daikin Comfort Technologies Manufacturing, L.P. | Daikin | DP5GM42***41A* | DP5GM42***41A* |  |  | Voluntarily Certified | Single-package air conditioner | False | False | 41000 |  | 14.7 | 13.4 |  |  | False | 30 | 30 | 11.2 |  |  | False | Conventional | 07/07/2023 |  | 10/02/2023
Daikin Comfort Technologies Manufacturing, L.P. | Daikin | DP5GM48***41A* | DP5GM48***41A* |  |  | Voluntarily Certified | Single-package air conditioner | False | False | 46000 |  | 15 | 13.4 |  |  | False | 30 | 30 | 11.2 |  |  | False | Conventional | 07/07/2023 |  | 10/02/2023
Daikin Comfort Technologies Manufacturing, L.P. | Daikin | DP5GM60***41A* | DP5GM60***41A* |  |  | Voluntarily Certified | Single-package air conditioner | False | False | 58000 |  | 15.2 | 13.4 |  |  | False | 30 | 30 | 11.2 |  |  | False | Conventional | 07/07/2023 |  | 10/02/2023
Daikin Comfort Technologies Manufacturing, L.P. | Daikin | DP5UM30***41A* | DP5UM30***41A* |  |  | Voluntarily Certified | Single-package air conditioner | False | False | 29000 |  | 14.6 | 13.4 |  |  | False | 30 | 30 | 11.2 |  |  | False | Conventional | 07/07/2023 |  | 10/02/2023
Daikin Comfort Technologies Manufacturing, L.P. | Daikin | DP5UM36***41A* | DP5UM36***41A* |  |  | Voluntarily Certified | Single-package air conditioner | False | False | 35000 |  | 15.2 | 13.4 |  |  | False | 30 | 30 | 11.2 |  |  | False | Conventional | 07/07/2023 |  | 10/02/2023
Daikin Comfort Technologies Manufacturing, L.P. | Daikin | DRC0361********B* | DRC0361********B* |  |  | Voluntarily Certified | Single-package air conditioner | False | False | 36000 |  | 16.4 | 13.4 |  |  | False | 30 | 30 | 12.1 |  |  | False | Conventional | 07/07/2023 |  | 10/02/2023
Daikin Comfort Technologies Manufacturing, L.P. | Daikin | DRC0481********B* | DRC0481********B* |  |  | Voluntarily Certified | Single-package air conditioner | False | False | 47000 |  | 16.4 | 13.4 |  |  | False | 30 | 30 | 12 |  |  | False | Conventional | 07/07/2023 |  | 10/02/2023
Daikin Comfort Technologies Manufacturing, L.P. | Daikin | DRC0601********B* | DRC0601********B* |  |  | Voluntarily Certified | Single-package air conditioner | False | False | 58000 |  | 16.2 | 13.4 |  |  | False | 30 | 30 | 11.9 |  |  | False | Conventional | 07/07/2023 |  | 10/02/2023
Daikin Comfort Technologies Manufacturing, L.P. | Daikin | DRG0361********B* | DRG0361********B* |  |  | Voluntarily Certified | Single-package air conditioner | False | False | 36000 |  | 16.4 | 13.4 |  |  | False | 30 | 30 | 12.1 |  |  | False | Conventional | 07/07/2023 |  | 10/02/2023
Daikin Comfort Technologies Manufacturing, L.P. | Daikin | DRG0481********B* | DRG0481********B* |  |  | Voluntarily Certified | Single-package air conditioner | False | False | 47000 |  | 16.4 | 13.4 |  |  | False | 30 | 30 | 12 |  |  | False | Conventional | 07/07/2023 |  | 10/02/2023
Daikin Comfort Technologies Manufacturing, L.P. | Daikin | DRG0601********B* | DRG0601********B* |  |  | Voluntarily Certified | Single-package air conditioner | False | False | 58000 |  | 16.2 | 13.4 |  |  | False | 30 | 30 | 11.9 |  |  | False | Conventional | 07/07/2023 |  | 10/02/2023
Daikin Comfort Technologies Manufacturing, L.P. | Daikin | DX4SEA1810A* | DX4SEA1810A* | CAPTA1818*4A*+EEP |  | Voluntarily Certified | Single-split-system air condit | False | False | 17400 |  | 14.3 | 13.4 |  |  | False | 30 | 30 | 11.7 |  | Coil-Only System | False | Conventional | 07/07/2023 |  | 10/02/2023
Daikin Comfort Technologies Manufacturing, L.P. | Daikin | DX4SEA2410A* | DX4SEA2410A* | CA*FA2422*6B*+EEP+TXV |  | Voluntarily Certified | Single-split-system air condit | False | False | 23600 |  | 14.3 | 13.4 |  |  | True | 30 | 30 | 11.7 |  | Coil-Only System | False | Conventional | 07/07/2023 |  | 10/02/2023
Daikin Comfort Technologies Manufacturing, L.P. | Daikin | DX4SEA3010A* | DX4SEA3010A* | CAPTA3022*4A*+EEP |  | Voluntarily Certified | Single-split-system air condit | False | False | 28400 |  | 14.3 | 13.4 |  |  | True | 30 | 30 | 11.7 |  | Coil-Only System | False | Conventional | 07/07/2023 |  | 10/02/2023
Daikin Comfort Technologies Manufacturing, L.P. | Daikin | DX4SEA3610A* | DX4SEA3610A* | CAPTA3626*4A*+EEP |  | Voluntarily Certified | Single-split-system air condit | False | False | 34200 |  | 14.3 | 13.4 |  |  | True | 30 | 30 | 11.7 |  | Coil-Only System | False | Conventional | 07/07/2023 |  | 10/02/2023
Daikin Comfort Technologies Manufacturing, L.P. | Daikin | DX4SEA4210A* | DX4SEA4210A* | CAPTA4230*4A*+EEP |  | Voluntarily Certified | Single-split-system air condit | False | False | 40000 |  | 14.3 | 13.4 |  |  | True | 30 | 30 | 11.7 |  | Coil-Only System | False | Conventional | 07/07/2023 |  | 10/02/2023
Daikin Comfort Technologies Manufacturing, L.P. | Daikin | DX4SEA4810A* | DX4SEA4810A* | CA*F4961*6D*+EEP+TXV |  | Voluntarily Certified | Single-split-system air condit | False | False | 45500 |  | 13.8 | 13.4 |  |  | False | 30 | 30 | 11.7 |  | Coil-Only System | False | Conventional | 07/07/2023 |  | 10/02/2023
Daikin Comfort Technologies Manufacturing, L.P. | Daikin | DX4SEA6010A* | DX4SEA6010A* | CA*F4961*6D*+EEP+TXV |  | Voluntarily Certified | Single-split-system air condit | False | False | 55000 |  | 13.8 | 13.4 |  |  | False | 30 | 30 | 11.2 |  | Coil-Only System | False | Conventional | 07/07/2023 |  | 10/02/2023
Daikin Comfort Technologies Manufacturing, L.P. | Daikin | DX4SQA1810A* | DX4SQA1810A* | CA*FA1818*6C*+EEP+TXV |  | Voluntarily Certified | Single-split-system air condit | False | False | 17400 |  | 14.3 | 13.4 |  |  | False | 30 | 30 | 11.7 |  | Coil-Only System | False | Conventional | 07/07/2023 |  | 10/02/2023
Daikin Comfort Technologies Manufacturing, L.P. | Daikin | DX4SQA2410A* | DX4SQA2410A* | CA*FA2422*6B*+EEP+TXV |  | Voluntarily Certified | Single-split-system air condit | False | False | 22600 |  | 14.3 | 13.4 |  |  | False | 30 | 30 | 11.7 |  | Coil-Only System | False | Conventional | 07/07/2023 |  | 10/02/2023
Daikin Comfort Technologies Manufacturing, L.P. | Daikin | DX4SQA3010A* | DX4SQA3010A* | CA*FA3626*6A*+EEP+TXV |  | Voluntarily Certified | Single-split-system air condit | False | False | 28600 |  | 14.3 | 13.4 |  |  | False | 30 | 30 | 11.7 |  | Coil-Only System | False | Conventional | 07/07/2023 |  | 10/02/2023
Daikin Comfort Technologies Manufacturing, L.P. | Daikin | DX4SQA3610A* | DX4SQA3610A* | CA*FA4226*6A*+EEP+TXV |  | Voluntarily Certified | Single-split-system air condit | False | False | 34200 |  | 14.3 | 13.4 |  |  | False | 30 | 30 | 11.7 |  | Coil-Only System | False | Conventional | 07/07/2023 |  | 10/02/2023
Daikin Comfort Technologies Manufacturing, L.P. | Daikin | DX4SQA4210A* | DX4SQA4210A* | CAPTA4230*4A*+EEP |  | Voluntarily Certified | Single-split-system air condit | False | False | 39500 |  | 14.3 | 13.4 |  |  | False | 30 | 30 | 11.7 |  | Coil-Only System | False | Conventional | 07/07/2023 |  | 10/02/2023
Daikin Comfort Technologies Manufacturing, L.P. | Daikin | DX4SQA4810A* | DX4SQA4810A* | CA*F4961*6D*+EEP+TXV |  | Voluntarily Certified | Single-split-system air condit | False | False | 45500 |  | 13.8 | 13.4 |  |  | False | 30 | 30 | 11.7 |  | Coil-Only System | False | Conventional | 07/07/2023 |  | 10/02/2023
Daikin Comfort Technologies Manufacturing, L.P. | Daikin | DX4SQA6010A* | DX4SQA6010A* | CA*F4961*6D*+EEP+TXV |  | Voluntarily Certified | Single-split-system air condit | False | False | 55000 |  | 13.8 | 13.4 |  |  | False | 30 | 30 | 11.2 |  | Coil-Only System | False | Conventional | 07/07/2023 |  | 10/02/2023
Daikin Comfort Technologies Manufacturing, L.P. | Daikin | DX5SEA1810A* | DX5SEA1810A* | CA*FA1818*6C*+EEP+TXV |  | Voluntarily Certified | Single-split-system air condit | False | False | 17400 |  | 14.3 | 13.4 |  |  | False | 30 | 30 | 11.7 |  | Coil-Only System | False | Conventional | 07/07/2023 |  | 10/02/2023
Daikin Comfort Technologies Manufacturing, L.P. | Daikin | DX5SEA2410A* | DX5SEA2410A* | CA*FA2422*6B*+EEP+TXV |  | Voluntarily Certified | Single-split-system air condit | False | False | 23600 |  | 14.3 | 13.4 |  |  | True | 30 | 30 | 11.7 |  | Coil-Only System | False | Conventional | 07/07/2023 |  | 10/02/2023
Daikin Comfort Technologies Manufacturing, L.P. | Daikin | DX5SEA3010A* | DX5SEA3010A* | CA*FA3022*6B*+EEP+TXV |  | Voluntarily Certified | Single-split-system air condit | False | False | 28400 |  | 14.3 | 13.4 |  |  | True | 30 | 30 | 11.7 |  | Coil-Only System | False | Conventional | 07/07/2023 |  | 10/02/2023
Daikin Comfort Technologies Manufacturing, L.P. | Daikin | DX5SEA3610A* | DX5SEA3610A* | CA*FA4226*6A*+EEP+TXV |  | Voluntarily Certified | Single-split-system air condit | False | False | 34200 |  | 14.3 | 13.4 |  |  | True | 30 | 30 | 11.7 |  | Coil-Only System | False | Conventional | 07/07/2023 |  | 10/02/2023
Daikin Comfort Technologies Manufacturing, L.P. | Daikin | DX5SEA4210A* | DX5SEA4210A* | CAPTA4230*4A*+EEP |  | Voluntarily Certified | Single-split-system air condit | False | False | 40000 |  | 14.3 | 13.4 |  |  | True | 30 | 30 | 11.7 |  | Coil-Only System | False | Conventional | 07/07/2023 |  | 10/02/2023
Daikin Comfort Technologies Manufacturing, L.P. | Daikin | DX5SEA4810A* | DX5SEA4810A* | CA*F4961*6D*+EEP+TXV |  | Voluntarily Certified | Single-split-system air condit | False | False | 45500 |  | 13.8 | 13.4 |  |  | False | 30 | 30 | 11.7 |  | Coil-Only System | False | Conventional | 07/07/2023 |  | 10/02/2023
Daikin Comfort Technologies Manufacturing, L.P. | Daikin | DX5SEA6010A* | DX5SEA6010A* | CA*F4961*6D*+EEP+TXV |  | Voluntarily Certified | Single-split-system air condit | False | False | 55000 |  | 13.8 | 13.4 |  |  | False | 30 | 30 | 11.2 |  | Coil-Only System | False | Conventional | 07/07/2023 |  | 10/02/2023
Daikin Comfort Technologies Manufacturing, L.P. | Daikin | DX6VSA181WA* | DX6VSA181WA* | DFVE24BP1400A* |  | Voluntarily Certified | Single-split-system air condit | False | False | 16600 |  | 17.2 | 13.4 |  |  | True | 30 | 30 | 10.9 |  | Blower Coil System | True | Conventional | 07/07/2023 |  | 10/02/2023
Daikin Comfort Technologies Manufacturing, L.P. | Daikin | DX6VSA241WA* | DX6VSA241WA* | DFVE24BP1400A* |  | Voluntarily Certified | Single-split-system air condit | False | False | 22200 |  | 17 | 13.4 |  |  | True | 30 | 30 | 10.1 |  | Blower Coil System | True | Conventional | 07/07/2023 |  | 10/02/2023
Daikin Comfort Technologies Manufacturing, L.P. | Daikin | DX6VSA301WA* | DX6VSA301WA* | DFVE36CP1400A* |  | Voluntarily Certified | Single-split-system air condit | False | False | 27800 |  | 16.8 | 13.4 |  |  | True | 30 | 30 | 9.9 |  | Blower Coil System | True | Conventional | 07/07/2023 |  | 10/02/2023
Daikin Comfort Technologies Manufacturing, L.P. | Daikin | DX6VSA361WA* | DX6VSA361WA* | CA*EA3026*4A*+MBVC1600**-1A* |  | Voluntarily Certified | Single-split-system air condit | False | False | 32400 |  | 16.6 | 13.4 |  |  | True | 30 | 30 | 9.8 |  | Blower Coil System | True | Conventional | 07/07/2023 |  | 10/02/2023
Daikin Comfort Technologies Manufacturing, L.P. | Daikin | DX7TCA2410A* | DX7TCA2410A* | CA*FA2422*6B*+EEP+TXV |  | Voluntarily Certified | Single-split-system air condit | False | False | 22800 |  | 14.3 | 13.4 |  |  | True | 30 | 30 | 11.7 |  | Coil-Only System | False | Conventional | 07/07/2023 |  | 10/02/2023
Daikin Comfort Technologies Manufacturing, L.P. | Daikin | DX7TCA3610A* | DX7TCA3610A* | CA*FA4226*6A*+EEP+TXV |  | Voluntarily Certified | Single-split-system air condit | False | False | 34200 |  | 14.3 | 13.4 |  |  | False | 30 | 30 | 11.7 |  | Coil-Only System | False | Conventional | 07/07/2023 |  | 10/02/2023
Daikin Comfort Technologies Manufacturing, L.P. | Daikin | DX7TCA4810A* | DX7TCA4810A* | CA*F4961*6D*+EEP+TXV |  | Voluntarily Certified | Single-split-system air condit | False | False | 47000 |  | 13.8 | 13.4 |  |  | False | 30 | 30 | 11.2 |  | Coil-Only System | False | Conventional | 07/07/2023 |  | 10/02/2023
Daikin Comfort Technologies Manufacturing, L.P. | Daikin | DX7TCA6010A* | DX7TCA6010A* | CA*F4961*6D*+EEP+TXV |  | Voluntarily Certified | Single-split-system air condit | False | False | 56000 |  | 13.8 | 13.4 |  |  | False | 30 | 30 | 11.2 |  | Coil-Only System | False | Conventional | 07/07/2023 |  | 10/02/2023
Daikin Comfort Technologies Manufacturing, L.P. | Daikin | DX9VCA2410A* | DX9VCA2410A* | CA*F3137*6A*+MBVC1200**-1A*+TX |  | Voluntarily Certified | Single-split-system air condit | False | False | 22600 |  | 22.5 | 13.4 |  |  | False | 30 | 30 | 13 |  | Blower Coil System | True | Conventional | 07/07/2023 |  | 10/02/2023
Daikin Comfort Technologies Manufacturing, L.P. | Daikin | DX9VCA3610A* | DX9VCA3610A* | CA*F3743*6D*+MBVC1600**-1A*+TX |  | Voluntarily Certified | Single-split-system air condit | False | False | 32800 |  | 20 | 13.4 |  |  | False | 30 | 30 | 12 |  | Blower Coil System | True | Conventional | 07/07/2023 |  | 10/02/2023
Daikin Comfort Technologies Manufacturing, L.P. | Daikin | DX9VCA4810A* | DX9VCA4810A* | CA*F4961*6D*+MBVC2000**-1A*+TX |  | Voluntarily Certified | Single-split-system air condit | False | False | 45000 |  | 20.5 | 13.4 |  |  | False | 30 | 30 | 12.4 |  | Blower Coil System | True | Conventional | 07/07/2023 |  | 10/02/2023
Daikin Comfort Technologies Manufacturing, L.P. | Daikin | DX9VCA6010A* | DX9VCA6010A* | CA*F4961*6D*+MBVC2000**-1A*+TX |  | Voluntarily Certified | Single-split-system air condit | False | False | 52000 |  | 19 | 13.4 |  |  | False | 30 | 30 | 12.4 |  | Blower Coil System | True | Conventional | 07/07/2023 |  | 10/02/2023
Daikin Comfort Technologies Manufacturing, L.P. | Daikin | DFC0361********A* | DFC0361********A* |  |  | Voluntarily Certified | Single-package air conditioner | False | False | 35000 |  | 13.4 | 13.4 |  |  | False | 30 | 30 | 11 |  |  | False | Conventional | 07/07/2023 |  | 10/02/2023
Daikin Comfort Technologies Manufacturing, L.P. | Daikin | DFC0481********A* | DFC0481********A* |  |  | Voluntarily Certified | Single-package air conditioner | False | False | 47000 |  | 13.4 | 13.4 |  |  | False | 30 | 30 | 11 |  |  | False | Conventional | 07/07/2023 |  | 10/02/2023
Daikin Comfort Technologies Manufacturing, L.P. | Daikin | DFC0601********A* | DFC0601********A* |  |  | Voluntarily Certified | Single-package air conditioner | False | False | 59000 |  | 13.4 | 13.4 |  |  | False | 30 | 30 | 11 |  |  | False | Conventional | 07/07/2023 |  | 10/02/2023
Daikin Comfort Technologies Manufacturing, L.P. | Daikin | DFG0361********A* | DFG0361********A* |  |  | Voluntarily Certified | Single-package air conditioner | False | False | 35000 |  | 13.4 | 13.4 |  |  | False | 30 | 30 | 11 |  |  | False | Conventional | 07/07/2023 |  | 10/02/2023
Daikin Comfort Technologies Manufacturing, L.P. | Daikin | DFG0481********A* | DFG0481********A* |  |  | Voluntarily Certified | Single-package air conditioner | False | False | 47000 |  | 13.4 | 13.4 |  |  | False | 30 | 30 | 11 |  |  | False | Conventional | 07/07/2023 |  | 10/02/2023
Daikin Comfort Technologies Manufacturing, L.P. | Daikin | DFG0601********A* | DFG0601********A* |  |  | Voluntarily Certified | Single-package air conditioner | False | False | 59000 |  | 13.4 | 13.4 |  |  | False | 30 | 30 | 11 |  |  | False | Conventional | 07/07/2023 |  | 10/02/2023
Daikin Comfort Technologies Manufacturing, L.P. | Daikin | DP3CH2441A* | DP3CH2441A* |  |  | Voluntarily Certified | Single-package air conditioner | False | False | 23600 |  | 13.4 | 13.4 |  |  | False | 30 | 30 | 10.6 |  |  | False | Conventional | 07/07/2023 |  | 10/02/2023
Daikin Comfort Technologies Manufacturing, L.P. | Daikin | DP3CH3041A* | DP3CH3041A* |  |  | Voluntarily Certified | Single-package air conditioner | False | False | 28200 |  | 13.4 | 13.4 |  |  | False | 30 | 30 | 10.6 |  |  | False | Conventional | 07/07/2023 |  | 10/02/2023
Daikin Comfort Technologies Manufacturing, L.P. | Daikin | DP3CH3641A* | DP3CH3641A* |  |  | Voluntarily Certified | Single-package air conditioner | False | False | 35600 |  | 13.4 | 13.4 |  |  | False | 30 | 30 | 10.6 |  |  | False | Conventional | 07/07/2023 |  | 10/02/2023
Daikin Comfort Technologies Manufacturing, L.P. | Daikin | DP3CH4241A* | DP3CH4241A* |  |  | Voluntarily Certified | Single-package air conditioner | False | False | 40000 |  | 13.4 | 13.4 |  |  | False | 30 | 30 | 10.6 |  |  | False | Conventional | 07/07/2023 |  | 10/02/2023
Daikin Comfort Technologies Manufacturing, L.P. | Daikin | DP3CH4841A* | DP3CH4841A* |  |  | Voluntarily Certified | Single-package air conditioner | False | False | 46000 |  | 13.4 | 13.4 |  |  | False | 30 | 30 | 10.6 |  |  | False | Conventional | 07/07/2023 |  | 10/02/2023
Daikin Comfort Technologies Manufacturing, L.P. | Daikin | DP3CH6041A* | DP3CH6041A* |  |  | Voluntarily Certified | Single-package air conditioner | False | False | 56000 |  | 13.4 | 13.4 |  |  | False | 30 | 30 | 10.6 |  |  | False | Conventional | 07/07/2023 |  | 10/02/2023
Daikin Comfort Technologies Manufacturing, L.P. | Daikin | DP3GM24***41A* | DP3GM24***41A* |  |  | Voluntarily Certified | Single-package air conditioner | False | False | 23000 |  | 13.4 | 13.4 |  |  | False | 30 | 30 | 10.6 |  |  | False | Conventional | 07/07/2023 |  | 10/02/2023
Daikin Comfort Technologies Manufacturing, L.P. | Daikin | DP3GM30***41A* | DP3GM30***41A* |  |  | Voluntarily Certified | Single-package air conditioner | False | False | 28600 |  | 13.4 | 13.4 |  |  | False | 30 | 30 | 10.6 |  |  | False | Conventional | 07/07/2023 |  | 10/02/2023
Daikin Comfort Technologies Manufacturing, L.P. | Daikin | DP3GM36***41A* | DP3GM36***41A* |  |  | Voluntarily Certified | Single-package air conditioner | False | False | 34200 |  | 13.4 | 13.4 |  |  | False | 30 | 30 | 10.6 |  |  | False | Conventional | 07/07/2023 |  | 10/02/2023
Daikin Comfort Technologies Manufacturing, L.P. | Daikin | DP3GM42***41A* | DP3GM42***41A* |  |  | Voluntarily Certified | Single-package air conditioner | False | False | 40000 |  | 13.4 | 13.4 |  |  | False | 30 | 30 | 10.6 |  |  | False | Conventional | 07/07/2023 |  | 10/02/2023
Daikin Comfort Technologies Manufacturing, L.P. | Daikin | DP3GM48***41A* | DP3GM48***41A* |  |  | Voluntarily Certified | Single-package air conditioner | False | False | 46000 |  | 13.4 | 13.4 |  |  | False | 30 | 30 | 10.6 |  |  | False | Conventional | 07/07/2023 |  | 10/02/2023
Daikin Comfort Technologies Manufacturing, L.P. | Daikin | DP3GM61***41A* | DP3GM61***41A* |  |  | Voluntarily Certified | Single-package air conditioner | False | False | 56000 |  | 13.4 | 13.4 |  |  | False | 30 | 30 | 10.6 |  |  | False | Conventional | 07/07/2023 |  | 10/02/2023
Daikin Comfort Technologies Manufacturing, L.P. | Daikin | DP3UM24***41A* | DP3UM24***41A* |  |  | Voluntarily Certified | Single-package air conditioner | False | False | 23000 |  | 13.4 | 13.4 |  |  | False | 30 | 30 | 10.6 |  |  | False | Conventional | 07/07/2023 |  | 10/02/2023
Daikin Comfort Technologies Manufacturing, L.P. | Daikin | DP3UM30***41A* | DP3UM30***41A* |  |  | Voluntarily Certified | Single-package air conditioner | False | False | 28600 |  | 13.4 | 13.4 |  |  | False | 30 | 30 | 10.6 |  |  | False | Conventional | 07/07/2023 |  | 10/02/2023
Daikin Comfort Technologies Manufacturing, L.P. | Daikin | DP3UM36***41A* | DP3UM36***41A* |  |  | Voluntarily Certified | Single-package air conditioner | False | False | 34200 |  | 13.4 | 13.4 |  |  | False | 30 | 30 | 10.6 |  |  | False | Conventional | 07/07/2023 |  | 10/02/2023
Daikin Comfort Technologies Manufacturing, L.P. | Daikin | DP3UM42***41A* | DP3UM42***41A* |  |  | Voluntarily Certified | Single-package air conditioner | False | False | 40000 |  | 13.4 | 13.4 |  |  | False | 30 | 30 | 10.6 |  |  | False | Conventional | 07/07/2023 |  | 10/02/2023
Daikin Comfort Technologies Manufacturing, L.P. | Daikin | DP3UM48***41A* | DP3UM48***41A* |  |  | Voluntarily Certified | Single-package air conditioner | False | False | 46000 |  | 13.4 | 13.4 |  |  | False | 30 | 30 | 10.6 |  |  | False | Conventional | 07/07/2023 |  | 10/02/2023
Daikin Comfort Technologies Manufacturing, L.P. | Daikin | DP3UM61***41A* | DP3UM61***41A* |  |  | Voluntarily Certified | Single-package air conditioner | False | False | 56000 |  | 13.4 | 13.4 |  |  | False | 30 | 30 | 10.6 |  |  | False | Conventional | 07/07/2023 |  | 10/02/2023
Daikin Comfort Technologies Manufacturing, L.P. | Daikin | DP5GM24***41A* | DP5GM24***41A* |  |  | Voluntarily Certified | Single-package air conditioner | False | False | 23000 |  | 15.2 | 13.4 |  |  | False | 30 | 30 | 11.2 |  |  | False | Conventional | 07/07/2023 |  | 10/02/2023
Daikin Comfort Technologies Manufacturing, L.P. | Daikin | DP5GM30***41A* | DP5GM30***41A* |  |  | Voluntarily Certified | Single-package air conditioner | False | False | 29000 |  | 14.6 | 13.4 |  |  | False | 30 | 30 | 11.2 |  |  | False | Conventional | 07/07/2023 |  | 10/02/2023
Daikin Comfort Technologies Manufacturing, L.P. | Daikin | DP5GM36***41A* | DP5GM36***41A* |  |  | Voluntarily Certified | Single-package air conditioner | False | False | 35000 |  | 15.2 | 13.4 |  |  | False | 30 | 30 | 11.2 |  |  | False | Conventional | 07/07/2023 |  | 10/02/2023
Daikin Comfort Technologies Manufacturing, L.P. | Daikin | DP5GM42***41A* | DP5GM42***41A* |  |  | Voluntarily Certified | Single-package air conditioner | False | False | 41000 |  | 14.7 | 13.4 |  |  | False | 30 | 30 | 11.2 |  |  | False | Conventional | 07/07/2023 |  | 10/02/2023
Daikin Comfort Technologies Manufacturing, L.P. | Daikin | DP5GM48***41A* | DP5GM48***41A* |  |  | Voluntarily Certified | Single-package air conditioner | False | False | 46000 |  | 15 | 13.4 |  |  | False | 30 | 30 | 11.2 |  |  | False | Conventional | 07/07/2023 |  | 10/02/2023
Daikin Comfort Technologies Manufacturing, L.P. | Daikin | DP5GM60***41A* | DP5GM60***41A* |  |  | Voluntarily Certified | Single-package air conditioner | False | False | 58000 |  | 15.2 | 13.4 |  |  | False | 30 | 30 | 11.2 |  |  | False | Conventional | 07/07/2023 |  | 10/02/2023
Daikin Comfort Technologies Manufacturing, L.P. | Daikin | DP5UM30***41A* | DP5UM30***41A* |  |  | Voluntarily Certified | Single-package air conditioner | False | False | 29000 |  | 14.6 | 13.4 |  |  | False | 30 | 30 | 11.2 |  |  | False | Conventional | 07/07/2023 |  | 10/02/2023
Daikin Comfort Technologies Manufacturing, L.P. | Daikin | DP5UM36***41A* | DP5UM36***41A* |  |  | Voluntarily Certified | Single-package air conditioner | False | False | 35000 |  | 15.2 | 13.4 |  |  | False | 30 | 30 | 11.2 |  |  | False | Conventional | 07/07/2023 |  | 10/02/2023
Daikin Comfort Technologies Manufacturing, L.P. | Daikin | DRC0361********B* | DRC0361********B* |  |  | Voluntarily Certified | Single-package air conditioner | False | False | 36000 |  | 16.4 | 13.4 |  |  | False | 30 | 30 | 12.1 |  |  | False | Conventional | 07/07/2023 |  | 10/02/2023
Daikin Comfort Technologies Manufacturing, L.P. | Daikin | DRC0481********B* | DRC0481********B* |  |  | Voluntarily Certified | Single-package air conditioner | False | False | 47000 |  | 16.4 | 13.4 |  |  | False | 30 | 30 | 12 |  |  | False | Conventional | 07/07/2023 |  | 10/02/2023
Daikin Comfort Technologies Manufacturing, L.P. | Daikin | DRC0601********B* | DRC0601********B* |  |  | Voluntarily Certified | Single-package air conditioner | False | False | 58000 |  | 16.2 | 13.4 |  |  | False | 30 | 30 | 11.9 |  |  | False | Conventional | 07/07/2023 |  | 10/02/2023
Daikin Comfort Technologies Manufacturing, L.P. | Daikin | DRG0361********B* | DRG0361********B* |  |  | Voluntarily Certified | Single-package air conditioner | False | False | 36000 |  | 16.4 | 13.4 |  |  | False | 30 | 30 | 12.1 |  |  | False | Conventional | 07/07/2023 |  | 10/02/2023
Daikin Comfort Technologies Manufacturing, L.P. | Daikin | DRG0481********B* | DRG0481********B* |  |  | Voluntarily Certified | Single-package air conditioner | False | False | 47000 |  | 16.4 | 13.4 |  |  | False | 30 | 30 | 12 |  |  | False | Conventional | 07/07/2023 |  | 10/02/2023
Daikin Comfort Technologies Manufacturing, L.P. | Daikin | DRG0601********B* | DRG0601********B* |  |  | Voluntarily Certified | Single-package air conditioner | False | False | 58000 |  | 16.2 | 13.4 |  |  | False | 30 | 30 | 11.9 |  |  | False | Conventional | 07/07/2023 |  | 10/02/2023
Daikin Comfort Technologies Manufacturing, L.P. | Daikin | DX4SEA1810A* | DX4SEA1810A* | CAPTA1818*4A*+EEP |  | Voluntarily Certified | Single-split-system air condit | False | False | 17400 |  | 14.3 | 13.4 |  |  | False | 30 | 30 | 11.7 |  | Coil-Only System | False | Conventional | 07/07/2023 |  | 10/02/2023
Daikin Comfort Technologies Manufacturing, L.P. | Daikin | DX4SEA2410A* | DX4SEA2410A* | CA*FA2422*6B*+EEP+TXV |  | Voluntarily Certified | Single-split-system air condit | False | False | 23600 |  | 14.3 | 13.4 |  |  | True | 30 | 30 | 11.7 |  | Coil-Only System | False | Conventional | 07/07/2023 |  | 10/02/2023
Daikin Comfort Technologies Manufacturing, L.P. | Daikin | DX4SEA3010A* | DX4SEA3010A* | CAPTA3022*4A*+EEP |  | Voluntarily Certified | Single-split-system air condit | False | False | 28400 |  | 14.3 | 13.4 |  |  | True | 30 | 30 | 11.7 |  | Coil-Only System | False | Conventional | 07/07/2023 |  | 10/02/2023
Daikin Comfort Technologies Manufacturing, L.P. | Daikin | DX4SEA3610A* | DX4SEA3610A* | CAPTA3626*4A*+EEP |  | Voluntarily Certified | Single-split-system air condit | False | False | 34200 |  | 14.3 | 13.4 |  |  | True | 30 | 30 | 11.7 |  | Coil-Only System | False | Conventional | 07/07/2023 |  | 10/02/2023
Daikin Comfort Technologies Manufacturing, L.P. | Daikin | DX4SEA4210A* | DX4SEA4210A* | CAPTA4230*4A*+EEP |  | Voluntarily Certified | Single-split-system air condit | False | False | 40000 |  | 14.3 | 13.4 |  |  | True | 30 | 30 | 11.7 |  | Coil-Only System | False | Conventional | 07/07/2023 |  | 10/02/2023
Daikin Comfort Technologies Manufacturing, L.P. | Daikin | DX4SEA4810A* | DX4SEA4810A* | CA*F4961*6D*+EEP+TXV |  | Voluntarily Certified | Single-split-system air condit | False | False | 45500 |  | 13.8 | 13.4 |  |  | False | 30 | 30 | 11.7 |  | Coil-Only System | False | Conventional | 07/07/2023 |  | 10/02/2023
Daikin Comfort Technologies Manufacturing, L.P. | Daikin | DX4SEA6010A* | DX4SEA6010A* | CA*F4961*6D*+EEP+TXV |  | Voluntarily Certified | Single-split-system air condit | False | False | 55000 |  | 13.8 | 13.4 |  |  | False | 30 | 30 | 11.2 |  | Coil-Only System | False | Conventional | 07/07/2023 |  | 10/02/2023
Daikin Comfort Technologies Manufacturing, L.P. | Daikin | DX4SQA1810A* | DX4SQA1810A* | CA*FA1818*6C*+EEP+TXV |  | Voluntarily Certified | Single-split-system air condit | False | False | 17400 |  | 14.3 | 13.4 |  |  | False | 30 | 30 | 11.7 |  | Coil-Only System | False | Conventional | 07/07/2023 |  | 10/02/2023
Daikin Comfort Technologies Manufacturing, L.P. | Daikin | DX4SQA2410A* | DX4SQA2410A* | CA*FA2422*6B*+EEP+TXV |  | Voluntarily Certified | Single-split-system air condit | False | False | 22600 |  | 14.3 | 13.4 |  |  | False | 30 | 30 | 11.7 |  | Coil-Only System | False | Conventional | 07/07/2023 |  | 10/02/2023
Daikin Comfort Technologies Manufacturing, L.P. | Daikin | DX4SQA3010A* | DX4SQA3010A* | CA*FA3626*6A*+EEP+TXV |  | Voluntarily Certified | Single-split-system air condit | False | False | 28600 |  | 14.3 | 13.4 |  |  | False | 30 | 30 | 11.7 |  | Coil-Only System | False | Conventional | 07/07/2023 |  | 10/02/2023
Daikin Comfort Technologies Manufacturing, L.P. | Daikin | DX4SQA3610A* | DX4SQA3610A* | CA*FA4226*6A*+EEP+TXV |  | Voluntarily Certified | Single-split-system air condit | False | False | 34200 |  | 14.3 | 13.4 |  |  | False | 30 | 30 | 11.7 |  | Coil-Only System | False | Conventional | 07/07/2023 |  | 10/02/2023
Daikin Comfort Technologies Manufacturing, L.P. | Daikin | DX4SQA4210A* | DX4SQA4210A* | CAPTA4230*4A*+EEP |  | Voluntarily Certified | Single-split-system air condit | False | False | 39500 |  | 14.3 | 13.4 |  |  | False | 30 | 30 | 11.7 |  | Coil-Only System | False | Conventional | 07/07/2023 |  | 10/02/2023
Daikin Comfort Technologies Manufacturing, L.P. | Daikin | DX4SQA4810A* | DX4SQA4810A* | CA*F4961*6D*+EEP+TXV |  | Voluntarily Certified | Single-split-system air condit | False | False | 45500 |  | 13.8 | 13.4 |  |  | False | 30 | 30 | 11.7 |  | Coil-Only System | False | Conventional | 07/07/2023 |  | 10/02/2023
Daikin Comfort Technologies Manufacturing, L.P. | Daikin | DX4SQA6010A* | DX4SQA6010A* | CA*F4961*6D*+EEP+TXV |  | Voluntarily Certified | Single-split-system air condit | False | False | 55000 |  | 13.8 | 13.4 |  |  | False | 30 | 30 | 11.2 |  | Coil-Only System | False | Conventional | 07/07/2023 |  | 10/02/2023
Daikin Comfort Technologies Manufacturing, L.P. | Daikin | DX5SEA1810A* | DX5SEA1810A* | CA*FA1818*6C*+EEP+TXV |  | Voluntarily Certified | Single-split-system air condit | False | False | 17400 |  | 14.3 | 13.4 |  |  | False | 30 | 30 | 11.7 |  | Coil-Only System | False | Conventional | 07/07/2023 |  | 10/02/2023
Daikin Comfort Technologies Manufacturing, L.P. | Daikin | DX5SEA2410A* | DX5SEA2410A* | CA*FA2422*6B*+EEP+TXV |  | Voluntarily Certified | Single-split-system air condit | False | False | 23600 |  | 14.3 | 13.4 |  |  | True | 30 | 30 | 11.7 |  | Coil-Only System | False | Conventional | 07/07/2023 |  | 10/02/2023
Daikin Comfort Technologies Manufacturing, L.P. | Daikin | DX5SEA3010A* | DX5SEA3010A* | CA*FA3022*6B*+EEP+TXV |  | Voluntarily Certified | Single-split-system air condit | False | False | 28400 |  | 14.3 | 13.4 |  |  | True | 30 | 30 | 11.7 |  | Coil-Only System | False | Conventional | 07/07/2023 |  | 10/02/2023
Daikin Comfort Technologies Manufacturing, L.P. | Daikin | DX5SEA3610A* | DX5SEA3610A* | CA*FA4226*6A*+EEP+TXV |  | Voluntarily Certified | Single-split-system air condit | False | False | 34200 |  | 14.3 | 13.4 |  |  | True | 30 | 30 | 11.7 |  | Coil-Only System | False | Conventional | 07/07/2023 |  | 10/02/2023
Daikin Comfort Technologies Manufacturing, L.P. | Daikin | DX5SEA4210A* | DX5SEA4210A* | CAPTA4230*4A*+EEP |  | Voluntarily Certified | Single-split-system air condit | False | False | 40000 |  | 14.3 | 13.4 |  |  | True | 30 | 30 | 11.7 |  | Coil-Only System | False | Conventional | 07/07/2023 |  | 10/02/2023
Daikin Comfort Technologies Manufacturing, L.P. | Daikin | DX5SEA4810A* | DX5SEA4810A* | CA*F4961*6D*+EEP+TXV |  | Voluntarily Certified | Single-split-system air condit | False | False | 45500 |  | 13.8 | 13.4 |  |  | False | 30 | 30 | 11.7 |  | Coil-Only System | False | Conventional | 07/07/2023 |  | 10/02/2023
Daikin Comfort Technologies Manufacturing, L.P. | Daikin | DX5SEA6010A* | DX5SEA6010A* | CA*F4961*6D*+EEP+TXV |  | Voluntarily Certified | Single-split-system air condit | False | False | 55000 |  | 13.8 | 13.4 |  |  | False | 30 | 30 | 11.2 |  | Coil-Only System | False | Conventional | 07/07/2023 |  | 10/02/2023
Daikin Comfort Technologies Manufacturing, L.P. | Daikin | DX6VSA181WA* | DX6VSA181WA* | DFVE24BP1400A* |  | Voluntarily Certified | Single-split-system air condit | False | False | 16600 |  | 17.2 | 13.4 |  |  | True | 30 | 30 | 10.9 |  | Blower Coil System | True | Conventional | 07/07/2023 |  | 10/02/2023
Daikin Comfort Technologies Manufacturing, L.P. | Daikin | DX6VSA241WA* | DX6VSA241WA* | DFVE24BP1400A* |  | Voluntarily Certified | Single-split-system air condit | False | False | 22200 |  | 17 | 13.4 |  |  | True | 30 | 30 | 10.1 |  | Blower Coil System | True | Conventional | 07/07/2023 |  | 10/02/2023
Daikin Comfort Technologies Manufacturing, L.P. | Daikin | DX6VSA301WA* | DX6VSA301WA* | DFVE36CP1400A* |  | Voluntarily Certified | Single-split-system air condit | False | False | 27800 |  | 16.8 | 13.4 |  |  | True | 30 | 30 | 9.9 |  | Blower Coil System | True | Conventional | 07/07/2023 |  | 10/02/2023
Daikin Comfort Technologies Manufacturing, L.P. | Daikin | DX6VSA361WA* | DX6VSA361WA* | CA*EA3026*4A*+MBVC1600**-1A* |  | Voluntarily Certified | Single-split-system air condit | False | False | 32400 |  | 16.6 | 13.4 |  |  | True | 30 | 30 | 9.8 |  | Blower Coil System | True | Conventional | 07/07/2023 |  | 10/02/2023
Daikin Comfort Technologies Manufacturing, L.P. | Daikin | DX7TCA2410A* | DX7TCA2410A* | CA*FA2422*6B*+EEP+TXV |  | Voluntarily Certified | Single-split-system air condit | False | False | 22800 |  | 14.3 | 13.4 |  |  | True | 30 | 30 | 11.7 |  | Coil-Only System | False | Conventional | 07/07/2023 |  | 10/02/2023
Daikin Comfort Technologies Manufacturing, L.P. | Daikin | DX7TCA3610A* | DX7TCA3610A* | CA*FA4226*6A*+EEP+TXV |  | Voluntarily Certified | Single-split-system air condit | False | False | 34200 |  | 14.3 | 13.4 |  |  | False | 30 | 30 | 11.7 |  | Coil-Only System | False | Conventional | 07/07/2023 |  | 10/02/2023
Daikin Comfort Technologies Manufacturing, L.P. | Daikin | DX7TCA4810A* | DX7TCA4810A* | CA*F4961*6D*+EEP+TXV |  | Voluntarily Certified | Single-split-system air condit | False | False | 47000 |  | 13.8 | 13.4 |  |  | False | 30 | 30 | 11.2 |  | Coil-Only System | False | Conventional | 07/07/2023 |  | 10/02/2023
Daikin Comfort Technologies Manufacturing, L.P. | Daikin | DX7TCA6010A* | DX7TCA6010A* | CA*F4961*6D*+EEP+TXV |  | Voluntarily Certified | Single-split-system air condit | False | False | 56000 |  | 13.8 | 13.4 |  |  | False | 30 | 30 | 11.2 |  | Coil-Only System | False | Conventional | 07/07/2023 |  | 10/02/2023
Daikin Comfort Technologies Manufacturing, L.P. | Daikin | DX9VCA2410A* | DX9VCA2410A* | CA*F3137*6A*+MBVC1200**-1A*+TX |  | Voluntarily Certified | Single-split-system air condit | False | False | 22600 |  | 22.5 | 13.4 |  |  | False | 30 | 30 | 13 |  | Blower Coil System | True | Conventional | 07/07/2023 |  | 10/02/2023
Daikin Comfort Technologies Manufacturing, L.P. | Daikin | DX9VCA3610A* | DX9VCA3610A* | CA*F3743*6D*+MBVC1600**-1A*+TX |  | Voluntarily Certified | Single-split-system air condit | False | False | 32800 |  | 20 | 13.4 |  |  | False | 30 | 30 | 12 |  | Blower Coil System | True | Conventional | 07/07/2023 |  | 10/02/2023
Daikin Comfort Technologies Manufacturing, L.P. | Daikin | DX9VCA4810A* | DX9VCA4810A* | CA*F4961*6D*+MBVC2000**-1A*+TX |  | Voluntarily Certified | Single-split-system air condit | False | False | 45000 |  | 20.5 | 13.4 |  |  | False | 30 | 30 | 12.4 |  | Blower Coil System | True | Conventional | 07/07/2023 |  | 10/02/2023
Daikin Comfort Technologies Manufacturing, L.P. | Daikin | DX9VCA6010A* | DX9VCA6010A* | CA*F4961*6D*+MBVC2000**-1A*+TX |  | Voluntarily Certified | Single-split-system air condit | False | False | 52000 |  | 19 | 13.4 |  |  | False | 30 | 30 | 12.4 |  | Blower Coil System | True | Conventional | 07/07/2023 |  | 10/02/2023
Daikin Comfort Technologies Manufacturing, L.P. | ABCOOLAIR | GPCH32441A* | GPCH32441A* |  |  | Voluntarily Certified | Single-package air conditioner | False | False | 22800 |  | 13.4 | 13.4 |  |  | False | 30 | 30 | 10.6 |  |  | False | Conventional | 07/07/2023 |  | 10/02/2023
Daikin Comfort Technologies Manufacturing, L.P. | ABCOOLAIR | GPCH33041A* | GPCH33041A* |  |  | Voluntarily Certified | Single-package air conditioner | False | False | 28200 |  | 13.4 | 13.4 |  |  | False | 30 | 30 | 10.6 |  |  | False | Conventional | 07/07/2023 |  | 10/02/2023
Daikin Comfort Technologies Manufacturing, L.P. | ABCOOLAIR | GPCH33641A* | GPCH33641A* |  |  | Voluntarily Certified | Single-package air conditioner | False | False | 35600 |  | 13.4 | 13.4 |  |  | False | 30 | 30 | 10.6 |  |  | False | Conventional | 07/07/2023 |  | 10/02/2023
Daikin Comfort Technologies Manufacturing, L.P. | ABCOOLAIR | GPCH34241A* | GPCH34241A* |  |  | Voluntarily Certified | Single-package air conditioner | False | False | 40000 |  | 13.4 | 13.4 |  |  | False | 30 | 30 | 10.6 |  |  | False | Conventional | 07/07/2023 |  | 10/02/2023
Daikin Comfort Technologies Manufacturing, L.P. | ABCOOLAIR | GPCH34841A* | GPCH34841A* |  |  | Voluntarily Certified | Single-package air conditioner | False | False | 46000 |  | 13.4 | 13.4 |  |  | False | 30 | 30 | 10.6 |  |  | False | Conventional | 07/07/2023 |  | 10/02/2023
Daikin Comfort Technologies Manufacturing, L.P. | ABCOOLAIR | GPCH36041A* | GPCH36041A* |  |  | Voluntarily Certified | Single-package air conditioner | False | False | 56000 |  | 13.4 | 13.4 |  |  | False | 30 | 30 | 10.6 |  |  | False | Conventional | 07/07/2023 |  | 10/02/2023
Daikin Comfort Technologies Manufacturing, L.P. | ABCOOLAIR | GPCM32441A* | GPCM32441A* |  |  | Voluntarily Certified | Single-package air conditioner | False | False | 22800 |  | 13.4 | 13.4 |  |  | False | 30 | 30 | 10.6 |  |  | False | Conventional | 07/07/2023 |  | 10/02/2023
Daikin Comfort Technologies Manufacturing, L.P. | ABCOOLAIR | GPCM33041A* | GPCM33041A* |  |  | Voluntarily Certified | Single-package air conditioner | False | False | 27800 |  | 13.4 | 13.4 |  |  | False | 30 | 30 | 10.6 |  |  | False | Conventional | 07/07/2023 |  | 10/02/2023
Daikin Comfort Technologies Manufacturing, L.P. | ABCOOLAIR | GPCM33641A* | GPCM33641A* |  |  | Voluntarily Certified | Single-package air conditioner | False | False | 34200 |  | 13.4 | 13.4 |  |  | False | 30 | 30 | 10.6 |  |  | False | Conventional | 07/07/2023 |  | 10/02/2023
Daikin Comfort Technologies Manufacturing, L.P. | ABCOOLAIR | GPCM34241A* | GPCM34241A* |  |  | Voluntarily Certified | Single-package air conditioner | False | False | 40000 |  | 13.4 | 13.4 |  |  | False | 30 | 30 | 10.6 |  |  | False | Conventional | 07/07/2023 |  | 10/02/2023
Daikin Comfort Technologies Manufacturing, L.P. | ABCOOLAIR | GPCM34841A* | GPCM34841A* |  |  | Voluntarily Certified | Single-package air conditioner | False | False | 44500 |  | 13.4 | 13.4 |  |  | False | 30 | 30 | 10.6 |  |  | False | Conventional | 07/07/2023 |  | 10/02/2023
Daikin Comfort Technologies Manufacturing, L.P. | ABCOOLAIR | GPCM36041A* | GPCM36041A* |  |  | Voluntarily Certified | Single-package air conditioner | False | False | 54500 |  | 13.4 | 13.4 |  |  | False | 30 | 30 | 10.6 |  |  | False | Conventional | 07/07/2023 |  | 10/02/2023
Daikin Comfort Technologies Manufacturing, L.P. | ABCOOLAIR | GPGM324***41A* | GPGM324***41A* |  |  | Voluntarily Certified | Single-package air conditioner | False | False | 23000 |  | 13.4 | 13.4 |  |  | False | 30 | 30 | 10.6 |  |  | False | Conventional | 07/07/2023 |  | 10/02/2023
Daikin Comfort Technologies Manufacturing, L.P. | ABCOOLAIR | GPGM330***41A* | GPGM330***41A* |  |  | Voluntarily Certified | Single-package air conditioner | False | False | 28600 |  | 13.4 | 13.4 |  |  | False | 30 | 30 | 10.6 |  |  | False | Conventional | 07/07/2023 |  | 10/02/2023
Daikin Comfort Technologies Manufacturing, L.P. | ABCOOLAIR | GPGM336***41A* | GPGM336***41A* |  |  | Voluntarily Certified | Single-package air conditioner | False | False | 34200 |  | 13.4 | 13.4 |  |  | False | 30 | 30 | 10.6 |  |  | False | Conventional | 07/07/2023 |  | 10/02/2023
Daikin Comfort Technologies Manufacturing, L.P. | ABCOOLAIR | GPGM342***41A* | GPGM342***41A* |  |  | Voluntarily Certified | Single-package air conditioner | False | False | 40000 |  | 13.4 | 13.4 |  |  | False | 30 | 30 | 10.6 |  |  | False | Conventional | 07/07/2023 |  | 10/02/2023
Daikin Comfort Technologies Manufacturing, L.P. | ABCOOLAIR | GPGM348***41A* | GPGM348***41A* |  |  | Voluntarily Certified | Single-package air conditioner | False | False | 46000 |  | 13.4 |  |  |  | False | 30 |  | 10.6 |  |  | False | Conventional | 07/07/2023 |  | 10/02/2023
Daikin Comfort Technologies Manufacturing, L.P. | ABCOOLAIR | GPGM361***41A* | GPGM361***41A* |  |  | Voluntarily Certified | Single-package air conditioner | False | False | 56000 |  | 13.4 | 13.4 |  |  | False | 30 | 30 | 10.6 |  |  | False | Conventional | 07/07/2023 |  | 10/02/2023
Daikin Comfort Technologies Manufacturing, L.P. | ABCOOLAIR | GPGM524***41A* | GPGM524***41A* |  |  | Voluntarily Certified | Single-package air conditioner | False | False | 23000 |  | 15.2 | 13.4 |  |  | False | 30 | 30 | 11.2 |  |  | False | Conventional | 07/07/2023 |  | 10/02/2023
Daikin Comfort Technologies Manufacturing, L.P. | ABCOOLAIR | GPGM530***41A* | GPGM530***41A* |  |  | Voluntarily Certified | Single-package air conditioner | False | False | 29000 |  | 14.6 | 13.4 |  |  | False | 30 | 30 | 11.2 |  |  | False | Conventional | 07/07/2023 |  | 10/02/2023
Daikin Comfort Technologies Manufacturing, L.P. | ABCOOLAIR | GPGM536***41A* | GPGM536***41A* |  |  | Voluntarily Certified | Single-package air conditioner | False | False | 35000 |  | 15.2 | 13.4 |  |  | False | 30 | 30 | 11.2 |  |  | False | Conventional | 07/07/2023 |  | 10/02/2023
Daikin Comfort Technologies Manufacturing, L.P. | ABCOOLAIR | GPGM542***41A* | GPGM542***41A* |  |  | Voluntarily Certified | Single-package air conditioner | False | False | 41000 |  | 14.7 | 13.4 |  |  | False | 30 | 30 | 11.2 |  |  | False | Conventional | 07/07/2023 |  | 10/02/2023
Daikin Comfort Technologies Manufacturing, L.P. | ABCOOLAIR | GPGM548***41A* | GPGM548***41A* |  |  | Voluntarily Certified | Single-package air conditioner | False | False | 46000 |  | 15 |  |  |  | False | 30 |  | 11.2 |  |  | False | Conventional | 07/07/2023 |  | 10/02/2023
Daikin Comfort Technologies Manufacturing, L.P. | ABCOOLAIR | GPGM560***41A* | GPGM560***41A* |  |  | Voluntarily Certified | Single-package air conditioner | False | False | 58000 |  | 15.2 | 13.4 |  |  | False | 30 | 30 | 11.2 |  |  | False | Conventional | 07/07/2023 |  | 10/02/2023
Daikin Comfort Technologies Manufacturing, L.P. | ABCOOLAIR | GPUM324***41A* | GPUM324***41A* |  |  | Voluntarily Certified | Single-package air conditioner | False | False | 23000 |  | 13.4 | 13.4 |  |  | False | 30 | 30 | 10.6 |  |  | False | Conventional | 07/07/2023 |  | 10/02/2023
Daikin Comfort Technologies Manufacturing, L.P. | ABCOOLAIR | GPUM330***41A* | GPUM330***41A* |  |  | Voluntarily Certified | Single-package air conditioner | False | False | 28600 |  | 13.4 |  |  |  | False | 30 |  | 10.6 |  |  | False | Conventional | 07/07/2023 |  | 10/02/2023
Daikin Comfort Technologies Manufacturing, L.P. | ABCOOLAIR | GPUM336***41A* | GPUM336***41A* |  |  | Voluntarily Certified | Single-package air conditioner | False | False | 34200 |  | 13.4 | 13.4 |  |  | False | 30 | 30 | 10.6 |  |  | False | Conventional | 07/07/2023 |  | 10/02/2023
Daikin Comfort Technologies Manufacturing, L.P. | ABCOOLAIR | GPUM342***41A* | GPUM342***41A* |  |  | Voluntarily Certified | Single-package air conditioner | False | False | 40000 |  | 13.4 | 13.4 |  |  | False | 30 | 30 | 10.6 |  |  | False | Conventional | 07/07/2023 |  | 10/02/2023
Daikin Comfort Technologies Manufacturing, L.P. | ABCOOLAIR | GPUM348***41A* | GPUM348***41A* |  |  | Voluntarily Certified | Single-package air conditioner | False | False | 46000 |  | 13.4 | 13.4 |  |  | False | 30 | 30 | 10.6 |  |  | False | Conventional | 07/07/2023 |  | 10/02/2023
Daikin Comfort Technologies Manufacturing, L.P. | ABCOOLAIR | GPUM361***41A* | GPUM361***41A* |  |  | Voluntarily Certified | Single-package air conditioner | False | False | 56000 |  | 13.4 | 13.4 |  |  | False | 30 | 30 | 10.6 |  |  | False | Conventional | 07/07/2023 |  | 10/02/2023
Daikin Comfort Technologies Manufacturing, L.P. | ABCOOLAIR | GSXB401810A* | GSXB401810A* | CAPTA1818*4A*+EEP |  | Voluntarily Certified | Single-split-system air condit | False | False | 17400 |  | 14.3 | 13.4 |  |  | False | 30 | 30 | 11.7 |  | Coil-Only System | False | Conventional | 07/07/2023 |  | 10/02/2023
Daikin Comfort Technologies Manufacturing, L.P. | ABCOOLAIR | GSXB402410A* | GSXB402410A* | CAPTA2422*4A*+EEP |  | Voluntarily Certified | Single-split-system air condit | False | False | 23600 |  | 14.3 | 13.4 |  |  | True | 30 | 30 | 11.7 |  | Coil-Only System | False | Conventional | 07/07/2023 |  | 10/02/2023
Daikin Comfort Technologies Manufacturing, L.P. | ABCOOLAIR | GSXB403010A* | GSXB403010A* | CAPTA3022*4A*+EEP |  | Voluntarily Certified | Single-split-system air condit | False | False | 28400 |  | 14.3 | 13.4 |  |  | True | 30 | 30 | 11.7 |  | Coil-Only System | False | Conventional | 07/07/2023 |  | 10/02/2023
Daikin Comfort Technologies Manufacturing, L.P. | ABCOOLAIR | GSXB403610A* | GSXB403610A* | CAPTA3626*4A*+EEP |  | Voluntarily Certified | Single-split-system air condit | False | False | 34200 |  | 14.3 | 13.4 |  |  | True | 30 | 30 | 11.7 |  | Coil-Only System | False | Conventional | 07/07/2023 |  | 10/02/2023
Daikin Comfort Technologies Manufacturing, L.P. | ABCOOLAIR | GSXB404210A* | GSXB404210A* | CAPTA4230*4A*+EEP |  | Voluntarily Certified | Single-split-system air condit | False | False | 40000 |  | 14.3 | 13.4 |  |  | True | 30 | 30 | 11.7 |  | Coil-Only System | False | Conventional | 07/07/2023 |  | 10/02/2023
Daikin Comfort Technologies Manufacturing, L.P. | ABCOOLAIR | GSXB404810A* | GSXB404810A* | CA*F4961*6D*+EEP+TXV |  | Voluntarily Certified | Single-split-system air condit | False | False | 45500 |  | 13.8 | 13.4 |  |  | False | 30 | 30 | 11.7 |  | Coil-Only System | False | Conventional | 07/07/2023 |  | 10/02/2023
Daikin Comfort Technologies Manufacturing, L.P. | ABCOOLAIR | GSXB406010A* | GSXB406010A* | CA*F4961*6D*+EEP+TXV |  | Voluntarily Certified | Single-split-system air condit | False | False | 55000 |  | 13.8 | 13.4 |  |  | False | 30 | 30 | 11.2 |  | Coil-Only System | False | Conventional | 07/07/2023 |  | 10/02/2023
Daikin Comfort Technologies Manufacturing, L.P. | ABCOOLAIR | GSXC702410A* | GSXC702410A* | CA*FA2422*6B*+EEP+TXV |  | Voluntarily Certified | Single-split-system air condit | False | False | 22800 |  | 14.3 | 13.4 |  |  | True | 30 | 30 | 11.7 |  | Coil-Only System | False | Conventional | 07/07/2023 |  | 10/02/2023
Daikin Comfort Technologies Manufacturing, L.P. | ABCOOLAIR | GSXC703610A* | GSXC703610A* | CA*FA4226*6A*+EEP+TXV |  | Voluntarily Certified | Single-split-system air condit | False | False | 34200 |  | 14.3 | 13.4 |  |  | False | 30 | 30 | 11.7 |  | Coil-Only System | False | Conventional | 07/07/2023 |  | 10/02/2023
Daikin Comfort Technologies Manufacturing, L.P. | ABCOOLAIR | GSXC704810A* | GSXC704810A* | CA*F4961*6D*+EEP+TXV |  | Voluntarily Certified | Single-split-system air condit | False | False | 47000 |  | 13.8 | 13.4 |  |  | False | 30 | 30 | 11.2 |  | Coil-Only System | False | Conventional | 07/07/2023 |  | 10/02/2023
Daikin Comfort Technologies Manufacturing, L.P. | ABCOOLAIR | GSXC706010A* | GSXC706010A* | CA*F4961*6D*+EEP+TXV |  | Voluntarily Certified | Single-split-system air condit | False | False | 56000 |  | 13.8 |  |  |  | False | 30 |  | 11.2 |  | Coil-Only System | False | Conventional | 07/07/2023 |  | 10/02/2023
Daikin Comfort Technologies Manufacturing, L.P. | ABCOOLAIR | GSXH501810A* | GSXH501810A* | CA*FA1818*6C*+EEP+TXV |  | Voluntarily Certified | Single-split-system air condit | False | False | 17400 |  | 14.3 | 13.4 |  |  | False | 30 | 30 | 11.7 |  | Coil-Only System | False | Conventional | 07/07/2023 |  | 10/02/2023
Daikin Comfort Technologies Manufacturing, L.P. | ABCOOLAIR | GSXH502410A* | GSXH502410A* | CA*FA2422*6B*+EEP+TXV |  | Voluntarily Certified | Single-split-system air condit | False | False | 23600 |  | 14.3 | 13.4 |  |  | True | 30 | 30 | 11.7 |  | Coil-Only System | False | Conventional | 07/07/2023 |  | 10/02/2023
Daikin Comfort Technologies Manufacturing, L.P. | ABCOOLAIR | GSXH503010A* | GSXH503010A* | CA*FA3022*6B*+EEP+TXV |  | Voluntarily Certified | Single-split-system air condit | False | False | 28400 |  | 14.3 | 13.4 |  |  | True | 30 | 30 | 11.7 |  | Coil-Only System | False | Conventional | 07/07/2023 |  | 10/02/2023
Daikin Comfort Technologies Manufacturing, L.P. | ABCOOLAIR | GSXH503610A* | GSXH503610A* | CA*FA4226*6A*+EEP+TXV |  | Voluntarily Certified | Single-split-system air condit | False | False | 34200 |  | 14.3 | 13.4 |  |  | True | 30 | 30 | 11.7 |  | Coil-Only System | False | Conventional | 07/07/2023 |  | 10/02/2023
Daikin Comfort Technologies Manufacturing, L.P. | ABCOOLAIR | GSXH504210A* | GSXH504210A* | CAPTA4230*4A*+EEP |  | Voluntarily Certified | Single-split-system air condit | False | False | 40000 |  | 14.3 |  |  |  | True | 30 |  | 11.7 |  | Coil-Only System | False | Conventional | 07/07/2023 |  | 10/02/2023
Daikin Comfort Technologies Manufacturing, L.P. | ABCOOLAIR | GSXH504810A* | GSXH504810A* | CA*F4961*6D*+EEP+TXV |  | Voluntarily Certified | Single-split-system air condit | False | False | 45500 |  | 13.8 |  |  |  | False | 30 |  | 11.7 |  | Coil-Only System | False | Conventional | 07/07/2023 |  | 10/02/2023
Daikin Comfort Technologies Manufacturing, L.P. | ABCOOLAIR | GSXH506010A* | GSXH506010A* | CA*F4961*6D*+EEP+TXV |  | Voluntarily Certified | Single-split-system air condit | False | False | 55000 |  | 13.8 | 13.4 |  |  | False | 30 | 30 | 11.2 |  | Coil-Only System | False | Conventional | 07/07/2023 |  | 10/02/2023
Daikin Comfort Technologies Manufacturing, L.P. | ABCOOLAIR | GSXM401810A* | GSXM401810A* | CA*FA1818*6C*+EEP+TXV |  | Voluntarily Certified | Single-split-system air condit | False | False | 17400 |  | 14.3 | 13.4 |  |  | False | 30 | 30 | 11.7 |  | Coil-Only System | False | Conventional | 07/07/2023 |  | 10/02/2023
Daikin Comfort Technologies Manufacturing, L.P. | ABCOOLAIR | GSXM402410A* | GSXM402410A* | CA*FA2422*6B*+EEP+TXV |  | Voluntarily Certified | Single-split-system air condit | False | False | 23600 |  | 14.3 | 13.4 |  |  | True | 30 | 30 | 11.7 |  | Coil-Only System | False | Conventional | 07/07/2023 |  | 10/02/2023
Daikin Comfort Technologies Manufacturing, L.P. | ABCOOLAIR | GSXM403010A* | GSXM403010A* | CA*FA3022*6B*+EEP+TXV |  | Voluntarily Certified | Single-split-system air condit | False | False | 28400 |  | 14.3 | 13.4 |  |  | True | 30 | 30 | 11.7 |  | Coil-Only System | False | Conventional | 07/07/2023 |  | 10/02/2023
Daikin Comfort Technologies Manufacturing, L.P. | ABCOOLAIR | GSXM403610A* | GSXM403610A* | CA*FA4226*6A*+EEP+TXV |  | Voluntarily Certified | Single-split-system air condit | False | False | 34200 |  | 14.3 | 13.4 |  |  | True | 30 | 30 | 11.7 |  | Coil-Only System | False | Conventional | 07/07/2023 |  | 10/02/2023
Daikin Comfort Technologies Manufacturing, L.P. | ABCOOLAIR | GSXN401810A* | GSXN401810A* | CA*FA1818*6C*+EEP+TXV |  | Voluntarily Certified | Single-split-system air condit | False | False | 17400 |  | 14.3 | 13.4 |  |  | False | 30 | 30 | 11.7 |  | Coil-Only System | False | Conventional | 07/07/2023 |  | 10/02/2023
Daikin Comfort Technologies Manufacturing, L.P. | ABCOOLAIR | GSXN402410A* | GSXN402410A* | CA*FA2422*6B*+EEP+TXV |  | Voluntarily Certified | Single-split-system air condit | False | False | 22600 |  | 14.3 | 13.4 |  |  | False | 30 | 30 | 11.7 |  | Coil-Only System | False | Conventional | 07/07/2023 |  | 10/02/2023
Daikin Comfort Technologies Manufacturing, L.P. | ABCOOLAIR | GSXN403010A* | GSXN403010A* | CA*FA3626*6A*+EEP+TXV |  | Voluntarily Certified | Single-split-system air condit | False | False | 28600 |  | 14.3 |  |  |  | False | 30 |  | 11.7 |  | Coil-Only System | False | Conventional | 07/07/2023 |  | 10/02/2023
Daikin Comfort Technologies Manufacturing, L.P. | ABCOOLAIR | GSXN403610A* | GSXN403610A* | CA*FA4226*6A*+EEP+TXV |  | Voluntarily Certified | Single-split-system air condit | False | False | 34200 |  | 14.3 | 13.4 |  |  | False | 30 | 30 | 11.7 |  | Coil-Only System | False | Conventional | 07/07/2023 |  | 10/02/2023
Daikin Comfort Technologies Manufacturing, L.P. | ABCOOLAIR | GSXN404210A* | GSXN404210A* | CAPTA4230*4A*+EEP |  | Voluntarily Certified | Single-split-system air condit | False | False | 39500 |  | 14.3 | 13.4 |  |  | False | 30 | 30 | 11.7 |  | Coil-Only System | False | Conventional | 07/07/2023 |  | 10/02/2023
Daikin Comfort Technologies Manufacturing, L.P. | ABCOOLAIR | GSXN404810A* | GSXN404810A* | CA*F4961*6D*+EEP+TXV |  | Voluntarily Certified | Single-split-system air condit | False | False | 45500 |  | 13.8 | 13.4 |  |  | False | 30 | 30 | 11.7 |  | Coil-Only System | False | Conventional | 07/07/2023 |  | 10/02/2023
Daikin Comfort Technologies Manufacturing, L.P. | ABCOOLAIR | GSXN406010A* | GSXN406010A* | CA*F4961*6D*+EEP+TXV |  | Voluntarily Certified | Single-split-system air condit | False | False | 55000 |  | 13.8 | 13.4 |  |  | False | 30 | 30 | 11.2 |  | Coil-Only System | False | Conventional | 07/07/2023 |  | 10/02/2023
Daikin Comfort Technologies Manufacturing, L.P. | ABCOOLAIR | VSXN401810A* | VSXN401810A* | CA*FA1818*6C*+EEP+TXV |  | Voluntarily Certified | Single-split-system air condit | False | False | 17400 |  | 14.3 | 13.4 |  |  | False | 30 | 30 | 11.7 |  | Coil-Only System | False | Conventional | 07/07/2023 |  | 10/02/2023
Daikin Comfort Technologies Manufacturing, L.P. | ABCOOLAIR | VSXN402410A* | VSXN402410A* | CA*FA2422*6B*+EEP+TXV |  | Voluntarily Certified | Single-split-system air condit | False | False | 22600 |  | 14.3 | 13.4 |  |  | False | 30 | 30 | 11.7 |  | Coil-Only System | False | Conventional | 07/07/2023 |  | 10/02/2023
Daikin Comfort Technologies Manufacturing, L.P. | ABCOOLAIR | VSXN403010A* | VSXN403010A* | CA*FA3626*6A*+EEP+TXV |  | Voluntarily Certified | Single-split-system air condit | False | False | 28600 |  | 14.3 |  |  |  | False | 30 |  | 11.7 |  | Coil-Only System | False | Conventional | 07/07/2023 |  | 10/02/2023
Daikin Comfort Technologies Manufacturing, L.P. | ABCOOLAIR | VSXN403610A* | VSXN403610A* | CA*FA4226*6A*+EEP+TXV |  | Voluntarily Certified | Single-split-system air condit | False | False | 34200 |  | 14.3 | 13.4 |  |  | False | 30 | 30 | 11.7 |  | Coil-Only System | False | Conventional | 07/07/2023 |  | 10/02/2023
Daikin Comfort Technologies Manufacturing, L.P. | ABCOOLAIR | VSXN404210A* | VSXN404210A* | CAPTA4230*4A*+EEP |  | Voluntarily Certified | Single-split-system air condit | False | False | 39500 |  | 14.3 |  |  |  | False | 30 |  | 11.7 |  | Coil-Only System | False | Conventional | 07/07/2023 |  | 10/02/2023
Daikin Comfort Technologies Manufacturing, L.P. | ABCOOLAIR | VSXN404810A* | VSXN404810A* | CA*F4961*6D*+EEP+TXV |  | Voluntarily Certified | Single-split-system air condit | False | False | 45500 |  | 13.8 | 13.4 |  |  | False | 30 | 30 | 11.7 |  | Coil-Only System | False | Conventional | 07/07/2023 |  | 10/02/2023
Daikin Comfort Technologies Manufacturing, L.P. | ABCOOLAIR | VSXN406010A* | VSXN406010A* | CA*F4961*6D*+EEP+TXV |  | Voluntarily Certified | Single-split-system air condit | False | False | 55000 |  | 13.8 |  |  |  | False | 30 |  | 11.2 |  | Coil-Only System | False | Conventional | 07/07/2023 |  | 10/02/2023
Daikin Comfort Technologies Manufacturing, L.P. | Amana | APCH32441A* | APCH32441A* |  |  | Voluntarily Certified | Single-package air conditioner | False | False | 23600 |  | 13.4 | 13.4 |  |  | False | 30 | 30 | 10.6 |  |  | False | Conventional | 07/07/2023 |  | 10/02/2023
Daikin Comfort Technologies Manufacturing, L.P. | Amana | APCH33041A* | APCH33041A* |  |  | Voluntarily Certified | Single-package air conditioner | False | False | 28200 |  | 13.4 | 13.4 |  |  | False | 30 | 30 | 10.6 |  |  | False | Conventional | 07/07/2023 |  | 10/02/2023
Daikin Comfort Technologies Manufacturing, L.P. | Amana | APCH33641A* | APCH33641A* |  |  | Voluntarily Certified | Single-package air conditioner | False | False | 35600 |  | 13.4 | 13.4 |  |  | False | 30 | 30 | 10.6 |  |  | False | Conventional | 07/07/2023 |  | 10/02/2023
Daikin Comfort Technologies Manufacturing, L.P. | Amana | APCH34241A* | APCH34241A* |  |  | Voluntarily Certified | Single-package air conditioner | False | False | 40000 |  | 13.4 | 13.4 |  |  | False | 30 | 30 | 10.6 |  |  | False | Conventional | 07/07/2023 |  | 10/02/2023
Daikin Comfort Technologies Manufacturing, L.P. | Amana | APCH34841A* | APCH34841A* |  |  | Voluntarily Certified | Single-package air conditioner | False | False | 46000 |  | 13.4 | 13.4 |  |  | False | 30 | 30 | 10.6 |  |  | False | Conventional | 07/07/2023 |  | 10/02/2023
Daikin Comfort Technologies Manufacturing, L.P. | Amana | APCH36041A* | APCH36041A* |  |  | Voluntarily Certified | Single-package air conditioner | False | False | 56000 |  | 13.4 | 13.4 |  |  | False | 30 | 30 | 10.6 |  |  | False | Conventional | 07/07/2023 |  | 10/02/2023
Daikin Comfort Technologies Manufacturing, L.P. | Amana | APGM324***41A* | APGM324***41A* |  |  | Voluntarily Certified | Single-package air conditioner | False | False | 23000 |  | 13.4 | 13.4 |  |  | False | 30 | 30 | 10.6 |  |  | False | Conventional | 07/07/2023 |  | 10/02/2023
Daikin Comfort Technologies Manufacturing, L.P. | Amana | APGM330***41A* | APGM330***41A* |  |  | Voluntarily Certified | Single-package air conditioner | False | False | 28600 |  | 13.4 | 13.4 |  |  | False | 30 | 30 | 10.6 |  |  | False | Conventional | 07/07/2023 |  | 10/02/2023
Daikin Comfort Technologies Manufacturing, L.P. | Amana | APGM336***41A* | APGM336***41A* |  |  | Voluntarily Certified | Single-package air conditioner | False | False | 34200 |  | 13.4 | 13.4 |  |  | False | 30 | 30 | 10.6 |  |  | False | Conventional | 07/07/2023 |  | 10/02/2023
Daikin Comfort Technologies Manufacturing, L.P. | Amana | APGM342***41A* | APGM342***41A* |  |  | Voluntarily Certified | Single-package air conditioner | False | False | 40000 |  | 13.4 | 13.4 |  |  | False | 30 | 30 | 10.6 |  |  | False | Conventional | 07/07/2023 |  | 10/02/2023
Daikin Comfort Technologies Manufacturing, L.P. | Amana | APGM348***41A* | APGM348***41A* |  |  | Voluntarily Certified | Single-package air conditioner | False | False | 46000 |  | 13.4 | 13.4 |  |  | False | 30 | 30 | 10.6 |  |  | False | Conventional | 07/07/2023 |  | 10/02/2023
Daikin Comfort Technologies Manufacturing, L.P. | Amana | APGM361***41A* | APGM361***41A* |  |  | Voluntarily Certified | Single-package air conditioner | False | False | 56000 |  | 13.4 | 13.4 |  |  | False | 30 | 30 | 10.6 |  |  | False | Conventional | 07/07/2023 |  | 10/02/2023
Daikin Comfort Technologies Manufacturing, L.P. | Amana | APGM524***41A* | APGM524***41A* |  |  | Voluntarily Certified | Single-package air conditioner | False | False | 23000 |  | 15.2 | 13.4 |  |  | False | 30 | 30 | 11.2 |  |  | False | Conventional | 07/07/2023 |  | 10/02/2023
Daikin Comfort Technologies Manufacturing, L.P. | Amana | APGM530***41A* | APGM530***41A* |  |  | Voluntarily Certified | Single-package air conditioner | False | False | 29000 |  | 14.6 | 13.4 |  |  | False | 30 | 30 | 11.2 |  |  | False | Conventional | 07/07/2023 |  | 10/02/2023
Daikin Comfort Technologies Manufacturing, L.P. | Amana | APGM536***41A* | APGM536***41A* |  |  | Voluntarily Certified | Single-package air conditioner | False | False | 35000 |  | 15.2 | 13.4 |  |  | False | 30 | 30 | 11.2 |  |  | False | Conventional | 07/07/2023 |  | 10/02/2023
Daikin Comfort Technologies Manufacturing, L.P. | Amana | APGM542***41A* | APGM542***41A* |  |  | Voluntarily Certified | Single-package air conditioner | False | False | 41000 |  | 14.7 | 13.4 |  |  | False | 30 | 30 | 11.2 |  |  | False | Conventional | 07/07/2023 |  | 10/02/2023
Daikin Comfort Technologies Manufacturing, L.P. | Amana | APGM548***41A* | APGM548***41A* |  |  | Voluntarily Certified | Single-package air conditioner | False | False | 46000 |  | 15 | 13.4 |  |  | False | 30 | 30 | 11.2 |  |  | False | Conventional | 07/07/2023 |  | 10/02/2023
Daikin Comfort Technologies Manufacturing, L.P. | Amana | APGM560***41A* | APGM560***41A* |  |  | Voluntarily Certified | Single-package air conditioner | False | False | 58000 |  | 15.2 | 13.4 |  |  | False | 30 | 30 | 11.2 |  |  | False | Conventional | 07/07/2023 |  | 10/02/2023
Daikin Comfort Technologies Manufacturing, L.P. | Amana | APUM324***41A* | APUM324***41A* |  |  | Voluntarily Certified | Single-package air conditioner | False | False | 23000 |  | 13.4 | 13.4 |  |  | False | 30 | 30 | 10.6 |  |  | False | Conventional | 07/07/2023 |  | 10/02/2023
Daikin Comfort Technologies Manufacturing, L.P. | Amana | APUM330***41A* | APUM330***41A* |  |  | Voluntarily Certified | Single-package air conditioner | False | False | 28600 |  | 13.4 | 13.4 |  |  | False | 30 | 30 | 10.6 |  |  | False | Conventional | 07/07/2023 |  | 10/02/2023
Daikin Comfort Technologies Manufacturing, L.P. | Amana | APUM336***41A* | APUM336***41A* |  |  | Voluntarily Certified | Single-package air conditioner | False | False | 34200 |  | 13.4 | 13.4 |  |  | False | 30 | 30 | 10.6 |  |  | False | Conventional | 07/07/2023 |  | 10/02/2023
Daikin Comfort Technologies Manufacturing, L.P. | Amana | APUM342***41A* | APUM342***41A* |  |  | Voluntarily Certified | Single-package air conditioner | False | False | 40000 |  | 13.4 | 13.4 |  |  | False | 30 | 30 | 10.6 |  |  | False | Conventional | 07/07/2023 |  | 10/02/2023
Daikin Comfort Technologies Manufacturing, L.P. | Amana | APUM348***41A* | APUM348***41A* |  |  | Voluntarily Certified | Single-package air conditioner | False | False | 46000 |  | 13.4 | 13.4 |  |  | False | 30 | 30 | 10.6 |  |  | False | Conventional | 07/07/2023 |  | 10/02/2023
Daikin Comfort Technologies Manufacturing, L.P. | Amana | APUM361***41A* | APUM361***41A* |  |  | Voluntarily Certified | Single-package air conditioner | False | False | 56000 |  | 13.4 | 13.4 |  |  | False | 30 | 30 | 10.6 |  |  | False | Conventional | 07/07/2023 |  | 10/02/2023
Daikin Comfort Technologies Manufacturing, L.P. | Amana | ASXC702410A* | ASXC702410A* | CA*FA2422*6B*+EEP+TXV |  | Voluntarily Certified | Single-split-system air condit | False | False | 22800 |  | 14.3 | 13.4 |  |  | True | 30 | 30 | 11.7 |  | Coil-Only System | False | Conventional | 07/07/2023 |  | 10/02/2023
Daikin Comfort Technologies Manufacturing, L.P. | Amana | ASXC703610A* | ASXC703610A* | CA*FA4226*6A*+EEP+TXV |  | Voluntarily Certified | Single-split-system air condit | False | False | 34200 |  | 14.3 | 13.4 |  |  | False | 30 | 30 | 11.7 |  | Coil-Only System | False | Conventional | 07/07/2023 |  | 10/02/2023
Daikin Comfort Technologies Manufacturing, L.P. | Amana | ASXC704810A* | ASXC704810A* | CA*F4961*6D*+EEP+TXV |  | Voluntarily Certified | Single-split-system air condit | False | False | 47000 |  | 13.8 | 13.4 |  |  | False | 30 | 30 | 11.2 |  | Coil-Only System | False | Conventional | 07/07/2023 |  | 10/02/2023
Daikin Comfort Technologies Manufacturing, L.P. | Amana | ASXC706010A* | ASXC706010A* | CA*F4961*6D*+EEP+TXV |  | Voluntarily Certified | Single-split-system air condit | False | False | 56000 |  | 13.8 | 13.4 |  |  | False | 30 | 30 | 11.2 |  | Coil-Only System | False | Conventional | 07/07/2023 |  | 10/02/2023
Daikin Comfort Technologies Manufacturing, L.P. | Amana | ASXH401810A* | ASXH401810A* | CAPTA1818*4A*+EEP |  | Voluntarily Certified | Single-split-system air condit | False | False | 17400 |  | 14.3 | 13.4 |  |  | False | 30 | 30 | 11.7 |  | Coil-Only System | False | Conventional | 07/07/2023 |  | 10/02/2023
Daikin Comfort Technologies Manufacturing, L.P. | Amana | ASXH402410A* | ASXH402410A* | CAPTA2422*4A*+EEP |  | Voluntarily Certified | Single-split-system air condit | False | False | 23600 |  | 14.3 | 13.4 |  |  | True | 30 | 30 | 11.7 |  | Coil-Only System | False | Conventional | 07/07/2023 |  | 10/02/2023
Daikin Comfort Technologies Manufacturing, L.P. | Amana | ASXH403010A* | ASXH403010A* | CAPTA3022*4A*+EEP |  | Voluntarily Certified | Single-split-system air condit | False | False | 28400 |  | 14.3 | 13.4 |  |  | True | 30 | 30 | 11.7 |  | Coil-Only System | False | Conventional | 07/07/2023 |  | 10/02/2023
Daikin Comfort Technologies Manufacturing, L.P. | Amana | ASXH403610A* | ASXH403610A* | CAPTA3626*4A*+EEP |  | Voluntarily Certified | Single-split-system air condit | False | False | 34200 |  | 14.3 | 13.4 |  |  | True | 30 | 30 | 11.7 |  | Coil-Only System | False | Conventional | 07/07/2023 |  | 10/02/2023
Daikin Comfort Technologies Manufacturing, L.P. | Amana | ASXH404210A* | ASXH404210A* | CAPTA4230*4A*+EEP |  | Voluntarily Certified | Single-split-system air condit | False | False | 40000 |  | 14.3 | 13.4 |  |  | True | 30 | 30 | 11.7 |  | Coil-Only System | False | Conventional | 07/07/2023 |  | 10/02/2023
Daikin Comfort Technologies Manufacturing, L.P. | Amana | ASXH404810A* | ASXH404810A* | CA*F4961*6D*+EEP+TXV |  | Voluntarily Certified | Single-split-system air condit | False | False | 45500 |  | 13.8 | 13.4 |  |  | False | 30 | 30 | 11.7 |  | Coil-Only System | False | Conventional | 07/07/2023 |  | 10/02/2023
Daikin Comfort Technologies Manufacturing, L.P. | Amana | ASXH406010A* | ASXH406010A* | CA*F4961*6D*+EEP+TXV |  | Voluntarily Certified | Single-split-system air condit | False | False | 55000 |  | 13.8 | 13.4 |  |  | False | 30 | 30 | 11.2 |  | Coil-Only System | False | Conventional | 07/07/2023 |  | 10/02/2023
Daikin Comfort Technologies Manufacturing, L.P. | Amana | ASXH501810A* | ASXH501810A* | CA*FA1818*6C*+EEP+TXV |  | Voluntarily Certified | Single-split-system air condit | False | False | 17400 |  | 14.3 | 13.4 |  |  | False | 30 | 30 | 11.7 |  | Coil-Only System | False | Conventional | 07/07/2023 |  | 10/02/2023
Daikin Comfort Technologies Manufacturing, L.P. | Amana | ASXH502410A* | ASXH502410A* | CA*FA2422*6B*+EEP+TXV |  | Voluntarily Certified | Single-split-system air condit | False | False | 23600 |  | 14.3 | 13.4 |  |  | True | 30 | 30 | 11.7 |  | Coil-Only System | False | Conventional | 07/07/2023 |  | 10/02/2023
Daikin Comfort Technologies Manufacturing, L.P. | Amana | ASXH503010A* | ASXH503010A* | CA*FA3022*6B*+EEP+TXV |  | Voluntarily Certified | Single-split-system air condit | False | False | 28400 |  | 14.3 | 13.4 |  |  | True | 30 | 30 | 11.7 |  | Coil-Only System | False | Conventional | 07/07/2023 |  | 10/02/2023
Daikin Comfort Technologies Manufacturing, L.P. | Amana | ASXH503610A* | ASXH503610A* | CA*FA4226*6A*+EEP+TXV |  | Voluntarily Certified | Single-split-system air condit | False | False | 34200 |  | 14.3 | 13.4 |  |  | True | 30 | 30 | 11.7 |  | Coil-Only System | False | Conventional | 07/07/2023 |  | 10/02/2023
Daikin Comfort Technologies Manufacturing, L.P. | Amana | ASXH504210A* | ASXH504210A* | CAPTA4230*4A*+EEP |  | Voluntarily Certified | Single-split-system air condit | False | False | 40000 |  | 14.3 | 13.4 |  |  | True | 30 | 30 | 11.7 |  | Coil-Only System | False | Conventional | 07/07/2023 |  | 10/02/2023
Daikin Comfort Technologies Manufacturing, L.P. | Amana | ASXH504810A* | ASXH504810A* | CA*F4961*6D*+EEP+TXV |  | Voluntarily Certified | Single-split-system air condit | False | False | 45500 |  | 13.8 | 13.4 |  |  | False | 30 | 30 | 11.7 |  | Coil-Only System | False | Conventional | 07/07/2023 |  | 10/02/2023
Daikin Comfort Technologies Manufacturing, L.P. | Amana | ASXH506010A* | ASXH506010A* | CA*F4961*6D*+EEP+TXV |  | Voluntarily Certified | Single-split-system air condit | False | False | 55000 |  | 13.8 | 13.4 |  |  | False | 30 | 30 | 11.2 |  | Coil-Only System | False | Conventional | 07/07/2023 |  | 10/02/2023
Daikin Comfort Technologies Manufacturing, L.P. | Amana | ASXN401810A* | ASXN401810A* | CA*FA1818*6C*+EEP+TXV |  | Voluntarily Certified | Single-split-system air condit | False | False | 17400 |  | 14.3 | 13.4 |  |  | False | 30 | 30 | 11.7 |  | Coil-Only System | False | Conventional | 07/07/2023 |  | 10/02/2023
Daikin Comfort Technologies Manufacturing, L.P. | Amana | ASXN402410A* | ASXN402410A* | CA*FA2422*6B*+EEP+TXV |  | Voluntarily Certified | Single-split-system air condit | False | False | 22600 |  | 14.3 | 13.4 |  |  | False | 30 | 30 | 11.7 |  | Coil-Only System | False | Conventional | 07/07/2023 |  | 10/02/2023
Daikin Comfort Technologies Manufacturing, L.P. | Amana | ASXN403010A* | ASXN403010A* | CA*FA3626*6A*+EEP+TXV |  | Voluntarily Certified | Single-split-system air condit | False | False | 28600 |  | 14.3 | 13.4 |  |  | False | 30 | 30 | 11.7 |  | Coil-Only System | False | Conventional | 07/07/2023 |  | 10/02/2023
Daikin Comfort Technologies Manufacturing, L.P. | Amana | ASXN403610A* | ASXN403610A* | CA*FA4226*6A*+EEP+TXV |  | Voluntarily Certified | Single-split-system air condit | False | False | 34200 |  | 14.3 | 13.4 |  |  | False | 30 | 30 | 11.7 |  | Coil-Only System | False | Conventional | 07/07/2023 |  | 10/02/2023
Daikin Comfort Technologies Manufacturing, L.P. | Amana | ASXN404210A* | ASXN404210A* | CAPTA4230*4A*+EEP |  | Voluntarily Certified | Single-split-system air condit | False | False | 39500 |  | 14.3 | 13.4 |  |  | False | 30 | 30 | 11.7 |  | Coil-Only System | False | Conventional | 07/07/2023 |  | 10/02/2023
Daikin Comfort Technologies Manufacturing, L.P. | Amana | ASXN404810A* | ASXN404810A* | CA*F4961*6D*+EEP+TXV |  | Voluntarily Certified | Single-split-system air condit | False | False | 45500 |  | 13.8 | 13.4 |  |  | False | 30 | 30 | 11.7 |  | Coil-Only System | False | Conventional | 07/07/2023 |  | 10/02/2023
Daikin Comfort Technologies Manufacturing, L.P. | Amana | ASXN406010A* | ASXN406010A* | CA*F4961*6D*+EEP+TXV |  | Voluntarily Certified | Single-split-system air condit | False | False | 55000 |  | 13.8 | 13.4 |  |  | False | 30 | 30 | 11.2 |  | Coil-Only System | False | Conventional | 07/07/2023 |  | 10/02/2023
Daikin Comfort Technologies Manufacturing, L.P. | Amana | ASXS601810A* | ASXS601810A* | AHVE24BP1400A* |  | Voluntarily Certified | Single-split-system air condit | False | False | 16600 |  | 17.2 | 13.4 |  |  | True | 30 | 30 | 10.9 |  | Blower Coil System | True | Conventional | 07/07/2023 |  | 10/02/2023
Daikin Comfort Technologies Manufacturing, L.P. | Amana | ASXS602410A* | ASXS602410A* | AHVE24BP1400A* |  | Voluntarily Certified | Single-split-system air condit | False | False | 22200 |  | 17 | 13.4 |  |  | True | 30 | 30 | 10.1 |  | Blower Coil System | True | Conventional | 07/07/2023 |  | 10/02/2023
Daikin Comfort Technologies Manufacturing, L.P. | Amana | ASXS603010A* | ASXS603010A* | AHVE36CP1400A* |  | Voluntarily Certified | Single-split-system air condit | False | False | 27800 |  | 16.8 | 13.4 |  |  | True | 30 | 30 | 9.9 |  | Blower Coil System | True | Conventional | 07/07/2023 |  | 10/02/2023
Daikin Comfort Technologies Manufacturing, L.P. | Amana | ASXS603610A* | ASXS603610A* | CA*EA3026*4A*+MBVC1600**-1A* |  | Voluntarily Certified | Single-split-system air condit | False | False | 32400 |  | 16.6 | 13.4 |  |  | True | 30 | 30 | 9.8 |  | Blower Coil System | True | Conventional | 07/07/2023 |  | 10/02/2023
Daikin Comfort Technologies Manufacturing, L.P. | Amana | ASXV902410A* | ASXV902410A* | CA*F3137*6A*+MBVC1201**-1A*+TX |  | Voluntarily Certified | Single-split-system air condit | False | False | 22600 |  | 22.5 | 13.4 |  |  | False | 30 | 30 | 13 |  | Blower Coil System | True | Conventional | 07/07/2023 |  | 10/02/2023
Daikin Comfort Technologies Manufacturing, L.P. | Amana | ASXV903610A* | ASXV903610A* | CA*F3743*6D*+MBVC1601**-1A*+TX |  | Voluntarily Certified | Single-split-system air condit | False | False | 32800 |  | 20 | 13.4 |  |  | False | 30 | 30 | 12 |  | Blower Coil System | True | Conventional | 07/07/2023 |  | 10/02/2023
Daikin Comfort Technologies Manufacturing, L.P. | Amana | ASXV904810A* | ASXV904810A* | CA*F4961*6D*+MBVC2001**-1A*+TX |  | Voluntarily Certified | Single-split-system air condit | False | False | 45000 |  | 20.5 | 13.4 |  |  | False | 30 | 30 | 12.4 |  | Blower Coil System | True | Conventional | 07/07/2023 |  | 10/02/2023
Daikin Comfort Technologies Manufacturing, L.P. | Amana | ASXV906010A* | ASXV906010A* | CA*F4961*6D*+MBVC2001**-1A*+TX |  | Voluntarily Certified | Single-split-system air condit | False | False | 52000 |  | 19 | 13.4 |  |  | False | 30 | 30 | 12.4 |  | Blower Coil System | True | Conventional | 07/07/2023 |  | 10/02/2023
Daikin Comfort Technologies Manufacturing, L.P. | AMANA DISTINCTIONS | GPCH32441A* | GPCH32441A* |  |  | Voluntarily Certified | Single-package air conditioner | False | False | 22800 |  | 13.4 | 13.4 |  |  | False | 30 | 30 | 10.6 |  |  | False | Conventional | 07/07/2023 |  | 10/02/2023
Daikin Comfort Technologies Manufacturing, L.P. | AMANA DISTINCTIONS | GPCH33041A* | GPCH33041A* |  |  | Voluntarily Certified | Single-package air conditioner | False | False | 28200 |  | 13.4 | 13.4 |  |  | False | 30 | 30 | 10.6 |  |  | False | Conventional | 07/07/2023 |  | 10/02/2023
Daikin Comfort Technologies Manufacturing, L.P. | AMANA DISTINCTIONS | GPCH33641A* | GPCH33641A* |  |  | Voluntarily Certified | Single-package air conditioner | False | False | 35600 |  | 13.4 | 13.4 |  |  | False | 30 | 30 | 10.6 |  |  | False | Conventional | 07/07/2023 |  | 10/02/2023
Daikin Comfort Technologies Manufacturing, L.P. | AMANA DISTINCTIONS | GPCH34241A* | GPCH34241A* |  |  | Voluntarily Certified | Single-package air conditioner | False | False | 40000 |  | 13.4 | 13.4 |  |  | False | 30 | 30 | 10.6 |  |  | False | Conventional | 07/07/2023 |  | 10/02/2023
Daikin Comfort Technologies Manufacturing, L.P. | AMANA DISTINCTIONS | GPCH34841A* | GPCH34841A* |  |  | Voluntarily Certified | Single-package air conditioner | False | False | 46000 |  | 13.4 | 13.4 |  |  | False | 30 | 30 | 10.6 |  |  | False | Conventional | 07/07/2023 |  | 10/02/2023
Daikin Comfort Technologies Manufacturing, L.P. | AMANA DISTINCTIONS | GPCH36041A* | GPCH36041A* |  |  | Voluntarily Certified | Single-package air conditioner | False | False | 56000 |  | 13.4 | 13.4 |  |  | False | 30 | 30 | 10.6 |  |  | False | Conventional | 07/07/2023 |  | 10/02/2023
Daikin Comfort Technologies Manufacturing, L.P. | AMANA DISTINCTIONS | GPCM32441A* | GPCM32441A* |  |  | Voluntarily Certified | Single-package air conditioner | False | False | 22800 |  | 13.4 | 13.4 |  |  | False | 30 | 30 | 10.6 |  |  | False | Conventional | 07/07/2023 |  | 10/02/2023
Daikin Comfort Technologies Manufacturing, L.P. | AMANA DISTINCTIONS | GPCM33041A* | GPCM33041A* |  |  | Voluntarily Certified | Single-package air conditioner | False | False | 27800 |  | 13.4 | 13.4 |  |  | False | 30 | 30 | 10.6 |  |  | False | Conventional | 07/07/2023 |  | 10/02/2023
Daikin Comfort Technologies Manufacturing, L.P. | AMANA DISTINCTIONS | GPCM33641A* | GPCM33641A* |  |  | Voluntarily Certified | Single-package air conditioner | False | False | 34200 |  | 13.4 | 13.4 |  |  | False | 30 | 30 | 10.6 |  |  | False | Conventional | 07/07/2023 |  | 10/02/2023
Daikin Comfort Technologies Manufacturing, L.P. | AMANA DISTINCTIONS | GPCM34241A* | GPCM34241A* |  |  | Voluntarily Certified | Single-package air conditioner | False | False | 40000 |  | 13.4 | 13.4 |  |  | False | 30 | 30 | 10.6 |  |  | False | Conventional | 07/07/2023 |  | 10/02/2023
Daikin Comfort Technologies Manufacturing, L.P. | AMANA DISTINCTIONS | GPCM34841A* | GPCM34841A* |  |  | Voluntarily Certified | Single-package air conditioner | False | False | 44500 |  | 13.4 | 13.4 |  |  | False | 30 | 30 | 10.6 |  |  | False | Conventional | 07/07/2023 |  | 10/02/2023
Daikin Comfort Technologies Manufacturing, L.P. | AMANA DISTINCTIONS | GPCM36041A* | GPCM36041A* |  |  | Voluntarily Certified | Single-package air conditioner | False | False | 54500 |  | 13.4 | 13.4 |  |  | False | 30 | 30 | 10.6 |  |  | False | Conventional | 07/07/2023 |  | 10/02/2023
Daikin Comfort Technologies Manufacturing, L.P. | AMANA DISTINCTIONS | GPGM324***41A* | GPGM324***41A* |  |  | Voluntarily Certified | Single-package air conditioner | False | False | 23000 |  | 13.4 | 13.4 |  |  | False | 30 | 30 | 10.6 |  |  | False | Conventional | 07/07/2023 |  | 10/02/2023
Daikin Comfort Technologies Manufacturing, L.P. | AMANA DISTINCTIONS | GPGM330***41A* | GPGM330***41A* |  |  | Voluntarily Certified | Single-package air conditioner | False | False | 28600 |  | 13.4 | 13.4 |  |  | False | 30 | 30 | 10.6 |  |  | False | Conventional | 07/07/2023 |  | 10/02/2023
Daikin Comfort Technologies Manufacturing, L.P. | AMANA DISTINCTIONS | GPGM336***41A* | GPGM336***41A* |  |  | Voluntarily Certified | Single-package air conditioner | False | False | 34200 |  | 13.4 | 13.4 |  |  | False | 30 | 30 | 10.6 |  |  | False | Conventional | 07/07/2023 |  | 10/02/2023
Daikin Comfort Technologies Manufacturing, L.P. | AMANA DISTINCTIONS | GPGM342***41A* | GPGM342***41A* |  |  | Voluntarily Certified | Single-package air conditioner | False | False | 40000 |  | 13.4 | 13.4 |  |  | False | 30 | 30 | 10.6 |  |  | False | Conventional | 07/07/2023 |  | 10/02/2023
Daikin Comfort Technologies Manufacturing, L.P. | AMANA DISTINCTIONS | GPGM348***41A* | GPGM348***41A* |  |  | Voluntarily Certified | Single-package air conditioner | False | False | 46000 |  | 13.4 |  |  |  | False | 30 |  | 10.6 |  |  | False | Conventional | 07/07/2023 |  | 10/02/2023
Daikin Comfort Technologies Manufacturing, L.P. | AMANA DISTINCTIONS | GPGM361***41A* | GPGM361***41A* |  |  | Voluntarily Certified | Single-package air conditioner | False | False | 56000 |  | 13.4 | 13.4 |  |  | False | 30 | 30 | 10.6 |  |  | False | Conventional | 07/07/2023 |  | 10/02/2023
Daikin Comfort Technologies Manufacturing, L.P. | AMANA DISTINCTIONS | GPGM524***41A* | GPGM524***41A* |  |  | Voluntarily Certified | Single-package air conditioner | False | False | 23000 |  | 15.2 | 13.4 |  |  | False | 30 | 30 | 11.2 |  |  | False | Conventional | 07/07/2023 |  | 10/02/2023
Daikin Comfort Technologies Manufacturing, L.P. | AMANA DISTINCTIONS | GPGM530***41A* | GPGM530***41A* |  |  | Voluntarily Certified | Single-package air conditioner | False | False | 29000 |  | 14.6 | 13.4 |  |  | False | 30 | 30 | 11.2 |  |  | False | Conventional | 07/07/2023 |  | 10/02/2023
Daikin Comfort Technologies Manufacturing, L.P. | AMANA DISTINCTIONS | GPGM536***41A* | GPGM536***41A* |  |  | Voluntarily Certified | Single-package air conditioner | False | False | 35000 |  | 15.2 | 13.4 |  |  | False | 30 | 30 | 11.2 |  |  | False | Conventional | 07/07/2023 |  | 10/02/2023
Daikin Comfort Technologies Manufacturing, L.P. | AMANA DISTINCTIONS | GPGM542***41A* | GPGM542***41A* |  |  | Voluntarily Certified | Single-package air conditioner | False | False | 41000 |  | 14.7 | 13.4 |  |  | False | 30 | 30 | 11.2 |  |  | False | Conventional | 07/07/2023 |  | 10/02/2023
Daikin Comfort Technologies Manufacturing, L.P. | AMANA DISTINCTIONS | GPGM548***41A* | GPGM548***41A* |  |  | Voluntarily Certified | Single-package air conditioner | False | False | 46000 |  | 15 |  |  |  | False | 30 |  | 11.2 |  |  | False | Conventional | 07/07/2023 |  | 10/02/2023
Daikin Comfort Technologies Manufacturing, L.P. | AMANA DISTINCTIONS | GPGM560***41A* | GPGM560***41A* |  |  | Voluntarily Certified | Single-package air conditioner | False | False | 58000 |  | 15.2 | 13.4 |  |  | False | 30 | 30 | 11.2 |  |  | False | Conventional | 07/07/2023 |  | 10/02/2023
Daikin Comfort Technologies Manufacturing, L.P. | AMANA DISTINCTIONS | GPUM324***41A* | GPUM324***41A* |  |  | Voluntarily Certified | Single-package air conditioner | False | False | 23000 |  | 13.4 | 13.4 |  |  | False | 30 | 30 | 10.6 |  |  | False | Conventional | 07/07/2023 |  | 10/02/2023
Daikin Comfort Technologies Manufacturing, L.P. | AMANA DISTINCTIONS | GPUM330***41A* | GPUM330***41A* |  |  | Voluntarily Certified | Single-package air conditioner | False | False | 28600 |  | 13.4 | 13.4 |  |  | False | 30 | 30 | 10.6 |  |  | False | Conventional | 07/07/2023 |  | 10/02/2023
Daikin Comfort Technologies Manufacturing, L.P. | AMANA DISTINCTIONS | GPUM336***41A* | GPUM336***41A* |  |  | Voluntarily Certified | Single-package air conditioner | False | False | 34200 |  | 13.4 | 13.4 |  |  | False | 30 | 30 | 10.6 |  |  | False | Conventional | 07/07/2023 |  | 10/02/2023
Daikin Comfort Technologies Manufacturing, L.P. | AMANA DISTINCTIONS | GPUM342***41A* | GPUM342***41A* |  |  | Voluntarily Certified | Single-package air conditioner | False | False | 40000 |  | 13.4 | 13.4 |  |  | False | 30 | 30 | 10.6 |  |  | False | Conventional | 07/07/2023 |  | 10/02/2023
Daikin Comfort Technologies Manufacturing, L.P. | AMANA DISTINCTIONS | GPUM348***41A* | GPUM348***41A* |  |  | Voluntarily Certified | Single-package air conditioner | False | False | 46000 |  | 13.4 | 13.4 |  |  | False | 30 | 30 | 10.6 |  |  | False | Conventional | 07/07/2023 |  | 10/02/2023
Daikin Comfort Technologies Manufacturing, L.P. | AMANA DISTINCTIONS | GPUM361***41A* | GPUM361***41A* |  |  | Voluntarily Certified | Single-package air conditioner | False | False | 56000 |  | 13.4 | 13.4 |  |  | False | 30 | 30 | 10.6 |  |  | False | Conventional | 07/07/2023 |  | 10/02/2023
Daikin Comfort Technologies Manufacturing, L.P. | AMANA DISTINCTIONS | GSXB401810A* | GSXB401810A* | CAPTA1818*4A*+EEP |  | Voluntarily Certified | Single-split-system air condit | False | False | 17400 |  | 14.3 | 13.4 |  |  | False | 30 | 30 | 11.7 |  | Coil-Only System | False | Conventional | 07/07/2023 |  | 10/02/2023
Daikin Comfort Technologies Manufacturing, L.P. | AMANA DISTINCTIONS | GSXB402410A* | GSXB402410A* | CAPTA2422*4A*+EEP |  | Voluntarily Certified | Single-split-system air condit | False | False | 23600 |  | 14.3 | 13.4 |  |  | True | 30 | 30 | 11.7 |  | Coil-Only System | False | Conventional | 07/07/2023 |  | 10/02/2023
Daikin Comfort Technologies Manufacturing, L.P. | AMANA DISTINCTIONS | GSXB403010A* | GSXB403010A* | CAPTA3022*4A*+EEP |  | Voluntarily Certified | Single-split-system air condit | False | False | 28400 |  | 14.3 | 13.4 |  |  | True | 30 | 30 | 11.7 |  | Coil-Only System | False | Conventional | 07/07/2023 |  | 10/02/2023
Daikin Comfort Technologies Manufacturing, L.P. | AMANA DISTINCTIONS | GSXB403610A* | GSXB403610A* | CAPTA3626*4A*+EEP |  | Voluntarily Certified | Single-split-system air condit | False | False | 34200 |  | 14.3 | 13.4 |  |  | True | 30 | 30 | 11.7 |  | Coil-Only System | False | Conventional | 07/07/2023 |  | 10/02/2023
Daikin Comfort Technologies Manufacturing, L.P. | AMANA DISTINCTIONS | GSXB404210A* | GSXB404210A* | CAPTA4230*4A*+EEP |  | Voluntarily Certified | Single-split-system air condit | False | False | 40000 |  | 14.3 | 13.4 |  |  | True | 30 | 30 | 11.7 |  | Coil-Only System | False | Conventional | 07/07/2023 |  | 10/02/2023
Daikin Comfort Technologies Manufacturing, L.P. | AMANA DISTINCTIONS | GSXB404810A* | GSXB404810A* | CA*F4961*6D*+EEP+TXV |  | Voluntarily Certified | Single-split-system air condit | False | False | 45500 |  | 13.8 | 13.4 |  |  | False | 30 | 30 | 11.7 |  | Coil-Only System | False | Conventional | 07/07/2023 |  | 10/02/2023
Daikin Comfort Technologies Manufacturing, L.P. | AMANA DISTINCTIONS | GSXB406010A* | GSXB406010A* | CA*F4961*6D*+EEP+TXV |  | Voluntarily Certified | Single-split-system air condit | False | False | 55000 |  | 13.8 | 13.4 |  |  | False | 30 | 30 | 11.2 |  | Coil-Only System | False | Conventional | 07/07/2023 |  | 10/02/2023
Daikin Comfort Technologies Manufacturing, L.P. | AMANA DISTINCTIONS | GSXC702410A* | GSXC702410A* | CA*FA2422*6B*+EEP+TXV |  | Voluntarily Certified | Single-split-system air condit | False | False | 22800 |  | 14.3 | 13.4 |  |  | True | 30 | 30 | 11.7 |  | Coil-Only System | False | Conventional | 07/07/2023 |  | 10/02/2023
Daikin Comfort Technologies Manufacturing, L.P. | AMANA DISTINCTIONS | GSXC703610A* | GSXC703610A* | CA*FA4226*6A*+EEP+TXV |  | Voluntarily Certified | Single-split-system air condit | False | False | 34200 |  | 14.3 | 13.4 |  |  | False | 30 | 30 | 11.7 |  | Coil-Only System | False | Conventional | 07/07/2023 |  | 10/02/2023
Daikin Comfort Technologies Manufacturing, L.P. | AMANA DISTINCTIONS | GSXC704810A* | GSXC704810A* | CA*F4961*6D*+EEP+TXV |  | Voluntarily Certified | Single-split-system air condit | False | False | 47000 |  | 13.8 | 13.4 |  |  | False | 30 | 30 | 11.2 |  | Coil-Only System | False | Conventional | 07/07/2023 |  | 10/02/2023
Daikin Comfort Technologies Manufacturing, L.P. | AMANA DISTINCTIONS | GSXC706010A* | GSXC706010A* | CA*F4961*6D*+EEP+TXV |  | Voluntarily Certified | Single-split-system air condit | False | False | 56000 |  | 13.8 | 13.4 |  |  | False | 30 | 30 | 11.2 |  | Coil-Only System | False | Conventional | 07/07/2023 |  | 10/02/2023
Daikin Comfort Technologies Manufacturing, L.P. | AMANA DISTINCTIONS | GSXH501810A* | GSXH501810A* | CA*FA1818*6C*+EEP+TXV |  | Voluntarily Certified | Single-split-system air condit | False | False | 17400 |  | 14.3 | 13.4 |  |  | False | 30 | 30 | 11.7 |  | Coil-Only System | False | Conventional | 07/07/2023 |  | 10/02/2023
Daikin Comfort Technologies Manufacturing, L.P. | AMANA DISTINCTIONS | GSXH502410A* | GSXH502410A* | CA*FA2422*6B*+EEP+TXV |  | Voluntarily Certified | Single-split-system air condit | False | False | 23600 |  | 14.3 | 13.4 |  |  | True | 30 | 30 | 11.7 |  | Coil-Only System | False | Conventional | 07/07/2023 |  | 10/02/2023
Daikin Comfort Technologies Manufacturing, L.P. | AMANA DISTINCTIONS | GSXH503010A* | GSXH503010A* | CA*FA3022*6B*+EEP+TXV |  | Voluntarily Certified | Single-split-system air condit | False | False | 28400 |  | 14.3 | 13.4 |  |  | True | 30 | 30 | 11.7 |  | Coil-Only System | False | Conventional | 07/07/2023 |  | 10/02/2023
Daikin Comfort Technologies Manufacturing, L.P. | AMANA DISTINCTIONS | GSXH503610A* | GSXH503610A* | CA*FA4226*6A*+EEP+TXV |  | Voluntarily Certified | Single-split-system air condit | False | False | 34200 |  | 14.3 | 13.4 |  |  | True | 30 | 30 | 11.7 |  | Coil-Only System | False | Conventional | 07/07/2023 |  | 10/02/2023
Daikin Comfort Technologies Manufacturing, L.P. | AMANA DISTINCTIONS | GSXH504210A* | GSXH504210A* | CAPTA4230*4A*+EEP |  | Voluntarily Certified | Single-split-system air condit | False | False | 40000 |  | 14.3 |  |  |  | True | 30 |  | 11.7 |  | Coil-Only System | False | Conventional | 07/07/2023 |  | 10/02/2023
Daikin Comfort Technologies Manufacturing, L.P. | AMANA DISTINCTIONS | GSXH504810A* | GSXH504810A* | CA*F4961*6D*+EEP+TXV |  | Voluntarily Certified | Single-split-system air condit | False | False | 45500 |  | 13.8 |  |  |  | False | 30 |  | 11.7 |  | Coil-Only System | False | Conventional | 07/07/2023 |  | 10/02/2023
Daikin Comfort Technologies Manufacturing, L.P. | AMANA DISTINCTIONS | GSXH506010A* | GSXH506010A* | CA*F4961*6D*+EEP+TXV |  | Voluntarily Certified | Single-split-system air condit | False | False | 55000 |  | 13.8 | 13.4 |  |  | False | 30 | 30 | 11.2 |  | Coil-Only System | False | Conventional | 07/07/2023 |  | 10/02/2023
Daikin Comfort Technologies Manufacturing, L.P. | AMANA DISTINCTIONS | GSXM401810A* | GSXM401810A* | CA*FA1818*6C*+EEP+TXV |  | Voluntarily Certified | Single-split-system air condit | False | False | 17400 |  | 14.3 | 13.4 |  |  | False | 30 | 30 | 11.7 |  | Coil-Only System | False | Conventional | 07/07/2023 |  | 10/02/2023
Daikin Comfort Technologies Manufacturing, L.P. | AMANA DISTINCTIONS | GSXM402410A* | GSXM402410A* | CA*FA2422*6B*+EEP+TXV |  | Voluntarily Certified | Single-split-system air condit | False | False | 23600 |  | 14.3 | 13.4 |  |  | True | 30 | 30 | 11.7 |  | Coil-Only System | False | Conventional | 07/07/2023 |  | 10/02/2023
Daikin Comfort Technologies Manufacturing, L.P. | AMANA DISTINCTIONS | GSXM403010A* | GSXM403010A* | CA*FA3022*6B*+EEP+TXV |  | Voluntarily Certified | Single-split-system air condit | False | False | 28400 |  | 14.3 | 13.4 |  |  | True | 30 | 30 | 11.7 |  | Coil-Only System | False | Conventional | 07/07/2023 |  | 10/02/2023
Daikin Comfort Technologies Manufacturing, L.P. | AMANA DISTINCTIONS | GSXM403610A* | GSXM403610A* | CA*FA4226*6A*+EEP+TXV |  | Voluntarily Certified | Single-split-system air condit | False | False | 34200 |  | 14.3 | 13.4 |  |  | True | 30 | 30 | 11.7 |  | Coil-Only System | False | Conventional | 07/07/2023 |  | 10/02/2023
Daikin Comfort Technologies Manufacturing, L.P. | AMANA DISTINCTIONS | GSXN401810A* | GSXN401810A* | CA*FA1818*6C*+EEP+TXV |  | Voluntarily Certified | Single-split-system air condit | False | False | 17400 |  | 14.3 | 13.4 |  |  | False | 30 | 30 | 11.7 |  | Coil-Only System | False | Conventional | 07/07/2023 |  | 10/02/2023
Daikin Comfort Technologies Manufacturing, L.P. | AMANA DISTINCTIONS | GSXN402410A* | GSXN402410A* | CA*FA2422*6B*+EEP+TXV |  | Voluntarily Certified | Single-split-system air condit | False | False | 22600 |  | 14.3 | 13.4 |  |  | False | 30 | 30 | 11.7 |  | Coil-Only System | False | Conventional | 07/07/2023 |  | 10/02/2023
Daikin Comfort Technologies Manufacturing, L.P. | AMANA DISTINCTIONS | GSXN403010A* | GSXN403010A* | CA*FA3626*6A*+EEP+TXV |  | Voluntarily Certified | Single-split-system air condit | False | False | 28600 |  | 14.3 |  |  |  | False | 30 |  | 11.7 |  | Coil-Only System | False | Conventional | 07/07/2023 |  | 10/02/2023
Daikin Comfort Technologies Manufacturing, L.P. | AMANA DISTINCTIONS | GSXN403610A* | GSXN403610A* | CA*FA4226*6A*+EEP+TXV |  | Voluntarily Certified | Single-split-system air condit | False | False | 34200 |  | 14.3 | 13.4 |  |  | False | 30 | 30 | 11.7 |  | Coil-Only System | False | Conventional | 07/07/2023 |  | 10/02/2023
Daikin Comfort Technologies Manufacturing, L.P. | AMANA DISTINCTIONS | GSXN404210A* | GSXN404210A* | CAPTA4230*4A*+EEP |  | Voluntarily Certified | Single-split-system air condit | False | False | 39500 |  | 14.3 | 13.4 |  |  | False | 30 | 30 | 11.7 |  | Coil-Only System | False | Conventional | 07/07/2023 |  | 10/02/2023
Daikin Comfort Technologies Manufacturing, L.P. | AMANA DISTINCTIONS | GSXN404810A* | GSXN404810A* | CA*F4961*6D*+EEP+TXV |  | Voluntarily Certified | Single-split-system air condit | False | False | 45500 |  | 13.8 | 13.4 |  |  | False | 30 | 30 | 11.7 |  | Coil-Only System | False | Conventional | 07/07/2023 |  | 10/02/2023
Daikin Comfort Technologies Manufacturing, L.P. | AMANA DISTINCTIONS | GSXN406010A* | GSXN406010A* | CA*F4961*6D*+EEP+TXV |  | Voluntarily Certified | Single-split-system air condit | False | False | 55000 |  | 13.8 | 13.4 |  |  | False | 30 | 30 | 11.2 |  | Coil-Only System | False | Conventional | 07/07/2023 |  | 10/02/2023
Daikin Comfort Technologies Manufacturing, L.P. | AMANA DISTINCTIONS | VSXN401810A* | VSXN401810A* | CA*FA1818*6C*+EEP+TXV |  | Voluntarily Certified | Single-split-system air condit | False | False | 17400 |  | 14.3 | 13.4 |  |  | False | 30 | 30 | 11.7 |  | Coil-Only System | False | Conventional | 07/07/2023 |  | 10/02/2023
Daikin Comfort Technologies Manufacturing, L.P. | AMANA DISTINCTIONS | VSXN402410A* | VSXN402410A* | CA*FA2422*6B*+EEP+TXV |  | Voluntarily Certified | Single-split-system air condit | False | False | 22600 |  | 14.3 | 13.4 |  |  | False | 30 | 30 | 11.7 |  | Coil-Only System | False | Conventional | 07/07/2023 |  | 10/02/2023
Daikin Comfort Technologies Manufacturing, L.P. | AMANA DISTINCTIONS | VSXN403010A* | VSXN403010A* | CA*FA3626*6A*+EEP+TXV |  | Voluntarily Certified | Single-split-system air condit | False | False | 28600 |  | 14.3 |  |  |  | False | 30 |  | 11.7 |  | Coil-Only System | False | Conventional | 07/07/2023 |  | 10/02/2023
Daikin Comfort Technologies Manufacturing, L.P. | AMANA DISTINCTIONS | VSXN403610A* | VSXN403610A* | CA*FA4226*6A*+EEP+TXV |  | Voluntarily Certified | Single-split-system air condit | False | False | 34200 |  | 14.3 | 13.4 |  |  | False | 30 | 30 | 11.7 |  | Coil-Only System | False | Conventional | 07/07/2023 |  | 10/02/2023
Daikin Comfort Technologies Manufacturing, L.P. | AMANA DISTINCTIONS | VSXN404210A* | VSXN404210A* | CAPTA4230*4A*+EEP |  | Voluntarily Certified | Single-split-system air condit | False | False | 39500 |  | 14.3 |  |  |  | False | 30 |  | 11.7 |  | Coil-Only System | False | Conventional | 07/07/2023 |  | 10/02/2023
Daikin Comfort Technologies Manufacturing, L.P. | AMANA DISTINCTIONS | VSXN404810A* | VSXN404810A* | CA*F4961*6D*+EEP+TXV |  | Voluntarily Certified | Single-split-system air condit | False | False | 45500 |  | 13.8 | 13.4 |  |  | False | 30 | 30 | 11.7 |  | Coil-Only System | False | Conventional | 07/07/2023 |  | 10/02/2023
Daikin Comfort Technologies Manufacturing, L.P. | AMANA DISTINCTIONS | VSXN406010A* | VSXN406010A* | CA*F4961*6D*+EEP+TXV |  | Voluntarily Certified | Single-split-system air condit | False | False | 55000 |  | 13.8 |  |  |  | False | 30 |  | 11.2 |  | Coil-Only System | False | Conventional | 07/07/2023 |  | 10/02/2023
Daikin Comfort Technologies Manufacturing, L.P. | ABCOOLAIR | GPCH32441A* | GPCH32441A* |  |  | Voluntarily Certified | Single-package air conditioner | False | False | 22800 |  | 13.4 | 13.4 |  |  | False | 30 | 30 | 10.6 |  |  | False | Conventional | 07/07/2023 |  | 10/02/2023
Daikin Comfort Technologies Manufacturing, L.P. | ABCOOLAIR | GPCH33041A* | GPCH33041A* |  |  | Voluntarily Certified | Single-package air conditioner | False | False | 28200 |  | 13.4 | 13.4 |  |  | False | 30 | 30 | 10.6 |  |  | False | Conventional | 07/07/2023 |  | 10/02/2023
Daikin Comfort Technologies Manufacturing, L.P. | ABCOOLAIR | GPCH33641A* | GPCH33641A* |  |  | Voluntarily Certified | Single-package air conditioner | False | False | 35600 |  | 13.4 | 13.4 |  |  | False | 30 | 30 | 10.6 |  |  | False | Conventional | 07/07/2023 |  | 10/02/2023
Daikin Comfort Technologies Manufacturing, L.P. | ABCOOLAIR | GPCH34241A* | GPCH34241A* |  |  | Voluntarily Certified | Single-package air conditioner | False | False | 40000 |  | 13.4 | 13.4 |  |  | False | 30 | 30 | 10.6 |  |  | False | Conventional | 07/07/2023 |  | 10/02/2023
Daikin Comfort Technologies Manufacturing, L.P. | ABCOOLAIR | GPCH34841A* | GPCH34841A* |  |  | Voluntarily Certified | Single-package air conditioner | False | False | 46000 |  | 13.4 | 13.4 |  |  | False | 30 | 30 | 10.6 |  |  | False | Conventional | 07/07/2023 |  | 10/02/2023
Daikin Comfort Technologies Manufacturing, L.P. | ABCOOLAIR | GPCH36041A* | GPCH36041A* |  |  | Voluntarily Certified | Single-package air conditioner | False | False | 56000 |  | 13.4 | 13.4 |  |  | False | 30 | 30 | 10.6 |  |  | False | Conventional | 07/07/2023 |  | 10/02/2023
Daikin Comfort Technologies Manufacturing, L.P. | ABCOOLAIR | GPCM32441A* | GPCM32441A* |  |  | Voluntarily Certified | Single-package air conditioner | False | False | 22800 |  | 13.4 | 13.4 |  |  | False | 30 | 30 | 10.6 |  |  | False | Conventional | 07/07/2023 |  | 10/02/2023
Daikin Comfort Technologies Manufacturing, L.P. | ABCOOLAIR | GPCM33041A* | GPCM33041A* |  |  | Voluntarily Certified | Single-package air conditioner | False | False | 27800 |  | 13.4 | 13.4 |  |  | False | 30 | 30 | 10.6 |  |  | False | Conventional | 07/07/2023 |  | 10/02/2023
Daikin Comfort Technologies Manufacturing, L.P. | ABCOOLAIR | GPCM33641A* | GPCM33641A* |  |  | Voluntarily Certified | Single-package air conditioner | False | False | 34200 |  | 13.4 | 13.4 |  |  | False | 30 | 30 | 10.6 |  |  | False | Conventional | 07/07/2023 |  | 10/02/2023
Daikin Comfort Technologies Manufacturing, L.P. | ABCOOLAIR | GPCM34241A* | GPCM34241A* |  |  | Voluntarily Certified | Single-package air conditioner | False | False | 40000 |  | 13.4 | 13.4 |  |  | False | 30 | 30 | 10.6 |  |  | False | Conventional | 07/07/2023 |  | 10/02/2023
Daikin Comfort Technologies Manufacturing, L.P. | ABCOOLAIR | GPCM34841A* | GPCM34841A* |  |  | Voluntarily Certified | Single-package air conditioner | False | False | 44500 |  | 13.4 | 13.4 |  |  | False | 30 | 30 | 10.6 |  |  | False | Conventional | 07/07/2023 |  | 10/02/2023
Daikin Comfort Technologies Manufacturing, L.P. | ABCOOLAIR | GPCM36041A* | GPCM36041A* |  |  | Voluntarily Certified | Single-package air conditioner | False | False | 54500 |  | 13.4 | 13.4 |  |  | False | 30 | 30 | 10.6 |  |  | False | Conventional | 07/07/2023 |  | 10/02/2023
Daikin Comfort Technologies Manufacturing, L.P. | ABCOOLAIR | GPGM324***41A* | GPGM324***41A* |  |  | Voluntarily Certified | Single-package air conditioner | False | False | 23000 |  | 13.4 | 13.4 |  |  | False | 30 | 30 | 10.6 |  |  | False | Conventional | 07/07/2023 |  | 10/02/2023
Daikin Comfort Technologies Manufacturing, L.P. | ABCOOLAIR | GPGM330***41A* | GPGM330***41A* |  |  | Voluntarily Certified | Single-package air conditioner | False | False | 28600 |  | 13.4 | 13.4 |  |  | False | 30 | 30 | 10.6 |  |  | False | Conventional | 07/07/2023 |  | 10/02/2023
Daikin Comfort Technologies Manufacturing, L.P. | ABCOOLAIR | GPGM336***41A* | GPGM336***41A* |  |  | Voluntarily Certified | Single-package air conditioner | False | False | 34200 |  | 13.4 | 13.4 |  |  | False | 30 | 30 | 10.6 |  |  | False | Conventional | 07/07/2023 |  | 10/02/2023
Daikin Comfort Technologies Manufacturing, L.P. | ABCOOLAIR | GPGM342***41A* | GPGM342***41A* |  |  | Voluntarily Certified | Single-package air conditioner | False | False | 40000 |  | 13.4 | 13.4 |  |  | False | 30 | 30 | 10.6 |  |  | False | Conventional | 07/07/2023 |  | 10/02/2023
Daikin Comfort Technologies Manufacturing, L.P. | ABCOOLAIR | GPGM348***41A* | GPGM348***41A* |  |  | Voluntarily Certified | Single-package air conditioner | False | False | 46000 |  | 13.4 |  |  |  | False | 30 |  | 10.6 |  |  | False | Conventional | 07/07/2023 |  | 10/02/2023
Daikin Comfort Technologies Manufacturing, L.P. | ABCOOLAIR | GPGM361***41A* | GPGM361***41A* |  |  | Voluntarily Certified | Single-package air conditioner | False | False | 56000 |  | 13.4 | 13.4 |  |  | False | 30 | 30 | 10.6 |  |  | False | Conventional | 07/07/2023 |  | 10/02/2023
Daikin Comfort Technologies Manufacturing, L.P. | ABCOOLAIR | GPGM524***41A* | GPGM524***41A* |  |  | Voluntarily Certified | Single-package air conditioner | False | False | 23000 |  | 15.2 | 13.4 |  |  | False | 30 | 30 | 11.2 |  |  | False | Conventional | 07/07/2023 |  | 10/02/2023
Daikin Comfort Technologies Manufacturing, L.P. | ABCOOLAIR | GPGM530***41A* | GPGM530***41A* |  |  | Voluntarily Certified | Single-package air conditioner | False | False | 29000 |  | 14.6 | 13.4 |  |  | False | 30 | 30 | 11.2 |  |  | False | Conventional | 07/07/2023 |  | 10/02/2023
Daikin Comfort Technologies Manufacturing, L.P. | ABCOOLAIR | GPGM536***41A* | GPGM536***41A* |  |  | Voluntarily Certified | Single-package air conditioner | False | False | 35000 |  | 15.2 | 13.4 |  |  | False | 30 | 30 | 11.2 |  |  | False | Conventional | 07/07/2023 |  | 10/02/2023
Daikin Comfort Technologies Manufacturing, L.P. | ABCOOLAIR | GPGM542***41A* | GPGM542***41A* |  |  | Voluntarily Certified | Single-package air conditioner | False | False | 41000 |  | 14.7 | 13.4 |  |  | False | 30 | 30 | 11.2 |  |  | False | Conventional | 07/07/2023 |  | 10/02/2023
Daikin Comfort Technologies Manufacturing, L.P. | ABCOOLAIR | GPGM548***41A* | GPGM548***41A* |  |  | Voluntarily Certified | Single-package air conditioner | False | False | 46000 |  | 15 |  |  |  | False | 30 |  | 11.2 |  |  | False | Conventional | 07/07/2023 |  | 10/02/2023
Daikin Comfort Technologies Manufacturing, L.P. | ABCOOLAIR | GPGM560***41A* | GPGM560***41A* |  |  | Voluntarily Certified | Single-package air conditioner | False | False | 58000 |  | 15.2 | 13.4 |  |  | False | 30 | 30 | 11.2 |  |  | False | Conventional | 07/07/2023 |  | 10/02/2023
Daikin Comfort Technologies Manufacturing, L.P. | ABCOOLAIR | GPUM324***41A* | GPUM324***41A* |  |  | Voluntarily Certified | Single-package air conditioner | False | False | 23000 |  | 13.4 | 13.4 |  |  | False | 30 | 30 | 10.6 |  |  | False | Conventional | 07/07/2023 |  | 10/02/2023
Daikin Comfort Technologies Manufacturing, L.P. | ABCOOLAIR | GPUM330***41A* | GPUM330***41A* |  |  | Voluntarily Certified | Single-package air conditioner | False | False | 28600 |  | 13.4 |  |  |  | False | 30 |  | 10.6 |  |  | False | Conventional | 07/07/2023 |  | 10/02/2023
Daikin Comfort Technologies Manufacturing, L.P. | ABCOOLAIR | GPUM336***41A* | GPUM336***41A* |  |  | Voluntarily Certified | Single-package air conditioner | False | False | 34200 |  | 13.4 | 13.4 |  |  | False | 30 | 30 | 10.6 |  |  | False | Conventional | 07/07/2023 |  | 10/02/2023
Daikin Comfort Technologies Manufacturing, L.P. | ABCOOLAIR | GPUM342***41A* | GPUM342***41A* |  |  | Voluntarily Certified | Single-package air conditioner | False | False | 40000 |  | 13.4 | 13.4 |  |  | False | 30 | 30 | 10.6 |  |  | False | Conventional | 07/07/2023 |  | 10/02/2023
Daikin Comfort Technologies Manufacturing, L.P. | ABCOOLAIR | GPUM348***41A* | GPUM348***41A* |  |  | Voluntarily Certified | Single-package air conditioner | False | False | 46000 |  | 13.4 | 13.4 |  |  | False | 30 | 30 | 10.6 |  |  | False | Conventional | 07/07/2023 |  | 10/02/2023
Daikin Comfort Technologies Manufacturing, L.P. | ABCOOLAIR | GPUM361***41A* | GPUM361***41A* |  |  | Voluntarily Certified | Single-package air conditioner | False | False | 56000 |  | 13.4 | 13.4 |  |  | False | 30 | 30 | 10.6 |  |  | False | Conventional | 07/07/2023 |  | 10/02/2023
Daikin Comfort Technologies Manufacturing, L.P. | ABCOOLAIR | GSXB401810A* | GSXB401810A* | CAPTA1818*4A*+EEP |  | Voluntarily Certified | Single-split-system air condit | False | False | 17400 |  | 14.3 | 13.4 |  |  | False | 30 | 30 | 11.7 |  | Coil-Only System | False | Conventional | 07/07/2023 |  | 10/02/2023
Daikin Comfort Technologies Manufacturing, L.P. | ABCOOLAIR | GSXB402410A* | GSXB402410A* | CAPTA2422*4A*+EEP |  | Voluntarily Certified | Single-split-system air condit | False | False | 23600 |  | 14.3 | 13.4 |  |  | True | 30 | 30 | 11.7 |  | Coil-Only System | False | Conventional | 07/07/2023 |  | 10/02/2023
Daikin Comfort Technologies Manufacturing, L.P. | ABCOOLAIR | GSXB403010A* | GSXB403010A* | CAPTA3022*4A*+EEP |  | Voluntarily Certified | Single-split-system air condit | False | False | 28400 |  | 14.3 | 13.4 |  |  | True | 30 | 30 | 11.7 |  | Coil-Only System | False | Conventional | 07/07/2023 |  | 10/02/2023
Daikin Comfort Technologies Manufacturing, L.P. | ABCOOLAIR | GSXB403610A* | GSXB403610A* | CAPTA3626*4A*+EEP |  | Voluntarily Certified | Single-split-system air condit | False | False | 34200 |  | 14.3 | 13.4 |  |  | True | 30 | 30 | 11.7 |  | Coil-Only System | False | Conventional | 07/07/2023 |  | 10/02/2023
Daikin Comfort Technologies Manufacturing, L.P. | ABCOOLAIR | GSXB404210A* | GSXB404210A* | CAPTA4230*4A*+EEP |  | Voluntarily Certified | Single-split-system air condit | False | False | 40000 |  | 14.3 | 13.4 |  |  | True | 30 | 30 | 11.7 |  | Coil-Only System | False | Conventional | 07/07/2023 |  | 10/02/2023
Daikin Comfort Technologies Manufacturing, L.P. | ABCOOLAIR | GSXB404810A* | GSXB404810A* | CA*F4961*6D*+EEP+TXV |  | Voluntarily Certified | Single-split-system air condit | False | False | 45500 |  | 13.8 | 13.4 |  |  | False | 30 | 30 | 11.7 |  | Coil-Only System | False | Conventional | 07/07/2023 |  | 10/02/2023
Daikin Comfort Technologies Manufacturing, L.P. | ABCOOLAIR | GSXB406010A* | GSXB406010A* | CA*F4961*6D*+EEP+TXV |  | Voluntarily Certified | Single-split-system air condit | False | False | 55000 |  | 13.8 | 13.4 |  |  | False | 30 | 30 | 11.2 |  | Coil-Only System | False | Conventional | 07/07/2023 |  | 10/02/2023
Daikin Comfort Technologies Manufacturing, L.P. | ABCOOLAIR | GSXC702410A* | GSXC702410A* | CA*FA2422*6B*+EEP+TXV |  | Voluntarily Certified | Single-split-system air condit | False | False | 22800 |  | 14.3 | 13.4 |  |  | True | 30 | 30 | 11.7 |  | Coil-Only System | False | Conventional | 07/07/2023 |  | 10/02/2023
Daikin Comfort Technologies Manufacturing, L.P. | ABCOOLAIR | GSXC703610A* | GSXC703610A* | CA*FA4226*6A*+EEP+TXV |  | Voluntarily Certified | Single-split-system air condit | False | False | 34200 |  | 14.3 | 13.4 |  |  | False | 30 | 30 | 11.7 |  | Coil-Only System | False | Conventional | 07/07/2023 |  | 10/02/2023
Daikin Comfort Technologies Manufacturing, L.P. | ABCOOLAIR | GSXC704810A* | GSXC704810A* | CA*F4961*6D*+EEP+TXV |  | Voluntarily Certified | Single-split-system air condit | False | False | 47000 |  | 13.8 | 13.4 |  |  | False | 30 | 30 | 11.2 |  | Coil-Only System | False | Conventional | 07/07/2023 |  | 10/02/2023
Daikin Comfort Technologies Manufacturing, L.P. | ABCOOLAIR | GSXC706010A* | GSXC706010A* | CA*F4961*6D*+EEP+TXV |  | Voluntarily Certified | Single-split-system air condit | False | False | 56000 |  | 13.8 |  |  |  | False | 30 |  | 11.2 |  | Coil-Only System | False | Conventional | 07/07/2023 |  | 10/02/2023
Daikin Comfort Technologies Manufacturing, L.P. | ABCOOLAIR | GSXH501810A* | GSXH501810A* | CA*FA1818*6C*+EEP+TXV |  | Voluntarily Certified | Single-split-system air condit | False | False | 17400 |  | 14.3 | 13.4 |  |  | False | 30 | 30 | 11.7 |  | Coil-Only System | False | Conventional | 07/07/2023 |  | 10/02/2023
Daikin Comfort Technologies Manufacturing, L.P. | ABCOOLAIR | GSXH502410A* | GSXH502410A* | CA*FA2422*6B*+EEP+TXV |  | Voluntarily Certified | Single-split-system air condit | False | False | 23600 |  | 14.3 | 13.4 |  |  | True | 30 | 30 | 11.7 |  | Coil-Only System | False | Conventional | 07/07/2023 |  | 10/02/2023
Daikin Comfort Technologies Manufacturing, L.P. | ABCOOLAIR | GSXH503010A* | GSXH503010A* | CA*FA3022*6B*+EEP+TXV |  | Voluntarily Certified | Single-split-system air condit | False | False | 28400 |  | 14.3 | 13.4 |  |  | True | 30 | 30 | 11.7 |  | Coil-Only System | False | Conventional | 07/07/2023 |  | 10/02/2023
Daikin Comfort Technologies Manufacturing, L.P. | ABCOOLAIR | GSXH503610A* | GSXH503610A* | CA*FA4226*6A*+EEP+TXV |  | Voluntarily Certified | Single-split-system air condit | False | False | 34200 |  | 14.3 | 13.4 |  |  | True | 30 | 30 | 11.7 |  | Coil-Only System | False | Conventional | 07/07/2023 |  | 10/02/2023
Daikin Comfort Technologies Manufacturing, L.P. | ABCOOLAIR | GSXH504210A* | GSXH504210A* | CAPTA4230*4A*+EEP |  | Voluntarily Certified | Single-split-system air condit | False | False | 40000 |  | 14.3 |  |  |  | True | 30 |  | 11.7 |  | Coil-Only System | False | Conventional | 07/07/2023 |  | 10/02/2023
Daikin Comfort Technologies Manufacturing, L.P. | ABCOOLAIR | GSXH504810A* | GSXH504810A* | CA*F4961*6D*+EEP+TXV |  | Voluntarily Certified | Single-split-system air condit | False | False | 45500 |  | 13.8 |  |  |  | False | 30 |  | 11.7 |  | Coil-Only System | False | Conventional | 07/07/2023 |  | 10/02/2023
Daikin Comfort Technologies Manufacturing, L.P. | ABCOOLAIR | GSXH506010A* | GSXH506010A* | CA*F4961*6D*+EEP+TXV |  | Voluntarily Certified | Single-split-system air condit | False | False | 55000 |  | 13.8 | 13.4 |  |  | False | 30 | 30 | 11.2 |  | Coil-Only System | False | Conventional | 07/07/2023 |  | 10/02/2023
Daikin Comfort Technologies Manufacturing, L.P. | ABCOOLAIR | GSXM401810A* | GSXM401810A* | CA*FA1818*6C*+EEP+TXV |  | Voluntarily Certified | Single-split-system air condit | False | False | 17400 |  | 14.3 | 13.4 |  |  | False | 30 | 30 | 11.7 |  | Coil-Only System | False | Conventional | 07/07/2023 |  | 10/02/2023
Daikin Comfort Technologies Manufacturing, L.P. | ABCOOLAIR | GSXM402410A* | GSXM402410A* | CA*FA2422*6B*+EEP+TXV |  | Voluntarily Certified | Single-split-system air condit | False | False | 23600 |  | 14.3 | 13.4 |  |  | True | 30 | 30 | 11.7 |  | Coil-Only System | False | Conventional | 07/07/2023 |  | 10/02/2023
Daikin Comfort Technologies Manufacturing, L.P. | ABCOOLAIR | GSXM403010A* | GSXM403010A* | CA*FA3022*6B*+EEP+TXV |  | Voluntarily Certified | Single-split-system air condit | False | False | 28400 |  | 14.3 | 13.4 |  |  | True | 30 | 30 | 11.7 |  | Coil-Only System | False | Conventional | 07/07/2023 |  | 10/02/2023
Daikin Comfort Technologies Manufacturing, L.P. | ABCOOLAIR | GSXM403610A* | GSXM403610A* | CA*FA4226*6A*+EEP+TXV |  | Voluntarily Certified | Single-split-system air condit | False | False | 34200 |  | 14.3 | 13.4 |  |  | True | 30 | 30 | 11.7 |  | Coil-Only System | False | Conventional | 07/07/2023 |  | 10/02/2023
Daikin Comfort Technologies Manufacturing, L.P. | ABCOOLAIR | GSXN401810A* | GSXN401810A* | CA*FA1818*6C*+EEP+TXV |  | Voluntarily Certified | Single-split-system air condit | False | False | 17400 |  | 14.3 | 13.4 |  |  | False | 30 | 30 | 11.7 |  | Coil-Only System | False | Conventional | 07/07/2023 |  | 10/02/2023
Daikin Comfort Technologies Manufacturing, L.P. | ABCOOLAIR | GSXN402410A* | GSXN402410A* | CA*FA2422*6B*+EEP+TXV |  | Voluntarily Certified | Single-split-system air condit | False | False | 22600 |  | 14.3 | 13.4 |  |  | False | 30 | 30 | 11.7 |  | Coil-Only System | False | Conventional | 07/07/2023 |  | 10/02/2023
Daikin Comfort Technologies Manufacturing, L.P. | ABCOOLAIR | GSXN403010A* | GSXN403010A* | CA*FA3626*6A*+EEP+TXV |  | Voluntarily Certified | Single-split-system air condit | False | False | 28600 |  | 14.3 |  |  |  | False | 30 |  | 11.7 |  | Coil-Only System | False | Conventional | 07/07/2023 |  | 10/02/2023
Daikin Comfort Technologies Manufacturing, L.P. | ABCOOLAIR | GSXN403610A* | GSXN403610A* | CA*FA4226*6A*+EEP+TXV |  | Voluntarily Certified | Single-split-system air condit | False | False | 34200 |  | 14.3 | 13.4 |  |  | False | 30 | 30 | 11.7 |  | Coil-Only System | False | Conventional | 07/07/2023 |  | 10/02/2023
Daikin Comfort Technologies Manufacturing, L.P. | ABCOOLAIR | GSXN404210A* | GSXN404210A* | CAPTA4230*4A*+EEP |  | Voluntarily Certified | Single-split-system air condit | False | False | 39500 |  | 14.3 | 13.4 |  |  | False | 30 | 30 | 11.7 |  | Coil-Only System | False | Conventional | 07/07/2023 |  | 10/02/2023
Daikin Comfort Technologies Manufacturing, L.P. | ABCOOLAIR | GSXN404810A* | GSXN404810A* | CA*F4961*6D*+EEP+TXV |  | Voluntarily Certified | Single-split-system air condit | False | False | 45500 |  | 13.8 | 13.4 |  |  | False | 30 | 30 | 11.7 |  | Coil-Only System | False | Conventional | 07/07/2023 |  | 10/02/2023
Daikin Comfort Technologies Manufacturing, L.P. | ABCOOLAIR | GSXN406010A* | GSXN406010A* | CA*F4961*6D*+EEP+TXV |  | Voluntarily Certified | Single-split-system air condit | False | False | 55000 |  | 13.8 | 13.4 |  |  | False | 30 | 30 | 11.2 |  | Coil-Only System | False | Conventional | 07/07/2023 |  | 10/02/2023
Daikin Comfort Technologies Manufacturing, L.P. | ABCOOLAIR | VSXN401810A* | VSXN401810A* | CA*FA1818*6C*+EEP+TXV |  | Voluntarily Certified | Single-split-system air condit | False | False | 17400 |  | 14.3 | 13.4 |  |  | False | 30 | 30 | 11.7 |  | Coil-Only System | False | Conventional | 07/07/2023 |  | 10/02/2023
Daikin Comfort Technologies Manufacturing, L.P. | ABCOOLAIR | VSXN402410A* | VSXN402410A* | CA*FA2422*6B*+EEP+TXV |  | Voluntarily Certified | Single-split-system air condit | False | False | 22600 |  | 14.3 | 13.4 |  |  | False | 30 | 30 | 11.7 |  | Coil-Only System | False | Conventional | 07/07/2023 |  | 10/02/2023
Daikin Comfort Technologies Manufacturing, L.P. | ABCOOLAIR | VSXN403010A* | VSXN403010A* | CA*FA3626*6A*+EEP+TXV |  | Voluntarily Certified | Single-split-system air condit | False | False | 28600 |  | 14.3 |  |  |  | False | 30 |  | 11.7 |  | Coil-Only System | False | Conventional | 07/07/2023 |  | 10/02/2023
Daikin Comfort Technologies Manufacturing, L.P. | ABCOOLAIR | VSXN403610A* | VSXN403610A* | CA*FA4226*6A*+EEP+TXV |  | Voluntarily Certified | Single-split-system air condit | False | False | 34200 |  | 14.3 | 13.4 |  |  | False | 30 | 30 | 11.7 |  | Coil-Only System | False | Conventional | 07/07/2023 |  | 10/02/2023
Daikin Comfort Technologies Manufacturing, L.P. | ABCOOLAIR | VSXN404210A* | VSXN404210A* | CAPTA4230*4A*+EEP |  | Voluntarily Certified | Single-split-system air condit | False | False | 39500 |  | 14.3 |  |  |  | False | 30 |  | 11.7 |  | Coil-Only System | False | Conventional | 07/07/2023 |  | 10/02/2023
Daikin Comfort Technologies Manufacturing, L.P. | ABCOOLAIR | VSXN404810A* | VSXN404810A* | CA*F4961*6D*+EEP+TXV |  | Voluntarily Certified | Single-split-system air condit | False | False | 45500 |  | 13.8 | 13.4 |  |  | False | 30 | 30 | 11.7 |  | Coil-Only System | False | Conventional | 07/07/2023 |  | 10/02/2023
Daikin Comfort Technologies Manufacturing, L.P. | ABCOOLAIR | VSXN406010A* | VSXN406010A* | CA*F4961*6D*+EEP+TXV |  | Voluntarily Certified | Single-split-system air condit | False | False | 55000 |  | 13.8 |  |  |  | False | 30 |  | 11.2 |  | Coil-Only System | False | Conventional | 07/07/2023 |  | 10/02/2023
Daikin Comfort Technologies Manufacturing, L.P. | Amana | APCH32441A* | APCH32441A* |  |  | Voluntarily Certified | Single-package air conditioner | False | False | 23600 |  | 13.4 | 13.4 |  |  | False | 30 | 30 | 10.6 |  |  | False | Conventional | 07/07/2023 |  | 10/02/2023
Daikin Comfort Technologies Manufacturing, L.P. | Amana | APCH33041A* | APCH33041A* |  |  | Voluntarily Certified | Single-package air conditioner | False | False | 28200 |  | 13.4 | 13.4 |  |  | False | 30 | 30 | 10.6 |  |  | False | Conventional | 07/07/2023 |  | 10/02/2023
Daikin Comfort Technologies Manufacturing, L.P. | Amana | APCH33641A* | APCH33641A* |  |  | Voluntarily Certified | Single-package air conditioner | False | False | 35600 |  | 13.4 | 13.4 |  |  | False | 30 | 30 | 10.6 |  |  | False | Conventional | 07/07/2023 |  | 10/02/2023
Daikin Comfort Technologies Manufacturing, L.P. | Amana | APCH34241A* | APCH34241A* |  |  | Voluntarily Certified | Single-package air conditioner | False | False | 40000 |  | 13.4 | 13.4 |  |  | False | 30 | 30 | 10.6 |  |  | False | Conventional | 07/07/2023 |  | 10/02/2023
Daikin Comfort Technologies Manufacturing, L.P. | Amana | APCH34841A* | APCH34841A* |  |  | Voluntarily Certified | Single-package air conditioner | False | False | 46000 |  | 13.4 | 13.4 |  |  | False | 30 | 30 | 10.6 |  |  | False | Conventional | 07/07/2023 |  | 10/02/2023
Daikin Comfort Technologies Manufacturing, L.P. | Amana | APCH36041A* | APCH36041A* |  |  | Voluntarily Certified | Single-package air conditioner | False | False | 56000 |  | 13.4 | 13.4 |  |  | False | 30 | 30 | 10.6 |  |  | False | Conventional | 07/07/2023 |  | 10/02/2023
Daikin Comfort Technologies Manufacturing, L.P. | Amana | APGM324***41A* | APGM324***41A* |  |  | Voluntarily Certified | Single-package air conditioner | False | False | 23000 |  | 13.4 | 13.4 |  |  | False | 30 | 30 | 10.6 |  |  | False | Conventional | 07/07/2023 |  | 10/02/2023
Daikin Comfort Technologies Manufacturing, L.P. | Amana | APGM330***41A* | APGM330***41A* |  |  | Voluntarily Certified | Single-package air conditioner | False | False | 28600 |  | 13.4 | 13.4 |  |  | False | 30 | 30 | 10.6 |  |  | False | Conventional | 07/07/2023 |  | 10/02/2023
Daikin Comfort Technologies Manufacturing, L.P. | Amana | APGM336***41A* | APGM336***41A* |  |  | Voluntarily Certified | Single-package air conditioner | False | False | 34200 |  | 13.4 | 13.4 |  |  | False | 30 | 30 | 10.6 |  |  | False | Conventional | 07/07/2023 |  | 10/02/2023
Daikin Comfort Technologies Manufacturing, L.P. | Amana | APGM342***41A* | APGM342***41A* |  |  | Voluntarily Certified | Single-package air conditioner | False | False | 40000 |  | 13.4 | 13.4 |  |  | False | 30 | 30 | 10.6 |  |  | False | Conventional | 07/07/2023 |  | 10/02/2023
Daikin Comfort Technologies Manufacturing, L.P. | Amana | APGM348***41A* | APGM348***41A* |  |  | Voluntarily Certified | Single-package air conditioner | False | False | 46000 |  | 13.4 | 13.4 |  |  | False | 30 | 30 | 10.6 |  |  | False | Conventional | 07/07/2023 |  | 10/02/2023
Daikin Comfort Technologies Manufacturing, L.P. | Amana | APGM361***41A* | APGM361***41A* |  |  | Voluntarily Certified | Single-package air conditioner | False | False | 56000 |  | 13.4 | 13.4 |  |  | False | 30 | 30 | 10.6 |  |  | False | Conventional | 07/07/2023 |  | 10/02/2023
Daikin Comfort Technologies Manufacturing, L.P. | Amana | APGM524***41A* | APGM524***41A* |  |  | Voluntarily Certified | Single-package air conditioner | False | False | 23000 |  | 15.2 | 13.4 |  |  | False | 30 | 30 | 11.2 |  |  | False | Conventional | 07/07/2023 |  | 10/02/2023
Daikin Comfort Technologies Manufacturing, L.P. | Amana | APGM530***41A* | APGM530***41A* |  |  | Voluntarily Certified | Single-package air conditioner | False | False | 29000 |  | 14.6 | 13.4 |  |  | False | 30 | 30 | 11.2 |  |  | False | Conventional | 07/07/2023 |  | 10/02/2023
Daikin Comfort Technologies Manufacturing, L.P. | Amana | APGM536***41A* | APGM536***41A* |  |  | Voluntarily Certified | Single-package air conditioner | False | False | 35000 |  | 15.2 | 13.4 |  |  | False | 30 | 30 | 11.2 |  |  | False | Conventional | 07/07/2023 |  | 10/02/2023
Daikin Comfort Technologies Manufacturing, L.P. | Amana | APGM542***41A* | APGM542***41A* |  |  | Voluntarily Certified | Single-package air conditioner | False | False | 41000 |  | 14.7 | 13.4 |  |  | False | 30 | 30 | 11.2 |  |  | False | Conventional | 07/07/2023 |  | 10/02/2023
Daikin Comfort Technologies Manufacturing, L.P. | Amana | APGM548***41A* | APGM548***41A* |  |  | Voluntarily Certified | Single-package air conditioner | False | False | 46000 |  | 15 | 13.4 |  |  | False | 30 | 30 | 11.2 |  |  | False | Conventional | 07/07/2023 |  | 10/02/2023
Daikin Comfort Technologies Manufacturing, L.P. | Amana | APGM560***41A* | APGM560***41A* |  |  | Voluntarily Certified | Single-package air conditioner | False | False | 58000 |  | 15.2 | 13.4 |  |  | False | 30 | 30 | 11.2 |  |  | False | Conventional | 07/07/2023 |  | 10/02/2023
Daikin Comfort Technologies Manufacturing, L.P. | Amana | APUM324***41A* | APUM324***41A* |  |  | Voluntarily Certified | Single-package air conditioner | False | False | 23000 |  | 13.4 | 13.4 |  |  | False | 30 | 30 | 10.6 |  |  | False | Conventional | 07/07/2023 |  | 10/02/2023
Daikin Comfort Technologies Manufacturing, L.P. | Amana | APUM330***41A* | APUM330***41A* |  |  | Voluntarily Certified | Single-package air conditioner | False | False | 28600 |  | 13.4 | 13.4 |  |  | False | 30 | 30 | 10.6 |  |  | False | Conventional | 07/07/2023 |  | 10/02/2023
Daikin Comfort Technologies Manufacturing, L.P. | Amana | APUM336***41A* | APUM336***41A* |  |  | Voluntarily Certified | Single-package air conditioner | False | False | 34200 |  | 13.4 | 13.4 |  |  | False | 30 | 30 | 10.6 |  |  | False | Conventional | 07/07/2023 |  | 10/02/2023
Daikin Comfort Technologies Manufacturing, L.P. | Amana | APUM342***41A* | APUM342***41A* |  |  | Voluntarily Certified | Single-package air conditioner | False | False | 40000 |  | 13.4 | 13.4 |  |  | False | 30 | 30 | 10.6 |  |  | False | Conventional | 07/07/2023 |  | 10/02/2023
Daikin Comfort Technologies Manufacturing, L.P. | Amana | APUM348***41A* | APUM348***41A* |  |  | Voluntarily Certified | Single-package air conditioner | False | False | 46000 |  | 13.4 | 13.4 |  |  | False | 30 | 30 | 10.6 |  |  | False | Conventional | 07/07/2023 |  | 10/02/2023
Daikin Comfort Technologies Manufacturing, L.P. | Amana | APUM361***41A* | APUM361***41A* |  |  | Voluntarily Certified | Single-package air conditioner | False | False | 56000 |  | 13.4 | 13.4 |  |  | False | 30 | 30 | 10.6 |  |  | False | Conventional | 07/07/2023 |  | 10/02/2023
Daikin Comfort Technologies Manufacturing, L.P. | Amana | ASXC702410A* | ASXC702410A* | CA*FA2422*6B*+EEP+TXV |  | Voluntarily Certified | Single-split-system air condit | False | False | 22800 |  | 14.3 | 13.4 |  |  | True | 30 | 30 | 11.7 |  | Coil-Only System | False | Conventional | 07/07/2023 |  | 10/02/2023
Daikin Comfort Technologies Manufacturing, L.P. | Amana | ASXC703610A* | ASXC703610A* | CA*FA4226*6A*+EEP+TXV |  | Voluntarily Certified | Single-split-system air condit | False | False | 34200 |  | 14.3 | 13.4 |  |  | False | 30 | 30 | 11.7 |  | Coil-Only System | False | Conventional | 07/07/2023 |  | 10/02/2023
Daikin Comfort Technologies Manufacturing, L.P. | Amana | ASXC704810A* | ASXC704810A* | CA*F4961*6D*+EEP+TXV |  | Voluntarily Certified | Single-split-system air condit | False | False | 47000 |  | 13.8 | 13.4 |  |  | False | 30 | 30 | 11.2 |  | Coil-Only System | False | Conventional | 07/07/2023 |  | 10/02/2023
Daikin Comfort Technologies Manufacturing, L.P. | Amana | ASXC706010A* | ASXC706010A* | CA*F4961*6D*+EEP+TXV |  | Voluntarily Certified | Single-split-system air condit | False | False | 56000 |  | 13.8 | 13.4 |  |  | False | 30 | 30 | 11.2 |  | Coil-Only System | False | Conventional | 07/07/2023 |  | 10/02/2023
Daikin Comfort Technologies Manufacturing, L.P. | Amana | ASXH401810A* | ASXH401810A* | CAPTA1818*4A*+EEP |  | Voluntarily Certified | Single-split-system air condit | False | False | 17400 |  | 14.3 | 13.4 |  |  | False | 30 | 30 | 11.7 |  | Coil-Only System | False | Conventional | 07/07/2023 |  | 10/02/2023
Daikin Comfort Technologies Manufacturing, L.P. | Amana | ASXH402410A* | ASXH402410A* | CAPTA2422*4A*+EEP |  | Voluntarily Certified | Single-split-system air condit | False | False | 23600 |  | 14.3 | 13.4 |  |  | True | 30 | 30 | 11.7 |  | Coil-Only System | False | Conventional | 07/07/2023 |  | 10/02/2023
Daikin Comfort Technologies Manufacturing, L.P. | Amana | ASXH403010A* | ASXH403010A* | CAPTA3022*4A*+EEP |  | Voluntarily Certified | Single-split-system air condit | False | False | 28400 |  | 14.3 | 13.4 |  |  | True | 30 | 30 | 11.7 |  | Coil-Only System | False | Conventional | 07/07/2023 |  | 10/02/2023
Daikin Comfort Technologies Manufacturing, L.P. | Amana | ASXH403610A* | ASXH403610A* | CAPTA3626*4A*+EEP |  | Voluntarily Certified | Single-split-system air condit | False | False | 34200 |  | 14.3 | 13.4 |  |  | True | 30 | 30 | 11.7 |  | Coil-Only System | False | Conventional | 07/07/2023 |  | 10/02/2023
Daikin Comfort Technologies Manufacturing, L.P. | Amana | ASXH404210A* | ASXH404210A* | CAPTA4230*4A*+EEP |  | Voluntarily Certified | Single-split-system air condit | False | False | 40000 |  | 14.3 | 13.4 |  |  | True | 30 | 30 | 11.7 |  | Coil-Only System | False | Conventional | 07/07/2023 |  | 10/02/2023
Daikin Comfort Technologies Manufacturing, L.P. | Amana | ASXH404810A* | ASXH404810A* | CA*F4961*6D*+EEP+TXV |  | Voluntarily Certified | Single-split-system air condit | False | False | 45500 |  | 13.8 | 13.4 |  |  | False | 30 | 30 | 11.7 |  | Coil-Only System | False | Conventional | 07/07/2023 |  | 10/02/2023
Daikin Comfort Technologies Manufacturing, L.P. | Amana | ASXH406010A* | ASXH406010A* | CA*F4961*6D*+EEP+TXV |  | Voluntarily Certified | Single-split-system air condit | False | False | 55000 |  | 13.8 | 13.4 |  |  | False | 30 | 30 | 11.2 |  | Coil-Only System | False | Conventional | 07/07/2023 |  | 10/02/2023
Daikin Comfort Technologies Manufacturing, L.P. | Amana | ASXH501810A* | ASXH501810A* | CA*FA1818*6C*+EEP+TXV |  | Voluntarily Certified | Single-split-system air condit | False | False | 17400 |  | 14.3 | 13.4 |  |  | False | 30 | 30 | 11.7 |  | Coil-Only System | False | Conventional | 07/07/2023 |  | 10/02/2023
Daikin Comfort Technologies Manufacturing, L.P. | Amana | ASXH502410A* | ASXH502410A* | CA*FA2422*6B*+EEP+TXV |  | Voluntarily Certified | Single-split-system air condit | False | False | 23600 |  | 14.3 | 13.4 |  |  | True | 30 | 30 | 11.7 |  | Coil-Only System | False | Conventional | 07/07/2023 |  | 10/02/2023
Daikin Comfort Technologies Manufacturing, L.P. | Amana | ASXH503010A* | ASXH503010A* | CA*FA3022*6B*+EEP+TXV |  | Voluntarily Certified | Single-split-system air condit | False | False | 28400 |  | 14.3 | 13.4 |  |  | True | 30 | 30 | 11.7 |  | Coil-Only System | False | Conventional | 07/07/2023 |  | 10/02/2023
Daikin Comfort Technologies Manufacturing, L.P. | Amana | ASXH503610A* | ASXH503610A* | CA*FA4226*6A*+EEP+TXV |  | Voluntarily Certified | Single-split-system air condit | False | False | 34200 |  | 14.3 | 13.4 |  |  | True | 30 | 30 | 11.7 |  | Coil-Only System | False | Conventional | 07/07/2023 |  | 10/02/2023
Daikin Comfort Technologies Manufacturing, L.P. | Amana | ASXH504210A* | ASXH504210A* | CAPTA4230*4A*+EEP |  | Voluntarily Certified | Single-split-system air condit | False | False | 40000 |  | 14.3 | 13.4 |  |  | True | 30 | 30 | 11.7 |  | Coil-Only System | False | Conventional | 07/07/2023 |  | 10/02/2023
Daikin Comfort Technologies Manufacturing, L.P. | Amana | ASXH504810A* | ASXH504810A* | CA*F4961*6D*+EEP+TXV |  | Voluntarily Certified | Single-split-system air condit | False | False | 45500 |  | 13.8 | 13.4 |  |  | False | 30 | 30 | 11.7 |  | Coil-Only System | False | Conventional | 07/07/2023 |  | 10/02/2023
Daikin Comfort Technologies Manufacturing, L.P. | Amana | ASXH506010A* | ASXH506010A* | CA*F4961*6D*+EEP+TXV |  | Voluntarily Certified | Single-split-system air condit | False | False | 55000 |  | 13.8 | 13.4 |  |  | False | 30 | 30 | 11.2 |  | Coil-Only System | False | Conventional | 07/07/2023 |  | 10/02/2023
Daikin Comfort Technologies Manufacturing, L.P. | Amana | ASXN401810A* | ASXN401810A* | CA*FA1818*6C*+EEP+TXV |  | Voluntarily Certified | Single-split-system air condit | False | False | 17400 |  | 14.3 | 13.4 |  |  | False | 30 | 30 | 11.7 |  | Coil-Only System | False | Conventional | 07/07/2023 |  | 10/02/2023
Daikin Comfort Technologies Manufacturing, L.P. | Amana | ASXN402410A* | ASXN402410A* | CA*FA2422*6B*+EEP+TXV |  | Voluntarily Certified | Single-split-system air condit | False | False | 22600 |  | 14.3 | 13.4 |  |  | False | 30 | 30 | 11.7 |  | Coil-Only System | False | Conventional | 07/07/2023 |  | 10/02/2023
Daikin Comfort Technologies Manufacturing, L.P. | Amana | ASXN403010A* | ASXN403010A* | CA*FA3626*6A*+EEP+TXV |  | Voluntarily Certified | Single-split-system air condit | False | False | 28600 |  | 14.3 | 13.4 |  |  | False | 30 | 30 | 11.7 |  | Coil-Only System | False | Conventional | 07/07/2023 |  | 10/02/2023
Daikin Comfort Technologies Manufacturing, L.P. | Amana | ASXN403610A* | ASXN403610A* | CA*FA4226*6A*+EEP+TXV |  | Voluntarily Certified | Single-split-system air condit | False | False | 34200 |  | 14.3 | 13.4 |  |  | False | 30 | 30 | 11.7 |  | Coil-Only System | False | Conventional | 07/07/2023 |  | 10/02/2023
Daikin Comfort Technologies Manufacturing, L.P. | Amana | ASXN404210A* | ASXN404210A* | CAPTA4230*4A*+EEP |  | Voluntarily Certified | Single-split-system air condit | False | False | 39500 |  | 14.3 | 13.4 |  |  | False | 30 | 30 | 11.7 |  | Coil-Only System | False | Conventional | 07/07/2023 |  | 10/02/2023
Daikin Comfort Technologies Manufacturing, L.P. | Amana | ASXN404810A* | ASXN404810A* | CA*F4961*6D*+EEP+TXV |  | Voluntarily Certified | Single-split-system air condit | False | False | 45500 |  | 13.8 | 13.4 |  |  | False | 30 | 30 | 11.7 |  | Coil-Only System | False | Conventional | 07/07/2023 |  | 10/02/2023
Daikin Comfort Technologies Manufacturing, L.P. | Amana | ASXN406010A* | ASXN406010A* | CA*F4961*6D*+EEP+TXV |  | Voluntarily Certified | Single-split-system air condit | False | False | 55000 |  | 13.8 | 13.4 |  |  | False | 30 | 30 | 11.2 |  | Coil-Only System | False | Conventional | 07/07/2023 |  | 10/02/2023
Daikin Comfort Technologies Manufacturing, L.P. | Amana | ASXS601810A* | ASXS601810A* | AHVE24BP1400A* |  | Voluntarily Certified | Single-split-system air condit | False | False | 16600 |  | 17.2 | 13.4 |  |  | True | 30 | 30 | 10.9 |  | Blower Coil System | True | Conventional | 07/07/2023 |  | 10/02/2023
Daikin Comfort Technologies Manufacturing, L.P. | Amana | ASXS602410A* | ASXS602410A* | AHVE24BP1400A* |  | Voluntarily Certified | Single-split-system air condit | False | False | 22200 |  | 17 | 13.4 |  |  | True | 30 | 30 | 10.1 |  | Blower Coil System | True | Conventional | 07/07/2023 |  | 10/02/2023
Daikin Comfort Technologies Manufacturing, L.P. | Amana | ASXS603010A* | ASXS603010A* | AHVE36CP1400A* |  | Voluntarily Certified | Single-split-system air condit | False | False | 27800 |  | 16.8 | 13.4 |  |  | True | 30 | 30 | 9.9 |  | Blower Coil System | True | Conventional | 07/07/2023 |  | 10/02/2023
Daikin Comfort Technologies Manufacturing, L.P. | Amana | ASXS603610A* | ASXS603610A* | CA*EA3026*4A*+MBVC1600**-1A* |  | Voluntarily Certified | Single-split-system air condit | False | False | 32400 |  | 16.6 | 13.4 |  |  | True | 30 | 30 | 9.8 |  | Blower Coil System | True | Conventional | 07/07/2023 |  | 10/02/2023
Daikin Comfort Technologies Manufacturing, L.P. | Amana | ASXV902410A* | ASXV902410A* | CA*F3137*6A*+MBVC1201**-1A*+TX |  | Voluntarily Certified | Single-split-system air condit | False | False | 22600 |  | 22.5 | 13.4 |  |  | False | 30 | 30 | 13 |  | Blower Coil System | True | Conventional | 07/07/2023 |  | 10/02/2023
Daikin Comfort Technologies Manufacturing, L.P. | Amana | ASXV903610A* | ASXV903610A* | CA*F3743*6D*+MBVC1601**-1A*+TX |  | Voluntarily Certified | Single-split-system air condit | False | False | 32800 |  | 20 | 13.4 |  |  | False | 30 | 30 | 12 |  | Blower Coil System | True | Conventional | 07/07/2023 |  | 10/02/2023
Daikin Comfort Technologies Manufacturing, L.P. | Amana | ASXV904810A* | ASXV904810A* | CA*F4961*6D*+MBVC2001**-1A*+TX |  | Voluntarily Certified | Single-split-system air condit | False | False | 45000 |  | 20.5 | 13.4 |  |  | False | 30 | 30 | 12.4 |  | Blower Coil System | True | Conventional | 07/07/2023 |  | 10/02/2023
Daikin Comfort Technologies Manufacturing, L.P. | Amana | ASXV906010A* | ASXV906010A* | CA*F4961*6D*+MBVC2001**-1A*+TX |  | Voluntarily Certified | Single-split-system air condit | False | False | 52000 |  | 19 | 13.4 |  |  | False | 30 | 30 | 12.4 |  | Blower Coil System | True | Conventional | 07/07/2023 |  | 10/02/2023
Daikin Comfort Technologies Manufacturing, L.P. | AMANA DISTINCTIONS | GPCH32441A* | GPCH32441A* |  |  | Voluntarily Certified | Single-package air conditioner | False | False | 22800 |  | 13.4 | 13.4 |  |  | False | 30 | 30 | 10.6 |  |  | False | Conventional | 07/07/2023 |  | 10/02/2023
Daikin Comfort Technologies Manufacturing, L.P. | AMANA DISTINCTIONS | GPCH33041A* | GPCH33041A* |  |  | Voluntarily Certified | Single-package air conditioner | False | False | 28200 |  | 13.4 | 13.4 |  |  | False | 30 | 30 | 10.6 |  |  | False | Conventional | 07/07/2023 |  | 10/02/2023
Daikin Comfort Technologies Manufacturing, L.P. | AMANA DISTINCTIONS | GPCH33641A* | GPCH33641A* |  |  | Voluntarily Certified | Single-package air conditioner | False | False | 35600 |  | 13.4 | 13.4 |  |  | False | 30 | 30 | 10.6 |  |  | False | Conventional | 07/07/2023 |  | 10/02/2023
Daikin Comfort Technologies Manufacturing, L.P. | AMANA DISTINCTIONS | GPCH34241A* | GPCH34241A* |  |  | Voluntarily Certified | Single-package air conditioner | False | False | 40000 |  | 13.4 | 13.4 |  |  | False | 30 | 30 | 10.6 |  |  | False | Conventional | 07/07/2023 |  | 10/02/2023
Daikin Comfort Technologies Manufacturing, L.P. | AMANA DISTINCTIONS | GPCH34841A* | GPCH34841A* |  |  | Voluntarily Certified | Single-package air conditioner | False | False | 46000 |  | 13.4 | 13.4 |  |  | False | 30 | 30 | 10.6 |  |  | False | Conventional | 07/07/2023 |  | 10/02/2023
Daikin Comfort Technologies Manufacturing, L.P. | AMANA DISTINCTIONS | GPCH36041A* | GPCH36041A* |  |  | Voluntarily Certified | Single-package air conditioner | False | False | 56000 |  | 13.4 | 13.4 |  |  | False | 30 | 30 | 10.6 |  |  | False | Conventional | 07/07/2023 |  | 10/02/2023
Daikin Comfort Technologies Manufacturing, L.P. | AMANA DISTINCTIONS | GPCM32441A* | GPCM32441A* |  |  | Voluntarily Certified | Single-package air conditioner | False | False | 22800 |  | 13.4 | 13.4 |  |  | False | 30 | 30 | 10.6 |  |  | False | Conventional | 07/07/2023 |  | 10/02/2023
Daikin Comfort Technologies Manufacturing, L.P. | AMANA DISTINCTIONS | GPCM33041A* | GPCM33041A* |  |  | Voluntarily Certified | Single-package air conditioner | False | False | 27800 |  | 13.4 | 13.4 |  |  | False | 30 | 30 | 10.6 |  |  | False | Conventional | 07/07/2023 |  | 10/02/2023
Daikin Comfort Technologies Manufacturing, L.P. | AMANA DISTINCTIONS | GPCM33641A* | GPCM33641A* |  |  | Voluntarily Certified | Single-package air conditioner | False | False | 34200 |  | 13.4 | 13.4 |  |  | False | 30 | 30 | 10.6 |  |  | False | Conventional | 07/07/2023 |  | 10/02/2023
Daikin Comfort Technologies Manufacturing, L.P. | AMANA DISTINCTIONS | GPCM34241A* | GPCM34241A* |  |  | Voluntarily Certified | Single-package air conditioner | False | False | 40000 |  | 13.4 | 13.4 |  |  | False | 30 | 30 | 10.6 |  |  | False | Conventional | 07/07/2023 |  | 10/02/2023
Daikin Comfort Technologies Manufacturing, L.P. | AMANA DISTINCTIONS | GPCM34841A* | GPCM34841A* |  |  | Voluntarily Certified | Single-package air conditioner | False | False | 44500 |  | 13.4 | 13.4 |  |  | False | 30 | 30 | 10.6 |  |  | False | Conventional | 07/07/2023 |  | 10/02/2023
Daikin Comfort Technologies Manufacturing, L.P. | AMANA DISTINCTIONS | GPCM36041A* | GPCM36041A* |  |  | Voluntarily Certified | Single-package air conditioner | False | False | 54500 |  | 13.4 | 13.4 |  |  | False | 30 | 30 | 10.6 |  |  | False | Conventional | 07/07/2023 |  | 10/02/2023
Daikin Comfort Technologies Manufacturing, L.P. | AMANA DISTINCTIONS | GPGM324***41A* | GPGM324***41A* |  |  | Voluntarily Certified | Single-package air conditioner | False | False | 23000 |  | 13.4 | 13.4 |  |  | False | 30 | 30 | 10.6 |  |  | False | Conventional | 07/07/2023 |  | 10/02/2023
Daikin Comfort Technologies Manufacturing, L.P. | AMANA DISTINCTIONS | GPGM330***41A* | GPGM330***41A* |  |  | Voluntarily Certified | Single-package air conditioner | False | False | 28600 |  | 13.4 | 13.4 |  |  | False | 30 | 30 | 10.6 |  |  | False | Conventional | 07/07/2023 |  | 10/02/2023
Daikin Comfort Technologies Manufacturing, L.P. | AMANA DISTINCTIONS | GPGM336***41A* | GPGM336***41A* |  |  | Voluntarily Certified | Single-package air conditioner | False | False | 34200 |  | 13.4 | 13.4 |  |  | False | 30 | 30 | 10.6 |  |  | False | Conventional | 07/07/2023 |  | 10/02/2023
Daikin Comfort Technologies Manufacturing, L.P. | AMANA DISTINCTIONS | GPGM342***41A* | GPGM342***41A* |  |  | Voluntarily Certified | Single-package air conditioner | False | False | 40000 |  | 13.4 | 13.4 |  |  | False | 30 | 30 | 10.6 |  |  | False | Conventional | 07/07/2023 |  | 10/02/2023
Daikin Comfort Technologies Manufacturing, L.P. | AMANA DISTINCTIONS | GPGM348***41A* | GPGM348***41A* |  |  | Voluntarily Certified | Single-package air conditioner | False | False | 46000 |  | 13.4 |  |  |  | False | 30 |  | 10.6 |  |  | False | Conventional | 07/07/2023 |  | 10/02/2023
Daikin Comfort Technologies Manufacturing, L.P. | AMANA DISTINCTIONS | GPGM361***41A* | GPGM361***41A* |  |  | Voluntarily Certified | Single-package air conditioner | False | False | 56000 |  | 13.4 | 13.4 |  |  | False | 30 | 30 | 10.6 |  |  | False | Conventional | 07/07/2023 |  | 10/02/2023
Daikin Comfort Technologies Manufacturing, L.P. | AMANA DISTINCTIONS | GPGM524***41A* | GPGM524***41A* |  |  | Voluntarily Certified | Single-package air conditioner | False | False | 23000 |  | 15.2 | 13.4 |  |  | False | 30 | 30 | 11.2 |  |  | False | Conventional | 07/07/2023 |  | 10/02/2023
Daikin Comfort Technologies Manufacturing, L.P. | AMANA DISTINCTIONS | GPGM530***41A* | GPGM530***41A* |  |  | Voluntarily Certified | Single-package air conditioner | False | False | 29000 |  | 14.6 | 13.4 |  |  | False | 30 | 30 | 11.2 |  |  | False | Conventional | 07/07/2023 |  | 10/02/2023
Daikin Comfort Technologies Manufacturing, L.P. | AMANA DISTINCTIONS | GPGM536***41A* | GPGM536***41A* |  |  | Voluntarily Certified | Single-package air conditioner | False | False | 35000 |  | 15.2 | 13.4 |  |  | False | 30 | 30 | 11.2 |  |  | False | Conventional | 07/07/2023 |  | 10/02/2023
Daikin Comfort Technologies Manufacturing, L.P. | AMANA DISTINCTIONS | GPGM542***41A* | GPGM542***41A* |  |  | Voluntarily Certified | Single-package air conditioner | False | False | 41000 |  | 14.7 | 13.4 |  |  | False | 30 | 30 | 11.2 |  |  | False | Conventional | 07/07/2023 |  | 10/02/2023
Daikin Comfort Technologies Manufacturing, L.P. | AMANA DISTINCTIONS | GPGM548***41A* | GPGM548***41A* |  |  | Voluntarily Certified | Single-package air conditioner | False | False | 46000 |  | 15 |  |  |  | False | 30 |  | 11.2 |  |  | False | Conventional | 07/07/2023 |  | 10/02/2023
Daikin Comfort Technologies Manufacturing, L.P. | AMANA DISTINCTIONS | GPGM560***41A* | GPGM560***41A* |  |  | Voluntarily Certified | Single-package air conditioner | False | False | 58000 |  | 15.2 | 13.4 |  |  | False | 30 | 30 | 11.2 |  |  | False | Conventional | 07/07/2023 |  | 10/02/2023
Daikin Comfort Technologies Manufacturing, L.P. | AMANA DISTINCTIONS | GPUM324***41A* | GPUM324***41A* |  |  | Voluntarily Certified | Single-package air conditioner | False | False | 23000 |  | 13.4 | 13.4 |  |  | False | 30 | 30 | 10.6 |  |  | False | Conventional | 07/07/2023 |  | 10/02/2023
Daikin Comfort Technologies Manufacturing, L.P. | AMANA DISTINCTIONS | GPUM330***41A* | GPUM330***41A* |  |  | Voluntarily Certified | Single-package air conditioner | False | False | 28600 |  | 13.4 | 13.4 |  |  | False | 30 | 30 | 10.6 |  |  | False | Conventional | 07/07/2023 |  | 10/02/2023
Daikin Comfort Technologies Manufacturing, L.P. | AMANA DISTINCTIONS | GPUM336***41A* | GPUM336***41A* |  |  | Voluntarily Certified | Single-package air conditioner | False | False | 34200 |  | 13.4 | 13.4 |  |  | False | 30 | 30 | 10.6 |  |  | False | Conventional | 07/07/2023 |  | 10/02/2023
Daikin Comfort Technologies Manufacturing, L.P. | AMANA DISTINCTIONS | GPUM342***41A* | GPUM342***41A* |  |  | Voluntarily Certified | Single-package air conditioner | False | False | 40000 |  | 13.4 | 13.4 |  |  | False | 30 | 30 | 10.6 |  |  | False | Conventional | 07/07/2023 |  | 10/02/2023
Daikin Comfort Technologies Manufacturing, L.P. | AMANA DISTINCTIONS | GPUM348***41A* | GPUM348***41A* |  |  | Voluntarily Certified | Single-package air conditioner | False | False | 46000 |  | 13.4 | 13.4 |  |  | False | 30 | 30 | 10.6 |  |  | False | Conventional | 07/07/2023 |  | 10/02/2023
Daikin Comfort Technologies Manufacturing, L.P. | AMANA DISTINCTIONS | GPUM361***41A* | GPUM361***41A* |  |  | Voluntarily Certified | Single-package air conditioner | False | False | 56000 |  | 13.4 | 13.4 |  |  | False | 30 | 30 | 10.6 |  |  | False | Conventional | 07/07/2023 |  | 10/02/2023
Daikin Comfort Technologies Manufacturing, L.P. | AMANA DISTINCTIONS | GSXB401810A* | GSXB401810A* | CAPTA1818*4A*+EEP |  | Voluntarily Certified | Single-split-system air condit | False | False | 17400 |  | 14.3 | 13.4 |  |  | False | 30 | 30 | 11.7 |  | Coil-Only System | False | Conventional | 07/07/2023 |  | 10/02/2023
Daikin Comfort Technologies Manufacturing, L.P. | AMANA DISTINCTIONS | GSXB402410A* | GSXB402410A* | CAPTA2422*4A*+EEP |  | Voluntarily Certified | Single-split-system air condit | False | False | 23600 |  | 14.3 | 13.4 |  |  | True | 30 | 30 | 11.7 |  | Coil-Only System | False | Conventional | 07/07/2023 |  | 10/02/2023
Daikin Comfort Technologies Manufacturing, L.P. | AMANA DISTINCTIONS | GSXB403010A* | GSXB403010A* | CAPTA3022*4A*+EEP |  | Voluntarily Certified | Single-split-system air condit | False | False | 28400 |  | 14.3 | 13.4 |  |  | True | 30 | 30 | 11.7 |  | Coil-Only System | False | Conventional | 07/07/2023 |  | 10/02/2023
Daikin Comfort Technologies Manufacturing, L.P. | AMANA DISTINCTIONS | GSXB403610A* | GSXB403610A* | CAPTA3626*4A*+EEP |  | Voluntarily Certified | Single-split-system air condit | False | False | 34200 |  | 14.3 | 13.4 |  |  | True | 30 | 30 | 11.7 |  | Coil-Only System | False | Conventional | 07/07/2023 |  | 10/02/2023
Daikin Comfort Technologies Manufacturing, L.P. | AMANA DISTINCTIONS | GSXB404210A* | GSXB404210A* | CAPTA4230*4A*+EEP |  | Voluntarily Certified | Single-split-system air condit | False | False | 40000 |  | 14.3 | 13.4 |  |  | True | 30 | 30 | 11.7 |  | Coil-Only System | False | Conventional | 07/07/2023 |  | 10/02/2023
Daikin Comfort Technologies Manufacturing, L.P. | AMANA DISTINCTIONS | GSXB404810A* | GSXB404810A* | CA*F4961*6D*+EEP+TXV |  | Voluntarily Certified | Single-split-system air condit | False | False | 45500 |  | 13.8 | 13.4 |  |  | False | 30 | 30 | 11.7 |  | Coil-Only System | False | Conventional | 07/07/2023 |  | 10/02/2023
Daikin Comfort Technologies Manufacturing, L.P. | AMANA DISTINCTIONS | GSXB406010A* | GSXB406010A* | CA*F4961*6D*+EEP+TXV |  | Voluntarily Certified | Single-split-system air condit | False | False | 55000 |  | 13.8 | 13.4 |  |  | False | 30 | 30 | 11.2 |  | Coil-Only System | False | Conventional | 07/07/2023 |  | 10/02/2023
Daikin Comfort Technologies Manufacturing, L.P. | AMANA DISTINCTIONS | GSXC702410A* | GSXC702410A* | CA*FA2422*6B*+EEP+TXV |  | Voluntarily Certified | Single-split-system air condit | False | False | 22800 |  | 14.3 | 13.4 |  |  | True | 30 | 30 | 11.7 |  | Coil-Only System | False | Conventional | 07/07/2023 |  | 10/02/2023
Daikin Comfort Technologies Manufacturing, L.P. | AMANA DISTINCTIONS | GSXC703610A* | GSXC703610A* | CA*FA4226*6A*+EEP+TXV |  | Voluntarily Certified | Single-split-system air condit | False | False | 34200 |  | 14.3 | 13.4 |  |  | False | 30 | 30 | 11.7 |  | Coil-Only System | False | Conventional | 07/07/2023 |  | 10/02/2023
Daikin Comfort Technologies Manufacturing, L.P. | AMANA DISTINCTIONS | GSXC704810A* | GSXC704810A* | CA*F4961*6D*+EEP+TXV |  | Voluntarily Certified | Single-split-system air condit | False | False | 47000 |  | 13.8 | 13.4 |  |  | False | 30 | 30 | 11.2 |  | Coil-Only System | False | Conventional | 07/07/2023 |  | 10/02/2023
Daikin Comfort Technologies Manufacturing, L.P. | AMANA DISTINCTIONS | GSXC706010A* | GSXC706010A* | CA*F4961*6D*+EEP+TXV |  | Voluntarily Certified | Single-split-system air condit | False | False | 56000 |  | 13.8 | 13.4 |  |  | False | 30 | 30 | 11.2 |  | Coil-Only System | False | Conventional | 07/07/2023 |  | 10/02/2023
Daikin Comfort Technologies Manufacturing, L.P. | AMANA DISTINCTIONS | GSXH501810A* | GSXH501810A* | CA*FA1818*6C*+EEP+TXV |  | Voluntarily Certified | Single-split-system air condit | False | False | 17400 |  | 14.3 | 13.4 |  |  | False | 30 | 30 | 11.7 |  | Coil-Only System | False | Conventional | 07/07/2023 |  | 10/02/2023
Daikin Comfort Technologies Manufacturing, L.P. | AMANA DISTINCTIONS | GSXH502410A* | GSXH502410A* | CA*FA2422*6B*+EEP+TXV |  | Voluntarily Certified | Single-split-system air condit | False | False | 23600 |  | 14.3 | 13.4 |  |  | True | 30 | 30 | 11.7 |  | Coil-Only System | False | Conventional | 07/07/2023 |  | 10/02/2023
Daikin Comfort Technologies Manufacturing, L.P. | AMANA DISTINCTIONS | GSXH503010A* | GSXH503010A* | CA*FA3022*6B*+EEP+TXV |  | Voluntarily Certified | Single-split-system air condit | False | False | 28400 |  | 14.3 | 13.4 |  |  | True | 30 | 30 | 11.7 |  | Coil-Only System | False | Conventional | 07/07/2023 |  | 10/02/2023
Daikin Comfort Technologies Manufacturing, L.P. | AMANA DISTINCTIONS | GSXH503610A* | GSXH503610A* | CA*FA4226*6A*+EEP+TXV |  | Voluntarily Certified | Single-split-system air condit | False | False | 34200 |  | 14.3 | 13.4 |  |  | True | 30 | 30 | 11.7 |  | Coil-Only System | False | Conventional | 07/07/2023 |  | 10/02/2023
Daikin Comfort Technologies Manufacturing, L.P. | AMANA DISTINCTIONS | GSXH504210A* | GSXH504210A* | CAPTA4230*4A*+EEP |  | Voluntarily Certified | Single-split-system air condit | False | False | 40000 |  | 14.3 |  |  |  | True | 30 |  | 11.7 |  | Coil-Only System | False | Conventional | 07/07/2023 |  | 10/02/2023
Daikin Comfort Technologies Manufacturing, L.P. | AMANA DISTINCTIONS | GSXH504810A* | GSXH504810A* | CA*F4961*6D*+EEP+TXV |  | Voluntarily Certified | Single-split-system air condit | False | False | 45500 |  | 13.8 |  |  |  | False | 30 |  | 11.7 |  | Coil-Only System | False | Conventional | 07/07/2023 |  | 10/02/2023
Daikin Comfort Technologies Manufacturing, L.P. | AMANA DISTINCTIONS | GSXH506010A* | GSXH506010A* | CA*F4961*6D*+EEP+TXV |  | Voluntarily Certified | Single-split-system air condit | False | False | 55000 |  | 13.8 | 13.4 |  |  | False | 30 | 30 | 11.2 |  | Coil-Only System | False | Conventional | 07/07/2023 |  | 10/02/2023
Daikin Comfort Technologies Manufacturing, L.P. | AMANA DISTINCTIONS | GSXM401810A* | GSXM401810A* | CA*FA1818*6C*+EEP+TXV |  | Voluntarily Certified | Single-split-system air condit | False | False | 17400 |  | 14.3 | 13.4 |  |  | False | 30 | 30 | 11.7 |  | Coil-Only System | False | Conventional | 07/07/2023 |  | 10/02/2023
Daikin Comfort Technologies Manufacturing, L.P. | AMANA DISTINCTIONS | GSXM402410A* | GSXM402410A* | CA*FA2422*6B*+EEP+TXV |  | Voluntarily Certified | Single-split-system air condit | False | False | 23600 |  | 14.3 | 13.4 |  |  | True | 30 | 30 | 11.7 |  | Coil-Only System | False | Conventional | 07/07/2023 |  | 10/02/2023
Daikin Comfort Technologies Manufacturing, L.P. | AMANA DISTINCTIONS | GSXM403010A* | GSXM403010A* | CA*FA3022*6B*+EEP+TXV |  | Voluntarily Certified | Single-split-system air condit | False | False | 28400 |  | 14.3 | 13.4 |  |  | True | 30 | 30 | 11.7 |  | Coil-Only System | False | Conventional | 07/07/2023 |  | 10/02/2023
Daikin Comfort Technologies Manufacturing, L.P. | AMANA DISTINCTIONS | GSXM403610A* | GSXM403610A* | CA*FA4226*6A*+EEP+TXV |  | Voluntarily Certified | Single-split-system air condit | False | False | 34200 |  | 14.3 | 13.4 |  |  | True | 30 | 30 | 11.7 |  | Coil-Only System | False | Conventional | 07/07/2023 |  | 10/02/2023
Daikin Comfort Technologies Manufacturing, L.P. | AMANA DISTINCTIONS | GSXN401810A* | GSXN401810A* | CA*FA1818*6C*+EEP+TXV |  | Voluntarily Certified | Single-split-system air condit | False | False | 17400 |  | 14.3 | 13.4 |  |  | False | 30 | 30 | 11.7 |  | Coil-Only System | False | Conventional | 07/07/2023 |  | 10/02/2023
Daikin Comfort Technologies Manufacturing, L.P. | AMANA DISTINCTIONS | GSXN402410A* | GSXN402410A* | CA*FA2422*6B*+EEP+TXV |  | Voluntarily Certified | Single-split-system air condit | False | False | 22600 |  | 14.3 | 13.4 |  |  | False | 30 | 30 | 11.7 |  | Coil-Only System | False | Conventional | 07/07/2023 |  | 10/02/2023
Daikin Comfort Technologies Manufacturing, L.P. | AMANA DISTINCTIONS | GSXN403010A* | GSXN403010A* | CA*FA3626*6A*+EEP+TXV |  | Voluntarily Certified | Single-split-system air condit | False | False | 28600 |  | 14.3 |  |  |  | False | 30 |  | 11.7 |  | Coil-Only System | False | Conventional | 07/07/2023 |  | 10/02/2023
Daikin Comfort Technologies Manufacturing, L.P. | AMANA DISTINCTIONS | GSXN403610A* | GSXN403610A* | CA*FA4226*6A*+EEP+TXV |  | Voluntarily Certified | Single-split-system air condit | False | False | 34200 |  | 14.3 | 13.4 |  |  | False | 30 | 30 | 11.7 |  | Coil-Only System | False | Conventional | 07/07/2023 |  | 10/02/2023
Daikin Comfort Technologies Manufacturing, L.P. | AMANA DISTINCTIONS | GSXN404210A* | GSXN404210A* | CAPTA4230*4A*+EEP |  | Voluntarily Certified | Single-split-system air condit | False | False | 39500 |  | 14.3 | 13.4 |  |  | False | 30 | 30 | 11.7 |  | Coil-Only System | False | Conventional | 07/07/2023 |  | 10/02/2023
Daikin Comfort Technologies Manufacturing, L.P. | AMANA DISTINCTIONS | GSXN404810A* | GSXN404810A* | CA*F4961*6D*+EEP+TXV |  | Voluntarily Certified | Single-split-system air condit | False | False | 45500 |  | 13.8 | 13.4 |  |  | False | 30 | 30 | 11.7 |  | Coil-Only System | False | Conventional | 07/07/2023 |  | 10/02/2023
Daikin Comfort Technologies Manufacturing, L.P. | AMANA DISTINCTIONS | GSXN406010A* | GSXN406010A* | CA*F4961*6D*+EEP+TXV |  | Voluntarily Certified | Single-split-system air condit | False | False | 55000 |  | 13.8 | 13.4 |  |  | False | 30 | 30 | 11.2 |  | Coil-Only System | False | Conventional | 07/07/2023 |  | 10/02/2023
Daikin Comfort Technologies Manufacturing, L.P. | AMANA DISTINCTIONS | VSXN401810A* | VSXN401810A* | CA*FA1818*6C*+EEP+TXV |  | Voluntarily Certified | Single-split-system air condit | False | False | 17400 |  | 14.3 | 13.4 |  |  | False | 30 | 30 | 11.7 |  | Coil-Only System | False | Conventional | 07/07/2023 |  | 10/02/2023
Daikin Comfort Technologies Manufacturing, L.P. | AMANA DISTINCTIONS | VSXN402410A* | VSXN402410A* | CA*FA2422*6B*+EEP+TXV |  | Voluntarily Certified | Single-split-system air condit | False | False | 22600 |  | 14.3 | 13.4 |  |  | False | 30 | 30 | 11.7 |  | Coil-Only System | False | Conventional | 07/07/2023 |  | 10/02/2023
Daikin Comfort Technologies Manufacturing, L.P. | AMANA DISTINCTIONS | VSXN403010A* | VSXN403010A* | CA*FA3626*6A*+EEP+TXV |  | Voluntarily Certified | Single-split-system air condit | False | False | 28600 |  | 14.3 |  |  |  | False | 30 |  | 11.7 |  | Coil-Only System | False | Conventional | 07/07/2023 |  | 10/02/2023
Daikin Comfort Technologies Manufacturing, L.P. | AMANA DISTINCTIONS | VSXN403610A* | VSXN403610A* | CA*FA4226*6A*+EEP+TXV |  | Voluntarily Certified | Single-split-system air condit | False | False | 34200 |  | 14.3 | 13.4 |  |  | False | 30 | 30 | 11.7 |  | Coil-Only System | False | Conventional | 07/07/2023 |  | 10/02/2023
Daikin Comfort Technologies Manufacturing, L.P. | AMANA DISTINCTIONS | VSXN404210A* | VSXN404210A* | CAPTA4230*4A*+EEP |  | Voluntarily Certified | Single-split-system air condit | False | False | 39500 |  | 14.3 |  |  |  | False | 30 |  | 11.7 |  | Coil-Only System | False | Conventional | 07/07/2023 |  | 10/02/2023
Daikin Comfort Technologies Manufacturing, L.P. | AMANA DISTINCTIONS | VSXN404810A* | VSXN404810A* | CA*F4961*6D*+EEP+TXV |  | Voluntarily Certified | Single-split-system air condit | False | False | 45500 |  | 13.8 | 13.4 |  |  | False | 30 | 30 | 11.7 |  | Coil-Only System | False | Conventional | 07/07/2023 |  | 10/02/2023
Daikin Comfort Technologies Manufacturing, L.P. | AMANA DISTINCTIONS | VSXN406010A* | VSXN406010A* | CA*F4961*6D*+EEP+TXV |  | Voluntarily Certified | Single-split-system air condit | False | False | 55000 |  | 13.8 |  |  |  | False | 30 |  | 11.2 |  | Coil-Only System | False | Conventional | 07/07/2023 |  | 10/02/2023
Daikin Comfort Technologies Manufacturing, L.P. | Franklin | ASXV902410A* | ASXV902410A* | CA*F3137*6A*+MBVC1201**-1A*+TX |  | Voluntarily Certified | Single-split-system air condit | False | False | 22600 |  | 22.5 | 13.4 |  |  | True | 30 | 30 | 13 |  | Blower Coil System | True | Conventional | 07/07/2023 |  | 10/03/2023
Daikin Comfort Technologies Manufacturing, L.P. | Franklin | ASXV903610A* | ASXV903610A* | CA*F3743*6D*+MBVC1601**-1A*+TX |  | Voluntarily Certified | Single-split-system air condit | False | False | 32800 |  | 20 | 13.4 |  |  | True | 30 | 30 | 12 |  | Blower Coil System | True | Conventional | 07/07/2023 |  | 10/03/2023
Daikin Comfort Technologies Manufacturing, L.P. | Franklin | ASXV904810A* | ASXV904810A* | CA*F4961*6D*+MBVC2001**-1A*+TX |  | Voluntarily Certified | Single-split-system air condit | False | False | 45000 |  | 20.5 | 13.4 |  |  | True | 30 | 30 | 12.4 |  | Blower Coil System | True | Conventional | 07/07/2023 |  | 10/03/2023
Daikin Comfort Technologies Manufacturing, L.P. | Franklin | ASXV906010A* | ASXV906010A* | CA*F4961*6D*+MBVC2001**-1A*+TX |  | Voluntarily Certified | Single-split-system air condit | False | False | 52000 |  | 19 | 13.4 |  |  | True | 30 | 30 | 12.4 |  | Blower Coil System | True | Conventional | 07/07/2023 |  | 10/03/2023
Daikin Comfort Technologies Manufacturing, L.P. | Franklin | GPCH32441A* | GPCH32441A* |  |  | Voluntarily Certified | Single-package air conditioner | False | False | 22800 |  | 13.4 | 13.4 |  |  | False | 30 | 30 | 10.6 |  |  | False | Conventional | 07/07/2023 |  | 10/03/2023
Daikin Comfort Technologies Manufacturing, L.P. | Franklin | GPCH33041A* | GPCH33041A* |  |  | Voluntarily Certified | Single-package air conditioner | False | False | 28200 |  | 13.4 | 13.4 |  |  | False | 30 | 30 | 10.6 |  |  | False | Conventional | 07/07/2023 |  | 10/03/2023
Daikin Comfort Technologies Manufacturing, L.P. | Franklin | GPCH33641A* | GPCH33641A* |  |  | Voluntarily Certified | Single-package air conditioner | False | False | 35600 |  | 13.4 | 13.4 |  |  | False | 30 | 30 | 10.6 |  |  | False | Conventional | 07/07/2023 |  | 10/03/2023
Daikin Comfort Technologies Manufacturing, L.P. | Franklin | GPCH34241A* | GPCH34241A* |  |  | Voluntarily Certified | Single-package air conditioner | False | False | 40000 |  | 13.4 | 13.4 |  |  | False | 30 | 30 | 10.6 |  |  | False | Conventional | 07/07/2023 |  | 10/03/2023
Daikin Comfort Technologies Manufacturing, L.P. | Franklin | GPCH34841A* | GPCH34841A* |  |  | Voluntarily Certified | Single-package air conditioner | False | False | 46000 |  | 13.4 | 13.4 |  |  | False | 30 | 30 | 10.6 |  |  | False | Conventional | 07/07/2023 |  | 10/03/2023
Daikin Comfort Technologies Manufacturing, L.P. | Franklin | GPCH36041A* | GPCH36041A* |  |  | Voluntarily Certified | Single-package air conditioner | False | False | 56000 |  | 13.4 | 13.4 |  |  | False | 30 | 30 | 10.6 |  |  | False | Conventional | 07/07/2023 |  | 10/03/2023
Daikin Comfort Technologies Manufacturing, L.P. | Franklin | GPCM32441A* | GPCM32441A* |  |  | Voluntarily Certified | Single-package air conditioner | False | False | 22800 |  | 13.4 | 13.4 |  |  | False | 30 | 30 | 10.6 |  |  | False | Conventional | 07/07/2023 |  | 10/03/2023
Daikin Comfort Technologies Manufacturing, L.P. | Franklin | GPCM33041A* | GPCM33041A* |  |  | Voluntarily Certified | Single-package air conditioner | False | False | 27800 |  | 13.4 | 13.4 |  |  | False | 30 | 30 | 10.6 |  |  | False | Conventional | 07/07/2023 |  | 10/03/2023
Daikin Comfort Technologies Manufacturing, L.P. | Franklin | GPCM33641A* | GPCM33641A* |  |  | Voluntarily Certified | Single-package air conditioner | False | False | 34200 |  | 13.4 | 13.4 |  |  | False | 30 | 30 | 10.6 |  |  | False | Conventional | 07/07/2023 |  | 10/03/2023
Daikin Comfort Technologies Manufacturing, L.P. | Franklin | GPCM34241A* | GPCM34241A* |  |  | Voluntarily Certified | Single-package air conditioner | False | False | 40000 |  | 13.4 | 13.4 |  |  | False | 30 | 30 | 10.6 |  |  | False | Conventional | 07/07/2023 |  | 10/03/2023
Daikin Comfort Technologies Manufacturing, L.P. | Franklin | GPCM34841A* | GPCM34841A* |  |  | Voluntarily Certified | Single-package air conditioner | False | False | 44500 |  | 13.4 | 13.4 |  |  | False | 30 | 30 | 10.6 |  |  | False | Conventional | 07/07/2023 |  | 10/03/2023
Daikin Comfort Technologies Manufacturing, L.P. | Franklin | GPCM36041A* | GPCM36041A* |  |  | Voluntarily Certified | Single-package air conditioner | False | False | 54500 |  | 13.4 | 13.4 |  |  | False | 30 | 30 | 10.6 |  |  | False | Conventional | 07/07/2023 |  | 10/03/2023
Daikin Comfort Technologies Manufacturing, L.P. | Franklin | GPGM324***41A* | GPGM324***41A* |  |  | Voluntarily Certified | Single-package air conditioner | False | False | 23000 |  | 13.4 | 13.4 |  |  | False | 30 | 30 | 10.6 |  |  | False | Conventional | 07/07/2023 |  | 10/03/2023
Daikin Comfort Technologies Manufacturing, L.P. | Franklin | GPGM330***41A* | GPGM330***41A* |  |  | Voluntarily Certified | Single-package air conditioner | False | False | 28600 |  | 13.4 | 13.4 |  |  | False | 30 | 30 | 10.6 |  |  | False | Conventional | 07/07/2023 |  | 10/03/2023
Daikin Comfort Technologies Manufacturing, L.P. | Franklin | GPGM336***41A* | GPGM336***41A* |  |  | Voluntarily Certified | Single-package air conditioner | False | False | 34200 |  | 13.4 | 13.4 |  |  | False | 30 | 30 | 10.6 |  |  | False | Conventional | 07/07/2023 |  | 10/03/2023
Daikin Comfort Technologies Manufacturing, L.P. | Franklin | GPGM342***41A* | GPGM342***41A* |  |  | Voluntarily Certified | Single-package air conditioner | False | False | 40000 |  | 13.4 | 13.4 |  |  | False | 30 | 30 | 10.6 |  |  | False | Conventional | 07/07/2023 |  | 10/03/2023
Daikin Comfort Technologies Manufacturing, L.P. | Franklin | GPGM348***41A* | GPGM348***41A* |  |  | Voluntarily Certified | Single-package air conditioner | False | False | 46000 |  | 13.4 | 13.4 |  |  | False | 30 | 30 | 10.6 |  |  | False | Conventional | 07/07/2023 |  | 10/03/2023
Daikin Comfort Technologies Manufacturing, L.P. | Franklin | GPGM361***41A* | GPGM361***41A* |  |  | Voluntarily Certified | Single-package air conditioner | False | False | 56000 |  | 13.4 | 13.4 |  |  | False | 30 | 30 | 10.6 |  |  | False | Conventional | 07/07/2023 |  | 10/03/2023
Daikin Comfort Technologies Manufacturing, L.P. | Franklin | GPGM524***41A* | GPGM524***41A* |  |  | Voluntarily Certified | Single-package air conditioner | False | False | 23000 |  | 15.2 | 13.4 |  |  | False | 30 | 30 | 11.2 |  |  | False | Conventional | 07/07/2023 |  | 10/03/2023
Daikin Comfort Technologies Manufacturing, L.P. | Franklin | GPGM530***41A* | GPGM530***41A* |  |  | Voluntarily Certified | Single-package air conditioner | False | False | 29000 |  | 14.6 | 13.4 |  |  | False | 30 | 30 | 11.2 |  |  | False | Conventional | 07/07/2023 |  | 10/03/2023
Daikin Comfort Technologies Manufacturing, L.P. | Franklin | GPGM536***41A* | GPGM536***41A* |  |  | Voluntarily Certified | Single-package air conditioner | False | False | 35000 |  | 15.2 | 13.4 |  |  | False | 30 | 30 | 11.2 |  |  | False | Conventional | 07/07/2023 |  | 10/03/2023
Daikin Comfort Technologies Manufacturing, L.P. | Franklin | GPGM542***41A* | GPGM542***41A* |  |  | Voluntarily Certified | Single-package air conditioner | False | False | 41000 |  | 14.7 | 13.4 |  |  | False | 30 | 30 | 11.2 |  |  | False | Conventional | 07/07/2023 |  | 10/03/2023
Daikin Comfort Technologies Manufacturing, L.P. | Franklin | GPGM548***41A* | GPGM548***41A* |  |  | Voluntarily Certified | Single-package air conditioner | False | False | 46000 |  | 15 |  |  |  | False | 30 |  | 11.2 |  |  | False | Conventional | 07/07/2023 |  | 10/03/2023
Daikin Comfort Technologies Manufacturing, L.P. | Franklin | GPGM560***41A* | GPGM560***41A* |  |  | Voluntarily Certified | Single-package air conditioner | False | False | 58000 |  | 15.2 | 13.4 |  |  | False | 30 | 30 | 11.2 |  |  | False | Conventional | 07/07/2023 |  | 10/03/2023
Daikin Comfort Technologies Manufacturing, L.P. | Franklin | GPUM324***41A* | GPUM324***41A* |  |  | Voluntarily Certified | Single-package air conditioner | False | False | 23000 |  | 13.4 | 13.4 |  |  | False | 30 | 30 | 10.6 |  |  | False | Conventional | 07/07/2023 |  | 10/03/2023
Daikin Comfort Technologies Manufacturing, L.P. | Franklin | GPUM330***41A* | GPUM330***41A* |  |  | Voluntarily Certified | Single-package air conditioner | False | False | 28600 |  | 13.4 |  |  |  | False | 30 |  | 10.6 |  |  | False | Conventional | 07/07/2023 |  | 10/03/2023
Daikin Comfort Technologies Manufacturing, L.P. | Franklin | GPUM336***41A* | GPUM336***41A* |  |  | Voluntarily Certified | Single-package air conditioner | False | False | 34200 |  | 13.4 | 13.4 |  |  | False | 30 | 30 | 10.6 |  |  | False | Conventional | 07/07/2023 |  | 10/03/2023
Daikin Comfort Technologies Manufacturing, L.P. | Franklin | GPUM342***41A* | GPUM342***41A* |  |  | Voluntarily Certified | Single-package air conditioner | False | False | 40000 |  | 13.4 | 13.4 |  |  | False | 30 | 30 | 10.6 |  |  | False | Conventional | 07/07/2023 |  | 10/03/2023
Daikin Comfort Technologies Manufacturing, L.P. | Franklin | GPUM348***41A* | GPUM348***41A* |  |  | Voluntarily Certified | Single-package air conditioner | False | False | 46000 |  | 13.4 | 13.4 |  |  | False | 30 | 30 | 10.6 |  |  | False | Conventional | 07/07/2023 |  | 10/03/2023
Daikin Comfort Technologies Manufacturing, L.P. | Franklin | GPUM361***41A* | GPUM361***41A* |  |  | Voluntarily Certified | Single-package air conditioner | False | False | 56000 |  | 13.4 | 13.4 |  |  | False | 30 | 30 | 10.6 |  |  | False | Conventional | 07/07/2023 |  | 10/03/2023
Daikin Comfort Technologies Manufacturing, L.P. | Franklin | GSXB401810A* | GSXB401810A* | CAPTA1818*4A*+EEP |  | Voluntarily Certified | Single-split-system air condit | False | False | 17400 |  | 14.3 | 13.4 |  |  | False | 30 | 30 | 11.7 |  | Coil-Only System | False | Conventional | 07/07/2023 |  | 10/03/2023
Daikin Comfort Technologies Manufacturing, L.P. | Franklin | GSXB402410A* | GSXB402410A* | CAPTA2422*4A*+EEP |  | Voluntarily Certified | Single-split-system air condit | False | False | 23600 |  | 14.3 | 13.4 |  |  | True | 30 | 30 | 11.7 |  | Coil-Only System | False | Conventional | 07/07/2023 |  | 10/03/2023
Daikin Comfort Technologies Manufacturing, L.P. | Franklin | GSXB403010A* | GSXB403010A* | CAPTA3022*4A*+EEP |  | Voluntarily Certified | Single-split-system air condit | False | False | 28400 |  | 14.3 | 13.4 |  |  | True | 30 | 30 | 11.7 |  | Coil-Only System | False | Conventional | 07/07/2023 |  | 10/03/2023
Daikin Comfort Technologies Manufacturing, L.P. | Franklin | GSXB403610A* | GSXB403610A* | CAPTA3626*4A*+EEP |  | Voluntarily Certified | Single-split-system air condit | False | False | 34200 |  | 14.3 | 13.4 |  |  | True | 30 | 30 | 11.7 |  | Coil-Only System | False | Conventional | 07/07/2023 |  | 10/03/2023
Daikin Comfort Technologies Manufacturing, L.P. | Franklin | GSXB404210A* | GSXB404210A* | CAPTA4230*4A*+EEP |  | Voluntarily Certified | Single-split-system air condit | False | False | 40000 |  | 14.3 | 13.4 |  |  | True | 30 | 30 | 11.7 |  | Coil-Only System | False | Conventional | 07/07/2023 |  | 10/03/2023
Daikin Comfort Technologies Manufacturing, L.P. | Franklin | GSXB404810A* | GSXB404810A* | CA*F4961*6D*+EEP+TXV |  | Voluntarily Certified | Single-split-system air condit | False | False | 45500 |  | 13.8 | 13.4 |  |  | False | 30 | 30 | 11.7 |  | Coil-Only System | False | Conventional | 07/07/2023 |  | 10/03/2023
Daikin Comfort Technologies Manufacturing, L.P. | Franklin | GSXB406010A* | GSXB406010A* | CA*F4961*6D*+EEP+TXV |  | Voluntarily Certified | Single-split-system air condit | False | False | 55000 |  | 13.8 | 13.4 |  |  | False | 30 | 30 | 11.2 |  | Coil-Only System | False | Conventional | 07/07/2023 |  | 10/03/2023
Daikin Comfort Technologies Manufacturing, L.P. | Franklin | GSXC702410A* | GSXC702410A* | CA*FA2422*6B*+EEP+TXV |  | Voluntarily Certified | Single-split-system air condit | False | False | 22800 |  | 14.3 | 13.4 |  |  | True | 30 | 30 | 11.7 |  | Coil-Only System | False | Conventional | 07/07/2023 |  | 10/03/2023
Daikin Comfort Technologies Manufacturing, L.P. | Franklin | GSXC703610A* | GSXC703610A* | CA*FA4226*6A*+EEP+TXV |  | Voluntarily Certified | Single-split-system air condit | False | False | 34200 |  | 14.3 | 13.4 |  |  | False | 30 | 30 | 11.7 |  | Coil-Only System | False | Conventional | 07/07/2023 |  | 10/03/2023
Daikin Comfort Technologies Manufacturing, L.P. | Franklin | GSXC704810A* | GSXC704810A* | CA*F4961*6D*+EEP+TXV |  | Voluntarily Certified | Single-split-system air condit | False | False | 47000 |  | 13.8 | 13.4 |  |  | False | 30 | 30 | 11.2 |  | Coil-Only System | False | Conventional | 07/07/2023 |  | 10/03/2023
Daikin Comfort Technologies Manufacturing, L.P. | Franklin | GSXC706010A* | GSXC706010A* | CA*F4961*6D*+EEP+TXV |  | Voluntarily Certified | Single-split-system air condit | False | False | 56000 |  | 13.8 |  |  |  | False | 30 |  | 11.2 |  | Coil-Only System | False | Conventional | 07/07/2023 |  | 10/03/2023
Daikin Comfort Technologies Manufacturing, L.P. | Franklin | GSXH501810A* | GSXH501810A* | CA*FA1818*6C*+EEP+TXV |  | Voluntarily Certified | Single-split-system air condit | False | False | 17400 |  | 14.3 | 13.4 |  |  | False | 30 | 30 | 11.7 |  | Coil-Only System | False | Conventional | 07/07/2023 |  | 10/03/2023
Daikin Comfort Technologies Manufacturing, L.P. | Franklin | GSXH502410A* | GSXH502410A* | CA*FA2422*6B*+EEP+TXV |  | Voluntarily Certified | Single-split-system air condit | False | False | 23600 |  | 14.3 | 13.4 |  |  | True | 30 | 30 | 11.7 |  | Coil-Only System | False | Conventional | 07/07/2023 |  | 10/03/2023
Daikin Comfort Technologies Manufacturing, L.P. | Franklin | GSXH503010A* | GSXH503010A* | CA*FA3022*6B*+EEP+TXV |  | Voluntarily Certified | Single-split-system air condit | False | False | 28400 |  | 14.3 | 13.4 |  |  | True | 30 | 30 | 11.7 |  | Coil-Only System | False | Conventional | 07/07/2023 |  | 10/03/2023
Daikin Comfort Technologies Manufacturing, L.P. | Franklin | GSXH503610A* | GSXH503610A* | CA*FA4226*6A*+EEP+TXV |  | Voluntarily Certified | Single-split-system air condit | False | False | 34200 |  | 14.3 | 13.4 |  |  | True | 30 | 30 | 11.7 |  | Coil-Only System | False | Conventional | 07/07/2023 |  | 10/03/2023
Daikin Comfort Technologies Manufacturing, L.P. | Franklin | GSXH504210A* | GSXH504210A* | CAPTA4230*4A*+EEP |  | Voluntarily Certified | Single-split-system air condit | False | False | 40000 |  | 14.3 | 13.4 |  |  | True | 30 | 30 | 11.7 |  | Coil-Only System | False | Conventional | 07/07/2023 |  | 10/03/2023
Daikin Comfort Technologies Manufacturing, L.P. | Franklin | GSXH504810A* | GSXH504810A* | CA*F4961*6D*+EEP+TXV |  | Voluntarily Certified | Single-split-system air condit | False | False | 45500 |  | 13.8 | 13.4 |  |  | False | 30 | 30 | 11.7 |  | Coil-Only System | False | Conventional | 07/07/2023 |  | 10/03/2023
Daikin Comfort Technologies Manufacturing, L.P. | Franklin | GSXH506010A* | GSXH506010A* | CA*F4961*6D*+EEP+TXV |  | Voluntarily Certified | Single-split-system air condit | False | False | 55000 |  | 13.8 | 13.4 |  |  | False | 30 | 30 | 11.2 |  | Coil-Only System | False | Conventional | 07/07/2023 |  | 10/03/2023
Daikin Comfort Technologies Manufacturing, L.P. | Franklin | GSXM401810A* | GSXM401810A* | CA*FA1818*6C*+EEP+TXV |  | Voluntarily Certified | Single-split-system air condit | False | False | 17400 |  | 14.3 | 13.4 |  |  | False | 30 | 30 | 11.7 |  | Coil-Only System | False | Conventional | 07/07/2023 |  | 10/03/2023
Daikin Comfort Technologies Manufacturing, L.P. | Franklin | GSXM402410A* | GSXM402410A* | CA*FA2422*6B*+EEP+TXV |  | Voluntarily Certified | Single-split-system air condit | False | False | 23600 |  | 14.3 | 13.4 |  |  | True | 30 | 30 | 11.7 |  | Coil-Only System | False | Conventional | 07/07/2023 |  | 10/03/2023
Daikin Comfort Technologies Manufacturing, L.P. | Franklin | GSXM403010A* | GSXM403010A* | CA*FA3022*6B*+EEP+TXV |  | Voluntarily Certified | Single-split-system air condit | False | False | 28400 |  | 14.3 | 13.4 |  |  | True | 30 | 30 | 11.7 |  | Coil-Only System | False | Conventional | 07/07/2023 |  | 10/03/2023
Daikin Comfort Technologies Manufacturing, L.P. | Franklin | GSXM403610A* | GSXM403610A* | CA*FA4226*6A*+EEP+TXV |  | Voluntarily Certified | Single-split-system air condit | False | False | 34200 |  | 14.3 | 13.4 |  |  | True | 30 | 30 | 11.7 |  | Coil-Only System | False | Conventional | 07/07/2023 |  | 10/03/2023
Daikin Comfort Technologies Manufacturing, L.P. | Franklin | GSXN401810A* | GSXN401810A* | CA*FA1818*6C*+EEP+TXV |  | Voluntarily Certified | Single-split-system air condit | False | False | 17400 |  | 14.3 | 13.4 |  |  | False | 30 | 30 | 11.7 |  | Coil-Only System | False | Conventional | 07/07/2023 |  | 10/03/2023
Daikin Comfort Technologies Manufacturing, L.P. | Franklin | GSXN402410A* | GSXN402410A* | CA*FA2422*6B*+EEP+TXV |  | Voluntarily Certified | Single-split-system air condit | False | False | 22600 |  | 14.3 | 13.4 |  |  | False | 30 | 30 | 11.7 |  | Coil-Only System | False | Conventional | 07/07/2023 |  | 10/03/2023
Daikin Comfort Technologies Manufacturing, L.P. | Franklin | GSXN403010A* | GSXN403010A* | CA*FA3626*6A*+EEP+TXV |  | Voluntarily Certified | Single-split-system air condit | False | False | 28600 |  | 14.3 | 13.4 |  |  | False | 30 | 30 | 11.7 |  | Coil-Only System | False | Conventional | 07/07/2023 |  | 10/03/2023
Daikin Comfort Technologies Manufacturing, L.P. | Franklin | GSXN403610A* | GSXN403610A* | CA*FA4226*6A*+EEP+TXV |  | Voluntarily Certified | Single-split-system air condit | False | False | 34200 |  | 14.3 | 13.4 |  |  | False | 30 | 30 | 11.7 |  | Coil-Only System | False | Conventional | 07/07/2023 |  | 10/03/2023
Daikin Comfort Technologies Manufacturing, L.P. | Franklin | GSXN404210A* | GSXN404210A* | CAPTA4230*4A*+EEP |  | Voluntarily Certified | Single-split-system air condit | False | False | 39500 |  | 14.3 | 13.4 |  |  | False | 30 | 30 | 11.7 |  | Coil-Only System | False | Conventional | 07/07/2023 |  | 10/03/2023
Daikin Comfort Technologies Manufacturing, L.P. | Franklin | GSXN404810A* | GSXN404810A* | CA*F4961*6D*+EEP+TXV |  | Voluntarily Certified | Single-split-system air condit | False | False | 45500 |  | 13.8 | 13.4 |  |  | False | 30 | 30 | 11.7 |  | Coil-Only System | False | Conventional | 07/07/2023 |  | 10/03/2023
Daikin Comfort Technologies Manufacturing, L.P. | Franklin | GSXN406010A* | GSXN406010A* | CA*F4961*6D*+EEP+TXV |  | Voluntarily Certified | Single-split-system air condit | False | False | 55000 |  | 13.8 | 13.4 |  |  | False | 30 | 30 | 11.2 |  | Coil-Only System | False | Conventional | 07/07/2023 |  | 10/03/2023
Daikin Comfort Technologies Manufacturing, L.P. | Franklin | GSXV902410A* | GSXV902410A* | CA*F3137*6A*+MBVC1201**-1A*+TX |  | Voluntarily Certified | Single-split-system air condit | False | False | 22600 |  | 22.5 | 13.4 |  |  | True | 30 | 30 | 13 |  | Blower Coil System | True | Conventional | 07/07/2023 |  | 10/03/2023
Daikin Comfort Technologies Manufacturing, L.P. | Franklin | GSXV903610A* | GSXV903610A* | CA*F3743*6D*+MBVC1601**-1A*+TX |  | Voluntarily Certified | Single-split-system air condit | False | False | 32800 |  | 20 | 13.4 |  |  | True | 30 | 30 | 12 |  | Blower Coil System | True | Conventional | 07/07/2023 |  | 10/03/2023
Daikin Comfort Technologies Manufacturing, L.P. | Franklin | GSXV904810A* | GSXV904810A* | CA*F4961*6D*+MBVC2001**-1A*+TX |  | Voluntarily Certified | Single-split-system air condit | False | False | 45000 |  | 20.5 | 13.4 |  |  | True | 30 | 30 | 12.4 |  | Blower Coil System | True | Conventional | 07/07/2023 |  | 10/03/2023
Daikin Comfort Technologies Manufacturing, L.P. | Franklin | GSXV906010A* | GSXV906010A* | CA*F4961*6D*+MBVC2001**-1A*+TX |  | Voluntarily Certified | Single-split-system air condit | False | False | 52000 |  | 19 |  |  |  | True | 30 |  | 12.4 |  | Blower Coil System | True | Conventional | 07/07/2023 |  | 10/03/2023
Allied Air | Airease | PRPAC1636VP-* | PRPAC1636VP-* |  |  | Voluntarily Certified | Single-package air conditioner | False | False | 34000 |  | 15 | 13.4 |  |  | False | 30 | 30 | 11.2 | 10.6 |  | False | Conventional | 05/05/2023 |  | 10/03/2023
Allied Air | Ducane | PRPAC1448EP-* | PRPAC1448EP-* |  |  | Voluntarily Certified | Single-package air conditioner | False | False | 44500 |  | 13.4 | 13.4 |  |  | False | 30 | 30 | 10.6 | 10.6 |  | False | Conventional | 05/05/2023 |  | 10/03/2023
Allied Air | Ducane | PRPAC1460EP-* | PRPAC1460EP-* |  |  | Voluntarily Certified | Single-package air conditioner | False | False | 57500 |  | 13.4 | 13.4 |  |  | True | 30 | 30 | 10.6 | 10.6 |  | False | Conventional | 05/05/2023 |  | 10/03/2023
Allied Air | Ducane | PRPAC1648VP-* | PRPAC1648VP-* |  |  | Voluntarily Certified | Single-package air conditioner | False | False | 46000 |  | 15.2 | 13.4 |  |  | False | 30 | 30 | 11.5 | 10.6 |  | False | Conventional | 05/05/2023 |  | 10/03/2023
Allied Air | MAGIC PAK | 15MGE8-12-181*P | 15MGE8-12-181*P |  |  | Voluntarily Certified | Single-package space-constrain | False | False | 16900 |  | 11.7 | 11.7 |  |  | False | 30 | 30 | 10 |  |  | False | Space Constrained | 05/05/2023 |  | 10/03/2023
Allied Air | MAGIC PAK | 24MGE8-12-181*P | 24MGE8-12-181*P |  |  | Voluntarily Certified | Single-package space-constrain | False | False | 16900 |  | 11.7 | 11.7 |  |  | False | 30 | 30 | 10 |  |  | False | Space Constrained | 05/05/2023 |  | 10/03/2023
Allied Air | ARMSTRONG AIR | PRPAC1448EP-* | PRPAC1448EP-* |  |  | Voluntarily Certified | Single-package air conditioner | False | False | 44500 |  | 13.4 | 13.4 |  |  | False | 30 | 30 | 10.6 | 10.6 |  | False | Conventional | 05/05/2023 |  | 10/03/2023
Allied Air | ARMSTRONG AIR | PRPAC1460EP-* | PRPAC1460EP-* |  |  | Voluntarily Certified | Single-package air conditioner | False | False | 57500 |  | 13.4 | 13.4 |  |  | True | 30 | 30 | 10.6 | 10.6 |  | False | Conventional | 05/05/2023 |  | 10/03/2023
Allied Air | ARMSTRONG AIR | PRPAC1648VP-* | PRPAC1648VP-* |  |  | Voluntarily Certified | Single-package air conditioner | False | False | 46000 |  | 15.2 | 13.4 |  |  | False | 30 | 30 | 11.5 | 10.6 |  | False | Conventional | 05/05/2023 |  | 10/03/2023
Allied Air | Airease | PRPAC1448EP-* | PRPAC1448EP-* |  |  | Voluntarily Certified | Single-package air conditioner | False | False | 44500 |  | 13.4 | 13.4 |  |  | False | 30 | 30 | 10.6 | 10.6 |  | False | Conventional | 05/05/2023 |  | 10/03/2023
Allied Air | Airease | PRPAC1460EP-* | PRPAC1460EP-* |  |  | Voluntarily Certified | Single-package air conditioner | False | False | 57500 |  | 13.4 | 13.4 |  |  | True | 30 | 30 | 10.6 | 10.6 |  | False | Conventional | 05/05/2023 |  | 10/03/2023
Allied Air | Airease | PRPAC1648VP-* | PRPAC1648VP-* |  |  | Voluntarily Certified | Single-package air conditioner | False | False | 46000 |  | 15.2 | 13.4 |  |  | False | 30 | 30 | 11.5 | 10.6 |  | False | Conventional | 05/05/2023 |  | 10/03/2023
Allied Air | ROYALTON | PRPAC1442EP-* | PRPAC1442EP-* |  |  | Voluntarily Certified | Single-package air conditioner | False | False | 40000 |  | 13.4 | 13.4 |  |  | False | 30 | 30 | 10.6 | 10.6 |  | False | Conventional | 05/05/2023 |  | 10/03/2023
Allied Air | Airease | PRPG*1436-***EP-* | PRPG*1436-***EP-* |  |  | Voluntarily Certified | Single-package air conditioner | False | False | 33400 |  | 13.4 | 13.4 |  |  | False | 30 | 30 | 10.6 | 10.6 |  | False | Conventional | 05/05/2023 |  | 10/03/2023
Allied Air | Airease | PRPG*1660-***VP-* | PRPG*1660-***VP-* |  |  | Voluntarily Certified | Single-package air conditioner | False | False | 57000 |  | 15.2 | 13.4 |  |  | False | 30 | 30 | 11.5 | 10.6 |  | False | Conventional | 05/05/2023 |  | 10/03/2023
Allied Air | ROYALTON | PRPG*1436-***EP-* | PRPG*1436-***EP-* |  |  | Voluntarily Certified | Single-package air conditioner | False | False | 33400 |  | 13.4 | 13.4 |  |  | False | 30 | 30 | 10.6 | 10.6 |  | False | Conventional | 05/05/2023 |  | 10/03/2023
Allied Air | ROYALTON | PRPAC1448EP-* | PRPAC1448EP-* |  |  | Voluntarily Certified | Single-package air conditioner | False | False | 44500 |  | 13.4 | 13.4 |  |  | False | 30 | 30 | 10.6 | 10.6 |  | False | Conventional | 05/05/2023 |  | 10/03/2023
Allied Air | ROYALTON | PRPAC1460EP-* | PRPAC1460EP-* |  |  | Voluntarily Certified | Single-package air conditioner | False | False | 57500 |  | 13.4 | 13.4 |  |  | True | 30 | 30 | 10.6 | 10.6 |  | False | Conventional | 05/05/2023 |  | 10/03/2023
Allied Air | Ducane | PRPAC1442EP-* | PRPAC1442EP-* |  |  | Voluntarily Certified | Single-package air conditioner | False | False | 40000 |  | 13.4 | 13.4 |  |  | False | 30 | 30 | 10.6 | 10.6 |  | False | Conventional | 05/05/2023 |  | 10/03/2023
Allied Air | Ducane | PRPG*1660-***VP-* | PRPG*1660-***VP-* |  |  | Voluntarily Certified | Single-package air conditioner | False | False | 57000 |  | 15.2 | 13.4 |  |  | False | 30 | 30 | 11.5 | 10.6 |  | False | Conventional | 05/05/2023 |  | 10/03/2023
Allied Air | ARMSTRONG AIR | PRPAC1442EP-* | PRPAC1442EP-* |  |  | Voluntarily Certified | Single-package air conditioner | False | False | 40000 |  | 13.4 | 13.4 |  |  | False | 30 | 30 | 10.6 | 10.6 |  | False | Conventional | 05/05/2023 |  | 10/03/2023
Allied Air | Ducane | PRPG*1436-***EP-* | PRPG*1436-***EP-* |  |  | Voluntarily Certified | Single-package air conditioner | False | False | 33400 |  | 13.4 | 13.4 |  |  | False | 30 | 30 | 10.6 | 10.6 |  | False | Conventional | 05/05/2023 |  | 10/03/2023
Allied Air | MAGIC PAK | 36MGE8-12-241*P | 36MGE8-12-241*P |  |  | Voluntarily Certified | Single-package space-constrain | False | False | 21800 |  | 11.7 | 11.7 |  |  | False | 30 | 30 | 10 |  |  | False | Space Constrained | 05/05/2023 |  | 10/03/2023
Allied Air | MAGIC PAK | 15MGE8-12-241*P | 15MGE8-12-241*P |  |  | Voluntarily Certified | Single-package space-constrain | False | False | 21800 |  | 11.7 | 11.7 |  |  | False | 30 | 30 | 10 |  |  | False | Space Constrained | 05/05/2023 |  | 10/03/2023
Allied Air | ARMSTRONG AIR | PRPG*1436-***EP-* | PRPG*1436-***EP-* |  |  | Voluntarily Certified | Single-package air conditioner | False | False | 33400 |  | 13.4 | 13.4 |  |  | False | 30 | 30 | 10.6 | 10.6 |  | False | Conventional | 05/05/2023 |  | 10/03/2023
Allied Air | ARMSTRONG AIR | PRPG*1660-***VP-* | PRPG*1660-***VP-* |  |  | Voluntarily Certified | Single-package air conditioner | False | False | 57000 |  | 15.2 | 13.4 |  |  | False | 30 | 30 | 11.5 | 10.6 |  | False | Conventional | 05/05/2023 |  | 10/03/2023
Allied Air | Airease | PRPAC1442EP-* | PRPAC1442EP-* |  |  | Voluntarily Certified | Single-package air conditioner | False | False | 40000 |  | 13.4 | 13.4 |  |  | False | 30 | 30 | 10.6 | 10.6 |  | False | Conventional | 05/05/2023 |  | 10/03/2023
Allied Air | MAGIC PAK | 48MGE8-14-361*P | 48MGE8-14-361*P |  |  | Voluntarily Certified | Single-package air conditioner | False | False | 31800 |  | 13.4 | 13.4 |  |  | False | 30 | 30 | 10.6 | 10.6 |  | False | Conventional | 05/05/2023 |  | 10/03/2023
Allied Air | MAGIC PAK | 24MGE8-12-091*P | 24MGE8-12-091*P |  |  | Voluntarily Certified | Single-package space-constrain | False | False | 8600 |  | 11.7 | 11.7 |  |  | False | 30 | 30 | 10 |  |  | False | Space Constrained | 05/05/2023 |  | 10/03/2023
Allied Air | ROYALTON | PRPG*1660-***VP-* | PRPG*1660-***VP-* |  |  | Voluntarily Certified | Single-package air conditioner | False | False | 57000 |  | 15.2 | 13.4 |  |  | False | 30 | 30 | 11.5 | 10.6 |  | False | Conventional | 05/05/2023 |  | 10/03/2023
Allied Air | MAGIC PAK | 60MGE8-12-241*P | 60MGE8-12-241*P |  |  | Voluntarily Certified | Single-package space-constrain | False | False | 21800 |  | 11.7 | 11.7 |  |  | False | 30 | 30 | 10 |  |  | False | Space Constrained | 05/05/2023 |  | 10/03/2023
Allied Air | Ducane | PRPAC1436EP-* | PRPAC1436EP-* |  |  | Voluntarily Certified | Single-package air conditioner | False | False | 33400 |  | 13.4 | 13.4 |  |  | False | 30 | 30 | 10.6 | 10.6 |  | False | Conventional | 05/05/2023 |  | 10/03/2023
Allied Air | Ducane | PRPAC1660VP-* | PRPAC1660VP-* |  |  | Voluntarily Certified | Single-package air conditioner | False | False | 57000 |  | 15.2 | 13.4 |  |  | False | 30 | 30 | 11.5 | 10.6 |  | False | Conventional | 05/05/2023 |  | 10/03/2023
Allied Air | MAGIC PAK | 15MGE8-12-121*P | 15MGE8-12-121*P |  |  | Voluntarily Certified | Single-package space-constrain | False | False | 12000 |  | 11.7 | 11.7 |  |  | False | 30 | 30 | 10.5 |  |  | False | Space Constrained | 05/05/2023 |  | 10/03/2023
Allied Air | ARMSTRONG AIR | PRPAC1436EP-* | PRPAC1436EP-* |  |  | Voluntarily Certified | Single-package air conditioner | False | False | 33400 |  | 13.4 | 13.4 |  |  | False | 30 | 30 | 10.6 | 10.6 |  | False | Conventional | 05/05/2023 |  | 10/03/2023
Allied Air | ARMSTRONG AIR | PRPAC1660VP-* | PRPAC1660VP-* |  |  | Voluntarily Certified | Single-package air conditioner | False | False | 57000 |  | 15.2 | 13.4 |  |  | False | 30 | 30 | 11.5 | 10.6 |  | False | Conventional | 05/05/2023 |  | 10/03/2023
Allied Air | ALLIED | PRPG*1436-***EP-* | PRPG*1436-***EP-* |  |  | Voluntarily Certified | Single-package air conditioner | False | False | 33400 |  | 13.4 | 13.4 |  |  | False | 30 | 30 | 10.6 | 10.6 |  | False | Conventional | 05/05/2023 |  | 10/03/2023
Allied Air | Airease | PRPG*1624-***VP-* | PRPG*1624-***VP-* |  |  | Voluntarily Certified | Single-package air conditioner | False | False | 23800 |  | 15.2 | 13.4 |  |  | True | 30 | 30 | 11.8 | 10.6 |  | False | Conventional | 05/05/2023 |  | 10/03/2023
Allied Air | ROYALTON | PRPG*1624-***VP-* | PRPG*1624-***VP-* |  |  | Voluntarily Certified | Single-package air conditioner | False | False | 23800 |  | 15.2 | 13.4 |  |  | True | 30 | 30 | 11.8 | 10.6 |  | False | Conventional | 05/05/2023 |  | 10/03/2023
Allied Air | ALLIED | PRPG*1624-***VP-* | PRPG*1624-***VP-* |  |  | Voluntarily Certified | Single-package air conditioner | False | False | 23800 |  | 15.2 | 13.4 |  |  | True | 30 | 30 | 11.8 | 10.6 |  | False | Conventional | 05/05/2023 |  | 10/03/2023
Allied Air | MAGIC PAK | 24MGE8-12-301*P | 24MGE8-12-301*P |  |  | Voluntarily Certified | Single-package space-constrain | False | False | 27600 |  | 11.7 | 11.7 |  |  | False | 30 | 30 | 10 |  |  | False | Space Constrained | 05/05/2023 |  | 10/03/2023
Allied Air | MAGIC PAK | 36MGE8-12-301*P | 36MGE8-12-301*P |  |  | Voluntarily Certified | Single-package space-constrain | False | False | 27600 |  | 11.7 | 11.7 |  |  | False | 30 | 30 | 10 |  |  | False | Space Constrained | 05/05/2023 |  | 10/03/2023
Allied Air | Ducane | PRPG*1624-***VP-* | PRPG*1624-***VP-* |  |  | Voluntarily Certified | Single-package air conditioner | False | False | 23800 |  | 15.2 | 13.4 |  |  | True | 30 | 30 | 11.8 | 10.6 |  | False | Conventional | 05/05/2023 |  | 10/03/2023
Allied Air | ARMSTRONG AIR | PRPG*1624-***VP-* | PRPG*1624-***VP-* |  |  | Voluntarily Certified | Single-package air conditioner | False | False | 23800 |  | 15.2 | 13.4 |  |  | True | 30 | 30 | 11.8 | 10.6 |  | False | Conventional | 05/05/2023 |  | 10/03/2023
Allied Air | Airease | PRPAC1436EP-* | PRPAC1436EP-* |  |  | Voluntarily Certified | Single-package air conditioner | False | False | 33400 |  | 13.4 | 13.4 |  |  | False | 30 | 30 | 10.6 | 10.6 |  | False | Conventional | 05/05/2023 |  | 10/03/2023
Allied Air | Airease | PRPAC1660VP-* | PRPAC1660VP-* |  |  | Voluntarily Certified | Single-package air conditioner | False | False | 57000 |  | 15.2 | 13.4 |  |  | False | 30 | 30 | 11.5 | 10.6 |  | False | Conventional | 05/05/2023 |  | 10/03/2023
Allied Air | ROYALTON | PRPAC1436EP-* | PRPAC1436EP-* |  |  | Voluntarily Certified | Single-package air conditioner | False | False | 33400 |  | 13.4 | 13.4 |  |  | False | 30 | 30 | 10.6 | 10.6 |  | False | Conventional | 05/05/2023 |  | 10/03/2023
Allied Air | ROYALTON | PRPAC1660VP-* | PRPAC1660VP-* |  |  | Voluntarily Certified | Single-package air conditioner | False | False | 57000 |  | 15.2 | 13.4 |  |  | False | 30 | 30 | 11.5 | 10.6 |  | False | Conventional | 05/05/2023 |  | 10/03/2023
Allied Air | ALLIED | PRPAC1436EP-* | PRPAC1436EP-* |  |  | Voluntarily Certified | Single-package air conditioner | False | False | 33400 |  | 13.4 | 13.4 |  |  | False | 30 | 30 | 10.6 | 10.6 |  | False | Conventional | 05/05/2023 |  | 10/03/2023
Allied Air | ALLIED | PRPAC1660VP-* | PRPAC1660VP-* |  |  | Voluntarily Certified | Single-package air conditioner | False | False | 57000 |  | 15.2 | 13.4 |  |  | False | 30 | 30 | 11.5 | 10.6 |  | False | Conventional | 05/05/2023 |  | 10/03/2023
Allied Air | MAGIC PAK | 0,5,7,10MCE4-14-361*P | 0,5,7,10MCE4-14-361*P |  |  | Voluntarily Certified | Single-package air conditioner | False | False | 34800 |  | 13.4 | 13.4 |  |  | False | 30 | 30 | 10.6 | 10.6 |  | False | Conventional | 05/05/2023 |  | 10/03/2023
Allied Air | MAGIC PAK | 0,5,7,10MCE4-12-301*P | 0,5,7,10MCE4-12-301*P |  |  | Voluntarily Certified | Single-package space-constrain | False | False | 28000 |  | 11.7 | 11.7 |  |  | False | 30 | 30 | 10.5 |  |  | False | Space Constrained | 05/05/2023 |  | 10/03/2023
Allied Air | Ducane | PRPAC1636VP-* | PRPAC1636VP-* |  |  | Voluntarily Certified | Single-package air conditioner | False | False | 34000 |  | 15 | 13.4 |  |  | False | 30 | 30 | 11.2 | 10.6 |  | False | Conventional | 05/05/2023 |  | 10/03/2023
Allied Air | ARMSTRONG AIR | PRPAC1636VP-* | PRPAC1636VP-* |  |  | Voluntarily Certified | Single-package air conditioner | False | False | 34000 |  | 15 | 13.4 |  |  | False | 30 | 30 | 11.2 | 10.6 |  | False | Conventional | 05/05/2023 |  | 10/03/2023
Allied Air | Airease | PRPG*1430-***EP-* | PRPG*1430-***EP-* |  |  | Voluntarily Certified | Single-package air conditioner | False | False | 28400 |  | 13.4 | 13.4 |  |  | False | 30 | 30 | 10.6 | 10.6 |  | False | Conventional | 05/05/2023 |  | 10/03/2023
Allied Air | MAGIC PAK | 24MGE8-12-241*P | 24MGE8-12-241*P |  |  | Voluntarily Certified | Single-package space-constrain | False | False | 21800 |  | 11.7 | 11.7 |  |  | False | 30 | 30 | 10 |  |  | False | Space Constrained | 05/05/2023 |  | 10/03/2023
Allied Air | MAGIC PAK | 36MGE8-14-361*P | 36MGE8-14-361*P |  |  | Voluntarily Certified | Single-package air conditioner | False | False | 31800 |  | 13.4 | 13.4 |  |  | False | 30 | 30 | 10.6 | 10.6 |  | False | Conventional | 05/05/2023 |  | 10/03/2023
Allied Air | MAGIC PAK | 0,5,7,10MCE4-12-241*P | 0,5,7,10MCE4-12-241*P |  |  | Voluntarily Certified | Single-package space-constrain | False | False | 22200 |  | 11.7 | 11.7 |  |  | False | 30 | 30 | 10.5 |  |  | False | Space Constrained | 05/05/2023 |  | 10/03/2023
Allied Air | Ducane | PRPG*1430-***EP-* | PRPG*1430-***EP-* |  |  | Voluntarily Certified | Single-package air conditioner | False | False | 28400 |  | 13.4 | 13.4 |  |  | False | 30 | 30 | 10.6 | 10.6 |  | False | Conventional | 05/05/2023 |  | 10/03/2023
Allied Air | ARMSTRONG AIR | PRPG*1430-***EP-* | PRPG*1430-***EP-* |  |  | Voluntarily Certified | Single-package air conditioner | False | False | 28400 |  | 13.4 | 13.4 |  |  | False | 30 | 30 | 10.6 | 10.6 |  | False | Conventional | 05/05/2023 |  | 10/03/2023
Allied Air | Ducane | PRPG*1636-***VP-* | PRPG*1636-***VP-* |  |  | Voluntarily Certified | Single-package air conditioner | False | False | 34000 |  | 15 | 13.4 |  |  | False | 30 | 30 | 11.2 | 10.6 |  | False | Conventional | 05/05/2023 |  | 10/03/2023
Allied Air | ARMSTRONG AIR | PRPG*1636-***VP-* | PRPG*1636-***VP-* |  |  | Voluntarily Certified | Single-package air conditioner | False | False | 34000 |  | 15 | 13.4 |  |  | False | 30 | 30 | 11.2 | 10.6 |  | False | Conventional | 05/05/2023 |  | 10/03/2023
Allied Air | MAGIC PAK | 60MGE8-12-301*P | 60MGE8-12-301*P |  |  | Voluntarily Certified | Single-package space-constrain | False | False | 27600 |  | 11.7 | 11.7 |  |  | False | 30 | 30 | 10 |  |  | False | Space Constrained | 05/05/2023 |  | 10/03/2023
Allied Air | MAGIC PAK | 60MGE8-12-181*P | 60MGE8-12-181*P |  |  | Voluntarily Certified | Single-package space-constrain | False | False | 16900 |  | 11.7 | 11.7 |  |  | False | 30 | 30 | 10 |  |  | False | Space Constrained | 05/05/2023 |  | 10/03/2023
Allied Air | ARMSTRONG AIR | PRPAC1624VP-* | PRPAC1624VP-* |  |  | Voluntarily Certified | Single-package air conditioner | False | False | 23800 |  | 15.2 | 13.4 |  |  | False | 30 | 30 | 11.8 | 10.6 |  | False | Conventional | 05/05/2023 |  | 10/03/2023
Allied Air | Ducane | PRPAC1624VP-* | PRPAC1624VP-* |  |  | Voluntarily Certified | Single-package air conditioner | False | False | 23800 |  | 15.2 | 13.4 |  |  | False | 30 | 30 | 11.8 | 10.6 |  | False | Conventional | 05/05/2023 |  | 10/03/2023
Allied Air | MAGIC PAK | 60MGE8-14-361*P | 60MGE8-14-361*P |  |  | Voluntarily Certified | Single-package air conditioner | False | False | 31800 |  | 13.4 | 13.4 |  |  | False | 30 | 30 | 10.6 | 10.6 |  | False | Conventional | 05/05/2023 |  | 10/03/2023
Allied Air | MAGIC PAK | 0,3,5MCE4-12-091*P | 0,3,5MCE4-12-091*P |  |  | Voluntarily Certified | Single-package space-constrain | False | False | 8600 |  | 11.7 | 11.7 |  |  | False | 30 | 30 | 10.5 |  |  | False | Space Constrained | 05/05/2023 |  | 10/03/2023
Allied Air | MAGIC PAK | 0,3,5,7,10MCE4-12-181*P | 0,3,5,7,10MCE4-12-181*P |  |  | Voluntarily Certified | Single-package space-constrain | False | False | 16800 |  | 11.7 | 11.7 |  |  | False | 30 | 30 | 10 |  |  | False | Space Constrained | 05/05/2023 |  | 10/03/2023
Allied Air | MAGIC PAK | 0,3,5MCE4-12-121*P | 0,3,5MCE4-12-121*P |  |  | Voluntarily Certified | Single-package space-constrain | False | False | 12000 |  | 11.7 | 11.7 |  |  | False | 30 | 30 | 10 |  |  | False | Space Constrained | 05/05/2023 |  | 10/03/2023
Allied Air | Ducane | PRPAC1424EP-* | PRPAC1424EP-* |  |  | Voluntarily Certified | Single-package air conditioner | False | False | 22600 |  | 13.4 | 13.4 |  |  | False | 30 | 30 | 10.6 | 10.6 |  | False | Conventional | 05/05/2023 |  | 10/03/2023
Allied Air | Ducane | PRPG*1648-***VP-* | PRPG*1648-***VP-* |  |  | Voluntarily Certified | Single-package air conditioner | False | False | 46000 |  | 15.2 | 13.4 |  |  | False | 30 | 30 | 11.5 | 10.6 |  | False | Conventional | 05/05/2023 |  | 10/03/2023
Allied Air | ARMSTRONG AIR | PRPAC1424EP-* | PRPAC1424EP-* |  |  | Voluntarily Certified | Single-package air conditioner | False | False | 22600 |  | 13.4 | 13.4 |  |  | False | 30 | 30 | 10.6 | 10.6 |  | False | Conventional | 05/05/2023 |  | 10/03/2023
Allied Air | ARMSTRONG AIR | PRPG*1648-***VP-* | PRPG*1648-***VP-* |  |  | Voluntarily Certified | Single-package air conditioner | False | False | 46000 |  | 15.2 | 13.4 |  |  | False | 30 | 30 | 11.5 | 10.6 |  | False | Conventional | 05/05/2023 |  | 10/03/2023
Allied Air | Ducane | PRPAC1430EP-* | PRPAC1430EP-* |  |  | Voluntarily Certified | Single-package air conditioner | False | False | 28400 |  | 13.4 | 13.4 |  |  | False | 30 | 30 | 10.6 | 10.6 |  | False | Conventional | 05/05/2023 |  | 10/03/2023
Allied Air | Ducane | PRPG*1424-***EP-* | PRPG*1424-***EP-* |  |  | Voluntarily Certified | Single-package air conditioner | False | False | 22600 |  | 13.4 | 13.4 |  |  | False | 30 | 30 | 10.6 | 10.6 |  | False | Conventional | 05/05/2023 |  | 10/03/2023
Allied Air | ROYALTON | PRPAC1430EP-* | PRPAC1430EP-* |  |  | Voluntarily Certified | Single-package air conditioner | False | False | 28400 |  | 13.4 | 13.4 |  |  | False | 30 | 30 | 10.6 | 10.6 |  | False | Conventional | 05/05/2023 |  | 10/03/2023
Allied Air | ROYALTON | PRPG*1424-***EP-* | PRPG*1424-***EP-* |  |  | Voluntarily Certified | Single-package air conditioner | False | False | 22600 |  | 13.4 | 13.4 |  |  | False | 30 | 30 | 10.6 | 10.6 |  | False | Conventional | 05/05/2023 |  | 10/03/2023
Allied Air | ARMSTRONG AIR | PRPAC1430EP-* | PRPAC1430EP-* |  |  | Voluntarily Certified | Single-package air conditioner | False | False | 28400 |  | 13.4 | 13.4 |  |  | False | 30 | 30 | 10.6 | 10.6 |  | False | Conventional | 05/05/2023 |  | 10/03/2023
Allied Air | ARMSTRONG AIR | PRPG*1424-***EP-* | PRPG*1424-***EP-* |  |  | Voluntarily Certified | Single-package air conditioner | False | False | 22600 |  | 13.4 | 13.4 |  |  | False | 30 | 30 | 10.6 | 10.6 |  | False | Conventional | 05/05/2023 |  | 10/03/2023
Allied Air | Airease | PRPAC1430EP-* | PRPAC1430EP-* |  |  | Voluntarily Certified | Single-package air conditioner | False | False | 28400 |  | 13.4 | 13.4 |  |  | False | 30 | 30 | 10.6 | 10.6 |  | False | Conventional | 05/05/2023 |  | 10/03/2023
Allied Air | Airease | PRPG*1424-***EP-* | PRPG*1424-***EP-* |  |  | Voluntarily Certified | Single-package air conditioner | False | False | 22600 |  | 13.4 | 13.4 |  |  | False | 30 | 30 | 10.6 | 10.6 |  | False | Conventional | 05/05/2023 |  | 10/03/2023
Allied Air | MAGIC PAK | 24MGE8-14-361*P | 24MGE8-14-361*P |  |  | Voluntarily Certified | Single-package air conditioner | False | False | 31800 |  | 13.4 | 13.4 |  |  | False | 30 | 30 | 10.6 | 10.6 |  | False | Conventional | 05/05/2023 |  | 10/03/2023
Allied Air | MAGIC PAK | 24MGE8-12-121*P | 24MGE8-12-121*P |  |  | Voluntarily Certified | Single-package space-constrain | False | False | 12000 |  | 11.7 | 11.7 |  |  | False | 30 | 30 | 10.5 |  |  | False | Space Constrained | 05/05/2023 |  | 10/03/2023
Allied Air | MAGIC PAK | 36MGE8-12-181*P | 36MGE8-12-181*P |  |  | Voluntarily Certified | Single-package space-constrain | False | False | 16900 |  | 11.7 | 11.7 |  |  | False | 30 | 30 | 10 |  |  | False | Space Constrained | 05/05/2023 |  | 10/03/2023
Allied Air | MAGIC PAK | 48MGE8-12-181*P | 48MGE8-12-181*P |  |  | Voluntarily Certified | Single-package space-constrain | False | False | 16900 |  | 11.7 | 11.7 |  |  | False | 30 | 30 | 10 |  |  | False | Space Constrained | 05/05/2023 |  | 10/03/2023
Allied Air | Airease | PRPG*1442-***EP-* | PRPG*1442-***EP-* |  |  | Voluntarily Certified | Single-package air conditioner | False | False | 40000 |  | 13.4 | 13.4 |  |  | False | 30 | 30 | 10.6 | 10.6 |  | False | Conventional | 05/05/2023 |  | 10/03/2023
Allied Air | Airease | PRPG*1448-***EP-* | PRPG*1448-***EP-* |  |  | Voluntarily Certified | Single-package air conditioner | False | False | 44500 |  | 13.4 | 13.4 |  |  | False | 30 | 30 | 10.6 | 10.6 |  | False | Conventional | 05/05/2023 |  | 10/03/2023
Allied Air | ARMSTRONG AIR | PRPG*1448-***EP-* | PRPG*1448-***EP-* |  |  | Voluntarily Certified | Single-package air conditioner | False | False | 44500 |  | 13.4 | 13.4 |  |  | False | 30 | 30 | 10.6 | 10.6 |  | False | Conventional | 05/05/2023 |  | 10/03/2023
Allied Air | ROYALTON | PRPG*1442-***EP-* | PRPG*1442-***EP-* |  |  | Voluntarily Certified | Single-package air conditioner | False | False | 40000 |  | 13.4 | 13.4 |  |  | False | 30 | 30 | 10.6 | 10.6 |  | False | Conventional | 05/05/2023 |  | 10/03/2023
Allied Air | ROYALTON | PRPG*1448-***EP-* | PRPG*1448-***EP-* |  |  | Voluntarily Certified | Single-package air conditioner | False | False | 44500 |  | 13.4 | 13.4 |  |  | False | 30 | 30 | 10.6 | 10.6 |  | False | Conventional | 05/05/2023 |  | 10/03/2023
Allied Air | Airease | PRPG*1460-***EP-* | PRPG*1460-***EP-* |  |  | Voluntarily Certified | Single-package air conditioner | False | False | 57500 |  | 13.4 | 13.4 |  |  | True | 30 | 30 | 10.6 | 10.6 |  | False | Conventional | 05/05/2023 |  | 10/03/2023
Allied Air | ARMSTRONG AIR | PRPG*1442-***EP-* | PRPG*1442-***EP-* |  |  | Voluntarily Certified | Single-package air conditioner | False | False | 40000 |  | 13.4 | 13.4 |  |  | False | 30 | 30 | 10.6 | 10.6 |  | False | Conventional | 05/05/2023 |  | 10/03/2023
Allied Air | Ducane | PRPG*1442-***EP-* | PRPG*1442-***EP-* |  |  | Voluntarily Certified | Single-package air conditioner | False | False | 40000 |  | 13.4 | 13.4 |  |  | False | 30 | 30 | 10.6 | 10.6 |  | False | Conventional | 05/05/2023 |  | 10/03/2023
Allied Air | Ducane | PRPG*1448-***EP-* | PRPG*1448-***EP-* |  |  | Voluntarily Certified | Single-package air conditioner | False | False | 44500 |  | 13.4 | 13.4 |  |  | False | 30 | 30 | 10.6 | 10.6 |  | False | Conventional | 05/05/2023 |  | 10/03/2023
Allied Air | MAGIC PAK | 48MGE8-12-241*P | 48MGE8-12-241*P |  |  | Voluntarily Certified | Single-package space-constrain | False | False | 21800 |  | 11.7 | 11.7 |  |  | False | 30 | 30 | 10 |  |  | False | Space Constrained | 05/05/2023 |  | 10/03/2023
Allied Air | MAGIC PAK | 48MGE8-12-301*P | 48MGE8-12-301*P |  |  | Voluntarily Certified | Single-package space-constrain | False | False | 27600 |  | 11.7 | 11.7 |  |  | False | 30 | 30 | 10 |  |  | False | Space Constrained | 05/05/2023 |  | 10/03/2023
Allied Air | MAGIC PAK | 36MGE8-12-121*P | 36MGE8-12-121*P |  |  | Voluntarily Certified | Single-package space-constrain | False | False | 12000 |  | 11.7 | 11.7 |  |  | False | 30 | 30 | 10.5 |  |  | False | Space Constrained | 05/05/2023 |  | 10/03/2023
Allied Air | Ducane | PRPG*1460-***EP-* | PRPG*1460-***EP-* |  |  | Voluntarily Certified | Single-package air conditioner | False | False | 57500 |  | 13.4 | 13.4 |  |  | True | 30 | 30 | 10.6 | 10.6 |  | False | Conventional | 05/05/2023 |  | 10/03/2023
Allied Air | MAGIC PAK | 15MGE8-12-091*P | 15MGE8-12-091*P |  |  | Voluntarily Certified | Single-package space-constrain | False | False | 8600 |  | 11.7 | 11.7 |  |  | False | 30 | 30 | 10 |  |  | False | Space Constrained | 05/05/2023 |  | 10/03/2023
Allied Air | ARMSTRONG AIR | PRPG*1460-***EP-* | PRPG*1460-***EP-* |  |  | Voluntarily Certified | Single-package air conditioner | False | False | 57500 |  | 13.4 | 13.4 |  |  | True | 30 | 30 | 10.6 | 10.6 |  | False | Conventional | 05/05/2023 |  | 10/03/2023
Allied Air | AC PRO | PRPG*1436-***EP-* | PRPG*1436-***EP-* |  |  | Voluntarily Certified | Single-package air conditioner | False | False | 33400 |  | 13.4 | 13.4 |  |  | False | 30 | 30 | 10.6 | 10.6 |  | False | Conventional | 05/05/2023 |  | 10/03/2023
Allied Air | Airease | PRPAC1424EP-* | PRPAC1424EP-* |  |  | Voluntarily Certified | Single-package air conditioner | False | False | 22600 |  | 13.4 | 13.4 |  |  | False | 30 | 30 | 10.6 | 10.6 |  | False | Conventional | 05/05/2023 |  | 10/03/2023
Allied Air | Airease | PRPG*1648-***VP-* | PRPG*1648-***VP-* |  |  | Voluntarily Certified | Single-package air conditioner | False | False | 46000 |  | 15.2 | 13.4 |  |  | False | 30 | 30 | 11.5 | 10.6 |  | False | Conventional | 05/05/2023 |  | 10/03/2023
Allied Air | ROYALTON | PRPAC1424EP-* | PRPAC1424EP-* |  |  | Voluntarily Certified | Single-package air conditioner | False | False | 22600 |  | 13.4 | 13.4 |  |  | False | 30 | 30 | 10.6 | 10.6 |  | False | Conventional | 05/05/2023 |  | 10/03/2023
Allied Air | ROYALTON | PRPG*1648-***VP-* | PRPG*1648-***VP-* |  |  | Voluntarily Certified | Single-package air conditioner | False | False | 46000 |  | 15.2 | 13.4 |  |  | False | 30 | 30 | 11.5 | 10.6 |  | False | Conventional | 05/05/2023 |  | 10/03/2023
Allied Air | ALLIED | PRPAC1424EP-* | PRPAC1424EP-* |  |  | Voluntarily Certified | Single-package air conditioner | False | False | 22600 |  | 13.4 | 13.4 |  |  | False | 30 | 30 | 10.6 | 10.6 |  | False | Conventional | 05/05/2023 |  | 10/03/2023
Allied Air | ALLIED | PRPG*1648-***VP-* | PRPG*1648-***VP-* |  |  | Voluntarily Certified | Single-package air conditioner | False | False | 46000 |  | 15.2 | 13.4 |  |  | False | 30 | 30 | 11.5 | 10.6 |  | False | Conventional | 05/05/2023 |  | 10/03/2023
Allied Air | ROYALTON | PRPG*1460-***EP-* | PRPG*1460-***EP-* |  |  | Voluntarily Certified | Single-package air conditioner | False | False | 57500 |  | 13.4 | 13.4 |  |  | True | 30 | 30 | 10.6 | 10.6 |  | False | Conventional | 05/05/2023 |  | 10/03/2023
Allied Air | ROYALTON | PRPAC1624VP-* | PRPAC1624VP-* |  |  | Voluntarily Certified | Single-package air conditioner | False | False | 23800 |  | 15.2 | 13.4 |  |  | False | 30 | 30 | 11.8 | 10.6 |  | False | Conventional | 05/05/2023 |  | 10/03/2023
Allied Air | Airease | PRPAC1624VP-* | PRPAC1624VP-* |  |  | Voluntarily Certified | Single-package air conditioner | False | False | 23800 |  | 15.2 | 13.4 |  |  | False | 30 | 30 | 11.8 | 10.6 |  | False | Conventional | 05/05/2023 |  | 10/03/2023
Allied Air | AC PRO | PRPG*1442-***EP-* | PRPG*1442-***EP-* |  |  | Voluntarily Certified | Single-package air conditioner | False | False | 40000 |  | 13.4 | 13.4 |  |  | False | 30 | 30 | 10.6 | 10.6 |  | False | Conventional | 05/05/2023 |  | 10/03/2023
Allied Air | AC PRO | PRPG*1448-***EP-* | PRPG*1448-***EP-* |  |  | Voluntarily Certified | Single-package air conditioner | False | False | 44500 |  | 13.4 | 13.4 |  |  | False | 30 | 30 | 10.6 | 10.6 |  | False | Conventional | 05/05/2023 |  | 10/03/2023
Allied Air | ALLIED | PRPG*1442-***EP-* | PRPG*1442-***EP-* |  |  | Voluntarily Certified | Single-package air conditioner | False | False | 40000 |  | 13.4 | 13.4 |  |  | False | 30 | 30 | 10.6 | 10.6 |  | False | Conventional | 05/05/2023 |  | 10/03/2023
Allied Air | ALLIED | PRPG*1448-***EP-* | PRPG*1448-***EP-* |  |  | Voluntarily Certified | Single-package air conditioner | False | False | 44500 |  | 13.4 | 13.4 |  |  | False | 30 | 30 | 10.6 | 10.6 |  | False | Conventional | 05/05/2023 |  | 10/03/2023
Allied Air | AC PRO | PRPG*1636-***VP-* | PRPG*1636-***VP-* |  |  | Voluntarily Certified | Single-package air conditioner | False | False | 34000 |  | 15 | 13.4 |  |  | False | 30 | 30 | 11.2 | 10.6 |  | False | Conventional | 05/05/2023 |  | 10/03/2023
Allied Air | ALLIED | PRPG*1636-***VP-* | PRPG*1636-***VP-* |  |  | Voluntarily Certified | Single-package air conditioner | False | False | 34000 |  | 15 | 13.4 |  |  | False | 30 | 30 | 11.2 | 10.6 |  | False | Conventional | 05/05/2023 |  | 10/03/2023
Allied Air | AC PRO | PRPG*1460-***EP-* | PRPG*1460-***EP-* |  |  | Voluntarily Certified | Single-package air conditioner | False | False | 57500 |  | 13.4 | 13.4 |  |  | True | 30 | 30 | 10.6 | 10.6 |  | False | Conventional | 05/05/2023 |  | 10/03/2023
Allied Air | ALLIED | PRPAC1430EP-* | PRPAC1430EP-* |  |  | Voluntarily Certified | Single-package air conditioner | False | False | 28400 |  | 13.4 | 13.4 |  |  | False | 30 | 30 | 10.6 | 10.6 |  | False | Conventional | 05/05/2023 |  | 10/03/2023
Allied Air | ALLIED | PRPG*1424-***EP-* | PRPG*1424-***EP-* |  |  | Voluntarily Certified | Single-package air conditioner | False | False | 22600 |  | 13.4 | 13.4 |  |  | False | 30 | 30 | 10.6 | 10.6 |  | False | Conventional | 05/05/2023 |  | 10/03/2023
Allied Air | AC PRO | PRPAC1624VP-* | PRPAC1624VP-* |  |  | Voluntarily Certified | Single-package air conditioner | False | False | 23800 |  | 15.2 | 13.4 |  |  | False | 30 | 30 | 11.8 | 10.6 |  | False | Conventional | 05/05/2023 |  | 10/03/2023
Allied Air | AC PRO | PRPAC1424EP-* | PRPAC1424EP-* |  |  | Voluntarily Certified | Single-package air conditioner | False | False | 22600 |  | 13.4 | 13.4 |  |  | False | 30 | 30 | 10.6 | 10.6 |  | False | Conventional | 05/05/2023 |  | 10/03/2023
Allied Air | AC PRO | PRPG*1648-***VP-* | PRPG*1648-***VP-* |  |  | Voluntarily Certified | Single-package air conditioner | False | False | 46000 |  | 15.2 | 13.4 |  |  | False | 30 | 30 | 11.5 | 10.6 |  | False | Conventional | 05/05/2023 |  | 10/03/2023
Allied Air | Airease | PRPG*1636-***VP-* | PRPG*1636-***VP-* |  |  | Voluntarily Certified | Single-package air conditioner | False | False | 34000 |  | 15 | 13.4 |  |  | False | 30 | 30 | 11.2 | 10.6 |  | False | Conventional | 05/05/2023 |  | 10/03/2023
Allied Air | ALLIED | PRPG*1460-***EP-* | PRPG*1460-***EP-* |  |  | Voluntarily Certified | Single-package air conditioner | False | False | 57500 |  | 13.4 | 13.4 |  |  | True | 30 | 30 | 10.6 | 10.6 |  | False | Conventional | 05/05/2023 |  | 10/03/2023
Allied Air | ROYALTON | PRPG*1636-***VP-* | PRPG*1636-***VP-* |  |  | Voluntarily Certified | Single-package air conditioner | False | False | 34000 |  | 15 | 13.4 |  |  | False | 30 | 30 | 11.2 | 10.6 |  | False | Conventional | 05/05/2023 |  | 10/03/2023
Allied Air | ALLIED | PRPAC1624VP-* | PRPAC1624VP-* |  |  | Voluntarily Certified | Single-package air conditioner | False | False | 23800 |  | 15.2 | 13.4 |  |  | False | 30 | 30 | 11.8 | 10.6 |  | False | Conventional | 05/05/2023 |  | 10/03/2023
Allied Air | AC PRO | PRPAC1430EP-* | PRPAC1430EP-* |  |  | Voluntarily Certified | Single-package air conditioner | False | False | 28400 |  | 13.4 | 13.4 |  |  | False | 30 | 30 | 10.6 | 10.6 |  | False | Conventional | 05/05/2023 |  | 10/03/2023
Allied Air | AC PRO | PRPG*1424-***EP-* | PRPG*1424-***EP-* |  |  | Voluntarily Certified | Single-package air conditioner | False | False | 22600 |  | 13.4 | 13.4 |  |  | False | 30 | 30 | 10.6 | 10.6 |  | False | Conventional | 05/05/2023 |  | 10/03/2023
Allied Air | ROYALTON | PRPG*1430-***EP-* | PRPG*1430-***EP-* |  |  | Voluntarily Certified | Single-package air conditioner | False | False | 28400 |  | 13.4 | 13.4 |  |  | False | 30 | 30 | 10.6 | 10.6 |  | False | Conventional | 05/05/2023 |  | 10/03/2023
Allied Air | ALLIED | PRPG*1430-***EP-* | PRPG*1430-***EP-* |  |  | Voluntarily Certified | Single-package air conditioner | False | False | 28400 |  | 13.4 | 13.4 |  |  | False | 30 | 30 | 10.6 | 10.6 |  | False | Conventional | 05/05/2023 |  | 10/03/2023
Allied Air | AC PRO | PRPG*1430-***EP-* | PRPG*1430-***EP-* |  |  | Voluntarily Certified | Single-package air conditioner | False | False | 28400 |  | 13.4 | 13.4 |  |  | False | 30 | 30 | 10.6 | 10.6 |  | False | Conventional | 05/05/2023 |  | 10/03/2023
Allied Air | ROYALTON | PRPAC1648VP-* | PRPAC1648VP-* |  |  | Voluntarily Certified | Single-package air conditioner | False | False | 46000 |  | 15.2 | 13.4 |  |  | False | 30 | 30 | 11.5 | 10.6 |  | False | Conventional | 05/05/2023 |  | 10/03/2023
Allied Air | Concord | PRPAC1624VP-* | PRPAC1624VP-* |  |  | Voluntarily Certified | Single-package air conditioner | False | False | 23800 |  | 15.2 | 13.4 |  |  | False | 30 | 30 | 11.8 | 10.6 |  | False | Conventional | 05/05/2023 |  | 10/03/2023
Allied Air | Concord | PRPAC1424EP-* | PRPAC1424EP-* |  |  | Voluntarily Certified | Single-package air conditioner | False | False | 22600 |  | 13.4 | 13.4 |  |  | False | 30 | 30 | 10.6 | 10.6 |  | False | Conventional | 05/05/2023 |  | 10/03/2023
Allied Air | Concord | PRPG*1648-***VP-* | PRPG*1648-***VP-* |  |  | Voluntarily Certified | Single-package air conditioner | False | False | 46000 |  | 15.2 | 13.4 |  |  | False | 30 | 30 | 11.5 | 10.6 |  | False | Conventional | 05/05/2023 |  | 10/03/2023
Allied Air | Concord | PRPG*1636-***VP-* | PRPG*1636-***VP-* |  |  | Voluntarily Certified | Single-package air conditioner | False | False | 34000 |  | 15 | 13.4 |  |  | False | 30 | 30 | 11.2 | 10.6 |  | False | Conventional | 05/05/2023 |  | 10/03/2023
Allied Air | ROYALTON | PRPAC1636VP-* | PRPAC1636VP-* |  |  | Voluntarily Certified | Single-package air conditioner | False | False | 34000 |  | 15 | 13.4 |  |  | False | 30 | 30 | 11.2 | 10.6 |  | False | Conventional | 05/05/2023 |  | 10/03/2023
Allied Air | ALLIED | PRPAC1442EP-* | PRPAC1442EP-* |  |  | Voluntarily Certified | Single-package air conditioner | False | False | 40000 |  | 13.4 | 13.4 |  |  | False | 30 | 30 | 10.6 | 10.6 |  | False | Conventional | 05/05/2023 |  | 10/03/2023
Allied Air | ALLIED | PRPG*1660-***VP-* | PRPG*1660-***VP-* |  |  | Voluntarily Certified | Single-package air conditioner | False | False | 57000 |  | 15.2 | 13.4 |  |  | False | 30 | 30 | 11.5 | 10.6 |  | False | Conventional | 05/05/2023 |  | 10/03/2023
Allied Air | Concord | PRPG*1430-***EP-* | PRPG*1430-***EP-* |  |  | Voluntarily Certified | Single-package air conditioner | False | False | 28400 |  | 13.4 | 13.4 |  |  | False | 30 | 30 | 10.6 | 10.6 |  | False | Conventional | 05/05/2023 |  | 10/03/2023
Allied Air | AC PRO | PRPG*1624-***VP-* | PRPG*1624-***VP-* |  |  | Voluntarily Certified | Single-package air conditioner | False | False | 23800 |  | 15.2 | 13.4 |  |  | True | 30 | 30 | 11.8 | 10.6 |  | False | Conventional | 05/05/2023 |  | 10/03/2023
Allied Air | ALLIED | PRPAC1636VP-* | PRPAC1636VP-* |  |  | Voluntarily Certified | Single-package air conditioner | False | False | 34000 |  | 15 | 13.4 |  |  | False | 30 | 30 | 11.2 | 10.6 |  | False | Conventional | 05/05/2023 |  | 10/03/2023
Allied Air | AC PRO | PRPAC1448EP-* | PRPAC1448EP-* |  |  | Voluntarily Certified | Single-package air conditioner | False | False | 44500 |  | 13.4 | 13.4 |  |  | False | 30 | 30 | 10.6 | 10.6 |  | False | Conventional | 05/05/2023 |  | 10/03/2023
Allied Air | AC PRO | PRPAC1460EP-* | PRPAC1460EP-* |  |  | Voluntarily Certified | Single-package air conditioner | False | False | 57500 |  | 13.4 | 13.4 |  |  | True | 30 | 30 | 10.6 | 10.6 |  | False | Conventional | 05/05/2023 |  | 10/03/2023
Allied Air | AC PRO | PRPAC1648VP-* | PRPAC1648VP-* |  |  | Voluntarily Certified | Single-package air conditioner | False | False | 46000 |  | 15.2 | 13.4 |  |  | False | 30 | 30 | 11.5 | 10.6 |  | False | Conventional | 05/05/2023 |  | 10/03/2023
Allied Air | Concord | PRPG*1460-***EP-* | PRPG*1460-***EP-* |  |  | Voluntarily Certified | Single-package air conditioner | False | False | 57500 |  | 13.4 | 13.4 |  |  | True | 30 | 30 | 10.6 | 10.6 |  | False | Conventional | 05/05/2023 |  | 10/03/2023
Allied Air | AC PRO | PRPAC1442EP-* | PRPAC1442EP-* |  |  | Voluntarily Certified | Single-package air conditioner | False | False | 40000 |  | 13.4 | 13.4 |  |  | False | 30 | 30 | 10.6 | 10.6 |  | False | Conventional | 05/05/2023 |  | 10/03/2023
Allied Air | AC PRO | PRPG*1660-***VP-* | PRPG*1660-***VP-* |  |  | Voluntarily Certified | Single-package air conditioner | False | False | 57000 |  | 15.2 | 13.4 |  |  | False | 30 | 30 | 11.5 | 10.6 |  | False | Conventional | 05/05/2023 |  | 10/03/2023
Allied Air | AC PRO | PRPAC1436EP-* | PRPAC1436EP-* |  |  | Voluntarily Certified | Single-package air conditioner | False | False | 33400 |  | 13.4 | 13.4 |  |  | False | 30 | 30 | 10.6 | 10.6 |  | False | Conventional | 05/05/2023 |  | 10/03/2023
Allied Air | AC PRO | PRPAC1660VP-* | PRPAC1660VP-* |  |  | Voluntarily Certified | Single-package air conditioner | False | False | 57000 |  | 15.2 | 13.4 |  |  | False | 30 | 30 | 11.5 | 10.6 |  | False | Conventional | 05/05/2023 |  | 10/03/2023
Allied Air | Concord | PRPAC1430EP-* | PRPAC1430EP-* |  |  | Voluntarily Certified | Single-package air conditioner | False | False | 28400 |  | 13.4 | 13.4 |  |  | False | 30 | 30 | 10.6 | 10.6 |  | False | Conventional | 05/05/2023 |  | 10/03/2023
Allied Air | Concord | PRPG*1424-***EP-* | PRPG*1424-***EP-* |  |  | Voluntarily Certified | Single-package air conditioner | False | False | 22600 |  | 13.4 | 13.4 |  |  | False | 30 | 30 | 10.6 | 10.6 |  | False | Conventional | 05/05/2023 |  | 10/03/2023
Allied Air | Concord | PRPG*1436-***EP-* | PRPG*1436-***EP-* |  |  | Voluntarily Certified | Single-package air conditioner | False | False | 33400 |  | 13.4 | 13.4 |  |  | False | 30 | 30 | 10.6 | 10.6 |  | False | Conventional | 05/05/2023 |  | 10/03/2023
Allied Air | Concord | PRPAC1448EP-* | PRPAC1448EP-* |  |  | Voluntarily Certified | Single-package air conditioner | False | False | 44500 |  | 13.4 | 13.4 |  |  | False | 30 | 30 | 10.6 | 10.6 |  | False | Conventional | 05/05/2023 |  | 10/03/2023
Allied Air | Concord | PRPAC1460EP-* | PRPAC1460EP-* |  |  | Voluntarily Certified | Single-package air conditioner | False | False | 57500 |  | 13.4 | 13.4 |  |  | True | 30 | 30 | 10.6 | 10.6 |  | False | Conventional | 05/05/2023 |  | 10/03/2023
Allied Air | Concord | PRPAC1648VP-* | PRPAC1648VP-* |  |  | Voluntarily Certified | Single-package air conditioner | False | False | 46000 |  | 15.2 | 13.4 |  |  | False | 30 | 30 | 11.5 | 10.6 |  | False | Conventional | 05/05/2023 |  | 10/03/2023
Allied Air | ALLIED | PRPAC1448EP-* | PRPAC1448EP-* |  |  | Voluntarily Certified | Single-package air conditioner | False | False | 44500 |  | 13.4 | 13.4 |  |  | False | 30 | 30 | 10.6 | 10.6 |  | False | Conventional | 05/05/2023 |  | 10/03/2023
Allied Air | ALLIED | PRPAC1460EP-* | PRPAC1460EP-* |  |  | Voluntarily Certified | Single-package air conditioner | False | False | 57500 |  | 13.4 | 13.4 |  |  | True | 30 | 30 | 10.6 | 10.6 |  | False | Conventional | 05/05/2023 |  | 10/03/2023
Allied Air | ALLIED | PRPAC1648VP-* | PRPAC1648VP-* |  |  | Voluntarily Certified | Single-package air conditioner | False | False | 46000 |  | 15.2 | 13.4 |  |  | False | 30 | 30 | 11.5 | 10.6 |  | False | Conventional | 05/05/2023 |  | 10/03/2023
Allied Air | Concord | PRPG*1624-***VP-* | PRPG*1624-***VP-* |  |  | Voluntarily Certified | Single-package air conditioner | False | False | 23800 |  | 15.2 | 13.4 |  |  | True | 30 | 30 | 11.8 | 10.6 |  | False | Conventional | 05/05/2023 |  | 10/03/2023
Allied Air | Concord | PRPAC1442EP-* | PRPAC1442EP-* |  |  | Voluntarily Certified | Single-package air conditioner | False | False | 40000 |  | 13.4 | 13.4 |  |  | False | 30 | 30 | 10.6 | 10.6 |  | False | Conventional | 05/05/2023 |  | 10/03/2023
Allied Air | Concord | PRPG*1660-***VP-* | PRPG*1660-***VP-* |  |  | Voluntarily Certified | Single-package air conditioner | False | False | 57000 |  | 15.2 | 13.4 |  |  | False | 30 | 30 | 11.5 | 10.6 |  | False | Conventional | 05/05/2023 |  | 10/03/2023
Allied Air | AC PRO | PRPAC1636VP-* | PRPAC1636VP-* |  |  | Voluntarily Certified | Single-package air conditioner | False | False | 34000 |  | 15 | 13.4 |  |  | False | 30 | 30 | 11.2 | 10.6 |  | False | Conventional | 05/05/2023 |  | 10/03/2023
Allied Air | Concord | PRPAC1436EP-* | PRPAC1436EP-* |  |  | Voluntarily Certified | Single-package air conditioner | False | False | 33400 |  | 13.4 | 13.4 |  |  | False | 30 | 30 | 10.6 | 10.6 |  | False | Conventional | 05/05/2023 |  | 10/03/2023
Allied Air | Concord | PRPAC1660VP-* | PRPAC1660VP-* |  |  | Voluntarily Certified | Single-package air conditioner | False | False | 57000 |  | 15.2 | 13.4 |  |  | False | 30 | 30 | 11.5 | 10.6 |  | False | Conventional | 05/05/2023 |  | 10/03/2023
Allied Air | Concord | PRPAC1636VP-* | PRPAC1636VP-* |  |  | Voluntarily Certified | Single-package air conditioner | False | False | 34000 |  | 15 | 13.4 |  |  | False | 30 | 30 | 11.2 | 10.6 |  | False | Conventional | 05/05/2023 |  | 10/03/2023
Allied Air | Concord | PRPG*1442-***EP-* | PRPG*1442-***EP-* |  |  | Voluntarily Certified | Single-package air conditioner | False | False | 40000 |  | 13.4 | 13.4 |  |  | False | 30 | 30 | 10.6 | 10.6 |  | False | Conventional | 05/05/2023 |  | 10/03/2023
Allied Air | Concord | PRPG*1448-***EP-* | PRPG*1448-***EP-* |  |  | Voluntarily Certified | Single-package air conditioner | False | False | 44500 |  | 13.4 | 13.4 |  |  | False | 30 | 30 | 10.6 | 10.6 |  | False | Conventional | 05/05/2023 |  | 10/03/2023
Allied Air | MRCOOL | MPG42S***M414A-* | MPG42S***M414A-* |  |  | Voluntarily Certified | Single-package air conditioner | False | False | 40000 |  | 13.4 | 13.4 |  |  | False | 30 | 30 | 10.6 | 10.6 |  | False | Conventional | 05/05/2023 |  | 10/03/2023
Allied Air | MRCOOL | MPG48S***M414A-* | MPG48S***M414A-* |  |  | Voluntarily Certified | Single-package air conditioner | False | False | 44500 |  | 13.4 | 13.4 |  |  | False | 30 | 30 | 10.6 | 10.6 |  | False | Conventional | 05/05/2023 |  | 10/03/2023
Allied Air | Lennox | LRP14G*42-***EP-* | LRP14G*42-***EP-* |  |  | Voluntarily Certified | Single-package air conditioner | False | False | 40000 |  | 13.4 | 13.4 |  |  | False | 30 | 30 | 10.6 | 10.6 |  | False | Conventional | 05/05/2023 |  | 10/03/2023
Allied Air | Comfort-Aire | TGRG42***1R-* | TGRG42***1R-* |  |  | Voluntarily Certified | Single-package air conditioner | False | False | 40000 |  | 13.4 | 13.4 |  |  | False | 30 | 30 | 10.6 | 10.6 |  | False | Conventional | 05/05/2023 |  | 10/03/2023
Allied Air | Comfort-Aire | TGRG42***1P-* | TGRG42***1P-* |  |  | Voluntarily Certified | Single-package air conditioner | False | False | 40000 |  | 13.4 | 13.4 |  |  | False | 30 | 30 | 10.6 | 10.6 |  | False | Conventional | 05/05/2023 |  | 10/03/2023
Allied Air | Century | TGRG42***1P-* | TGRG42***1P-* |  |  | Voluntarily Certified | Single-package air conditioner | False | False | 40000 |  | 13.4 | 13.4 |  |  | False | 30 | 30 | 10.6 | 10.6 |  | False | Conventional | 05/05/2023 |  | 10/03/2023
Allied Air | Century | TGRG42***1R-* | TGRG42***1R-* |  |  | Voluntarily Certified | Single-package air conditioner | False | False | 40000 |  | 13.4 | 13.4 |  |  | False | 30 | 30 | 10.6 | 10.6 |  | False | Conventional | 05/05/2023 |  | 10/03/2023
Allied Air | Century | TGRG48***1R-* | TGRG48***1R-* |  |  | Voluntarily Certified | Single-package air conditioner | False | False | 44500 |  | 13.4 | 13.4 |  |  | False | 30 | 30 | 10.6 | 10.6 |  | False | Conventional | 05/05/2023 |  | 10/03/2023
Allied Air | Century | TGRG48***1P-* | TGRG48***1P-* |  |  | Voluntarily Certified | Single-package air conditioner | False | False | 44500 |  | 13.4 | 13.4 |  |  | False | 30 | 30 | 10.6 | 10.6 |  | False | Conventional | 05/05/2023 |  | 10/03/2023
Allied Air | Comfort-Aire | TGRG48***1P-* | TGRG48***1P-* |  |  | Voluntarily Certified | Single-package air conditioner | False | False | 44500 |  | 13.4 | 13.4 |  |  | False | 30 | 30 | 10.6 | 10.6 |  | False | Conventional | 05/05/2023 |  | 10/03/2023
Allied Air | Comfort-Aire | TGRG48***1R-* | TGRG48***1R-* |  |  | Voluntarily Certified | Single-package air conditioner | False | False | 44500 |  | 13.4 | 13.4 |  |  | False | 30 | 30 | 10.6 | 10.6 |  | False | Conventional | 05/05/2023 |  | 10/03/2023
Allied Air | Lennox | LRP14G*48-***EP-* | LRP14G*48-***EP-* |  |  | Voluntarily Certified | Single-package air conditioner | False | False | 44500 |  | 13.4 | 13.4 |  |  | False | 30 | 30 | 10.6 | 10.6 |  | False | Conventional | 05/05/2023 |  | 10/03/2023
Allied Air | GE | NP14G42S***-* | NP14G42S***-* |  |  | Voluntarily Certified | Single-package air conditioner | False | False | 40000 |  | 13.4 | 13.4 |  |  | False | 30 | 30 | 10.6 | 10.6 |  | False | Conventional | 05/05/2023 |  | 10/03/2023
Allied Air | MRCOOL | MPC301M414A-* | MPC301M414A-* |  |  | Voluntarily Certified | Single-package air conditioner | False | False | 28400 |  | 13.4 | 13.4 |  |  | False | 30 | 30 | 10.6 | 10.6 |  | False | Conventional | 05/05/2023 |  | 10/03/2023
Allied Air | MRCOOL | MPG24S***M414A-* | MPG24S***M414A-* |  |  | Voluntarily Certified | Single-package air conditioner | False | False | 22600 |  | 13.4 | 13.4 |  |  | False | 30 | 30 | 10.6 | 10.6 |  | False | Conventional | 05/05/2023 |  | 10/03/2023
Allied Air | Comfort-Aire | TARG30001P-* | TARG30001P-* |  |  | Voluntarily Certified | Single-package air conditioner | False | False | 28400 |  | 13.4 | 13.4 |  |  | False | 30 | 30 | 10.6 | 10.6 |  | False | Conventional | 05/05/2023 |  | 10/03/2023
Allied Air | Comfort-Aire | TARG30001R-* | TARG30001R-* |  |  | Voluntarily Certified | Single-package air conditioner | False | False | 28400 |  | 13.4 | 13.4 |  |  | False | 30 | 30 | 10.6 | 10.6 |  | False | Conventional | 05/05/2023 |  | 10/03/2023
Allied Air | Lennox | LRP14AC30EP-* | LRP14AC30EP-* |  |  | Voluntarily Certified | Single-package air conditioner | False | False | 28400 |  | 13.4 | 13.4 |  |  | False | 30 | 30 | 10.6 | 10.6 |  | False | Conventional | 05/05/2023 |  | 10/03/2023
Allied Air | Century | TARG30001P-* | TARG30001P-* |  |  | Voluntarily Certified | Single-package air conditioner | False | False | 28400 |  | 13.4 | 13.4 |  |  | False | 30 | 30 | 10.6 | 10.6 |  | False | Conventional | 05/05/2023 |  | 10/03/2023
Allied Air | Century | TARG30001R-* | TARG30001R-* |  |  | Voluntarily Certified | Single-package air conditioner | False | False | 28400 |  | 13.4 | 13.4 |  |  | False | 30 | 30 | 10.6 | 10.6 |  | False | Conventional | 05/05/2023 |  | 10/03/2023
Allied Air | Century | TGRG24***1R-* | TGRG24***1R-* |  |  | Voluntarily Certified | Single-package air conditioner | False | False | 22600 |  | 13.4 | 13.4 |  |  | False | 30 | 30 | 10.6 | 10.6 |  | False | Conventional | 05/05/2023 |  | 10/03/2023
Allied Air | Century | TGRG24***1P-* | TGRG24***1P-* |  |  | Voluntarily Certified | Single-package air conditioner | False | False | 22600 |  | 13.4 | 13.4 |  |  | False | 30 | 30 | 10.6 | 10.6 |  | False | Conventional | 05/05/2023 |  | 10/03/2023
Allied Air | Lennox | LRP14G*24-***EP-* | LRP14G*24-***EP-* |  |  | Voluntarily Certified | Single-package air conditioner | False | False | 22600 |  | 13.4 | 13.4 |  |  | False | 30 | 30 | 10.6 | 10.6 |  | False | Conventional | 05/05/2023 |  | 10/03/2023
Allied Air | Comfort-Aire | TGRG24***1R-* | TGRG24***1R-* |  |  | Voluntarily Certified | Single-package air conditioner | False | False | 22600 |  | 13.4 | 13.4 |  |  | False | 30 | 30 | 10.6 | 10.6 |  | False | Conventional | 05/05/2023 |  | 10/03/2023
Allied Air | Comfort-Aire | TGRG24***1P-* | TGRG24***1P-* |  |  | Voluntarily Certified | Single-package air conditioner | False | False | 22600 |  | 13.4 | 13.4 |  |  | False | 30 | 30 | 10.6 | 10.6 |  | False | Conventional | 05/05/2023 |  | 10/03/2023
Allied Air | GE | NP14G24S***-* | NP14G24S***-* |  |  | Voluntarily Certified | Single-package air conditioner | False | False | 22600 |  | 13.4 | 13.4 |  |  | False | 30 | 30 | 10.6 | 10.6 |  | False | Conventional | 05/05/2023 |  | 10/03/2023
Allied Air | MRCOOL | MPG30S***M414A-* | MPG30S***M414A-* |  |  | Voluntarily Certified | Single-package air conditioner | False | False | 28400 |  | 13.4 | 13.4 |  |  | False | 30 | 30 | 10.6 | 10.6 |  | False | Conventional | 05/05/2023 |  | 10/03/2023
Allied Air | Comfort-Aire | TGRG30***1R-* | TGRG30***1R-* |  |  | Voluntarily Certified | Single-package air conditioner | False | False | 28400 |  | 13.4 | 13.4 |  |  | False | 30 | 30 | 10.6 | 10.6 |  | False | Conventional | 05/05/2023 |  | 10/03/2023
Allied Air | Comfort-Aire | TGRG30***1P-* | TGRG30***1P-* |  |  | Voluntarily Certified | Single-package air conditioner | False | False | 28400 |  | 13.4 | 13.4 |  |  | False | 30 | 30 | 10.6 | 10.6 |  | False | Conventional | 05/05/2023 |  | 10/03/2023
Allied Air | Lennox | LRP14G*30-***EP-* | LRP14G*30-***EP-* |  |  | Voluntarily Certified | Single-package air conditioner | False | False | 28400 |  | 13.4 | 13.4 |  |  | False | 30 | 30 | 10.6 | 10.6 |  | False | Conventional | 05/05/2023 |  | 10/03/2023
Allied Air | Century | TGRG30***1R-* | TGRG30***1R-* |  |  | Voluntarily Certified | Single-package air conditioner | False | False | 28400 |  | 13.4 | 13.4 |  |  | False | 30 | 30 | 10.6 | 10.6 |  | False | Conventional | 05/05/2023 |  | 10/03/2023
Allied Air | Century | TGRG30***1P-* | TGRG30***1P-* |  |  | Voluntarily Certified | Single-package air conditioner | False | False | 28400 |  | 13.4 | 13.4 |  |  | False | 30 | 30 | 10.6 | 10.6 |  | False | Conventional | 05/05/2023 |  | 10/03/2023
Allied Air | GE | NP14G30S***-* | NP14G30S***-* |  |  | Voluntarily Certified | Single-package air conditioner | False | False | 28400 |  | 13.4 | 13.4 |  |  | False | 30 | 30 | 10.6 | 10.6 |  | False | Conventional | 05/05/2023 |  | 10/03/2023
Allied Air | GE | NP14L30S***-* | NP14L30S***-* |  |  | Voluntarily Certified | Single-package air conditioner | False | False | 28400 |  | 13.4 | 13.4 |  |  | False | 30 | 30 | 10.6 | 10.6 |  | False | Conventional | 05/05/2023 |  | 10/03/2023
Allied Air | GE | NP14X30S***-* | NP14X30S***-* |  |  | Voluntarily Certified | Single-package air conditioner | False | False | 28400 |  | 13.4 | 13.4 |  |  | False | 30 | 30 | 10.6 | 10.6 |  | False | Conventional | 05/05/2023 |  | 10/03/2023
Allied Air | BLUERIDGE | BPRPGE1430-***EP-* | BPRPGE1430-***EP-* |  |  | Voluntarily Certified | Single-package air conditioner | False | False | 28400 |  | 13.4 | 13.4 |  |  | False | 30 | 30 | 10.6 | 10.6 |  | False | Conventional | 05/05/2023 |  | 10/03/2023
Allied Air | MRCOOL | MPC241M414A-* | MPC241M414A-* |  |  | Voluntarily Certified | Single-package air conditioner | False | False | 22600 |  | 13.4 | 13.4 |  |  | False | 30 | 30 | 10.6 | 10.6 |  | False | Conventional | 05/05/2023 |  | 10/03/2023
Allied Air | Comfort-Aire | TARG24001R-* | TARG24001R-* |  |  | Voluntarily Certified | Single-package air conditioner | False | False | 22600 |  | 13.4 | 13.4 |  |  | False | 30 | 30 | 10.6 | 10.6 |  | False | Conventional | 05/05/2023 |  | 10/03/2023
Allied Air | Comfort-Aire | TARG24001P-* | TARG24001P-* |  |  | Voluntarily Certified | Single-package air conditioner | False | False | 22600 |  | 13.4 | 13.4 |  |  | False | 30 | 30 | 10.6 | 10.6 |  | False | Conventional | 05/05/2023 |  | 10/03/2023
Allied Air | Lennox | LRP14AC24EP-* | LRP14AC24EP-* |  |  | Voluntarily Certified | Single-package air conditioner | False | False | 22600 |  | 13.4 | 13.4 |  |  | False | 30 | 30 | 10.6 | 10.6 |  | False | Conventional | 05/05/2023 |  | 10/03/2023
Allied Air | Century | TARG24001P-* | TARG24001P-* |  |  | Voluntarily Certified | Single-package air conditioner | False | False | 22600 |  | 13.4 | 13.4 |  |  | False | 30 | 30 | 10.6 | 10.6 |  | False | Conventional | 05/05/2023 |  | 10/03/2023
Allied Air | Century | TARG24001R-* | TARG24001R-* |  |  | Voluntarily Certified | Single-package air conditioner | False | False | 22600 |  | 13.4 | 13.4 |  |  | False | 30 | 30 | 10.6 | 10.6 |  | False | Conventional | 05/05/2023 |  | 10/03/2023
Allied Air | Lennox | LRP16G*48-***VP-* | LRP16G*48-***VP-* |  |  | Voluntarily Certified | Single-package air conditioner | False | False | 46000 |  | 15.2 | 13.4 |  |  | False | 30 | 30 | 11.5 | 10.6 |  | False | Conventional | 05/05/2023 |  | 10/03/2023
Allied Air | GE | NP16G48V***-* | NP16G48V***-* |  |  | Voluntarily Certified | Single-package air conditioner | False | False | 46000 |  | 15.2 | 13.4 |  |  | False | 30 | 30 | 11.5 | 10.6 |  | False | Conventional | 05/05/2023 |  | 10/03/2023
Allied Air | GE | NP14A24S-* | NP14A24S-* |  |  | Voluntarily Certified | Single-package air conditioner | False | False | 22600 |  | 13.4 | 13.4 |  |  | False | 30 | 30 | 10.6 | 10.6 |  | False | Conventional | 05/05/2023 |  | 10/03/2023
Allied Air | BLUERIDGE | BPRPAC1424EP-* | BPRPAC1424EP-* |  |  | Voluntarily Certified | Single-package air conditioner | False | False | 22600 |  | 13.4 | 13.4 |  |  | False | 30 | 30 | 10.6 | 10.6 |  | False | Conventional | 05/05/2023 |  | 10/03/2023
Allied Air | MRCOOL | MPG60S***M414A-* | MPG60S***M414A-* |  |  | Voluntarily Certified | Single-package air conditioner | False | False | 57500 |  | 13.4 | 13.4 |  |  | True | 30 | 30 | 10.6 | 10.6 |  | False | Conventional | 05/05/2023 |  | 10/03/2023
Allied Air | Lennox | LRP14G*60-***EP-* | LRP14G*60-***EP-* |  |  | Voluntarily Certified | Single-package air conditioner | False | False | 57500 |  | 13.4 | 13.4 |  |  | True | 30 | 30 | 10.6 | 10.6 |  | False | Conventional | 05/05/2023 |  | 10/03/2023
Allied Air | Century | TGRG60***1R-* | TGRG60***1R-* |  |  | Voluntarily Certified | Single-package air conditioner | False | False | 57500 |  | 13.4 | 13.4 |  |  | True | 30 | 30 | 10.6 | 10.6 |  | False | Conventional | 05/05/2023 |  | 10/03/2023
Allied Air | Century | TGRG60***1P-* | TGRG60***1P-* |  |  | Voluntarily Certified | Single-package air conditioner | False | False | 57500 |  | 13.4 | 13.4 |  |  | True | 30 | 30 | 10.6 | 10.6 |  | False | Conventional | 05/05/2023 |  | 10/03/2023
Allied Air | Comfort-Aire | TGRG60***1R-* | TGRG60***1R-* |  |  | Voluntarily Certified | Single-package air conditioner | False | False | 57500 |  | 13.4 | 13.4 |  |  | True | 30 | 30 | 10.6 | 10.6 |  | False | Conventional | 05/05/2023 |  | 10/03/2023
Allied Air | Comfort-Aire | TGRG60***1P-* | TGRG60***1P-* |  |  | Voluntarily Certified | Single-package air conditioner | False | False | 57500 |  | 13.4 | 13.4 |  |  | True | 30 | 30 | 10.6 | 10.6 |  | False | Conventional | 05/05/2023 |  | 10/03/2023
Allied Air | GE | NP14G60S***-* | NP14G60S***-* |  |  | Voluntarily Certified | Single-package air conditioner | False | False | 57500 |  | 13.4 | 13.4 |  |  | True | 30 | 30 | 10.6 | 10.6 |  | False | Conventional | 05/05/2023 |  | 10/03/2023
Allied Air | GE | NP14L60S***-* | NP14L60S***-* |  |  | Voluntarily Certified | Single-package air conditioner | False | False | 57500 |  | 13.4 | 13.4 |  |  | True | 30 | 30 | 10.6 | 10.6 |  | False | Conventional | 05/05/2023 |  | 10/03/2023
Allied Air | GE | NP14X60S***-* | NP14X60S***-* |  |  | Voluntarily Certified | Single-package air conditioner | False | False | 57500 |  | 13.4 | 13.4 |  |  | True | 30 | 30 | 10.6 | 10.6 |  | False | Conventional | 05/05/2023 |  | 10/03/2023
Allied Air | BLUERIDGE | BPRPGE1460-***EP-* | BPRPGE1460-***EP-* |  |  | Voluntarily Certified | Single-package air conditioner | False | False | 57500 |  | 13.4 | 13.4 |  |  | True | 30 | 30 | 10.6 | 10.6 |  | False | Conventional | 05/05/2023 |  | 10/03/2023
Allied Air | Lennox | LRP16G*36-***VP-* | LRP16G*36-***VP-* |  |  | Voluntarily Certified | Single-package air conditioner | False | False | 34000 |  | 15 | 13.4 |  |  | False | 30 | 30 | 11.2 | 10.6 |  | False | Conventional | 05/05/2023 |  | 10/03/2023
Allied Air | GE | NP16G36V***-* | NP16G36V***-* |  |  | Voluntarily Certified | Single-package air conditioner | False | False | 34000 |  | 15 | 13.4 |  |  | False | 30 | 30 | 11.2 | 10.6 |  | False | Conventional | 05/05/2023 |  | 10/03/2023
Allied Air | MRCOOL | MPG36S***M414A-* | MPG36S***M414A-* |  |  | Voluntarily Certified | Single-package air conditioner | False | False | 33400 |  | 13.4 | 13.4 |  |  | False | 30 | 30 | 10.6 | 10.6 |  | False | Conventional | 05/05/2023 |  | 10/03/2023
Allied Air | Lennox | LRP14G*36-***EP-* | LRP14G*36-***EP-* |  |  | Voluntarily Certified | Single-package air conditioner | False | False | 33400 |  | 13.4 | 13.4 |  |  | False | 30 | 30 | 10.6 | 10.6 |  | False | Conventional | 05/05/2023 |  | 10/03/2023
Allied Air | Century | TGRG36***1R-* | TGRG36***1R-* |  |  | Voluntarily Certified | Single-package air conditioner | False | False | 33400 |  | 13.4 | 13.4 |  |  | False | 30 | 30 | 10.6 | 10.6 |  | False | Conventional | 05/05/2023 |  | 10/03/2023
Allied Air | Century | TGRG36***1P-* | TGRG36***1P-* |  |  | Voluntarily Certified | Single-package air conditioner | False | False | 33400 |  | 13.4 | 13.4 |  |  | False | 30 | 30 | 10.6 | 10.6 |  | False | Conventional | 05/05/2023 |  | 10/03/2023
Allied Air | GE | NP14G36S***-* | NP14G36S***-* |  |  | Voluntarily Certified | Single-package air conditioner | False | False | 33400 |  | 13.4 | 13.4 |  |  | False | 30 | 30 | 10.6 | 10.6 |  | False | Conventional | 05/05/2023 |  | 10/03/2023
Allied Air | GE | NP14L36S***-* | NP14L36S***-* |  |  | Voluntarily Certified | Single-package air conditioner | False | False | 33400 |  | 13.4 | 13.4 |  |  | False | 30 | 30 | 10.6 | 10.6 |  | False | Conventional | 05/05/2023 |  | 10/03/2023
Allied Air | GE | NP14X36S***-* | NP14X36S***-* |  |  | Voluntarily Certified | Single-package air conditioner | False | False | 33400 |  | 13.4 | 13.4 |  |  | False | 30 | 30 | 10.6 | 10.6 |  | False | Conventional | 05/05/2023 |  | 10/03/2023
Allied Air | BLUERIDGE | BPRPGE1436-***EP-* | BPRPGE1436-***EP-* |  |  | Voluntarily Certified | Single-package air conditioner | False | False | 33400 |  | 13.4 | 13.4 |  |  | False | 30 | 30 | 10.6 | 10.6 |  | False | Conventional | 05/05/2023 |  | 10/03/2023
Allied Air | Comfort-Aire | TGRG36***1R-* | TGRG36***1R-* |  |  | Voluntarily Certified | Single-package air conditioner | False | False | 33400 |  | 13.4 | 13.4 |  |  | False | 30 | 30 | 10.6 | 10.6 |  | False | Conventional | 05/05/2023 |  | 10/03/2023
Allied Air | Comfort-Aire | TGRG36***1P-* | TGRG36***1P-* |  |  | Voluntarily Certified | Single-package air conditioner | False | False | 33400 |  | 13.4 | 13.4 |  |  | False | 30 | 30 | 10.6 | 10.6 |  | False | Conventional | 05/05/2023 |  | 10/03/2023
Allied Air | GE | NP14L24S***-* | NP14L24S***-* |  |  | Voluntarily Certified | Single-package air conditioner | False | False | 22600 |  | 13.4 | 13.4 |  |  | False | 30 | 30 | 10.6 | 10.6 |  | False | Conventional | 05/05/2023 |  | 10/03/2023
Allied Air | GE | NP14X24S***-* | NP14X24S***-* |  |  | Voluntarily Certified | Single-package air conditioner | False | False | 22600 |  | 13.4 | 13.4 |  |  | False | 30 | 30 | 10.6 | 10.6 |  | False | Conventional | 05/05/2023 |  | 10/03/2023
Allied Air | GE | NP14A30S-* | NP14A30S-* |  |  | Voluntarily Certified | Single-package air conditioner | False | False | 28400 |  | 13.4 | 13.4 |  |  | False | 30 | 30 | 10.6 | 10.6 |  | False | Conventional | 05/05/2023 |  | 10/03/2023
Allied Air | BLUERIDGE | BPRPAC1430EP-* | BPRPAC1430EP-* |  |  | Voluntarily Certified | Single-package air conditioner | False | False | 28400 |  | 13.4 | 13.4 |  |  | False | 30 | 30 | 10.6 | 10.6 |  | False | Conventional | 05/05/2023 |  | 10/03/2023
Allied Air | BLUERIDGE | BPRPGE1424-***EP-* | BPRPGE1424-***EP-* |  |  | Voluntarily Certified | Single-package air conditioner | False | False | 22600 |  | 13.4 | 13.4 |  |  | False | 30 | 30 | 10.6 | 10.6 |  | False | Conventional | 05/05/2023 |  | 10/03/2023
Allied Air | MRCOOL | MPC481M414A-* | MPC481M414A-* |  |  | Voluntarily Certified | Single-package air conditioner | False | False | 44500 |  | 13.4 | 13.4 |  |  | False | 30 | 30 | 10.6 | 10.6 |  | False | Conventional | 05/05/2023 |  | 10/03/2023
Allied Air | MRCOOL | MPC601M414A-* | MPC601M414A-* |  |  | Voluntarily Certified | Single-package air conditioner | False | False | 57500 |  | 13.4 | 13.4 |  |  | True | 30 | 30 | 10.6 | 10.6 |  | False | Conventional | 05/05/2023 |  | 10/03/2023
Allied Air | Comfort-Aire | TARG48001R-* | TARG48001R-* |  |  | Voluntarily Certified | Single-package air conditioner | False | False | 44500 |  | 13.4 | 13.4 |  |  | False | 30 | 30 | 10.6 | 10.6 |  | False | Conventional | 05/05/2023 |  | 10/03/2023
Allied Air | Century | TARG48001P-* | TARG48001P-* |  |  | Voluntarily Certified | Single-package air conditioner | False | False | 44500 |  | 13.4 | 13.4 |  |  | False | 30 | 30 | 10.6 | 10.6 |  | False | Conventional | 05/05/2023 |  | 10/03/2023
Allied Air | Comfort-Aire | TARG48001P-* | TARG48001P-* |  |  | Voluntarily Certified | Single-package air conditioner | False | False | 44500 |  | 13.4 | 13.4 |  |  | False | 30 | 30 | 10.6 | 10.6 |  | False | Conventional | 05/05/2023 |  | 10/03/2023
Allied Air | BLUERIDGE | BPRPAC1448EP-* | BPRPAC1448EP-* |  |  | Voluntarily Certified | Single-package air conditioner | False | False | 44500 |  | 13.4 | 13.4 |  |  | False | 30 | 30 | 10.6 | 10.6 |  | False | Conventional | 05/05/2023 |  | 10/03/2023
Allied Air | Lennox | LRP14AC48EP-* | LRP14AC48EP-* |  |  | Voluntarily Certified | Single-package air conditioner | False | False | 44500 |  | 13.4 | 13.4 |  |  | False | 30 | 30 | 10.6 | 10.6 |  | False | Conventional | 05/05/2023 |  | 10/03/2023
Allied Air | Century | TARG48001R-* | TARG48001R-* |  |  | Voluntarily Certified | Single-package air conditioner | False | False | 44500 |  | 13.4 | 13.4 |  |  | False | 30 | 30 | 10.6 | 10.6 |  | False | Conventional | 05/05/2023 |  | 10/03/2023
Allied Air | Century | TARG60001R-* | TARG60001R-* |  |  | Voluntarily Certified | Single-package air conditioner | False | False | 57500 |  | 13.4 | 13.4 |  |  | True | 30 | 30 | 10.6 | 10.6 |  | False | Conventional | 05/05/2023 |  | 10/03/2023
Allied Air | Lennox | LRP14AC60EP-* | LRP14AC60EP-* |  |  | Voluntarily Certified | Single-package air conditioner | False | False | 57500 |  | 13.4 | 13.4 |  |  | True | 30 | 30 | 10.6 | 10.6 |  | False | Conventional | 05/05/2023 |  | 10/03/2023
Allied Air | BLUERIDGE | BPRPAC1460EP-* | BPRPAC1460EP-* |  |  | Voluntarily Certified | Single-package air conditioner | False | False | 57500 |  | 13.4 | 13.4 |  |  | True | 30 | 30 | 10.6 | 10.6 |  | False | Conventional | 05/05/2023 |  | 10/03/2023
Allied Air | Comfort-Aire | TARG60001P-* | TARG60001P-* |  |  | Voluntarily Certified | Single-package air conditioner | False | False | 57500 |  | 13.4 | 13.4 |  |  | True | 30 | 30 | 10.6 | 10.6 |  | False | Conventional | 05/05/2023 |  | 10/03/2023
Allied Air | Century | TARG60001P-* | TARG60001P-* |  |  | Voluntarily Certified | Single-package air conditioner | False | False | 57500 |  | 13.4 | 13.4 |  |  | True | 30 | 30 | 10.6 | 10.6 |  | False | Conventional | 05/05/2023 |  | 10/03/2023
Allied Air | Comfort-Aire | TARG60001R-* | TARG60001R-* |  |  | Voluntarily Certified | Single-package air conditioner | False | False | 57500 |  | 13.4 | 13.4 |  |  | True | 30 | 30 | 10.6 | 10.6 |  | False | Conventional | 05/05/2023 |  | 10/03/2023
Allied Air | GE | NP14A48S-* | NP14A48S-* |  |  | Voluntarily Certified | Single-package air conditioner | False | False | 44500 |  | 13.4 | 13.4 |  |  | False | 30 | 30 | 10.6 | 10.6 |  | False | Conventional | 05/05/2023 |  | 10/03/2023
Allied Air | GE | NP14A60S-* | NP14A60S-* |  |  | Voluntarily Certified | Single-package air conditioner | False | False | 57500 |  | 13.4 | 13.4 |  |  | True | 30 | 30 | 10.6 | 10.6 |  | False | Conventional | 05/05/2023 |  | 10/03/2023
Allied Air | Lennox | LRP16G*24-***VP-* | LRP16G*24-***VP-* |  |  | Voluntarily Certified | Single-package air conditioner | False | False | 23800 |  | 15.2 | 13.4 |  |  | True | 30 | 30 | 11.8 | 10.6 |  | False | Conventional | 05/05/2023 |  | 10/03/2023
Allied Air | GE | NP16G24V***-* | NP16G24V***-* |  |  | Voluntarily Certified | Single-package air conditioner | False | False | 23800 |  | 15.2 | 13.4 |  |  | True | 30 | 30 | 11.8 | 10.6 |  | False | Conventional | 05/05/2023 |  | 10/03/2023
Allied Air | MRCOOL | MPC361M414A-* | MPC361M414A-* |  |  | Voluntarily Certified | Single-package air conditioner | False | False | 33400 |  | 13.4 | 13.4 |  |  | False | 30 | 30 | 10.6 | 10.6 |  | False | Conventional | 05/05/2023 |  | 10/03/2023
Allied Air | Comfort-Aire | TARG36001R-* | TARG36001R-* |  |  | Voluntarily Certified | Single-package air conditioner | False | False | 33400 |  | 13.4 | 13.4 |  |  | False | 30 | 30 | 10.6 | 10.6 |  | False | Conventional | 05/05/2023 |  | 10/03/2023
Allied Air | Comfort-Aire | TARG36001P-* | TARG36001P-* |  |  | Voluntarily Certified | Single-package air conditioner | False | False | 33400 |  | 13.4 | 13.4 |  |  | False | 30 | 30 | 10.6 | 10.6 |  | False | Conventional | 05/05/2023 |  | 10/03/2023
Allied Air | Lennox | LRP14AC36EP-* | LRP14AC36EP-* |  |  | Voluntarily Certified | Single-package air conditioner | False | False | 33400 |  | 13.4 | 13.4 |  |  | False | 30 | 30 | 10.6 | 10.6 |  | False | Conventional | 05/05/2023 |  | 10/03/2023
Allied Air | Century | TARG36001P-* | TARG36001P-* |  |  | Voluntarily Certified | Single-package air conditioner | False | False | 33400 |  | 13.4 | 13.4 |  |  | False | 30 | 30 | 10.6 | 10.6 |  | False | Conventional | 05/05/2023 |  | 10/03/2023
Allied Air | Century | TARG36001R-* | TARG36001R-* |  |  | Voluntarily Certified | Single-package air conditioner | False | False | 33400 |  | 13.4 | 13.4 |  |  | False | 30 | 30 | 10.6 | 10.6 |  | False | Conventional | 05/05/2023 |  | 10/03/2023
Allied Air | BLUERIDGE | BPRPAC1436EP-* | BPRPAC1436EP-* |  |  | Voluntarily Certified | Single-package air conditioner | False | False | 33400 |  | 13.4 | 13.4 |  |  | False | 30 | 30 | 10.6 | 10.6 |  | False | Conventional | 05/05/2023 |  | 10/03/2023
Allied Air | GE | NP14A36S-* | NP14A36S-* |  |  | Voluntarily Certified | Single-package air conditioner | False | False | 33400 |  | 13.4 | 13.4 |  |  | False | 30 | 30 | 10.6 | 10.6 |  | False | Conventional | 05/05/2023 |  | 10/03/2023
Allied Air | MRCOOL | MPC421M414A-* | MPC421M414A-* |  |  | Voluntarily Certified | Single-package air conditioner | False | False | 40000 |  | 13.4 | 13.4 |  |  | False | 30 | 30 | 10.6 | 10.6 |  | False | Conventional | 05/05/2023 |  | 10/03/2023
Allied Air | Comfort-Aire | TARG42001R-* | TARG42001R-* |  |  | Voluntarily Certified | Single-package air conditioner | False | False | 40000 |  | 13.4 | 13.4 |  |  | False | 30 | 30 | 10.6 | 10.6 |  | False | Conventional | 05/05/2023 |  | 10/03/2023
Allied Air | Comfort-Aire | TARG42001P-* | TARG42001P-* |  |  | Voluntarily Certified | Single-package air conditioner | False | False | 40000 |  | 13.4 | 13.4 |  |  | False | 30 | 30 | 10.6 | 10.6 |  | False | Conventional | 05/05/2023 |  | 10/03/2023
Allied Air | BLUERIDGE | BPRPAC1442EP-* | BPRPAC1442EP-* |  |  | Voluntarily Certified | Single-package air conditioner | False | False | 40000 |  | 13.4 | 13.4 |  |  | False | 30 | 30 | 10.6 | 10.6 |  | False | Conventional | 05/05/2023 |  | 10/03/2023
Allied Air | Lennox | LRP14AC42EP-* | LRP14AC42EP-* |  |  | Voluntarily Certified | Single-package air conditioner | False | False | 40000 |  | 13.4 | 13.4 |  |  | False | 30 | 30 | 10.6 | 10.6 |  | False | Conventional | 05/05/2023 |  | 10/03/2023
Allied Air | Century | TARG42001P-* | TARG42001P-* |  |  | Voluntarily Certified | Single-package air conditioner | False | False | 40000 |  | 13.4 | 13.4 |  |  | False | 30 | 30 | 10.6 | 10.6 |  | False | Conventional | 05/05/2023 |  | 10/03/2023
Allied Air | Century | TARG42001R-* | TARG42001R-* |  |  | Voluntarily Certified | Single-package air conditioner | False | False | 40000 |  | 13.4 | 13.4 |  |  | False | 30 | 30 | 10.6 | 10.6 |  | False | Conventional | 05/05/2023 |  | 10/03/2023
Allied Air | Lennox | LRP16G*60-***VP-* | LRP16G*60-***VP-* |  |  | Voluntarily Certified | Single-package air conditioner | False | False | 57000 |  | 15.2 | 13.4 |  |  | False | 30 | 30 | 11.5 | 10.6 |  | False | Conventional | 05/05/2023 |  | 10/03/2023
Allied Air | GE | NP16G60V***-* | NP16G60V***-* |  |  | Voluntarily Certified | Single-package air conditioner | False | False | 57000 |  | 15.2 | 13.4 |  |  | False | 30 | 30 | 11.5 | 10.6 |  | False | Conventional | 05/05/2023 |  | 10/03/2023
Allied Air | GE | NP14A42S-* | NP14A42S-* |  |  | Voluntarily Certified | Single-package air conditioner | False | False | 40000 |  | 13.4 | 13.4 |  |  | False | 30 | 30 | 10.6 | 10.6 |  | False | Conventional | 05/05/2023 |  | 10/03/2023
Allied Air | GE | NP14L42S***-* | NP14L42S***-* |  |  | Voluntarily Certified | Single-package air conditioner | False | False | 40000 |  | 13.4 | 13.4 |  |  | False | 30 | 30 | 10.6 | 10.6 |  | False | Conventional | 05/05/2023 |  | 10/03/2023
Allied Air | GE | NP14X42S***-* | NP14X42S***-* |  |  | Voluntarily Certified | Single-package air conditioner | False | False | 40000 |  | 13.4 | 13.4 |  |  | False | 30 | 30 | 10.6 | 10.6 |  | False | Conventional | 05/05/2023 |  | 10/03/2023
Allied Air | GE | NP14L48S***-* | NP14L48S***-* |  |  | Voluntarily Certified | Single-package air conditioner | False | False | 44500 |  | 13.4 | 13.4 |  |  | False | 30 | 30 | 10.6 | 10.6 |  | False | Conventional | 05/05/2023 |  | 10/03/2023
Allied Air | GE | NP14X48S***-* | NP14X48S***-* |  |  | Voluntarily Certified | Single-package air conditioner | False | False | 44500 |  | 13.4 | 13.4 |  |  | False | 30 | 30 | 10.6 | 10.6 |  | False | Conventional | 05/05/2023 |  | 10/03/2023
Allied Air | GE | NP14G48S***-* | NP14G48S***-* |  |  | Voluntarily Certified | Single-package air conditioner | False | False | 44500 |  | 13.4 | 13.4 |  |  | False | 30 | 30 | 10.6 | 10.6 |  | False | Conventional | 05/05/2023 |  | 10/03/2023
Allied Air | BLUERIDGE | BPRPGE1442-***EP-* | BPRPGE1442-***EP-* |  |  | Voluntarily Certified | Single-package air conditioner | False | False | 40000 |  | 13.4 | 13.4 |  |  | False | 30 | 30 | 10.6 | 10.6 |  | False | Conventional | 05/05/2023 |  | 10/03/2023
Allied Air | BLUERIDGE | BPRPGE1448-***EP-* | BPRPGE1448-***EP-* |  |  | Voluntarily Certified | Single-package air conditioner | False | False | 44500 |  | 13.4 | 13.4 |  |  | False | 30 | 30 | 10.6 | 10.6 |  | False | Conventional | 05/05/2023 |  | 10/03/2023
Carrier Corp. - Indianapolis | Arcoaire | R4A4S24*K*NAA* | R4A4S24*K*NAA* | ESD4X24M14A*+TDR |  | Voluntarily Certified | Single-split-system air condit | False | False | 23200 |  | 13.4 | 13.4 |  |  | False | 30 | 30 | 11.5 | 0 | Coil-Only System | False | Conventional | 07/06/2023 |  | 10/05/2023
Carrier Corp. - Indianapolis | Airquest | PAD460000K***K1 | PAD460000K***K1 |  |  | Voluntarily Certified | Single-package air conditioner | False | False | 56000 |  | 13.4 | 13.4 |  |  | False | 30 | 30 | 11.05 | 0 |  | False | Conventional | 07/06/2023 |  | 10/05/2023
Carrier Corp. - Indianapolis | Airquest | PAR548000K***K1 | PAR548000K***K1 |  |  | Voluntarily Certified | Single-package air conditioner | False | False | 46500 |  | 16 | 13.4 |  |  | False | 30 | 30 | 11.8 | 0 |  | False | Conventional | 07/06/2023 |  | 10/05/2023
Carrier Corp. - Indianapolis | Airquest | PAR560000K***K1 | PAR560000K***K1 |  |  | Voluntarily Certified | Single-package air conditioner | False | False | 56000 |  | 15.2 | 13.4 |  |  | False | 30 | 30 | 11.5 | 0 |  | False | Conventional | 07/06/2023 |  | 10/05/2023
Carrier Corp. - Indianapolis | Airquest | HVA925GKA3*+TSTAT | HVA925GKA3*+TSTAT | FVM4X48***L |  | Voluntarily Certified | Single-split-system air condit | False | False | 24000 |  | 16.5 | 13.4 |  |  | False | 30 | 30 | 11.7 | 0 | Blower Coil System | False | Conventional | 07/06/2023 |  | 10/05/2023
Carrier Corp. - Indianapolis | SMART COMFORT | R4A4S24*K*NAA* | R4A4S24*K*NAA* | ESD4X24M14A*+TDR |  | Voluntarily Certified | Single-split-system air condit | False | False | 23200 |  | 13.4 | 13.4 |  |  | False | 30 | 30 | 11.5 | 0 | Coil-Only System | False | Conventional | 07/06/2023 |  | 10/05/2023
Carrier Corp. - Indianapolis | SMART COMFORT | PAJ460***K***K* | PAJ460***K***K* |  |  | Voluntarily Certified | Single-package air conditioner | False | False | 53500 |  | 13.4 | 13.4 |  |  | False | 30 | 30 | 10.6 | 0 |  | False | Conventional | 07/06/2023 |  | 10/05/2023
Carrier Corp. - Indianapolis | Arcoaire | PAJ460***K***K* | PAJ460***K***K* |  |  | Voluntarily Certified | Single-package air conditioner | False | False | 53500 |  | 13.4 | 13.4 |  |  | False | 30 | 30 | 10.6 | 0 |  | False | Conventional | 07/06/2023 |  | 10/05/2023
Carrier Corp. - Indianapolis | Arcoaire | N4A7T48*K*WAA* | N4A7T48*K*WAA* | EVD4X49M24A*+TDR |  | Voluntarily Certified | Single-split-system air condit | False | False | 47000 |  | 13.8 | 13.4 |  |  | False | 30 | 30 | 12 | 0 | Coil-Only System | False | Conventional | 07/06/2023 |  | 10/05/2023
Carrier Corp. - Indianapolis | Arcoaire | N4A5S42*K*WAA* | N4A5S42*K*WAA* | EVD4X48M21A*+TDR |  | Voluntarily Certified | Single-split-system air condit | False | False | 45000 |  | 13.8 | 13.4 |  |  | False | 30 | 30 | 11.2 | 0 | Coil-Only System | False | Conventional | 07/06/2023 |  | 10/05/2023
Carrier Corp. - Indianapolis | Arcoaire | H4A6S24*K*WAA* | H4A6S24*K*WAA* | ESD4X24M14A*+TDR |  | Voluntarily Certified | Single-split-system air condit | False | False | 23400 |  | 14.3 | 13.4 |  |  | False | 30 | 30 | 11.7 | 0 | Coil-Only System | False | Conventional | 07/06/2023 |  | 10/05/2023
Carrier Corp. - Indianapolis | Arcoaire | H4A6S60*K*WAA* | H4A6S60*K*WAA* | EVD4X61M24A*+TDR |  | Voluntarily Certified | Single-split-system air condit | False | False | 56500 |  | 13.8 | 13.4 |  |  | False | 30 | 30 | 11.2 | 0 | Coil-Only System | False | Conventional | 07/06/2023 |  | 10/05/2023
Carrier Corp. - Indianapolis | Heil | H4A6S24*K*WAA* | H4A6S24*K*WAA* | ESD4X24M14A*+TDR |  | Voluntarily Certified | Single-split-system air condit | False | False | 23400 |  | 14.3 | 13.4 |  |  | False | 30 | 30 | 11.7 | 0 | Coil-Only System | False | Conventional | 07/06/2023 |  | 10/05/2023
Carrier Corp. - Indianapolis | Heil | H4A6S60*K*WAA* | H4A6S60*K*WAA* | EVD4X61M24A*+TDR |  | Voluntarily Certified | Single-split-system air condit | False | False | 56500 |  | 13.8 | 13.4 |  |  | False | 30 | 30 | 11.2 | 0 | Coil-Only System | False | Conventional | 07/06/2023 |  | 10/05/2023
Carrier Corp. - Indianapolis | Heil | S4A5S18*K*WAA* | S4A5S18*K*WAA* | EA*4X19L17A*+TDR |  | Voluntarily Certified | Single-split-system air condit | False | False | 18000 |  | 14.3 | 13.4 |  |  | False | 30 | 30 | 12.5 | 0 | Coil-Only System | False | Conventional | 07/06/2023 |  | 10/05/2023
Carrier Corp. - Indianapolis | Arcoaire | R4A5S18*K*WAA* | R4A5S18*K*WAA* | ESD4X24M14A*+TDR |  | Voluntarily Certified | Single-split-system air condit | False | False | 17900 |  | 14.3 | 13.4 |  |  | False | 30 | 30 | 11.7 | 0 | Coil-Only System | False | Conventional | 07/06/2023 |  | 10/05/2023
Carrier Corp. - Indianapolis | Arcoaire | R4A5S42*K*WAA* | R4A5S42*K*WAA* | EVD4X48M21A*+TDR |  | Voluntarily Certified | Single-split-system air condit | False | False | 45000 |  | 13.8 | 13.4 |  |  | False | 30 | 30 | 11.2 | 0 | Coil-Only System | False | Conventional | 07/06/2023 |  | 10/05/2023
Carrier Corp. - Indianapolis | Airquest | N4A7T24*K*WAA* | N4A7T24*K*WAA* | EVD4X25M17A*+TDR |  | Voluntarily Certified | Single-split-system air condit | False | False | 23400 |  | 14.3 | 13.4 |  |  | False | 30 | 30 | 11.7 | 0 | Coil-Only System | False | Conventional | 07/06/2023 |  | 10/05/2023
Carrier Corp. - Indianapolis | Airquest | R4A5S18*K*WAA* | R4A5S18*K*WAA* | ESD4X24M14A*+TDR |  | Voluntarily Certified | Single-split-system air condit | False | False | 17900 |  | 14.3 | 13.4 |  |  | False | 30 | 30 | 11.7 | 0 | Coil-Only System | False | Conventional | 07/06/2023 |  | 10/05/2023
Carrier Corp. - Indianapolis | Airquest | R4A5S42*K*WAA* | R4A5S42*K*WAA* | EVD4X48M21A*+TDR |  | Voluntarily Certified | Single-split-system air condit | False | False | 45000 |  | 13.8 | 13.4 |  |  | False | 30 | 30 | 11.2 | 0 | Coil-Only System | False | Conventional | 07/06/2023 |  | 10/05/2023
Carrier Corp. - Indianapolis | Airquest | R4A4S30*K*NAA* | R4A4S30*K*NAA* | EA*4X37L21A*+TDR |  | Voluntarily Certified | Single-split-system air condit | False | False | 29400 |  | 14 | 13.4 |  |  | False | 30 | 30 | 11.5 | 0 | Coil-Only System | False | Conventional | 07/06/2023 |  | 10/05/2023
Carrier Corp. - Indianapolis | WEATHERMAKER | PA4SAN442**NA* | PA4SAN442**NA* | CVPVA4221XMC*+TDR |  | Voluntarily Certified | Single-split-system air condit | False | False | 38500 |  | 13.4 | 13.4 |  |  | False | 30 | 30 | 11 | 0 | Coil-Only System | False | Conventional | 07/06/2023 |  | 10/05/2023
Carrier Corp. - Indianapolis | WEATHERMAKER | PA7TAN436**WA* | PA7TAN436**WA* | CVPVA3721XMC*+TDR |  | Voluntarily Certified | Single-split-system air condit | False | False | 35000 |  | 14.3 | 13.4 |  |  | False | 30 | 30 | 12 | 0 | Coil-Only System | False | Conventional | 07/06/2023 |  | 10/05/2023
Carrier Corp. - Indianapolis | Airquest | PAJ460***K***K* | PAJ460***K***K* |  |  | Voluntarily Certified | Single-package air conditioner | False | False | 53500 |  | 13.4 | 13.4 |  |  | False | 30 | 30 | 10.6 | 0 |  | False | Conventional | 07/06/2023 |  | 10/05/2023
Carrier Corp. - Indianapolis | Airquest | N4A5S42*K*WAA* | N4A5S42*K*WAA* | EVD4X48M21A*+TDR |  | Voluntarily Certified | Single-split-system air condit | False | False | 45000 |  | 13.8 | 13.4 |  |  | False | 30 | 30 | 11.2 | 0 | Coil-Only System | False | Conventional | 07/06/2023 |  | 10/05/2023
Carrier Corp. - Indianapolis | Airquest | R4A4S24*K*NAA* | R4A4S24*K*NAA* | ESD4X24M14A*+TDR |  | Voluntarily Certified | Single-split-system air condit | False | False | 23200 |  | 13.4 | 13.4 |  |  | False | 30 | 30 | 11.5 | 0 | Coil-Only System | False | Conventional | 07/06/2023 |  | 10/05/2023
Carrier Corp. - Indianapolis | Airquest | H4A6S43*K*WAA* | H4A6S43*K*WAA* | EA*4X43L21A*+TDR |  | Voluntarily Certified | Single-split-system air condit | False | False | 40000 |  | 14.3 | 13.4 |  |  | False | 30 | 30 | 12.5 | 0 | Coil-Only System | False | Conventional | 07/06/2023 |  | 10/05/2023
Carrier Corp. - Indianapolis | BRYANT HEATING AND COOLING SYSTEMS | 577CNWK48****A* | 577CNWK48****A* |  |  | Voluntarily Certified | Single-package air conditioner | False | False | 47000 |  | 13.4 | 13.4 |  |  | False | 30 | 30 | 11.05 | 0 |  | False | Conventional | 07/06/2023 |  | 10/05/2023
Carrier Corp. - Indianapolis | BRYANT HEATING AND COOLING SYSTEMS | 189BNV036*0**B* | 189BNV036*0**B* | FE4AN(B,F)005L+UI |  | Voluntarily Certified | Single-split-system air condit | False | False | 35200 |  | 17.5 | 13.4 |  |  | False | 30 | 30 | 10 | 0 | Blower Coil System | True | Conventional | 07/06/2023 |  | 10/05/2023
Carrier Corp. - Indianapolis | BRYANT HEATING AND COOLING SYSTEMS | 707CNXK60000AA* | 707CNXK60000AA* |  |  | Voluntarily Certified | Single-package air conditioner | False | False | 56000 |  | 13.4 | 13.4 |  |  | False | 30 | 30 | 11.05 | 0 |  | False | Conventional | 07/06/2023 |  | 10/05/2023
Carrier Corp. - Indianapolis | BRYANT HEATING AND COOLING SYSTEMS | 189BNV048*0**B*+TSTAT | 189BNV048*0**B*+TSTAT | FV4CNB006L |  | Voluntarily Certified | Single-split-system air condit | False | False | 46000 |  | 15.5 | 13.4 |  |  | False | 30 | 30 | 10.5 | 0 | Blower Coil System | False | Conventional | 07/06/2023 |  | 10/05/2023
Carrier Corp. - Indianapolis | BRYANT HEATING AND COOLING SYSTEMS | 189BNV060*0**B*+TSTAT | 189BNV060*0**B*+TSTAT | FV4CNB006L |  | Voluntarily Certified | Single-split-system air condit | False | False | 57500 |  | 14.5 | 13.4 |  |  | False | 30 | 30 | 9.5 | 0 | Blower Coil System | False | Conventional | 07/06/2023 |  | 10/05/2023
Carrier Corp. - Indianapolis | ICP Commercial | PAD424000K***K1 | PAD424000K***K1 |  |  | Voluntarily Certified | Single-package air conditioner | False | False | 22800 |  | 13.4 | 13.4 |  |  | False | 30 | 30 | 11.05 | 0 |  | False | Conventional | 07/06/2023 |  | 10/05/2023
Carrier Corp. - Indianapolis | MSH Legacy | R4A4S48*K*NAA* | R4A4S48*K*NAA* | EA*4X61L24A*+TDR |  | Voluntarily Certified | Single-split-system air condit | False | False | 45000 |  | 13.4 | 13.4 |  |  | False | 30 | 30 | 11.5 | 0 | Coil-Only System | False | Conventional | 07/06/2023 |  | 10/05/2023
Carrier Corp. - Indianapolis | Maratherm | R4A4S48*K*NAA* | R4A4S48*K*NAA* | EA*4X61L24A*+TDR |  | Voluntarily Certified | Single-split-system air condit | False | False | 45000 |  | 13.4 | 13.4 |  |  | False | 30 | 30 | 11.5 | 0 | Coil-Only System | False | Conventional | 07/06/2023 |  | 10/05/2023
Carrier Corp. - Indianapolis | Heil | H4A6S18*K*WAA* | H4A6S18*K*WAA* | ESD4X24M14A*+TDR |  | Voluntarily Certified | Single-split-system air condit | False | False | 17800 |  | 14.3 | 13.4 |  |  | False | 30 | 30 | 11.7 | 0 | Coil-Only System | False | Conventional | 07/06/2023 |  | 10/05/2023
Carrier Corp. - Indianapolis | Heil | R4A4S48*K*NAA* | R4A4S48*K*NAA* | EA*4X61L24A*+TDR |  | Voluntarily Certified | Single-split-system air condit | False | False | 45000 |  | 13.4 | 13.4 |  |  | False | 30 | 30 | 11.5 | 0 | Coil-Only System | False | Conventional | 07/06/2023 |  | 10/05/2023
Carrier Corp. - Indianapolis | Heil | HVA937GKA2*+TSTAT | HVA937GKA2*+TSTAT | FVM4X60***L |  | Voluntarily Certified | Single-split-system air condit | False | False | 33400 |  | 17 | 13.4 |  |  | False | 30 | 30 | 12 | 0 | Blower Coil System | False | Conventional | 07/06/2023 |  | 10/05/2023
Carrier Corp. - Indianapolis | Heil | PAD424000K***K1 | PAD424000K***K1 |  |  | Voluntarily Certified | Single-package air conditioner | False | False | 22800 |  | 13.4 | 13.4 |  |  | False | 30 | 30 | 11.05 | 0 |  | False | Conventional | 07/06/2023 |  | 10/05/2023
Carrier Corp. - Indianapolis | BRYANT HEATING AND COOLING SYSTEMS | 126SAN049**WA* | 126SAN049**WA* | CAP**6024AL*+TDR |  | Voluntarily Certified | Single-split-system air condit | False | False | 46000 |  | 14.5 | 13.4 |  |  | False | 30 | 30 | 12.5 | 0 | Coil-Only System | False | Conventional | 07/06/2023 |  | 10/05/2023
Carrier Corp. - Indianapolis | BRYANT HEATING AND COOLING SYSTEMS | 189BNV049*0**B* | 189BNV049*0**B* | FE4ANB006L+UI |  | Voluntarily Certified | Single-split-system air condit | False | False | 44500 |  | 19 | 13.4 |  |  | False | 30 | 30 | 12 | 0 | Blower Coil System | True | Conventional | 07/06/2023 |  | 10/05/2023
Carrier Corp. - Indianapolis | BRYANT HEATING AND COOLING SYSTEMS | 189BNV036*0**C* | 189BNV036*0**C* | FE4AN(B,F)005L+UI |  | Voluntarily Certified | Single-split-system air condit | False | False | 35200 |  | 17.5 | 13.4 |  |  | False | 30 | 30 | 10 | 0 | Blower Coil System | True | Conventional | 07/06/2023 |  | 10/05/2023
Carrier Corp. - Indianapolis | BRYANT HEATING AND COOLING SYSTEMS | 186CNV036*0**B* | 186CNV036*0**B* | CAP**3721AL*+UI | 88*TA48090C17*** | Voluntarily Certified | Single-split-system air condit | False | False | 34200 |  | 23 | 13.4 |  |  | False | 30 | 30 | 13.5 | 0 | Blower Coil System | True | Conventional | 07/06/2023 |  | 10/05/2023
Carrier Corp. - Indianapolis | Kenmore | R4A4S48*K*NAA* | R4A4S48*K*NAA* | EA*4X61L24A*+TDR |  | Voluntarily Certified | Single-split-system air condit | False | False | 45000 |  | 13.4 | 13.4 |  |  | False | 30 | 30 | 11.5 | 0 | Coil-Only System | False | Conventional | 07/06/2023 |  | 10/05/2023
Carrier Corp. - Indianapolis | Kenmore | PAD424000K***K1 | PAD424000K***K1 |  |  | Voluntarily Certified | Single-package air conditioner | False | False | 22800 |  | 13.4 | 13.4 |  |  | False | 30 | 30 | 11.05 | 0 |  | False | Conventional | 07/06/2023 |  | 10/05/2023
Carrier Corp. - Indianapolis | Kenmore | (C,H,T)4A6S60*K*WAA* | (C,H,T)4A6S60*K*WAA* | EVD4X61M24A*+TDR |  | Voluntarily Certified | Single-split-system air condit | False | False | 56500 |  | 13.8 | 13.4 |  |  | False | 30 | 30 | 11.2 | 0 | Coil-Only System | False | Conventional | 07/06/2023 |  | 10/05/2023
Carrier Corp. - Indianapolis | Kenmore | (C,H,T)4A6S48*K*WAA* | (C,H,T)4A6S48*K*WAA* | EVD4X48M21A*+TDR |  | Voluntarily Certified | Single-split-system air condit | False | False | 46500 |  | 13.8 | 13.4 |  |  | False | 30 | 30 | 11.2 | 0 | Coil-Only System | False | Conventional | 07/06/2023 |  | 10/05/2023
Carrier Corp. - Indianapolis | Kenmore | (C,H,T)VA936GKA3*+TSTAT | (C,H,T)VA936GKA3*+TSTAT | FVM4X48***L |  | Voluntarily Certified | Single-split-system air condit | False | False | 35200 |  | 15.5 | 13.4 |  |  | False | 30 | 30 | 10 | 0 | Blower Coil System | False | Conventional | 07/06/2023 |  | 10/05/2023
Carrier Corp. - Indianapolis | Kenmore | PGD430***K***K1 | PGD430***K***K1 |  |  | Voluntarily Certified | Single-package air conditioner | False | False | 28000 |  | 13.4 | 13.4 |  |  | False | 30 | 30 | 11.05 | 0 |  | False | Conventional | 07/06/2023 |  | 10/05/2023
Carrier Corp. - Indianapolis | Kenmore | (C,H,T)VA949GKA2* | (C,H,T)VA949GKA2* | FCM4X60***L+WALLCON |  | Voluntarily Certified | Single-split-system air condit | False | False | 44500 |  | 19 | 13.4 |  |  | False | 30 | 30 | 12 | 0 | Blower Coil System | True | Conventional | 07/06/2023 |  | 10/05/2023
Carrier Corp. - Indianapolis | Kenmore | (C,H,T)4A6S42*K*WAA* | (C,H,T)4A6S42*K*WAA* | EVD4X48M21A*+TDR |  | Voluntarily Certified | Single-split-system air condit | False | False | 45000 |  | 13.8 | 13.4 |  |  | False | 30 | 30 | 11.2 | 0 | Coil-Only System | False | Conventional | 07/06/2023 |  | 10/05/2023
Carrier Corp. - Indianapolis | Carrier | 24TPA724W**30* | 24TPA724W**30* | CVPVA2517XMC*+TDR |  | Voluntarily Certified | Single-split-system air condit | False | False | 23400 |  | 14.3 | 13.4 |  |  | False | 30 | 30 | 11.7 | 0 | Coil-Only System | False | Conventional | 07/06/2023 |  | 10/05/2023
Carrier Corp. - Indianapolis | Carrier | 24SCA560W**30* | 24SCA560W**30* | CVPVA6124XMC*+TDR |  | Voluntarily Certified | Single-split-system air condit | False | False | 56500 |  | 13.8 | 13.4 |  |  | False | 30 | 30 | 11.2 | 0 | Coil-Only System | False | Conventional | 07/06/2023 |  | 10/05/2023
Carrier Corp. - Indianapolis | Carrier | 24VNA960A*031*+TSTAT | 24VNA960A*031*+TSTAT | FV4CNB006L |  | Voluntarily Certified | Single-split-system air condit | False | False | 57500 |  | 14.5 | 13.4 |  |  | False | 30 | 30 | 9.5 | 0 | Blower Coil System | False | Conventional | 07/06/2023 |  | 10/05/2023
Carrier Corp. - Indianapolis | Carrier | 48VL*K48***30* | 48VL*K48***30* |  |  | Voluntarily Certified | Single-package air conditioner | False | False | 47000 |  | 13.4 | 13.4 |  |  | False | 30 | 30 | 11.05 | 0 |  | False | Conventional | 07/06/2023 |  | 10/05/2023
Carrier Corp. - Indianapolis | Carrier | 50VG-K48---30* | 50VG-K48---30* |  |  | Voluntarily Certified | Single-package air conditioner | False | False | 46500 |  | 16 | 13.4 |  |  | False | 30 | 30 | 11.8 | 0 |  | False | Conventional | 07/06/2023 |  | 10/05/2023
Carrier Corp. - Indianapolis | Airquest | S4A5S30*K*WAA* | S4A5S30*K*WAA* | EA*4X37L21A*+TDR |  | Voluntarily Certified | Single-split-system air condit | False | False | 28400 |  | 14.3 | 13.4 |  |  | False | 30 | 30 | 12 | 0 | Coil-Only System | False | Conventional | 07/06/2023 |  | 10/05/2023
Carrier Corp. - Indianapolis | Airquest | PAR524000K***K1 | PAR524000K***K1 |  |  | Voluntarily Certified | Single-package air conditioner | False | False | 22200 |  | 15.2 | 13.4 |  |  | False | 30 | 30 | 11.5 | 0 |  | False | Conventional | 07/06/2023 |  | 10/05/2023
Carrier Corp. - Indianapolis | Airquest | HVA936GKA3* | HVA936GKA3* | FCM4X48***L+WALLCON |  | Voluntarily Certified | Single-split-system air condit | False | False | 35200 |  | 17.5 | 13.4 |  |  | False | 30 | 30 | 10 | 0 | Blower Coil System | True | Conventional | 07/06/2023 |  | 10/05/2023
Carrier Corp. - Indianapolis | SMART COMFORT | R4A4S30*K*NAA* | R4A4S30*K*NAA* | EA*4X37L21A*+TDR |  | Voluntarily Certified | Single-split-system air condit | False | False | 29400 |  | 14 | 13.4 |  |  | False | 30 | 30 | 11.5 | 0 | Coil-Only System | False | Conventional | 07/06/2023 |  | 10/05/2023
Carrier Corp. - Indianapolis | SMART COMFORT | R4A5S42*K*WAA* | R4A5S42*K*WAA* | EVD4X48M21A*+TDR |  | Voluntarily Certified | Single-split-system air condit | False | False | 45000 |  | 13.8 | 13.4 |  |  | False | 30 | 30 | 11.2 | 0 | Coil-Only System | False | Conventional | 07/06/2023 |  | 10/05/2023
Carrier Corp. - Indianapolis | SMART COMFORT | R4A5S18*K*WAA* | R4A5S18*K*WAA* | ESD4X24M14A*+TDR |  | Voluntarily Certified | Single-split-system air condit | False | False | 17900 |  | 14.3 | 13.4 |  |  | False | 30 | 30 | 11.7 | 0 | Coil-Only System | False | Conventional | 07/06/2023 |  | 10/05/2023
Carrier Corp. - Indianapolis | Carrier | 24SPA630W**30* | 24SPA630W**30* | CVPVA3017XMC*+TDR |  | Voluntarily Certified | Single-split-system air condit | False | False | 28800 |  | 14.3 | 13.4 |  |  | False | 30 | 30 | 11.7 | 0 | Coil-Only System | False | Conventional | 07/06/2023 |  | 10/05/2023
Carrier Corp. - Indianapolis | Carrier | GA4SAN424**NA* | GA4SAN424**NA* | CSPVA2414XMC*+TDR |  | Voluntarily Certified | Single-split-system air condit | False | False | 23200 |  | 13.4 | 13.4 |  |  | False | 30 | 30 | 11.5 | 0 | Coil-Only System | False | Conventional | 07/06/2023 |  | 10/05/2023
Carrier Corp. - Indianapolis | Carrier | 50VL-K24---30* | 50VL-K24---30* |  |  | Voluntarily Certified | Single-package air conditioner | False | False | 22800 |  | 13.4 | 13.4 |  |  | False | 30 | 30 | 11.05 | 0 |  | False | Conventional | 07/06/2023 |  | 10/05/2023
Carrier Corp. - Indianapolis | Carrier | 50VL-K36---30* | 50VL-K36---30* |  |  | Voluntarily Certified | Single-package air conditioner | False | False | 33800 |  | 13.4 | 13.4 |  |  | False | 30 | 30 | 11.05 | 0 |  | False | Conventional | 07/06/2023 |  | 10/05/2023
Carrier Corp. - Indianapolis | Carrier | 50ZPK030***3*** | 50ZPK030***3*** |  |  | Voluntarily Certified | Single-package air conditioner | False | False | 28000 |  | 13.4 | 13.4 |  |  | False | 30 | 30 | 10.6 | 0 |  | False | Conventional | 07/06/2023 |  | 10/05/2023
Carrier Corp. - Indianapolis | Heil | N4A4S24*K*NAA* | N4A4S24*K*NAA* | ESD4X24M14A*+TDR |  | Voluntarily Certified | Single-split-system air condit | False | False | 23200 |  | 13.4 | 13.4 |  |  | False | 30 | 30 | 11.5 | 0 | Coil-Only System | False | Conventional | 07/06/2023 |  | 10/05/2023
Carrier Corp. - Indianapolis | Heil | PGR536***K***K1 | PGR536***K***K1 |  |  | Voluntarily Certified | Single-package air conditioner | False | False | 34800 |  | 15.2 | 13.4 |  |  | False | 30 | 30 | 11.5 | 0 |  | False | Conventional | 07/06/2023 |  | 10/05/2023
Carrier Corp. - Indianapolis | Carrier | GA7TAN448**WA* | GA7TAN448**WA* | CVPVA4924XMC*+TDR |  | Voluntarily Certified | Single-split-system air condit | False | False | 47000 |  | 13.8 | 13.4 |  |  | False | 30 | 30 | 12 | 0 | Coil-Only System | False | Conventional | 07/06/2023 |  | 10/05/2023
Carrier Corp. - Indianapolis | Carrier | 24SCA524W**30* | 24SCA524W**30* | CSPVA2414XMC*+TDR |  | Voluntarily Certified | Single-split-system air condit | False | False | 22800 |  | 14.3 | 13.4 |  |  | False | 30 | 30 | 11.7 | 0 | Coil-Only System | False | Conventional | 07/06/2023 |  | 10/05/2023
Carrier Corp. - Indianapolis | Carrier | GA5SAN460**WA* | GA5SAN460**WA* | CVPVA6124XMC*+TDR |  | Voluntarily Certified | Single-split-system air condit | False | False | 56500 |  | 13.8 | 13.4 |  |  | False | 30 | 30 | 11.2 | 0 | Coil-Only System | False | Conventional | 07/06/2023 |  | 10/05/2023
Carrier Corp. - Indianapolis | Carrier | 50VL-K30---30* | 50VL-K30---30* |  |  | Voluntarily Certified | Single-package air conditioner | False | False | 28000 |  | 13.4 | 13.4 |  |  | False | 30 | 30 | 11.05 | 0 |  | False | Conventional | 07/06/2023 |  | 10/05/2023
Carrier Corp. - Indianapolis | Carrier | 24VNA925A*032* | 24VNA925A*032* | FE4AN(B,F)005L+UI |  | Voluntarily Certified | Single-split-system air condit | False | False | 23800 |  | 18.5 | 13.4 |  |  | False | 30 | 30 | 11.7 | 0 | Blower Coil System | True | Conventional | 07/06/2023 |  | 10/05/2023
Carrier Corp. - Indianapolis | Arcoaire | S4A5S18*K*WAA* | S4A5S18*K*WAA* | EA*4X19L17A*+TDR |  | Voluntarily Certified | Single-split-system air condit | False | False | 18000 |  | 14.3 | 13.4 |  |  | False | 30 | 30 | 12.5 | 0 | Coil-Only System | False | Conventional | 07/06/2023 |  | 10/05/2023
Carrier Corp. - Indianapolis | Arcoaire | N4A4S24*K*NAA* | N4A4S24*K*NAA* | ESD4X24M14A*+TDR |  | Voluntarily Certified | Single-split-system air condit | False | False | 23200 |  | 13.4 | 13.4 |  |  | False | 30 | 30 | 11.5 | 0 | Coil-Only System | False | Conventional | 07/06/2023 |  | 10/05/2023
Carrier Corp. - Indianapolis | Arcoaire | H4A6S43*K*WAA* | H4A6S43*K*WAA* | EA*4X43L21A*+TDR |  | Voluntarily Certified | Single-split-system air condit | False | False | 40000 |  | 14.3 | 13.4 |  |  | False | 30 | 30 | 12.5 | 0 | Coil-Only System | False | Conventional | 07/06/2023 |  | 10/05/2023
Carrier Corp. - Indianapolis | Arcoaire | PAD460000K***K1 | PAD460000K***K1 |  |  | Voluntarily Certified | Single-package air conditioner | False | False | 56000 |  | 13.4 | 13.4 |  |  | False | 30 | 30 | 11.05 | 0 |  | False | Conventional | 07/06/2023 |  | 10/05/2023
Carrier Corp. - Indianapolis | Arcoaire | HVA925GKA3*+TSTAT | HVA925GKA3*+TSTAT | FVM4X48***L |  | Voluntarily Certified | Single-split-system air condit | False | False | 24000 |  | 16.5 | 13.4 |  |  | False | 30 | 30 | 11.7 | 0 | Blower Coil System | False | Conventional | 07/06/2023 |  | 10/05/2023
Carrier Corp. - Indianapolis | BRYANT HEATING AND COOLING SYSTEMS | 127TAN060**WA* | 127TAN060**WA* | CVPVA6124XMC*+TDR |  | Voluntarily Certified | Single-split-system air condit | False | False | 57500 |  | 13.8 | 13.4 |  |  | False | 30 | 30 | 11.5 | 0 | Coil-Only System | False | Conventional | 07/06/2023 |  | 10/05/2023
Carrier Corp. - Indianapolis | BRYANT HEATING AND COOLING SYSTEMS | GA5SAN448**WA* | GA5SAN448**WA* | CVPVA4821XMC*+TDR |  | Voluntarily Certified | Single-split-system air condit | False | False | 46500 |  | 13.8 | 13.4 |  |  | False | 30 | 30 | 11.2 | 0 | Coil-Only System | False | Conventional | 07/06/2023 |  | 10/05/2023
Carrier Corp. - Indianapolis | Day & Night | PAR524000K***K1 | PAR524000K***K1 |  |  | Voluntarily Certified | Single-package air conditioner | False | False | 22200 |  | 15.2 | 13.4 |  |  | False | 30 | 30 | 11.5 | 0 |  | False | Conventional | 07/06/2023 |  | 10/05/2023
Carrier Corp. - Indianapolis | Day & Night | N4A7T24*K*WAA* | N4A7T24*K*WAA* | EVD4X25M17A*+TDR |  | Voluntarily Certified | Single-split-system air condit | False | False | 23400 |  | 14.3 | 13.4 |  |  | False | 30 | 30 | 11.7 | 0 | Coil-Only System | False | Conventional | 07/06/2023 |  | 10/05/2023
Carrier Corp. - Indianapolis | Day & Night | R4A5S18*K*WAA* | R4A5S18*K*WAA* | ESD4X24M14A*+TDR |  | Voluntarily Certified | Single-split-system air condit | False | False | 17900 |  | 14.3 | 13.4 |  |  | False | 30 | 30 | 11.7 | 0 | Coil-Only System | False | Conventional | 07/06/2023 |  | 10/05/2023
Carrier Corp. - Indianapolis | Day & Night | R4A5S42*K*WAA* | R4A5S42*K*WAA* | EVD4X48M21A*+TDR |  | Voluntarily Certified | Single-split-system air condit | False | False | 45000 |  | 13.8 | 13.4 |  |  | False | 30 | 30 | 11.2 | 0 | Coil-Only System | False | Conventional | 07/06/2023 |  | 10/05/2023
Carrier Corp. - Indianapolis | Day & Night | C4A6S61*K*WAA* | C4A6S61*K*WAA* | EVD4X61M24A*+TDR |  | Voluntarily Certified | Single-split-system air condit | False | False | 55500 |  | 14.3 | 13.4 |  |  | False | 30 | 30 | 12 | 0 | Coil-Only System | False | Conventional | 07/06/2023 |  | 10/05/2023
Carrier Corp. - Indianapolis | Tempstar | N4A7T24*K*WAA* | N4A7T24*K*WAA* | EVD4X25M17A*+TDR |  | Voluntarily Certified | Single-split-system air condit | False | False | 23400 |  | 14.3 | 13.4 |  |  | False | 30 | 30 | 11.7 | 0 | Coil-Only System | False | Conventional | 07/06/2023 |  | 10/05/2023
Carrier Corp. - Indianapolis | Tempstar | PAR524000K***K1 | PAR524000K***K1 |  |  | Voluntarily Certified | Single-package air conditioner | False | False | 22200 |  | 15.2 | 13.4 |  |  | False | 30 | 30 | 11.5 | 0 |  | False | Conventional | 07/06/2023 |  | 10/05/2023
Carrier Corp. - Indianapolis | Arcoaire | R4A4S30*K*NAA* | R4A4S30*K*NAA* | EA*4X37L21A*+TDR |  | Voluntarily Certified | Single-split-system air condit | False | False | 29400 |  | 14 | 13.4 |  |  | False | 30 | 30 | 11.5 | 0 | Coil-Only System | False | Conventional | 07/06/2023 |  | 10/05/2023
Carrier Corp. - Indianapolis | Arcoaire | N4A7T24*K*WAA* | N4A7T24*K*WAA* | EVD4X25M17A*+TDR |  | Voluntarily Certified | Single-split-system air condit | False | False | 23400 |  | 14.3 | 13.4 |  |  | False | 30 | 30 | 11.7 | 0 | Coil-Only System | False | Conventional | 07/06/2023 |  | 10/05/2023
Carrier Corp. - Indianapolis | Arcoaire | S4A5S30*K*WAA* | S4A5S30*K*WAA* | EA*4X37L21A*+TDR |  | Voluntarily Certified | Single-split-system air condit | False | False | 28400 |  | 14.3 | 13.4 |  |  | False | 30 | 30 | 12 | 0 | Coil-Only System | False | Conventional | 07/06/2023 |  | 10/05/2023
Carrier Corp. - Indianapolis | Arcoaire | HVA936GKA3* | HVA936GKA3* | FCM4X48***L+WALLCON |  | Voluntarily Certified | Single-split-system air condit | False | False | 35200 |  | 17.5 | 13.4 |  |  | False | 30 | 30 | 10 | 0 | Blower Coil System | True | Conventional | 07/06/2023 |  | 10/05/2023
Carrier Corp. - Indianapolis | Arcoaire | PAR524000K***K1 | PAR524000K***K1 |  |  | Voluntarily Certified | Single-package air conditioner | False | False | 22200 |  | 15.2 | 13.4 |  |  | False | 30 | 30 | 11.5 | 0 |  | False | Conventional | 07/06/2023 |  | 10/05/2023
Carrier Corp. - Indianapolis | ICP Commercial | PAJ460***K***K* | PAJ460***K***K* |  |  | Voluntarily Certified | Single-package air conditioner | False | False | 53500 |  | 13.4 | 13.4 |  |  | False | 30 | 30 | 10.6 | 0 |  | False | Conventional | 07/06/2023 |  | 10/05/2023
Carrier Corp. - Indianapolis | Carrier | 24SPA636W**30* | 24SPA636W**30* | CVPVA3721XMC*+TDR |  | Voluntarily Certified | Single-split-system air condit | False | False | 34200 |  | 14.3 | 13.4 |  |  | False | 30 | 30 | 11.7 | 0 | Coil-Only System | False | Conventional | 07/06/2023 |  | 10/05/2023
Carrier Corp. - Indianapolis | Carrier | GA4SAN430**NA* | GA4SAN430**NA* | CAP**3721AL*+TDR |  | Voluntarily Certified | Single-split-system air condit | False | False | 29400 |  | 14 | 13.4 |  |  | False | 30 | 30 | 11.5 | 0 | Coil-Only System | False | Conventional | 07/06/2023 |  | 10/05/2023
Carrier Corp. - Indianapolis | Carrier | GA4SAN442**NA* | GA4SAN442**NA* | CVPVA4221XMC*+TDR |  | Voluntarily Certified | Single-split-system air condit | False | False | 38500 |  | 13.4 | 13.4 |  |  | False | 30 | 30 | 11 | 0 | Coil-Only System | False | Conventional | 07/06/2023 |  | 10/05/2023
Carrier Corp. - Indianapolis | Carrier | 24VNA948A*031* | 24VNA948A*031* | FE4ANB006L+UI |  | Voluntarily Certified | Single-split-system air condit | False | False | 46000 |  | 18 | 13.4 |  |  | False | 30 | 30 | 10.5 | 0 | Blower Coil System | True | Conventional | 07/06/2023 |  | 10/05/2023
Carrier Corp. - Indianapolis | ICP Commercial | PAR548000K***K1 | PAR548000K***K1 |  |  | Voluntarily Certified | Single-package air conditioner | False | False | 46500 |  | 16 | 13.4 |  |  | False | 30 | 30 | 11.8 | 0 |  | False | Conventional | 07/06/2023 |  | 10/05/2023
Carrier Corp. - Indianapolis | ICP Commercial | PAR560000K***K1 | PAR560000K***K1 |  |  | Voluntarily Certified | Single-package air conditioner | False | False | 56000 |  | 15.2 | 13.4 |  |  | False | 30 | 30 | 11.5 | 0 |  | False | Conventional | 07/06/2023 |  | 10/05/2023
Carrier Corp. - Indianapolis | ICP Commercial | PAD460000K***K1 | PAD460000K***K1 |  |  | Voluntarily Certified | Single-package air conditioner | False | False | 56000 |  | 13.4 | 13.4 |  |  | False | 30 | 30 | 11.05 | 0 |  | False | Conventional | 07/06/2023 |  | 10/05/2023
Carrier Corp. - Indianapolis | MSH Legacy | N4A5S42*K*WAA* | N4A5S42*K*WAA* | EVD4X48M21A*+TDR |  | Voluntarily Certified | Single-split-system air condit | False | False | 45000 |  | 13.8 | 13.4 |  |  | False | 30 | 30 | 11.2 | 0 | Coil-Only System | False | Conventional | 07/06/2023 |  | 10/05/2023
Carrier Corp. - Indianapolis | MSH Legacy | R4A4S24*K*NAA* | R4A4S24*K*NAA* | ESD4X24M14A*+TDR |  | Voluntarily Certified | Single-split-system air condit | False | False | 23200 |  | 13.4 | 13.4 |  |  | False | 30 | 30 | 11.5 | 0 | Coil-Only System | False | Conventional | 07/06/2023 |  | 10/05/2023
Carrier Corp. - Indianapolis | Maratherm | R4A4S24*K*NAA* | R4A4S24*K*NAA* | ESD4X24M14A*+TDR |  | Voluntarily Certified | Single-split-system air condit | False | False | 23200 |  | 13.4 | 13.4 |  |  | False | 30 | 30 | 11.5 | 0 | Coil-Only System | False | Conventional | 07/06/2023 |  | 10/05/2023
Carrier Corp. - Indianapolis | Maratherm | N4A5S42*K*WAA* | N4A5S42*K*WAA* | EVD4X48M21A*+TDR |  | Voluntarily Certified | Single-split-system air condit | False | False | 45000 |  | 13.8 | 13.4 |  |  | False | 30 | 30 | 11.2 | 0 | Coil-Only System | False | Conventional | 07/06/2023 |  | 10/05/2023
Carrier Corp. - Indianapolis | Maratherm | N4A7T48*K*WAA* | N4A7T48*K*WAA* | EVD4X49M24A*+TDR |  | Voluntarily Certified | Single-split-system air condit | False | False | 47000 |  | 13.8 | 13.4 |  |  | False | 30 | 30 | 12 | 0 | Coil-Only System | False | Conventional | 07/06/2023 |  | 10/05/2023
Carrier Corp. - Indianapolis | Maratherm | PAR548000K***K1 | PAR548000K***K1 |  |  | Voluntarily Certified | Single-package air conditioner | False | False | 46500 |  | 16 | 13.4 |  |  | False | 30 | 30 | 11.8 | 0 |  | False | Conventional | 07/06/2023 |  | 10/05/2023
Carrier Corp. - Indianapolis | Keeprite | S4A5S18*K*WAA* | S4A5S18*K*WAA* | EA*4X19L17A*+TDR |  | Voluntarily Certified | Single-split-system air condit | False | False | 18000 |  | 14.3 | 13.4 |  |  | False | 30 | 30 | 12.5 | 0 | Coil-Only System | False | Conventional | 07/06/2023 |  | 10/05/2023
Carrier Corp. - Indianapolis | Keeprite | PGR536***K***K1 | PGR536***K***K1 |  |  | Voluntarily Certified | Single-package air conditioner | False | False | 34800 |  | 15.2 | 13.4 |  |  | False | 30 | 30 | 11.5 | 0 |  | False | Conventional | 07/06/2023 |  | 10/05/2023
Carrier Corp. - Indianapolis | Keeprite | CVA925GKA2*+TSTAT | CVA925GKA2*+TSTAT | FVM4X48***L |  | Voluntarily Certified | Single-split-system air condit | False | False | 24000 |  | 16.5 | 13.4 |  |  | False | 30 | 30 | 11.7 | 0 | Blower Coil System | False | Conventional | 07/06/2023 |  | 10/05/2023
Carrier Corp. - Indianapolis | Keeprite | CVA936GKA3* | CVA936GKA3* | FCM4X48***L+WALLCON |  | Voluntarily Certified | Single-split-system air condit | False | False | 35200 |  | 17.5 | 13.4 |  |  | False | 30 | 30 | 10 | 0 | Blower Coil System | True | Conventional | 07/06/2023 |  | 10/05/2023
Carrier Corp. - Indianapolis | Arcoaire | PGR536***K***K1 | PGR536***K***K1 |  |  | Voluntarily Certified | Single-package air conditioner | False | False | 34800 |  | 15.2 | 13.4 |  |  | False | 30 | 30 | 11.5 | 0 |  | False | Conventional | 07/06/2023 |  | 10/05/2023
Carrier Corp. - Indianapolis | Tempstar | N4A5S42*K*WAA* | N4A5S42*K*WAA* | EVD4X48M21A*+TDR |  | Voluntarily Certified | Single-split-system air condit | False | False | 45000 |  | 13.8 | 13.4 |  |  | False | 30 | 30 | 11.2 | 0 | Coil-Only System | False | Conventional | 07/06/2023 |  | 10/05/2023
Carrier Corp. - Indianapolis | Tempstar | N4A7T48*K*WAA* | N4A7T48*K*WAA* | EVD4X49M24A*+TDR |  | Voluntarily Certified | Single-split-system air condit | False | False | 47000 |  | 13.8 | 13.4 |  |  | False | 30 | 30 | 12 | 0 | Coil-Only System | False | Conventional | 07/06/2023 |  | 10/05/2023
Carrier Corp. - Indianapolis | Tempstar | PAJ460***K***K* | PAJ460***K***K* |  |  | Voluntarily Certified | Single-package air conditioner | False | False | 53500 |  | 13.4 | 13.4 |  |  | False | 30 | 30 | 10.6 | 0 |  | False | Conventional | 07/06/2023 |  | 10/05/2023
Carrier Corp. - Indianapolis | Tempstar | PGR536***K***K1 | PGR536***K***K1 |  |  | Voluntarily Certified | Single-package air conditioner | False | False | 34800 |  | 15.2 | 13.4 |  |  | False | 30 | 30 | 11.5 | 0 |  | False | Conventional | 07/06/2023 |  | 10/05/2023
Carrier Corp. - Indianapolis | Tempstar | N4A4S24*K*NAA* | N4A4S24*K*NAA* | ESD4X24M14A*+TDR |  | Voluntarily Certified | Single-split-system air condit | False | False | 23200 |  | 13.4 | 13.4 |  |  | False | 30 | 30 | 11.5 | 0 | Coil-Only System | False | Conventional | 07/06/2023 |  | 10/05/2023
Carrier Corp. - Indianapolis | Tempstar | S4A5S18*K*WAA* | S4A5S18*K*WAA* | EA*4X19L17A*+TDR |  | Voluntarily Certified | Single-split-system air condit | False | False | 18000 |  | 14.3 | 13.4 |  |  | False | 30 | 30 | 12.5 | 0 | Coil-Only System | False | Conventional | 07/06/2023 |  | 10/05/2023
Carrier Corp. - Indianapolis | Day & Night | R4A4S30*K*NAA* | R4A4S30*K*NAA* | EA*4X37L21A*+TDR |  | Voluntarily Certified | Single-split-system air condit | False | False | 29400 |  | 14 | 13.4 |  |  | False | 30 | 30 | 11.5 | 0 | Coil-Only System | False | Conventional | 07/06/2023 |  | 10/05/2023
Carrier Corp. - Indianapolis | Day & Night | CVA949GKA2*+TSTAT | CVA949GKA2*+TSTAT | FVM4X60***L |  | Voluntarily Certified | Single-split-system air condit | False | False | 44000 |  | 17 | 13.4 |  |  | False | 30 | 30 | 11.7 | 0 | Blower Coil System | False | Conventional | 07/06/2023 |  | 10/05/2023
Carrier Corp. - Indianapolis | Day & Night | S4A5S30*K*WAA* | S4A5S30*K*WAA* | EA*4X37L21A*+TDR |  | Voluntarily Certified | Single-split-system air condit | False | False | 28400 |  | 14.3 | 13.4 |  |  | False | 30 | 30 | 12 | 0 | Coil-Only System | False | Conventional | 07/06/2023 |  | 10/05/2023
Carrier Corp. - Indianapolis | Keeprite | N4A4S24*K*NAA* | N4A4S24*K*NAA* | ESD4X24M14A*+TDR |  | Voluntarily Certified | Single-split-system air condit | False | False | 23200 |  | 13.4 | 13.4 |  |  | False | 30 | 30 | 11.5 | 0 | Coil-Only System | False | Conventional | 07/06/2023 |  | 10/05/2023
Carrier Corp. - Indianapolis | ICP Commercial | PGD430***K***K1 | PGD430***K***K1 |  |  | Voluntarily Certified | Single-package air conditioner | False | False | 28000 |  | 13.4 | 13.4 |  |  | False | 30 | 30 | 11.05 | 0 |  | False | Conventional | 07/06/2023 |  | 10/05/2023
Carrier Corp. - Indianapolis | BRYANT HEATING AND COOLING SYSTEMS | 707CNXK42000AA* | 707CNXK42000AA* |  |  | Voluntarily Certified | Single-package air conditioner | False | False | 39000 |  | 13.4 | 13.4 |  |  | False | 30 | 30 | 11.05 | 0 |  | False | Conventional | 07/06/2023 |  | 10/05/2023
Carrier Corp. - Indianapolis | BRYANT HEATING AND COOLING SYSTEMS | 707CNXK48000AA* | 707CNXK48000AA* |  |  | Voluntarily Certified | Single-package air conditioner | False | False | 47000 |  | 13.4 | 13.4 |  |  | False | 30 | 30 | 11.05 | 0 |  | False | Conventional | 07/06/2023 |  | 10/05/2023
Carrier Corp. - Indianapolis | BRYANT HEATING AND COOLING SYSTEMS | 127TAN024**WA* | 127TAN024**WA* | CVPVA2517XMC*+TDR |  | Voluntarily Certified | Single-split-system air condit | False | False | 23400 |  | 14.3 | 13.4 |  |  | False | 30 | 30 | 11.7 | 0 | Coil-Only System | False | Conventional | 07/06/2023 |  | 10/05/2023
Carrier Corp. - Indianapolis | BRYANT HEATING AND COOLING SYSTEMS | 115SAN060**WA* | 115SAN060**WA* | CVPVA6124XMC*+TDR |  | Voluntarily Certified | Single-split-system air condit | False | False | 56500 |  | 13.8 | 13.4 |  |  | False | 30 | 30 | 11.2 | 0 | Coil-Only System | False | Conventional | 07/06/2023 |  | 10/05/2023
Carrier Corp. - Indianapolis | Arcoaire | H4A6S18*K*WAA* | H4A6S18*K*WAA* | ESD4X24M14A*+TDR |  | Voluntarily Certified | Single-split-system air condit | False | False | 17800 |  | 14.3 | 13.4 |  |  | False | 30 | 30 | 11.7 | 0 | Coil-Only System | False | Conventional | 07/06/2023 |  | 10/05/2023
Carrier Corp. - Indianapolis | Arcoaire | R4A4S48*K*NAA* | R4A4S48*K*NAA* | EA*4X61L24A*+TDR |  | Voluntarily Certified | Single-split-system air condit | False | False | 45000 |  | 13.4 | 13.4 |  |  | False | 30 | 30 | 11.5 | 0 | Coil-Only System | False | Conventional | 07/06/2023 |  | 10/05/2023
Carrier Corp. - Indianapolis | Arcoaire | HVA937GKA2*+TSTAT | HVA937GKA2*+TSTAT | FVM4X60***L |  | Voluntarily Certified | Single-split-system air condit | False | False | 33400 |  | 17 | 13.4 |  |  | False | 30 | 30 | 12 | 0 | Blower Coil System | False | Conventional | 07/06/2023 |  | 10/05/2023
Carrier Corp. - Indianapolis | Arcoaire | PAD424000K***K1 | PAD424000K***K1 |  |  | Voluntarily Certified | Single-package air conditioner | False | False | 22800 |  | 13.4 | 13.4 |  |  | False | 30 | 30 | 11.05 | 0 |  | False | Conventional | 07/06/2023 |  | 10/05/2023
Carrier Corp. - Indianapolis | WEATHERMAKER | PA4SAN448**NA* | PA4SAN448**NA* | CAP**6124AL*+TDR |  | Voluntarily Certified | Single-split-system air condit | False | False | 45000 |  | 13.4 | 13.4 |  |  | False | 30 | 30 | 11.5 | 0 | Coil-Only System | False | Conventional | 07/06/2023 |  | 10/05/2023
Carrier Corp. - Indianapolis | BRYANT HEATING AND COOLING SYSTEMS | GA4SAN430**NA* | GA4SAN430**NA* | CAP**3721AL*+TDR |  | Voluntarily Certified | Single-split-system air condit | False | False | 29400 |  | 14 | 13.4 |  |  | False | 30 | 30 | 11.5 | 0 | Coil-Only System | False | Conventional | 07/06/2023 |  | 10/05/2023
Carrier Corp. - Indianapolis | BRYANT HEATING AND COOLING SYSTEMS | GA4SAN442**NA* | GA4SAN442**NA* | CVPVA4221XMC*+TDR |  | Voluntarily Certified | Single-split-system air condit | False | False | 38500 |  | 13.4 | 13.4 |  |  | False | 30 | 30 | 11 | 0 | Coil-Only System | False | Conventional | 07/06/2023 |  | 10/05/2023
Carrier Corp. - Indianapolis | BRYANT HEATING AND COOLING SYSTEMS | 189BNV037*0**B*+TSTAT | 189BNV037*0**B*+TSTAT | FV4CNB006L |  | Voluntarily Certified | Single-split-system air condit | False | False | 33400 |  | 17 | 13.4 |  |  | False | 30 | 30 | 12 | 0 | Blower Coil System | False | Conventional | 07/06/2023 |  | 10/05/2023
Carrier Corp. - Indianapolis | Day & Night | PAJ460***K***K* | PAJ460***K***K* |  |  | Voluntarily Certified | Single-package air conditioner | False | False | 53500 |  | 13.4 | 13.4 |  |  | False | 30 | 30 | 10.6 | 0 |  | False | Conventional | 07/06/2023 |  | 10/05/2023
Carrier Corp. - Indianapolis | Day & Night | N4A7T48*K*WAA* | N4A7T48*K*WAA* | EVD4X49M24A*+TDR |  | Voluntarily Certified | Single-split-system air condit | False | False | 47000 |  | 13.8 | 13.4 |  |  | False | 30 | 30 | 12 | 0 | Coil-Only System | False | Conventional | 07/06/2023 |  | 10/05/2023
Carrier Corp. - Indianapolis | Day & Night | N4A5S42*K*WAA* | N4A5S42*K*WAA* | EVD4X48M21A*+TDR |  | Voluntarily Certified | Single-split-system air condit | False | False | 45000 |  | 13.8 | 13.4 |  |  | False | 30 | 30 | 11.2 | 0 | Coil-Only System | False | Conventional | 07/06/2023 |  | 10/05/2023
Carrier Corp. - Indianapolis | Tempstar | PAR548000K***K1 | PAR548000K***K1 |  |  | Voluntarily Certified | Single-package air conditioner | False | False | 46500 |  | 16 | 13.4 |  |  | False | 30 | 30 | 11.8 | 0 |  | False | Conventional | 07/06/2023 |  | 10/05/2023
Carrier Corp. - Indianapolis | Tempstar | PAR560000K***K1 | PAR560000K***K1 |  |  | Voluntarily Certified | Single-package air conditioner | False | False | 56000 |  | 15.2 | 13.4 |  |  | False | 30 | 30 | 11.5 | 0 |  | False | Conventional | 07/06/2023 |  | 10/05/2023
Carrier Corp. - Indianapolis | Arcoaire | PAR548000K***K1 | PAR548000K***K1 |  |  | Voluntarily Certified | Single-package air conditioner | False | False | 46500 |  | 16 | 13.4 |  |  | False | 30 | 30 | 11.8 | 0 |  | False | Conventional | 07/06/2023 |  | 10/05/2023
Carrier Corp. - Indianapolis | Arcoaire | PAR560000K***K1 | PAR560000K***K1 |  |  | Voluntarily Certified | Single-package air conditioner | False | False | 56000 |  | 15.2 | 13.4 |  |  | False | 30 | 30 | 11.5 | 0 |  | False | Conventional | 07/06/2023 |  | 10/05/2023
Carrier Corp. - Indianapolis | Day & Night | PGR536***K***K1 | PGR536***K***K1 |  |  | Voluntarily Certified | Single-package air conditioner | False | False | 34800 |  | 15.2 | 13.4 |  |  | False | 30 | 30 | 11.5 | 0 |  | False | Conventional | 07/06/2023 |  | 10/05/2023
Carrier Corp. - Indianapolis | Day & Night | CVA936GKA3* | CVA936GKA3* | FCM4X48***L+WALLCON |  | Voluntarily Certified | Single-split-system air condit | False | False | 35200 |  | 17.5 | 13.4 |  |  | False | 30 | 30 | 10 | 0 | Blower Coil System | True | Conventional | 07/06/2023 |  | 10/05/2023
Carrier Corp. - Indianapolis | Day & Night | CVA925GKA2*+TSTAT | CVA925GKA2*+TSTAT | FVM4X48***L |  | Voluntarily Certified | Single-split-system air condit | False | False | 24000 |  | 16.5 | 13.4 |  |  | False | 30 | 30 | 11.7 | 0 | Blower Coil System | False | Conventional | 07/06/2023 |  | 10/05/2023
Carrier Corp. - Indianapolis | Tempstar | T4A6S48*K*WAA* | T4A6S48*K*WAA* | EVD4X48M21A*+TDR |  | Voluntarily Certified | Single-split-system air condit | False | False | 46500 |  | 13.8 | 13.4 |  |  | False | 30 | 30 | 11.2 | 0 | Coil-Only System | False | Conventional | 07/06/2023 |  | 10/05/2023
Carrier Corp. - Indianapolis | Day & Night | S4A5S18*K*WAA* | S4A5S18*K*WAA* | EA*4X19L17A*+TDR |  | Voluntarily Certified | Single-split-system air condit | False | False | 18000 |  | 14.3 | 13.4 |  |  | False | 30 | 30 | 12.5 | 0 | Coil-Only System | False | Conventional | 07/06/2023 |  | 10/05/2023
Carrier Corp. - Indianapolis | Day & Night | N4A4S24*K*NAA* | N4A4S24*K*NAA* | ESD4X24M14A*+TDR |  | Voluntarily Certified | Single-split-system air condit | False | False | 23200 |  | 13.4 | 13.4 |  |  | False | 30 | 30 | 11.5 | 0 | Coil-Only System | False | Conventional | 07/06/2023 |  | 10/05/2023
Carrier Corp. - Indianapolis | Carrier | 24VNA624A*031* | 24VNA624A*031* | CAP**3617AL*+UI | 58TN*A070C14**12 | Voluntarily Certified | Single-split-system air condit | False | False | 22600 |  | 22.5 | 13.4 |  |  | False | 30 | 30 | 14.5 | 0 | Blower Coil System | True | Conventional | 07/06/2023 |  | 10/05/2023
Carrier Corp. - Indianapolis | Day & Night | R4A4S24*K*NAA* | R4A4S24*K*NAA* | ESD4X24M14A*+TDR |  | Voluntarily Certified | Single-split-system air condit | False | False | 23200 |  | 13.4 | 13.4 |  |  | False | 30 | 30 | 11.5 | 0 | Coil-Only System | False | Conventional | 07/06/2023 |  | 10/05/2023
Carrier Corp. - Indianapolis | Day & Night | C4A6S43*K*WAA* | C4A6S43*K*WAA* | EA*4X43L21A*+TDR |  | Voluntarily Certified | Single-split-system air condit | False | False | 40000 |  | 14.3 | 13.4 |  |  | False | 30 | 30 | 12.5 | 0 | Coil-Only System | False | Conventional | 07/06/2023 |  | 10/05/2023
Carrier Corp. - Indianapolis | Day & Night | PAD460000K***K1 | PAD460000K***K1 |  |  | Voluntarily Certified | Single-package air conditioner | False | False | 56000 |  | 13.4 | 13.4 |  |  | False | 30 | 30 | 11.05 | 0 |  | False | Conventional | 07/06/2023 |  | 10/05/2023
Carrier Corp. - Indianapolis | Day & Night | PAR548000K***K1 | PAR548000K***K1 |  |  | Voluntarily Certified | Single-package air conditioner | False | False | 46500 |  | 16 | 13.4 |  |  | False | 30 | 30 | 11.8 | 0 |  | False | Conventional | 07/06/2023 |  | 10/05/2023
Carrier Corp. - Indianapolis | Day & Night | PAR560000K***K1 | PAR560000K***K1 |  |  | Voluntarily Certified | Single-package air conditioner | False | False | 56000 |  | 15.2 | 13.4 |  |  | False | 30 | 30 | 11.5 | 0 |  | False | Conventional | 07/06/2023 |  | 10/05/2023
Carrier Corp. - Indianapolis | Carrier | 24VNA960A*030* | 24VNA960A*030* | FE4ANB006L+UI |  | Voluntarily Certified | Single-split-system air condit | False | False | 57000 |  | 16.5 | 13.4 |  |  | False | 30 | 30 | 9.5 | 0 | Blower Coil System | True | Conventional | 07/06/2023 |  | 10/05/2023
Carrier Corp. - Indianapolis | ICP Commercial | PGR536***K***K1 | PGR536***K***K1 |  |  | Voluntarily Certified | Single-package air conditioner | False | False | 34800 |  | 15.2 | 13.4 |  |  | False | 30 | 30 | 11.5 | 0 |  | False | Conventional | 07/06/2023 |  | 10/05/2023
Carrier Corp. - Indianapolis | MSH Legacy | N4A4S24*K*NAA* | N4A4S24*K*NAA* | ESD4X24M14A*+TDR |  | Voluntarily Certified | Single-split-system air condit | False | False | 23200 |  | 13.4 | 13.4 |  |  | False | 30 | 30 | 11.5 | 0 | Coil-Only System | False | Conventional | 07/06/2023 |  | 10/05/2023
Carrier Corp. - Indianapolis | Maratherm | N4A4S24*K*NAA* | N4A4S24*K*NAA* | ESD4X24M14A*+TDR |  | Voluntarily Certified | Single-split-system air condit | False | False | 23200 |  | 13.4 | 13.4 |  |  | False | 30 | 30 | 11.5 | 0 | Coil-Only System | False | Conventional | 07/06/2023 |  | 10/05/2023
Carrier Corp. - Indianapolis | Maratherm | PGR536***K***K1 | PGR536***K***K1 |  |  | Voluntarily Certified | Single-package air conditioner | False | False | 34800 |  | 15.2 | 13.4 |  |  | False | 30 | 30 | 11.5 | 0 |  | False | Conventional | 07/06/2023 |  | 10/05/2023
Carrier Corp. - Indianapolis | Airquest | H4A6S48*K*WAA* | H4A6S48*K*WAA* | EVD4X48M21A*+TDR |  | Voluntarily Certified | Single-split-system air condit | False | False | 46500 |  | 13.8 | 13.4 |  |  | False | 30 | 30 | 11.2 | 0 | Coil-Only System | False | Conventional | 07/06/2023 |  | 10/05/2023
Carrier Corp. - Indianapolis | Airquest | H4A7T48*K*WAA* | H4A7T48*K*WAA* | EVD4X49M24A*+TDR |  | Voluntarily Certified | Single-split-system air condit | False | False | 47000 |  | 13.8 | 13.4 |  |  | False | 30 | 30 | 12 | 0 | Coil-Only System | False | Conventional | 07/06/2023 |  | 10/05/2023
Carrier Corp. - Indianapolis | Airquest | PGD430***K***K1 | PGD430***K***K1 |  |  | Voluntarily Certified | Single-package air conditioner | False | False | 28000 |  | 13.4 | 13.4 |  |  | False | 30 | 30 | 11.05 | 0 |  | False | Conventional | 07/06/2023 |  | 10/05/2023
Carrier Corp. - Indianapolis | Airquest | HVA936GKA3*+TSTAT | HVA936GKA3*+TSTAT | FVM4X48***L |  | Voluntarily Certified | Single-split-system air condit | False | False | 35200 |  | 15.5 | 13.4 |  |  | False | 30 | 30 | 10 | 0 | Blower Coil System | False | Conventional | 07/06/2023 |  | 10/05/2023
Carrier Corp. - Indianapolis | Airquest | HVA948GKA2*+TSTAT | HVA948GKA2*+TSTAT | FVM4X60***L |  | Voluntarily Certified | Single-split-system air condit | False | False | 46000 |  | 15.5 | 13.4 |  |  | False | 30 | 30 | 10.5 | 0 | Blower Coil System | False | Conventional | 07/06/2023 |  | 10/05/2023
Carrier Corp. - Indianapolis | Carrier | 24VNA937A*030* | 24VNA937A*030* | FE4ANB006L+UI |  | Voluntarily Certified | Single-split-system air condit | False | False | 33200 |  | 18.5 | 13.4 |  |  | False | 30 | 30 | 12 | 0 | Blower Coil System | True | Conventional | 07/06/2023 |  | 10/05/2023
Carrier Corp. - Indianapolis | Carrier | 24VNA949A*030* | 24VNA949A*030* | FE4ANB006L+UI |  | Voluntarily Certified | Single-split-system air condit | False | False | 44500 |  | 19 | 13.4 |  |  | False | 30 | 30 | 12 | 0 | Blower Coil System | True | Conventional | 07/06/2023 |  | 10/05/2023
Carrier Corp. - Indianapolis | Heil | N4A7T24*K*WAA* | N4A7T24*K*WAA* | EVD4X25M17A*+TDR |  | Voluntarily Certified | Single-split-system air condit | False | False | 23400 |  | 14.3 | 13.4 |  |  | False | 30 | 30 | 11.7 | 0 | Coil-Only System | False | Conventional | 07/06/2023 |  | 10/05/2023
Carrier Corp. - Indianapolis | Heil | R4A5S18*K*WAA* | R4A5S18*K*WAA* | ESD4X24M14A*+TDR |  | Voluntarily Certified | Single-split-system air condit | False | False | 17900 |  | 14.3 | 13.4 |  |  | False | 30 | 30 | 11.7 | 0 | Coil-Only System | False | Conventional | 07/06/2023 |  | 10/05/2023
Carrier Corp. - Indianapolis | Heil | R4A4S30*K*NAA* | R4A4S30*K*NAA* | EA*4X37L21A*+TDR |  | Voluntarily Certified | Single-split-system air condit | False | False | 29400 |  | 14 | 13.4 |  |  | False | 30 | 30 | 11.5 | 0 | Coil-Only System | False | Conventional | 07/06/2023 |  | 10/05/2023
Carrier Corp. - Indianapolis | Heil | R4A5S42*K*WAA* | R4A5S42*K*WAA* | EVD4X48M21A*+TDR |  | Voluntarily Certified | Single-split-system air condit | False | False | 45000 |  | 13.8 | 13.4 |  |  | False | 30 | 30 | 11.2 | 0 | Coil-Only System | False | Conventional | 07/06/2023 |  | 10/05/2023
Carrier Corp. - Indianapolis | Heil | S4A5S30*K*WAA* | S4A5S30*K*WAA* | EA*4X37L21A*+TDR |  | Voluntarily Certified | Single-split-system air condit | False | False | 28400 |  | 14.3 | 13.4 |  |  | False | 30 | 30 | 12 | 0 | Coil-Only System | False | Conventional | 07/06/2023 |  | 10/05/2023
Carrier Corp. - Indianapolis | Heil | HVA936GKA3* | HVA936GKA3* | FCM4X48***L+WALLCON |  | Voluntarily Certified | Single-split-system air condit | False | False | 35200 |  | 17.5 | 13.4 |  |  | False | 30 | 30 | 10 | 0 | Blower Coil System | True | Conventional | 07/06/2023 |  | 10/05/2023
Carrier Corp. - Indianapolis | Heil | PAR524000K***K1 | PAR524000K***K1 |  |  | Voluntarily Certified | Single-package air conditioner | False | False | 22200 |  | 15.2 | 13.4 |  |  | False | 30 | 30 | 11.5 | 0 |  | False | Conventional | 07/06/2023 |  | 10/05/2023
Carrier Corp. - Indianapolis | Keeprite | PAD424000K***K1 | PAD424000K***K1 |  |  | Voluntarily Certified | Single-package air conditioner | False | False | 22800 |  | 13.4 | 13.4 |  |  | False | 30 | 30 | 11.05 | 0 |  | False | Conventional | 07/06/2023 |  | 10/05/2023
Carrier Corp. - Indianapolis | Keeprite | R4A4S48*K*NAA* | R4A4S48*K*NAA* | EA*4X61L24A*+TDR |  | Voluntarily Certified | Single-split-system air condit | False | False | 45000 |  | 13.4 | 13.4 |  |  | False | 30 | 30 | 11.5 | 0 | Coil-Only System | False | Conventional | 07/06/2023 |  | 10/05/2023
Carrier Corp. - Indianapolis | Keeprite | CVA948GKA2*+TSTAT | CVA948GKA2*+TSTAT | FVM4X60***L |  | Voluntarily Certified | Single-split-system air condit | False | False | 46000 |  | 15.5 | 13.4 |  |  | False | 30 | 30 | 10.5 | 0 | Blower Coil System | False | Conventional | 07/06/2023 |  | 10/05/2023
Carrier Corp. - Indianapolis | Carrier | 50VL-K60---30* | 50VL-K60---30* |  |  | Voluntarily Certified | Single-package air conditioner | False | False | 56000 |  | 13.4 | 13.4 |  |  | False | 30 | 30 | 11.05 | 0 |  | False | Conventional | 07/06/2023 |  | 10/05/2023
Carrier Corp. - Indianapolis | Arcoaire | H4A6S48*K*WAA* | H4A6S48*K*WAA* | EVD4X48M21A*+TDR |  | Voluntarily Certified | Single-split-system air condit | False | False | 46500 |  | 13.8 | 13.4 |  |  | False | 30 | 30 | 11.2 | 0 | Coil-Only System | False | Conventional | 07/06/2023 |  | 10/05/2023
Carrier Corp. - Indianapolis | Arcoaire | PGD430***K***K1 | PGD430***K***K1 |  |  | Voluntarily Certified | Single-package air conditioner | False | False | 28000 |  | 13.4 | 13.4 |  |  | False | 30 | 30 | 11.05 | 0 |  | False | Conventional | 07/06/2023 |  | 10/05/2023
Carrier Corp. - Indianapolis | Heil | H4A6S48*K*WAA* | H4A6S48*K*WAA* | EVD4X48M21A*+TDR |  | Voluntarily Certified | Single-split-system air condit | False | False | 46500 |  | 13.8 | 13.4 |  |  | False | 30 | 30 | 11.2 | 0 | Coil-Only System | False | Conventional | 07/06/2023 |  | 10/05/2023
Carrier Corp. - Indianapolis | Heil | PGD430***K***K1 | PGD430***K***K1 |  |  | Voluntarily Certified | Single-package air conditioner | False | False | 28000 |  | 13.4 | 13.4 |  |  | False | 30 | 30 | 11.05 | 0 |  | False | Conventional | 07/06/2023 |  | 10/05/2023
Carrier Corp. - Indianapolis | Heil | H4A7T48*K*WAA* | H4A7T48*K*WAA* | EVD4X49M24A*+TDR |  | Voluntarily Certified | Single-split-system air condit | False | False | 47000 |  | 13.8 | 13.4 |  |  | False | 30 | 30 | 12 | 0 | Coil-Only System | False | Conventional | 07/06/2023 |  | 10/05/2023
Carrier Corp. - Indianapolis | Heil | HVA948GKA2*+TSTAT | HVA948GKA2*+TSTAT | FVM4X60***L |  | Voluntarily Certified | Single-split-system air condit | False | False | 46000 |  | 15.5 | 13.4 |  |  | False | 30 | 30 | 10.5 | 0 | Blower Coil System | False | Conventional | 07/06/2023 |  | 10/05/2023
Carrier Corp. - Indianapolis | Heil | HVA936GKA3*+TSTAT | HVA936GKA3*+TSTAT | FVM4X48***L |  | Voluntarily Certified | Single-split-system air condit | False | False | 35200 |  | 15.5 | 13.4 |  |  | False | 30 | 30 | 10 | 0 | Blower Coil System | False | Conventional | 07/06/2023 |  | 10/05/2023
Carrier Corp. - Indianapolis | Comfortmaker | S4A5S18*K*WAA* | S4A5S18*K*WAA* | EA*4X19L17A*+TDR |  | Voluntarily Certified | Single-split-system air condit | False | False | 18000 |  | 14.3 | 13.4 |  |  | False | 30 | 30 | 12.5 | 0 | Coil-Only System | False | Conventional | 07/06/2023 |  | 10/05/2023
Carrier Corp. - Indianapolis | Comfortmaker | N4A4S24*K*NAA* | N4A4S24*K*NAA* | ESD4X24M14A*+TDR |  | Voluntarily Certified | Single-split-system air condit | False | False | 23200 |  | 13.4 | 13.4 |  |  | False | 30 | 30 | 11.5 | 0 | Coil-Only System | False | Conventional | 07/06/2023 |  | 10/05/2023
Carrier Corp. - Indianapolis | Comfortmaker | PGR536***K***K1 | PGR536***K***K1 |  |  | Voluntarily Certified | Single-package air conditioner | False | False | 34800 |  | 15.2 | 13.4 |  |  | False | 30 | 30 | 11.5 | 0 |  | False | Conventional | 07/06/2023 |  | 10/05/2023
Carrier Corp. - Indianapolis | Comfortmaker | CVA936GKA3* | CVA936GKA3* | FCM4X48***L+WALLCON |  | Voluntarily Certified | Single-split-system air condit | False | False | 35200 |  | 17.5 | 13.4 |  |  | False | 30 | 30 | 10 | 0 | Blower Coil System | True | Conventional | 07/06/2023 |  | 10/05/2023
Carrier Corp. - Indianapolis | Comfortmaker | CVA925GKA2*+TSTAT | CVA925GKA2*+TSTAT | FVM4X48***L |  | Voluntarily Certified | Single-split-system air condit | False | False | 24000 |  | 16.5 | 13.4 |  |  | False | 30 | 30 | 11.7 | 0 | Blower Coil System | False | Conventional | 07/06/2023 |  | 10/05/2023
Carrier Corp. - Indianapolis | Maratherm | PAR560000K***K1 | PAR560000K***K1 |  |  | Voluntarily Certified | Single-package air conditioner | False | False | 56000 |  | 15.2 | 13.4 |  |  | False | 30 | 30 | 11.5 | 0 |  | False | Conventional | 07/06/2023 |  | 10/05/2023
Carrier Corp. - Indianapolis | Tempstar | T4A6S42*K*WAA* | T4A6S42*K*WAA* | EVD4X48M21A*+TDR |  | Voluntarily Certified | Single-split-system air condit | False | False | 45000 |  | 13.8 | 13.4 |  |  | False | 30 | 30 | 11.2 | 0 | Coil-Only System | False | Conventional | 07/06/2023 |  | 10/05/2023
Carrier Corp. - Indianapolis | Tempstar | T4A6S24*K*WAA* | T4A6S24*K*WAA* | ESD4X24M14A*+TDR |  | Voluntarily Certified | Single-split-system air condit | False | False | 23400 |  | 14.3 | 13.4 |  |  | False | 30 | 30 | 11.7 | 0 | Coil-Only System | False | Conventional | 07/06/2023 |  | 10/05/2023
Carrier Corp. - Indianapolis | Tempstar | TVA960GKA2*+TSTAT | TVA960GKA2*+TSTAT | FVM4X60***L |  | Voluntarily Certified | Single-split-system air condit | False | False | 57500 |  | 14.5 | 13.4 |  |  | False | 30 | 30 | 9.5 | 0 | Blower Coil System | False | Conventional | 07/06/2023 |  | 10/05/2023
Carrier Corp. - Indianapolis | Kenmore | N4A4S30*K*NAA* | N4A4S30*K*NAA* | EA*4X37L21A*+TDR |  | Voluntarily Certified | Single-split-system air condit | False | False | 29400 |  | 14 | 13.4 |  |  | False | 30 | 30 | 11.5 | 0 | Coil-Only System | False | Conventional | 07/06/2023 |  | 10/05/2023
Carrier Corp. - Indianapolis | Kenmore | PGR548***K***K1 | PGR548***K***K1 |  |  | Voluntarily Certified | Single-package air conditioner | False | False | 46500 |  | 16 | 13.4 |  |  | False | 30 | 30 | 11.8 | 0 |  | False | Conventional | 07/06/2023 |  | 10/05/2023
Carrier Corp. - Indianapolis | Kenmore | PGR560***K***K1 | PGR560***K***K1 |  |  | Voluntarily Certified | Single-package air conditioner | False | False | 56000 |  | 15.2 | 13.4 |  |  | False | 30 | 30 | 11.5 | 0 |  | False | Conventional | 07/06/2023 |  | 10/05/2023
Carrier Corp. - Indianapolis | Kenmore | (C,H,T)VA936GKA2* | (C,H,T)VA936GKA2* | FCM4X48***L+WALLCON |  | Voluntarily Certified | Single-split-system air condit | False | False | 35200 |  | 17.5 | 13.4 |  |  | False | 30 | 30 | 10 | 0 | Blower Coil System | True | Conventional | 07/06/2023 |  | 10/05/2023
Carrier Corp. - Indianapolis | Carrier | 50ZPK060***3*** | 50ZPK060***3*** |  |  | Voluntarily Certified | Single-package air conditioner | False | False | 53500 |  | 13.4 | 13.4 |  |  | False | 30 | 30 | 10.6 | 0 |  | False | Conventional | 07/06/2023 |  | 10/05/2023
Carrier Corp. - Indianapolis | Carrier | GA5SAN436**WA* | GA5SAN436**WA* | CVPVA3721XMC*+TDR |  | Voluntarily Certified | Single-split-system air condit | False | False | 34200 |  | 14.3 | 13.4 |  |  | False | 30 | 30 | 11.7 | 0 | Coil-Only System | False | Conventional | 07/06/2023 |  | 10/05/2023
Carrier Corp. - Indianapolis | Carrier | 24SPA661W**30* | 24SPA661W**30* | CVPVA6124XMC*+TDR |  | Voluntarily Certified | Single-split-system air condit | False | False | 55500 |  | 14.3 | 13.4 |  |  | False | 30 | 30 | 12 | 0 | Coil-Only System | False | Conventional | 07/06/2023 |  | 10/05/2023
Carrier Corp. - Indianapolis | Carrier | 24VNA937A*031*+TSTAT | 24VNA937A*031*+TSTAT | FV4CNB006L |  | Voluntarily Certified | Single-split-system air condit | False | False | 33400 |  | 17 | 13.4 |  |  | False | 30 | 30 | 12 | 0 | Blower Coil System | False | Conventional | 07/06/2023 |  | 10/05/2023
Carrier Corp. - Indianapolis | Carrier | 24VNA949A*031*+TSTAT | 24VNA949A*031*+TSTAT | FV4CNB006L |  | Voluntarily Certified | Single-split-system air condit | False | False | 44000 |  | 17 | 13.4 |  |  | False | 30 | 30 | 11.7 | 0 | Blower Coil System | False | Conventional | 07/06/2023 |  | 10/05/2023
Carrier Corp. - Indianapolis | WEATHERMAKER | PA5SAN430**WA* | PA5SAN430**WA* | CVPVA3017XMC*+TDR |  | Voluntarily Certified | Single-split-system air condit | False | False | 28800 |  | 14.3 | 13.4 |  |  | False | 30 | 30 | 11.7 | 0 | Coil-Only System | False | Conventional | 07/06/2023 |  | 10/05/2023
Carrier Corp. - Indianapolis | WEATHERMAKER | PA5SAN442**WA* | PA5SAN442**WA* | CVPVA4821XMC*+TDR |  | Voluntarily Certified | Single-split-system air condit | False | False | 45000 |  | 13.8 | 13.4 |  |  | False | 30 | 30 | 11.2 | 0 | Coil-Only System | False | Conventional | 07/06/2023 |  | 10/05/2023
Carrier Corp. - Indianapolis | WEATHERMAKER | PA5SAN449**WA* | PA5SAN449**WA* | CAP**6024AL*+TDR |  | Voluntarily Certified | Single-split-system air condit | False | False | 46000 |  | 14.5 | 13.4 |  |  | False | 30 | 30 | 12.5 | 0 | Coil-Only System | False | Conventional | 07/06/2023 |  | 10/05/2023
Carrier Corp. - Indianapolis | Arcoaire | H4A7T60*K*WAA* | H4A7T60*K*WAA* | EVD4X61M24A*+TDR |  | Voluntarily Certified | Single-split-system air condit | False | False | 57500 |  | 13.8 | 13.4 |  |  | False | 30 | 30 | 11.5 | 0 | Coil-Only System | False | Conventional | 07/06/2023 |  | 10/05/2023
Carrier Corp. - Indianapolis | Arcoaire | PGR548***K***K1 | PGR548***K***K1 |  |  | Voluntarily Certified | Single-package air conditioner | False | False | 46500 |  | 16 | 13.4 |  |  | False | 30 | 30 | 11.8 | 0 |  | False | Conventional | 07/06/2023 |  | 10/05/2023
Carrier Corp. - Indianapolis | Arcoaire | PGR560***K***K1 | PGR560***K***K1 |  |  | Voluntarily Certified | Single-package air conditioner | False | False | 56000 |  | 15.2 | 13.4 |  |  | False | 30 | 30 | 11.5 | 0 |  | False | Conventional | 07/06/2023 |  | 10/05/2023
Carrier Corp. - Indianapolis | BRYANT HEATING AND COOLING SYSTEMS | 114SAN042**NA* | 114SAN042**NA* | CVPVA4221XMC*+TDR |  | Voluntarily Certified | Single-split-system air condit | False | False | 38500 |  | 13.4 | 13.4 |  |  | False | 30 | 30 | 11 | 0 | Coil-Only System | False | Conventional | 07/06/2023 |  | 10/05/2023
Carrier Corp. - Indianapolis | BRYANT HEATING AND COOLING SYSTEMS | PA5SAN449**WA* | PA5SAN449**WA* | CAP**6024AL*+TDR |  | Voluntarily Certified | Single-split-system air condit | False | False | 46000 |  | 14.5 | 13.4 |  |  | False | 30 | 30 | 12.5 | 0 | Coil-Only System | False | Conventional | 07/06/2023 |  | 10/05/2023
Carrier Corp. - Indianapolis | BRYANT HEATING AND COOLING SYSTEMS | PA5SAN442**WA* | PA5SAN442**WA* | CVPVA4821XMC*+TDR |  | Voluntarily Certified | Single-split-system air condit | False | False | 45000 |  | 13.8 | 13.4 |  |  | False | 30 | 30 | 11.2 | 0 | Coil-Only System | False | Conventional | 07/06/2023 |  | 10/05/2023
Carrier Corp. - Indianapolis | BRYANT HEATING AND COOLING SYSTEMS | PA5SAN430**WA* | PA5SAN430**WA* | CVPVA3017XMC*+TDR |  | Voluntarily Certified | Single-split-system air condit | False | False | 28800 |  | 14.3 | 13.4 |  |  | False | 30 | 30 | 11.7 | 0 | Coil-Only System | False | Conventional | 07/06/2023 |  | 10/05/2023
Carrier Corp. - Indianapolis | BRYANT HEATING AND COOLING SYSTEMS | 189BNV048*0**B* | 189BNV048*0**B* | FE4ANB006L+UI |  | Voluntarily Certified | Single-split-system air condit | False | False | 46000 |  | 18 | 13.4 |  |  | False | 30 | 30 | 10.5 | 0 | Blower Coil System | True | Conventional | 07/06/2023 |  | 10/05/2023
Carrier Corp. - Indianapolis | Keeprite | N4A4S30*K*NAA* | N4A4S30*K*NAA* | EA*4X37L21A*+TDR |  | Voluntarily Certified | Single-split-system air condit | False | False | 29400 |  | 14 | 13.4 |  |  | False | 30 | 30 | 11.5 | 0 | Coil-Only System | False | Conventional | 07/06/2023 |  | 10/05/2023
Carrier Corp. - Indianapolis | Keeprite | PGR548***K***K1 | PGR548***K***K1 |  |  | Voluntarily Certified | Single-package air conditioner | False | False | 46500 |  | 16 | 13.4 |  |  | False | 30 | 30 | 11.8 | 0 |  | False | Conventional | 07/06/2023 |  | 10/05/2023
Carrier Corp. - Indianapolis | Keeprite | PGR560***K***K1 | PGR560***K***K1 |  |  | Voluntarily Certified | Single-package air conditioner | False | False | 56000 |  | 15.2 | 13.4 |  |  | False | 30 | 30 | 11.5 | 0 |  | False | Conventional | 07/06/2023 |  | 10/05/2023
Carrier Corp. - Indianapolis | Keeprite | CVA960GKA2*+TSTAT | CVA960GKA2*+TSTAT | FVM4X60***L |  | Voluntarily Certified | Single-split-system air condit | False | False | 57500 |  | 14.5 | 13.4 |  |  | False | 30 | 30 | 9.5 | 0 | Blower Coil System | False | Conventional | 07/06/2023 |  | 10/05/2023
Carrier Corp. - Indianapolis | BRYANT HEATING AND COOLING SYSTEMS | GA5SAN436**WA* | GA5SAN436**WA* | CVPVA3721XMC*+TDR |  | Voluntarily Certified | Single-split-system air condit | False | False | 34200 |  | 14.3 | 13.4 |  |  | False | 30 | 30 | 11.7 | 0 | Coil-Only System | False | Conventional | 07/06/2023 |  | 10/05/2023
Carrier Corp. - Indianapolis | Airquest | N4A7T48*K*WAA* | N4A7T48*K*WAA* | EVD4X49M24A*+TDR |  | Voluntarily Certified | Single-split-system air condit | False | False | 47000 |  | 13.8 | 13.4 |  |  | False | 30 | 30 | 12 | 0 | Coil-Only System | False | Conventional | 07/06/2023 |  | 10/05/2023
Carrier Corp. - Indianapolis | Heil | PAJ460***K***K* | PAJ460***K***K* |  |  | Voluntarily Certified | Single-package air conditioner | False | False | 53500 |  | 13.4 | 13.4 |  |  | False | 30 | 30 | 10.6 | 0 |  | False | Conventional | 07/06/2023 |  | 10/05/2023
Carrier Corp. - Indianapolis | Heil | N4A7T48*K*WAA* | N4A7T48*K*WAA* | EVD4X49M24A*+TDR |  | Voluntarily Certified | Single-split-system air condit | False | False | 47000 |  | 13.8 | 13.4 |  |  | False | 30 | 30 | 12 | 0 | Coil-Only System | False | Conventional | 07/06/2023 |  | 10/05/2023
Carrier Corp. - Indianapolis | Heil | N4A5S42*K*WAA* | N4A5S42*K*WAA* | EVD4X48M21A*+TDR |  | Voluntarily Certified | Single-split-system air condit | False | False | 45000 |  | 13.8 | 13.4 |  |  | False | 30 | 30 | 11.2 | 0 | Coil-Only System | False | Conventional | 07/06/2023 |  | 10/05/2023
Carrier Corp. - Indianapolis | WEATHERMAKER | PA17NA060B0**D* | PA17NA060B0**D* | CAP**6124AL*+TDR |  | Voluntarily Certified | Single-split-system air condit | False | False | 56500 |  | 13.8 | 13.4 |  |  | False | 30 | 30 | 11.2 | 0 | Coil-Only System | False | Conventional | 07/06/2023 |  | 10/05/2023
Carrier Corp. - Indianapolis | Airquest | H4A6S18*K*WAA* | H4A6S18*K*WAA* | ESD4X24M14A*+TDR |  | Voluntarily Certified | Single-split-system air condit | False | False | 17800 |  | 14.3 | 13.4 |  |  | False | 30 | 30 | 11.7 | 0 | Coil-Only System | False | Conventional | 07/06/2023 |  | 10/05/2023
Carrier Corp. - Indianapolis | Airquest | R4A4S48*K*NAA* | R4A4S48*K*NAA* | EA*4X61L24A*+TDR |  | Voluntarily Certified | Single-split-system air condit | False | False | 45000 |  | 13.4 | 13.4 |  |  | False | 30 | 30 | 11.5 | 0 | Coil-Only System | False | Conventional | 07/06/2023 |  | 10/05/2023
Carrier Corp. - Indianapolis | Airquest | HVA937GKA2*+TSTAT | HVA937GKA2*+TSTAT | FVM4X60***L |  | Voluntarily Certified | Single-split-system air condit | False | False | 33400 |  | 17 | 13.4 |  |  | False | 30 | 30 | 12 | 0 | Blower Coil System | False | Conventional | 07/06/2023 |  | 10/05/2023
Carrier Corp. - Indianapolis | Airquest | PAD424000K***K1 | PAD424000K***K1 |  |  | Voluntarily Certified | Single-package air conditioner | False | False | 22800 |  | 13.4 | 13.4 |  |  | False | 30 | 30 | 11.05 | 0 |  | False | Conventional | 07/06/2023 |  | 10/05/2023
Carrier Corp. - Indianapolis | SMART COMFORT | R4A4S48*K*NAA* | R4A4S48*K*NAA* | EA*4X61L24A*+TDR |  | Voluntarily Certified | Single-split-system air condit | False | False | 45000 |  | 13.4 | 13.4 |  |  | False | 30 | 30 | 11.5 | 0 | Coil-Only System | False | Conventional | 07/06/2023 |  | 10/05/2023
Carrier Corp. - Indianapolis | BRYANT HEATING AND COOLING SYSTEMS | GA7TAN448**WA* | GA7TAN448**WA* | CVPVA4924XMC*+TDR |  | Voluntarily Certified | Single-split-system air condit | False | False | 47000 |  | 13.8 | 13.4 |  |  | False | 30 | 30 | 12 | 0 | Coil-Only System | False | Conventional | 07/06/2023 |  | 10/05/2023
Carrier Corp. - Indianapolis | BRYANT HEATING AND COOLING SYSTEMS | 126SAN018**WA* | 126SAN018**WA* | CSPVA2414XMC*+TDR |  | Voluntarily Certified | Single-split-system air condit | False | False | 17900 |  | 14.3 | 13.4 |  |  | False | 30 | 30 | 11.7 | 0 | Coil-Only System | False | Conventional | 07/06/2023 |  | 10/05/2023
Carrier Corp. - Indianapolis | BRYANT HEATING AND COOLING SYSTEMS | 115SAN030**WA* | 115SAN030**WA* | CVPVA3017XMC*+TDR |  | Voluntarily Certified | Single-split-system air condit | False | False | 28800 |  | 14.3 | 13.4 |  |  | False | 30 | 30 | 11.7 | 0 | Coil-Only System | False | Conventional | 07/06/2023 |  | 10/05/2023
Carrier Corp. - Indianapolis | BRYANT HEATING AND COOLING SYSTEMS | 115SAN036**WA* | 115SAN036**WA* | CVPVA3721XMC*+TDR |  | Voluntarily Certified | Single-split-system air condit | False | False | 34200 |  | 14.3 | 13.4 |  |  | False | 30 | 30 | 11.7 | 0 | Coil-Only System | False | Conventional | 07/06/2023 |  | 10/05/2023
Carrier Corp. - Indianapolis | BRYANT HEATING AND COOLING SYSTEMS | GA5SAN460**WA* | GA5SAN460**WA* | CVPVA6124XMC*+TDR |  | Voluntarily Certified | Single-split-system air condit | False | False | 56500 |  | 13.8 | 13.4 |  |  | False | 30 | 30 | 11.2 | 0 | Coil-Only System | False | Conventional | 07/06/2023 |  | 10/05/2023
Carrier Corp. - Indianapolis | Heil | R4A4S24*K*NAA* | R4A4S24*K*NAA* | ESD4X24M14A*+TDR |  | Voluntarily Certified | Single-split-system air condit | False | False | 23200 |  | 13.4 | 13.4 |  |  | False | 30 | 30 | 11.5 | 0 | Coil-Only System | False | Conventional | 07/06/2023 |  | 10/05/2023
Carrier Corp. - Indianapolis | Heil | H4A6S43*K*WAA* | H4A6S43*K*WAA* | EA*4X43L21A*+TDR |  | Voluntarily Certified | Single-split-system air condit | False | False | 40000 |  | 14.3 | 13.4 |  |  | False | 30 | 30 | 12.5 | 0 | Coil-Only System | False | Conventional | 07/06/2023 |  | 10/05/2023
Carrier Corp. - Indianapolis | Heil | PAD460000K***K1 | PAD460000K***K1 |  |  | Voluntarily Certified | Single-package air conditioner | False | False | 56000 |  | 13.4 | 13.4 |  |  | False | 30 | 30 | 11.05 | 0 |  | False | Conventional | 07/06/2023 |  | 10/05/2023
Carrier Corp. - Indianapolis | Heil | HVA925GKA3*+TSTAT | HVA925GKA3*+TSTAT | FVM4X48***L |  | Voluntarily Certified | Single-split-system air condit | False | False | 24000 |  | 16.5 | 13.4 |  |  | False | 30 | 30 | 11.7 | 0 | Blower Coil System | False | Conventional | 07/06/2023 |  | 10/05/2023
Carrier Corp. - Indianapolis | Heil | PAR548000K***K1 | PAR548000K***K1 |  |  | Voluntarily Certified | Single-package air conditioner | False | False | 46500 |  | 16 | 13.4 |  |  | False | 30 | 30 | 11.8 | 0 |  | False | Conventional | 07/06/2023 |  | 10/05/2023
Carrier Corp. - Indianapolis | Heil | PAR560000K***K1 | PAR560000K***K1 |  |  | Voluntarily Certified | Single-package air conditioner | False | False | 56000 |  | 15.2 | 13.4 |  |  | False | 30 | 30 | 11.5 | 0 |  | False | Conventional | 07/06/2023 |  | 10/05/2023
Carrier Corp. - Indianapolis | Airquest | H4A6S60*K*WAA* | H4A6S60*K*WAA* | EVD4X61M24A*+TDR |  | Voluntarily Certified | Single-split-system air condit | False | False | 56500 |  | 13.8 | 13.4 |  |  | False | 30 | 30 | 11.2 | 0 | Coil-Only System | False | Conventional | 07/06/2023 |  | 10/05/2023
Carrier Corp. - Indianapolis | Airquest | N4A4S24*K*NAA* | N4A4S24*K*NAA* | ESD4X24M14A*+TDR |  | Voluntarily Certified | Single-split-system air condit | False | False | 23200 |  | 13.4 | 13.4 |  |  | False | 30 | 30 | 11.5 | 0 | Coil-Only System | False | Conventional | 07/06/2023 |  | 10/05/2023
Carrier Corp. - Indianapolis | Airquest | PGR536***K***K1 | PGR536***K***K1 |  |  | Voluntarily Certified | Single-package air conditioner | False | False | 34800 |  | 15.2 | 13.4 |  |  | False | 30 | 30 | 11.5 | 0 |  | False | Conventional | 07/06/2023 |  | 10/05/2023
Carrier Corp. - Indianapolis | Airquest | H4A6S24*K*WAA* | H4A6S24*K*WAA* | ESD4X24M14A*+TDR |  | Voluntarily Certified | Single-split-system air condit | False | False | 23400 |  | 14.3 | 13.4 |  |  | False | 30 | 30 | 11.7 | 0 | Coil-Only System | False | Conventional | 07/06/2023 |  | 10/05/2023
Carrier Corp. - Indianapolis | Airquest | S4A5S18*K*WAA* | S4A5S18*K*WAA* | EA*4X19L17A*+TDR |  | Voluntarily Certified | Single-split-system air condit | False | False | 18000 |  | 14.3 | 13.4 |  |  | False | 30 | 30 | 12.5 | 0 | Coil-Only System | False | Conventional | 07/06/2023 |  | 10/05/2023
Carrier Corp. - Indianapolis | Carrier | 48VL*K24***30* | 48VL*K24***30* |  |  | Voluntarily Certified | Single-package air conditioner | False | False | 22800 |  | 13.4 | 13.4 |  |  | False | 30 | 30 | 11.05 | 0 |  | False | Conventional | 07/06/2023 |  | 10/05/2023
Carrier Corp. - Indianapolis | Carrier | 48VL*K30***30* | 48VL*K30***30* |  |  | Voluntarily Certified | Single-package air conditioner | False | False | 28000 |  | 13.4 | 13.4 |  |  | False | 30 | 30 | 11.05 | 0 |  | False | Conventional | 07/06/2023 |  | 10/05/2023
Carrier Corp. - Indianapolis | Carrier | 50VG-K24---30* | 50VG-K24---30* |  |  | Voluntarily Certified | Single-package air conditioner | False | False | 22200 |  | 15.2 | 13.4 |  |  | False | 30 | 30 | 11.5 | 0 |  | False | Conventional | 07/06/2023 |  | 10/05/2023
Carrier Corp. - Indianapolis | Carrier | 24VNA924B*030*+TSTAT | 24VNA924B*030*+TSTAT | FV4CNF002L |  | Voluntarily Certified | Single-split-system air condit | False | False | 24200 |  | 15.5 | 13.4 |  |  | False | 30 | 30 | 10 | 0 | Blower Coil System | False | Conventional | 07/06/2023 |  | 10/05/2023
Carrier Corp. - Indianapolis | Carrier | 24VNA937A*030*+TSTAT | 24VNA937A*030*+TSTAT | FV4CNB006L |  | Voluntarily Certified | Single-split-system air condit | False | False | 33400 |  | 17 | 13.4 |  |  | False | 30 | 30 | 12 | 0 | Blower Coil System | False | Conventional | 07/06/2023 |  | 10/05/2023
Carrier Corp. - Indianapolis | Carrier | 24VNA648A*031* | 24VNA648A*031* | CAP**6121AL*+UI | 58TN*A110C21**20 | Voluntarily Certified | Single-split-system air condit | False | False | 46000 |  | 21.5 | 13.4 |  |  | False | 30 | 30 | 12.5 | 0 | Blower Coil System | True | Conventional | 07/06/2023 |  | 10/05/2023
Carrier Corp. - Indianapolis | Comfortmaker | N4A4S30*K*NAA* | N4A4S30*K*NAA* | EA*4X37L21A*+TDR |  | Voluntarily Certified | Single-split-system air condit | False | False | 29400 |  | 14 | 13.4 |  |  | False | 30 | 30 | 11.5 | 0 | Coil-Only System | False | Conventional | 07/06/2023 |  | 10/05/2023
Carrier Corp. - Indianapolis | Comfortmaker | PGR548***K***K1 | PGR548***K***K1 |  |  | Voluntarily Certified | Single-package air conditioner | False | False | 46500 |  | 16 | 13.4 |  |  | False | 30 | 30 | 11.8 | 0 |  | False | Conventional | 07/06/2023 |  | 10/05/2023
Carrier Corp. - Indianapolis | Comfortmaker | PGR560***K***K1 | PGR560***K***K1 |  |  | Voluntarily Certified | Single-package air conditioner | False | False | 56000 |  | 15.2 | 13.4 |  |  | False | 30 | 30 | 11.5 | 0 |  | False | Conventional | 07/06/2023 |  | 10/05/2023
Carrier Corp. - Indianapolis | Comfortmaker | CVA960GKA2*+TSTAT | CVA960GKA2*+TSTAT | FVM4X60***L |  | Voluntarily Certified | Single-split-system air condit | False | False | 57500 |  | 14.5 | 13.4 |  |  | False | 30 | 30 | 9.5 | 0 | Blower Coil System | False | Conventional | 07/06/2023 |  | 10/05/2023
Carrier Corp. - Indianapolis | Tempstar | PGR548***K***K1 | PGR548***K***K1 |  |  | Voluntarily Certified | Single-package air conditioner | False | False | 46500 |  | 16 | 13.4 |  |  | False | 30 | 30 | 11.8 | 0 |  | False | Conventional | 07/06/2023 |  | 10/05/2023
Carrier Corp. - Indianapolis | Tempstar | PGR560***K***K1 | PGR560***K***K1 |  |  | Voluntarily Certified | Single-package air conditioner | False | False | 56000 |  | 15.2 | 13.4 |  |  | False | 30 | 30 | 11.5 | 0 |  | False | Conventional | 07/06/2023 |  | 10/05/2023
Carrier Corp. - Indianapolis | Tempstar | N4A4S30*K*NAA* | N4A4S30*K*NAA* | EA*4X37L21A*+TDR |  | Voluntarily Certified | Single-split-system air condit | False | False | 29400 |  | 14 | 13.4 |  |  | False | 30 | 30 | 11.5 | 0 | Coil-Only System | False | Conventional | 07/06/2023 |  | 10/05/2023
Carrier Corp. - Indianapolis | Day & Night | PGD442***K***K1 | PGD442***K***K1 |  |  | Voluntarily Certified | Single-package air conditioner | False | False | 39000 |  | 13.4 | 13.4 |  |  | False | 30 | 30 | 11.05 | 0 |  | False | Conventional | 07/06/2023 |  | 10/05/2023
Carrier Corp. - Indianapolis | Day & Night | R4A5S43*K*WAA* | R4A5S43*K*WAA* | EA*4X43L21A*+TDR |  | Voluntarily Certified | Single-split-system air condit | False | False | 40000 |  | 14.3 | 13.4 |  |  | False | 30 | 30 | 12.5 | 0 | Coil-Only System | False | Conventional | 07/06/2023 |  | 10/05/2023
Carrier Corp. - Indianapolis | Day & Night | C4A7T48*K*WAA* | C4A7T48*K*WAA* | EVD4X49M24A*+TDR |  | Voluntarily Certified | Single-split-system air condit | False | False | 47000 |  | 13.8 | 13.4 |  |  | False | 30 | 30 | 12 | 0 | Coil-Only System | False | Conventional | 07/06/2023 |  | 10/05/2023
Carrier Corp. - Indianapolis | Heil | R4A5S30*K*WAA* | R4A5S30*K*WAA* | EVD4X30M17A*+TDR |  | Voluntarily Certified | Single-split-system air condit | False | False | 28800 |  | 14.3 | 13.4 |  |  | False | 30 | 30 | 11.7 | 0 | Coil-Only System | False | Conventional | 07/06/2023 |  | 10/05/2023
Carrier Corp. - Indianapolis | Heil | PGD442***K***K1 | PGD442***K***K1 |  |  | Voluntarily Certified | Single-package air conditioner | False | False | 39000 |  | 13.4 | 13.4 |  |  | False | 30 | 30 | 11.05 | 0 |  | False | Conventional | 07/06/2023 |  | 10/05/2023
Carrier Corp. - Indianapolis | Heil | R4A5S43*K*WAA* | R4A5S43*K*WAA* | EA*4X43L21A*+TDR |  | Voluntarily Certified | Single-split-system air condit | False | False | 40000 |  | 14.3 | 13.4 |  |  | False | 30 | 30 | 12.5 | 0 | Coil-Only System | False | Conventional | 07/06/2023 |  | 10/05/2023
Carrier Corp. - Indianapolis | Heil | PAJ436***K***K* | PAJ436***K***K* |  |  | Voluntarily Certified | Single-package air conditioner | False | False | 33600 |  | 13.4 | 13.4 |  |  | False | 30 | 30 | 10.6 | 0 |  | False | Conventional | 07/06/2023 |  | 10/05/2023
Carrier Corp. - Indianapolis | Heil | N4A5S18*K*WAA* | N4A5S18*K*WAA* | ESD4X24M14A*+TDR |  | Voluntarily Certified | Single-split-system air condit | False | False | 17900 |  | 14.3 | 13.4 |  |  | False | 30 | 30 | 11.7 | 0 | Coil-Only System | False | Conventional | 07/06/2023 |  | 10/05/2023
Carrier Corp. - Indianapolis | Heil | H4A6S42*K*WAA* | H4A6S42*K*WAA* | EVD4X48M21A*+TDR |  | Voluntarily Certified | Single-split-system air condit | False | False | 45000 |  | 13.8 | 13.4 |  |  | False | 30 | 30 | 11.2 | 0 | Coil-Only System | False | Conventional | 07/06/2023 |  | 10/05/2023
Carrier Corp. - Indianapolis | Day & Night | PAJ436***K***K* | PAJ436***K***K* |  |  | Voluntarily Certified | Single-package air conditioner | False | False | 33600 |  | 13.4 | 13.4 |  |  | False | 30 | 30 | 10.6 | 0 |  | False | Conventional | 07/06/2023 |  | 10/05/2023
Carrier Corp. - Indianapolis | Day & Night | N4A5S18*K*WAA* | N4A5S18*K*WAA* | ESD4X24M14A*+TDR |  | Voluntarily Certified | Single-split-system air condit | False | False | 17900 |  | 14.3 | 13.4 |  |  | False | 30 | 30 | 11.7 | 0 | Coil-Only System | False | Conventional | 07/06/2023 |  | 10/05/2023
Carrier Corp. - Indianapolis | Day & Night | R4A5S30*K*WAA* | R4A5S30*K*WAA* | EVD4X30M17A*+TDR |  | Voluntarily Certified | Single-split-system air condit | False | False | 28800 |  | 14.3 | 13.4 |  |  | False | 30 | 30 | 11.7 | 0 | Coil-Only System | False | Conventional | 07/06/2023 |  | 10/05/2023
Carrier Corp. - Indianapolis | BRYANT HEATING AND COOLING SYSTEMS | 126SAN024**WA* | 126SAN024**WA* | CSPVA2414XMC*+TDR |  | Voluntarily Certified | Single-split-system air condit | False | False | 22800 |  | 14.3 | 13.4 |  |  | False | 30 | 30 | 11.7 | 0 | Coil-Only System | False | Conventional | 07/06/2023 |  | 10/05/2023
Carrier Corp. - Indianapolis | BRYANT HEATING AND COOLING SYSTEMS | 315SAN048**WA* | 315SAN048**WA* | CAP**6124AL*+TDR |  | Voluntarily Certified | Single-split-system air condit | False | False | 47500 |  | 14 | 13.4 |  |  | False | 30 | 30 | 12 | 0 | Coil-Only System | False | Conventional | 07/06/2023 |  | 10/05/2023
Carrier Corp. - Indianapolis | BRYANT HEATING AND COOLING SYSTEMS | PA4SAN436**NA* | PA4SAN436**NA* | CVPVA3721XMC*+TDR |  | Voluntarily Certified | Single-split-system air condit | False | False | 33600 |  | 13.4 | 13.4 |  |  | False | 30 | 30 | 11.5 | 0 | Coil-Only System | False | Conventional | 07/06/2023 |  | 10/05/2023
Carrier Corp. - Indianapolis | Tempstar | N4A5S18*K*WAA* | N4A5S18*K*WAA* | ESD4X24M14A*+TDR |  | Voluntarily Certified | Single-split-system air condit | False | False | 17900 |  | 14.3 | 13.4 |  |  | False | 30 | 30 | 11.7 | 0 | Coil-Only System | False | Conventional | 07/06/2023 |  | 10/05/2023
Carrier Corp. - Indianapolis | Tempstar | PAJ436***K***K* | PAJ436***K***K* |  |  | Voluntarily Certified | Single-package air conditioner | False | False | 33600 |  | 13.4 | 13.4 |  |  | False | 30 | 30 | 10.6 | 0 |  | False | Conventional | 07/06/2023 |  | 10/05/2023
Carrier Corp. - Indianapolis | Tempstar | TVA960GKA2* | TVA960GKA2* | FCM4X60***L+WALLCON |  | Voluntarily Certified | Single-split-system air condit | False | False | 57000 |  | 16.5 | 13.4 |  |  | False | 30 | 30 | 9.5 | 0 | Blower Coil System | True | Conventional | 07/06/2023 |  | 10/05/2023
Carrier Corp. - Indianapolis | WEATHERMAKER | PA4ZNK030***3*** | PA4ZNK030***3*** |  |  | Voluntarily Certified | Single-package air conditioner | False | False | 28000 |  | 13.4 | 13.4 |  |  | False | 30 | 30 | 10.6 | 0 |  | False | Conventional | 07/06/2023 |  | 10/05/2023
Carrier Corp. - Indianapolis | WEATHERMAKER | PA4ZNK036***3*** | PA4ZNK036***3*** |  |  | Voluntarily Certified | Single-package air conditioner | False | False | 33600 |  | 13.4 | 13.4 |  |  | False | 30 | 30 | 10.6 | 0 |  | False | Conventional | 07/06/2023 |  | 10/05/2023
Carrier Corp. - Indianapolis | WEATHERMAKER | PA4SAN436**NA* | PA4SAN436**NA* | CVPVA3721XMC*+TDR |  | Voluntarily Certified | Single-split-system air condit | False | False | 33600 |  | 13.4 | 13.4 |  |  | False | 30 | 30 | 11.5 | 0 | Coil-Only System | False | Conventional | 07/06/2023 |  | 10/05/2023
Carrier Corp. - Indianapolis | Tempstar | PGD442***K***K1 | PGD442***K***K1 |  |  | Voluntarily Certified | Single-package air conditioner | False | False | 39000 |  | 13.4 | 13.4 |  |  | False | 30 | 30 | 11.05 | 0 |  | False | Conventional | 07/06/2023 |  | 10/05/2023
Carrier Corp. - Indianapolis | Tempstar | R4A5S43*K*WAA* | R4A5S43*K*WAA* | EA*4X43L21A*+TDR |  | Voluntarily Certified | Single-split-system air condit | False | False | 40000 |  | 14.3 | 13.4 |  |  | False | 30 | 30 | 12.5 | 0 | Coil-Only System | False | Conventional | 07/06/2023 |  | 10/05/2023
Carrier Corp. - Indianapolis | Tempstar | R4A5S30*K*WAA* | R4A5S30*K*WAA* | EVD4X30M17A*+TDR |  | Voluntarily Certified | Single-split-system air condit | False | False | 28800 |  | 14.3 | 13.4 |  |  | False | 30 | 30 | 11.7 | 0 | Coil-Only System | False | Conventional | 07/06/2023 |  | 10/05/2023
Carrier Corp. - Indianapolis | Carrier | 24SCA542W**30* | 24SCA542W**30* | CVPVA4821XMC*+TDR |  | Voluntarily Certified | Single-split-system air condit | False | False | 45000 |  | 13.8 | 13.4 |  |  | False | 30 | 30 | 11.2 | 0 | Coil-Only System | False | Conventional | 07/06/2023 |  | 10/05/2023
Carrier Corp. - Indianapolis | Carrier | 34SCA548W**30* | 34SCA548W**30* | CAP**6124AL*+TDR |  | Voluntarily Certified | Single-split-system air condit | False | False | 47500 |  | 14 | 13.4 |  |  | False | 30 | 30 | 12 | 0 | Coil-Only System | False | Conventional | 07/06/2023 |  | 10/05/2023
Carrier Corp. - Indianapolis | Day & Night | N4A4S30*K*NAA* | N4A4S30*K*NAA* | EA*4X37L21A*+TDR |  | Voluntarily Certified | Single-split-system air condit | False | False | 29400 |  | 14 | 13.4 |  |  | False | 30 | 30 | 11.5 | 0 | Coil-Only System | False | Conventional | 07/06/2023 |  | 10/05/2023
Carrier Corp. - Indianapolis | Day & Night | PGR548***K***K1 | PGR548***K***K1 |  |  | Voluntarily Certified | Single-package air conditioner | False | False | 46500 |  | 16 | 13.4 |  |  | False | 30 | 30 | 11.8 | 0 |  | False | Conventional | 07/06/2023 |  | 10/05/2023
Carrier Corp. - Indianapolis | Day & Night | PGR560***K***K1 | PGR560***K***K1 |  |  | Voluntarily Certified | Single-package air conditioner | False | False | 56000 |  | 15.2 | 13.4 |  |  | False | 30 | 30 | 11.5 | 0 |  | False | Conventional | 07/06/2023 |  | 10/05/2023
Carrier Corp. - Indianapolis | Day & Night | CVA960GKA2*+TSTAT | CVA960GKA2*+TSTAT | FVM4X60***L |  | Voluntarily Certified | Single-split-system air condit | False | False | 57500 |  | 14.5 | 13.4 |  |  | False | 30 | 30 | 9.5 | 0 | Blower Coil System | False | Conventional | 07/06/2023 |  | 10/05/2023
Carrier Corp. - Indianapolis | Heil | N4A4S30*K*NAA* | N4A4S30*K*NAA* | EA*4X37L21A*+TDR |  | Voluntarily Certified | Single-split-system air condit | False | False | 29400 |  | 14 | 13.4 |  |  | False | 30 | 30 | 11.5 | 0 | Coil-Only System | False | Conventional | 07/06/2023 |  | 10/05/2023
Carrier Corp. - Indianapolis | Heil | H4A7T60*K*WAA* | H4A7T60*K*WAA* | EVD4X61M24A*+TDR |  | Voluntarily Certified | Single-split-system air condit | False | False | 57500 |  | 13.8 | 13.4 |  |  | False | 30 | 30 | 11.5 | 0 | Coil-Only System | False | Conventional | 07/06/2023 |  | 10/05/2023
Carrier Corp. - Indianapolis | Heil | PGR548***K***K1 | PGR548***K***K1 |  |  | Voluntarily Certified | Single-package air conditioner | False | False | 46500 |  | 16 | 13.4 |  |  | False | 30 | 30 | 11.8 | 0 |  | False | Conventional | 07/06/2023 |  | 10/05/2023
Carrier Corp. - Indianapolis | Heil | PGR560***K***K1 | PGR560***K***K1 |  |  | Voluntarily Certified | Single-package air conditioner | False | False | 56000 |  | 15.2 | 13.4 |  |  | False | 30 | 30 | 11.5 | 0 |  | False | Conventional | 07/06/2023 |  | 10/05/2023
Carrier Corp. - Indianapolis | Comfortmaker | PAJ436***K***K* | PAJ436***K***K* |  |  | Voluntarily Certified | Single-package air conditioner | False | False | 33600 |  | 13.4 | 13.4 |  |  | False | 30 | 30 | 10.6 | 0 |  | False | Conventional | 07/06/2023 |  | 10/05/2023
Carrier Corp. - Indianapolis | Comfortmaker | N4A5S18*K*WAA* | N4A5S18*K*WAA* | ESD4X24M14A*+TDR |  | Voluntarily Certified | Single-split-system air condit | False | False | 17900 |  | 14.3 | 13.4 |  |  | False | 30 | 30 | 11.7 | 0 | Coil-Only System | False | Conventional | 07/06/2023 |  | 10/05/2023
Carrier Corp. - Indianapolis | Arcoaire | N4A4S30*K*NAA* | N4A4S30*K*NAA* | EA*4X37L21A*+TDR |  | Voluntarily Certified | Single-split-system air condit | False | False | 29400 |  | 14 | 13.4 |  |  | False | 30 | 30 | 11.5 | 0 | Coil-Only System | False | Conventional | 07/06/2023 |  | 10/05/2023
Carrier Corp. - Indianapolis | Airquest | N4A4S30*K*NAA* | N4A4S30*K*NAA* | EA*4X37L21A*+TDR |  | Voluntarily Certified | Single-split-system air condit | False | False | 29400 |  | 14 | 13.4 |  |  | False | 30 | 30 | 11.5 | 0 | Coil-Only System | False | Conventional | 07/06/2023 |  | 10/05/2023
Carrier Corp. - Indianapolis | Airquest | H4A7T60*K*WAA* | H4A7T60*K*WAA* | EVD4X61M24A*+TDR |  | Voluntarily Certified | Single-split-system air condit | False | False | 57500 |  | 13.8 | 13.4 |  |  | False | 30 | 30 | 11.5 | 0 | Coil-Only System | False | Conventional | 07/06/2023 |  | 10/05/2023
Carrier Corp. - Indianapolis | Airquest | PGR548***K***K1 | PGR548***K***K1 |  |  | Voluntarily Certified | Single-package air conditioner | False | False | 46500 |  | 16 | 13.4 |  |  | False | 30 | 30 | 11.8 | 0 |  | False | Conventional | 07/06/2023 |  | 10/05/2023
Carrier Corp. - Indianapolis | Airquest | PGR560***K***K1 | PGR560***K***K1 |  |  | Voluntarily Certified | Single-package air conditioner | False | False | 56000 |  | 15.2 | 13.4 |  |  | False | 30 | 30 | 11.5 | 0 |  | False | Conventional | 07/06/2023 |  | 10/05/2023
Carrier Corp. - Indianapolis | ICP Commercial | PGR548***K***K1 | PGR548***K***K1 |  |  | Voluntarily Certified | Single-package air conditioner | False | False | 46500 |  | 16 | 13.4 |  |  | False | 30 | 30 | 11.8 | 0 |  | False | Conventional | 07/06/2023 |  | 10/05/2023
Carrier Corp. - Indianapolis | ICP Commercial | PGR560***K***K1 | PGR560***K***K1 |  |  | Voluntarily Certified | Single-package air conditioner | False | False | 56000 |  | 15.2 | 13.4 |  |  | False | 30 | 30 | 11.5 | 0 |  | False | Conventional | 07/06/2023 |  | 10/05/2023
Carrier Corp. - Indianapolis | MSH Legacy | N4A4S30*K*NAA* | N4A4S30*K*NAA* | EA*4X37L21A*+TDR |  | Voluntarily Certified | Single-split-system air condit | False | False | 29400 |  | 14 | 13.4 |  |  | False | 30 | 30 | 11.5 | 0 | Coil-Only System | False | Conventional | 07/06/2023 |  | 10/05/2023
Carrier Corp. - Indianapolis | Maratherm | N4A4S30*K*NAA* | N4A4S30*K*NAA* | EA*4X37L21A*+TDR |  | Voluntarily Certified | Single-split-system air condit | False | False | 29400 |  | 14 | 13.4 |  |  | False | 30 | 30 | 11.5 | 0 | Coil-Only System | False | Conventional | 07/06/2023 |  | 10/05/2023
Carrier Corp. - Indianapolis | Maratherm | PGR548***K***K1 | PGR548***K***K1 |  |  | Voluntarily Certified | Single-package air conditioner | False | False | 46500 |  | 16 | 13.4 |  |  | False | 30 | 30 | 11.8 | 0 |  | False | Conventional | 07/06/2023 |  | 10/05/2023
Carrier Corp. - Indianapolis | Maratherm | PGR560***K***K1 | PGR560***K***K1 |  |  | Voluntarily Certified | Single-package air conditioner | False | False | 56000 |  | 15.2 | 13.4 |  |  | False | 30 | 30 | 11.5 | 0 |  | False | Conventional | 07/06/2023 |  | 10/05/2023
Carrier Corp. - Indianapolis | Keeprite | PGD442***K***K1 | PGD442***K***K1 |  |  | Voluntarily Certified | Single-package air conditioner | False | False | 39000 |  | 13.4 | 13.4 |  |  | False | 30 | 30 | 11.05 | 0 |  | False | Conventional | 07/06/2023 |  | 10/05/2023
Carrier Corp. - Indianapolis | Keeprite | R4A5S30*K*WAA* | R4A5S30*K*WAA* | EVD4X30M17A*+TDR |  | Voluntarily Certified | Single-split-system air condit | False | False | 28800 |  | 14.3 | 13.4 |  |  | False | 30 | 30 | 11.7 | 0 | Coil-Only System | False | Conventional | 07/06/2023 |  | 10/05/2023
Carrier Corp. - Indianapolis | Keeprite | N4A5S18*K*WAA* | N4A5S18*K*WAA* | ESD4X24M14A*+TDR |  | Voluntarily Certified | Single-split-system air condit | False | False | 17900 |  | 14.3 | 13.4 |  |  | False | 30 | 30 | 11.7 | 0 | Coil-Only System | False | Conventional | 07/06/2023 |  | 10/05/2023
Carrier Corp. - Indianapolis | Keeprite | PAJ436***K***K* | PAJ436***K***K* |  |  | Voluntarily Certified | Single-package air conditioner | False | False | 33600 |  | 13.4 | 13.4 |  |  | False | 30 | 30 | 10.6 | 0 |  | False | Conventional | 07/06/2023 |  | 10/05/2023
Carrier Corp. - Indianapolis | Keeprite | C4A7T48*K*WAA* | C4A7T48*K*WAA* | EVD4X49M24A*+TDR |  | Voluntarily Certified | Single-split-system air condit | False | False | 47000 |  | 13.8 | 13.4 |  |  | False | 30 | 30 | 12 | 0 | Coil-Only System | False | Conventional | 07/06/2023 |  | 10/05/2023
Carrier Corp. - Indianapolis | Arcoaire | N4A5S18*K*WAA* | N4A5S18*K*WAA* | ESD4X24M14A*+TDR |  | Voluntarily Certified | Single-split-system air condit | False | False | 17900 |  | 14.3 | 13.4 |  |  | False | 30 | 30 | 11.7 | 0 | Coil-Only System | False | Conventional | 07/06/2023 |  | 10/05/2023
Carrier Corp. - Indianapolis | Arcoaire | H4A6S42*K*WAA* | H4A6S42*K*WAA* | EVD4X48M21A*+TDR |  | Voluntarily Certified | Single-split-system air condit | False | False | 45000 |  | 13.8 | 13.4 |  |  | False | 30 | 30 | 11.2 | 0 | Coil-Only System | False | Conventional | 07/06/2023 |  | 10/05/2023
Carrier Corp. - Indianapolis | Arcoaire | PGD442***K***K1 | PGD442***K***K1 |  |  | Voluntarily Certified | Single-package air conditioner | False | False | 39000 |  | 13.4 | 13.4 |  |  | False | 30 | 30 | 11.05 | 0 |  | False | Conventional | 07/06/2023 |  | 10/05/2023
Carrier Corp. - Indianapolis | Arcoaire | R4A5S43*K*WAA* | R4A5S43*K*WAA* | EA*4X43L21A*+TDR |  | Voluntarily Certified | Single-split-system air condit | False | False | 40000 |  | 14.3 | 13.4 |  |  | False | 30 | 30 | 12.5 | 0 | Coil-Only System | False | Conventional | 07/06/2023 |  | 10/05/2023
Carrier Corp. - Indianapolis | Keeprite | R4A5S43*K*WAA* | R4A5S43*K*WAA* | EA*4X43L21A*+TDR |  | Voluntarily Certified | Single-split-system air condit | False | False | 40000 |  | 14.3 | 13.4 |  |  | False | 30 | 30 | 12.5 | 0 | Coil-Only System | False | Conventional | 07/06/2023 |  | 10/05/2023
Carrier Corp. - Indianapolis | Comfortmaker | R4A5S30*K*WAA* | R4A5S30*K*WAA* | EVD4X30M17A*+TDR |  | Voluntarily Certified | Single-split-system air condit | False | False | 28800 |  | 14.3 | 13.4 |  |  | False | 30 | 30 | 11.7 | 0 | Coil-Only System | False | Conventional | 07/06/2023 |  | 10/05/2023
Carrier Corp. - Indianapolis | Comfortmaker | PGD442***K***K1 | PGD442***K***K1 |  |  | Voluntarily Certified | Single-package air conditioner | False | False | 39000 |  | 13.4 | 13.4 |  |  | False | 30 | 30 | 11.05 | 0 |  | False | Conventional | 07/06/2023 |  | 10/05/2023
Carrier Corp. - Indianapolis | Comfortmaker | R4A5S43*K*WAA* | R4A5S43*K*WAA* | EA*4X43L21A*+TDR |  | Voluntarily Certified | Single-split-system air condit | False | False | 40000 |  | 14.3 | 13.4 |  |  | False | 30 | 30 | 12.5 | 0 | Coil-Only System | False | Conventional | 07/06/2023 |  | 10/05/2023
Carrier Corp. - Indianapolis | Comfortmaker | C4A7T48*K*WAA* | C4A7T48*K*WAA* | EVD4X49M24A*+TDR |  | Voluntarily Certified | Single-split-system air condit | False | False | 47000 |  | 13.8 | 13.4 |  |  | False | 30 | 30 | 12 | 0 | Coil-Only System | False | Conventional | 07/06/2023 |  | 10/05/2023
Carrier Corp. - Indianapolis | Tempstar | S4A5S60*K*WAA* | S4A5S60*K*WAA* | EA*4X61L24A*+TDR |  | Voluntarily Certified | Single-split-system air condit | False | False | 57000 |  | 13.8 | 13.4 |  |  | False | 30 | 30 | 11.5 | 0 | Coil-Only System | False | Conventional | 07/06/2023 |  | 10/05/2023
Carrier Corp. - Indianapolis | Tempstar | PAD448000K***K1 | PAD448000K***K1 |  |  | Voluntarily Certified | Single-package air conditioner | False | False | 47000 |  | 13.4 | 13.4 |  |  | False | 30 | 30 | 11.05 | 0 |  | False | Conventional | 07/06/2023 |  | 10/05/2023
Carrier Corp. - Indianapolis | Tempstar | N4A4S48*K*NAA* | N4A4S48*K*NAA* | EA*4X61L24A*+TDR |  | Voluntarily Certified | Single-split-system air condit | False | False | 45000 |  | 13.4 | 13.4 |  |  | False | 30 | 30 | 11.5 | 0 | Coil-Only System | False | Conventional | 07/06/2023 |  | 10/05/2023
Carrier Corp. - Indianapolis | Tempstar | R4A4S42*K*NAA* | R4A4S42*K*NAA* | EVD4X42M21A*+TDR |  | Voluntarily Certified | Single-split-system air condit | False | False | 38500 |  | 13.4 | 13.4 |  |  | False | 30 | 30 | 11 | 0 | Coil-Only System | False | Conventional | 07/06/2023 |  | 10/05/2023
Carrier Corp. - Indianapolis | Tempstar | R4A4S36*K*NAA* | R4A4S36*K*NAA* | EVD4X37M21A*+TDR |  | Voluntarily Certified | Single-split-system air condit | False | False | 33600 |  | 13.4 | 13.4 |  |  | False | 30 | 30 | 11.5 | 0 | Coil-Only System | False | Conventional | 07/06/2023 |  | 10/05/2023
Carrier Corp. - Indianapolis | Tempstar | NXA660GKB** | NXA660GKB** | EN(A,D)4X61L24**+TDR |  | Voluntarily Certified | Single-split-system air condit | False | False | 57500 |  | 13.8 | 13.4 |  |  | False | 30 | 30 | 11.2 | 0 | Coil-Only System | False | Conventional | 07/06/2023 |  | 10/05/2023
Carrier Corp. - Indianapolis | Keeprite | S4A5S60*K*WAA* | S4A5S60*K*WAA* | EA*4X61L24A*+TDR |  | Voluntarily Certified | Single-split-system air condit | False | False | 57000 |  | 13.8 | 13.4 |  |  | False | 30 | 30 | 11.5 | 0 | Coil-Only System | False | Conventional | 07/06/2023 |  | 10/05/2023
Carrier Corp. - Indianapolis | Keeprite | CVA937GKA2*+TSTAT | CVA937GKA2*+TSTAT | FVM4X60***L |  | Voluntarily Certified | Single-split-system air condit | False | False | 33400 |  | 17 | 13.4 |  |  | False | 30 | 30 | 12 | 0 | Blower Coil System | False | Conventional | 07/06/2023 |  | 10/05/2023
Carrier Corp. - Indianapolis | Keeprite | NXA660GKB** | NXA660GKB** | EN(A,D)4X61L24**+TDR |  | Voluntarily Certified | Single-split-system air condit | False | False | 57500 |  | 13.8 | 13.4 |  |  | False | 30 | 30 | 11.2 | 0 | Coil-Only System | False | Conventional | 07/06/2023 |  | 10/05/2023
Carrier Corp. - Indianapolis | WEATHERMAKER | PA4ZNK024***3*** | PA4ZNK024***3*** |  |  | Voluntarily Certified | Single-package air conditioner | False | False | 23200 |  | 13.4 | 13.4 |  |  | False | 30 | 30 | 10.6 | 0 |  | False | Conventional | 07/06/2023 |  | 10/05/2023
Carrier Corp. - Indianapolis | WEATHERMAKER | PA4ZNK042***3*** | PA4ZNK042***3*** |  |  | Voluntarily Certified | Single-package air conditioner | False | False | 40500 |  | 13.4 | 13.4 |  |  | False | 30 | 30 | 10.6 | 0 |  | False | Conventional | 07/06/2023 |  | 10/05/2023
Carrier Corp. - Indianapolis | Comfortmaker | N4A5S24*K*WAA* | N4A5S24*K*WAA* | ESD4X24M14A*+TDR |  | Voluntarily Certified | Single-split-system air condit | False | False | 22800 |  | 14.3 | 13.4 |  |  | False | 30 | 30 | 11.7 | 0 | Coil-Only System | False | Conventional | 07/06/2023 |  | 10/05/2023
Carrier Corp. - Indianapolis | Comfortmaker | R4A4S36*K*NAA* | R4A4S36*K*NAA* | EVD4X37M21A*+TDR |  | Voluntarily Certified | Single-split-system air condit | False | False | 33600 |  | 13.4 | 13.4 |  |  | False | 30 | 30 | 11.5 | 0 | Coil-Only System | False | Conventional | 07/06/2023 |  | 10/05/2023
Carrier Corp. - Indianapolis | Comfortmaker | R4A4S42*K*NAA* | R4A4S42*K*NAA* | EVD4X42M21A*+TDR |  | Voluntarily Certified | Single-split-system air condit | False | False | 38500 |  | 13.4 | 13.4 |  |  | False | 30 | 30 | 11 | 0 | Coil-Only System | False | Conventional | 07/06/2023 |  | 10/05/2023
Carrier Corp. - Indianapolis | Comfortmaker | N4A4S48*K*NAA* | N4A4S48*K*NAA* | EA*4X61L24A*+TDR |  | Voluntarily Certified | Single-split-system air condit | False | False | 45000 |  | 13.4 | 13.4 |  |  | False | 30 | 30 | 11.5 | 0 | Coil-Only System | False | Conventional | 07/06/2023 |  | 10/05/2023
Carrier Corp. - Indianapolis | Comfortmaker | CVA937GKA2*+TSTAT | CVA937GKA2*+TSTAT | FVM4X60***L |  | Voluntarily Certified | Single-split-system air condit | False | False | 33400 |  | 17 | 13.4 |  |  | False | 30 | 30 | 12 | 0 | Blower Coil System | False | Conventional | 07/06/2023 |  | 10/05/2023
Carrier Corp. - Indianapolis | Comfortmaker | PAD448000K***K1 | PAD448000K***K1 |  |  | Voluntarily Certified | Single-package air conditioner | False | False | 47000 |  | 13.4 | 13.4 |  |  | False | 30 | 30 | 11.05 | 0 |  | False | Conventional | 07/06/2023 |  | 10/05/2023
Carrier Corp. - Indianapolis | Comfortmaker | NXA660GKB** | NXA660GKB** | EN(A,D)4X61L24**+TDR |  | Voluntarily Certified | Single-split-system air condit | False | False | 57500 |  | 13.8 | 13.4 |  |  | False | 30 | 30 | 11.2 | 0 | Coil-Only System | False | Conventional | 07/06/2023 |  | 10/05/2023
Carrier Corp. - Indianapolis | Comfortmaker | S4A5S60*K*WAA* | S4A5S60*K*WAA* | EA*4X61L24A*+TDR |  | Voluntarily Certified | Single-split-system air condit | False | False | 57000 |  | 13.8 | 13.4 |  |  | False | 30 | 30 | 11.5 | 0 | Coil-Only System | False | Conventional | 07/06/2023 |  | 10/05/2023
Carrier Corp. - Indianapolis | Comfortmaker | CVA925GKA3* | CVA925GKA3* | FCM4X48***L+WALLCON |  | Voluntarily Certified | Single-split-system air condit | False | False | 23800 |  | 18.5 | 13.4 |  |  | False | 30 | 30 | 11.7 | 0 | Blower Coil System | True | Conventional | 07/06/2023 |  | 10/05/2023
Carrier Corp. - Indianapolis | Kenmore | N4A4S18*K*NAA* | N4A4S18*K*NAA* | EA*4X19L17A*+TDR |  | Voluntarily Certified | Single-split-system air condit | False | False | 18000 |  | 13.4 | 13.4 |  |  | False | 30 | 30 | 11.5 | 0 | Coil-Only System | False | Conventional | 07/06/2023 |  | 10/05/2023
Carrier Corp. - Indianapolis | Carrier | 24TPA760W**30* | 24TPA760W**30* | CVPVA6124XMC*+TDR |  | Voluntarily Certified | Single-split-system air condit | False | False | 57500 |  | 13.8 | 13.4 |  |  | False | 30 | 30 | 11.5 | 0 | Coil-Only System | False | Conventional | 07/06/2023 |  | 10/05/2023
Carrier Corp. - Indianapolis | Carrier | GA5SAN430**WA* | GA5SAN430**WA* | CVPVA3017XMC*+TDR |  | Voluntarily Certified | Single-split-system air condit | False | False | 28800 |  | 14.3 | 13.4 |  |  | False | 30 | 30 | 11.7 | 0 | Coil-Only System | False | Conventional | 07/06/2023 |  | 10/05/2023
Carrier Corp. - Indianapolis | Carrier | GA5SAN461**WA* | GA5SAN461**WA* | CVPVA6124XMC*+TDR |  | Voluntarily Certified | Single-split-system air condit | False | False | 55500 |  | 14.3 | 13.4 |  |  | False | 30 | 30 | 12 | 0 | Coil-Only System | False | Conventional | 07/06/2023 |  | 10/05/2023
Carrier Corp. - Indianapolis | Carrier | CA16NW061*0**B* | CA16NW061*0**B* | CNPV*6124AL*+TDR |  | Voluntarily Certified | Single-split-system air condit | False | False | 57500 |  | 13.8 | 13.4 |  |  | False | 30 | 30 | 11.2 | 0 | Coil-Only System | False | Conventional | 07/06/2023 |  | 10/05/2023
Carrier Corp. - Indianapolis | Carrier | 24SCA424N**30* | 24SCA424N**30* | CSPVA2414XMC*+TDR |  | Voluntarily Certified | Single-split-system air condit | False | False | 23200 |  | 13.4 | 13.4 |  |  | False | 30 | 30 | 11.5 | 0 | Coil-Only System | False | Conventional | 07/06/2023 |  | 10/05/2023
Carrier Corp. - Indianapolis | Carrier | 24ACB748A*031** | 24ACB748A*031** | CAP**6124AL*+TDR |  | Voluntarily Certified | Single-split-system air condit | False | False | 48500 |  | 13.8 | 13.4 |  |  | False | 30 | 30 | 11.2 | 0 | Coil-Only System | False | Conventional | 07/06/2023 |  | 10/05/2023
Carrier Corp. - Indianapolis | Carrier | 24VNA660A*031* | 24VNA660A*031* | CAP**6124AL*+UI | 58TN*A110C21**20 | Voluntarily Certified | Single-split-system air condit | False | False | 57000 |  | 19.5 | 13.4 |  |  | False | 30 | 30 | 12.5 | 0 | Blower Coil System | True | Conventional | 07/06/2023 |  | 10/05/2023
Carrier Corp. - Indianapolis | Heil | N4A5S24*K*WAA* | N4A5S24*K*WAA* | ESD4X24M14A*+TDR |  | Voluntarily Certified | Single-split-system air condit | False | False | 22800 |  | 14.3 | 13.4 |  |  | False | 30 | 30 | 11.7 | 0 | Coil-Only System | False | Conventional | 07/06/2023 |  | 10/05/2023
Carrier Corp. - Indianapolis | Heil | R4A4S36*K*NAA* | R4A4S36*K*NAA* | EVD4X37M21A*+TDR |  | Voluntarily Certified | Single-split-system air condit | False | False | 33600 |  | 13.4 | 13.4 |  |  | False | 30 | 30 | 11.5 | 0 | Coil-Only System | False | Conventional | 07/06/2023 |  | 10/05/2023
Carrier Corp. - Indianapolis | Heil | R4A4S42*K*NAA* | R4A4S42*K*NAA* | EVD4X42M21A*+TDR |  | Voluntarily Certified | Single-split-system air condit | False | False | 38500 |  | 13.4 | 13.4 |  |  | False | 30 | 30 | 11 | 0 | Coil-Only System | False | Conventional | 07/06/2023 |  | 10/05/2023
Carrier Corp. - Indianapolis | Heil | N4A4S48*K*NAA* | N4A4S48*K*NAA* | EA*4X61L24A*+TDR |  | Voluntarily Certified | Single-split-system air condit | False | False | 45000 |  | 13.4 | 13.4 |  |  | False | 30 | 30 | 11.5 | 0 | Coil-Only System | False | Conventional | 07/06/2023 |  | 10/05/2023
Carrier Corp. - Indianapolis | Heil | PAD448000K***K1 | PAD448000K***K1 |  |  | Voluntarily Certified | Single-package air conditioner | False | False | 47000 |  | 13.4 | 13.4 |  |  | False | 30 | 30 | 11.05 | 0 |  | False | Conventional | 07/06/2023 |  | 10/05/2023
Carrier Corp. - Indianapolis | Heil | HVA936GKA2* | HVA936GKA2* | FCM4X48***L+WALLCON |  | Voluntarily Certified | Single-split-system air condit | False | False | 35200 |  | 17.5 | 13.4 |  |  | False | 30 | 30 | 10 | 0 | Blower Coil System | True | Conventional | 07/06/2023 |  | 10/05/2023
Carrier Corp. - Indianapolis | Heil | S4A5S60*K*WAA* | S4A5S60*K*WAA* | EA*4X61L24A*+TDR |  | Voluntarily Certified | Single-split-system air condit | False | False | 57000 |  | 13.8 | 13.4 |  |  | False | 30 | 30 | 11.5 | 0 | Coil-Only System | False | Conventional | 07/06/2023 |  | 10/05/2023
Carrier Corp. - Indianapolis | Heil | NXA660GKB** | NXA660GKB** | EN(A,D)4X61L24**+TDR |  | Voluntarily Certified | Single-split-system air condit | False | False | 57500 |  | 13.8 | 13.4 |  |  | False | 30 | 30 | 11.2 | 0 | Coil-Only System | False | Conventional | 07/06/2023 |  | 10/05/2023
Carrier Corp. - Indianapolis | Carrier | 50ZPK042***3*** | 50ZPK042***3*** |  |  | Voluntarily Certified | Single-package air conditioner | False | False | 40500 |  | 13.4 | 13.4 |  |  | False | 30 | 30 | 10.6 | 0 |  | False | Conventional | 07/06/2023 |  | 10/05/2023
Carrier Corp. - Indianapolis | Carrier | GA7TAN460**WA* | GA7TAN460**WA* | CVPVA6124XMC*+TDR |  | Voluntarily Certified | Single-split-system air condit | False | False | 57500 |  | 13.8 | 13.4 |  |  | False | 30 | 30 | 11.5 | 0 | Coil-Only System | False | Conventional | 07/06/2023 |  | 10/05/2023
Carrier Corp. - Indianapolis | Carrier | GA4SAN418**NA* | GA4SAN418**NA* | CAP**1917AL*+TDR |  | Voluntarily Certified | Single-split-system air condit | False | False | 18000 |  | 13.4 | 13.4 |  |  | False | 30 | 30 | 11.5 | 0 | Coil-Only System | False | Conventional | 07/06/2023 |  | 10/05/2023
Carrier Corp. - Indianapolis | Carrier | CA17NA060****B* | CA17NA060****B* | CAP**6124AL*+TDR |  | Voluntarily Certified | Single-split-system air condit | False | False | 56500 |  | 13.8 | 13.4 |  |  | False | 30 | 30 | 11.2 | 0 | Coil-Only System | False | Conventional | 07/06/2023 |  | 10/05/2023
Carrier Corp. - Indianapolis | Arcoaire | N4A5S24*K*WAA* | N4A5S24*K*WAA* | ESD4X24M14A*+TDR |  | Voluntarily Certified | Single-split-system air condit | False | False | 22800 |  | 14.3 | 13.4 |  |  | False | 30 | 30 | 11.7 | 0 | Coil-Only System | False | Conventional | 07/06/2023 |  | 10/05/2023
Carrier Corp. - Indianapolis | BRYANT HEATING AND COOLING SYSTEMS | PA5SAN443**WA* | PA5SAN443**WA* | CAP**4321AL*+TDR |  | Voluntarily Certified | Single-split-system air condit | False | False | 40000 |  | 14.3 | 13.4 |  |  | False | 30 | 30 | 12.5 | 0 | Coil-Only System | False | Conventional | 07/06/2023 |  | 10/05/2023
Carrier Corp. - Indianapolis | Carrier | 50VG-K36---30* | 50VG-K36---30* |  |  | Voluntarily Certified | Single-package air conditioner | False | False | 34800 |  | 15.2 | 13.4 |  |  | False | 30 | 30 | 11.5 | 0 |  | False | Conventional | 07/06/2023 |  | 10/05/2023
Carrier Corp. - Indianapolis | Carrier | 24VNA936A*031* | 24VNA936A*031* | FE4AN(B,F)005L+UI |  | Voluntarily Certified | Single-split-system air condit | False | False | 35200 |  | 17.5 | 13.4 |  |  | False | 30 | 30 | 10 | 0 | Blower Coil System | True | Conventional | 07/06/2023 |  | 10/05/2023
Carrier Corp. - Indianapolis | Keeprite | N4A5S24*K*WAA* | N4A5S24*K*WAA* | ESD4X24M14A*+TDR |  | Voluntarily Certified | Single-split-system air condit | False | False | 22800 |  | 14.3 | 13.4 |  |  | False | 30 | 30 | 11.7 | 0 | Coil-Only System | False | Conventional | 07/06/2023 |  | 10/05/2023
Carrier Corp. - Indianapolis | Keeprite | N4A5S36*K*WAA* | N4A5S36*K*WAA* | EVD4X37M21A*+TDR |  | Voluntarily Certified | Single-split-system air condit | False | False | 34200 |  | 14.3 | 13.4 |  |  | False | 30 | 30 | 11.7 | 0 | Coil-Only System | False | Conventional | 07/06/2023 |  | 10/05/2023
Carrier Corp. - Indianapolis | Keeprite | C4A6S24*K*WAA* | C4A6S24*K*WAA* | ESD4X24M14A*+TDR |  | Voluntarily Certified | Single-split-system air condit | False | False | 23400 |  | 14.3 | 13.4 |  |  | False | 30 | 30 | 11.7 | 0 | Coil-Only System | False | Conventional | 07/06/2023 |  | 10/05/2023
Carrier Corp. - Indianapolis | Keeprite | CVA925GKA3* | CVA925GKA3* | FCM4X48***L+WALLCON |  | Voluntarily Certified | Single-split-system air condit | False | False | 23800 |  | 18.5 | 13.4 |  |  | False | 30 | 30 | 11.7 | 0 | Blower Coil System | True | Conventional | 07/06/2023 |  | 10/05/2023
Carrier Corp. - Indianapolis | Keeprite | R4A4S42*K*NAA* | R4A4S42*K*NAA* | EVD4X42M21A*+TDR |  | Voluntarily Certified | Single-split-system air condit | False | False | 38500 |  | 13.4 | 13.4 |  |  | False | 30 | 30 | 11 | 0 | Coil-Only System | False | Conventional | 07/06/2023 |  | 10/05/2023
Carrier Corp. - Indianapolis | Keeprite | N4A4S48*K*NAA* | N4A4S48*K*NAA* | EA*4X61L24A*+TDR |  | Voluntarily Certified | Single-split-system air condit | False | False | 45000 |  | 13.4 | 13.4 |  |  | False | 30 | 30 | 11.5 | 0 | Coil-Only System | False | Conventional | 07/06/2023 |  | 10/05/2023
Carrier Corp. - Indianapolis | Keeprite | R4A4S36*K*NAA* | R4A4S36*K*NAA* | EVD4X37M21A*+TDR |  | Voluntarily Certified | Single-split-system air condit | False | False | 33600 |  | 13.4 | 13.4 |  |  | False | 30 | 30 | 11.5 | 0 | Coil-Only System | False | Conventional | 07/06/2023 |  | 10/05/2023
Carrier Corp. - Indianapolis | Keeprite | PAD448000K***K1 | PAD448000K***K1 |  |  | Voluntarily Certified | Single-package air conditioner | False | False | 47000 |  | 13.4 | 13.4 |  |  | False | 30 | 30 | 11.05 | 0 |  | False | Conventional | 07/06/2023 |  | 10/05/2023
Carrier Corp. - Indianapolis | Arcoaire | PAD448000K***K1 | PAD448000K***K1 |  |  | Voluntarily Certified | Single-package air conditioner | False | False | 47000 |  | 13.4 | 13.4 |  |  | False | 30 | 30 | 11.05 | 0 |  | False | Conventional | 07/06/2023 |  | 10/05/2023
Carrier Corp. - Indianapolis | Heil | PAJ448***K***K* | PAJ448***K***K* |  |  | Voluntarily Certified | Single-package air conditioner | False | False | 45500 |  | 13.4 | 13.4 |  |  | False | 30 | 30 | 10.6 | 0 |  | False | Conventional | 07/06/2023 |  | 10/05/2023
Carrier Corp. - Indianapolis | Heil | R4A5S61*K*WAA* | R4A5S61*K*WAA* | EVD4X61M24A*+TDR |  | Voluntarily Certified | Single-split-system air condit | False | False | 55500 |  | 14.3 | 13.4 |  |  | False | 30 | 30 | 12 | 0 | Coil-Only System | False | Conventional | 07/06/2023 |  | 10/05/2023
Carrier Corp. - Indianapolis | Heil | N4A4S36*K*NAA* | N4A4S36*K*NAA* | EVD4X37M21A*+TDR |  | Voluntarily Certified | Single-split-system air condit | False | False | 33600 |  | 13.4 | 13.4 |  |  | False | 30 | 30 | 11.5 | 0 | Coil-Only System | False | Conventional | 07/06/2023 |  | 10/05/2023
Carrier Corp. - Indianapolis | Arcoaire | HVA936GKA2* | HVA936GKA2* | FCM4X48***L+WALLCON |  | Voluntarily Certified | Single-split-system air condit | False | False | 35200 |  | 17.5 | 13.4 |  |  | False | 30 | 30 | 10 | 0 | Blower Coil System | True | Conventional | 07/06/2023 |  | 10/05/2023
Carrier Corp. - Indianapolis | Arcoaire | S4A5S60*K*WAA* | S4A5S60*K*WAA* | EA*4X61L24A*+TDR |  | Voluntarily Certified | Single-split-system air condit | False | False | 57000 |  | 13.8 | 13.4 |  |  | False | 30 | 30 | 11.5 | 0 | Coil-Only System | False | Conventional | 07/06/2023 |  | 10/05/2023
Carrier Corp. - Indianapolis | Arcoaire | NXA660GKB** | NXA660GKB** | EN(A,D)4X61L24**+TDR |  | Voluntarily Certified | Single-split-system air condit | False | False | 57500 |  | 13.8 | 13.4 |  |  | False | 30 | 30 | 11.2 | 0 | Coil-Only System | False | Conventional | 07/06/2023 |  | 10/05/2023
Carrier Corp. - Indianapolis | Heil | R4A4S60*K*NAA* | R4A4S60*K*NAA* | EVD4X61M24A*+TDR |  | Voluntarily Certified | Single-split-system air condit | False | False | 55500 |  | 13.4 | 13.4 |  |  | False | 30 | 30 | 11 | 0 | Coil-Only System | False | Conventional | 07/06/2023 |  | 10/05/2023
Carrier Corp. - Indianapolis | Heil | R4A5S48*K*WAA* | R4A5S48*K*WAA* | EVD4X48M21A*+TDR |  | Voluntarily Certified | Single-split-system air condit | False | False | 46500 |  | 13.8 | 13.4 |  |  | False | 30 | 30 | 11.2 | 0 | Coil-Only System | False | Conventional | 07/06/2023 |  | 10/05/2023
Carrier Corp. - Indianapolis | Heil | PGD448***K***K1 | PGD448***K***K1 |  |  | Voluntarily Certified | Single-package air conditioner | False | False | 47000 |  | 13.4 | 13.4 |  |  | False | 30 | 30 | 11.05 | 0 |  | False | Conventional | 07/06/2023 |  | 10/05/2023
Carrier Corp. - Indianapolis | Heil | HVA937GKA2* | HVA937GKA2* | FCM4X60***L+WALLCON |  | Voluntarily Certified | Single-split-system air condit | False | False | 33200 |  | 18.5 | 13.4 |  |  | False | 30 | 30 | 12 | 0 | Blower Coil System | True | Conventional | 07/06/2023 |  | 10/05/2023
Carrier Corp. - Indianapolis | Heil | HVA925GKA2* | HVA925GKA2* | FCM4X48***L+WALLCON |  | Voluntarily Certified | Single-split-system air condit | False | False | 23800 |  | 18.5 | 13.4 |  |  | False | 30 | 30 | 11.7 | 0 | Blower Coil System | True | Conventional | 07/06/2023 |  | 10/05/2023
Carrier Corp. - Indianapolis | Day & Night | N4A4S18*K*NAA* | N4A4S18*K*NAA* | EA*4X19L17A*+TDR |  | Voluntarily Certified | Single-split-system air condit | False | False | 18000 |  | 13.4 | 13.4 |  |  | False | 30 | 30 | 11.5 | 0 | Coil-Only System | False | Conventional | 07/06/2023 |  | 10/05/2023
Carrier Corp. - Indianapolis | Day & Night | CVA936GKA3*+TSTAT | CVA936GKA3*+TSTAT | FVM4X48***L |  | Voluntarily Certified | Single-split-system air condit | False | False | 35200 |  | 15.5 | 13.4 |  |  | False | 30 | 30 | 10 | 0 | Blower Coil System | False | Conventional | 07/06/2023 |  | 10/05/2023
Carrier Corp. - Indianapolis | Tempstar | TVA936GKA3* | TVA936GKA3* | FCM4X48***L+WALLCON |  | Voluntarily Certified | Single-split-system air condit | False | False | 35200 |  | 17.5 | 13.4 |  |  | False | 30 | 30 | 10 | 0 | Blower Coil System | True | Conventional | 07/06/2023 |  | 10/05/2023
Carrier Corp. - Indianapolis | Tempstar | N4A4S18*K*NAA* | N4A4S18*K*NAA* | EA*4X19L17A*+TDR |  | Voluntarily Certified | Single-split-system air condit | False | False | 18000 |  | 13.4 | 13.4 |  |  | False | 30 | 30 | 11.5 | 0 | Coil-Only System | False | Conventional | 07/06/2023 |  | 10/05/2023
Carrier Corp. - Indianapolis | Airquest | N4A4S18*K*NAA* | N4A4S18*K*NAA* | EA*4X19L17A*+TDR |  | Voluntarily Certified | Single-split-system air condit | False | False | 18000 |  | 13.4 | 13.4 |  |  | False | 30 | 30 | 11.5 | 0 | Coil-Only System | False | Conventional | 07/06/2023 |  | 10/05/2023
Carrier Corp. - Indianapolis | Airquest | HVA925GKA3* | HVA925GKA3* | FCM4X48***L+WALLCON |  | Voluntarily Certified | Single-split-system air condit | False | False | 23800 |  | 18.5 | 13.4 |  |  | False | 30 | 30 | 11.7 | 0 | Blower Coil System | True | Conventional | 07/06/2023 |  | 10/05/2023
Carrier Corp. - Indianapolis | BRYANT HEATING AND COOLING SYSTEMS | BA16NW043*0**B* | BA16NW043*0**B* | CAP**4321AL*+TDR |  | Voluntarily Certified | Single-split-system air condit | False | False | 40000 |  | 14.3 | 13.4 |  |  | False | 30 | 30 | 11.7 | 0 | Coil-Only System | False | Conventional | 07/06/2023 |  | 10/05/2023
Carrier Corp. - Indianapolis | BRYANT HEATING AND COOLING SYSTEMS | PA7TAN424**WA* | PA7TAN424**WA* | CVPVA2517XMC*+TDR |  | Voluntarily Certified | Single-split-system air condit | False | False | 23400 |  | 14.3 | 13.4 |  |  | False | 30 | 30 | 11.7 | 0 | Coil-Only System | False | Conventional | 07/06/2023 |  | 10/05/2023
Carrier Corp. - Indianapolis | BRYANT HEATING AND COOLING SYSTEMS | GA5SAN430**WA* | GA5SAN430**WA* | CVPVA3017XMC*+TDR |  | Voluntarily Certified | Single-split-system air condit | False | False | 28800 |  | 14.3 | 13.4 |  |  | False | 30 | 30 | 11.7 | 0 | Coil-Only System | False | Conventional | 07/06/2023 |  | 10/05/2023
Carrier Corp. - Indianapolis | MSH Legacy | N4A4S18*K*NAA* | N4A4S18*K*NAA* | EA*4X19L17A*+TDR |  | Voluntarily Certified | Single-split-system air condit | False | False | 18000 |  | 13.4 | 13.4 |  |  | False | 30 | 30 | 11.5 | 0 | Coil-Only System | False | Conventional | 07/06/2023 |  | 10/05/2023
Carrier Corp. - Indianapolis | Maratherm | N4A4S18*K*NAA* | N4A4S18*K*NAA* | EA*4X19L17A*+TDR |  | Voluntarily Certified | Single-split-system air condit | False | False | 18000 |  | 13.4 | 13.4 |  |  | False | 30 | 30 | 11.5 | 0 | Coil-Only System | False | Conventional | 07/06/2023 |  | 10/05/2023
Carrier Corp. - Indianapolis | Kenmore | PGD442***K***K1 | PGD442***K***K1 |  |  | Voluntarily Certified | Single-package air conditioner | False | False | 39000 |  | 13.4 | 13.4 |  |  | False | 30 | 30 | 11.05 | 0 |  | False | Conventional | 07/06/2023 |  | 10/05/2023
Carrier Corp. - Indianapolis | Kenmore | (C,H,T)4A7T24*K*WAA* | (C,H,T)4A7T24*K*WAA* | EVD4X25M17A*+TDR |  | Voluntarily Certified | Single-split-system air condit | False | False | 23400 |  | 14.3 | 13.4 |  |  | False | 30 | 30 | 11.7 | 0 | Coil-Only System | False | Conventional | 07/06/2023 |  | 10/05/2023
Carrier Corp. - Indianapolis | Kenmore | R4A5S43*K*WAA* | R4A5S43*K*WAA* | EA*4X43L21A*+TDR |  | Voluntarily Certified | Single-split-system air condit | False | False | 40000 |  | 14.3 | 13.4 |  |  | False | 30 | 30 | 12.5 | 0 | Coil-Only System | False | Conventional | 07/06/2023 |  | 10/05/2023
Carrier Corp. - Indianapolis | Kenmore | (C,H,T)VA937GKA2* | (C,H,T)VA937GKA2* | FCM4X60***L+WALLCON |  | Voluntarily Certified | Single-split-system air condit | False | False | 33200 |  | 18.5 | 13.4 |  |  | False | 30 | 30 | 12 | 0 | Blower Coil System | True | Conventional | 07/06/2023 |  | 10/05/2023
Carrier Corp. - Indianapolis | Kenmore | PAJ436***K***K* | PAJ436***K***K* |  |  | Voluntarily Certified | Single-package air conditioner | False | False | 33600 |  | 13.4 | 13.4 |  |  | False | 30 | 30 | 10.6 | 0 |  | False | Conventional | 07/06/2023 |  | 10/05/2023
Carrier Corp. - Indianapolis | Kenmore | N4A5S18*K*WAA* | N4A5S18*K*WAA* | ESD4X24M14A*+TDR |  | Voluntarily Certified | Single-split-system air condit | False | False | 17900 |  | 14.3 | 13.4 |  |  | False | 30 | 30 | 11.7 | 0 | Coil-Only System | False | Conventional | 07/06/2023 |  | 10/05/2023
Carrier Corp. - Indianapolis | Kenmore | R4A5S30*K*WAA* | R4A5S30*K*WAA* | EVD4X30M17A*+TDR |  | Voluntarily Certified | Single-split-system air condit | False | False | 28800 |  | 14.3 | 13.4 |  |  | False | 30 | 30 | 11.7 | 0 | Coil-Only System | False | Conventional | 07/06/2023 |  | 10/05/2023
Carrier Corp. - Indianapolis | Arcoaire | R4A5S30*K*WAA* | R4A5S30*K*WAA* | EVD4X30M17A*+TDR |  | Voluntarily Certified | Single-split-system air condit | False | False | 28800 |  | 14.3 | 13.4 |  |  | False | 30 | 30 | 11.7 | 0 | Coil-Only System | False | Conventional | 07/06/2023 |  | 10/05/2023
Carrier Corp. - Indianapolis | WEATHERMAKER | PA5SAN436**WA* | PA5SAN436**WA* | CVPVA3721XMC*+TDR |  | Voluntarily Certified | Single-split-system air condit | False | False | 34200 |  | 14.3 | 13.4 |  |  | False | 30 | 30 | 11.7 | 0 | Coil-Only System | False | Conventional | 07/06/2023 |  | 10/05/2023
Carrier Corp. - Indianapolis | WEATHERMAKER | PA5SAN424**WA* | PA5SAN424**WA* | CSPVA2414XMC*+TDR |  | Voluntarily Certified | Single-split-system air condit | False | False | 22800 |  | 14.3 | 13.4 |  |  | False | 30 | 30 | 11.7 | 0 | Coil-Only System | False | Conventional | 07/06/2023 |  | 10/05/2023
Carrier Corp. - Indianapolis | WEATHERMAKER | PA7TAN424**WA* | PA7TAN424**WA* | CVPVA2517XMC*+TDR |  | Voluntarily Certified | Single-split-system air condit | False | False | 23400 |  | 14.3 | 13.4 |  |  | False | 30 | 30 | 11.7 | 0 | Coil-Only System | False | Conventional | 07/06/2023 |  | 10/05/2023
Carrier Corp. - Indianapolis | BRYANT HEATING AND COOLING SYSTEMS | GA5SAN461**WA* | GA5SAN461**WA* | CVPVA6124XMC*+TDR |  | Voluntarily Certified | Single-split-system air condit | False | False | 55500 |  | 14.3 | 13.4 |  |  | False | 30 | 30 | 12 | 0 | Coil-Only System | False | Conventional | 07/06/2023 |  | 10/05/2023
Carrier Corp. - Indianapolis | BRYANT HEATING AND COOLING SYSTEMS | 114SAN060**NA* | 114SAN060**NA* | CVPVA6124XMC*+TDR |  | Voluntarily Certified | Single-split-system air condit | False | False | 55500 |  | 13.4 | 13.4 |  |  | False | 30 | 30 | 11 | 0 | Coil-Only System | False | Conventional | 07/06/2023 |  | 10/05/2023
Carrier Corp. - Indianapolis | BRYANT HEATING AND COOLING SYSTEMS | 707CNXK36000AA* | 707CNXK36000AA* |  |  | Voluntarily Certified | Single-package air conditioner | False | False | 33800 |  | 13.4 | 13.4 |  |  | False | 30 | 30 | 11.05 | 0 |  | False | Conventional | 07/06/2023 |  | 10/05/2023
Carrier Corp. - Indianapolis | BRYANT HEATING AND COOLING SYSTEMS | 126SAN043**WA* | 126SAN043**WA* | CAP**4321AL*+TDR |  | Voluntarily Certified | Single-split-system air condit | False | False | 40000 |  | 14.3 | 13.4 |  |  | False | 30 | 30 | 12.5 | 0 | Coil-Only System | False | Conventional | 07/06/2023 |  | 10/05/2023
Carrier Corp. - Indianapolis | BRYANT HEATING AND COOLING SYSTEMS | CA16NW061*0**B* | CA16NW061*0**B* | CNPV*6124AL*+TDR |  | Voluntarily Certified | Single-split-system air condit | False | False | 57500 |  | 13.8 | 13.4 |  |  | False | 30 | 30 | 11.2 | 0 | Coil-Only System | False | Conventional | 07/06/2023 |  | 10/05/2023
Carrier Corp. - Indianapolis | BRYANT HEATING AND COOLING SYSTEMS | PA5SAN436**WA* | PA5SAN436**WA* | CVPVA3721XMC*+TDR |  | Voluntarily Certified | Single-split-system air condit | False | False | 34200 |  | 14.3 | 13.4 |  |  | False | 30 | 30 | 11.7 | 0 | Coil-Only System | False | Conventional | 07/06/2023 |  | 10/05/2023
Carrier Corp. - Indianapolis | BRYANT HEATING AND COOLING SYSTEMS | PA5SAN424**WA* | PA5SAN424**WA* | CSPVA2414XMC*+TDR |  | Voluntarily Certified | Single-split-system air condit | False | False | 22800 |  | 14.3 | 13.4 |  |  | False | 30 | 30 | 11.7 | 0 | Coil-Only System | False | Conventional | 07/06/2023 |  | 10/05/2023
Carrier Corp. - Indianapolis | BRYANT HEATING AND COOLING SYSTEMS | 189BNV025*0**B*+TSTAT | 189BNV025*0**B*+TSTAT | FV4CN(B,F)005L |  | Voluntarily Certified | Single-split-system air condit | False | False | 24000 |  | 16.5 | 13.4 |  |  | False | 30 | 30 | 11.7 | 0 | Blower Coil System | False | Conventional | 07/06/2023 |  | 10/05/2023
Carrier Corp. - Indianapolis | Heil | N4A4S18*K*NAA* | N4A4S18*K*NAA* | EA*4X19L17A*+TDR |  | Voluntarily Certified | Single-split-system air condit | False | False | 18000 |  | 13.4 | 13.4 |  |  | False | 30 | 30 | 11.5 | 0 | Coil-Only System | False | Conventional | 07/06/2023 |  | 10/05/2023
Carrier Corp. - Indianapolis | Heil | HVA925GKA3* | HVA925GKA3* | FCM4X48***L+WALLCON |  | Voluntarily Certified | Single-split-system air condit | False | False | 23800 |  | 18.5 | 13.4 |  |  | False | 30 | 30 | 11.7 | 0 | Blower Coil System | True | Conventional | 07/06/2023 |  | 10/05/2023
Carrier Corp. - Indianapolis | Keeprite | N4A4S18*K*NAA* | N4A4S18*K*NAA* | EA*4X19L17A*+TDR |  | Voluntarily Certified | Single-split-system air condit | False | False | 18000 |  | 13.4 | 13.4 |  |  | False | 30 | 30 | 11.5 | 0 | Coil-Only System | False | Conventional | 07/06/2023 |  | 10/05/2023
Carrier Corp. - Indianapolis | Keeprite | CVA936GKA3*+TSTAT | CVA936GKA3*+TSTAT | FVM4X48***L |  | Voluntarily Certified | Single-split-system air condit | False | False | 35200 |  | 15.5 | 13.4 |  |  | False | 30 | 30 | 10 | 0 | Blower Coil System | False | Conventional | 07/06/2023 |  | 10/05/2023
Carrier Corp. - Indianapolis | Comfortmaker | N4A4S18*K*NAA* | N4A4S18*K*NAA* | EA*4X19L17A*+TDR |  | Voluntarily Certified | Single-split-system air condit | False | False | 18000 |  | 13.4 | 13.4 |  |  | False | 30 | 30 | 11.5 | 0 | Coil-Only System | False | Conventional | 07/06/2023 |  | 10/05/2023
Carrier Corp. - Indianapolis | Comfortmaker | CVA936GKA3*+TSTAT | CVA936GKA3*+TSTAT | FVM4X48***L |  | Voluntarily Certified | Single-split-system air condit | False | False | 35200 |  | 15.5 | 13.4 |  |  | False | 30 | 30 | 10 | 0 | Blower Coil System | False | Conventional | 07/06/2023 |  | 10/05/2023
Carrier Corp. - Indianapolis | Arcoaire | N4A4S18*K*NAA* | N4A4S18*K*NAA* | EA*4X19L17A*+TDR |  | Voluntarily Certified | Single-split-system air condit | False | False | 18000 |  | 13.4 | 13.4 |  |  | False | 30 | 30 | 11.5 | 0 | Coil-Only System | False | Conventional | 07/06/2023 |  | 10/05/2023
Carrier Corp. - Indianapolis | Arcoaire | HVA925GKA3* | HVA925GKA3* | FCM4X48***L+WALLCON |  | Voluntarily Certified | Single-split-system air condit | False | False | 23800 |  | 18.5 | 13.4 |  |  | False | 30 | 30 | 11.7 | 0 | Blower Coil System | True | Conventional | 07/06/2023 |  | 10/05/2023
Carrier Corp. - Indianapolis | Airquest | R4A5S30*K*WAA* | R4A5S30*K*WAA* | EVD4X30M17A*+TDR |  | Voluntarily Certified | Single-split-system air condit | False | False | 28800 |  | 14.3 | 13.4 |  |  | False | 30 | 30 | 11.7 | 0 | Coil-Only System | False | Conventional | 07/06/2023 |  | 10/05/2023
Carrier Corp. - Indianapolis | Airquest | H4A6S42*K*WAA* | H4A6S42*K*WAA* | EVD4X48M21A*+TDR |  | Voluntarily Certified | Single-split-system air condit | False | False | 45000 |  | 13.8 | 13.4 |  |  | False | 30 | 30 | 11.2 | 0 | Coil-Only System | False | Conventional | 07/06/2023 |  | 10/05/2023
Carrier Corp. - Indianapolis | Airquest | R4A5S43*K*WAA* | R4A5S43*K*WAA* | EA*4X43L21A*+TDR |  | Voluntarily Certified | Single-split-system air condit | False | False | 40000 |  | 14.3 | 13.4 |  |  | False | 30 | 30 | 12.5 | 0 | Coil-Only System | False | Conventional | 07/06/2023 |  | 10/05/2023
Carrier Corp. - Indianapolis | Airquest | PGD442***K***K1 | PGD442***K***K1 |  |  | Voluntarily Certified | Single-package air conditioner | False | False | 39000 |  | 13.4 | 13.4 |  |  | False | 30 | 30 | 11.05 | 0 |  | False | Conventional | 07/06/2023 |  | 10/05/2023
Carrier Corp. - Indianapolis | SMART COMFORT | R4A5S43*K*WAA* | R4A5S43*K*WAA* | EA*4X43L21A*+TDR |  | Voluntarily Certified | Single-split-system air condit | False | False | 40000 |  | 14.3 | 13.4 |  |  | False | 30 | 30 | 12.5 | 0 | Coil-Only System | False | Conventional | 07/06/2023 |  | 10/05/2023
Carrier Corp. - Indianapolis | SMART COMFORT | R4A5S30*K*WAA* | R4A5S30*K*WAA* | EVD4X30M17A*+TDR |  | Voluntarily Certified | Single-split-system air condit | False | False | 28800 |  | 14.3 | 13.4 |  |  | False | 30 | 30 | 11.7 | 0 | Coil-Only System | False | Conventional | 07/06/2023 |  | 10/05/2023
Carrier Corp. - Indianapolis | SMART COMFORT | PAJ436***K***K* | PAJ436***K***K* |  |  | Voluntarily Certified | Single-package air conditioner | False | False | 33600 |  | 13.4 | 13.4 |  |  | False | 30 | 30 | 10.6 | 0 |  | False | Conventional | 07/06/2023 |  | 10/05/2023
Carrier Corp. - Indianapolis | ICP Commercial | PAJ436***K***K* | PAJ436***K***K* |  |  | Voluntarily Certified | Single-package air conditioner | False | False | 33600 |  | 13.4 | 13.4 |  |  | False | 30 | 30 | 10.6 | 0 |  | False | Conventional | 07/06/2023 |  | 10/05/2023
Carrier Corp. - Indianapolis | Arcoaire | PAJ436***K***K* | PAJ436***K***K* |  |  | Voluntarily Certified | Single-package air conditioner | False | False | 33600 |  | 13.4 | 13.4 |  |  | False | 30 | 30 | 10.6 | 0 |  | False | Conventional | 07/06/2023 |  | 10/05/2023
Carrier Corp. - Indianapolis | Airquest | PAJ436***K***K* | PAJ436***K***K* |  |  | Voluntarily Certified | Single-package air conditioner | False | False | 33600 |  | 13.4 | 13.4 |  |  | False | 30 | 30 | 10.6 | 0 |  | False | Conventional | 07/06/2023 |  | 10/05/2023
Carrier Corp. - Indianapolis | Airquest | N4A5S18*K*WAA* | N4A5S18*K*WAA* | ESD4X24M14A*+TDR |  | Voluntarily Certified | Single-split-system air condit | False | False | 17900 |  | 14.3 | 13.4 |  |  | False | 30 | 30 | 11.7 | 0 | Coil-Only System | False | Conventional | 07/06/2023 |  | 10/05/2023
Carrier Corp. - Indianapolis | ICP Commercial | PGD442***K***K1 | PGD442***K***K1 |  |  | Voluntarily Certified | Single-package air conditioner | False | False | 39000 |  | 13.4 | 13.4 |  |  | False | 30 | 30 | 11.05 | 0 |  | False | Conventional | 07/06/2023 |  | 10/05/2023
Carrier Corp. - Indianapolis | MSH Legacy | R4A5S43*K*WAA* | R4A5S43*K*WAA* | EA*4X43L21A*+TDR |  | Voluntarily Certified | Single-split-system air condit | False | False | 40000 |  | 14.3 | 13.4 |  |  | False | 30 | 30 | 12.5 | 0 | Coil-Only System | False | Conventional | 07/06/2023 |  | 10/05/2023
Carrier Corp. - Indianapolis | MSH Legacy | R4A5S30*K*WAA* | R4A5S30*K*WAA* | EVD4X30M17A*+TDR |  | Voluntarily Certified | Single-split-system air condit | False | False | 28800 |  | 14.3 | 13.4 |  |  | False | 30 | 30 | 11.7 | 0 | Coil-Only System | False | Conventional | 07/06/2023 |  | 10/05/2023
Carrier Corp. - Indianapolis | MSH Legacy | N4A5S18*K*WAA* | N4A5S18*K*WAA* | ESD4X24M14A*+TDR |  | Voluntarily Certified | Single-split-system air condit | False | False | 17900 |  | 14.3 | 13.4 |  |  | False | 30 | 30 | 11.7 | 0 | Coil-Only System | False | Conventional | 07/06/2023 |  | 10/05/2023
Carrier Corp. - Indianapolis | Maratherm | R4A5S30*K*WAA* | R4A5S30*K*WAA* | EVD4X30M17A*+TDR |  | Voluntarily Certified | Single-split-system air condit | False | False | 28800 |  | 14.3 | 13.4 |  |  | False | 30 | 30 | 11.7 | 0 | Coil-Only System | False | Conventional | 07/06/2023 |  | 10/05/2023
Carrier Corp. - Indianapolis | Maratherm | N4A5S18*K*WAA* | N4A5S18*K*WAA* | ESD4X24M14A*+TDR |  | Voluntarily Certified | Single-split-system air condit | False | False | 17900 |  | 14.3 | 13.4 |  |  | False | 30 | 30 | 11.7 | 0 | Coil-Only System | False | Conventional | 07/06/2023 |  | 10/05/2023
Carrier Corp. - Indianapolis | Maratherm | R4A5S43*K*WAA* | R4A5S43*K*WAA* | EA*4X43L21A*+TDR |  | Voluntarily Certified | Single-split-system air condit | False | False | 40000 |  | 14.3 | 13.4 |  |  | False | 30 | 30 | 12.5 | 0 | Coil-Only System | False | Conventional | 07/06/2023 |  | 10/05/2023
Carrier Corp. - Indianapolis | BRYANT HEATING AND COOLING SYSTEMS | PA4ZNK030***3*** | PA4ZNK030***3*** |  |  | Voluntarily Certified | Single-package air conditioner | False | False | 28000 |  | 13.4 | 13.4 |  |  | False | 30 | 30 | 10.6 | 0 |  | False | Conventional | 07/06/2023 |  | 10/05/2023
Carrier Corp. - Indianapolis | BRYANT HEATING AND COOLING SYSTEMS | PA4ZNK036***3*** | PA4ZNK036***3*** |  |  | Voluntarily Certified | Single-package air conditioner | False | False | 33600 |  | 13.4 | 13.4 |  |  | False | 30 | 30 | 10.6 | 0 |  | False | Conventional | 07/06/2023 |  | 10/05/2023
Carrier Corp. - Indianapolis | BRYANT HEATING AND COOLING SYSTEMS | 115SAN042**WA* | 115SAN042**WA* | CVPVA4821XMC*+TDR |  | Voluntarily Certified | Single-split-system air condit | False | False | 45000 |  | 13.8 | 13.4 |  |  | False | 30 | 30 | 11.2 | 0 | Coil-Only System | False | Conventional | 07/06/2023 |  | 10/05/2023
Carrier Corp. - Indianapolis | BRYANT HEATING AND COOLING SYSTEMS | 126SAN042**WA* | 126SAN042**WA* | CVPVA4821XMC*+TDR |  | Voluntarily Certified | Single-split-system air condit | False | False | 45000 |  | 13.8 | 13.4 |  |  | False | 30 | 30 | 11.2 | 0 | Coil-Only System | False | Conventional | 07/06/2023 |  | 10/05/2023
Carrier Corp. - Indianapolis | Bryant Heating & Cooling Systems | 707ENXK24000AA* | 707ENXK24000AA* |  |  | Voluntarily Certified | Single-package air conditioner | False | False | 22200 |  | 15.2 | 13.4 |  |  | False | 30 | 30 | 11.5 | 0 |  | False | Conventional | 07/06/2023 |  | 10/05/2023
Carrier Corp. - Indianapolis | Bryant Heating & Cooling Systems | 577ENWK48****A* | 577ENWK48****A* |  |  | Voluntarily Certified | Single-package air conditioner | False | False | 46500 |  | 16 | 13.4 |  |  | False | 30 | 30 | 11.8 | 0 |  | False | Conventional | 07/06/2023 |  | 10/05/2023
Carrier Corp. - Indianapolis | EcoTemp | W4A4S36*K*NAA* | W4A4S36*K*NAA* | WMVC37421XA*+TDR |  | Voluntarily Certified | Single-split-system air condit | False | False | 33600 |  | 13.4 | 13.4 |  |  | False | 30 | 30 | 11.5 | 0 | Coil-Only System | False | Conventional | 07/06/2023 |  | 10/05/2023
Carrier Corp. - Indianapolis | EcoTemp | W4A4S48*K*NAA* | W4A4S48*K*NAA* | WLA*614DA*+TDR |  | Voluntarily Certified | Single-split-system air condit | False | False | 45000 |  | 13.4 | 13.4 |  |  | False | 30 | 30 | 11.5 | 0 | Coil-Only System | False | Conventional | 07/06/2023 |  | 10/05/2023
Carrier Corp. - Indianapolis | EcoTemp | WJA430***K***K* | WJA430***K***K* |  |  | Voluntarily Certified | Single-package air conditioner | False | False | 28000 |  | 13.4 | 13.4 |  |  | False | 30 | 30 | 10.6 | 0 |  | False | Conventional | 07/06/2023 |  | 10/05/2023
Carrier Corp. - Indianapolis | EcoTemp | W4A5S49*K*WAA* | W4A5S49*K*WAA* | WLA*604DA*+TDR |  | Voluntarily Certified | Single-split-system air condit | False | False | 46000 |  | 14.5 | 13.4 |  |  | False | 30 | 30 | 12.5 | 0 | Coil-Only System | False | Conventional | 07/06/2023 |  | 10/05/2023
Carrier Corp. - Indianapolis | EcoTemp | W4A7T60*K*WAA* | W4A7T60*K*WAA* | WMVC61424XA*+TDR |  | Voluntarily Certified | Single-split-system air condit | False | False | 57500 |  | 13.8 | 13.4 |  |  | False | 30 | 30 | 11.5 | 0 | Coil-Only System | False | Conventional | 07/06/2023 |  | 10/05/2023
Carrier Corp. - Indianapolis | Bryant Heating & Cooling Systems | 707ENXK48000AA* | 707ENXK48000AA* |  |  | Voluntarily Certified | Single-package air conditioner | False | False | 46500 |  | 16 | 13.4 |  |  | False | 30 | 30 | 11.8 | 0 |  | False | Conventional | 07/06/2023 |  | 10/05/2023
Carrier Corp. - Indianapolis | EcoTemp | W4A7T24*K*WAA* | W4A7T24*K*WAA* | WMVC25417XA*+TDR |  | Voluntarily Certified | Single-split-system air condit | False | False | 23400 |  | 14.3 | 13.4 |  |  | False | 30 | 30 | 11.7 | 0 | Coil-Only System | False | Conventional | 07/06/2023 |  | 10/05/2023
Carrier Corp. - Indianapolis | EcoTemp | W4A5S30*K*WAA* | W4A5S30*K*WAA* | WMVC30417XA*+TDR |  | Voluntarily Certified | Single-split-system air condit | False | False | 28800 |  | 14.3 | 13.4 |  |  | False | 30 | 30 | 11.7 | 0 | Coil-Only System | False | Conventional | 07/06/2023 |  | 10/05/2023
Carrier Corp. - Indianapolis | EcoTemp | W4A5S24*K*WAA* | W4A5S24*K*WAA* | WMSC24414XA*+TDR |  | Voluntarily Certified | Single-split-system air condit | False | False | 22800 |  | 14.3 | 13.4 |  |  | False | 30 | 30 | 11.7 | 0 | Coil-Only System | False | Conventional | 07/06/2023 |  | 10/05/2023
Carrier Corp. - Indianapolis | Bryant Heating & Cooling Systems | 707ENXK36000AA* | 707ENXK36000AA* |  |  | Voluntarily Certified | Single-package air conditioner | False | False | 34800 |  | 15.2 | 13.4 |  |  | False | 30 | 30 | 11.5 | 0 |  | False | Conventional | 07/06/2023 |  | 10/05/2023
Carrier Corp. - Indianapolis | Kenmore | PGD424***K***K1 | PGD424***K***K1 |  |  | Voluntarily Certified | Single-package air conditioner | False | False | 22800 |  | 13.4 | 13.4 |  |  | False | 30 | 30 | 11.05 | 0 |  | False | Conventional | 07/06/2023 |  | 10/05/2023
Carrier Corp. - Indianapolis | Kenmore | PAD442000K***K1 | PAD442000K***K1 |  |  | Voluntarily Certified | Single-package air conditioner | False | False | 39000 |  | 13.4 | 13.4 |  |  | False | 30 | 30 | 11.05 | 0 |  | False | Conventional | 07/06/2023 |  | 10/05/2023
Carrier Corp. - Indianapolis | Kenmore | (C,H,T)4A7T60*K*WAA* | (C,H,T)4A7T60*K*WAA* | EVD4X61M24A*+TDR |  | Voluntarily Certified | Single-split-system air condit | False | False | 57500 |  | 13.8 | 13.4 |  |  | False | 30 | 30 | 11.5 | 0 | Coil-Only System | False | Conventional | 07/06/2023 |  | 10/05/2023
Carrier Corp. - Indianapolis | Kenmore | PGR524***K***K1 | PGR524***K***K1 |  |  | Voluntarily Certified | Single-package air conditioner | False | False | 22200 |  | 15.2 | 13.4 |  |  | False | 30 | 30 | 11.5 | 0 |  | False | Conventional | 07/06/2023 |  | 10/05/2023
Carrier Corp. - Indianapolis | Kenmore | (C,H,T)4A6S24*K*WAA* | (C,H,T)4A6S24*K*WAA* | ESD4X24M14A*+TDR |  | Voluntarily Certified | Single-split-system air condit | False | False | 23400 |  | 14.3 | 13.4 |  |  | False | 30 | 30 | 11.7 | 0 | Coil-Only System | False | Conventional | 07/06/2023 |  | 10/05/2023
Carrier Corp. - Indianapolis | Kenmore | (C,H,T)4A6S36*K*WAA* | (C,H,T)4A6S36*K*WAA* | EVD4X37M21A*+TDR |  | Voluntarily Certified | Single-split-system air condit | False | False | 34200 |  | 14.3 | 13.4 |  |  | False | 30 | 30 | 11.7 | 0 | Coil-Only System | False | Conventional | 07/06/2023 |  | 10/05/2023
Carrier Corp. - Indianapolis | Kenmore | N4A5S48*K*WAA* | N4A5S48*K*WAA* | EVD4X48M21A*+TDR |  | Voluntarily Certified | Single-split-system air condit | False | False | 46500 |  | 13.8 | 13.4 |  |  | False | 30 | 30 | 11.2 | 0 | Coil-Only System | False | Conventional | 07/06/2023 |  | 10/05/2023
Carrier Corp. - Indianapolis | Carrier | 24SPA618W**30* | 24SPA618W**30* | CSPVA2414XMC*+TDR |  | Voluntarily Certified | Single-split-system air condit | False | False | 17900 |  | 14.3 | 13.4 |  |  | False | 30 | 30 | 11.7 | 0 | Coil-Only System | False | Conventional | 07/06/2023 |  | 10/05/2023
Carrier Corp. - Indianapolis | Carrier | GA4SAN448**NA* | GA4SAN448**NA* | CAP**6124AL*+TDR |  | Voluntarily Certified | Single-split-system air condit | False | False | 45000 |  | 13.4 | 13.4 |  |  | False | 30 | 30 | 11.5 | 0 | Coil-Only System | False | Conventional | 07/06/2023 |  | 10/05/2023
Carrier Corp. - Indianapolis | Carrier | 24VNA960A*031* | 24VNA960A*031* | FE4ANB006L+UI |  | Voluntarily Certified | Single-split-system air condit | False | False | 57000 |  | 16.5 | 13.4 |  |  | False | 30 | 30 | 9.5 | 0 | Blower Coil System | True | Conventional | 07/06/2023 |  | 10/05/2023
Carrier Corp. - Indianapolis | Carrier | 48VL*K42***30* | 48VL*K42***30* |  |  | Voluntarily Certified | Single-package air conditioner | False | False | 39000 |  | 13.4 | 13.4 |  |  | False | 30 | 30 | 11.05 | 0 |  | False | Conventional | 07/06/2023 |  | 10/05/2023
Carrier Corp. - Indianapolis | Carrier | 48VG*K24***30* | 48VG*K24***30* |  |  | Voluntarily Certified | Single-package air conditioner | False | False | 22200 |  | 15.2 | 13.4 |  |  | False | 30 | 30 | 11.5 | 0 |  | False | Conventional | 07/06/2023 |  | 10/05/2023
Carrier Corp. - Indianapolis | Carrier | 50ZPK024***3*** | 50ZPK024***3*** |  |  | Voluntarily Certified | Single-package air conditioner | False | False | 23200 |  | 13.4 | 13.4 |  |  | False | 30 | 30 | 10.6 | 0 |  | False | Conventional | 07/06/2023 |  | 10/05/2023
Carrier Corp. - Indianapolis | Carrier | 24SCA430N**30* | 24SCA430N**30* | CAP**3721AL*+TDR |  | Voluntarily Certified | Single-split-system air condit | False | False | 29400 |  | 14 | 13.4 |  |  | False | 30 | 30 | 11.5 | 0 | Coil-Only System | False | Conventional | 07/06/2023 |  | 10/05/2023
Carrier Corp. - Indianapolis | Carrier | 24SPA643W**30* | 24SPA643W**30* | CAP**4321AL*+TDR |  | Voluntarily Certified | Single-split-system air condit | False | False | 40000 |  | 14.3 | 13.4 |  |  | False | 30 | 30 | 12.5 | 0 | Coil-Only System | False | Conventional | 07/06/2023 |  | 10/05/2023
Carrier Corp. - Indianapolis | EcoTemp | W4A7T36*K*WAA* | W4A7T36*K*WAA* | WMVC37421XA*+TDR |  | Voluntarily Certified | Single-split-system air condit | False | False | 35000 |  | 14.3 | 13.4 |  |  | False | 30 | 30 | 12 | 0 | Coil-Only System | False | Conventional | 07/06/2023 |  | 10/05/2023
Carrier Corp. - Indianapolis | EcoTemp | W4A5S48*K*WAA* | W4A5S48*K*WAA* | WMVC48421XA*+TDR |  | Voluntarily Certified | Single-split-system air condit | False | False | 46500 |  | 13.8 | 13.4 |  |  | False | 30 | 30 | 11.2 | 0 | Coil-Only System | False | Conventional | 07/06/2023 |  | 10/05/2023
Carrier Corp. - Indianapolis | EcoTemp | W4A5S43*K*WAA* | W4A5S43*K*WAA* | WLA*434CA*+TDR |  | Voluntarily Certified | Single-split-system air condit | False | False | 40000 |  | 14.3 | 13.4 |  |  | False | 30 | 30 | 12.5 | 0 | Coil-Only System | False | Conventional | 07/06/2023 |  | 10/05/2023
Carrier Corp. - Indianapolis | Kenmore | S4A5S18*K*WAA* | S4A5S18*K*WAA* | EA*4X19L17A*+TDR |  | Voluntarily Certified | Single-split-system air condit | False | False | 18000 |  | 14.3 | 13.4 |  |  | False | 30 | 30 | 12.5 | 0 | Coil-Only System | False | Conventional | 07/06/2023 |  | 10/05/2023
Carrier Corp. - Indianapolis | Kenmore | N4A4S24*K*NAA* | N4A4S24*K*NAA* | ESD4X24M14A*+TDR |  | Voluntarily Certified | Single-split-system air condit | False | False | 23200 |  | 13.4 | 13.4 |  |  | False | 30 | 30 | 11.5 | 0 | Coil-Only System | False | Conventional | 07/06/2023 |  | 10/05/2023
Carrier Corp. - Indianapolis | Kenmore | PGR536***K***K1 | PGR536***K***K1 |  |  | Voluntarily Certified | Single-package air conditioner | False | False | 34800 |  | 15.2 | 13.4 |  |  | False | 30 | 30 | 11.5 | 0 |  | False | Conventional | 07/06/2023 |  | 10/05/2023
Carrier Corp. - Indianapolis | EcoTemp | W4A5S61*K*WAA* | W4A5S61*K*WAA* | WMVC61424XA*+TDR |  | Voluntarily Certified | Single-split-system air condit | False | False | 55500 |  | 14.3 | 13.4 |  |  | False | 30 | 30 | 12 | 0 | Coil-Only System | False | Conventional | 07/06/2023 |  | 10/05/2023
Carrier Corp. - Indianapolis | Kenmore | R4A4S24*K*NAA* | R4A4S24*K*NAA* | ESD4X24M14A*+TDR |  | Voluntarily Certified | Single-split-system air condit | False | False | 23200 |  | 13.4 | 13.4 |  |  | False | 30 | 30 | 11.5 | 0 | Coil-Only System | False | Conventional | 07/06/2023 |  | 10/05/2023
Carrier Corp. - Indianapolis | Kenmore | (C,H,T)4A6S43*K*WAA* | (C,H,T)4A6S43*K*WAA* | EA*4X43L21A*+TDR |  | Voluntarily Certified | Single-split-system air condit | False | False | 40000 |  | 14.3 | 13.4 |  |  | False | 30 | 30 | 12.5 | 0 | Coil-Only System | False | Conventional | 07/06/2023 |  | 10/05/2023
Carrier Corp. - Indianapolis | Kenmore | PAD460000K***K1 | PAD460000K***K1 |  |  | Voluntarily Certified | Single-package air conditioner | False | False | 56000 |  | 13.4 | 13.4 |  |  | False | 30 | 30 | 11.05 | 0 |  | False | Conventional | 07/06/2023 |  | 10/05/2023
Carrier Corp. - Indianapolis | Kenmore | PAR548000K***K1 | PAR548000K***K1 |  |  | Voluntarily Certified | Single-package air conditioner | False | False | 46500 |  | 16 | 13.4 |  |  | False | 30 | 30 | 11.8 | 0 |  | False | Conventional | 07/06/2023 |  | 10/05/2023
Carrier Corp. - Indianapolis | Kenmore | PAR560000K***K1 | PAR560000K***K1 |  |  | Voluntarily Certified | Single-package air conditioner | False | False | 56000 |  | 15.2 | 13.4 |  |  | False | 30 | 30 | 11.5 | 0 |  | False | Conventional | 07/06/2023 |  | 10/05/2023
Carrier Corp. - Indianapolis | Kenmore | PAJ460***K***K* | PAJ460***K***K* |  |  | Voluntarily Certified | Single-package air conditioner | False | False | 53500 |  | 13.4 | 13.4 |  |  | False | 30 | 30 | 10.6 | 0 |  | False | Conventional | 07/06/2023 |  | 10/05/2023
Carrier Corp. - Indianapolis | Kenmore | N4A7T48*K*WAA* | N4A7T48*K*WAA* | EVD4X49M24A*+TDR |  | Voluntarily Certified | Single-split-system air condit | False | False | 47000 |  | 13.8 | 13.4 |  |  | False | 30 | 30 | 12 | 0 | Coil-Only System | False | Conventional | 07/06/2023 |  | 10/05/2023
Carrier Corp. - Indianapolis | Kenmore | N4A5S42*K*WAA* | N4A5S42*K*WAA* | EVD4X48M21A*+TDR |  | Voluntarily Certified | Single-split-system air condit | False | False | 45000 |  | 13.8 | 13.4 |  |  | False | 30 | 30 | 11.2 | 0 | Coil-Only System | False | Conventional | 07/06/2023 |  | 10/05/2023
Carrier Corp. - Indianapolis | Carrier | 24ABC660B0031* | 24ABC660B0031* | CNPV*6124AL*+TDR |  | Voluntarily Certified | Single-split-system air condit | False | False | 57500 |  | 13.8 | 13.4 |  |  | False | 30 | 30 | 11.2 | 0 | Coil-Only System | False | Conventional | 07/06/2023 |  | 10/05/2023
Carrier Corp. - Indianapolis | Carrier | 24ACC660B0031* | 24ACC660B0031* | CNPV*6124AL*+TDR |  | Voluntarily Certified | Single-split-system air condit | False | False | 57500 |  | 13.8 | 13.4 |  |  | False | 30 | 30 | 11.2 | 0 | Coil-Only System | False | Conventional | 07/06/2023 |  | 10/05/2023
Carrier Corp. - Indianapolis | Carrier | GA5SAN448**WA* | GA5SAN448**WA* | CVPVA4821XMC*+TDR |  | Voluntarily Certified | Single-split-system air condit | False | False | 46500 |  | 13.8 | 13.4 |  |  | False | 30 | 30 | 11.2 | 0 | Coil-Only System | False | Conventional | 07/06/2023 |  | 10/05/2023
Carrier Corp. - Indianapolis | Kenmore | R4A4S30*K*NAA* | R4A4S30*K*NAA* | EA*4X37L21A*+TDR |  | Voluntarily Certified | Single-split-system air condit | False | False | 29400 |  | 14 | 13.4 |  |  | False | 30 | 30 | 11.5 | 0 | Coil-Only System | False | Conventional | 07/06/2023 |  | 10/05/2023
Carrier Corp. - Indianapolis | Kenmore | S4A5S30*K*WAA* | S4A5S30*K*WAA* | EA*4X37L21A*+TDR |  | Voluntarily Certified | Single-split-system air condit | False | False | 28400 |  | 14.3 | 13.4 |  |  | False | 30 | 30 | 12 | 0 | Coil-Only System | False | Conventional | 07/06/2023 |  | 10/05/2023
Carrier Corp. - Indianapolis | Kenmore | PAR524000K***K1 | PAR524000K***K1 |  |  | Voluntarily Certified | Single-package air conditioner | False | False | 22200 |  | 15.2 | 13.4 |  |  | False | 30 | 30 | 11.5 | 0 |  | False | Conventional | 07/06/2023 |  | 10/05/2023
Carrier Corp. - Indianapolis | Kenmore | N4A7T24*K*WAA* | N4A7T24*K*WAA* | EVD4X25M17A*+TDR |  | Voluntarily Certified | Single-split-system air condit | False | False | 23400 |  | 14.3 | 13.4 |  |  | False | 30 | 30 | 11.7 | 0 | Coil-Only System | False | Conventional | 07/06/2023 |  | 10/05/2023
Carrier Corp. - Indianapolis | Kenmore | R4A5S18*K*WAA* | R4A5S18*K*WAA* | ESD4X24M14A*+TDR |  | Voluntarily Certified | Single-split-system air condit | False | False | 17900 |  | 14.3 | 13.4 |  |  | False | 30 | 30 | 11.7 | 0 | Coil-Only System | False | Conventional | 07/06/2023 |  | 10/05/2023
Carrier Corp. - Indianapolis | Kenmore | R4A5S42*K*WAA* | R4A5S42*K*WAA* | EVD4X48M21A*+TDR |  | Voluntarily Certified | Single-split-system air condit | False | False | 45000 |  | 13.8 | 13.4 |  |  | False | 30 | 30 | 11.2 | 0 | Coil-Only System | False | Conventional | 07/06/2023 |  | 10/05/2023
Carrier Corp. - Indianapolis | Kenmore | PGD436***K***K1 | PGD436***K***K1 |  |  | Voluntarily Certified | Single-package air conditioner | False | False | 33800 |  | 13.4 | 13.4 |  |  | False | 30 | 30 | 11.05 | 0 |  | False | Conventional | 07/06/2023 |  | 10/05/2023
Carrier Corp. - Indianapolis | EcoTemp | W4A7T48*K*WAA* | W4A7T48*K*WAA* | WMVC49424XA*+TDR |  | Voluntarily Certified | Single-split-system air condit | False | False | 47000 |  | 13.8 | 13.4 |  |  | False | 30 | 30 | 12 | 0 | Coil-Only System | False | Conventional | 07/06/2023 |  | 10/05/2023
Carrier Corp. - Indianapolis | WEATHERMAKER | PA4SAN418**NA* | PA4SAN418**NA* | CAP**1917AL*+TDR |  | Voluntarily Certified | Single-split-system air condit | False | False | 18000 |  | 13.4 | 13.4 |  |  | False | 30 | 30 | 11.5 | 0 | Coil-Only System | False | Conventional | 07/06/2023 |  | 10/05/2023
Carrier Corp. - Indianapolis | Airquest | PAJ430***K***K* | PAJ430***K***K* |  |  | Voluntarily Certified | Single-package air conditioner | False | False | 28000 |  | 13.4 | 13.4 |  |  | False | 30 | 30 | 10.6 | 0 |  | False | Conventional | 07/06/2023 |  | 10/05/2023
Carrier Corp. - Indianapolis | EcoTemp | WJA460***K***K* | WJA460***K***K* |  |  | Voluntarily Certified | Single-package air conditioner | False | False | 53500 |  | 13.4 | 13.4 |  |  | False | 30 | 30 | 10.6 | 0 |  | False | Conventional | 07/06/2023 |  | 10/05/2023
Carrier Corp. - Indianapolis | EcoTemp | WCA6604GKB** | WCA6604GKB** | WLNC614DA*+TDR |  | Voluntarily Certified | Single-split-system air condit | False | False | 57500 |  | 13.8 | 13.4 |  |  | False | 30 | 30 | 11.2 | 0 | Coil-Only System | False | Conventional | 07/06/2023 |  | 10/05/2023
Carrier Corp. - Indianapolis | EcoTemp | W4A4S42*K*NAA* | W4A4S42*K*NAA* | WMVC42421XA*+TDR |  | Voluntarily Certified | Single-split-system air condit | False | False | 38500 |  | 13.4 | 13.4 |  |  | False | 30 | 30 | 11 | 0 | Coil-Only System | False | Conventional | 07/06/2023 |  | 10/05/2023
Carrier Corp. - Indianapolis | EcoTemp | WJA442***K***K* | WJA442***K***K* |  |  | Voluntarily Certified | Single-package air conditioner | False | False | 40500 |  | 13.4 | 13.4 |  |  | False | 30 | 30 | 10.6 | 0 |  | False | Conventional | 07/06/2023 |  | 10/05/2023
Carrier Corp. - Indianapolis | Airquest | S4A5S36*K*WAA* | S4A5S36*K*WAA* | EA*4X37L21A*+TDR |  | Voluntarily Certified | Single-split-system air condit | False | False | 35600 |  | 14.5 | 13.4 |  |  | False | 30 | 30 | 12.5 | 0 | Coil-Only System | False | Conventional | 07/06/2023 |  | 10/05/2023
Carrier Corp. - Indianapolis | Airquest | H4A6S49*K*WAA* | H4A6S49*K*WAA* | EA*4X60L24A*+TDR |  | Voluntarily Certified | Single-split-system air condit | False | False | 46000 |  | 14.5 | 13.4 |  |  | False | 30 | 30 | 12.5 | 0 | Coil-Only System | False | Conventional | 07/06/2023 |  | 10/05/2023
Carrier Corp. - Indianapolis | SMART COMFORT | PAJ430***K***K* | PAJ430***K***K* |  |  | Voluntarily Certified | Single-package air conditioner | False | False | 28000 |  | 13.4 | 13.4 |  |  | False | 30 | 30 | 10.6 | 0 |  | False | Conventional | 07/06/2023 |  | 10/05/2023
Carrier Corp. - Indianapolis | ICP Commercial | PAJ430***K***K* | PAJ430***K***K* |  |  | Voluntarily Certified | Single-package air conditioner | False | False | 28000 |  | 13.4 | 13.4 |  |  | False | 30 | 30 | 10.6 | 0 |  | False | Conventional | 07/06/2023 |  | 10/05/2023
Carrier Corp. - Indianapolis | Bryant Heating & Cooling Systems | 577ENWK60****A* | 577ENWK60****A* |  |  | Voluntarily Certified | Single-package air conditioner | False | False | 56000 |  | 15.2 | 13.4 |  |  | False | 30 | 30 | 11.5 | 0 |  | False | Conventional | 07/06/2023 |  | 10/05/2023
Carrier Corp. - Indianapolis | EcoTemp | WJA424***K***K* | WJA424***K***K* |  |  | Voluntarily Certified | Single-package air conditioner | False | False | 23200 |  | 13.4 | 13.4 |  |  | False | 30 | 30 | 10.6 | 0 |  | False | Conventional | 07/06/2023 |  | 10/05/2023
Carrier Corp. - Indianapolis | EcoTemp | W4A5S42*K*WAA* | W4A5S42*K*WAA* | WMVC48421XA*+TDR |  | Voluntarily Certified | Single-split-system air condit | False | False | 45000 |  | 13.8 | 13.4 |  |  | False | 30 | 30 | 11.2 | 0 | Coil-Only System | False | Conventional | 07/06/2023 |  | 10/05/2023
Carrier Corp. - Indianapolis | MSH Legacy | N4A5S60*K*WAA* | N4A5S60*K*WAA* | EVD4X61M24A*+TDR |  | Voluntarily Certified | Single-split-system air condit | False | False | 56500 |  | 13.8 | 13.4 |  |  | False | 30 | 30 | 11.2 | 0 | Coil-Only System | False | Conventional | 07/06/2023 |  | 10/05/2023
Carrier Corp. - Indianapolis | Maratherm | N4A5S60*K*WAA* | N4A5S60*K*WAA* | EVD4X61M24A*+TDR |  | Voluntarily Certified | Single-split-system air condit | False | False | 56500 |  | 13.8 | 13.4 |  |  | False | 30 | 30 | 11.2 | 0 | Coil-Only System | False | Conventional | 07/06/2023 |  | 10/05/2023
Carrier Corp. - Indianapolis | Heil | H4A6S30*K*WAA* | H4A6S30*K*WAA* | EVD4X30M17A*+TDR |  | Voluntarily Certified | Single-split-system air condit | False | False | 28800 |  | 14.3 | 13.4 |  |  | False | 30 | 30 | 11.7 | 0 | Coil-Only System | False | Conventional | 07/06/2023 |  | 10/05/2023
Carrier Corp. - Indianapolis | Heil | N4A5S60*K*WAA* | N4A5S60*K*WAA* | EVD4X61M24A*+TDR |  | Voluntarily Certified | Single-split-system air condit | False | False | 56500 |  | 13.8 | 13.4 |  |  | False | 30 | 30 | 11.2 | 0 | Coil-Only System | False | Conventional | 07/06/2023 |  | 10/05/2023
Carrier Corp. - Indianapolis | Kenmore | (C,H,T)4A6S61*K*WAA* | (C,H,T)4A6S61*K*WAA* | EVD4X61M24A*+TDR |  | Voluntarily Certified | Single-split-system air condit | False | False | 55500 |  | 14.3 | 13.4 |  |  | False | 30 | 30 | 12 | 0 | Coil-Only System | False | Conventional | 07/06/2023 |  | 10/05/2023
Carrier Corp. - Indianapolis | Kenmore | (C,H,T)4A6S49*K*WAA* | (C,H,T)4A6S49*K*WAA* | EA*4X60L24A*+TDR |  | Voluntarily Certified | Single-split-system air condit | False | False | 46000 |  | 14.5 | 13.4 |  |  | False | 30 | 30 | 12.5 | 0 | Coil-Only System | False | Conventional | 07/06/2023 |  | 10/05/2023
Carrier Corp. - Indianapolis | Kenmore | (C,H,T)VA948GKA2* | (C,H,T)VA948GKA2* | FCM4X60***L+WALLCON |  | Voluntarily Certified | Single-split-system air condit | False | False | 46000 |  | 18 | 13.4 |  |  | False | 30 | 30 | 10.5 | 0 | Blower Coil System | True | Conventional | 07/06/2023 |  | 10/05/2023
Carrier Corp. - Indianapolis | Kenmore | (C,H,T)VA960GKA2*+TSTAT | (C,H,T)VA960GKA2*+TSTAT | FVM4X60***L |  | Voluntarily Certified | Single-split-system air condit | False | False | 57500 |  | 14.5 | 13.4 |  |  | False | 30 | 30 | 9.5 | 0 | Blower Coil System | False | Conventional | 07/06/2023 |  | 10/05/2023
Carrier Corp. - Indianapolis | Airquest | H4A6S30*K*WAA* | H4A6S30*K*WAA* | EVD4X30M17A*+TDR |  | Voluntarily Certified | Single-split-system air condit | False | False | 28800 |  | 14.3 | 13.4 |  |  | False | 30 | 30 | 11.7 | 0 | Coil-Only System | False | Conventional | 07/06/2023 |  | 10/05/2023
Carrier Corp. - Indianapolis | Airquest | N4A5S60*K*WAA* | N4A5S60*K*WAA* | EVD4X61M24A*+TDR |  | Voluntarily Certified | Single-split-system air condit | False | False | 56500 |  | 13.8 | 13.4 |  |  | False | 30 | 30 | 11.2 | 0 | Coil-Only System | False | Conventional | 07/06/2023 |  | 10/05/2023
Carrier Corp. - Indianapolis | WEATHERMAKER | PA16NW060B0**C* | PA16NW060B0**C* | CNPV*6124AL*+TDR |  | Voluntarily Certified | Single-split-system air condit | False | False | 57500 |  | 13.8 | 13.4 |  |  | False | 30 | 30 | 11.2 | 0 | Coil-Only System | False | Conventional | 07/06/2023 |  | 10/05/2023
Carrier Corp. - Indianapolis | EcoTemp | W4A4S30*K*NAA* | W4A4S30*K*NAA* | WLA*374CA*+TDR |  | Voluntarily Certified | Single-split-system air condit | False | False | 29400 |  | 14 | 13.4 |  |  | False | 30 | 30 | 11.5 | 0 | Coil-Only System | False | Conventional | 07/06/2023 |  | 10/05/2023
Carrier Corp. - Indianapolis | Kenmore | N4A4S42*K*NAA* | N4A4S42*K*NAA* | EVD4X42M21A*+TDR |  | Voluntarily Certified | Single-split-system air condit | False | False | 38500 |  | 13.4 | 13.4 |  |  | False | 30 | 30 | 11 | 0 | Coil-Only System | False | Conventional | 07/06/2023 |  | 10/05/2023
Carrier Corp. - Indianapolis | Kenmore | R4A4S18*K*NAA* | R4A4S18*K*NAA* | EA*4X19L17A*+TDR |  | Voluntarily Certified | Single-split-system air condit | False | False | 18000 |  | 13.4 | 13.4 |  |  | False | 30 | 30 | 11.5 | 0 | Coil-Only System | False | Conventional | 07/06/2023 |  | 10/05/2023
Carrier Corp. - Indianapolis | Kenmore | (C,H,T)VA948GKA2*+TSTAT | (C,H,T)VA948GKA2*+TSTAT | FVM4X60***L |  | Voluntarily Certified | Single-split-system air condit | False | False | 46000 |  | 15.5 | 13.4 |  |  | False | 30 | 30 | 10.5 | 0 | Blower Coil System | False | Conventional | 07/06/2023 |  | 10/05/2023
Carrier Corp. - Indianapolis | Kenmore | N4A5S30*K*WAA* | N4A5S30*K*WAA* | EVD4X30M17A*+TDR |  | Voluntarily Certified | Single-split-system air condit | False | False | 28800 |  | 14.3 | 13.4 |  |  | False | 30 | 30 | 11.7 | 0 | Coil-Only System | False | Conventional | 07/06/2023 |  | 10/05/2023
Carrier Corp. - Indianapolis | MSH Legacy | N4A4S42*K*NAA* | N4A4S42*K*NAA* | EVD4X42M21A*+TDR |  | Voluntarily Certified | Single-split-system air condit | False | False | 38500 |  | 13.4 | 13.4 |  |  | False | 30 | 30 | 11 | 0 | Coil-Only System | False | Conventional | 07/06/2023 |  | 10/05/2023
Carrier Corp. - Indianapolis | MSH Legacy | R4A4S18*K*NAA* | R4A4S18*K*NAA* | EA*4X19L17A*+TDR |  | Voluntarily Certified | Single-split-system air condit | False | False | 18000 |  | 13.4 | 13.4 |  |  | False | 30 | 30 | 11.5 | 0 | Coil-Only System | False | Conventional | 07/06/2023 |  | 10/05/2023
Carrier Corp. - Indianapolis | MSH Legacy | N4A5S30*K*WAA* | N4A5S30*K*WAA* | EVD4X30M17A*+TDR |  | Voluntarily Certified | Single-split-system air condit | False | False | 28800 |  | 14.3 | 13.4 |  |  | False | 30 | 30 | 11.7 | 0 | Coil-Only System | False | Conventional | 07/06/2023 |  | 10/05/2023
Carrier Corp. - Indianapolis | Maratherm | N4A5S30*K*WAA* | N4A5S30*K*WAA* | EVD4X30M17A*+TDR |  | Voluntarily Certified | Single-split-system air condit | False | False | 28800 |  | 14.3 | 13.4 |  |  | False | 30 | 30 | 11.7 | 0 | Coil-Only System | False | Conventional | 07/06/2023 |  | 10/05/2023
Carrier Corp. - Indianapolis | Maratherm | N4A4S42*K*NAA* | N4A4S42*K*NAA* | EVD4X42M21A*+TDR |  | Voluntarily Certified | Single-split-system air condit | False | False | 38500 |  | 13.4 | 13.4 |  |  | False | 30 | 30 | 11 | 0 | Coil-Only System | False | Conventional | 07/06/2023 |  | 10/05/2023
Carrier Corp. - Indianapolis | Maratherm | R4A4S18*K*NAA* | R4A4S18*K*NAA* | EA*4X19L17A*+TDR |  | Voluntarily Certified | Single-split-system air condit | False | False | 18000 |  | 13.4 | 13.4 |  |  | False | 30 | 30 | 11.5 | 0 | Coil-Only System | False | Conventional | 07/06/2023 |  | 10/05/2023
Carrier Corp. - Indianapolis | Heil | N4A5S30*K*WAA* | N4A5S30*K*WAA* | EVD4X30M17A*+TDR |  | Voluntarily Certified | Single-split-system air condit | False | False | 28800 |  | 14.3 | 13.4 |  |  | False | 30 | 30 | 11.7 | 0 | Coil-Only System | False | Conventional | 07/06/2023 |  | 10/05/2023
Carrier Corp. - Indianapolis | Airquest | N4A5S30*K*WAA* | N4A5S30*K*WAA* | EVD4X30M17A*+TDR |  | Voluntarily Certified | Single-split-system air condit | False | False | 28800 |  | 14.3 | 13.4 |  |  | False | 30 | 30 | 11.7 | 0 | Coil-Only System | False | Conventional | 07/06/2023 |  | 10/05/2023
Carrier Corp. - Indianapolis | Airquest | N4A4S42*K*NAA* | N4A4S42*K*NAA* | EVD4X42M21A*+TDR |  | Voluntarily Certified | Single-split-system air condit | False | False | 38500 |  | 13.4 | 13.4 |  |  | False | 30 | 30 | 11 | 0 | Coil-Only System | False | Conventional | 07/06/2023 |  | 10/05/2023
Carrier Corp. - Indianapolis | Airquest | R4A4S18*K*NAA* | R4A4S18*K*NAA* | EA*4X19L17A*+TDR |  | Voluntarily Certified | Single-split-system air condit | False | False | 18000 |  | 13.4 | 13.4 |  |  | False | 30 | 30 | 11.5 | 0 | Coil-Only System | False | Conventional | 07/06/2023 |  | 10/05/2023
Carrier Corp. - Indianapolis | Airquest | HVA960GKA2*+TSTAT | HVA960GKA2*+TSTAT | FVM4X60***L |  | Voluntarily Certified | Single-split-system air condit | False | False | 57500 |  | 14.5 | 13.4 |  |  | False | 30 | 30 | 9.5 | 0 | Blower Coil System | False | Conventional | 07/06/2023 |  | 10/05/2023
Carrier Corp. - Indianapolis | Airquest | HVA948GKA2* | HVA948GKA2* | FCM4X60***L+WALLCON |  | Voluntarily Certified | Single-split-system air condit | False | False | 46000 |  | 18 | 13.4 |  |  | False | 30 | 30 | 10.5 | 0 | Blower Coil System | True | Conventional | 07/06/2023 |  | 10/05/2023
Carrier Corp. - Indianapolis | SMART COMFORT | R4A4S18*K*NAA* | R4A4S18*K*NAA* | EA*4X19L17A*+TDR |  | Voluntarily Certified | Single-split-system air condit | False | False | 18000 |  | 13.4 | 13.4 |  |  | False | 30 | 30 | 11.5 | 0 | Coil-Only System | False | Conventional | 07/06/2023 |  | 10/05/2023
Carrier Corp. - Indianapolis | Heil | N4A4S42*K*NAA* | N4A4S42*K*NAA* | EVD4X42M21A*+TDR |  | Voluntarily Certified | Single-split-system air condit | False | False | 38500 |  | 13.4 | 13.4 |  |  | False | 30 | 30 | 11 | 0 | Coil-Only System | False | Conventional | 07/06/2023 |  | 10/05/2023
Carrier Corp. - Indianapolis | Heil | R4A4S18*K*NAA* | R4A4S18*K*NAA* | EA*4X19L17A*+TDR |  | Voluntarily Certified | Single-split-system air condit | False | False | 18000 |  | 13.4 | 13.4 |  |  | False | 30 | 30 | 11.5 | 0 | Coil-Only System | False | Conventional | 07/06/2023 |  | 10/05/2023
Carrier Corp. - Indianapolis | Heil | HVA948GKA2* | HVA948GKA2* | FCM4X60***L+WALLCON |  | Voluntarily Certified | Single-split-system air condit | False | False | 46000 |  | 18 | 13.4 |  |  | False | 30 | 30 | 10.5 | 0 | Blower Coil System | True | Conventional | 07/06/2023 |  | 10/05/2023
Carrier Corp. - Indianapolis | Heil | HVA960GKA2*+TSTAT | HVA960GKA2*+TSTAT | FVM4X60***L |  | Voluntarily Certified | Single-split-system air condit | False | False | 57500 |  | 14.5 | 13.4 |  |  | False | 30 | 30 | 9.5 | 0 | Blower Coil System | False | Conventional | 07/06/2023 |  | 10/05/2023
Carrier Corp. - Indianapolis | Tempstar | T4A6S30*K*WAA* | T4A6S30*K*WAA* | EVD4X30M17A*+TDR |  | Voluntarily Certified | Single-split-system air condit | False | False | 28800 |  | 14.3 | 13.4 |  |  | False | 30 | 30 | 11.7 | 0 | Coil-Only System | False | Conventional | 07/06/2023 |  | 10/05/2023
Carrier Corp. - Indianapolis | Maratherm | N4A5S36*K*WAA* | N4A5S36*K*WAA* | EVD4X37M21A*+TDR |  | Voluntarily Certified | Single-split-system air condit | False | False | 34200 |  | 14.3 | 13.4 |  |  | False | 30 | 30 | 11.7 | 0 | Coil-Only System | False | Conventional | 07/06/2023 |  | 10/05/2023
Carrier Corp. - Indianapolis | Maratherm | N4A4S48*K*NAA* | N4A4S48*K*NAA* | EA*4X61L24A*+TDR |  | Voluntarily Certified | Single-split-system air condit | False | False | 45000 |  | 13.4 | 13.4 |  |  | False | 30 | 30 | 11.5 | 0 | Coil-Only System | False | Conventional | 07/06/2023 |  | 10/05/2023
Carrier Corp. - Indianapolis | Maratherm | R4A4S42*K*NAA* | R4A4S42*K*NAA* | EVD4X42M21A*+TDR |  | Voluntarily Certified | Single-split-system air condit | False | False | 38500 |  | 13.4 | 13.4 |  |  | False | 30 | 30 | 11 | 0 | Coil-Only System | False | Conventional | 07/06/2023 |  | 10/05/2023
Carrier Corp. - Indianapolis | Maratherm | R4A4S36*K*NAA* | R4A4S36*K*NAA* | EVD4X37M21A*+TDR |  | Voluntarily Certified | Single-split-system air condit | False | False | 33600 |  | 13.4 | 13.4 |  |  | False | 30 | 30 | 11.5 | 0 | Coil-Only System | False | Conventional | 07/06/2023 |  | 10/05/2023
Carrier Corp. - Indianapolis | Day & Night | R4A4S36*K*NAA* | R4A4S36*K*NAA* | EVD4X37M21A*+TDR |  | Voluntarily Certified | Single-split-system air condit | False | False | 33600 |  | 13.4 | 13.4 |  |  | False | 30 | 30 | 11.5 | 0 | Coil-Only System | False | Conventional | 07/06/2023 |  | 10/05/2023
Carrier Corp. - Indianapolis | Day & Night | R4A4S42*K*NAA* | R4A4S42*K*NAA* | EVD4X42M21A*+TDR |  | Voluntarily Certified | Single-split-system air condit | False | False | 38500 |  | 13.4 | 13.4 |  |  | False | 30 | 30 | 11 | 0 | Coil-Only System | False | Conventional | 07/06/2023 |  | 10/05/2023
Carrier Corp. - Indianapolis | Day & Night | N4A4S48*K*NAA* | N4A4S48*K*NAA* | EA*4X61L24A*+TDR |  | Voluntarily Certified | Single-split-system air condit | False | False | 45000 |  | 13.4 | 13.4 |  |  | False | 30 | 30 | 11.5 | 0 | Coil-Only System | False | Conventional | 07/06/2023 |  | 10/05/2023
Carrier Corp. - Indianapolis | Day & Night | CVA937GKA2*+TSTAT | CVA937GKA2*+TSTAT | FVM4X60***L |  | Voluntarily Certified | Single-split-system air condit | False | False | 33400 |  | 17 | 13.4 |  |  | False | 30 | 30 | 12 | 0 | Blower Coil System | False | Conventional | 07/06/2023 |  | 10/05/2023
Carrier Corp. - Indianapolis | Day & Night | PAD448000K***K1 | PAD448000K***K1 |  |  | Voluntarily Certified | Single-package air conditioner | False | False | 47000 |  | 13.4 | 13.4 |  |  | False | 30 | 30 | 11.05 | 0 |  | False | Conventional | 07/06/2023 |  | 10/05/2023
Carrier Corp. - Indianapolis | Day & Night | NXA660GKB** | NXA660GKB** | EN(A,D)4X61L24**+TDR |  | Voluntarily Certified | Single-split-system air condit | False | False | 57500 |  | 13.8 | 13.4 |  |  | False | 30 | 30 | 11.2 | 0 | Coil-Only System | False | Conventional | 07/06/2023 |  | 10/05/2023
Carrier Corp. - Indianapolis | Day & Night | S4A5S60*K*WAA* | S4A5S60*K*WAA* | EA*4X61L24A*+TDR |  | Voluntarily Certified | Single-split-system air condit | False | False | 57000 |  | 13.8 | 13.4 |  |  | False | 30 | 30 | 11.5 | 0 | Coil-Only System | False | Conventional | 07/06/2023 |  | 10/05/2023
Carrier Corp. - Indianapolis | Day & Night | CVA925GKA3* | CVA925GKA3* | FCM4X48***L+WALLCON |  | Voluntarily Certified | Single-split-system air condit | False | False | 23800 |  | 18.5 | 13.4 |  |  | False | 30 | 30 | 11.7 | 0 | Blower Coil System | True | Conventional | 07/06/2023 |  | 10/05/2023
Carrier Corp. - Indianapolis | Day & Night | R4A5S61*K*WAA* | R4A5S61*K*WAA* | EVD4X61M24A*+TDR |  | Voluntarily Certified | Single-split-system air condit | False | False | 55500 |  | 14.3 | 13.4 |  |  | False | 30 | 30 | 12 | 0 | Coil-Only System | False | Conventional | 07/06/2023 |  | 10/05/2023
Carrier Corp. - Indianapolis | Day & Night | N4A4S36*K*NAA* | N4A4S36*K*NAA* | EVD4X37M21A*+TDR |  | Voluntarily Certified | Single-split-system air condit | False | False | 33600 |  | 13.4 | 13.4 |  |  | False | 30 | 30 | 11.5 | 0 | Coil-Only System | False | Conventional | 07/06/2023 |  | 10/05/2023
Carrier Corp. - Indianapolis | Day & Night | R4A4S60*K*NAA* | R4A4S60*K*NAA* | EVD4X61M24A*+TDR |  | Voluntarily Certified | Single-split-system air condit | False | False | 55500 |  | 13.4 | 13.4 |  |  | False | 30 | 30 | 11 | 0 | Coil-Only System | False | Conventional | 07/06/2023 |  | 10/05/2023
Carrier Corp. - Indianapolis | Day & Night | PGD448***K***K1 | PGD448***K***K1 |  |  | Voluntarily Certified | Single-package air conditioner | False | False | 47000 |  | 13.4 | 13.4 |  |  | False | 30 | 30 | 11.05 | 0 |  | False | Conventional | 07/06/2023 |  | 10/05/2023
Carrier Corp. - Indianapolis | Day & Night | PAJ448***K***K* | PAJ448***K***K* |  |  | Voluntarily Certified | Single-package air conditioner | False | False | 45500 |  | 13.4 | 13.4 |  |  | False | 30 | 30 | 10.6 | 0 |  | False | Conventional | 07/06/2023 |  | 10/05/2023
Carrier Corp. - Indianapolis | Day & Night | R4A5S48*K*WAA* | R4A5S48*K*WAA* | EVD4X48M21A*+TDR |  | Voluntarily Certified | Single-split-system air condit | False | False | 46500 |  | 13.8 | 13.4 |  |  | False | 30 | 30 | 11.2 | 0 | Coil-Only System | False | Conventional | 07/06/2023 |  | 10/05/2023
Carrier Corp. - Indianapolis | ICP Commercial | PAJ448***K***K* | PAJ448***K***K* |  |  | Voluntarily Certified | Single-package air conditioner | False | False | 45500 |  | 13.4 | 13.4 |  |  | False | 30 | 30 | 10.6 | 0 |  | False | Conventional | 07/06/2023 |  | 10/05/2023
Carrier Corp. - Indianapolis | ICP Commercial | PGD448***K***K1 | PGD448***K***K1 |  |  | Voluntarily Certified | Single-package air conditioner | False | False | 47000 |  | 13.4 | 13.4 |  |  | False | 30 | 30 | 11.05 | 0 |  | False | Conventional | 07/06/2023 |  | 10/05/2023
Carrier Corp. - Indianapolis | MSH Legacy | N4A4S36*K*NAA* | N4A4S36*K*NAA* | EVD4X37M21A*+TDR |  | Voluntarily Certified | Single-split-system air condit | False | False | 33600 |  | 13.4 | 13.4 |  |  | False | 30 | 30 | 11.5 | 0 | Coil-Only System | False | Conventional | 07/06/2023 |  | 10/05/2023
Carrier Corp. - Indianapolis | ICP Commercial | PAD448000K***K1 | PAD448000K***K1 |  |  | Voluntarily Certified | Single-package air conditioner | False | False | 47000 |  | 13.4 | 13.4 |  |  | False | 30 | 30 | 11.05 | 0 |  | False | Conventional | 07/06/2023 |  | 10/05/2023
Carrier Corp. - Indianapolis | MSH Legacy | R4A4S42*K*NAA* | R4A4S42*K*NAA* | EVD4X42M21A*+TDR |  | Voluntarily Certified | Single-split-system air condit | False | False | 38500 |  | 13.4 | 13.4 |  |  | False | 30 | 30 | 11 | 0 | Coil-Only System | False | Conventional | 07/06/2023 |  | 10/05/2023
Carrier Corp. - Indianapolis | MSH Legacy | N4A4S48*K*NAA* | N4A4S48*K*NAA* | EA*4X61L24A*+TDR |  | Voluntarily Certified | Single-split-system air condit | False | False | 45000 |  | 13.4 | 13.4 |  |  | False | 30 | 30 | 11.5 | 0 | Coil-Only System | False | Conventional | 07/06/2023 |  | 10/05/2023
Carrier Corp. - Indianapolis | MSH Legacy | N4A5S36*K*WAA* | N4A5S36*K*WAA* | EVD4X37M21A*+TDR |  | Voluntarily Certified | Single-split-system air condit | False | False | 34200 |  | 14.3 | 13.4 |  |  | False | 30 | 30 | 11.7 | 0 | Coil-Only System | False | Conventional | 07/06/2023 |  | 10/05/2023
Carrier Corp. - Indianapolis | MSH Legacy | N4A5S24*K*WAA* | N4A5S24*K*WAA* | ESD4X24M14A*+TDR |  | Voluntarily Certified | Single-split-system air condit | False | False | 22800 |  | 14.3 | 13.4 |  |  | False | 30 | 30 | 11.7 | 0 | Coil-Only System | False | Conventional | 07/06/2023 |  | 10/05/2023
Carrier Corp. - Indianapolis | MSH Legacy | R4A4S36*K*NAA* | R4A4S36*K*NAA* | EVD4X37M21A*+TDR |  | Voluntarily Certified | Single-split-system air condit | False | False | 33600 |  | 13.4 | 13.4 |  |  | False | 30 | 30 | 11.5 | 0 | Coil-Only System | False | Conventional | 07/06/2023 |  | 10/05/2023
Carrier Corp. - Indianapolis | Maratherm | N4A5S24*K*WAA* | N4A5S24*K*WAA* | ESD4X24M14A*+TDR |  | Voluntarily Certified | Single-split-system air condit | False | False | 22800 |  | 14.3 | 13.4 |  |  | False | 30 | 30 | 11.7 | 0 | Coil-Only System | False | Conventional | 07/06/2023 |  | 10/05/2023
Carrier Corp. - Indianapolis | Arcoaire | N4A5S36*K*WAA* | N4A5S36*K*WAA* | EVD4X37M21A*+TDR |  | Voluntarily Certified | Single-split-system air condit | False | False | 34200 |  | 14.3 | 13.4 |  |  | False | 30 | 30 | 11.7 | 0 | Coil-Only System | False | Conventional | 07/06/2023 |  | 10/05/2023
Carrier Corp. - Indianapolis | Arcoaire | N4A4S48*K*NAA* | N4A4S48*K*NAA* | EA*4X61L24A*+TDR |  | Voluntarily Certified | Single-split-system air condit | False | False | 45000 |  | 13.4 | 13.4 |  |  | False | 30 | 30 | 11.5 | 0 | Coil-Only System | False | Conventional | 07/06/2023 |  | 10/05/2023
Carrier Corp. - Indianapolis | Heil | N4A5S36*K*WAA* | N4A5S36*K*WAA* | EVD4X37M21A*+TDR |  | Voluntarily Certified | Single-split-system air condit | False | False | 34200 |  | 14.3 | 13.4 |  |  | False | 30 | 30 | 11.7 | 0 | Coil-Only System | False | Conventional | 07/06/2023 |  | 10/05/2023
Carrier Corp. - Indianapolis | Keeprite | PGD448***K***K1 | PGD448***K***K1 |  |  | Voluntarily Certified | Single-package air conditioner | False | False | 47000 |  | 13.4 | 13.4 |  |  | False | 30 | 30 | 11.05 | 0 |  | False | Conventional | 07/06/2023 |  | 10/05/2023
Carrier Corp. - Indianapolis | Keeprite | R4A4S60*K*NAA* | R4A4S60*K*NAA* | EVD4X61M24A*+TDR |  | Voluntarily Certified | Single-split-system air condit | False | False | 55500 |  | 13.4 | 13.4 |  |  | False | 30 | 30 | 11 | 0 | Coil-Only System | False | Conventional | 07/06/2023 |  | 10/05/2023
Carrier Corp. - Indianapolis | Keeprite | R4A5S48*K*WAA* | R4A5S48*K*WAA* | EVD4X48M21A*+TDR |  | Voluntarily Certified | Single-split-system air condit | False | False | 46500 |  | 13.8 | 13.4 |  |  | False | 30 | 30 | 11.2 | 0 | Coil-Only System | False | Conventional | 07/06/2023 |  | 10/05/2023
Carrier Corp. - Indianapolis | Keeprite | N4A4S36*K*NAA* | N4A4S36*K*NAA* | EVD4X37M21A*+TDR |  | Voluntarily Certified | Single-split-system air condit | False | False | 33600 |  | 13.4 | 13.4 |  |  | False | 30 | 30 | 11.5 | 0 | Coil-Only System | False | Conventional | 07/06/2023 |  | 10/05/2023
Carrier Corp. - Indianapolis | Keeprite | PAJ448***K***K* | PAJ448***K***K* |  |  | Voluntarily Certified | Single-package air conditioner | False | False | 45500 |  | 13.4 | 13.4 |  |  | False | 30 | 30 | 10.6 | 0 |  | False | Conventional | 07/06/2023 |  | 10/05/2023
Carrier Corp. - Indianapolis | Keeprite | R4A5S61*K*WAA* | R4A5S61*K*WAA* | EVD4X61M24A*+TDR |  | Voluntarily Certified | Single-split-system air condit | False | False | 55500 |  | 14.3 | 13.4 |  |  | False | 30 | 30 | 12 | 0 | Coil-Only System | False | Conventional | 07/06/2023 |  | 10/05/2023
Carrier Corp. - Indianapolis | Arcoaire | R4A4S36*K*NAA* | R4A4S36*K*NAA* | EVD4X37M21A*+TDR |  | Voluntarily Certified | Single-split-system air condit | False | False | 33600 |  | 13.4 | 13.4 |  |  | False | 30 | 30 | 11.5 | 0 | Coil-Only System | False | Conventional | 07/06/2023 |  | 10/05/2023
Carrier Corp. - Indianapolis | Arcoaire | R4A4S42*K*NAA* | R4A4S42*K*NAA* | EVD4X42M21A*+TDR |  | Voluntarily Certified | Single-split-system air condit | False | False | 38500 |  | 13.4 | 13.4 |  |  | False | 30 | 30 | 11 | 0 | Coil-Only System | False | Conventional | 07/06/2023 |  | 10/05/2023
Carrier Corp. - Indianapolis | Day & Night | C4A6S24*K*WAA* | C4A6S24*K*WAA* | ESD4X24M14A*+TDR |  | Voluntarily Certified | Single-split-system air condit | False | False | 23400 |  | 14.3 | 13.4 |  |  | False | 30 | 30 | 11.7 | 0 | Coil-Only System | False | Conventional | 07/06/2023 |  | 10/05/2023
Carrier Corp. - Indianapolis | Day & Night | N4A5S36*K*WAA* | N4A5S36*K*WAA* | EVD4X37M21A*+TDR |  | Voluntarily Certified | Single-split-system air condit | False | False | 34200 |  | 14.3 | 13.4 |  |  | False | 30 | 30 | 11.7 | 0 | Coil-Only System | False | Conventional | 07/06/2023 |  | 10/05/2023
Carrier Corp. - Indianapolis | Day & Night | N4A5S24*K*WAA* | N4A5S24*K*WAA* | ESD4X24M14A*+TDR |  | Voluntarily Certified | Single-split-system air condit | False | False | 22800 |  | 14.3 | 13.4 |  |  | False | 30 | 30 | 11.7 | 0 | Coil-Only System | False | Conventional | 07/06/2023 |  | 10/05/2023
Carrier Corp. - Indianapolis | Tempstar | PAJ448***K***K* | PAJ448***K***K* |  |  | Voluntarily Certified | Single-package air conditioner | False | False | 45500 |  | 13.4 | 13.4 |  |  | False | 30 | 30 | 10.6 | 0 |  | False | Conventional | 07/06/2023 |  | 10/05/2023
Carrier Corp. - Indianapolis | Tempstar | PGD448***K***K1 | PGD448***K***K1 |  |  | Voluntarily Certified | Single-package air conditioner | False | False | 47000 |  | 13.4 | 13.4 |  |  | False | 30 | 30 | 11.05 | 0 |  | False | Conventional | 07/06/2023 |  | 10/05/2023
Carrier Corp. - Indianapolis | Tempstar | R4A5S48*K*WAA* | R4A5S48*K*WAA* | EVD4X48M21A*+TDR |  | Voluntarily Certified | Single-split-system air condit | False | False | 46500 |  | 13.8 | 13.4 |  |  | False | 30 | 30 | 11.2 | 0 | Coil-Only System | False | Conventional | 07/06/2023 |  | 10/05/2023
Carrier Corp. - Indianapolis | Tempstar | R4A5S61*K*WAA* | R4A5S61*K*WAA* | EVD4X61M24A*+TDR |  | Voluntarily Certified | Single-split-system air condit | False | False | 55500 |  | 14.3 | 13.4 |  |  | False | 30 | 30 | 12 | 0 | Coil-Only System | False | Conventional | 07/06/2023 |  | 10/05/2023
Carrier Corp. - Indianapolis | Tempstar | R4A4S60*K*NAA* | R4A4S60*K*NAA* | EVD4X61M24A*+TDR |  | Voluntarily Certified | Single-split-system air condit | False | False | 55500 |  | 13.4 | 13.4 |  |  | False | 30 | 30 | 11 | 0 | Coil-Only System | False | Conventional | 07/06/2023 |  | 10/05/2023
Carrier Corp. - Indianapolis | Tempstar | N4A4S36*K*NAA* | N4A4S36*K*NAA* | EVD4X37M21A*+TDR |  | Voluntarily Certified | Single-split-system air condit | False | False | 33600 |  | 13.4 | 13.4 |  |  | False | 30 | 30 | 11.5 | 0 | Coil-Only System | False | Conventional | 07/06/2023 |  | 10/05/2023
Carrier Corp. - Indianapolis | BRYANT HEATING AND COOLING SYSTEMS | PA4ZNK024***3*** | PA4ZNK024***3*** |  |  | Voluntarily Certified | Single-package air conditioner | False | False | 23200 |  | 13.4 | 13.4 |  |  | False | 30 | 30 | 10.6 | 0 |  | False | Conventional | 07/06/2023 |  | 10/05/2023
Carrier Corp. - Indianapolis | BRYANT HEATING AND COOLING SYSTEMS | PA4ZNK042***3*** | PA4ZNK042***3*** |  |  | Voluntarily Certified | Single-package air conditioner | False | False | 40500 |  | 13.4 | 13.4 |  |  | False | 30 | 30 | 10.6 | 0 |  | False | Conventional | 07/06/2023 |  | 10/05/2023
Carrier Corp. - Indianapolis | BRYANT HEATING AND COOLING SYSTEMS | CA16NW043*0**B* | CA16NW043*0**B* | CAP**4321AL*+TDR |  | Voluntarily Certified | Single-split-system air condit | False | False | 40000 |  | 14.3 | 13.4 |  |  | False | 30 | 30 | 11.7 | 0 | Coil-Only System | False | Conventional | 07/06/2023 |  | 10/05/2023
Carrier Corp. - Indianapolis | BRYANT HEATING AND COOLING SYSTEMS | PA7TAN448**WA* | PA7TAN448**WA* | CVPVA4924XMC*+TDR |  | Voluntarily Certified | Single-split-system air condit | False | False | 47000 |  | 13.8 | 13.4 |  |  | False | 30 | 30 | 12 | 0 | Coil-Only System | False | Conventional | 07/06/2023 |  | 10/05/2023
Carrier Corp. - Indianapolis | BRYANT HEATING AND COOLING SYSTEMS | 114SAN036**NA* | 114SAN036**NA* | CVPVA3721XMC*+TDR |  | Voluntarily Certified | Single-split-system air condit | False | False | 33600 |  | 13.4 | 13.4 |  |  | False | 30 | 30 | 11.5 | 0 | Coil-Only System | False | Conventional | 07/06/2023 |  | 10/05/2023
Carrier Corp. - Indianapolis | Tempstar | T4A6S61*K*WAA* | T4A6S61*K*WAA* | EVD4X61M24A*+TDR |  | Voluntarily Certified | Single-split-system air condit | False | False | 55500 |  | 14.3 | 13.4 |  |  | False | 30 | 30 | 12 | 0 | Coil-Only System | False | Conventional | 07/06/2023 |  | 10/05/2023
Carrier Corp. - Indianapolis | Tempstar | N4A5S24*K*WAA* | N4A5S24*K*WAA* | ESD4X24M14A*+TDR |  | Voluntarily Certified | Single-split-system air condit | False | False | 22800 |  | 14.3 | 13.4 |  |  | False | 30 | 30 | 11.7 | 0 | Coil-Only System | False | Conventional | 07/06/2023 |  | 10/05/2023
Carrier Corp. - Indianapolis | Tempstar | N4A5S36*K*WAA* | N4A5S36*K*WAA* | EVD4X37M21A*+TDR |  | Voluntarily Certified | Single-split-system air condit | False | False | 34200 |  | 14.3 | 13.4 |  |  | False | 30 | 30 | 11.7 | 0 | Coil-Only System | False | Conventional | 07/06/2023 |  | 10/05/2023
Carrier Corp. - Indianapolis | MSH Legacy | R4A5S48*K*WAA* | R4A5S48*K*WAA* | EVD4X48M21A*+TDR |  | Voluntarily Certified | Single-split-system air condit | False | False | 46500 |  | 13.8 | 13.4 |  |  | False | 30 | 30 | 11.2 | 0 | Coil-Only System | False | Conventional | 07/06/2023 |  | 10/05/2023
Carrier Corp. - Indianapolis | MSH Legacy | R4A4S60*K*NAA* | R4A4S60*K*NAA* | EVD4X61M24A*+TDR |  | Voluntarily Certified | Single-split-system air condit | False | False | 55500 |  | 13.4 | 13.4 |  |  | False | 30 | 30 | 11 | 0 | Coil-Only System | False | Conventional | 07/06/2023 |  | 10/05/2023
Carrier Corp. - Indianapolis | MSH Legacy | R4A5S61*K*WAA* | R4A5S61*K*WAA* | EVD4X61M24A*+TDR |  | Voluntarily Certified | Single-split-system air condit | False | False | 55500 |  | 14.3 | 13.4 |  |  | False | 30 | 30 | 12 | 0 | Coil-Only System | False | Conventional | 07/06/2023 |  | 10/05/2023
Carrier Corp. - Indianapolis | Maratherm | R4A5S48*K*WAA* | R4A5S48*K*WAA* | EVD4X48M21A*+TDR |  | Voluntarily Certified | Single-split-system air condit | False | False | 46500 |  | 13.8 | 13.4 |  |  | False | 30 | 30 | 11.2 | 0 | Coil-Only System | False | Conventional | 07/06/2023 |  | 10/05/2023
Carrier Corp. - Indianapolis | Maratherm | R4A4S60*K*NAA* | R4A4S60*K*NAA* | EVD4X61M24A*+TDR |  | Voluntarily Certified | Single-split-system air condit | False | False | 55500 |  | 13.4 | 13.4 |  |  | False | 30 | 30 | 11 | 0 | Coil-Only System | False | Conventional | 07/06/2023 |  | 10/05/2023
Carrier Corp. - Indianapolis | Maratherm | R4A5S61*K*WAA* | R4A5S61*K*WAA* | EVD4X61M24A*+TDR |  | Voluntarily Certified | Single-split-system air condit | False | False | 55500 |  | 14.3 | 13.4 |  |  | False | 30 | 30 | 12 | 0 | Coil-Only System | False | Conventional | 07/06/2023 |  | 10/05/2023
Carrier Corp. - Indianapolis | Maratherm | N4A4S36*K*NAA* | N4A4S36*K*NAA* | EVD4X37M21A*+TDR |  | Voluntarily Certified | Single-split-system air condit | False | False | 33600 |  | 13.4 | 13.4 |  |  | False | 30 | 30 | 11.5 | 0 | Coil-Only System | False | Conventional | 07/06/2023 |  | 10/05/2023
Carrier Corp. - Indianapolis | Arcoaire | R4A5S48*K*WAA* | R4A5S48*K*WAA* | EVD4X48M21A*+TDR |  | Voluntarily Certified | Single-split-system air condit | False | False | 46500 |  | 13.8 | 13.4 |  |  | False | 30 | 30 | 11.2 | 0 | Coil-Only System | False | Conventional | 07/06/2023 |  | 10/05/2023
Carrier Corp. - Indianapolis | Arcoaire | R4A5S61*K*WAA* | R4A5S61*K*WAA* | EVD4X61M24A*+TDR |  | Voluntarily Certified | Single-split-system air condit | False | False | 55500 |  | 14.3 | 13.4 |  |  | False | 30 | 30 | 12 | 0 | Coil-Only System | False | Conventional | 07/06/2023 |  | 10/05/2023
Carrier Corp. - Indianapolis | Arcoaire | N4A4S36*K*NAA* | N4A4S36*K*NAA* | EVD4X37M21A*+TDR |  | Voluntarily Certified | Single-split-system air condit | False | False | 33600 |  | 13.4 | 13.4 |  |  | False | 30 | 30 | 11.5 | 0 | Coil-Only System | False | Conventional | 07/06/2023 |  | 10/05/2023
Carrier Corp. - Indianapolis | Arcoaire | PAJ448***K***K* | PAJ448***K***K* |  |  | Voluntarily Certified | Single-package air conditioner | False | False | 45500 |  | 13.4 | 13.4 |  |  | False | 30 | 30 | 10.6 | 0 |  | False | Conventional | 07/06/2023 |  | 10/05/2023
Carrier Corp. - Indianapolis | Arcoaire | R4A4S60*K*NAA* | R4A4S60*K*NAA* | EVD4X61M24A*+TDR |  | Voluntarily Certified | Single-split-system air condit | False | False | 55500 |  | 13.4 | 13.4 |  |  | False | 30 | 30 | 11 | 0 | Coil-Only System | False | Conventional | 07/06/2023 |  | 10/05/2023
Carrier Corp. - Indianapolis | Arcoaire | PGD448***K***K1 | PGD448***K***K1 |  |  | Voluntarily Certified | Single-package air conditioner | False | False | 47000 |  | 13.4 | 13.4 |  |  | False | 30 | 30 | 11.05 | 0 |  | False | Conventional | 07/06/2023 |  | 10/05/2023
Carrier Corp. - Indianapolis | Arcoaire | HVA937GKA2* | HVA937GKA2* | FCM4X60***L+WALLCON |  | Voluntarily Certified | Single-split-system air condit | False | False | 33200 |  | 18.5 | 13.4 |  |  | False | 30 | 30 | 12 | 0 | Blower Coil System | True | Conventional | 07/06/2023 |  | 10/05/2023
Carrier Corp. - Indianapolis | Arcoaire | HVA925GKA2* | HVA925GKA2* | FCM4X48***L+WALLCON |  | Voluntarily Certified | Single-split-system air condit | False | False | 23800 |  | 18.5 | 13.4 |  |  | False | 30 | 30 | 11.7 | 0 | Blower Coil System | True | Conventional | 07/06/2023 |  | 10/05/2023
Carrier Corp. - Indianapolis | BRYANT HEATING AND COOLING SYSTEMS | 114SAN024**NA* | 114SAN024**NA* | CSPVA2414XMC*+TDR |  | Voluntarily Certified | Single-split-system air condit | False | False | 23200 |  | 13.4 | 13.4 |  |  | False | 30 | 30 | 11.5 | 0 | Coil-Only System | False | Conventional | 07/06/2023 |  | 10/05/2023
Carrier Corp. - Indianapolis | BRYANT HEATING AND COOLING SYSTEMS | 114SAN030**NA* | 114SAN030**NA* | CAP**3721AL*+TDR |  | Voluntarily Certified | Single-split-system air condit | False | False | 29400 |  | 14 | 13.4 |  |  | False | 30 | 30 | 11.5 | 0 | Coil-Only System | False | Conventional | 07/06/2023 |  | 10/05/2023
Carrier Corp. - Indianapolis | BRYANT HEATING AND COOLING SYSTEMS | GA4SAN418**NA* | GA4SAN418**NA* | CAP**1917AL*+TDR |  | Voluntarily Certified | Single-split-system air condit | False | False | 18000 |  | 13.4 | 13.4 |  |  | False | 30 | 30 | 11.5 | 0 | Coil-Only System | False | Conventional | 07/06/2023 |  | 10/05/2023
Carrier Corp. - Indianapolis | BRYANT HEATING AND COOLING SYSTEMS | 189BNV025*0**C* | 189BNV025*0**C* | FE4AN(B,F)005L+UI |  | Voluntarily Certified | Single-split-system air condit | False | False | 23800 |  | 18.5 | 13.4 |  |  | False | 30 | 30 | 11.7 | 0 | Blower Coil System | True | Conventional | 07/06/2023 |  | 10/05/2023
Carrier Corp. - Indianapolis | BRYANT HEATING AND COOLING SYSTEMS | 577CNWK42****A* | 577CNWK42****A* |  |  | Voluntarily Certified | Single-package air conditioner | False | False | 39000 |  | 13.4 | 13.4 |  |  | False | 30 | 30 | 11.05 | 0 |  | False | Conventional | 07/06/2023 |  | 10/05/2023
Carrier Corp. - Indianapolis | BRYANT HEATING AND COOLING SYSTEMS | 315SAN036**WA* | 315SAN036**WA* | CAP**3721AL*+TDR |  | Voluntarily Certified | Single-split-system air condit | False | False | 35600 |  | 14.5 | 13.4 |  |  | False | 30 | 30 | 12.5 | 0 | Coil-Only System | False | Conventional | 07/06/2023 |  | 10/05/2023
Carrier Corp. - Indianapolis | BRYANT HEATING AND COOLING SYSTEMS | BA17NA048****B* | BA17NA048****B* | CAP**6124AL*+TDR |  | Voluntarily Certified | Single-split-system air condit | False | False | 48500 |  | 13.8 | 13.4 |  |  | False | 30 | 30 | 11.2 | 0 | Coil-Only System | False | Conventional | 07/06/2023 |  | 10/05/2023
Carrier Corp. - Indianapolis | BRYANT HEATING AND COOLING SYSTEMS | CA17NA060****B* | CA17NA060****B* | CAP**6124AL*+TDR |  | Voluntarily Certified | Single-split-system air condit | False | False | 56500 |  | 13.8 | 13.4 |  |  | False | 30 | 30 | 11.2 | 0 | Coil-Only System | False | Conventional | 07/06/2023 |  | 10/05/2023
Carrier Corp. - Indianapolis | BRYANT HEATING AND COOLING SYSTEMS | 105ANA061B0**B* | 105ANA061B0**B* | CNPV*6124AL*+TDR |  | Voluntarily Certified | Single-split-system air condit | False | False | 57500 |  | 13.8 | 13.4 |  |  | False | 30 | 30 | 11.2 | 0 | Coil-Only System | False | Conventional | 07/06/2023 |  | 10/05/2023
Carrier Corp. - Indianapolis | BRYANT HEATING AND COOLING SYSTEMS | PA4SAN460**NA* | PA4SAN460**NA* | CVPVA6124XMC*+TDR |  | Voluntarily Certified | Single-split-system air condit | False | False | 55500 |  | 13.4 | 13.4 |  |  | False | 30 | 30 | 11 | 0 | Coil-Only System | False | Conventional | 07/06/2023 |  | 10/05/2023
Carrier Corp. - Indianapolis | Airquest | N4A4S36*K*NAA* | N4A4S36*K*NAA* | EVD4X37M21A*+TDR |  | Voluntarily Certified | Single-split-system air condit | False | False | 33600 |  | 13.4 | 13.4 |  |  | False | 30 | 30 | 11.5 | 0 | Coil-Only System | False | Conventional | 07/06/2023 |  | 10/05/2023
Carrier Corp. - Indianapolis | Airquest | R4A4S60*K*NAA* | R4A4S60*K*NAA* | EVD4X61M24A*+TDR |  | Voluntarily Certified | Single-split-system air condit | False | False | 55500 |  | 13.4 | 13.4 |  |  | False | 30 | 30 | 11 | 0 | Coil-Only System | False | Conventional | 07/06/2023 |  | 10/05/2023
Carrier Corp. - Indianapolis | Airquest | HVA937GKA2* | HVA937GKA2* | FCM4X60***L+WALLCON |  | Voluntarily Certified | Single-split-system air condit | False | False | 33200 |  | 18.5 | 13.4 |  |  | False | 30 | 30 | 12 | 0 | Blower Coil System | True | Conventional | 07/06/2023 |  | 10/05/2023
Carrier Corp. - Indianapolis | Airquest | PGD448***K***K1 | PGD448***K***K1 |  |  | Voluntarily Certified | Single-package air conditioner | False | False | 47000 |  | 13.4 | 13.4 |  |  | False | 30 | 30 | 11.05 | 0 |  | False | Conventional | 07/06/2023 |  | 10/05/2023
Carrier Corp. - Indianapolis | Airquest | HVA925GKA2* | HVA925GKA2* | FCM4X48***L+WALLCON |  | Voluntarily Certified | Single-split-system air condit | False | False | 23800 |  | 18.5 | 13.4 |  |  | False | 30 | 30 | 11.7 | 0 | Blower Coil System | True | Conventional | 07/06/2023 |  | 10/05/2023
Carrier Corp. - Indianapolis | SMART COMFORT | R4A5S61*K*WAA* | R4A5S61*K*WAA* | EVD4X61M24A*+TDR |  | Voluntarily Certified | Single-split-system air condit | False | False | 55500 |  | 14.3 | 13.4 |  |  | False | 30 | 30 | 12 | 0 | Coil-Only System | False | Conventional | 07/06/2023 |  | 10/05/2023
Carrier Corp. - Indianapolis | SMART COMFORT | R4A4S60*K*NAA* | R4A4S60*K*NAA* | EVD4X61M24A*+TDR |  | Voluntarily Certified | Single-split-system air condit | False | False | 55500 |  | 13.4 | 13.4 |  |  | False | 30 | 30 | 11 | 0 | Coil-Only System | False | Conventional | 07/06/2023 |  | 10/05/2023
Carrier Corp. - Indianapolis | SMART COMFORT | R4A5S48*K*WAA* | R4A5S48*K*WAA* | EVD4X48M21A*+TDR |  | Voluntarily Certified | Single-split-system air condit | False | False | 46500 |  | 13.8 | 13.4 |  |  | False | 30 | 30 | 11.2 | 0 | Coil-Only System | False | Conventional | 07/06/2023 |  | 10/05/2023
Carrier Corp. - Indianapolis | SMART COMFORT | PAJ448***K***K* | PAJ448***K***K* |  |  | Voluntarily Certified | Single-package air conditioner | False | False | 45500 |  | 13.4 | 13.4 |  |  | False | 30 | 30 | 10.6 | 0 |  | False | Conventional | 07/06/2023 |  | 10/05/2023
Carrier Corp. - Indianapolis | Kenmore | N4A4S36*K*NAA* | N4A4S36*K*NAA* | EVD4X37M21A*+TDR |  | Voluntarily Certified | Single-split-system air condit | False | False | 33600 |  | 13.4 | 13.4 |  |  | False | 30 | 30 | 11.5 | 0 | Coil-Only System | False | Conventional | 07/06/2023 |  | 10/05/2023
Carrier Corp. - Indianapolis | Kenmore | (C,H,T)VA925GKA3* | (C,H,T)VA925GKA3* | FCM4X48***L+WALLCON |  | Voluntarily Certified | Single-split-system air condit | False | False | 23800 |  | 18.5 | 13.4 |  |  | False | 30 | 30 | 11.7 | 0 | Blower Coil System | True | Conventional | 07/06/2023 |  | 10/05/2023
Carrier Corp. - Indianapolis | Kenmore | R4A4S60*K*NAA* | R4A4S60*K*NAA* | EVD4X61M24A*+TDR |  | Voluntarily Certified | Single-split-system air condit | False | False | 55500 |  | 13.4 | 13.4 |  |  | False | 30 | 30 | 11 | 0 | Coil-Only System | False | Conventional | 07/06/2023 |  | 10/05/2023
Carrier Corp. - Indianapolis | Kenmore | R4A5S61*K*WAA* | R4A5S61*K*WAA* | EVD4X61M24A*+TDR |  | Voluntarily Certified | Single-split-system air condit | False | False | 55500 |  | 14.3 | 13.4 |  |  | False | 30 | 30 | 12 | 0 | Coil-Only System | False | Conventional | 07/06/2023 |  | 10/05/2023
Carrier Corp. - Indianapolis | Kenmore | PGD448***K***K1 | PGD448***K***K1 |  |  | Voluntarily Certified | Single-package air conditioner | False | False | 47000 |  | 13.4 | 13.4 |  |  | False | 30 | 30 | 11.05 | 0 |  | False | Conventional | 07/06/2023 |  | 10/05/2023
Carrier Corp. - Indianapolis | Kenmore | PAJ448***K***K* | PAJ448***K***K* |  |  | Voluntarily Certified | Single-package air conditioner | False | False | 45500 |  | 13.4 | 13.4 |  |  | False | 30 | 30 | 10.6 | 0 |  | False | Conventional | 07/06/2023 |  | 10/05/2023
Carrier Corp. - Indianapolis | Kenmore | R4A5S48*K*WAA* | R4A5S48*K*WAA* | EVD4X48M21A*+TDR |  | Voluntarily Certified | Single-split-system air condit | False | False | 46500 |  | 13.8 | 13.4 |  |  | False | 30 | 30 | 11.2 | 0 | Coil-Only System | False | Conventional | 07/06/2023 |  | 10/05/2023
Carrier Corp. - Indianapolis | Carrier | 24AAA561B0031* | 24AAA561B0031* | CNPV*6124AL*+TDR |  | Voluntarily Certified | Single-split-system air condit | False | False | 57500 |  | 13.8 | 13.4 |  |  | False | 30 | 30 | 11.2 | 0 | Coil-Only System | False | Conventional | 07/06/2023 |  | 10/05/2023
Carrier Corp. - Indianapolis | Carrier | 24SPA624W**30* | 24SPA624W**30* | CSPVA2414XMC*+TDR |  | Voluntarily Certified | Single-split-system air condit | False | False | 22800 |  | 14.3 | 13.4 |  |  | False | 30 | 30 | 11.7 | 0 | Coil-Only System | False | Conventional | 07/06/2023 |  | 10/05/2023
Carrier Corp. - Indianapolis | Carrier | 34SCA560W**30* | 34SCA560W**30* | CAP**6124AL*+TDR |  | Voluntarily Certified | Single-split-system air condit | False | False | 57000 |  | 13.8 | 13.4 |  |  | False | 30 | 30 | 11.5 | 0 | Coil-Only System | False | Conventional | 07/06/2023 |  | 10/05/2023
Carrier Corp. - Indianapolis | Carrier | CA16NW043*0**B* | CA16NW043*0**B* | CAP**4321AL*+TDR |  | Voluntarily Certified | Single-split-system air condit | False | False | 40000 |  | 14.3 | 13.4 |  |  | False | 30 | 30 | 11.7 | 0 | Coil-Only System | False | Conventional | 07/06/2023 |  | 10/05/2023
Carrier Corp. - Indianapolis | Carrier | 50VL-K48---30* | 50VL-K48---30* |  |  | Voluntarily Certified | Single-package air conditioner | False | False | 47000 |  | 13.4 | 13.4 |  |  | False | 30 | 30 | 11.05 | 0 |  | False | Conventional | 07/06/2023 |  | 10/05/2023
Carrier Corp. - Indianapolis | Carrier | 24VNA925A*031* | 24VNA925A*031* | FE4AN(B,F)005L+UI |  | Voluntarily Certified | Single-split-system air condit | False | False | 23800 |  | 18.5 | 13.4 |  |  | False | 30 | 30 | 11.7 | 0 | Blower Coil System | True | Conventional | 07/06/2023 |  | 10/05/2023
Carrier Corp. - Indianapolis | Airquest | PAJ448***K***K* | PAJ448***K***K* |  |  | Voluntarily Certified | Single-package air conditioner | False | False | 45500 |  | 13.4 | 13.4 |  |  | False | 30 | 30 | 10.6 | 0 |  | False | Conventional | 07/06/2023 |  | 10/05/2023
Carrier Corp. - Indianapolis | Airquest | R4A5S48*K*WAA* | R4A5S48*K*WAA* | EVD4X48M21A*+TDR |  | Voluntarily Certified | Single-split-system air condit | False | False | 46500 |  | 13.8 | 13.4 |  |  | False | 30 | 30 | 11.2 | 0 | Coil-Only System | False | Conventional | 07/06/2023 |  | 10/05/2023
Carrier Corp. - Indianapolis | Airquest | R4A5S61*K*WAA* | R4A5S61*K*WAA* | EVD4X61M24A*+TDR |  | Voluntarily Certified | Single-split-system air condit | False | False | 55500 |  | 14.3 | 13.4 |  |  | False | 30 | 30 | 12 | 0 | Coil-Only System | False | Conventional | 07/06/2023 |  | 10/05/2023
Carrier Corp. - Indianapolis | Airquest | PAD448000K***K1 | PAD448000K***K1 |  |  | Voluntarily Certified | Single-package air conditioner | False | False | 47000 |  | 13.4 | 13.4 |  |  | False | 30 | 30 | 11.05 | 0 |  | False | Conventional | 07/06/2023 |  | 10/05/2023
Carrier Corp. - Indianapolis | Airquest | HVA936GKA2* | HVA936GKA2* | FCM4X48***L+WALLCON |  | Voluntarily Certified | Single-split-system air condit | False | False | 35200 |  | 17.5 | 13.4 |  |  | False | 30 | 30 | 10 | 0 | Blower Coil System | True | Conventional | 07/06/2023 |  | 10/05/2023
Carrier Corp. - Indianapolis | Airquest | S4A5S60*K*WAA* | S4A5S60*K*WAA* | EA*4X61L24A*+TDR |  | Voluntarily Certified | Single-split-system air condit | False | False | 57000 |  | 13.8 | 13.4 |  |  | False | 30 | 30 | 11.5 | 0 | Coil-Only System | False | Conventional | 07/06/2023 |  | 10/05/2023
Carrier Corp. - Indianapolis | Airquest | NXA660GKB** | NXA660GKB** | EN(A,D)4X61L24**+TDR |  | Voluntarily Certified | Single-split-system air condit | False | False | 57500 |  | 13.8 | 13.4 |  |  | False | 30 | 30 | 11.2 | 0 | Coil-Only System | False | Conventional | 07/06/2023 |  | 10/05/2023
Carrier Corp. - Indianapolis | SMART COMFORT | NXA660GKB** | NXA660GKB** | EN(A,D)4X61L24**+TDR |  | Voluntarily Certified | Single-split-system air condit | False | False | 57500 |  | 13.8 | 13.4 |  |  | False | 30 | 30 | 11.2 | 0 | Coil-Only System | False | Conventional | 07/06/2023 |  | 10/05/2023
Carrier Corp. - Indianapolis | SMART COMFORT | R4A4S42*K*NAA* | R4A4S42*K*NAA* | EVD4X42M21A*+TDR |  | Voluntarily Certified | Single-split-system air condit | False | False | 38500 |  | 13.4 | 13.4 |  |  | False | 30 | 30 | 11 | 0 | Coil-Only System | False | Conventional | 07/06/2023 |  | 10/05/2023
Carrier Corp. - Indianapolis | SMART COMFORT | R4A4S36*K*NAA* | R4A4S36*K*NAA* | EVD4X37M21A*+TDR |  | Voluntarily Certified | Single-split-system air condit | False | False | 33600 |  | 13.4 | 13.4 |  |  | False | 30 | 30 | 11.5 | 0 | Coil-Only System | False | Conventional | 07/06/2023 |  | 10/05/2023
Carrier Corp. - Indianapolis | BRYANT HEATING AND COOLING SYSTEMS | PA4ZNK060***3*** | PA4ZNK060***3*** |  |  | Voluntarily Certified | Single-package air conditioner | False | False | 53500 |  | 13.4 | 13.4 |  |  | False | 30 | 30 | 10.6 | 0 |  | False | Conventional | 07/06/2023 |  | 10/05/2023
Carrier Corp. - Indianapolis | BRYANT HEATING AND COOLING SYSTEMS | GA7TAN460**WA* | GA7TAN460**WA* | CVPVA6124XMC*+TDR |  | Voluntarily Certified | Single-split-system air condit | False | False | 57500 |  | 13.8 | 13.4 |  |  | False | 30 | 30 | 11.5 | 0 | Coil-Only System | False | Conventional | 07/06/2023 |  | 10/05/2023
Carrier Corp. - Indianapolis | BRYANT HEATING AND COOLING SYSTEMS | 115SAN048**WA* | 115SAN048**WA* | CVPVA4821XMC*+TDR |  | Voluntarily Certified | Single-split-system air condit | False | False | 46500 |  | 13.8 | 13.4 |  |  | False | 30 | 30 | 11.2 | 0 | Coil-Only System | False | Conventional | 07/06/2023 |  | 10/05/2023
Carrier Corp. - Indianapolis | BRYANT HEATING AND COOLING SYSTEMS | 315SAN018**WA* | 315SAN018**WA* | CAP**1917AL*+TDR |  | Voluntarily Certified | Single-split-system air condit | False | False | 18000 |  | 14.3 | 13.4 |  |  | False | 30 | 30 | 12.5 | 0 | Coil-Only System | False | Conventional | 07/06/2023 |  | 10/05/2023
Carrier Corp. - Indianapolis | WEATHERMAKER | PA5SAN418**WA* | PA5SAN418**WA* | CSPVA2414XMC*+TDR |  | Voluntarily Certified | Single-split-system air condit | False | False | 17900 |  | 14.3 | 13.4 |  |  | False | 30 | 30 | 11.7 | 0 | Coil-Only System | False | Conventional | 07/06/2023 |  | 10/05/2023
Carrier Corp. - Indianapolis | WEATHERMAKER | PA5SAN460**WA* | PA5SAN460**WA* | CVPVA6124XMC*+TDR |  | Voluntarily Certified | Single-split-system air condit | False | False | 56500 |  | 13.8 | 13.4 |  |  | False | 30 | 30 | 11.2 | 0 | Coil-Only System | False | Conventional | 07/06/2023 |  | 10/05/2023
Carrier Corp. - Indianapolis | WEATHERMAKER | PA4SAN430**NA* | PA4SAN430**NA* | CAP**3721AL*+TDR |  | Voluntarily Certified | Single-split-system air condit | False | False | 29400 |  | 14 | 13.4 |  |  | False | 30 | 30 | 11.5 | 0 | Coil-Only System | False | Conventional | 07/06/2023 |  | 10/05/2023
Carrier Corp. - Indianapolis | WEATHERMAKER | PA16NA060B0**C* | PA16NA060B0**C* | CNPV*6124AL*+TDR |  | Voluntarily Certified | Single-split-system air condit | False | False | 57500 |  | 13.8 | 13.4 |  |  | False | 30 | 30 | 11.2 | 0 | Coil-Only System | False | Conventional | 07/06/2023 |  | 10/05/2023
Carrier Corp. - Indianapolis | Kenmore | R4A5S24*K*WAA* | R4A5S24*K*WAA* | ESD4X24M14A*+TDR |  | Voluntarily Certified | Single-split-system air condit | False | False | 22800 |  | 14.3 | 13.4 |  |  | False | 30 | 30 | 11.7 | 0 | Coil-Only System | False | Conventional | 07/06/2023 |  | 10/05/2023
Carrier Corp. - Indianapolis | Kenmore | R4A5S49*K*WAA* | R4A5S49*K*WAA* | EA*4X60L24A*+TDR |  | Voluntarily Certified | Single-split-system air condit | False | False | 46000 |  | 14.5 | 13.4 |  |  | False | 30 | 30 | 12.5 | 0 | Coil-Only System | False | Conventional | 07/06/2023 |  | 10/05/2023
Carrier Corp. - Indianapolis | Kenmore | PAD430000K***K1 | PAD430000K***K1 |  |  | Voluntarily Certified | Single-package air conditioner | False | False | 28000 |  | 13.4 | 13.4 |  |  | False | 30 | 30 | 11.05 | 0 |  | False | Conventional | 07/06/2023 |  | 10/05/2023
Carrier Corp. - Indianapolis | Kenmore | PAD436000K***K1 | PAD436000K***K1 |  |  | Voluntarily Certified | Single-package air conditioner | False | False | 33800 |  | 13.4 | 13.4 |  |  | False | 30 | 30 | 11.05 | 0 |  | False | Conventional | 07/06/2023 |  | 10/05/2023
Carrier Corp. - Indianapolis | Kenmore | S4A5S24*K*WAA* | S4A5S24*K*WAA* | EA*4X25L17A*+TDR |  | Voluntarily Certified | Single-split-system air condit | False | False | 23800 |  | 14.3 | 13.4 |  |  | False | 30 | 30 | 12.5 | 0 | Coil-Only System | False | Conventional | 07/06/2023 |  | 10/05/2023
Carrier Corp. - Indianapolis | EcoTemp | W4A5S18*K*WAA* | W4A5S18*K*WAA* | WMSC24414XA*+TDR |  | Voluntarily Certified | Single-split-system air condit | False | False | 17900 |  | 14.3 | 13.4 |  |  | False | 30 | 30 | 11.7 | 0 | Coil-Only System | False | Conventional | 07/06/2023 |  | 10/05/2023
Carrier Corp. - Indianapolis | EcoTemp | W4A4S18*K*NAA* | W4A4S18*K*NAA* | WLA*194BA*+TDR |  | Voluntarily Certified | Single-split-system air condit | False | False | 18000 |  | 13.4 | 13.4 |  |  | False | 30 | 30 | 11.5 | 0 | Coil-Only System | False | Conventional | 07/06/2023 |  | 10/05/2023
Carrier Corp. - Indianapolis | Kenmore | PAD448000K***K1 | PAD448000K***K1 |  |  | Voluntarily Certified | Single-package air conditioner | False | False | 47000 |  | 13.4 | 13.4 |  |  | False | 30 | 30 | 11.05 | 0 |  | False | Conventional | 07/06/2023 |  | 10/05/2023
Carrier Corp. - Indianapolis | Kenmore | S4A5S60*K*WAA* | S4A5S60*K*WAA* | EA*4X61L24A*+TDR |  | Voluntarily Certified | Single-split-system air condit | False | False | 57000 |  | 13.8 | 13.4 |  |  | False | 30 | 30 | 11.5 | 0 | Coil-Only System | False | Conventional | 07/06/2023 |  | 10/05/2023
Carrier Corp. - Indianapolis | Kenmore | (C,H,T)VA936GKA3* | (C,H,T)VA936GKA3* | FCM4X48***L+WALLCON |  | Voluntarily Certified | Single-split-system air condit | False | False | 35200 |  | 17.5 | 13.4 |  |  | False | 30 | 30 | 10 | 0 | Blower Coil System | True | Conventional | 07/06/2023 |  | 10/05/2023
Carrier Corp. - Indianapolis | Kenmore | N4A5S36*K*WAA* | N4A5S36*K*WAA* | EVD4X37M21A*+TDR |  | Voluntarily Certified | Single-split-system air condit | False | False | 34200 |  | 14.3 | 13.4 |  |  | False | 30 | 30 | 11.7 | 0 | Coil-Only System | False | Conventional | 07/06/2023 |  | 10/05/2023
Carrier Corp. - Indianapolis | Kenmore | N4A5S24*K*WAA* | N4A5S24*K*WAA* | ESD4X24M14A*+TDR |  | Voluntarily Certified | Single-split-system air condit | False | False | 22800 |  | 14.3 | 13.4 |  |  | False | 30 | 30 | 11.7 | 0 | Coil-Only System | False | Conventional | 07/06/2023 |  | 10/05/2023
Carrier Corp. - Indianapolis | Kenmore | (C,H,T)VA925GKA2*+TSTAT | (C,H,T)VA925GKA2*+TSTAT | FVM4X48***L |  | Voluntarily Certified | Single-split-system air condit | False | False | 24000 |  | 16.5 | 13.4 |  |  | False | 30 | 30 | 11.7 | 0 | Blower Coil System | False | Conventional | 07/06/2023 |  | 10/05/2023
Carrier Corp. - Indianapolis | Kenmore | (C,H,T)4A6S30*K*WAA* | (C,H,T)4A6S30*K*WAA* | EVD4X30M17A*+TDR |  | Voluntarily Certified | Single-split-system air condit | False | False | 28800 |  | 14.3 | 13.4 |  |  | False | 30 | 30 | 11.7 | 0 | Coil-Only System | False | Conventional | 07/06/2023 |  | 10/05/2023
Carrier Corp. - Indianapolis | Kenmore | (C,H,T)4A7T36*K*WAA* | (C,H,T)4A7T36*K*WAA* | EVD4X37M21A*+TDR |  | Voluntarily Certified | Single-split-system air condit | False | False | 35000 |  | 14.3 | 13.4 |  |  | False | 30 | 30 | 12 | 0 | Coil-Only System | False | Conventional | 07/06/2023 |  | 10/05/2023
Carrier Corp. - Indianapolis | Bryant Heating & Cooling Systems | 577ENWK36****A* | 577ENWK36****A* |  |  | Voluntarily Certified | Single-package air conditioner | False | False | 34800 |  | 15.2 | 13.4 |  |  | False | 30 | 30 | 11.5 | 0 |  | False | Conventional | 07/06/2023 |  | 10/05/2023
Carrier Corp. - Indianapolis | Kenmore | NXA660GKB** | NXA660GKB** | EN(A,D)4X61L24**+TDR |  | Voluntarily Certified | Single-split-system air condit | False | False | 57500 |  | 13.8 | 13.4 |  |  | False | 30 | 30 | 11.2 | 0 | Coil-Only System | False | Conventional | 07/06/2023 |  | 10/05/2023
Carrier Corp. - Indianapolis | Kenmore | R4A4S36*K*NAA* | R4A4S36*K*NAA* | EVD4X37M21A*+TDR |  | Voluntarily Certified | Single-split-system air condit | False | False | 33600 |  | 13.4 | 13.4 |  |  | False | 30 | 30 | 11.5 | 0 | Coil-Only System | False | Conventional | 07/06/2023 |  | 10/05/2023
Carrier Corp. - Indianapolis | Kenmore | R4A4S42*K*NAA* | R4A4S42*K*NAA* | EVD4X42M21A*+TDR |  | Voluntarily Certified | Single-split-system air condit | False | False | 38500 |  | 13.4 | 13.4 |  |  | False | 30 | 30 | 11 | 0 | Coil-Only System | False | Conventional | 07/06/2023 |  | 10/05/2023
Carrier Corp. - Indianapolis | Kenmore | N4A4S48*K*NAA* | N4A4S48*K*NAA* | EA*4X61L24A*+TDR |  | Voluntarily Certified | Single-split-system air condit | False | False | 45000 |  | 13.4 | 13.4 |  |  | False | 30 | 30 | 11.5 | 0 | Coil-Only System | False | Conventional | 07/06/2023 |  | 10/05/2023
Carrier Corp. - Indianapolis | Airquest | N4A5S36*K*WAA* | N4A5S36*K*WAA* | EVD4X37M21A*+TDR |  | Voluntarily Certified | Single-split-system air condit | False | False | 34200 |  | 14.3 | 13.4 |  |  | False | 30 | 30 | 11.7 | 0 | Coil-Only System | False | Conventional | 07/06/2023 |  | 10/05/2023
Carrier Corp. - Indianapolis | Airquest | N4A5S24*K*WAA* | N4A5S24*K*WAA* | ESD4X24M14A*+TDR |  | Voluntarily Certified | Single-split-system air condit | False | False | 22800 |  | 14.3 | 13.4 |  |  | False | 30 | 30 | 11.7 | 0 | Coil-Only System | False | Conventional | 07/06/2023 |  | 10/05/2023
Carrier Corp. - Indianapolis | Airquest | R4A4S36*K*NAA* | R4A4S36*K*NAA* | EVD4X37M21A*+TDR |  | Voluntarily Certified | Single-split-system air condit | False | False | 33600 |  | 13.4 | 13.4 |  |  | False | 30 | 30 | 11.5 | 0 | Coil-Only System | False | Conventional | 07/06/2023 |  | 10/05/2023
Carrier Corp. - Indianapolis | Airquest | R4A4S42*K*NAA* | R4A4S42*K*NAA* | EVD4X42M21A*+TDR |  | Voluntarily Certified | Single-split-system air condit | False | False | 38500 |  | 13.4 | 13.4 |  |  | False | 30 | 30 | 11 | 0 | Coil-Only System | False | Conventional | 07/06/2023 |  | 10/05/2023
Carrier Corp. - Indianapolis | Airquest | N4A4S48*K*NAA* | N4A4S48*K*NAA* | EA*4X61L24A*+TDR |  | Voluntarily Certified | Single-split-system air condit | False | False | 45000 |  | 13.4 | 13.4 |  |  | False | 30 | 30 | 11.5 | 0 | Coil-Only System | False | Conventional | 07/06/2023 |  | 10/05/2023
Carrier Corp. - Indianapolis | WEATHERMAKER | PA4SAN460**NA* | PA4SAN460**NA* | CVPVA6124XMC*+TDR |  | Voluntarily Certified | Single-split-system air condit | False | False | 55500 |  | 13.4 | 13.4 |  |  | False | 30 | 30 | 11 | 0 | Coil-Only System | False | Conventional | 07/06/2023 |  | 10/05/2023
Carrier Corp. - Indianapolis | EcoTemp | WJA436***K***K* | WJA436***K***K* |  |  | Voluntarily Certified | Single-package air conditioner | False | False | 33600 |  | 13.4 | 13.4 |  |  | False | 30 | 30 | 10.6 | 0 |  | False | Conventional | 07/06/2023 |  | 10/05/2023
Carrier Corp. - Indianapolis | Carrier | 24TPA748W**30* | 24TPA748W**30* | CVPVA4924XMC*+TDR |  | Voluntarily Certified | Single-split-system air condit | False | False | 47000 |  | 13.8 | 13.4 |  |  | False | 30 | 30 | 12 | 0 | Coil-Only System | False | Conventional | 07/06/2023 |  | 10/05/2023
Carrier Corp. - Indianapolis | Carrier | GA5SAN418**WA* | GA5SAN418**WA* | CSPVA2414XMC*+TDR |  | Voluntarily Certified | Single-split-system air condit | False | False | 17900 |  | 14.3 | 13.4 |  |  | False | 30 | 30 | 11.7 | 0 | Coil-Only System | False | Conventional | 07/06/2023 |  | 10/05/2023
Carrier Corp. - Indianapolis | Carrier | 34SCA524W**30* | 34SCA524W**30* | CAP**2517AL*+TDR |  | Voluntarily Certified | Single-split-system air condit | False | False | 23800 |  | 14.3 | 13.4 |  |  | False | 30 | 30 | 12.5 | 0 | Coil-Only System | False | Conventional | 07/06/2023 |  | 10/05/2023
Carrier Corp. - Indianapolis | Carrier | 24VNA936A*032*+TSTAT | 24VNA936A*032*+TSTAT | FV4CN(B,F)005L |  | Voluntarily Certified | Single-split-system air condit | False | False | 35200 |  | 15.5 | 13.4 |  |  | False | 30 | 30 | 10 | 0 | Blower Coil System | False | Conventional | 07/06/2023 |  | 10/05/2023
Carrier Corp. - Indianapolis | Carrier | 24VNA948A*031*+TSTAT | 24VNA948A*031*+TSTAT | FV4CNB006L |  | Voluntarily Certified | Single-split-system air condit | False | False | 46000 |  | 15.5 | 13.4 |  |  | False | 30 | 30 | 10.5 | 0 | Blower Coil System | False | Conventional | 07/06/2023 |  | 10/05/2023
Carrier Corp. - Indianapolis | Bryant Heating & Cooling Systems | 577ENWK24****A* | 577ENWK24****A* |  |  | Voluntarily Certified | Single-package air conditioner | False | False | 22200 |  | 15.2 | 13.4 |  |  | False | 30 | 30 | 11.5 | 0 |  | False | Conventional | 07/06/2023 |  | 10/05/2023
Carrier Corp. - Indianapolis | WEATHERMAKER | PA4ZNK060***3*** | PA4ZNK060***3*** |  |  | Voluntarily Certified | Single-package air conditioner | False | False | 53500 |  | 13.4 | 13.4 |  |  | False | 30 | 30 | 10.6 | 0 |  | False | Conventional | 07/06/2023 |  | 10/05/2023
Carrier Corp. - Indianapolis | EcoTemp | W4A5S36*K*WAA* | W4A5S36*K*WAA* | WMVC37421XA*+TDR |  | Voluntarily Certified | Single-split-system air condit | False | False | 34200 |  | 14.3 | 13.4 |  |  | False | 30 | 30 | 11.7 | 0 | Coil-Only System | False | Conventional | 07/06/2023 |  | 10/05/2023
Carrier Corp. - Indianapolis | EcoTemp | WJA448***K***K* | WJA448***K***K* |  |  | Voluntarily Certified | Single-package air conditioner | False | False | 45500 |  | 13.4 | 13.4 |  |  | False | 30 | 30 | 10.6 | 0 |  | False | Conventional | 07/06/2023 |  | 10/05/2023
Carrier Corp. - Indianapolis | EcoTemp | W4A5S60*K*WAA* | W4A5S60*K*WAA* | WMVC61424XA*+TDR |  | Voluntarily Certified | Single-split-system air condit | False | False | 56500 |  | 13.8 | 13.4 |  |  | False | 30 | 30 | 11.2 | 0 | Coil-Only System | False | Conventional | 07/06/2023 |  | 10/05/2023
Carrier Corp. - Indianapolis | EcoTemp | W4A4S24*K*NAA* | W4A4S24*K*NAA* | WMSC24414XA*+TDR |  | Voluntarily Certified | Single-split-system air condit | False | False | 23200 |  | 13.4 | 13.4 |  |  | False | 30 | 30 | 11.5 | 0 | Coil-Only System | False | Conventional | 07/06/2023 |  | 10/05/2023
Carrier Corp. - Indianapolis | EcoTemp | W4A4S60*K*NAA* | W4A4S60*K*NAA* | WMVC61424XA*+TDR |  | Voluntarily Certified | Single-split-system air condit | False | False | 55500 |  | 13.4 | 13.4 |  |  | False | 30 | 30 | 11 | 0 | Coil-Only System | False | Conventional | 07/06/2023 |  | 10/05/2023
Carrier Corp. - Indianapolis | Day & Night | PAJ442***K***K* | PAJ442***K***K* |  |  | Voluntarily Certified | Single-package air conditioner | False | False | 40500 |  | 13.4 | 13.4 |  |  | False | 30 | 30 | 10.6 | 0 |  | False | Conventional | 07/06/2023 |  | 10/05/2023
Carrier Corp. - Indianapolis | Day & Night | N4A7T36*K*WAA* | N4A7T36*K*WAA* | EVD4X37M21A*+TDR |  | Voluntarily Certified | Single-split-system air condit | False | False | 35000 |  | 14.3 | 13.4 |  |  | False | 30 | 30 | 12 | 0 | Coil-Only System | False | Conventional | 07/06/2023 |  | 10/05/2023
Carrier Corp. - Indianapolis | Day & Night | C4A6S48*K*WAA* | C4A6S48*K*WAA* | EVD4X48M21A*+TDR |  | Voluntarily Certified | Single-split-system air condit | False | False | 46500 |  | 13.8 | 13.4 |  |  | False | 30 | 30 | 11.2 | 0 | Coil-Only System | False | Conventional | 07/06/2023 |  | 10/05/2023
Carrier Corp. - Indianapolis | Bryant Heating & Cooling Systems | 707ENXK60000AA* | 707ENXK60000AA* |  |  | Voluntarily Certified | Single-package air conditioner | False | False | 56000 |  | 15.2 | 13.4 |  |  | False | 30 | 30 | 11.5 | 0 |  | False | Conventional | 07/06/2023 |  | 10/05/2023
Carrier Corp. - Indianapolis | Kenmore | PAJ442***K***K* | PAJ442***K***K* |  |  | Voluntarily Certified | Single-package air conditioner | False | False | 40500 |  | 13.4 | 13.4 |  |  | False | 30 | 30 | 10.6 | 0 |  | False | Conventional | 07/06/2023 |  | 10/05/2023
Carrier Corp. - Indianapolis | Kenmore | PGD460***K***K1 | PGD460***K***K1 |  |  | Voluntarily Certified | Single-package air conditioner | False | False | 56000 |  | 13.4 | 13.4 |  |  | False | 30 | 30 | 11.05 | 0 |  | False | Conventional | 07/06/2023 |  | 10/05/2023
Carrier Corp. - Indianapolis | Kenmore | S4A5S48*K*WAA* | S4A5S48*K*WAA* | EA*4X61L24A*+TDR |  | Voluntarily Certified | Single-split-system air condit | False | False | 47500 |  | 14 | 13.4 |  |  | False | 30 | 30 | 12 | 0 | Coil-Only System | False | Conventional | 07/06/2023 |  | 10/05/2023
Carrier Corp. - Indianapolis | Kenmore | (C,H,T)4A6S18*K*WAA* | (C,H,T)4A6S18*K*WAA* | ESD4X24M14A*+TDR |  | Voluntarily Certified | Single-split-system air condit | False | False | 17800 |  | 14.3 | 13.4 |  |  | False | 30 | 30 | 11.7 | 0 | Coil-Only System | False | Conventional | 07/06/2023 |  | 10/05/2023
Carrier Corp. - Indianapolis | Kenmore | (C,H,T)VA960GKA2* | (C,H,T)VA960GKA2* | FCM4X60***L+WALLCON |  | Voluntarily Certified | Single-split-system air condit | False | False | 57000 |  | 16.5 | 13.4 |  |  | False | 30 | 30 | 9.5 | 0 | Blower Coil System | True | Conventional | 07/06/2023 |  | 10/05/2023
Carrier Corp. - Indianapolis | Kenmore | N4A7T36*K*WAA* | N4A7T36*K*WAA* | EVD4X37M21A*+TDR |  | Voluntarily Certified | Single-split-system air condit | False | False | 35000 |  | 14.3 | 13.4 |  |  | False | 30 | 30 | 12 | 0 | Coil-Only System | False | Conventional | 07/06/2023 |  | 10/05/2023
Carrier Corp. - Indianapolis | Kenmore | R4A5S60*K*WAA* | R4A5S60*K*WAA* | EVD4X61M24A*+TDR |  | Voluntarily Certified | Single-split-system air condit | False | False | 56500 |  | 13.8 | 13.4 |  |  | False | 30 | 30 | 11.2 | 0 | Coil-Only System | False | Conventional | 07/06/2023 |  | 10/05/2023
Carrier Corp. - Indianapolis | Day & Night | CVA925GKA3*+TSTAT | CVA925GKA3*+TSTAT | FVM4X48***L |  | Voluntarily Certified | Single-split-system air condit | False | False | 24000 |  | 16.5 | 13.4 |  |  | False | 30 | 30 | 11.7 | 0 | Blower Coil System | False | Conventional | 07/06/2023 |  | 10/05/2023
Carrier Corp. - Indianapolis | Day & Night | PGD460***K***K1 | PGD460***K***K1 |  |  | Voluntarily Certified | Single-package air conditioner | False | False | 56000 |  | 13.4 | 13.4 |  |  | False | 30 | 30 | 11.05 | 0 |  | False | Conventional | 07/06/2023 |  | 10/05/2023
Carrier Corp. - Indianapolis | Day & Night | S4A5S48*K*WAA* | S4A5S48*K*WAA* | EA*4X61L24A*+TDR |  | Voluntarily Certified | Single-split-system air condit | False | False | 47500 |  | 14 | 13.4 |  |  | False | 30 | 30 | 12 | 0 | Coil-Only System | False | Conventional | 07/06/2023 |  | 10/05/2023
Carrier Corp. - Indianapolis | Day & Night | CVA937GKA2* | CVA937GKA2* | FCM4X60***L+WALLCON |  | Voluntarily Certified | Single-split-system air condit | False | False | 33200 |  | 18.5 | 13.4 |  |  | False | 30 | 30 | 12 | 0 | Blower Coil System | True | Conventional | 07/06/2023 |  | 10/05/2023
Carrier Corp. - Indianapolis | Day & Night | CVA925GKA2* | CVA925GKA2* | FCM4X48***L+WALLCON |  | Voluntarily Certified | Single-split-system air condit | False | False | 23800 |  | 18.5 | 13.4 |  |  | False | 30 | 30 | 11.7 | 0 | Blower Coil System | True | Conventional | 07/06/2023 |  | 10/05/2023
Carrier Corp. - Indianapolis | Day & Night | CVA960GKA2* | CVA960GKA2* | FCM4X60***L+WALLCON |  | Voluntarily Certified | Single-split-system air condit | False | False | 57000 |  | 16.5 | 13.4 |  |  | False | 30 | 30 | 9.5 | 0 | Blower Coil System | True | Conventional | 07/06/2023 |  | 10/05/2023
Carrier Corp. - Indianapolis | BROCK | PA5SAN430**WA* | PA5SAN430**WA* | CVPVA3017XMC*+TDR |  | Voluntarily Certified | Single-split-system air condit | False | False | 28800 |  | 14.3 | 13.4 |  |  | False | 30 | 30 | 11.7 | 0 | Coil-Only System | False | Conventional | 07/06/2023 |  | 10/05/2023
Carrier Corp. - Indianapolis | 1HVAC | N4A4S30*K*NAA* | N4A4S30*K*NAA* | EA*4X37L21A*+TDR |  | Voluntarily Certified | Single-split-system air condit | False | False | 29400 |  | 14 | 13.4 |  |  | False | 30 | 30 | 11.5 | 0 | Coil-Only System | False | Conventional | 07/06/2023 |  | 10/05/2023
Carrier Corp. - Indianapolis | 1HVAC | PGR548***K***K1 | PGR548***K***K1 |  |  | Voluntarily Certified | Single-package air conditioner | False | False | 46500 |  | 16 | 13.4 |  |  | False | 30 | 30 | 11.8 | 0 |  | False | Conventional | 07/06/2023 |  | 10/05/2023
Carrier Corp. - Indianapolis | 1HVAC | PGR560***K***K1 | PGR560***K***K1 |  |  | Voluntarily Certified | Single-package air conditioner | False | False | 56000 |  | 15.2 | 13.4 |  |  | False | 30 | 30 | 11.5 | 0 |  | False | Conventional | 07/06/2023 |  | 10/05/2023
Carrier Corp. - Indianapolis | BROCK | PA5SAN448**WA* | PA5SAN448**WA* | CVPVA4821XMC*+TDR |  | Voluntarily Certified | Single-split-system air condit | False | False | 46500 |  | 13.8 | 13.4 |  |  | False | 30 | 30 | 11.2 | 0 | Coil-Only System | False | Conventional | 07/06/2023 |  | 10/05/2023
Carrier Corp. - Indianapolis | 1HVAC | HVA925GKA2*+TSTAT | HVA925GKA2*+TSTAT | FVM4X48***L |  | Voluntarily Certified | Single-split-system air condit | False | False | 24000 |  | 16.5 | 13.4 |  |  | False | 30 | 30 | 11.7 | 0 | Blower Coil System | False | Conventional | 07/06/2023 |  | 10/05/2023
Carrier Corp. - Indianapolis | 1HVAC | N4A4S60*K*NAA* | N4A4S60*K*NAA* | EVD4X61M24A*+TDR |  | Voluntarily Certified | Single-split-system air condit | False | False | 55500 |  | 13.4 | 13.4 |  |  | False | 30 | 30 | 11 | 0 | Coil-Only System | False | Conventional | 07/06/2023 |  | 10/05/2023
Carrier Corp. - Indianapolis | 1HVAC | PAR536000K***K1 | PAR536000K***K1 |  |  | Voluntarily Certified | Single-package air conditioner | False | False | 34800 |  | 15.2 | 13.4 |  |  | False | 30 | 30 | 11.5 | 0 |  | False | Conventional | 07/06/2023 |  | 10/05/2023
Carrier Corp. - Indianapolis | 1HVAC | R4A5S24*K*WAA* | R4A5S24*K*WAA* | ESD4X24M14A*+TDR |  | Voluntarily Certified | Single-split-system air condit | False | False | 22800 |  | 14.3 | 13.4 |  |  | False | 30 | 30 | 11.7 | 0 | Coil-Only System | False | Conventional | 07/06/2023 |  | 10/05/2023
Carrier Corp. - Indianapolis | Day & Night | R4A5S60*K*WAA* | R4A5S60*K*WAA* | EVD4X61M24A*+TDR |  | Voluntarily Certified | Single-split-system air condit | False | False | 56500 |  | 13.8 | 13.4 |  |  | False | 30 | 30 | 11.2 | 0 | Coil-Only System | False | Conventional | 07/06/2023 |  | 10/05/2023
Carrier Corp. - Indianapolis | Tempstar | N4A7T36*K*WAA* | N4A7T36*K*WAA* | EVD4X37M21A*+TDR |  | Voluntarily Certified | Single-split-system air condit | False | False | 35000 |  | 14.3 | 13.4 |  |  | False | 30 | 30 | 12 | 0 | Coil-Only System | False | Conventional | 07/06/2023 |  | 10/05/2023
Carrier Corp. - Indianapolis | PAYNE HEATING AND COOLING | PA7TAN460**WA* | PA7TAN460**WA* | CVPVA6124XMC*+TDR |  | Voluntarily Certified | Single-split-system air condit | False | False | 57500 |  | 13.8 | 13.4 |  |  | False | 30 | 30 | 11.5 | 0 | Coil-Only System | False | Conventional | 07/06/2023 |  | 10/05/2023
Carrier Corp. - Indianapolis | Grandaire | WJA448***K***K* | WJA448***K***K* |  |  | Voluntarily Certified | Single-package air conditioner | False | False | 45500 |  | 13.4 | 13.4 |  |  | False | 30 | 30 | 10.6 | 0 |  | False | Conventional | 07/06/2023 |  | 10/05/2023
Carrier Corp. - Indianapolis | Grandaire | W4A5S60*K*WAA* | W4A5S60*K*WAA* | WMVC61424XA*+TDR |  | Voluntarily Certified | Single-split-system air condit | False | False | 56500 |  | 13.8 | 13.4 |  |  | False | 30 | 30 | 11.2 | 0 | Coil-Only System | False | Conventional | 07/06/2023 |  | 10/05/2023
Carrier Corp. - Indianapolis | Tempstar | TVA925GKA2*+TSTAT | TVA925GKA2*+TSTAT | FVM4X48***L |  | Voluntarily Certified | Single-split-system air condit | False | False | 24000 |  | 16.5 | 13.4 |  |  | False | 30 | 30 | 11.7 | 0 | Blower Coil System | False | Conventional | 07/06/2023 |  | 10/05/2023
Carrier Corp. - Indianapolis | Tempstar | PAJ442***K***K* | PAJ442***K***K* |  |  | Voluntarily Certified | Single-package air conditioner | False | False | 40500 |  | 13.4 | 13.4 |  |  | False | 30 | 30 | 10.6 | 0 |  | False | Conventional | 07/06/2023 |  | 10/05/2023
Carrier Corp. - Indianapolis | Tempstar | S4A5S48*K*WAA* | S4A5S48*K*WAA* | EA*4X61L24A*+TDR |  | Voluntarily Certified | Single-split-system air condit | False | False | 47500 |  | 14 | 13.4 |  |  | False | 30 | 30 | 12 | 0 | Coil-Only System | False | Conventional | 07/06/2023 |  | 10/05/2023
Carrier Corp. - Indianapolis | Tempstar | PGD460***K***K1 | PGD460***K***K1 |  |  | Voluntarily Certified | Single-package air conditioner | False | False | 56000 |  | 13.4 | 13.4 |  |  | False | 30 | 30 | 11.05 | 0 |  | False | Conventional | 07/06/2023 |  | 10/05/2023
Carrier Corp. - Indianapolis | Tempstar | R4A5S60*K*WAA* | R4A5S60*K*WAA* | EVD4X61M24A*+TDR |  | Voluntarily Certified | Single-split-system air condit | False | False | 56500 |  | 13.8 | 13.4 |  |  | False | 30 | 30 | 11.2 | 0 | Coil-Only System | False | Conventional | 07/06/2023 |  | 10/05/2023
Carrier Corp. - Indianapolis | Tempstar | TVA925GKA3* | TVA925GKA3* | FCM4X48***L+WALLCON |  | Voluntarily Certified | Single-split-system air condit | False | False | 23800 |  | 18.5 | 13.4 |  |  | False | 30 | 30 | 11.7 | 0 | Blower Coil System | True | Conventional | 07/06/2023 |  | 10/05/2023
Carrier Corp. - Indianapolis | BROCK | PA7TAN460**WA* | PA7TAN460**WA* | CVPVA6124XMC*+TDR |  | Voluntarily Certified | Single-split-system air condit | False | False | 57500 |  | 13.8 | 13.4 |  |  | False | 30 | 30 | 11.5 | 0 | Coil-Only System | False | Conventional | 07/06/2023 |  | 10/05/2023
Carrier Corp. - Indianapolis | 1HVAC | HVA949GKA** | HVA949GKA** | FCM4X60***L+WALLCON |  | Voluntarily Certified | Single-split-system air condit | False | False | 44500 |  | 19 | 13.4 |  |  | False | 30 | 30 | 12 | 0 | Blower Coil System | True | Conventional | 07/06/2023 |  | 10/05/2023
Carrier Corp. - Indianapolis | Comfortmaker | CVA936GKA2* | CVA936GKA2* | FCM4X48***L+WALLCON |  | Voluntarily Certified | Single-split-system air condit | False | False | 35200 |  | 17.5 | 13.4 |  |  | False | 30 | 30 | 10 | 0 | Blower Coil System | True | Conventional | 07/06/2023 |  | 10/05/2023
Carrier Corp. - Indianapolis | Comfortmaker | CVA949GKA2* | CVA949GKA2* | FCM4X60***L+WALLCON |  | Voluntarily Certified | Single-split-system air condit | False | False | 44500 |  | 19 | 13.4 |  |  | False | 30 | 30 | 12 | 0 | Blower Coil System | True | Conventional | 07/06/2023 |  | 10/05/2023
Carrier Corp. - Indianapolis | Comfortmaker | C4A7T60*K*WAA* | C4A7T60*K*WAA* | EVD4X61M24A*+TDR |  | Voluntarily Certified | Single-split-system air condit | False | False | 57500 |  | 13.8 | 13.4 |  |  | False | 30 | 30 | 11.5 | 0 | Coil-Only System | False | Conventional | 07/06/2023 |  | 10/05/2023
Carrier Corp. - Indianapolis | Comfortmaker | C4A6S30*K*WAA* | C4A6S30*K*WAA* | EVD4X30M17A*+TDR |  | Voluntarily Certified | Single-split-system air condit | False | False | 28800 |  | 14.3 | 13.4 |  |  | False | 30 | 30 | 11.7 | 0 | Coil-Only System | False | Conventional | 07/06/2023 |  | 10/05/2023
Carrier Corp. - Indianapolis | Comfortmaker | S4A5S36*K*WAA* | S4A5S36*K*WAA* | EA*4X37L21A*+TDR |  | Voluntarily Certified | Single-split-system air condit | False | False | 35600 |  | 14.5 | 13.4 |  |  | False | 30 | 30 | 12.5 | 0 | Coil-Only System | False | Conventional | 07/06/2023 |  | 10/05/2023
Carrier Corp. - Indianapolis | Keeprite | CVA960GKA2* | CVA960GKA2* | FCM4X60***L+WALLCON |  | Voluntarily Certified | Single-split-system air condit | False | False | 57000 |  | 16.5 | 13.4 |  |  | False | 30 | 30 | 9.5 | 0 | Blower Coil System | True | Conventional | 07/06/2023 |  | 10/05/2023
Carrier Corp. - Indianapolis | Keeprite | CVA925GKA2* | CVA925GKA2* | FCM4X48***L+WALLCON |  | Voluntarily Certified | Single-split-system air condit | False | False | 23800 |  | 18.5 | 13.4 |  |  | False | 30 | 30 | 11.7 | 0 | Blower Coil System | True | Conventional | 07/06/2023 |  | 10/05/2023
Carrier Corp. - Indianapolis | Keeprite | CVA937GKA2* | CVA937GKA2* | FCM4X60***L+WALLCON |  | Voluntarily Certified | Single-split-system air condit | False | False | 33200 |  | 18.5 | 13.4 |  |  | False | 30 | 30 | 12 | 0 | Blower Coil System | True | Conventional | 07/06/2023 |  | 10/05/2023
Carrier Corp. - Indianapolis | Keeprite | PGD460***K***K1 | PGD460***K***K1 |  |  | Voluntarily Certified | Single-package air conditioner | False | False | 56000 |  | 13.4 | 13.4 |  |  | False | 30 | 30 | 11.05 | 0 |  | False | Conventional | 07/06/2023 |  | 10/05/2023
Carrier Corp. - Indianapolis | Comfortmaker | PAJ430***K***K* | PAJ430***K***K* |  |  | Voluntarily Certified | Single-package air conditioner | False | False | 28000 |  | 13.4 | 13.4 |  |  | False | 30 | 30 | 10.6 | 0 |  | False | Conventional | 07/06/2023 |  | 10/05/2023
Carrier Corp. - Indianapolis | Comfortmaker | C4A6S60*K*WAA* | C4A6S60*K*WAA* | EVD4X61M24A*+TDR |  | Voluntarily Certified | Single-split-system air condit | False | False | 56500 |  | 13.8 | 13.4 |  |  | False | 30 | 30 | 11.2 | 0 | Coil-Only System | False | Conventional | 07/06/2023 |  | 10/05/2023
Carrier Corp. - Indianapolis | BROCK | PA4SAN418**NA* | PA4SAN418**NA* | CAP**1917AL*+TDR |  | Voluntarily Certified | Single-split-system air condit | False | False | 18000 |  | 13.4 | 13.4 |  |  | False | 30 | 30 | 11.5 | 0 | Coil-Only System | False | Conventional | 07/06/2023 |  | 10/05/2023
Carrier Corp. - Indianapolis | 1HVAC | S4A5S36*K*WAA* | S4A5S36*K*WAA* | EA*4X37L21A*+TDR |  | Voluntarily Certified | Single-split-system air condit | False | False | 35600 |  | 14.5 | 13.4 |  |  | False | 30 | 30 | 12.5 | 0 | Coil-Only System | False | Conventional | 07/06/2023 |  | 10/05/2023
Carrier Corp. - Indianapolis | 1HVAC | H4A6S49*K*WAA* | H4A6S49*K*WAA* | EA*4X60L24A*+TDR |  | Voluntarily Certified | Single-split-system air condit | False | False | 46000 |  | 14.5 | 13.4 |  |  | False | 30 | 30 | 12.5 | 0 | Coil-Only System | False | Conventional | 07/06/2023 |  | 10/05/2023
Carrier Corp. - Indianapolis | Comfortmaker | R4A5S60*K*WAA* | R4A5S60*K*WAA* | EVD4X61M24A*+TDR |  | Voluntarily Certified | Single-split-system air condit | False | False | 56500 |  | 13.8 | 13.4 |  |  | False | 30 | 30 | 11.2 | 0 | Coil-Only System | False | Conventional | 07/06/2023 |  | 10/05/2023
Carrier Corp. - Indianapolis | Comfortmaker | PGD460***K***K1 | PGD460***K***K1 |  |  | Voluntarily Certified | Single-package air conditioner | False | False | 56000 |  | 13.4 | 13.4 |  |  | False | 30 | 30 | 11.05 | 0 |  | False | Conventional | 07/06/2023 |  | 10/05/2023
Carrier Corp. - Indianapolis | Comfortmaker | S4A5S48*K*WAA* | S4A5S48*K*WAA* | EA*4X61L24A*+TDR |  | Voluntarily Certified | Single-split-system air condit | False | False | 47500 |  | 14 | 13.4 |  |  | False | 30 | 30 | 12 | 0 | Coil-Only System | False | Conventional | 07/06/2023 |  | 10/05/2023
Carrier Corp. - Indianapolis | Comfortmaker | CVA937GKA2* | CVA937GKA2* | FCM4X60***L+WALLCON |  | Voluntarily Certified | Single-split-system air condit | False | False | 33200 |  | 18.5 | 13.4 |  |  | False | 30 | 30 | 12 | 0 | Blower Coil System | True | Conventional | 07/06/2023 |  | 10/05/2023
Carrier Corp. - Indianapolis | Comfortmaker | CVA925GKA3*+TSTAT | CVA925GKA3*+TSTAT | FVM4X48***L |  | Voluntarily Certified | Single-split-system air condit | False | False | 24000 |  | 16.5 | 13.4 |  |  | False | 30 | 30 | 11.7 | 0 | Blower Coil System | False | Conventional | 07/06/2023 |  | 10/05/2023
Carrier Corp. - Indianapolis | Comfortmaker | CVA925GKA2* | CVA925GKA2* | FCM4X48***L+WALLCON |  | Voluntarily Certified | Single-split-system air condit | False | False | 23800 |  | 18.5 | 13.4 |  |  | False | 30 | 30 | 11.7 | 0 | Blower Coil System | True | Conventional | 07/06/2023 |  | 10/05/2023
Carrier Corp. - Indianapolis | Comfortmaker | CVA960GKA2* | CVA960GKA2* | FCM4X60***L+WALLCON |  | Voluntarily Certified | Single-split-system air condit | False | False | 57000 |  | 16.5 | 13.4 |  |  | False | 30 | 30 | 9.5 | 0 | Blower Coil System | True | Conventional | 07/06/2023 |  | 10/05/2023
Carrier Corp. - Indianapolis | Comfortmaker | PAJ442***K***K* | PAJ442***K***K* |  |  | Voluntarily Certified | Single-package air conditioner | False | False | 40500 |  | 13.4 | 13.4 |  |  | False | 30 | 30 | 10.6 | 0 |  | False | Conventional | 07/06/2023 |  | 10/05/2023
Carrier Corp. - Indianapolis | Comfortmaker | N4A7T36*K*WAA* | N4A7T36*K*WAA* | EVD4X37M21A*+TDR |  | Voluntarily Certified | Single-split-system air condit | False | False | 35000 |  | 14.3 | 13.4 |  |  | False | 30 | 30 | 12 | 0 | Coil-Only System | False | Conventional | 07/06/2023 |  | 10/05/2023
Carrier Corp. - Indianapolis | Comfortmaker | C4A6S48*K*WAA* | C4A6S48*K*WAA* | EVD4X48M21A*+TDR |  | Voluntarily Certified | Single-split-system air condit | False | False | 46500 |  | 13.8 | 13.4 |  |  | False | 30 | 30 | 11.2 | 0 | Coil-Only System | False | Conventional | 07/06/2023 |  | 10/05/2023
Carrier Corp. - Indianapolis | PAYNE HEATING AND COOLING | PA4ZNK048***3*** | PA4ZNK048***3*** |  |  | Voluntarily Certified | Single-package air conditioner | False | False | 45500 |  | 13.4 | 13.4 |  |  | False | 30 | 30 | 10.6 | 0 |  | False | Conventional | 07/06/2023 |  | 10/05/2023
Carrier Corp. - Indianapolis | PAYNE HEATING AND COOLING | PA5SAN461**WA* | PA5SAN461**WA* | CVPVA6124XMC*+TDR |  | Voluntarily Certified | Single-split-system air condit | False | False | 55500 |  | 14.3 | 13.4 |  |  | False | 30 | 30 | 12 | 0 | Coil-Only System | False | Conventional | 07/06/2023 |  | 10/05/2023
Carrier Corp. - Indianapolis | PAYNE HEATING AND COOLING | PA4GNAK30000AA* | PA4GNAK30000AA* |  |  | Voluntarily Certified | Single-package air conditioner | False | False | 28000 |  | 13.4 | 13.4 |  |  | False | 30 | 30 | 11.05 | 0 |  | False | Conventional | 07/06/2023 |  | 10/05/2023
Carrier Corp. - Indianapolis | BROCK | PA5SAN461**WA* | PA5SAN461**WA* | CVPVA6124XMC*+TDR |  | Voluntarily Certified | Single-split-system air condit | False | False | 55500 |  | 14.3 | 13.4 |  |  | False | 30 | 30 | 12 | 0 | Coil-Only System | False | Conventional | 07/06/2023 |  | 10/05/2023
Carrier Corp. - Indianapolis | BROCK | PA4ZNK048***3*** | PA4ZNK048***3*** |  |  | Voluntarily Certified | Single-package air conditioner | False | False | 45500 |  | 13.4 | 13.4 |  |  | False | 30 | 30 | 10.6 | 0 |  | False | Conventional | 07/06/2023 |  | 10/05/2023
Carrier Corp. - Indianapolis | 1HVAC | N4A7T36*K*WAA* | N4A7T36*K*WAA* | EVD4X37M21A*+TDR |  | Voluntarily Certified | Single-split-system air condit | False | False | 35000 |  | 14.3 | 13.4 |  |  | False | 30 | 30 | 12 | 0 | Coil-Only System | False | Conventional | 07/06/2023 |  | 10/05/2023
Carrier Corp. - Indianapolis | 1HVAC | S4A5S48*K*WAA* | S4A5S48*K*WAA* | EA*4X61L24A*+TDR |  | Voluntarily Certified | Single-split-system air condit | False | False | 47500 |  | 14 | 13.4 |  |  | False | 30 | 30 | 12 | 0 | Coil-Only System | False | Conventional | 07/06/2023 |  | 10/05/2023
Carrier Corp. - Indianapolis | Grandaire | W4A7T48*K*WAA* | W4A7T48*K*WAA* | WMVC49424XA*+TDR |  | Voluntarily Certified | Single-split-system air condit | False | False | 47000 |  | 13.8 | 13.4 |  |  | False | 30 | 30 | 12 | 0 | Coil-Only System | False | Conventional | 07/06/2023 |  | 10/05/2023
Carrier Corp. - Indianapolis | 1HVAC | PGD460***K***K1 | PGD460***K***K1 |  |  | Voluntarily Certified | Single-package air conditioner | False | False | 56000 |  | 13.4 | 13.4 |  |  | False | 30 | 30 | 11.05 | 0 |  | False | Conventional | 07/06/2023 |  | 10/05/2023
Carrier Corp. - Indianapolis | 1HVAC | HVA949GKA2* | HVA949GKA2* | FCM4X60***L+WALLCON |  | Voluntarily Certified | Single-split-system air condit | False | False | 44500 |  | 19 | 13.4 |  |  | False | 30 | 30 | 12 | 0 | Blower Coil System | True | Conventional | 07/06/2023 |  | 10/05/2023
Carrier Corp. - Indianapolis | 1HVAC | R4A5S60*K*WAA* | R4A5S60*K*WAA* | EVD4X61M24A*+TDR |  | Voluntarily Certified | Single-split-system air condit | False | False | 56500 |  | 13.8 | 13.4 |  |  | False | 30 | 30 | 11.2 | 0 | Coil-Only System | False | Conventional | 07/06/2023 |  | 10/05/2023
Carrier Corp. - Indianapolis | 1HVAC | HVA937GKA** | HVA937GKA** | FCM4X60***L+WALLCON |  | Voluntarily Certified | Single-split-system air condit | False | False | 33200 |  | 18.5 | 13.4 |  |  | False | 30 | 30 | 12 | 0 | Blower Coil System | True | Conventional | 07/06/2023 |  | 10/05/2023
Carrier Corp. - Indianapolis | BROCK | PA5SAN443**WA* | PA5SAN443**WA* | CAP**4321AL*+TDR |  | Voluntarily Certified | Single-split-system air condit | False | False | 40000 |  | 14.3 | 13.4 |  |  | False | 30 | 30 | 12.5 | 0 | Coil-Only System | False | Conventional | 07/06/2023 |  | 10/05/2023
Carrier Corp. - Indianapolis | BROCK | PA7TAN448**WA* | PA7TAN448**WA* | CVPVA4924XMC*+TDR |  | Voluntarily Certified | Single-split-system air condit | False | False | 47000 |  | 13.8 | 13.4 |  |  | False | 30 | 30 | 12 | 0 | Coil-Only System | False | Conventional | 07/06/2023 |  | 10/05/2023
Carrier Corp. - Indianapolis | BROCK | PA4ZNK024***3*** | PA4ZNK024***3*** |  |  | Voluntarily Certified | Single-package air conditioner | False | False | 23200 |  | 13.4 | 13.4 |  |  | False | 30 | 30 | 10.6 | 0 |  | False | Conventional | 07/06/2023 |  | 10/05/2023
Carrier Corp. - Indianapolis | BROCK | PA4ZNK042***3*** | PA4ZNK042***3*** |  |  | Voluntarily Certified | Single-package air conditioner | False | False | 40500 |  | 13.4 | 13.4 |  |  | False | 30 | 30 | 10.6 | 0 |  | False | Conventional | 07/06/2023 |  | 10/05/2023
Carrier Corp. - Indianapolis | 1HVAC | N4A4S36*K*NAA* | N4A4S36*K*NAA* | EVD4X37M21A*+TDR |  | Voluntarily Certified | Single-split-system air condit | False | False | 33600 |  | 13.4 | 13.4 |  |  | False | 30 | 30 | 11.5 | 0 | Coil-Only System | False | Conventional | 07/06/2023 |  | 10/05/2023
Carrier Corp. - Indianapolis | 1HVAC | R4A4S60*K*NAA* | R4A4S60*K*NAA* | EVD4X61M24A*+TDR |  | Voluntarily Certified | Single-split-system air condit | False | False | 55500 |  | 13.4 | 13.4 |  |  | False | 30 | 30 | 11 | 0 | Coil-Only System | False | Conventional | 07/06/2023 |  | 10/05/2023
Carrier Corp. - Indianapolis | 1HVAC | PGD448***K***K1 | PGD448***K***K1 |  |  | Voluntarily Certified | Single-package air conditioner | False | False | 47000 |  | 13.4 | 13.4 |  |  | False | 30 | 30 | 11.05 | 0 |  | False | Conventional | 07/06/2023 |  | 10/05/2023
Carrier Corp. - Indianapolis | 1HVAC | R4A5S61*K*WAA* | R4A5S61*K*WAA* | EVD4X61M24A*+TDR |  | Voluntarily Certified | Single-split-system air condit | False | False | 55500 |  | 14.3 | 13.4 |  |  | False | 30 | 30 | 12 | 0 | Coil-Only System | False | Conventional | 07/06/2023 |  | 10/05/2023
Carrier Corp. - Indianapolis | 1HVAC | HVA937GKA2* | HVA937GKA2* | FCM4X60***L+WALLCON |  | Voluntarily Certified | Single-split-system air condit | False | False | 33200 |  | 18.5 | 13.4 |  |  | False | 30 | 30 | 12 | 0 | Blower Coil System | True | Conventional | 07/06/2023 |  | 10/05/2023
Carrier Corp. - Indianapolis | 1HVAC | HVA925GKA2* | HVA925GKA2* | FCM4X48***L+WALLCON |  | Voluntarily Certified | Single-split-system air condit | False | False | 23800 |  | 18.5 | 13.4 |  |  | False | 30 | 30 | 11.7 | 0 | Blower Coil System | True | Conventional | 07/06/2023 |  | 10/05/2023
Carrier Corp. - Indianapolis | 1HVAC | R4A5S48*K*WAA* | R4A5S48*K*WAA* | EVD4X48M21A*+TDR |  | Voluntarily Certified | Single-split-system air condit | False | False | 46500 |  | 13.8 | 13.4 |  |  | False | 30 | 30 | 11.2 | 0 | Coil-Only System | False | Conventional | 07/06/2023 |  | 10/05/2023
Carrier Corp. - Indianapolis | Comfortmaker | N4A5S60*K*WAA* | N4A5S60*K*WAA* | EVD4X61M24A*+TDR |  | Voluntarily Certified | Single-split-system air condit | False | False | 56500 |  | 13.8 | 13.4 |  |  | False | 30 | 30 | 11.2 | 0 | Coil-Only System | False | Conventional | 07/06/2023 |  | 10/05/2023
Carrier Corp. - Indianapolis | Comfortmaker | C4A6S18*K*WAA* | C4A6S18*K*WAA* | ESD4X24M14A*+TDR |  | Voluntarily Certified | Single-split-system air condit | False | False | 17800 |  | 14.3 | 13.4 |  |  | False | 30 | 30 | 11.7 | 0 | Coil-Only System | False | Conventional | 07/06/2023 |  | 10/05/2023
Carrier Corp. - Indianapolis | PAYNE HEATING AND COOLING | PA4SAN418**NA* | PA4SAN418**NA* | CAP**1917AL*+TDR |  | Voluntarily Certified | Single-split-system air condit | False | False | 18000 |  | 13.4 | 13.4 |  |  | False | 30 | 30 | 11.5 | 0 | Coil-Only System | False | Conventional | 07/06/2023 |  | 10/05/2023
Carrier Corp. - Indianapolis | PAYNE HEATING AND COOLING | PY4GNAK30****A* | PY4GNAK30****A* |  |  | Voluntarily Certified | Single-package air conditioner | False | False | 28000 |  | 13.4 | 13.4 |  |  | False | 30 | 30 | 11.05 | 0 |  | False | Conventional | 07/06/2023 |  | 10/05/2023
Carrier Corp. - Indianapolis | Grandaire | WJA460***K***K* | WJA460***K***K* |  |  | Voluntarily Certified | Single-package air conditioner | False | False | 53500 |  | 13.4 | 13.4 |  |  | False | 30 | 30 | 10.6 | 0 |  | False | Conventional | 07/06/2023 |  | 10/05/2023
Carrier Corp. - Indianapolis | Grandaire | WCA6604GKB** | WCA6604GKB** | WLNC614DA*+TDR |  | Voluntarily Certified | Single-split-system air condit | False | False | 57500 |  | 13.8 | 13.4 |  |  | False | 30 | 30 | 11.2 | 0 | Coil-Only System | False | Conventional | 07/06/2023 |  | 10/05/2023
Carrier Corp. - Indianapolis | Grandaire | W4A4S42*K*NAA* | W4A4S42*K*NAA* | WMVC42421XA*+TDR |  | Voluntarily Certified | Single-split-system air condit | False | False | 38500 |  | 13.4 | 13.4 |  |  | False | 30 | 30 | 11 | 0 | Coil-Only System | False | Conventional | 07/06/2023 |  | 10/05/2023
Carrier Corp. - Indianapolis | Grandaire | WJA442***K***K* | WJA442***K***K* |  |  | Voluntarily Certified | Single-package air conditioner | False | False | 40500 |  | 13.4 | 13.4 |  |  | False | 30 | 30 | 10.6 | 0 |  | False | Conventional | 07/06/2023 |  | 10/05/2023
Carrier Corp. - Indianapolis | BRYANT HEATING AND COOLING SYSTEMS | PA4ZNK048***3*** | PA4ZNK048***3*** |  |  | Voluntarily Certified | Single-package air conditioner | False | False | 45500 |  | 13.4 | 13.4 |  |  | False | 30 | 30 | 10.6 | 0 |  | False | Conventional | 07/06/2023 |  | 10/05/2023
Carrier Corp. - Indianapolis | BRYANT HEATING AND COOLING SYSTEMS | 127TAN036**WA* | 127TAN036**WA* | CVPVA3721XMC*+TDR |  | Voluntarily Certified | Single-split-system air condit | False | False | 35000 |  | 14.3 | 13.4 |  |  | False | 30 | 30 | 12 | 0 | Coil-Only System | False | Conventional | 07/06/2023 |  | 10/05/2023
Carrier Corp. - Indianapolis | BRYANT HEATING AND COOLING SYSTEMS | GA7TAN436**WA* | GA7TAN436**WA* | CVPVA3721XMC*+TDR |  | Voluntarily Certified | Single-split-system air condit | False | False | 35000 |  | 14.3 | 13.4 |  |  | False | 30 | 30 | 12 | 0 | Coil-Only System | False | Conventional | 07/06/2023 |  | 10/05/2023
Carrier Corp. - Indianapolis | BRYANT HEATING AND COOLING SYSTEMS | 127ANA060B0**C* | 127ANA060B0**C* | CAP**6124AL*+TDR |  | Voluntarily Certified | Single-split-system air condit | False | False | 56500 |  | 13.8 | 13.4 |  |  | False | 30 | 30 | 11.2 | 0 | Coil-Only System | False | Conventional | 07/06/2023 |  | 10/05/2023
Carrier Corp. - Indianapolis | BRYANT HEATING AND COOLING SYSTEMS | 115SAN024**WA* | 115SAN024**WA* | CSPVA2414XMC*+TDR |  | Voluntarily Certified | Single-split-system air condit | False | False | 22800 |  | 14.3 | 13.4 |  |  | False | 30 | 30 | 11.7 | 0 | Coil-Only System | False | Conventional | 07/06/2023 |  | 10/05/2023
Carrier Corp. - Indianapolis | BRYANT HEATING AND COOLING SYSTEMS | GA4SAN436**NA* | GA4SAN436**NA* | CVPVA3721XMC*+TDR |  | Voluntarily Certified | Single-split-system air condit | False | False | 33600 |  | 13.4 | 13.4 |  |  | False | 30 | 30 | 11.5 | 0 | Coil-Only System | False | Conventional | 07/06/2023 |  | 10/05/2023
Carrier Corp. - Indianapolis | BRYANT HEATING AND COOLING SYSTEMS | PA5SAN461**WA* | PA5SAN461**WA* | CVPVA6124XMC*+TDR |  | Voluntarily Certified | Single-split-system air condit | False | False | 55500 |  | 14.3 | 13.4 |  |  | False | 30 | 30 | 12 | 0 | Coil-Only System | False | Conventional | 07/06/2023 |  | 10/05/2023
Carrier Corp. - Indianapolis | BRYANT HEATING AND COOLING SYSTEMS | 189BNV037*0**B* | 189BNV037*0**B* | FE4ANB006L+UI |  | Voluntarily Certified | Single-split-system air condit | False | False | 33200 |  | 18.5 | 13.4 |  |  | False | 30 | 30 | 12 | 0 | Blower Coil System | True | Conventional | 07/06/2023 |  | 10/05/2023
Carrier Corp. - Indianapolis | Day & Night | S4A5S36*K*WAA* | S4A5S36*K*WAA* | EA*4X37L21A*+TDR |  | Voluntarily Certified | Single-split-system air condit | False | False | 35600 |  | 14.5 | 13.4 |  |  | False | 30 | 30 | 12.5 | 0 | Coil-Only System | False | Conventional | 07/06/2023 |  | 10/05/2023
Carrier Corp. - Indianapolis | Day & Night | CVA936GKA2* | CVA936GKA2* | FCM4X48***L+WALLCON |  | Voluntarily Certified | Single-split-system air condit | False | False | 35200 |  | 17.5 | 13.4 |  |  | False | 30 | 30 | 10 | 0 | Blower Coil System | True | Conventional | 07/06/2023 |  | 10/05/2023
Carrier Corp. - Indianapolis | Day & Night | PAJ430***K***K* | PAJ430***K***K* |  |  | Voluntarily Certified | Single-package air conditioner | False | False | 28000 |  | 13.4 | 13.4 |  |  | False | 30 | 30 | 10.6 | 0 |  | False | Conventional | 07/06/2023 |  | 10/05/2023
Carrier Corp. - Indianapolis | Day & Night | C4A6S60*K*WAA* | C4A6S60*K*WAA* | EVD4X61M24A*+TDR |  | Voluntarily Certified | Single-split-system air condit | False | False | 56500 |  | 13.8 | 13.4 |  |  | False | 30 | 30 | 11.2 | 0 | Coil-Only System | False | Conventional | 07/06/2023 |  | 10/05/2023
Carrier Corp. - Indianapolis | Carrier | 24VNA924B*030* | 24VNA924B*030* | FE4ANF002L+UI |  | Voluntarily Certified | Single-split-system air condit | False | False | 24400 |  | 17 | 13.4 |  |  | False | 30 | 30 | 10 | 0 | Blower Coil System | True | Conventional | 07/06/2023 |  | 10/05/2023
Carrier Corp. - Indianapolis | Keeprite | C4A6S48*K*WAA* | C4A6S48*K*WAA* | EVD4X48M21A*+TDR |  | Voluntarily Certified | Single-split-system air condit | False | False | 46500 |  | 13.8 | 13.4 |  |  | False | 30 | 30 | 11.2 | 0 | Coil-Only System | False | Conventional | 07/06/2023 |  | 10/05/2023
Carrier Corp. - Indianapolis | Keeprite | S4A5S48*K*WAA* | S4A5S48*K*WAA* | EA*4X61L24A*+TDR |  | Voluntarily Certified | Single-split-system air condit | False | False | 47500 |  | 14 | 13.4 |  |  | False | 30 | 30 | 12 | 0 | Coil-Only System | False | Conventional | 07/06/2023 |  | 10/05/2023
Carrier Corp. - Indianapolis | Keeprite | PAJ442***K***K* | PAJ442***K***K* |  |  | Voluntarily Certified | Single-package air conditioner | False | False | 40500 |  | 13.4 | 13.4 |  |  | False | 30 | 30 | 10.6 | 0 |  | False | Conventional | 07/06/2023 |  | 10/05/2023
Carrier Corp. - Indianapolis | Keeprite | R4A5S60*K*WAA* | R4A5S60*K*WAA* | EVD4X61M24A*+TDR |  | Voluntarily Certified | Single-split-system air condit | False | False | 56500 |  | 13.8 | 13.4 |  |  | False | 30 | 30 | 11.2 | 0 | Coil-Only System | False | Conventional | 07/06/2023 |  | 10/05/2023
Carrier Corp. - Indianapolis | Keeprite | CVA925GKA3*+TSTAT | CVA925GKA3*+TSTAT | FVM4X48***L |  | Voluntarily Certified | Single-split-system air condit | False | False | 24000 |  | 16.5 | 13.4 |  |  | False | 30 | 30 | 11.7 | 0 | Blower Coil System | False | Conventional | 07/06/2023 |  | 10/05/2023
Carrier Corp. - Indianapolis | Keeprite | N4A7T36*K*WAA* | N4A7T36*K*WAA* | EVD4X37M21A*+TDR |  | Voluntarily Certified | Single-split-system air condit | False | False | 35000 |  | 14.3 | 13.4 |  |  | False | 30 | 30 | 12 | 0 | Coil-Only System | False | Conventional | 07/06/2023 |  | 10/05/2023
Carrier Corp. - Indianapolis | Arcoaire | PGD460***K***K1 | PGD460***K***K1 |  |  | Voluntarily Certified | Single-package air conditioner | False | False | 56000 |  | 13.4 | 13.4 |  |  | False | 30 | 30 | 11.05 | 0 |  | False | Conventional | 07/06/2023 |  | 10/05/2023
Carrier Corp. - Indianapolis | Arcoaire | HVA949GKA2* | HVA949GKA2* | FCM4X60***L+WALLCON |  | Voluntarily Certified | Single-split-system air condit | False | False | 44500 |  | 19 | 13.4 |  |  | False | 30 | 30 | 12 | 0 | Blower Coil System | True | Conventional | 07/06/2023 |  | 10/05/2023
Carrier Corp. - Indianapolis | Arcoaire | S4A5S48*K*WAA* | S4A5S48*K*WAA* | EA*4X61L24A*+TDR |  | Voluntarily Certified | Single-split-system air condit | False | False | 47500 |  | 14 | 13.4 |  |  | False | 30 | 30 | 12 | 0 | Coil-Only System | False | Conventional | 07/06/2023 |  | 10/05/2023
Carrier Corp. - Indianapolis | Tempstar | PAJ430***K***K* | PAJ430***K***K* |  |  | Voluntarily Certified | Single-package air conditioner | False | False | 28000 |  | 13.4 | 13.4 |  |  | False | 30 | 30 | 10.6 | 0 |  | False | Conventional | 07/06/2023 |  | 10/05/2023
Carrier Corp. - Indianapolis | Tempstar | T4A7T48*K*WAA* | T4A7T48*K*WAA* | EVD4X49M24A*+TDR |  | Voluntarily Certified | Single-split-system air condit | False | False | 47000 |  | 13.8 | 13.4 |  |  | False | 30 | 30 | 12 | 0 | Coil-Only System | False | Conventional | 07/06/2023 |  | 10/05/2023
Carrier Corp. - Indianapolis | Tempstar | S4A5S36*K*WAA* | S4A5S36*K*WAA* | EA*4X37L21A*+TDR |  | Voluntarily Certified | Single-split-system air condit | False | False | 35600 |  | 14.5 | 13.4 |  |  | False | 30 | 30 | 12.5 | 0 | Coil-Only System | False | Conventional | 07/06/2023 |  | 10/05/2023
Carrier Corp. - Indianapolis | Comfortmaker | C4A6S24*K*WAA* | C4A6S24*K*WAA* | ESD4X24M14A*+TDR |  | Voluntarily Certified | Single-split-system air condit | False | False | 23400 |  | 14.3 | 13.4 |  |  | False | 30 | 30 | 11.7 | 0 | Coil-Only System | False | Conventional | 07/06/2023 |  | 10/05/2023
Carrier Corp. - Indianapolis | Comfortmaker | N4A5S36*K*WAA* | N4A5S36*K*WAA* | EVD4X37M21A*+TDR |  | Voluntarily Certified | Single-split-system air condit | False | False | 34200 |  | 14.3 | 13.4 |  |  | False | 30 | 30 | 11.7 | 0 | Coil-Only System | False | Conventional | 07/06/2023 |  | 10/05/2023
Carrier Corp. - Indianapolis | Carrier | GA5SAN442**WA* | GA5SAN442**WA* | CVPVA4821XMC*+TDR |  | Voluntarily Certified | Single-split-system air condit | False | False | 45000 |  | 13.8 | 13.4 |  |  | False | 30 | 30 | 11.2 | 0 | Coil-Only System | False | Conventional | 07/06/2023 |  | 10/05/2023
Carrier Corp. - Indianapolis | Carrier | 24SCA436N**30* | 24SCA436N**30* | CVPVA3721XMC*+TDR |  | Voluntarily Certified | Single-split-system air condit | False | False | 33600 |  | 13.4 | 13.4 |  |  | False | 30 | 30 | 11.5 | 0 | Coil-Only System | False | Conventional | 07/06/2023 |  | 10/05/2023
Carrier Corp. - Indianapolis | Carrier | GA5SAN449**WA* | GA5SAN449**WA* | CAP**6024AL*+TDR |  | Voluntarily Certified | Single-split-system air condit | False | False | 46000 |  | 14.5 | 13.4 |  |  | False | 30 | 30 | 12.5 | 0 | Coil-Only System | False | Conventional | 07/06/2023 |  | 10/05/2023
Carrier Corp. - Indianapolis | Tempstar | T4A6S36*K*WAA* | T4A6S36*K*WAA* | EVD4X37M21A*+TDR |  | Voluntarily Certified | Single-split-system air condit | False | False | 34200 |  | 14.3 | 13.4 |  |  | False | 30 | 30 | 11.7 | 0 | Coil-Only System | False | Conventional | 07/06/2023 |  | 10/05/2023
Carrier Corp. - Indianapolis | Tempstar | T4A7T60*K*WAA* | T4A7T60*K*WAA* | EVD4X61M24A*+TDR |  | Voluntarily Certified | Single-split-system air condit | False | False | 57500 |  | 13.8 | 13.4 |  |  | False | 30 | 30 | 11.5 | 0 | Coil-Only System | False | Conventional | 07/06/2023 |  | 10/05/2023
Carrier Corp. - Indianapolis | Tempstar | T4A6S43*K*WAA* | T4A6S43*K*WAA* | EA*4X43L21A*+TDR |  | Voluntarily Certified | Single-split-system air condit | False | False | 40000 |  | 14.3 | 13.4 |  |  | False | 30 | 30 | 12.5 | 0 | Coil-Only System | False | Conventional | 07/06/2023 |  | 10/05/2023
Carrier Corp. - Indianapolis | 1HVAC | PAD448000K***K1 | PAD448000K***K1 |  |  | Voluntarily Certified | Single-package air conditioner | False | False | 47000 |  | 13.4 | 13.4 |  |  | False | 30 | 30 | 11.05 | 0 |  | False | Conventional | 07/06/2023 |  | 10/05/2023
Carrier Corp. - Indianapolis | 1HVAC | HVA936GKA2* | HVA936GKA2* | FCM4X48***L+WALLCON |  | Voluntarily Certified | Single-split-system air condit | False | False | 35200 |  | 17.5 | 13.4 |  |  | False | 30 | 30 | 10 | 0 | Blower Coil System | True | Conventional | 07/06/2023 |  | 10/05/2023
Carrier Corp. - Indianapolis | 1HVAC | N4A760GKA* | N4A760GKA* | EA*4X61L24A*+TDR |  | Voluntarily Certified | Single-split-system air condit | False | False | 56500 |  | 13.8 | 13.4 |  |  | False | 30 | 30 | 11.2 | 0 | Coil-Only System | False | Conventional | 07/06/2023 |  | 10/05/2023
Carrier Corp. - Indianapolis | 1HVAC | NXA660GKB** | NXA660GKB** | EN(A,D)4X61L24**+TDR |  | Voluntarily Certified | Single-split-system air condit | False | False | 57500 |  | 13.8 | 13.4 |  |  | False | 30 | 30 | 11.2 | 0 | Coil-Only System | False | Conventional | 07/06/2023 |  | 10/05/2023
Carrier Corp. - Indianapolis | Comfortmaker | N4A5S30*K*WAA* | N4A5S30*K*WAA* | EVD4X30M17A*+TDR |  | Voluntarily Certified | Single-split-system air condit | False | False | 28800 |  | 14.3 | 13.4 |  |  | False | 30 | 30 | 11.7 | 0 | Coil-Only System | False | Conventional | 07/06/2023 |  | 10/05/2023
Carrier Corp. - Indianapolis | Comfortmaker | C4A6S36*K*WAA* | C4A6S36*K*WAA* | EVD4X37M21A*+TDR |  | Voluntarily Certified | Single-split-system air condit | False | False | 34200 |  | 14.3 | 13.4 |  |  | False | 30 | 30 | 11.7 | 0 | Coil-Only System | False | Conventional | 07/06/2023 |  | 10/05/2023
Carrier Corp. - Indianapolis | Grandaire | W4A4S30*K*NAA* | W4A4S30*K*NAA* | WLA*374CA*+TDR |  | Voluntarily Certified | Single-split-system air condit | False | False | 29400 |  | 14 | 13.4 |  |  | False | 30 | 30 | 11.5 | 0 | Coil-Only System | False | Conventional | 07/06/2023 |  | 10/05/2023
Carrier Corp. - Indianapolis | BRYANT HEATING AND COOLING SYSTEMS | GA4SAN460**NA* | GA4SAN460**NA* | CVPVA6124XMC*+TDR |  | Voluntarily Certified | Single-split-system air condit | False | False | 55500 |  | 13.4 | 13.4 |  |  | False | 30 | 30 | 11 | 0 | Coil-Only System | False | Conventional | 07/06/2023 |  | 10/05/2023
Carrier Corp. - Indianapolis | BRYANT HEATING AND COOLING SYSTEMS | GA5SAN449**WA* | GA5SAN449**WA* | CAP**6024AL*+TDR |  | Voluntarily Certified | Single-split-system air condit | False | False | 46000 |  | 14.5 | 13.4 |  |  | False | 30 | 30 | 12.5 | 0 | Coil-Only System | False | Conventional | 07/06/2023 |  | 10/05/2023
Carrier Corp. - Indianapolis | BRYANT HEATING AND COOLING SYSTEMS | 707CNXK24000AA* | 707CNXK24000AA* |  |  | Voluntarily Certified | Single-package air conditioner | False | False | 22800 |  | 13.4 | 13.4 |  |  | False | 30 | 30 | 11.05 | 0 |  | False | Conventional | 07/06/2023 |  | 10/05/2023
Carrier Corp. - Indianapolis | BRYANT HEATING AND COOLING SYSTEMS | PA4SAN418**NA* | PA4SAN418**NA* | CAP**1917AL*+TDR |  | Voluntarily Certified | Single-split-system air condit | False | False | 18000 |  | 13.4 | 13.4 |  |  | False | 30 | 30 | 11.5 | 0 | Coil-Only System | False | Conventional | 07/06/2023 |  | 10/05/2023
Carrier Corp. - Indianapolis | BRYANT HEATING AND COOLING SYSTEMS | 189BNV036*0**C*+TSTAT | 189BNV036*0**C*+TSTAT | FV4CN(B,F)005L |  | Voluntarily Certified | Single-split-system air condit | False | False | 35200 |  | 15.5 | 13.4 |  |  | False | 30 | 30 | 10 | 0 | Blower Coil System | False | Conventional | 07/06/2023 |  | 10/05/2023
Carrier Corp. - Indianapolis | Tempstar | T4A6S60*K*WAA* | T4A6S60*K*WAA* | EVD4X61M24A*+TDR |  | Voluntarily Certified | Single-split-system air condit | False | False | 56500 |  | 13.8 | 13.4 |  |  | False | 30 | 30 | 11.2 | 0 | Coil-Only System | False | Conventional | 07/06/2023 |  | 10/05/2023
Carrier Corp. - Indianapolis | Comfortmaker | R4A4S18*K*NAA* | R4A4S18*K*NAA* | EA*4X19L17A*+TDR |  | Voluntarily Certified | Single-split-system air condit | False | False | 18000 |  | 13.4 | 13.4 |  |  | False | 30 | 30 | 11.5 | 0 | Coil-Only System | False | Conventional | 07/06/2023 |  | 10/05/2023
Carrier Corp. - Indianapolis | BRYANT HEATING AND COOLING SYSTEMS | 115SAN018**WA* | 115SAN018**WA* | CSPVA2414XMC*+TDR |  | Voluntarily Certified | Single-split-system air condit | False | False | 17900 |  | 14.3 | 13.4 |  |  | False | 30 | 30 | 11.7 | 0 | Coil-Only System | False | Conventional | 07/06/2023 |  | 10/05/2023
Carrier Corp. - Indianapolis | Comfortmaker | N4A4S42*K*NAA* | N4A4S42*K*NAA* | EVD4X42M21A*+TDR |  | Voluntarily Certified | Single-split-system air condit | False | False | 38500 |  | 13.4 | 13.4 |  |  | False | 30 | 30 | 11 | 0 | Coil-Only System | False | Conventional | 07/06/2023 |  | 10/05/2023
Carrier Corp. - Indianapolis | BROCK | PA4SAN460**NA* | PA4SAN460**NA* | CVPVA6124XMC*+TDR |  | Voluntarily Certified | Single-split-system air condit | False | False | 55500 |  | 13.4 | 13.4 |  |  | False | 30 | 30 | 11 | 0 | Coil-Only System | False | Conventional | 07/06/2023 |  | 10/05/2023
Carrier Corp. - Indianapolis | BROCK | PA4ZNK060***3*** | PA4ZNK060***3*** |  |  | Voluntarily Certified | Single-package air conditioner | False | False | 53500 |  | 13.4 | 13.4 |  |  | False | 30 | 30 | 10.6 | 0 |  | False | Conventional | 07/06/2023 |  | 10/05/2023
Carrier Corp. - Indianapolis | 1HVAC | N4A5S36*K*WAA* | N4A5S36*K*WAA* | EVD4X37M21A*+TDR |  | Voluntarily Certified | Single-split-system air condit | False | False | 34200 |  | 14.3 | 13.4 |  |  | False | 30 | 30 | 11.7 | 0 | Coil-Only System | False | Conventional | 07/06/2023 |  | 10/05/2023
Carrier Corp. - Indianapolis | 1HVAC | N4A5S24*K*WAA* | N4A5S24*K*WAA* | ESD4X24M14A*+TDR |  | Voluntarily Certified | Single-split-system air condit | False | False | 22800 |  | 14.3 | 13.4 |  |  | False | 30 | 30 | 11.7 | 0 | Coil-Only System | False | Conventional | 07/06/2023 |  | 10/05/2023
Carrier Corp. - Indianapolis | 1HVAC | S4A5S60*K*WAA* | S4A5S60*K*WAA* | EA*4X61L24A*+TDR |  | Voluntarily Certified | Single-split-system air condit | False | False | 57000 |  | 13.8 | 13.4 |  |  | False | 30 | 30 | 11.5 | 0 | Coil-Only System | False | Conventional | 07/06/2023 |  | 10/05/2023
Carrier Corp. - Indianapolis | 1HVAC | R4A4S36*K*NAA* | R4A4S36*K*NAA* | EVD4X37M21A*+TDR |  | Voluntarily Certified | Single-split-system air condit | False | False | 33600 |  | 13.4 | 13.4 |  |  | False | 30 | 30 | 11.5 | 0 | Coil-Only System | False | Conventional | 07/06/2023 |  | 10/05/2023
Carrier Corp. - Indianapolis | 1HVAC | R4A4S42*K*NAA* | R4A4S42*K*NAA* | EVD4X42M21A*+TDR |  | Voluntarily Certified | Single-split-system air condit | False | False | 38500 |  | 13.4 | 13.4 |  |  | False | 30 | 30 | 11 | 0 | Coil-Only System | False | Conventional | 07/06/2023 |  | 10/05/2023
Carrier Corp. - Indianapolis | 1HVAC | N4A4S48*K*NAA* | N4A4S48*K*NAA* | EA*4X61L24A*+TDR |  | Voluntarily Certified | Single-split-system air condit | False | False | 45000 |  | 13.4 | 13.4 |  |  | False | 30 | 30 | 11.5 | 0 | Coil-Only System | False | Conventional | 07/06/2023 |  | 10/05/2023
Carrier Corp. - Indianapolis | Day & Night | CVA949GKA2* | CVA949GKA2* | FCM4X60***L+WALLCON |  | Voluntarily Certified | Single-split-system air condit | False | False | 44500 |  | 19 | 13.4 |  |  | False | 30 | 30 | 12 | 0 | Blower Coil System | True | Conventional | 07/06/2023 |  | 10/05/2023
Carrier Corp. - Indianapolis | Day & Night | C4A7T60*K*WAA* | C4A7T60*K*WAA* | EVD4X61M24A*+TDR |  | Voluntarily Certified | Single-split-system air condit | False | False | 57500 |  | 13.8 | 13.4 |  |  | False | 30 | 30 | 11.5 | 0 | Coil-Only System | False | Conventional | 07/06/2023 |  | 10/05/2023
Carrier Corp. - Indianapolis | Day & Night | C4A6S30*K*WAA* | C4A6S30*K*WAA* | EVD4X30M17A*+TDR |  | Voluntarily Certified | Single-split-system air condit | False | False | 28800 |  | 14.3 | 13.4 |  |  | False | 30 | 30 | 11.7 | 0 | Coil-Only System | False | Conventional | 07/06/2023 |  | 10/05/2023
Carrier Corp. - Indianapolis | BRYANT HEATING AND COOLING SYSTEMS | GA5SAN443**WA* | GA5SAN443**WA* | CAP**4321AL*+TDR |  | Voluntarily Certified | Single-split-system air condit | False | False | 40000 |  | 14.3 | 13.4 |  |  | False | 30 | 30 | 12.5 | 0 | Coil-Only System | False | Conventional | 07/06/2023 |  | 10/05/2023
Carrier Corp. - Indianapolis | BRYANT HEATING AND COOLING SYSTEMS | PA7TAN460**WA* | PA7TAN460**WA* | CVPVA6124XMC*+TDR |  | Voluntarily Certified | Single-split-system air condit | False | False | 57500 |  | 13.8 | 13.4 |  |  | False | 30 | 30 | 11.5 | 0 | Coil-Only System | False | Conventional | 07/06/2023 |  | 10/05/2023
Carrier Corp. - Indianapolis | BRYANT HEATING AND COOLING SYSTEMS | 186CNV060*0**B* | 186CNV060*0**B* | CAP**6124AL*+UI | 88*TA60110C21*** | Voluntarily Certified | Single-split-system air condit | False | False | 57000 |  | 19.5 | 13.4 |  |  | False | 30 | 30 | 12.5 | 0 | Blower Coil System | True | Conventional | 07/06/2023 |  | 10/05/2023
Carrier Corp. - Indianapolis | BRYANT HEATING AND COOLING SYSTEMS | 186CNV024*0**B* | 186CNV024*0**B* | CAP**3617AL*+UI | 88*TA36070C14*** | Voluntarily Certified | Single-split-system air condit | False | False | 22600 |  | 22.5 | 13.4 |  |  | False | 30 | 30 | 14.5 | 0 | Blower Coil System | True | Conventional | 07/06/2023 |  | 10/05/2023
Carrier Corp. - Indianapolis | PAYNE HEATING AND COOLING | PY4GNAK48****A* | PY4GNAK48****A* |  |  | Voluntarily Certified | Single-package air conditioner | False | False | 47000 |  | 13.4 | 13.4 |  |  | False | 30 | 30 | 11.05 | 0 |  | False | Conventional | 07/06/2023 |  | 10/05/2023
Carrier Corp. - Indianapolis | PAYNE HEATING AND COOLING | PA16NW060B0**C* | PA16NW060B0**C* | CNPV*6124AL*+TDR |  | Voluntarily Certified | Single-split-system air condit | False | False | 57500 |  | 13.8 | 13.4 |  |  | False | 30 | 30 | 11.2 | 0 | Coil-Only System | False | Conventional | 07/06/2023 |  | 10/05/2023
Carrier Corp. - Indianapolis | Grandaire | WJA424***K***K* | WJA424***K***K* |  |  | Voluntarily Certified | Single-package air conditioner | False | False | 23200 |  | 13.4 | 13.4 |  |  | False | 30 | 30 | 10.6 | 0 |  | False | Conventional | 07/06/2023 |  | 10/05/2023
Carrier Corp. - Indianapolis | Grandaire | W4A5S42*K*WAA* | W4A5S42*K*WAA* | WMVC48421XA*+TDR |  | Voluntarily Certified | Single-split-system air condit | False | False | 45000 |  | 13.8 | 13.4 |  |  | False | 30 | 30 | 11.2 | 0 | Coil-Only System | False | Conventional | 07/06/2023 |  | 10/05/2023
Carrier Corp. - Indianapolis | BROCK | PA16NW060B0**C* | PA16NW060B0**C* | CNPV*6124AL*+TDR |  | Voluntarily Certified | Single-split-system air condit | False | False | 57500 |  | 13.8 | 13.4 |  |  | False | 30 | 30 | 11.2 | 0 | Coil-Only System | False | Conventional | 07/06/2023 |  | 10/05/2023
Carrier Corp. - Indianapolis | 1HVAC | H4A6S30*K*WAA* | H4A6S30*K*WAA* | EVD4X30M17A*+TDR |  | Voluntarily Certified | Single-split-system air condit | False | False | 28800 |  | 14.3 | 13.4 |  |  | False | 30 | 30 | 11.7 | 0 | Coil-Only System | False | Conventional | 07/06/2023 |  | 10/05/2023
Carrier Corp. - Indianapolis | 1HVAC | N4A5S60*K*WAA* | N4A5S60*K*WAA* | EVD4X61M24A*+TDR |  | Voluntarily Certified | Single-split-system air condit | False | False | 56500 |  | 13.8 | 13.4 |  |  | False | 30 | 30 | 11.2 | 0 | Coil-Only System | False | Conventional | 07/06/2023 |  | 10/05/2023
Carrier Corp. - Indianapolis | 1HVAC | HVA960GKA** | HVA960GKA** | FCM4X60***L+WALLCON |  | Voluntarily Certified | Single-split-system air condit | False | False | 57000 |  | 16.5 | 13.4 |  |  | False | 30 | 30 | 9.5 | 0 | Blower Coil System | True | Conventional | 07/06/2023 |  | 10/05/2023
Carrier Corp. - Indianapolis | Keeprite | C4A6S60*K*WAA* | C4A6S60*K*WAA* | EVD4X61M24A*+TDR |  | Voluntarily Certified | Single-split-system air condit | False | False | 56500 |  | 13.8 | 13.4 |  |  | False | 30 | 30 | 11.2 | 0 | Coil-Only System | False | Conventional | 07/06/2023 |  | 10/05/2023
Carrier Corp. - Indianapolis | Keeprite | S4A5S36*K*WAA* | S4A5S36*K*WAA* | EA*4X37L21A*+TDR |  | Voluntarily Certified | Single-split-system air condit | False | False | 35600 |  | 14.5 | 13.4 |  |  | False | 30 | 30 | 12.5 | 0 | Coil-Only System | False | Conventional | 07/06/2023 |  | 10/05/2023
Carrier Corp. - Indianapolis | Keeprite | PAJ430***K***K* | PAJ430***K***K* |  |  | Voluntarily Certified | Single-package air conditioner | False | False | 28000 |  | 13.4 | 13.4 |  |  | False | 30 | 30 | 10.6 | 0 |  | False | Conventional | 07/06/2023 |  | 10/05/2023
Carrier Corp. - Indianapolis | Keeprite | CVA936GKA2* | CVA936GKA2* | FCM4X48***L+WALLCON |  | Voluntarily Certified | Single-split-system air condit | False | False | 35200 |  | 17.5 | 13.4 |  |  | False | 30 | 30 | 10 | 0 | Blower Coil System | True | Conventional | 07/06/2023 |  | 10/05/2023
Carrier Corp. - Indianapolis | 1HVAC | N4A5S30*K*WAA* | N4A5S30*K*WAA* | EVD4X30M17A*+TDR |  | Voluntarily Certified | Single-split-system air condit | False | False | 28800 |  | 14.3 | 13.4 |  |  | False | 30 | 30 | 11.7 | 0 | Coil-Only System | False | Conventional | 07/06/2023 |  | 10/05/2023
Carrier Corp. - Indianapolis | 1HVAC | R4A4S18*K*NAA* | R4A4S18*K*NAA* | EA*4X19L17A*+TDR |  | Voluntarily Certified | Single-split-system air condit | False | False | 18000 |  | 13.4 | 13.4 |  |  | False | 30 | 30 | 11.5 | 0 | Coil-Only System | False | Conventional | 07/06/2023 |  | 10/05/2023
Carrier Corp. - Indianapolis | 1HVAC | N4A4S42*K*NAA* | N4A4S42*K*NAA* | EVD4X42M21A*+TDR |  | Voluntarily Certified | Single-split-system air condit | False | False | 38500 |  | 13.4 | 13.4 |  |  | False | 30 | 30 | 11 | 0 | Coil-Only System | False | Conventional | 07/06/2023 |  | 10/05/2023
Carrier Corp. - Indianapolis | 1HVAC | HVA960GKA2*+TSTAT | HVA960GKA2*+TSTAT | FVM4X60***L |  | Voluntarily Certified | Single-split-system air condit | False | False | 57500 |  | 14.5 | 13.4 |  |  | False | 30 | 30 | 9.5 | 0 | Blower Coil System | False | Conventional | 07/06/2023 |  | 10/05/2023
Carrier Corp. - Indianapolis | 1HVAC | HVA948GKA2* | HVA948GKA2* | FCM4X60***L+WALLCON |  | Voluntarily Certified | Single-split-system air condit | False | False | 46000 |  | 18 | 13.4 |  |  | False | 30 | 30 | 10.5 | 0 | Blower Coil System | True | Conventional | 07/06/2023 |  | 10/05/2023
Carrier Corp. - Indianapolis | Carrier | GA4SAN460**NA* | GA4SAN460**NA* | CVPVA6124XMC*+TDR |  | Voluntarily Certified | Single-split-system air condit | False | False | 55500 |  | 13.4 | 13.4 |  |  | False | 30 | 30 | 11 | 0 | Coil-Only System | False | Conventional | 07/06/2023 |  | 10/05/2023
Carrier Corp. - Indianapolis | Carrier | 48VG*K36***30* | 48VG*K36***30* |  |  | Voluntarily Certified | Single-package air conditioner | False | False | 34800 |  | 15.2 | 13.4 |  |  | False | 30 | 30 | 11.5 | 0 |  | False | Conventional | 07/06/2023 |  | 10/05/2023
Carrier Corp. - Indianapolis | BROCK | PA4SAN448**NA* | PA4SAN448**NA* | CAP**6124AL*+TDR |  | Voluntarily Certified | Single-split-system air condit | False | False | 45000 |  | 13.4 | 13.4 |  |  | False | 30 | 30 | 11.5 | 0 | Coil-Only System | False | Conventional | 07/06/2023 |  | 10/05/2023
Carrier Corp. - Indianapolis | 1HVAC | H4A6S48*K*WAA* | H4A6S48*K*WAA* | EVD4X48M21A*+TDR |  | Voluntarily Certified | Single-split-system air condit | False | False | 46500 |  | 13.8 | 13.4 |  |  | False | 30 | 30 | 11.2 | 0 | Coil-Only System | False | Conventional | 07/06/2023 |  | 10/05/2023
Carrier Corp. - Indianapolis | 1HVAC | PGD430***K***K1 | PGD430***K***K1 |  |  | Voluntarily Certified | Single-package air conditioner | False | False | 28000 |  | 13.4 | 13.4 |  |  | False | 30 | 30 | 11.05 | 0 |  | False | Conventional | 07/06/2023 |  | 10/05/2023
Carrier Corp. - Indianapolis | 1HVAC | HVA936GKA3*+TSTAT | HVA936GKA3*+TSTAT | FVM4X48***L |  | Voluntarily Certified | Single-split-system air condit | False | False | 35200 |  | 15.5 | 13.4 |  |  | False | 30 | 30 | 10 | 0 | Blower Coil System | False | Conventional | 07/06/2023 |  | 10/05/2023
Carrier Corp. - Indianapolis | 1HVAC | HVA948GKA2*+TSTAT | HVA948GKA2*+TSTAT | FVM4X60***L |  | Voluntarily Certified | Single-split-system air condit | False | False | 46000 |  | 15.5 | 13.4 |  |  | False | 30 | 30 | 10.5 | 0 | Blower Coil System | False | Conventional | 07/06/2023 |  | 10/05/2023
Carrier Corp. - Indianapolis | Grandaire | WPG4364****KK* | WPG4364****KK* |  |  | Voluntarily Certified | Single-package air conditioner | False | False | 33800 |  | 13.4 | 13.4 |  |  | False | 30 | 30 | 11.05 | 0 |  | False | Conventional | 07/06/2023 |  | 10/05/2023
Carrier Corp. - Indianapolis | Grandaire | WPG4484****KK* | WPG4484****KK* |  |  | Voluntarily Certified | Single-package air conditioner | False | False | 47000 |  | 13.4 | 13.4 |  |  | False | 30 | 30 | 11.05 | 0 |  | False | Conventional | 07/06/2023 |  | 10/05/2023
Carrier Corp. - Indianapolis | PAYNE HEATING AND COOLING | PA4SAN424**NA* | PA4SAN424**NA* | CSPVA2414XMC*+TDR |  | Voluntarily Certified | Single-split-system air condit | False | False | 23200 |  | 13.4 | 13.4 |  |  | False | 30 | 30 | 11.5 | 0 | Coil-Only System | False | Conventional | 07/06/2023 |  | 10/05/2023
Carrier Corp. - Indianapolis | Carrier | 24SCA548W**30* | 24SCA548W**30* | CVPVA4821XMC*+TDR |  | Voluntarily Certified | Single-split-system air condit | False | False | 46500 |  | 13.8 | 13.4 |  |  | False | 30 | 30 | 11.2 | 0 | Coil-Only System | False | Conventional | 07/06/2023 |  | 10/05/2023
Carrier Corp. - Indianapolis | Carrier | 34SCA530W**30* | 34SCA530W**30* | CAP**3721AL*+TDR |  | Voluntarily Certified | Single-split-system air condit | False | False | 28400 |  | 14.3 | 13.4 |  |  | False | 30 | 30 | 12 | 0 | Coil-Only System | False | Conventional | 07/06/2023 |  | 10/05/2023
Carrier Corp. - Indianapolis | Carrier | 48VG*K48***30* | 48VG*K48***30* |  |  | Voluntarily Certified | Single-package air conditioner | False | False | 46500 |  | 16 | 13.4 |  |  | False | 30 | 30 | 11.8 | 0 |  | False | Conventional | 07/06/2023 |  | 10/05/2023
Carrier Corp. - Indianapolis | Carrier | 48VG*K60***30* | 48VG*K60***30* |  |  | Voluntarily Certified | Single-package air conditioner | False | False | 56000 |  | 15.2 | 13.4 |  |  | False | 30 | 30 | 11.5 | 0 |  | False | Conventional | 07/06/2023 |  | 10/05/2023
Carrier Corp. - Indianapolis | Carrier | 24VNA925A*031*+TSTAT | 24VNA925A*031*+TSTAT | FV4CN(B,F)005L |  | Voluntarily Certified | Single-split-system air condit | False | False | 24000 |  | 16.5 | 13.4 |  |  | False | 30 | 30 | 11.7 | 0 | Blower Coil System | False | Conventional | 07/06/2023 |  | 10/05/2023
Carrier Corp. - Indianapolis | Keeprite | N4A5S60*K*WAA* | N4A5S60*K*WAA* | EVD4X61M24A*+TDR |  | Voluntarily Certified | Single-split-system air condit | False | False | 56500 |  | 13.8 | 13.4 |  |  | False | 30 | 30 | 11.2 | 0 | Coil-Only System | False | Conventional | 07/06/2023 |  | 10/05/2023
Carrier Corp. - Indianapolis | Keeprite | C4A6S18*K*WAA* | C4A6S18*K*WAA* | ESD4X24M14A*+TDR |  | Voluntarily Certified | Single-split-system air condit | False | False | 17800 |  | 14.3 | 13.4 |  |  | False | 30 | 30 | 11.7 | 0 | Coil-Only System | False | Conventional | 07/06/2023 |  | 10/05/2023
Carrier Corp. - Indianapolis | ICP Commercial | PGD460***K***K1 | PGD460***K***K1 |  |  | Voluntarily Certified | Single-package air conditioner | False | False | 56000 |  | 13.4 | 13.4 |  |  | False | 30 | 30 | 11.05 | 0 |  | False | Conventional | 07/06/2023 |  | 10/05/2023
Carrier Corp. - Indianapolis | MSH Legacy | R4A5S60*K*WAA* | R4A5S60*K*WAA* | EVD4X61M24A*+TDR |  | Voluntarily Certified | Single-split-system air condit | False | False | 56500 |  | 13.8 | 13.4 |  |  | False | 30 | 30 | 11.2 | 0 | Coil-Only System | False | Conventional | 07/06/2023 |  | 10/05/2023
Carrier Corp. - Indianapolis | Maratherm | R4A5S60*K*WAA* | R4A5S60*K*WAA* | EVD4X61M24A*+TDR |  | Voluntarily Certified | Single-split-system air condit | False | False | 56500 |  | 13.8 | 13.4 |  |  | False | 30 | 30 | 11.2 | 0 | Coil-Only System | False | Conventional | 07/06/2023 |  | 10/05/2023
Carrier Corp. - Indianapolis | Maratherm | N4A7T36*K*WAA* | N4A7T36*K*WAA* | EVD4X37M21A*+TDR |  | Voluntarily Certified | Single-split-system air condit | False | False | 35000 |  | 14.3 | 13.4 |  |  | False | 30 | 30 | 12 | 0 | Coil-Only System | False | Conventional | 07/06/2023 |  | 10/05/2023
Carrier Corp. - Indianapolis | Heil | PAJ442***K***K* | PAJ442***K***K* |  |  | Voluntarily Certified | Single-package air conditioner | False | False | 40500 |  | 13.4 | 13.4 |  |  | False | 30 | 30 | 10.6 | 0 |  | False | Conventional | 07/06/2023 |  | 10/05/2023
Carrier Corp. - Indianapolis | Heil | N4A7T36*K*WAA* | N4A7T36*K*WAA* | EVD4X37M21A*+TDR |  | Voluntarily Certified | Single-split-system air condit | False | False | 35000 |  | 14.3 | 13.4 |  |  | False | 30 | 30 | 12 | 0 | Coil-Only System | False | Conventional | 07/06/2023 |  | 10/05/2023
Carrier Corp. - Indianapolis | Heil | R4A5S60*K*WAA* | R4A5S60*K*WAA* | EVD4X61M24A*+TDR |  | Voluntarily Certified | Single-split-system air condit | False | False | 56500 |  | 13.8 | 13.4 |  |  | False | 30 | 30 | 11.2 | 0 | Coil-Only System | False | Conventional | 07/06/2023 |  | 10/05/2023
Carrier Corp. - Indianapolis | Heil | PGD460***K***K1 | PGD460***K***K1 |  |  | Voluntarily Certified | Single-package air conditioner | False | False | 56000 |  | 13.4 | 13.4 |  |  | False | 30 | 30 | 11.05 | 0 |  | False | Conventional | 07/06/2023 |  | 10/05/2023
Carrier Corp. - Indianapolis | Heil | HVA949GKA2* | HVA949GKA2* | FCM4X60***L+WALLCON |  | Voluntarily Certified | Single-split-system air condit | False | False | 44500 |  | 19 | 13.4 |  |  | False | 30 | 30 | 12 | 0 | Blower Coil System | True | Conventional | 07/06/2023 |  | 10/05/2023
Carrier Corp. - Indianapolis | Heil | S4A5S48*K*WAA* | S4A5S48*K*WAA* | EA*4X61L24A*+TDR |  | Voluntarily Certified | Single-split-system air condit | False | False | 47500 |  | 14 | 13.4 |  |  | False | 30 | 30 | 12 | 0 | Coil-Only System | False | Conventional | 07/06/2023 |  | 10/05/2023
Carrier Corp. - Indianapolis | Carrier | GA7TAN436**WA* | GA7TAN436**WA* | CVPVA3721XMC*+TDR |  | Voluntarily Certified | Single-split-system air condit | False | False | 35000 |  | 14.3 | 13.4 |  |  | False | 30 | 30 | 12 | 0 | Coil-Only System | False | Conventional | 07/06/2023 |  | 10/05/2023
Carrier Corp. - Indianapolis | Carrier | 24SCA518W**30* | 24SCA518W**30* | CSPVA2414XMC*+TDR |  | Voluntarily Certified | Single-split-system air condit | False | False | 17900 |  | 14.3 | 13.4 |  |  | False | 30 | 30 | 11.7 | 0 | Coil-Only System | False | Conventional | 07/06/2023 |  | 10/05/2023
Carrier Corp. - Indianapolis | Carrier | 24SPA648W**30* | 24SPA648W**30* | CVPVA4821XMC*+TDR |  | Voluntarily Certified | Single-split-system air condit | False | False | 46500 |  | 13.8 | 13.4 |  |  | False | 30 | 30 | 11.2 | 0 | Coil-Only System | False | Conventional | 07/06/2023 |  | 10/05/2023
Carrier Corp. - Indianapolis | Carrier | GA4SAN436**NA* | GA4SAN436**NA* | CVPVA3721XMC*+TDR |  | Voluntarily Certified | Single-split-system air condit | False | False | 33600 |  | 13.4 | 13.4 |  |  | False | 30 | 30 | 11.5 | 0 | Coil-Only System | False | Conventional | 07/06/2023 |  | 10/05/2023
Carrier Corp. - Indianapolis | Carrier | 48VL*K36***30* | 48VL*K36***30* |  |  | Voluntarily Certified | Single-package air conditioner | False | False | 33800 |  | 13.4 | 13.4 |  |  | False | 30 | 30 | 11.05 | 0 |  | False | Conventional | 07/06/2023 |  | 10/05/2023
Carrier Corp. - Indianapolis | Carrier | 24VNA913A*030* | 24VNA913A*030* | FE4ANF002L+UI |  | Voluntarily Certified | Single-split-system air condit | False | False | 12900 |  | 16 | 13.4 |  |  | False | 30 | 30 | 12 | 0 | Blower Coil System | True | Conventional | 07/06/2023 |  | 10/05/2023
Carrier Corp. - Indianapolis | Carrier | 24VNA636A*031* | 24VNA636A*031* | CAP**3721AL*+UI | 58TN*A090C17**16 | Voluntarily Certified | Single-split-system air condit | False | False | 34200 |  | 23 | 13.4 |  |  | False | 30 | 30 | 13.5 | 0 | Blower Coil System | True | Conventional | 07/06/2023 |  | 10/05/2023
Carrier Corp. - Indianapolis | Grandaire | W4A4S60*K*NAA* | W4A4S60*K*NAA* | WMVC61424XA*+TDR |  | Voluntarily Certified | Single-split-system air condit | False | False | 55500 |  | 13.4 | 13.4 |  |  | False | 30 | 30 | 11 | 0 | Coil-Only System | False | Conventional | 07/06/2023 |  | 10/05/2023
Carrier Corp. - Indianapolis | Grandaire | W4A4S24*K*NAA* | W4A4S24*K*NAA* | WMSC24414XA*+TDR |  | Voluntarily Certified | Single-split-system air condit | False | False | 23200 |  | 13.4 | 13.4 |  |  | False | 30 | 30 | 11.5 | 0 | Coil-Only System | False | Conventional | 07/06/2023 |  | 10/05/2023
Carrier Corp. - Indianapolis | BROCK | PA4SAN424**NA* | PA4SAN424**NA* | CSPVA2414XMC*+TDR |  | Voluntarily Certified | Single-split-system air condit | False | False | 23200 |  | 13.4 | 13.4 |  |  | False | 30 | 30 | 11.5 | 0 | Coil-Only System | False | Conventional | 07/06/2023 |  | 10/05/2023
Carrier Corp. - Indianapolis | 1HVAC | N4A748GKA* | N4A748GKA* | EA*4X61L24A*+TDR |  | Voluntarily Certified | Single-split-system air condit | False | False | 48500 |  | 13.8 | 13.4 |  |  | False | 30 | 30 | 11.2 | 0 | Coil-Only System | False | Conventional | 07/06/2023 |  | 10/05/2023
Carrier Corp. - Indianapolis | BRYANT HEATING AND COOLING SYSTEMS | GA5SAN442**WA* | GA5SAN442**WA* | CVPVA4821XMC*+TDR |  | Voluntarily Certified | Single-split-system air condit | False | False | 45000 |  | 13.8 | 13.4 |  |  | False | 30 | 30 | 11.2 | 0 | Coil-Only System | False | Conventional | 07/06/2023 |  | 10/05/2023
Carrier Corp. - Indianapolis | BROCK | PA7TAN424**WA* | PA7TAN424**WA* | CVPVA2517XMC*+TDR |  | Voluntarily Certified | Single-split-system air condit | False | False | 23400 |  | 14.3 | 13.4 |  |  | False | 30 | 30 | 11.7 | 0 | Coil-Only System | False | Conventional | 07/06/2023 |  | 10/05/2023
Carrier Corp. - Indianapolis | BROCK | PA5SAN436**WA* | PA5SAN436**WA* | CVPVA3721XMC*+TDR |  | Voluntarily Certified | Single-split-system air condit | False | False | 34200 |  | 14.3 | 13.4 |  |  | False | 30 | 30 | 11.7 | 0 | Coil-Only System | False | Conventional | 07/06/2023 |  | 10/05/2023
Carrier Corp. - Indianapolis | BROCK | PA5SAN424**WA* | PA5SAN424**WA* | CSPVA2414XMC*+TDR |  | Voluntarily Certified | Single-split-system air condit | False | False | 22800 |  | 14.3 | 13.4 |  |  | False | 30 | 30 | 11.7 | 0 | Coil-Only System | False | Conventional | 07/06/2023 |  | 10/05/2023
Carrier Corp. - Indianapolis | 1HVAC | N4A4S18*K*NAA* | N4A4S18*K*NAA* | EA*4X19L17A*+TDR |  | Voluntarily Certified | Single-split-system air condit | False | False | 18000 |  | 13.4 | 13.4 |  |  | False | 30 | 30 | 11.5 | 0 | Coil-Only System | False | Conventional | 07/06/2023 |  | 10/05/2023
Carrier Corp. - Indianapolis | 1HVAC | HVA925GKA3* | HVA925GKA3* | FCM4X48***L+WALLCON |  | Voluntarily Certified | Single-split-system air condit | False | False | 23800 |  | 18.5 | 13.4 |  |  | False | 30 | 30 | 11.7 | 0 | Blower Coil System | True | Conventional | 07/06/2023 |  | 10/05/2023
Carrier Corp. - Indianapolis | Carrier | 24SCA536W**30* | 24SCA536W**30* | CVPVA3721XMC*+TDR |  | Voluntarily Certified | Single-split-system air condit | False | False | 34200 |  | 14.3 | 13.4 |  |  | False | 30 | 30 | 11.7 | 0 | Coil-Only System | False | Conventional | 07/06/2023 |  | 10/05/2023
Carrier Corp. - Indianapolis | Carrier | 24SPA642W**30* | 24SPA642W**30* | CVPVA4821XMC*+TDR |  | Voluntarily Certified | Single-split-system air condit | False | False | 45000 |  | 13.8 | 13.4 |  |  | False | 30 | 30 | 11.2 | 0 | Coil-Only System | False | Conventional | 07/06/2023 |  | 10/05/2023
Carrier Corp. - Indianapolis | Carrier | 24SPA660W**30* | 24SPA660W**30* | CVPVA6124XMC*+TDR |  | Voluntarily Certified | Single-split-system air condit | False | False | 56500 |  | 13.8 | 13.4 |  |  | False | 30 | 30 | 11.2 | 0 | Coil-Only System | False | Conventional | 07/06/2023 |  | 10/05/2023
Carrier Corp. - Indianapolis | Carrier | GA5SAN443**WA* | GA5SAN443**WA* | CAP**4321AL*+TDR |  | Voluntarily Certified | Single-split-system air condit | False | False | 40000 |  | 14.3 | 13.4 |  |  | False | 30 | 30 | 12.5 | 0 | Coil-Only System | False | Conventional | 07/06/2023 |  | 10/05/2023
Carrier Corp. - Indianapolis | Arcoaire | PAJ430***K***K* | PAJ430***K***K* |  |  | Voluntarily Certified | Single-package air conditioner | False | False | 28000 |  | 13.4 | 13.4 |  |  | False | 30 | 30 | 10.6 | 0 |  | False | Conventional | 07/06/2023 |  | 10/05/2023
Carrier Corp. - Indianapolis | Arcoaire | H4A6S49*K*WAA* | H4A6S49*K*WAA* | EA*4X60L24A*+TDR |  | Voluntarily Certified | Single-split-system air condit | False | False | 46000 |  | 14.5 | 13.4 |  |  | False | 30 | 30 | 12.5 | 0 | Coil-Only System | False | Conventional | 07/06/2023 |  | 10/05/2023
Carrier Corp. - Indianapolis | Arcoaire | S4A5S36*K*WAA* | S4A5S36*K*WAA* | EA*4X37L21A*+TDR |  | Voluntarily Certified | Single-split-system air condit | False | False | 35600 |  | 14.5 | 13.4 |  |  | False | 30 | 30 | 12.5 | 0 | Coil-Only System | False | Conventional | 07/06/2023 |  | 10/05/2023
Carrier Corp. - Indianapolis | BROCK | PA17NA060B0**D* | PA17NA060B0**D* | CAP**6124AL*+TDR |  | Voluntarily Certified | Single-split-system air condit | False | False | 56500 |  | 13.8 | 13.4 |  |  | False | 30 | 30 | 11.2 | 0 | Coil-Only System | False | Conventional | 07/06/2023 |  | 10/05/2023
Carrier Corp. - Indianapolis | 1HVAC | H4A6S18*K*WAA* | H4A6S18*K*WAA* | ESD4X24M14A*+TDR |  | Voluntarily Certified | Single-split-system air condit | False | False | 17800 |  | 14.3 | 13.4 |  |  | False | 30 | 30 | 11.7 | 0 | Coil-Only System | False | Conventional | 07/06/2023 |  | 10/05/2023
Carrier Corp. - Indianapolis | 1HVAC | R4A4S48*K*NAA* | R4A4S48*K*NAA* | EA*4X61L24A*+TDR |  | Voluntarily Certified | Single-split-system air condit | False | False | 45000 |  | 13.4 | 13.4 |  |  | False | 30 | 30 | 11.5 | 0 | Coil-Only System | False | Conventional | 07/06/2023 |  | 10/05/2023
Carrier Corp. - Indianapolis | 1HVAC | HVA937GKA2*+TSTAT | HVA937GKA2*+TSTAT | FVM4X60***L |  | Voluntarily Certified | Single-split-system air condit | False | False | 33400 |  | 17 | 13.4 |  |  | False | 30 | 30 | 12 | 0 | Blower Coil System | False | Conventional | 07/06/2023 |  | 10/05/2023
Carrier Corp. - Indianapolis | 1HVAC | PAD424000K***K1 | PAD424000K***K1 |  |  | Voluntarily Certified | Single-package air conditioner | False | False | 22800 |  | 13.4 | 13.4 |  |  | False | 30 | 30 | 11.05 | 0 |  | False | Conventional | 07/06/2023 |  | 10/05/2023
Carrier Corp. - Indianapolis | 1HVAC | R4A5S43*K*WAA* | R4A5S43*K*WAA* | EA*4X43L21A*+TDR |  | Voluntarily Certified | Single-split-system air condit | False | False | 40000 |  | 14.3 | 13.4 |  |  | False | 30 | 30 | 12.5 | 0 | Coil-Only System | False | Conventional | 07/06/2023 |  | 10/05/2023
Carrier Corp. - Indianapolis | 1HVAC | R4A5S30*K*WAA* | R4A5S30*K*WAA* | EVD4X30M17A*+TDR |  | Voluntarily Certified | Single-split-system air condit | False | False | 28800 |  | 14.3 | 13.4 |  |  | False | 30 | 30 | 11.7 | 0 | Coil-Only System | False | Conventional | 07/06/2023 |  | 10/05/2023
Carrier Corp. - Indianapolis | PAYNE HEATING AND COOLING | PA4ZNK060***3*** | PA4ZNK060***3*** |  |  | Voluntarily Certified | Single-package air conditioner | False | False | 53500 |  | 13.4 | 13.4 |  |  | False | 30 | 30 | 10.6 | 0 |  | False | Conventional | 07/06/2023 |  | 10/05/2023
Carrier Corp. - Indianapolis | PAYNE HEATING AND COOLING | PA4SAN460**NA* | PA4SAN460**NA* | CVPVA6124XMC*+TDR |  | Voluntarily Certified | Single-split-system air condit | False | False | 55500 |  | 13.4 | 13.4 |  |  | False | 30 | 30 | 11 | 0 | Coil-Only System | False | Conventional | 07/06/2023 |  | 10/05/2023
Carrier Corp. - Indianapolis | Grandaire | W4A5S36*K*WAA* | W4A5S36*K*WAA* | WMVC37421XA*+TDR |  | Voluntarily Certified | Single-split-system air condit | False | False | 34200 |  | 14.3 | 13.4 |  |  | False | 30 | 30 | 11.7 | 0 | Coil-Only System | False | Conventional | 07/06/2023 |  | 10/05/2023
Carrier Corp. - Indianapolis | BRYANT HEATING AND COOLING SYSTEMS | 126SAN036**WA* | 126SAN036**WA* | CVPVA3721XMC*+TDR |  | Voluntarily Certified | Single-split-system air condit | False | False | 34200 |  | 14.3 | 13.4 |  |  | False | 30 | 30 | 11.7 | 0 | Coil-Only System | False | Conventional | 07/06/2023 |  | 10/05/2023
Carrier Corp. - Indianapolis | BRYANT HEATING AND COOLING SYSTEMS | 126SAN060**WA* | 126SAN060**WA* | CVPVA6124XMC*+TDR |  | Voluntarily Certified | Single-split-system air condit | False | False | 56500 |  | 13.8 | 13.4 |  |  | False | 30 | 30 | 11.2 | 0 | Coil-Only System | False | Conventional | 07/06/2023 |  | 10/05/2023
Carrier Corp. - Indianapolis | Tempstar | R4A4S18*K*NAA* | R4A4S18*K*NAA* | EA*4X19L17A*+TDR |  | Voluntarily Certified | Single-split-system air condit | False | False | 18000 |  | 13.4 | 13.4 |  |  | False | 30 | 30 | 11.5 | 0 | Coil-Only System | False | Conventional | 07/06/2023 |  | 10/05/2023
Carrier Corp. - Indianapolis | Tempstar | N4A4S42*K*NAA* | N4A4S42*K*NAA* | EVD4X42M21A*+TDR |  | Voluntarily Certified | Single-split-system air condit | False | False | 38500 |  | 13.4 | 13.4 |  |  | False | 30 | 30 | 11 | 0 | Coil-Only System | False | Conventional | 07/06/2023 |  | 10/05/2023
Carrier Corp. - Indianapolis | Grandaire | WPA4424000RKK* | WPA4424000RKK* |  |  | Voluntarily Certified | Single-package air conditioner | False | False | 39000 |  | 13.4 | 13.4 |  |  | False | 30 | 30 | 11.05 | 0 |  | False | Conventional | 07/06/2023 |  | 10/05/2023
Carrier Corp. - Indianapolis | BROCK | PA7TAN436**WA* | PA7TAN436**WA* | CVPVA3721XMC*+TDR |  | Voluntarily Certified | Single-split-system air condit | False | False | 35000 |  | 14.3 | 13.4 |  |  | False | 30 | 30 | 12 | 0 | Coil-Only System | False | Conventional | 07/06/2023 |  | 10/05/2023
Carrier Corp. - Indianapolis | BROCK | PA4SAN442**NA* | PA4SAN442**NA* | CVPVA4221XMC*+TDR |  | Voluntarily Certified | Single-split-system air condit | False | False | 38500 |  | 13.4 | 13.4 |  |  | False | 30 | 30 | 11 | 0 | Coil-Only System | False | Conventional | 07/06/2023 |  | 10/05/2023
Carrier Corp. - Indianapolis | 1HVAC | S4A5S30*K*WAA* | S4A5S30*K*WAA* | EA*4X37L21A*+TDR |  | Voluntarily Certified | Single-split-system air condit | False | False | 28400 |  | 14.3 | 13.4 |  |  | False | 30 | 30 | 12 | 0 | Coil-Only System | False | Conventional | 07/06/2023 |  | 10/05/2023
Carrier Corp. - Indianapolis | 1HVAC | R4A4S30*K*NAA* | R4A4S30*K*NAA* | EA*4X37L21A*+TDR |  | Voluntarily Certified | Single-split-system air condit | False | False | 29400 |  | 14 | 13.4 |  |  | False | 30 | 30 | 11.5 | 0 | Coil-Only System | False | Conventional | 07/06/2023 |  | 10/05/2023
Carrier Corp. - Indianapolis | Tempstar | TVA936GKA2* | TVA936GKA2* | FCM4X48***L+WALLCON |  | Voluntarily Certified | Single-split-system air condit | False | False | 35200 |  | 17.5 | 13.4 |  |  | False | 30 | 30 | 10 | 0 | Blower Coil System | True | Conventional | 07/06/2023 |  | 10/05/2023
Carrier Corp. - Indianapolis | BRYANT HEATING AND COOLING SYSTEMS | 315SAN024**WA* | 315SAN024**WA* | CAP**2517AL*+TDR |  | Voluntarily Certified | Single-split-system air condit | False | False | 23800 |  | 14.3 | 13.4 |  |  | False | 30 | 30 | 12.5 | 0 | Coil-Only System | False | Conventional | 07/06/2023 |  | 10/05/2023
Carrier Corp. - Indianapolis | BRYANT HEATING AND COOLING SYSTEMS | 577CNWK24****A* | 577CNWK24****A* |  |  | Voluntarily Certified | Single-package air conditioner | False | False | 22800 |  | 13.4 | 13.4 |  |  | False | 30 | 30 | 11.05 | 0 |  | False | Conventional | 07/06/2023 |  | 10/05/2023
Carrier Corp. - Indianapolis | Keeprite | CVA949GKA2* | CVA949GKA2* | FCM4X60***L+WALLCON |  | Voluntarily Certified | Single-split-system air condit | False | False | 44500 |  | 19 | 13.4 |  |  | False | 30 | 30 | 12 | 0 | Blower Coil System | True | Conventional | 07/06/2023 |  | 10/05/2023
Carrier Corp. - Indianapolis | Keeprite | C4A6S30*K*WAA* | C4A6S30*K*WAA* | EVD4X30M17A*+TDR |  | Voluntarily Certified | Single-split-system air condit | False | False | 28800 |  | 14.3 | 13.4 |  |  | False | 30 | 30 | 11.7 | 0 | Coil-Only System | False | Conventional | 07/06/2023 |  | 10/05/2023
Carrier Corp. - Indianapolis | Keeprite | C4A7T60*K*WAA* | C4A7T60*K*WAA* | EVD4X61M24A*+TDR |  | Voluntarily Certified | Single-split-system air condit | False | False | 57500 |  | 13.8 | 13.4 |  |  | False | 30 | 30 | 11.5 | 0 | Coil-Only System | False | Conventional | 07/06/2023 |  | 10/05/2023
Carrier Corp. - Indianapolis | BRYANT HEATING AND COOLING SYSTEMS | GA5SAN424**WA* | GA5SAN424**WA* | CSPVA2414XMC*+TDR |  | Voluntarily Certified | Single-split-system air condit | False | False | 22800 |  | 14.3 | 13.4 |  |  | False | 30 | 30 | 11.7 | 0 | Coil-Only System | False | Conventional | 07/06/2023 |  | 10/05/2023
Carrier Corp. - Indianapolis | BRYANT HEATING AND COOLING SYSTEMS | 114SAN048**NA* | 114SAN048**NA* | CAP**6124AL*+TDR |  | Voluntarily Certified | Single-split-system air condit | False | False | 45000 |  | 13.4 | 13.4 |  |  | False | 30 | 30 | 11.5 | 0 | Coil-Only System | False | Conventional | 07/06/2023 |  | 10/05/2023
Carrier Corp. - Indianapolis | BRYANT HEATING AND COOLING SYSTEMS | PA4SAN424**NA* | PA4SAN424**NA* | CSPVA2414XMC*+TDR |  | Voluntarily Certified | Single-split-system air condit | False | False | 23200 |  | 13.4 | 13.4 |  |  | False | 30 | 30 | 11.5 | 0 | Coil-Only System | False | Conventional | 07/06/2023 |  | 10/05/2023
Carrier Corp. - Indianapolis | BRYANT HEATING AND COOLING SYSTEMS | 189BNV025*0**B* | 189BNV025*0**B* | FE4AN(B,F)005L+UI |  | Voluntarily Certified | Single-split-system air condit | False | False | 23800 |  | 18.5 | 13.4 |  |  | False | 30 | 30 | 11.7 | 0 | Blower Coil System | True | Conventional | 07/06/2023 |  | 10/05/2023
Carrier Corp. - Indianapolis | 1HVAC | PAR524000K***K1 | PAR524000K***K1 |  |  | Voluntarily Certified | Single-package air conditioner | False | False | 22200 |  | 15.2 | 13.4 |  |  | False | 30 | 30 | 11.5 | 0 |  | False | Conventional | 07/06/2023 |  | 10/05/2023
Carrier Corp. - Indianapolis | 1HVAC | N4A7T24*K*WAA* | N4A7T24*K*WAA* | EVD4X25M17A*+TDR |  | Voluntarily Certified | Single-split-system air condit | False | False | 23400 |  | 14.3 | 13.4 |  |  | False | 30 | 30 | 11.7 | 0 | Coil-Only System | False | Conventional | 07/06/2023 |  | 10/05/2023
Carrier Corp. - Indianapolis | 1HVAC | HVA936GKA3* | HVA936GKA3* | FCM4X48***L+WALLCON |  | Voluntarily Certified | Single-split-system air condit | False | False | 35200 |  | 17.5 | 13.4 |  |  | False | 30 | 30 | 10 | 0 | Blower Coil System | True | Conventional | 07/06/2023 |  | 10/05/2023
Carrier Corp. - Indianapolis | 1HVAC | R4A5S18*K*WAA* | R4A5S18*K*WAA* | ESD4X24M14A*+TDR |  | Voluntarily Certified | Single-split-system air condit | False | False | 17900 |  | 14.3 | 13.4 |  |  | False | 30 | 30 | 11.7 | 0 | Coil-Only System | False | Conventional | 07/06/2023 |  | 10/05/2023
Carrier Corp. - Indianapolis | 1HVAC | R4A5S42*K*WAA* | R4A5S42*K*WAA* | EVD4X48M21A*+TDR |  | Voluntarily Certified | Single-split-system air condit | False | False | 45000 |  | 13.8 | 13.4 |  |  | False | 30 | 30 | 11.2 | 0 | Coil-Only System | False | Conventional | 07/06/2023 |  | 10/05/2023
Carrier Corp. - Indianapolis | Carrier | 24TPA736W**30* | 24TPA736W**30* | CVPVA3721XMC*+TDR |  | Voluntarily Certified | Single-split-system air condit | False | False | 35000 |  | 14.3 | 13.4 |  |  | False | 30 | 30 | 12 | 0 | Coil-Only System | False | Conventional | 07/06/2023 |  | 10/05/2023
Carrier Corp. - Indianapolis | Carrier | GA5SAN424**WA* | GA5SAN424**WA* | CSPVA2414XMC*+TDR |  | Voluntarily Certified | Single-split-system air condit | False | False | 22800 |  | 14.3 | 13.4 |  |  | False | 30 | 30 | 11.7 | 0 | Coil-Only System | False | Conventional | 07/06/2023 |  | 10/05/2023
Carrier Corp. - Indianapolis | Carrier | 24VNA936A*032* | 24VNA936A*032* | FE4AN(B,F)005L+UI |  | Voluntarily Certified | Single-split-system air condit | False | False | 35200 |  | 17.5 | 13.4 |  |  | False | 30 | 30 | 10 | 0 | Blower Coil System | True | Conventional | 07/06/2023 |  | 10/05/2023
Carrier Corp. - Indianapolis | Carrier | 24VNA949A*031* | 24VNA949A*031* | FE4ANB006L+UI |  | Voluntarily Certified | Single-split-system air condit | False | False | 44500 |  | 19 | 13.4 |  |  | False | 30 | 30 | 12 | 0 | Blower Coil System | True | Conventional | 07/06/2023 |  | 10/05/2023
Carrier Corp. - Indianapolis | Carrier | 24SCA448N**30* | 24SCA448N**30* | CAP**6124AL*+TDR |  | Voluntarily Certified | Single-split-system air condit | False | False | 45000 |  | 13.4 | 13.4 |  |  | False | 30 | 30 | 11.5 | 0 | Coil-Only System | False | Conventional | 07/06/2023 |  | 10/05/2023
Carrier Corp. - Indianapolis | Carrier | 24SCA418N**30* | 24SCA418N**30* | CAP**1917AL*+TDR |  | Voluntarily Certified | Single-split-system air condit | False | False | 18000 |  | 13.4 | 13.4 |  |  | False | 30 | 30 | 11.5 | 0 | Coil-Only System | False | Conventional | 07/06/2023 |  | 10/05/2023
Carrier Corp. - Indianapolis | Carrier | 24SPA649W**30* | 24SPA649W**30* | CAP**6024AL*+TDR |  | Voluntarily Certified | Single-split-system air condit | False | False | 46000 |  | 14.5 | 13.4 |  |  | False | 30 | 30 | 12.5 | 0 | Coil-Only System | False | Conventional | 07/06/2023 |  | 10/05/2023
Carrier Corp. - Indianapolis | 1HVAC | H4A6S60*K*WAA* | H4A6S60*K*WAA* | EVD4X61M24A*+TDR |  | Voluntarily Certified | Single-split-system air condit | False | False | 56500 |  | 13.8 | 13.4 |  |  | False | 30 | 30 | 11.2 | 0 | Coil-Only System | False | Conventional | 07/06/2023 |  | 10/05/2023
Carrier Corp. - Indianapolis | 1HVAC | S4A5S18*K*WAA* | S4A5S18*K*WAA* | EA*4X19L17A*+TDR |  | Voluntarily Certified | Single-split-system air condit | False | False | 18000 |  | 14.3 | 13.4 |  |  | False | 30 | 30 | 12.5 | 0 | Coil-Only System | False | Conventional | 07/06/2023 |  | 10/05/2023
Carrier Corp. - Indianapolis | 1HVAC | N4A4S24*K*NAA* | N4A4S24*K*NAA* | ESD4X24M14A*+TDR |  | Voluntarily Certified | Single-split-system air condit | False | False | 23200 |  | 13.4 | 13.4 |  |  | False | 30 | 30 | 11.5 | 0 | Coil-Only System | False | Conventional | 07/06/2023 |  | 10/05/2023
Carrier Corp. - Indianapolis | 1HVAC | PGR536***K***K1 | PGR536***K***K1 |  |  | Voluntarily Certified | Single-package air conditioner | False | False | 34800 |  | 15.2 | 13.4 |  |  | False | 30 | 30 | 11.5 | 0 |  | False | Conventional | 07/06/2023 |  | 10/05/2023
Carrier Corp. - Indianapolis | ICP Commercial | PAJ442***K***K* | PAJ442***K***K* |  |  | Voluntarily Certified | Single-package air conditioner | False | False | 40500 |  | 13.4 | 13.4 |  |  | False | 30 | 30 | 10.6 | 0 |  | False | Conventional | 07/06/2023 |  | 10/05/2023
Carrier Corp. - Indianapolis | Grandaire | W4A7T24*K*WAA* | W4A7T24*K*WAA* | WMVC25417XA*+TDR |  | Voluntarily Certified | Single-split-system air condit | False | False | 23400 |  | 14.3 | 13.4 |  |  | False | 30 | 30 | 11.7 | 0 | Coil-Only System | False | Conventional | 07/06/2023 |  | 10/05/2023
Carrier Corp. - Indianapolis | Grandaire | WPA4604000RKK* | WPA4604000RKK* |  |  | Voluntarily Certified | Single-package air conditioner | False | False | 56000 |  | 13.4 | 13.4 |  |  | False | 30 | 30 | 11.05 | 0 |  | False | Conventional | 07/06/2023 |  | 10/05/2023
Carrier Corp. - Indianapolis | Grandaire | W4A5S30*K*WAA* | W4A5S30*K*WAA* | WMVC30417XA*+TDR |  | Voluntarily Certified | Single-split-system air condit | False | False | 28800 |  | 14.3 | 13.4 |  |  | False | 30 | 30 | 11.7 | 0 | Coil-Only System | False | Conventional | 07/06/2023 |  | 10/05/2023
Carrier Corp. - Indianapolis | Airquest | R4A5S60*K*WAA* | R4A5S60*K*WAA* | EVD4X61M24A*+TDR |  | Voluntarily Certified | Single-split-system air condit | False | False | 56500 |  | 13.8 | 13.4 |  |  | False | 30 | 30 | 11.2 | 0 | Coil-Only System | False | Conventional | 07/06/2023 |  | 10/05/2023
Carrier Corp. - Indianapolis | Airquest | PGD460***K***K1 | PGD460***K***K1 |  |  | Voluntarily Certified | Single-package air conditioner | False | False | 56000 |  | 13.4 | 13.4 |  |  | False | 30 | 30 | 11.05 | 0 |  | False | Conventional | 07/06/2023 |  | 10/05/2023
Carrier Corp. - Indianapolis | Airquest | HVA949GKA2* | HVA949GKA2* | FCM4X60***L+WALLCON |  | Voluntarily Certified | Single-split-system air condit | False | False | 44500 |  | 19 | 13.4 |  |  | False | 30 | 30 | 12 | 0 | Blower Coil System | True | Conventional | 07/06/2023 |  | 10/05/2023
Carrier Corp. - Indianapolis | Airquest | S4A5S48*K*WAA* | S4A5S48*K*WAA* | EA*4X61L24A*+TDR |  | Voluntarily Certified | Single-split-system air condit | False | False | 47500 |  | 14 | 13.4 |  |  | False | 30 | 30 | 12 | 0 | Coil-Only System | False | Conventional | 07/06/2023 |  | 10/05/2023
Carrier Corp. - Indianapolis | SMART COMFORT | PAJ442***K***K* | PAJ442***K***K* |  |  | Voluntarily Certified | Single-package air conditioner | False | False | 40500 |  | 13.4 | 13.4 |  |  | False | 30 | 30 | 10.6 | 0 |  | False | Conventional | 07/06/2023 |  | 10/05/2023
Carrier Corp. - Indianapolis | SMART COMFORT | R4A5S60*K*WAA* | R4A5S60*K*WAA* | EVD4X61M24A*+TDR |  | Voluntarily Certified | Single-split-system air condit | False | False | 56500 |  | 13.8 | 13.4 |  |  | False | 30 | 30 | 11.2 | 0 | Coil-Only System | False | Conventional | 07/06/2023 |  | 10/05/2023
Carrier Corp. - Indianapolis | Day & Night | N4A4S42*K*NAA* | N4A4S42*K*NAA* | EVD4X42M21A*+TDR |  | Voluntarily Certified | Single-split-system air condit | False | False | 38500 |  | 13.4 | 13.4 |  |  | False | 30 | 30 | 11 | 0 | Coil-Only System | False | Conventional | 07/06/2023 |  | 10/05/2023
Carrier Corp. - Indianapolis | Day & Night | R4A4S18*K*NAA* | R4A4S18*K*NAA* | EA*4X19L17A*+TDR |  | Voluntarily Certified | Single-split-system air condit | False | False | 18000 |  | 13.4 | 13.4 |  |  | False | 30 | 30 | 11.5 | 0 | Coil-Only System | False | Conventional | 07/06/2023 |  | 10/05/2023
Carrier Corp. - Indianapolis | Day & Night | N4A5S30*K*WAA* | N4A5S30*K*WAA* | EVD4X30M17A*+TDR |  | Voluntarily Certified | Single-split-system air condit | False | False | 28800 |  | 14.3 | 13.4 |  |  | False | 30 | 30 | 11.7 | 0 | Coil-Only System | False | Conventional | 07/06/2023 |  | 10/05/2023
Carrier Corp. - Indianapolis | Day & Night | C4A6S36*K*WAA* | C4A6S36*K*WAA* | EVD4X37M21A*+TDR |  | Voluntarily Certified | Single-split-system air condit | False | False | 34200 |  | 14.3 | 13.4 |  |  | False | 30 | 30 | 11.7 | 0 | Coil-Only System | False | Conventional | 07/06/2023 |  | 10/05/2023
Carrier Corp. - Indianapolis | Tempstar | N4A5S30*K*WAA* | N4A5S30*K*WAA* | EVD4X30M17A*+TDR |  | Voluntarily Certified | Single-split-system air condit | False | False | 28800 |  | 14.3 | 13.4 |  |  | False | 30 | 30 | 11.7 | 0 | Coil-Only System | False | Conventional | 07/06/2023 |  | 10/05/2023
Carrier Corp. - Indianapolis | Arcoaire | PAJ442***K***K* | PAJ442***K***K* |  |  | Voluntarily Certified | Single-package air conditioner | False | False | 40500 |  | 13.4 | 13.4 |  |  | False | 30 | 30 | 10.6 | 0 |  | False | Conventional | 07/06/2023 |  | 10/05/2023
Carrier Corp. - Indianapolis | Arcoaire | N4A7T36*K*WAA* | N4A7T36*K*WAA* | EVD4X37M21A*+TDR |  | Voluntarily Certified | Single-split-system air condit | False | False | 35000 |  | 14.3 | 13.4 |  |  | False | 30 | 30 | 12 | 0 | Coil-Only System | False | Conventional | 07/06/2023 |  | 10/05/2023
Carrier Corp. - Indianapolis | Airquest | PAJ442***K***K* | PAJ442***K***K* |  |  | Voluntarily Certified | Single-package air conditioner | False | False | 40500 |  | 13.4 | 13.4 |  |  | False | 30 | 30 | 10.6 | 0 |  | False | Conventional | 07/06/2023 |  | 10/05/2023
Carrier Corp. - Indianapolis | Airquest | N4A7T36*K*WAA* | N4A7T36*K*WAA* | EVD4X37M21A*+TDR |  | Voluntarily Certified | Single-split-system air condit | False | False | 35000 |  | 14.3 | 13.4 |  |  | False | 30 | 30 | 12 | 0 | Coil-Only System | False | Conventional | 07/06/2023 |  | 10/05/2023
Carrier Corp. - Indianapolis | PAYNE HEATING AND COOLING | PA4SAN448**NA* | PA4SAN448**NA* | CAP**6124AL*+TDR |  | Voluntarily Certified | Single-split-system air condit | False | False | 45000 |  | 13.4 | 13.4 |  |  | False | 30 | 30 | 11.5 | 0 | Coil-Only System | False | Conventional | 07/06/2023 |  | 10/05/2023
Carrier Corp. - Indianapolis | PAYNE HEATING AND COOLING | PY4GNAK24****A* | PY4GNAK24****A* |  |  | Voluntarily Certified | Single-package air conditioner | False | False | 22800 |  | 13.4 | 13.4 |  |  | False | 30 | 30 | 11.05 | 0 |  | False | Conventional | 07/06/2023 |  | 10/05/2023
Carrier Corp. - Indianapolis | PAYNE HEATING AND COOLING | PY4GNAK60****A* | PY4GNAK60****A* |  |  | Voluntarily Certified | Single-package air conditioner | False | False | 56000 |  | 13.4 | 13.4 |  |  | False | 30 | 30 | 11.05 | 0 |  | False | Conventional | 07/06/2023 |  | 10/05/2023
Carrier Corp. - Indianapolis | Heil | S4A5S36*K*WAA* | S4A5S36*K*WAA* | EA*4X37L21A*+TDR |  | Voluntarily Certified | Single-split-system air condit | False | False | 35600 |  | 14.5 | 13.4 |  |  | False | 30 | 30 | 12.5 | 0 | Coil-Only System | False | Conventional | 07/06/2023 |  | 10/05/2023
Carrier Corp. - Indianapolis | Grandaire | WPG4244****KK* | WPG4244****KK* |  |  | Voluntarily Certified | Single-package air conditioner | False | False | 22800 |  | 13.4 | 13.4 |  |  | False | 30 | 30 | 11.05 | 0 |  | False | Conventional | 07/06/2023 |  | 10/05/2023
Carrier Corp. - Indianapolis | PAYNE HEATING AND COOLING | PA5SAN448**WA* | PA5SAN448**WA* | CVPVA4821XMC*+TDR |  | Voluntarily Certified | Single-split-system air condit | False | False | 46500 |  | 13.8 | 13.4 |  |  | False | 30 | 30 | 11.2 | 0 | Coil-Only System | False | Conventional | 07/06/2023 |  | 10/05/2023
Carrier Corp. - Indianapolis | PAYNE HEATING AND COOLING | PY4GNAK36****A* | PY4GNAK36****A* |  |  | Voluntarily Certified | Single-package air conditioner | False | False | 33800 |  | 13.4 | 13.4 |  |  | False | 30 | 30 | 11.05 | 0 |  | False | Conventional | 07/06/2023 |  | 10/05/2023
Carrier Corp. - Indianapolis | Grandaire | WJA436***K***K* | WJA436***K***K* |  |  | Voluntarily Certified | Single-package air conditioner | False | False | 33600 |  | 13.4 | 13.4 |  |  | False | 30 | 30 | 10.6 | 0 |  | False | Conventional | 07/06/2023 |  | 10/05/2023
Carrier Corp. - Indianapolis | Day & Night | C4A6S18*K*WAA* | C4A6S18*K*WAA* | ESD4X24M14A*+TDR |  | Voluntarily Certified | Single-split-system air condit | False | False | 17800 |  | 14.3 | 13.4 |  |  | False | 30 | 30 | 11.7 | 0 | Coil-Only System | False | Conventional | 07/06/2023 |  | 10/05/2023
Carrier Corp. - Indianapolis | Day & Night | N4A5S60*K*WAA* | N4A5S60*K*WAA* | EVD4X61M24A*+TDR |  | Voluntarily Certified | Single-split-system air condit | False | False | 56500 |  | 13.8 | 13.4 |  |  | False | 30 | 30 | 11.2 | 0 | Coil-Only System | False | Conventional | 07/06/2023 |  | 10/05/2023
Carrier Corp. - Indianapolis | Tempstar | N4A5S60*K*WAA* | N4A5S60*K*WAA* | EVD4X61M24A*+TDR |  | Voluntarily Certified | Single-split-system air condit | False | False | 56500 |  | 13.8 | 13.4 |  |  | False | 30 | 30 | 11.2 | 0 | Coil-Only System | False | Conventional | 07/06/2023 |  | 10/05/2023
Carrier Corp. - Indianapolis | BROCK | PA4SAN436**NA* | PA4SAN436**NA* | CVPVA3721XMC*+TDR |  | Voluntarily Certified | Single-split-system air condit | False | False | 33600 |  | 13.4 | 13.4 |  |  | False | 30 | 30 | 11.5 | 0 | Coil-Only System | False | Conventional | 07/06/2023 |  | 10/05/2023
Carrier Corp. - Indianapolis | BROCK | PA4ZNK036***3*** | PA4ZNK036***3*** |  |  | Voluntarily Certified | Single-package air conditioner | False | False | 33600 |  | 13.4 | 13.4 |  |  | False | 30 | 30 | 10.6 | 0 |  | False | Conventional | 07/06/2023 |  | 10/05/2023
Carrier Corp. - Indianapolis | BROCK | PA4ZNK030***3*** | PA4ZNK030***3*** |  |  | Voluntarily Certified | Single-package air conditioner | False | False | 28000 |  | 13.4 | 13.4 |  |  | False | 30 | 30 | 10.6 | 0 |  | False | Conventional | 07/06/2023 |  | 10/05/2023
Carrier Corp. - Indianapolis | 1HVAC | N4A5S18*K*WAA* | N4A5S18*K*WAA* | ESD4X24M14A*+TDR |  | Voluntarily Certified | Single-split-system air condit | False | False | 17900 |  | 14.3 | 13.4 |  |  | False | 30 | 30 | 11.7 | 0 | Coil-Only System | False | Conventional | 07/06/2023 |  | 10/05/2023
Carrier Corp. - Indianapolis | 1HVAC | H4A6S42*K*WAA* | H4A6S42*K*WAA* | EVD4X48M21A*+TDR |  | Voluntarily Certified | Single-split-system air condit | False | False | 45000 |  | 13.8 | 13.4 |  |  | False | 30 | 30 | 11.2 | 0 | Coil-Only System | False | Conventional | 07/06/2023 |  | 10/05/2023
Carrier Corp. - Indianapolis | 1HVAC | PGD442***K***K1 | PGD442***K***K1 |  |  | Voluntarily Certified | Single-package air conditioner | False | False | 39000 |  | 13.4 | 13.4 |  |  | False | 30 | 30 | 11.05 | 0 |  | False | Conventional | 07/06/2023 |  | 10/05/2023
Carrier Corp. - Indianapolis | Carrier | 50ZPK048***3*** | 50ZPK048***3*** |  |  | Voluntarily Certified | Single-package air conditioner | False | False | 45500 |  | 13.4 | 13.4 |  |  | False | 30 | 30 | 10.6 | 0 |  | False | Conventional | 07/06/2023 |  | 10/05/2023
Carrier Corp. - Indianapolis | Carrier | 24SCA530W**30* | 24SCA530W**30* | CVPVA3017XMC*+TDR |  | Voluntarily Certified | Single-split-system air condit | False | False | 28800 |  | 14.3 | 13.4 |  |  | False | 30 | 30 | 11.7 | 0 | Coil-Only System | False | Conventional | 07/06/2023 |  | 10/05/2023
Carrier Corp. - Indianapolis | Carrier | 24SCA460N**30* | 24SCA460N**30* | CVPVA6124XMC*+TDR |  | Voluntarily Certified | Single-split-system air condit | False | False | 55500 |  | 13.4 | 13.4 |  |  | False | 30 | 30 | 11 | 0 | Coil-Only System | False | Conventional | 07/06/2023 |  | 10/05/2023
Carrier Corp. - Indianapolis | Carrier | 50VG-K60---30* | 50VG-K60---30* |  |  | Voluntarily Certified | Single-package air conditioner | False | False | 56000 |  | 15.2 | 13.4 |  |  | False | 30 | 30 | 11.5 | 0 |  | False | Conventional | 07/06/2023 |  | 10/05/2023
Carrier Corp. - Indianapolis | BRYANT HEATING AND COOLING SYSTEMS | 315SAN030**WA* | 315SAN030**WA* | CAP**3721AL*+TDR |  | Voluntarily Certified | Single-split-system air condit | False | False | 28400 |  | 14.3 | 13.4 |  |  | False | 30 | 30 | 12 | 0 | Coil-Only System | False | Conventional | 07/06/2023 |  | 10/05/2023
Carrier Corp. - Indianapolis | BRYANT HEATING AND COOLING SYSTEMS | 116BNA060B0**B* | 116BNA060B0**B* | CNPV*6124AL*+TDR |  | Voluntarily Certified | Single-split-system air condit | False | False | 57500 |  | 13.8 | 13.4 |  |  | False | 30 | 30 | 11.2 | 0 | Coil-Only System | False | Conventional | 07/06/2023 |  | 10/05/2023
Carrier Corp. - Indianapolis | BRYANT HEATING AND COOLING SYSTEMS | BA17NA060****B* | BA17NA060****B* | CAP**6124AL*+TDR |  | Voluntarily Certified | Single-split-system air condit | False | False | 56500 |  | 13.8 | 13.4 |  |  | False | 30 | 30 | 11.2 | 0 | Coil-Only System | False | Conventional | 07/06/2023 |  | 10/05/2023
Carrier Corp. - Indianapolis | Arcoaire | N4A5S60*K*WAA* | N4A5S60*K*WAA* | EVD4X61M24A*+TDR |  | Voluntarily Certified | Single-split-system air condit | False | False | 56500 |  | 13.8 | 13.4 |  |  | False | 30 | 30 | 11.2 | 0 | Coil-Only System | False | Conventional | 07/06/2023 |  | 10/05/2023
Carrier Corp. - Indianapolis | 1HVAC | H4A6S36*K*WAA* | H4A6S36*K*WAA* | EVD4X37M21A*+TDR |  | Voluntarily Certified | Single-split-system air condit | False | False | 34200 |  | 14.3 | 13.4 |  |  | False | 30 | 30 | 11.7 | 0 | Coil-Only System | False | Conventional | 07/06/2023 |  | 10/05/2023
Carrier Corp. - Indianapolis | 1HVAC | PGD436***K***K1 | PGD436***K***K1 |  |  | Voluntarily Certified | Single-package air conditioner | False | False | 33800 |  | 13.4 | 13.4 |  |  | False | 30 | 30 | 11.05 | 0 |  | False | Conventional | 07/06/2023 |  | 10/05/2023
Carrier Corp. - Indianapolis | 1HVAC | N4A7T60*K*WAA* | N4A7T60*K*WAA* | EVD4X61M24A*+TDR |  | Voluntarily Certified | Single-split-system air condit | False | False | 57500 |  | 13.8 | 13.4 |  |  | False | 30 | 30 | 11.5 | 0 | Coil-Only System | False | Conventional | 07/06/2023 |  | 10/05/2023
Carrier Corp. - Indianapolis | 1HVAC | HVA960GKA2* | HVA960GKA2* | FCM4X60***L+WALLCON |  | Voluntarily Certified | Single-split-system air condit | False | False | 57000 |  | 16.5 | 13.4 |  |  | False | 30 | 30 | 9.5 | 0 | Blower Coil System | True | Conventional | 07/06/2023 |  | 10/05/2023
Carrier Corp. - Indianapolis | 1HVAC | HVA948GKA** | HVA948GKA** | FCM4X60***L+WALLCON |  | Voluntarily Certified | Single-split-system air condit | False | False | 46000 |  | 18 | 13.4 |  |  | False | 30 | 30 | 10.5 | 0 | Blower Coil System | True | Conventional | 07/06/2023 |  | 10/05/2023
Carrier Corp. - Indianapolis | 1HVAC | R4A5S36*K*WAA* | R4A5S36*K*WAA* | EVD4X37M21A*+TDR |  | Voluntarily Certified | Single-split-system air condit | False | False | 34200 |  | 14.3 | 13.4 |  |  | False | 30 | 30 | 11.7 | 0 | Coil-Only System | False | Conventional | 07/06/2023 |  | 10/05/2023
Carrier Corp. - Indianapolis | Grandaire | W4A4S36*K*NAA* | W4A4S36*K*NAA* | WMVC37421XA*+TDR |  | Voluntarily Certified | Single-split-system air condit | False | False | 33600 |  | 13.4 | 13.4 |  |  | False | 30 | 30 | 11.5 | 0 | Coil-Only System | False | Conventional | 07/06/2023 |  | 10/05/2023
Carrier Corp. - Indianapolis | Grandaire | W4A4S48*K*NAA* | W4A4S48*K*NAA* | WLA*614DA*+TDR |  | Voluntarily Certified | Single-split-system air condit | False | False | 45000 |  | 13.4 | 13.4 |  |  | False | 30 | 30 | 11.5 | 0 | Coil-Only System | False | Conventional | 07/06/2023 |  | 10/05/2023
Carrier Corp. - Indianapolis | Arcoaire | N4A5S30*K*WAA* | N4A5S30*K*WAA* | EVD4X30M17A*+TDR |  | Voluntarily Certified | Single-split-system air condit | False | False | 28800 |  | 14.3 | 13.4 |  |  | False | 30 | 30 | 11.7 | 0 | Coil-Only System | False | Conventional | 07/06/2023 |  | 10/05/2023
Carrier Corp. - Indianapolis | Arcoaire | R4A4S18*K*NAA* | R4A4S18*K*NAA* | EA*4X19L17A*+TDR |  | Voluntarily Certified | Single-split-system air condit | False | False | 18000 |  | 13.4 | 13.4 |  |  | False | 30 | 30 | 11.5 | 0 | Coil-Only System | False | Conventional | 07/06/2023 |  | 10/05/2023
Carrier Corp. - Indianapolis | Arcoaire | HVA948GKA2* | HVA948GKA2* | FCM4X60***L+WALLCON |  | Voluntarily Certified | Single-split-system air condit | False | False | 46000 |  | 18 | 13.4 |  |  | False | 30 | 30 | 10.5 | 0 | Blower Coil System | True | Conventional | 07/06/2023 |  | 10/05/2023
Carrier Corp. - Indianapolis | Arcoaire | HVA960GKA2*+TSTAT | HVA960GKA2*+TSTAT | FVM4X60***L |  | Voluntarily Certified | Single-split-system air condit | False | False | 57500 |  | 14.5 | 13.4 |  |  | False | 30 | 30 | 9.5 | 0 | Blower Coil System | False | Conventional | 07/06/2023 |  | 10/05/2023
Carrier Corp. - Indianapolis | Grandaire | W4A5S43*K*WAA* | W4A5S43*K*WAA* | WLA*434CA*+TDR |  | Voluntarily Certified | Single-split-system air condit | False | False | 40000 |  | 14.3 | 13.4 |  |  | False | 30 | 30 | 12.5 | 0 | Coil-Only System | False | Conventional | 07/06/2023 |  | 10/05/2023
Carrier Corp. - Indianapolis | Grandaire | WPA4484000RKK* | WPA4484000RKK* |  |  | Voluntarily Certified | Single-package air conditioner | False | False | 47000 |  | 13.4 | 13.4 |  |  | False | 30 | 30 | 11.05 | 0 |  | False | Conventional | 07/06/2023 |  | 10/05/2023
Carrier Corp. - Indianapolis | Grandaire | WPA4364000RKK* | WPA4364000RKK* |  |  | Voluntarily Certified | Single-package air conditioner | False | False | 33800 |  | 13.4 | 13.4 |  |  | False | 30 | 30 | 11.05 | 0 |  | False | Conventional | 07/06/2023 |  | 10/05/2023
Carrier Corp. - Indianapolis | Arcoaire | N4A4S42*K*NAA* | N4A4S42*K*NAA* | EVD4X42M21A*+TDR |  | Voluntarily Certified | Single-split-system air condit | False | False | 38500 |  | 13.4 | 13.4 |  |  | False | 30 | 30 | 11 | 0 | Coil-Only System | False | Conventional | 07/06/2023 |  | 10/05/2023
Carrier Corp. - Indianapolis | 1HVAC | H4A6S24*K*WAA* | H4A6S24*K*WAA* | ESD4X24M14A*+TDR |  | Voluntarily Certified | Single-split-system air condit | False | False | 23400 |  | 14.3 | 13.4 |  |  | False | 30 | 30 | 11.7 | 0 | Coil-Only System | False | Conventional | 07/06/2023 |  | 10/05/2023
Carrier Corp. - Indianapolis | PAYNE HEATING AND COOLING | PA5SAN436**WA* | PA5SAN436**WA* | CVPVA3721XMC*+TDR |  | Voluntarily Certified | Single-split-system air condit | False | False | 34200 |  | 14.3 | 13.4 |  |  | False | 30 | 30 | 11.7 | 0 | Coil-Only System | False | Conventional | 07/06/2023 |  | 10/05/2023
Carrier Corp. - Indianapolis | PAYNE HEATING AND COOLING | PA5SAN424**WA* | PA5SAN424**WA* | CSPVA2414XMC*+TDR |  | Voluntarily Certified | Single-split-system air condit | False | False | 22800 |  | 14.3 | 13.4 |  |  | False | 30 | 30 | 11.7 | 0 | Coil-Only System | False | Conventional | 07/06/2023 |  | 10/05/2023
Carrier Corp. - Indianapolis | PAYNE HEATING AND COOLING | PA4GNAK60000AA* | PA4GNAK60000AA* |  |  | Voluntarily Certified | Single-package air conditioner | False | False | 56000 |  | 13.4 | 13.4 |  |  | False | 30 | 30 | 11.05 | 0 |  | False | Conventional | 07/06/2023 |  | 10/05/2023
Carrier Corp. - Indianapolis | PAYNE HEATING AND COOLING | PA17NA060B0**D* | PA17NA060B0**D* | CAP**6124AL*+TDR |  | Voluntarily Certified | Single-split-system air condit | False | False | 56500 |  | 13.8 | 13.4 |  |  | False | 30 | 30 | 11.2 | 0 | Coil-Only System | False | Conventional | 07/06/2023 |  | 10/05/2023
Carrier Corp. - Indianapolis | Grandaire | WPG4304****KK* | WPG4304****KK* |  |  | Voluntarily Certified | Single-package air conditioner | False | False | 28000 |  | 13.4 | 13.4 |  |  | False | 30 | 30 | 11.05 | 0 |  | False | Conventional | 07/06/2023 |  | 10/05/2023
Carrier Corp. - Indianapolis | Grandaire | W4A5S61*K*WAA* | W4A5S61*K*WAA* | WMVC61424XA*+TDR |  | Voluntarily Certified | Single-split-system air condit | False | False | 55500 |  | 14.3 | 13.4 |  |  | False | 30 | 30 | 12 | 0 | Coil-Only System | False | Conventional | 07/06/2023 |  | 10/05/2023
Carrier Corp. - Indianapolis | Grandaire | WPA4244000RKK* | WPA4244000RKK* |  |  | Voluntarily Certified | Single-package air conditioner | False | False | 22800 |  | 13.4 | 13.4 |  |  | False | 30 | 30 | 11.05 | 0 |  | False | Conventional | 07/06/2023 |  | 10/05/2023
Carrier Corp. - Indianapolis | Grandaire | WPA4304000RKK* | WPA4304000RKK* |  |  | Voluntarily Certified | Single-package air conditioner | False | False | 28000 |  | 13.4 | 13.4 |  |  | False | 30 | 30 | 11.05 | 0 |  | False | Conventional | 07/06/2023 |  | 10/05/2023
Carrier Corp. - Indianapolis | 1HVAC | N4A7T48*K*WAA* | N4A7T48*K*WAA* | EVD4X49M24A*+TDR |  | Voluntarily Certified | Single-split-system air condit | False | False | 47000 |  | 13.8 | 13.4 |  |  | False | 30 | 30 | 12 | 0 | Coil-Only System | False | Conventional | 07/06/2023 |  | 10/05/2023
Carrier Corp. - Indianapolis | 1HVAC | N4A5S42*K*WAA* | N4A5S42*K*WAA* | EVD4X48M21A*+TDR |  | Voluntarily Certified | Single-split-system air condit | False | False | 45000 |  | 13.8 | 13.4 |  |  | False | 30 | 30 | 11.2 | 0 | Coil-Only System | False | Conventional | 07/06/2023 |  | 10/05/2023
Carrier Corp. - Indianapolis | 1HVAC | R4A4S24*K*NAA* | R4A4S24*K*NAA* | ESD4X24M14A*+TDR |  | Voluntarily Certified | Single-split-system air condit | False | False | 23200 |  | 13.4 | 13.4 |  |  | False | 30 | 30 | 11.5 | 0 | Coil-Only System | False | Conventional | 07/06/2023 |  | 10/05/2023
Carrier Corp. - Indianapolis | PAYNE HEATING AND COOLING | PA5SAN430**WA* | PA5SAN430**WA* | CVPVA3017XMC*+TDR |  | Voluntarily Certified | Single-split-system air condit | False | False | 28800 |  | 14.3 | 13.4 |  |  | False | 30 | 30 | 11.7 | 0 | Coil-Only System | False | Conventional | 07/06/2023 |  | 10/05/2023
Carrier Corp. - Indianapolis | PAYNE HEATING AND COOLING | PA5SAN442**WA* | PA5SAN442**WA* | CVPVA4821XMC*+TDR |  | Voluntarily Certified | Single-split-system air condit | False | False | 45000 |  | 13.8 | 13.4 |  |  | False | 30 | 30 | 11.2 | 0 | Coil-Only System | False | Conventional | 07/06/2023 |  | 10/05/2023
Carrier Corp. - Indianapolis | PAYNE HEATING AND COOLING | PA5SAN449**WA* | PA5SAN449**WA* | CAP**6024AL*+TDR |  | Voluntarily Certified | Single-split-system air condit | False | False | 46000 |  | 14.5 | 13.4 |  |  | False | 30 | 30 | 12.5 | 0 | Coil-Only System | False | Conventional | 07/06/2023 |  | 10/05/2023
Carrier Corp. - Indianapolis | WEATHERMAKER | PA7TAN460**WA* | PA7TAN460**WA* | CVPVA6124XMC*+TDR |  | Voluntarily Certified | Single-split-system air condit | False | False | 57500 |  | 13.8 | 13.4 |  |  | False | 30 | 30 | 11.5 | 0 | Coil-Only System | False | Conventional | 07/06/2023 |  | 10/05/2023
Carrier Corp. - Indianapolis | PAYNE HEATING AND COOLING | PA4GNAK36000AA* | PA4GNAK36000AA* |  |  | Voluntarily Certified | Single-package air conditioner | False | False | 33800 |  | 13.4 | 13.4 |  |  | False | 30 | 30 | 11.05 | 0 |  | False | Conventional | 07/06/2023 |  | 10/05/2023
Carrier Corp. - Indianapolis | PAYNE HEATING AND COOLING | PA4GNAK42000AA* | PA4GNAK42000AA* |  |  | Voluntarily Certified | Single-package air conditioner | False | False | 39000 |  | 13.4 | 13.4 |  |  | False | 30 | 30 | 11.05 | 0 |  | False | Conventional | 07/06/2023 |  | 10/05/2023
Carrier Corp. - Indianapolis | BROCK | PA16NA060B0**C* | PA16NA060B0**C* | CNPV*6124AL*+TDR |  | Voluntarily Certified | Single-split-system air condit | False | False | 57500 |  | 13.8 | 13.4 |  |  | False | 30 | 30 | 11.2 | 0 | Coil-Only System | False | Conventional | 07/06/2023 |  | 10/05/2023
Carrier Corp. - Indianapolis | BROCK | PA5SAN418**WA* | PA5SAN418**WA* | CSPVA2414XMC*+TDR |  | Voluntarily Certified | Single-split-system air condit | False | False | 17900 |  | 14.3 | 13.4 |  |  | False | 30 | 30 | 11.7 | 0 | Coil-Only System | False | Conventional | 07/06/2023 |  | 10/05/2023
Carrier Corp. - Indianapolis | BROCK | PA5SAN460**WA* | PA5SAN460**WA* | CVPVA6124XMC*+TDR |  | Voluntarily Certified | Single-split-system air condit | False | False | 56500 |  | 13.8 | 13.4 |  |  | False | 30 | 30 | 11.2 | 0 | Coil-Only System | False | Conventional | 07/06/2023 |  | 10/05/2023
Carrier Corp. - Indianapolis | BROCK | PA4SAN430**NA* | PA4SAN430**NA* | CAP**3721AL*+TDR |  | Voluntarily Certified | Single-split-system air condit | False | False | 29400 |  | 14 | 13.4 |  |  | False | 30 | 30 | 11.5 | 0 | Coil-Only System | False | Conventional | 07/06/2023 |  | 10/05/2023
Carrier Corp. - Indianapolis | 1HVAC | S4A5S24*K*WAA* | S4A5S24*K*WAA* | EA*4X25L17A*+TDR |  | Voluntarily Certified | Single-split-system air condit | False | False | 23800 |  | 14.3 | 13.4 |  |  | False | 30 | 30 | 12.5 | 0 | Coil-Only System | False | Conventional | 07/06/2023 |  | 10/05/2023
Carrier Corp. - Indianapolis | 1HVAC | PAD430000K***K1 | PAD430000K***K1 |  |  | Voluntarily Certified | Single-package air conditioner | False | False | 28000 |  | 13.4 | 13.4 |  |  | False | 30 | 30 | 11.05 | 0 |  | False | Conventional | 07/06/2023 |  | 10/05/2023
Carrier Corp. - Indianapolis | 1HVAC | PAD436000K***K1 | PAD436000K***K1 |  |  | Voluntarily Certified | Single-package air conditioner | False | False | 33800 |  | 13.4 | 13.4 |  |  | False | 30 | 30 | 11.05 | 0 |  | False | Conventional | 07/06/2023 |  | 10/05/2023
Carrier Corp. - Indianapolis | 1HVAC | R4A5S49*K*WAA* | R4A5S49*K*WAA* | EA*4X60L24A*+TDR |  | Voluntarily Certified | Single-split-system air condit | False | False | 46000 |  | 14.5 | 13.4 |  |  | False | 30 | 30 | 12.5 | 0 | Coil-Only System | False | Conventional | 07/06/2023 |  | 10/05/2023
Carrier Corp. - Indianapolis | WEATHERMAKER | PA4ZNK048***3*** | PA4ZNK048***3*** |  |  | Voluntarily Certified | Single-package air conditioner | False | False | 45500 |  | 13.4 | 13.4 |  |  | False | 30 | 30 | 10.6 | 0 |  | False | Conventional | 07/06/2023 |  | 10/05/2023
Carrier Corp. - Indianapolis | WEATHERMAKER | PA5SAN461**WA* | PA5SAN461**WA* | CVPVA6124XMC*+TDR |  | Voluntarily Certified | Single-split-system air condit | False | False | 55500 |  | 14.3 | 13.4 |  |  | False | 30 | 30 | 12 | 0 | Coil-Only System | False | Conventional | 07/06/2023 |  | 10/05/2023
Carrier Corp. - Indianapolis | Arcoaire | R4A5S60*K*WAA* | R4A5S60*K*WAA* | EVD4X61M24A*+TDR |  | Voluntarily Certified | Single-split-system air condit | False | False | 56500 |  | 13.8 | 13.4 |  |  | False | 30 | 30 | 11.2 | 0 | Coil-Only System | False | Conventional | 07/06/2023 |  | 10/05/2023
Carrier Corp. - Indianapolis | Grandaire | WPG4604****KK* | WPG4604****KK* |  |  | Voluntarily Certified | Single-package air conditioner | False | False | 56000 |  | 13.4 | 13.4 |  |  | False | 30 | 30 | 11.05 | 0 |  | False | Conventional | 07/06/2023 |  | 10/05/2023
Carrier Corp. - Indianapolis | Arcoaire | H4A6S30*K*WAA* | H4A6S30*K*WAA* | EVD4X30M17A*+TDR |  | Voluntarily Certified | Single-split-system air condit | False | False | 28800 |  | 14.3 | 13.4 |  |  | False | 30 | 30 | 11.7 | 0 | Coil-Only System | False | Conventional | 07/06/2023 |  | 10/05/2023
Carrier Corp. - Indianapolis | Kenmore | (C,H,T)VA949GKA2*+TSTAT | (C,H,T)VA949GKA2*+TSTAT | FVM4X60***L |  | Voluntarily Certified | Single-split-system air condit | False | False | 44000 |  | 17 | 13.4 |  |  | False | 30 | 30 | 11.7 | 0 | Blower Coil System | False | Conventional | 07/06/2023 |  | 10/05/2023
Carrier Corp. - Indianapolis | Kenmore | S4A5S36*K*WAA* | S4A5S36*K*WAA* | EA*4X37L21A*+TDR |  | Voluntarily Certified | Single-split-system air condit | False | False | 35600 |  | 14.5 | 13.4 |  |  | False | 30 | 30 | 12.5 | 0 | Coil-Only System | False | Conventional | 07/06/2023 |  | 10/05/2023
Carrier Corp. - Indianapolis | Kenmore | PAJ430***K***K* | PAJ430***K***K* |  |  | Voluntarily Certified | Single-package air conditioner | False | False | 28000 |  | 13.4 | 13.4 |  |  | False | 30 | 30 | 10.6 | 0 |  | False | Conventional | 07/06/2023 |  | 10/05/2023
Carrier Corp. - Indianapolis | Heil | PAJ430***K***K* | PAJ430***K***K* |  |  | Voluntarily Certified | Single-package air conditioner | False | False | 28000 |  | 13.4 | 13.4 |  |  | False | 30 | 30 | 10.6 | 0 |  | False | Conventional | 07/06/2023 |  | 10/05/2023
Carrier Corp. - Indianapolis | Heil | H4A6S49*K*WAA* | H4A6S49*K*WAA* | EA*4X60L24A*+TDR |  | Voluntarily Certified | Single-split-system air condit | False | False | 46000 |  | 14.5 | 13.4 |  |  | False | 30 | 30 | 12.5 | 0 | Coil-Only System | False | Conventional | 07/06/2023 |  | 10/05/2023
Carrier Corp. - Indianapolis | Grandaire | WJA430***K***K* | WJA430***K***K* |  |  | Voluntarily Certified | Single-package air conditioner | False | False | 28000 |  | 13.4 | 13.4 |  |  | False | 30 | 30 | 10.6 | 0 |  | False | Conventional | 07/06/2023 |  | 10/05/2023
Carrier Corp. - Indianapolis | Grandaire | W4A7T60*K*WAA* | W4A7T60*K*WAA* | WMVC61424XA*+TDR |  | Voluntarily Certified | Single-split-system air condit | False | False | 57500 |  | 13.8 | 13.4 |  |  | False | 30 | 30 | 11.5 | 0 | Coil-Only System | False | Conventional | 07/06/2023 |  | 10/05/2023
Carrier Corp. - Indianapolis | Grandaire | W4A5S49*K*WAA* | W4A5S49*K*WAA* | WLA*604DA*+TDR |  | Voluntarily Certified | Single-split-system air condit | False | False | 46000 |  | 14.5 | 13.4 |  |  | False | 30 | 30 | 12.5 | 0 | Coil-Only System | False | Conventional | 07/06/2023 |  | 10/05/2023
Carrier Corp. - Indianapolis | Grandaire | WPG4424****KK* | WPG4424****KK* |  |  | Voluntarily Certified | Single-package air conditioner | False | False | 39000 |  | 13.4 | 13.4 |  |  | False | 30 | 30 | 11.05 | 0 |  | False | Conventional | 07/06/2023 |  | 10/05/2023
Carrier Corp. - Indianapolis | BROCK | PA5SAN449**WA* | PA5SAN449**WA* | CAP**6024AL*+TDR |  | Voluntarily Certified | Single-split-system air condit | False | False | 46000 |  | 14.5 | 13.4 |  |  | False | 30 | 30 | 12.5 | 0 | Coil-Only System | False | Conventional | 07/06/2023 |  | 10/05/2023
Carrier Corp. - Indianapolis | BROCK | PA5SAN442**WA* | PA5SAN442**WA* | CVPVA4821XMC*+TDR |  | Voluntarily Certified | Single-split-system air condit | False | False | 45000 |  | 13.8 | 13.4 |  |  | False | 30 | 30 | 11.2 | 0 | Coil-Only System | False | Conventional | 07/06/2023 |  | 10/05/2023
Carrier Corp. - Indianapolis | 1HVAC | HVA925GKA3*+TSTAT | HVA925GKA3*+TSTAT | FVM4X48***L |  | Voluntarily Certified | Single-split-system air condit | False | False | 24000 |  | 16.5 | 13.4 |  |  | False | 30 | 30 | 11.7 | 0 | Blower Coil System | False | Conventional | 07/06/2023 |  | 10/05/2023
Carrier Corp. - Indianapolis | 1HVAC | PAR548000K***K1 | PAR548000K***K1 |  |  | Voluntarily Certified | Single-package air conditioner | False | False | 46500 |  | 16 | 13.4 |  |  | False | 30 | 30 | 11.8 | 0 |  | False | Conventional | 07/06/2023 |  | 10/05/2023
Carrier Corp. - Indianapolis | 1HVAC | PAR560000K***K1 | PAR560000K***K1 |  |  | Voluntarily Certified | Single-package air conditioner | False | False | 56000 |  | 15.2 | 13.4 |  |  | False | 30 | 30 | 11.5 | 0 |  | False | Conventional | 07/06/2023 |  | 10/05/2023
Carrier Corp. - Indianapolis | 1HVAC | H4A6S43*K*WAA* | H4A6S43*K*WAA* | EA*4X43L21A*+TDR |  | Voluntarily Certified | Single-split-system air condit | False | False | 40000 |  | 14.3 | 13.4 |  |  | False | 30 | 30 | 12.5 | 0 | Coil-Only System | False | Conventional | 07/06/2023 |  | 10/05/2023
Carrier Corp. - Indianapolis | 1HVAC | PAD460000K***K1 | PAD460000K***K1 |  |  | Voluntarily Certified | Single-package air conditioner | False | False | 56000 |  | 13.4 | 13.4 |  |  | False | 30 | 30 | 11.05 | 0 |  | False | Conventional | 07/06/2023 |  | 10/05/2023
Carrier Corp. - Indianapolis | PAYNE HEATING AND COOLING | PA7TAN436**WA* | PA7TAN436**WA* | CVPVA3721XMC*+TDR |  | Voluntarily Certified | Single-split-system air condit | False | False | 35000 |  | 14.3 | 13.4 |  |  | False | 30 | 30 | 12 | 0 | Coil-Only System | False | Conventional | 07/06/2023 |  | 10/05/2023
Carrier Corp. - Indianapolis | PAYNE HEATING AND COOLING | PA4SAN442**NA* | PA4SAN442**NA* | CVPVA4221XMC*+TDR |  | Voluntarily Certified | Single-split-system air condit | False | False | 38500 |  | 13.4 | 13.4 |  |  | False | 30 | 30 | 11 | 0 | Coil-Only System | False | Conventional | 07/06/2023 |  | 10/05/2023
Carrier Corp. - Indianapolis | PAYNE HEATING AND COOLING | PA4GNAK24000AA* | PA4GNAK24000AA* |  |  | Voluntarily Certified | Single-package air conditioner | False | False | 22800 |  | 13.4 | 13.4 |  |  | False | 30 | 30 | 11.05 | 0 |  | False | Conventional | 07/06/2023 |  | 10/05/2023
Carrier Corp. - Indianapolis | PAYNE HEATING AND COOLING | PA4ZNK024***3*** | PA4ZNK024***3*** |  |  | Voluntarily Certified | Single-package air conditioner | False | False | 23200 |  | 13.4 | 13.4 |  |  | False | 30 | 30 | 10.6 | 0 |  | False | Conventional | 07/06/2023 |  | 10/05/2023
Carrier Corp. - Indianapolis | PAYNE HEATING AND COOLING | PA4ZNK042***3*** | PA4ZNK042***3*** |  |  | Voluntarily Certified | Single-package air conditioner | False | False | 40500 |  | 13.4 | 13.4 |  |  | False | 30 | 30 | 10.6 | 0 |  | False | Conventional | 07/06/2023 |  | 10/05/2023
Carrier Corp. - Indianapolis | PAYNE HEATING AND COOLING | PA7TAN448**WA* | PA7TAN448**WA* | CVPVA4924XMC*+TDR |  | Voluntarily Certified | Single-split-system air condit | False | False | 47000 |  | 13.8 | 13.4 |  |  | False | 30 | 30 | 12 | 0 | Coil-Only System | False | Conventional | 07/06/2023 |  | 10/05/2023
Carrier Corp. - Indianapolis | PAYNE HEATING AND COOLING | PA4GNAK48000AA* | PA4GNAK48000AA* |  |  | Voluntarily Certified | Single-package air conditioner | False | False | 47000 |  | 13.4 | 13.4 |  |  | False | 30 | 30 | 11.05 | 0 |  | False | Conventional | 07/06/2023 |  | 10/05/2023
Carrier Corp. - Indianapolis | PAYNE HEATING AND COOLING | PA5SAN443**WA* | PA5SAN443**WA* | CAP**4321AL*+TDR |  | Voluntarily Certified | Single-split-system air condit | False | False | 40000 |  | 14.3 | 13.4 |  |  | False | 30 | 30 | 12.5 | 0 | Coil-Only System | False | Conventional | 07/06/2023 |  | 10/05/2023
Carrier Corp. - Indianapolis | Keeprite | C4A6S36*K*WAA* | C4A6S36*K*WAA* | EVD4X37M21A*+TDR |  | Voluntarily Certified | Single-split-system air condit | False | False | 34200 |  | 14.3 | 13.4 |  |  | False | 30 | 30 | 11.7 | 0 | Coil-Only System | False | Conventional | 07/06/2023 |  | 10/05/2023
Carrier Corp. - Indianapolis | Keeprite | R4A4S18*K*NAA* | R4A4S18*K*NAA* | EA*4X19L17A*+TDR |  | Voluntarily Certified | Single-split-system air condit | False | False | 18000 |  | 13.4 | 13.4 |  |  | False | 30 | 30 | 11.5 | 0 | Coil-Only System | False | Conventional | 07/06/2023 |  | 10/05/2023
Carrier Corp. - Indianapolis | Keeprite | N4A4S42*K*NAA* | N4A4S42*K*NAA* | EVD4X42M21A*+TDR |  | Voluntarily Certified | Single-split-system air condit | False | False | 38500 |  | 13.4 | 13.4 |  |  | False | 30 | 30 | 11 | 0 | Coil-Only System | False | Conventional | 07/06/2023 |  | 10/05/2023
Carrier Corp. - Indianapolis | Keeprite | N4A5S30*K*WAA* | N4A5S30*K*WAA* | EVD4X30M17A*+TDR |  | Voluntarily Certified | Single-split-system air condit | False | False | 28800 |  | 14.3 | 13.4 |  |  | False | 30 | 30 | 11.7 | 0 | Coil-Only System | False | Conventional | 07/06/2023 |  | 10/05/2023
Carrier Corp. - Indianapolis | Grandaire | W4A5S24*K*WAA* | W4A5S24*K*WAA* | WMSC24414XA*+TDR |  | Voluntarily Certified | Single-split-system air condit | False | False | 22800 |  | 14.3 | 13.4 |  |  | False | 30 | 30 | 11.7 | 0 | Coil-Only System | False | Conventional | 07/06/2023 |  | 10/05/2023
Carrier Corp. - Indianapolis | PAYNE HEATING AND COOLING | PY4GNAK42****A* | PY4GNAK42****A* |  |  | Voluntarily Certified | Single-package air conditioner | False | False | 39000 |  | 13.4 | 13.4 |  |  | False | 30 | 30 | 11.05 | 0 |  | False | Conventional | 07/06/2023 |  | 10/05/2023
Carrier Corp. - Indianapolis | 1HVAC | N4A5S48*K*WAA* | N4A5S48*K*WAA* | EVD4X48M21A*+TDR |  | Voluntarily Certified | Single-split-system air condit | False | False | 46500 |  | 13.8 | 13.4 |  |  | False | 30 | 30 | 11.2 | 0 | Coil-Only System | False | Conventional | 07/06/2023 |  | 10/05/2023
Carrier Corp. - Indianapolis | 1HVAC | PGD424***K***K1 | PGD424***K***K1 |  |  | Voluntarily Certified | Single-package air conditioner | False | False | 22800 |  | 13.4 | 13.4 |  |  | False | 30 | 30 | 11.05 | 0 |  | False | Conventional | 07/06/2023 |  | 10/05/2023
Carrier Corp. - Indianapolis | 1HVAC | PAD442000K***K1 | PAD442000K***K1 |  |  | Voluntarily Certified | Single-package air conditioner | False | False | 39000 |  | 13.4 | 13.4 |  |  | False | 30 | 30 | 11.05 | 0 |  | False | Conventional | 07/06/2023 |  | 10/05/2023
Carrier Corp. - Indianapolis | 1HVAC | H4A6S61*K*WAA* | H4A6S61*K*WAA* | EVD4X61M24A*+TDR |  | Voluntarily Certified | Single-split-system air condit | False | False | 55500 |  | 14.3 | 13.4 |  |  | False | 30 | 30 | 12 | 0 | Coil-Only System | False | Conventional | 07/06/2023 |  | 10/05/2023
Carrier Corp. - Indianapolis | 1HVAC | PGR524***K***K1 | PGR524***K***K1 |  |  | Voluntarily Certified | Single-package air conditioner | False | False | 22200 |  | 15.2 | 13.4 |  |  | False | 30 | 30 | 11.5 | 0 |  | False | Conventional | 07/06/2023 |  | 10/05/2023
Carrier Corp. - Indianapolis | 1HVAC | HVA949GKA2*+TSTAT | HVA949GKA2*+TSTAT | FVM4X60***L |  | Voluntarily Certified | Single-split-system air condit | False | False | 44000 |  | 17 | 13.4 |  |  | False | 30 | 30 | 11.7 | 0 | Blower Coil System | False | Conventional | 07/06/2023 |  | 10/05/2023
Carrier Corp. - Indianapolis | Keeprite | PAD442000K***K1 | PAD442000K***K1 |  |  | Voluntarily Certified | Single-package air conditioner | False | False | 39000 |  | 13.4 | 13.4 |  |  | False | 30 | 30 | 11.05 | 0 |  | False | Conventional | 07/06/2023 |  | 10/05/2023
Carrier Corp. - Indianapolis | Tempstar | PGD424***K***K1 | PGD424***K***K1 |  |  | Voluntarily Certified | Single-package air conditioner | False | False | 22800 |  | 13.4 | 13.4 |  |  | False | 30 | 30 | 11.05 | 0 |  | False | Conventional | 07/06/2023 |  | 10/05/2023
Carrier Corp. - Indianapolis | Tempstar | TVA937GKA2* | TVA937GKA2* | FCM4X60***L+WALLCON |  | Voluntarily Certified | Single-split-system air condit | False | False | 33200 |  | 18.5 | 13.4 |  |  | False | 30 | 30 | 12 | 0 | Blower Coil System | True | Conventional | 07/06/2023 |  | 10/05/2023
Carrier Corp. - Indianapolis | Tempstar | T4A7T36*K*WAA* | T4A7T36*K*WAA* | EVD4X37M21A*+TDR |  | Voluntarily Certified | Single-split-system air condit | False | False | 35000 |  | 14.3 | 13.4 |  |  | False | 30 | 30 | 12 | 0 | Coil-Only System | False | Conventional | 07/06/2023 |  | 10/05/2023
Carrier Corp. - Indianapolis | Tempstar | PAD442000K***K1 | PAD442000K***K1 |  |  | Voluntarily Certified | Single-package air conditioner | False | False | 39000 |  | 13.4 | 13.4 |  |  | False | 30 | 30 | 11.05 | 0 |  | False | Conventional | 07/06/2023 |  | 10/05/2023
Carrier Corp. - Indianapolis | Tempstar | TVA949GKA2* | TVA949GKA2* | FCM4X60***L+WALLCON |  | Voluntarily Certified | Single-split-system air condit | False | False | 44500 |  | 19 | 13.4 |  |  | False | 30 | 30 | 12 | 0 | Blower Coil System | True | Conventional | 07/06/2023 |  | 10/05/2023
Carrier Corp. - Indianapolis | Tempstar | PGR524***K***K1 | PGR524***K***K1 |  |  | Voluntarily Certified | Single-package air conditioner | False | False | 22200 |  | 15.2 | 13.4 |  |  | False | 30 | 30 | 11.5 | 0 |  | False | Conventional | 07/06/2023 |  | 10/05/2023
Carrier Corp. - Indianapolis | Keeprite | N4A5S48*K*WAA* | N4A5S48*K*WAA* | EVD4X48M21A*+TDR |  | Voluntarily Certified | Single-split-system air condit | False | False | 46500 |  | 13.8 | 13.4 |  |  | False | 30 | 30 | 11.2 | 0 | Coil-Only System | False | Conventional | 07/06/2023 |  | 10/05/2023
Carrier Corp. - Indianapolis | Keeprite | C4A6S42*K*WAA* | C4A6S42*K*WAA* | EVD4X48M21A*+TDR |  | Voluntarily Certified | Single-split-system air condit | False | False | 45000 |  | 13.8 | 13.4 |  |  | False | 30 | 30 | 11.2 | 0 | Coil-Only System | False | Conventional | 07/06/2023 |  | 10/05/2023
Carrier Corp. - Indianapolis | Keeprite | PGR524***K***K1 | PGR524***K***K1 |  |  | Voluntarily Certified | Single-package air conditioner | False | False | 22200 |  | 15.2 | 13.4 |  |  | False | 30 | 30 | 11.5 | 0 |  | False | Conventional | 07/06/2023 |  | 10/05/2023
Carrier Corp. - Indianapolis | Keeprite | PGD424***K***K1 | PGD424***K***K1 |  |  | Voluntarily Certified | Single-package air conditioner | False | False | 22800 |  | 13.4 | 13.4 |  |  | False | 30 | 30 | 11.05 | 0 |  | False | Conventional | 07/06/2023 |  | 10/05/2023
Carrier Corp. - Indianapolis | BRYANT HEATING AND COOLING SYSTEMS | GA4SAN448**NA* | GA4SAN448**NA* | CAP**6124AL*+TDR |  | Voluntarily Certified | Single-split-system air condit | False | False | 45000 |  | 13.4 | 13.4 |  |  | False | 30 | 30 | 11.5 | 0 | Coil-Only System | False | Conventional | 07/06/2023 |  | 10/05/2023
Carrier Corp. - Indianapolis | BRYANT HEATING AND COOLING SYSTEMS | 577CNWK36****A* | 577CNWK36****A* |  |  | Voluntarily Certified | Single-package air conditioner | False | False | 33800 |  | 13.4 | 13.4 |  |  | False | 30 | 30 | 11.05 | 0 |  | False | Conventional | 07/06/2023 |  | 10/05/2023
Carrier Corp. - Indianapolis | BRYANT HEATING AND COOLING SYSTEMS | CA17NA048****B* | CA17NA048****B* | CAP**6124AL*+TDR |  | Voluntarily Certified | Single-split-system air condit | False | False | 48500 |  | 13.8 | 13.4 |  |  | False | 30 | 30 | 11.2 | 0 | Coil-Only System | False | Conventional | 07/06/2023 |  | 10/05/2023
Carrier Corp. - Indianapolis | Comfortmaker | PGD424***K***K1 | PGD424***K***K1 |  |  | Voluntarily Certified | Single-package air conditioner | False | False | 22800 |  | 13.4 | 13.4 |  |  | False | 30 | 30 | 11.05 | 0 |  | False | Conventional | 07/06/2023 |  | 10/05/2023
Carrier Corp. - Indianapolis | Comfortmaker | PAD442000K***K1 | PAD442000K***K1 |  |  | Voluntarily Certified | Single-package air conditioner | False | False | 39000 |  | 13.4 | 13.4 |  |  | False | 30 | 30 | 11.05 | 0 |  | False | Conventional | 07/06/2023 |  | 10/05/2023
Carrier Corp. - Indianapolis | Comfortmaker | PGR524***K***K1 | PGR524***K***K1 |  |  | Voluntarily Certified | Single-package air conditioner | False | False | 22200 |  | 15.2 | 13.4 |  |  | False | 30 | 30 | 11.5 | 0 |  | False | Conventional | 07/06/2023 |  | 10/05/2023
Carrier Corp. - Indianapolis | Comfortmaker | C4A6S42*K*WAA* | C4A6S42*K*WAA* | EVD4X48M21A*+TDR |  | Voluntarily Certified | Single-split-system air condit | False | False | 45000 |  | 13.8 | 13.4 |  |  | False | 30 | 30 | 11.2 | 0 | Coil-Only System | False | Conventional | 07/06/2023 |  | 10/05/2023
Carrier Corp. - Indianapolis | Comfortmaker | N4A5S48*K*WAA* | N4A5S48*K*WAA* | EVD4X48M21A*+TDR |  | Voluntarily Certified | Single-split-system air condit | False | False | 46500 |  | 13.8 | 13.4 |  |  | False | 30 | 30 | 11.2 | 0 | Coil-Only System | False | Conventional | 07/06/2023 |  | 10/05/2023
Carrier Corp. - Indianapolis | PAYNE HEATING AND COOLING | PA4ZNK030***3*** | PA4ZNK030***3*** |  |  | Voluntarily Certified | Single-package air conditioner | False | False | 28000 |  | 13.4 | 13.4 |  |  | False | 30 | 30 | 10.6 | 0 |  | False | Conventional | 07/06/2023 |  | 10/05/2023
Carrier Corp. - Indianapolis | PAYNE HEATING AND COOLING | PA4ZNK036***3*** | PA4ZNK036***3*** |  |  | Voluntarily Certified | Single-package air conditioner | False | False | 33600 |  | 13.4 | 13.4 |  |  | False | 30 | 30 | 10.6 | 0 |  | False | Conventional | 07/06/2023 |  | 10/05/2023
Carrier Corp. - Indianapolis | PAYNE HEATING AND COOLING | PA4SAN436**NA* | PA4SAN436**NA* | CVPVA3721XMC*+TDR |  | Voluntarily Certified | Single-split-system air condit | False | False | 33600 |  | 13.4 | 13.4 |  |  | False | 30 | 30 | 11.5 | 0 | Coil-Only System | False | Conventional | 07/06/2023 |  | 10/05/2023
Carrier Corp. - Indianapolis | Comfortmaker | R4A4S60*K*NAA* | R4A4S60*K*NAA* | EVD4X61M24A*+TDR |  | Voluntarily Certified | Single-split-system air condit | False | False | 55500 |  | 13.4 | 13.4 |  |  | False | 30 | 30 | 11 | 0 | Coil-Only System | False | Conventional | 07/06/2023 |  | 10/05/2023
Carrier Corp. - Indianapolis | Comfortmaker | PGD448***K***K1 | PGD448***K***K1 |  |  | Voluntarily Certified | Single-package air conditioner | False | False | 47000 |  | 13.4 | 13.4 |  |  | False | 30 | 30 | 11.05 | 0 |  | False | Conventional | 07/06/2023 |  | 10/05/2023
Carrier Corp. - Indianapolis | Comfortmaker | PAJ448***K***K* | PAJ448***K***K* |  |  | Voluntarily Certified | Single-package air conditioner | False | False | 45500 |  | 13.4 | 13.4 |  |  | False | 30 | 30 | 10.6 | 0 |  | False | Conventional | 07/06/2023 |  | 10/05/2023
Carrier Corp. - Indianapolis | Kenmore | N4A5S60*K*WAA* | N4A5S60*K*WAA* | EVD4X61M24A*+TDR |  | Voluntarily Certified | Single-split-system air condit | False | False | 56500 |  | 13.8 | 13.4 |  |  | False | 30 | 30 | 11.2 | 0 | Coil-Only System | False | Conventional | 07/06/2023 |  | 10/05/2023
Carrier Corp. - Indianapolis | WEATHERMAKER | PA5SAN443**WA* | PA5SAN443**WA* | CAP**4321AL*+TDR |  | Voluntarily Certified | Single-split-system air condit | False | False | 40000 |  | 14.3 | 13.4 |  |  | False | 30 | 30 | 12.5 | 0 | Coil-Only System | False | Conventional | 07/06/2023 |  | 10/05/2023
Carrier Corp. - Indianapolis | WEATHERMAKER | PA7TAN448**WA* | PA7TAN448**WA* | CVPVA4924XMC*+TDR |  | Voluntarily Certified | Single-split-system air condit | False | False | 47000 |  | 13.8 | 13.4 |  |  | False | 30 | 30 | 12 | 0 | Coil-Only System | False | Conventional | 07/06/2023 |  | 10/05/2023
Carrier Corp. - Indianapolis | Comfortmaker | R4A5S48*K*WAA* | R4A5S48*K*WAA* | EVD4X48M21A*+TDR |  | Voluntarily Certified | Single-split-system air condit | False | False | 46500 |  | 13.8 | 13.4 |  |  | False | 30 | 30 | 11.2 | 0 | Coil-Only System | False | Conventional | 07/06/2023 |  | 10/05/2023
Carrier Corp. - Indianapolis | Comfortmaker | R4A5S61*K*WAA* | R4A5S61*K*WAA* | EVD4X61M24A*+TDR |  | Voluntarily Certified | Single-split-system air condit | False | False | 55500 |  | 14.3 | 13.4 |  |  | False | 30 | 30 | 12 | 0 | Coil-Only System | False | Conventional | 07/06/2023 |  | 10/05/2023
Carrier Corp. - Indianapolis | Comfortmaker | N4A4S36*K*NAA* | N4A4S36*K*NAA* | EVD4X37M21A*+TDR |  | Voluntarily Certified | Single-split-system air condit | False | False | 33600 |  | 13.4 | 13.4 |  |  | False | 30 | 30 | 11.5 | 0 | Coil-Only System | False | Conventional | 07/06/2023 |  | 10/05/2023
Carrier Corp. - Indianapolis | WEATHERMAKER | PA4SAN424**NA* | PA4SAN424**NA* | CSPVA2414XMC*+TDR |  | Voluntarily Certified | Single-split-system air condit | False | False | 23200 |  | 13.4 | 13.4 |  |  | False | 30 | 30 | 11.5 | 0 | Coil-Only System | False | Conventional | 07/06/2023 |  | 10/05/2023
Carrier Corp. - Indianapolis | Kenmore | (C,H,T)VA925GKA3*+TSTAT | (C,H,T)VA925GKA3*+TSTAT | FVM4X48***L |  | Voluntarily Certified | Single-split-system air condit | False | False | 24000 |  | 16.5 | 13.4 |  |  | False | 30 | 30 | 11.7 | 0 | Blower Coil System | False | Conventional | 07/06/2023 |  | 10/05/2023
Carrier Corp. - Indianapolis | PAYNE HEATING AND COOLING | PA7TAN424**WA* | PA7TAN424**WA* | CVPVA2517XMC*+TDR |  | Voluntarily Certified | Single-split-system air condit | False | False | 23400 |  | 14.3 | 13.4 |  |  | False | 30 | 30 | 11.7 | 0 | Coil-Only System | False | Conventional | 07/06/2023 |  | 10/05/2023
Carrier Corp. - Indianapolis | Grandaire | W4A7T36*K*WAA* | W4A7T36*K*WAA* | WMVC37421XA*+TDR |  | Voluntarily Certified | Single-split-system air condit | False | False | 35000 |  | 14.3 | 13.4 |  |  | False | 30 | 30 | 12 | 0 | Coil-Only System | False | Conventional | 07/06/2023 |  | 10/05/2023
Carrier Corp. - Indianapolis | Grandaire | W4A5S48*K*WAA* | W4A5S48*K*WAA* | WMVC48421XA*+TDR |  | Voluntarily Certified | Single-split-system air condit | False | False | 46500 |  | 13.8 | 13.4 |  |  | False | 30 | 30 | 11.2 | 0 | Coil-Only System | False | Conventional | 07/06/2023 |  | 10/05/2023
Carrier Corp. - Indianapolis | Comfortmaker | PAJ424***K***K* | PAJ424***K***K* |  |  | Voluntarily Certified | Single-package air conditioner | False | False | 23200 |  | 13.4 | 13.4 |  |  | False | 30 | 30 | 10.6 | 0 |  | False | Conventional | 07/06/2023 |  | 10/05/2023
Carrier Corp. - Indianapolis | Keeprite | N4A4S60*K*NAA* | N4A4S60*K*NAA* | EVD4X61M24A*+TDR |  | Voluntarily Certified | Single-split-system air condit | False | False | 55500 |  | 13.4 | 13.4 |  |  | False | 30 | 30 | 11 | 0 | Coil-Only System | False | Conventional | 07/06/2023 |  | 10/05/2023
Carrier Corp. - Indianapolis | Keeprite | R4A5S24*K*WAA* | R4A5S24*K*WAA* | ESD4X24M14A*+TDR |  | Voluntarily Certified | Single-split-system air condit | False | False | 22800 |  | 14.3 | 13.4 |  |  | False | 30 | 30 | 11.7 | 0 | Coil-Only System | False | Conventional | 07/06/2023 |  | 10/05/2023
Carrier Corp. - Indianapolis | Keeprite | PAJ424***K***K* | PAJ424***K***K* |  |  | Voluntarily Certified | Single-package air conditioner | False | False | 23200 |  | 13.4 | 13.4 |  |  | False | 30 | 30 | 10.6 | 0 |  | False | Conventional | 07/06/2023 |  | 10/05/2023
Carrier Corp. - Indianapolis | Comfortmaker | R4A5S24*K*WAA* | R4A5S24*K*WAA* | ESD4X24M14A*+TDR |  | Voluntarily Certified | Single-split-system air condit | False | False | 22800 |  | 14.3 | 13.4 |  |  | False | 30 | 30 | 11.7 | 0 | Coil-Only System | False | Conventional | 07/06/2023 |  | 10/05/2023
Carrier Corp. - Indianapolis | Comfortmaker | N4A4S60*K*NAA* | N4A4S60*K*NAA* | EVD4X61M24A*+TDR |  | Voluntarily Certified | Single-split-system air condit | False | False | 55500 |  | 13.4 | 13.4 |  |  | False | 30 | 30 | 11 | 0 | Coil-Only System | False | Conventional | 07/06/2023 |  | 10/05/2023
Carrier Corp. - Indianapolis | Comfortmaker | C4A7T24*K*WAA* | C4A7T24*K*WAA* | EVD4X25M17A*+TDR |  | Voluntarily Certified | Single-split-system air condit | False | False | 23400 |  | 14.3 | 13.4 |  |  | False | 30 | 30 | 11.7 | 0 | Coil-Only System | False | Conventional | 07/06/2023 |  | 10/05/2023
Carrier Corp. - Indianapolis | Comfortmaker | PAR536000K***K1 | PAR536000K***K1 |  |  | Voluntarily Certified | Single-package air conditioner | False | False | 34800 |  | 15.2 | 13.4 |  |  | False | 30 | 30 | 11.5 | 0 |  | False | Conventional | 07/06/2023 |  | 10/05/2023
Carrier Corp. - Indianapolis | ICP Commercial | PAJ424***K***K* | PAJ424***K***K* |  |  | Voluntarily Certified | Single-package air conditioner | False | False | 23200 |  | 13.4 | 13.4 |  |  | False | 30 | 30 | 10.6 | 0 |  | False | Conventional | 07/06/2023 |  | 10/05/2023
Carrier Corp. - Indianapolis | Heil | PAJ424***K***K* | PAJ424***K***K* |  |  | Voluntarily Certified | Single-package air conditioner | False | False | 23200 |  | 13.4 | 13.4 |  |  | False | 30 | 30 | 10.6 | 0 |  | False | Conventional | 07/06/2023 |  | 10/05/2023
Carrier Corp. - Indianapolis | Day & Night | PAJ424***K***K* | PAJ424***K***K* |  |  | Voluntarily Certified | Single-package air conditioner | False | False | 23200 |  | 13.4 | 13.4 |  |  | False | 30 | 30 | 10.6 | 0 |  | False | Conventional | 07/06/2023 |  | 10/05/2023
Carrier Corp. - Indianapolis | Day & Night | R4A5S24*K*WAA* | R4A5S24*K*WAA* | ESD4X24M14A*+TDR |  | Voluntarily Certified | Single-split-system air condit | False | False | 22800 |  | 14.3 | 13.4 |  |  | False | 30 | 30 | 11.7 | 0 | Coil-Only System | False | Conventional | 07/06/2023 |  | 10/05/2023
Carrier Corp. - Indianapolis | Tempstar | T4A6S18*K*WAA* | T4A6S18*K*WAA* | ESD4X24M14A*+TDR |  | Voluntarily Certified | Single-split-system air condit | False | False | 17800 |  | 14.3 | 13.4 |  |  | False | 30 | 30 | 11.7 | 0 | Coil-Only System | False | Conventional | 07/06/2023 |  | 10/05/2023
Carrier Corp. - Indianapolis | Tempstar | PAJ424***K***K* | PAJ424***K***K* |  |  | Voluntarily Certified | Single-package air conditioner | False | False | 23200 |  | 13.4 | 13.4 |  |  | False | 30 | 30 | 10.6 | 0 |  | False | Conventional | 07/06/2023 |  | 10/05/2023
Carrier Corp. - Indianapolis | Tempstar | TVA925GKA2* | TVA925GKA2* | FCM4X48***L+WALLCON |  | Voluntarily Certified | Single-split-system air condit | False | False | 23800 |  | 18.5 | 13.4 |  |  | False | 30 | 30 | 11.7 | 0 | Blower Coil System | True | Conventional | 07/06/2023 |  | 10/05/2023
Carrier Corp. - Indianapolis | Arcoaire | N4A4S60*K*NAA* | N4A4S60*K*NAA* | EVD4X61M24A*+TDR |  | Voluntarily Certified | Single-split-system air condit | False | False | 55500 |  | 13.4 | 13.4 |  |  | False | 30 | 30 | 11 | 0 | Coil-Only System | False | Conventional | 07/06/2023 |  | 10/05/2023
Carrier Corp. - Indianapolis | Arcoaire | H4A7T24*K*WAA* | H4A7T24*K*WAA* | EVD4X25M17A*+TDR |  | Voluntarily Certified | Single-split-system air condit | False | False | 23400 |  | 14.3 | 13.4 |  |  | False | 30 | 30 | 11.7 | 0 | Coil-Only System | False | Conventional | 07/06/2023 |  | 10/05/2023
Carrier Corp. - Indianapolis | Arcoaire | PAR536000K***K1 | PAR536000K***K1 |  |  | Voluntarily Certified | Single-package air conditioner | False | False | 34800 |  | 15.2 | 13.4 |  |  | False | 30 | 30 | 11.5 | 0 |  | False | Conventional | 07/06/2023 |  | 10/05/2023
Carrier Corp. - Indianapolis | Arcoaire | HVA925GKA2*+TSTAT | HVA925GKA2*+TSTAT | FVM4X48***L |  | Voluntarily Certified | Single-split-system air condit | False | False | 24000 |  | 16.5 | 13.4 |  |  | False | 30 | 30 | 11.7 | 0 | Blower Coil System | False | Conventional | 07/06/2023 |  | 10/05/2023
Carrier Corp. - Indianapolis | BRYANT HEATING AND COOLING SYSTEMS | GA5SAN418**WA* | GA5SAN418**WA* | CSPVA2414XMC*+TDR |  | Voluntarily Certified | Single-split-system air condit | False | False | 17900 |  | 14.3 | 13.4 |  |  | False | 30 | 30 | 11.7 | 0 | Coil-Only System | False | Conventional | 07/06/2023 |  | 10/05/2023
Carrier Corp. - Indianapolis | BRYANT HEATING AND COOLING SYSTEMS | 189BNV025*0**C*+TSTAT | 189BNV025*0**C*+TSTAT | FV4CN(B,F)005L |  | Voluntarily Certified | Single-split-system air condit | False | False | 24000 |  | 16.5 | 13.4 |  |  | False | 30 | 30 | 11.7 | 0 | Blower Coil System | False | Conventional | 07/06/2023 |  | 10/05/2023
Carrier Corp. - Indianapolis | BRYANT HEATING AND COOLING SYSTEMS | 577CNWK60****A* | 577CNWK60****A* |  |  | Voluntarily Certified | Single-package air conditioner | False | False | 56000 |  | 13.4 | 13.4 |  |  | False | 30 | 30 | 11.05 | 0 |  | False | Conventional | 07/06/2023 |  | 10/05/2023
Carrier Corp. - Indianapolis | BRYANT HEATING AND COOLING SYSTEMS | PA5SAN448**WA* | PA5SAN448**WA* | CVPVA4821XMC*+TDR |  | Voluntarily Certified | Single-split-system air condit | False | False | 46500 |  | 13.8 | 13.4 |  |  | False | 30 | 30 | 11.2 | 0 | Coil-Only System | False | Conventional | 07/06/2023 |  | 10/05/2023
Carrier Corp. - Indianapolis | BRYANT HEATING AND COOLING SYSTEMS | 189BNV060*0**B* | 189BNV060*0**B* | FE4ANB006L+UI |  | Voluntarily Certified | Single-split-system air condit | False | False | 57000 |  | 16.5 | 13.4 |  |  | False | 30 | 30 | 9.5 | 0 | Blower Coil System | True | Conventional | 07/06/2023 |  | 10/05/2023
Carrier Corp. - Indianapolis | Keeprite | PAR536000K***K1 | PAR536000K***K1 |  |  | Voluntarily Certified | Single-package air conditioner | False | False | 34800 |  | 15.2 | 13.4 |  |  | False | 30 | 30 | 11.5 | 0 |  | False | Conventional | 07/06/2023 |  | 10/05/2023
Carrier Corp. - Indianapolis | Keeprite | C4A7T24*K*WAA* | C4A7T24*K*WAA* | EVD4X25M17A*+TDR |  | Voluntarily Certified | Single-split-system air condit | False | False | 23400 |  | 14.3 | 13.4 |  |  | False | 30 | 30 | 11.7 | 0 | Coil-Only System | False | Conventional | 07/06/2023 |  | 10/05/2023
Carrier Corp. - Indianapolis | Tempstar | PAR536000K***K1 | PAR536000K***K1 |  |  | Voluntarily Certified | Single-package air conditioner | False | False | 34800 |  | 15.2 | 13.4 |  |  | False | 30 | 30 | 11.5 | 0 |  | False | Conventional | 07/06/2023 |  | 10/05/2023
Carrier Corp. - Indianapolis | Tempstar | T4A7T24*K*WAA* | T4A7T24*K*WAA* | EVD4X25M17A*+TDR |  | Voluntarily Certified | Single-split-system air condit | False | False | 23400 |  | 14.3 | 13.4 |  |  | False | 30 | 30 | 11.7 | 0 | Coil-Only System | False | Conventional | 07/06/2023 |  | 10/05/2023
Carrier Corp. - Indianapolis | Tempstar | T4A6S49*K*WAA* | T4A6S49*K*WAA* | EA*4X60L24A*+TDR |  | Voluntarily Certified | Single-split-system air condit | False | False | 46000 |  | 14.5 | 13.4 |  |  | False | 30 | 30 | 12.5 | 0 | Coil-Only System | False | Conventional | 07/06/2023 |  | 10/05/2023
Carrier Corp. - Indianapolis | Tempstar | R4A5S24*K*WAA* | R4A5S24*K*WAA* | ESD4X24M14A*+TDR |  | Voluntarily Certified | Single-split-system air condit | False | False | 22800 |  | 14.3 | 13.4 |  |  | False | 30 | 30 | 11.7 | 0 | Coil-Only System | False | Conventional | 07/06/2023 |  | 10/05/2023
Carrier Corp. - Indianapolis | Tempstar | N4A4S60*K*NAA* | N4A4S60*K*NAA* | EVD4X61M24A*+TDR |  | Voluntarily Certified | Single-split-system air condit | False | False | 55500 |  | 13.4 | 13.4 |  |  | False | 30 | 30 | 11 | 0 | Coil-Only System | False | Conventional | 07/06/2023 |  | 10/05/2023
Carrier Corp. - Indianapolis | Day & Night | PGD424***K***K1 | PGD424***K***K1 |  |  | Voluntarily Certified | Single-package air conditioner | False | False | 22800 |  | 13.4 | 13.4 |  |  | False | 30 | 30 | 11.05 | 0 |  | False | Conventional | 07/06/2023 |  | 10/05/2023
Carrier Corp. - Indianapolis | Day & Night | PAD442000K***K1 | PAD442000K***K1 |  |  | Voluntarily Certified | Single-package air conditioner | False | False | 39000 |  | 13.4 | 13.4 |  |  | False | 30 | 30 | 11.05 | 0 |  | False | Conventional | 07/06/2023 |  | 10/05/2023
Carrier Corp. - Indianapolis | Day & Night | PGR524***K***K1 | PGR524***K***K1 |  |  | Voluntarily Certified | Single-package air conditioner | False | False | 22200 |  | 15.2 | 13.4 |  |  | False | 30 | 30 | 11.5 | 0 |  | False | Conventional | 07/06/2023 |  | 10/05/2023
Carrier Corp. - Indianapolis | Day & Night | C4A6S42*K*WAA* | C4A6S42*K*WAA* | EVD4X48M21A*+TDR |  | Voluntarily Certified | Single-split-system air condit | False | False | 45000 |  | 13.8 | 13.4 |  |  | False | 30 | 30 | 11.2 | 0 | Coil-Only System | False | Conventional | 07/06/2023 |  | 10/05/2023
Carrier Corp. - Indianapolis | Day & Night | N4A5S48*K*WAA* | N4A5S48*K*WAA* | EVD4X48M21A*+TDR |  | Voluntarily Certified | Single-split-system air condit | False | False | 46500 |  | 13.8 | 13.4 |  |  | False | 30 | 30 | 11.2 | 0 | Coil-Only System | False | Conventional | 07/06/2023 |  | 10/05/2023
Carrier Corp. - Indianapolis | Tempstar | N4A5S48*K*WAA* | N4A5S48*K*WAA* | EVD4X48M21A*+TDR |  | Voluntarily Certified | Single-split-system air condit | False | False | 46500 |  | 13.8 | 13.4 |  |  | False | 30 | 30 | 11.2 | 0 | Coil-Only System | False | Conventional | 07/06/2023 |  | 10/05/2023
Carrier Corp. - Indianapolis | Arcoaire | H4A6S61*K*WAA* | H4A6S61*K*WAA* | EVD4X61M24A*+TDR |  | Voluntarily Certified | Single-split-system air condit | False | False | 55500 |  | 14.3 | 13.4 |  |  | False | 30 | 30 | 12 | 0 | Coil-Only System | False | Conventional | 07/06/2023 |  | 10/05/2023
Carrier Corp. - Indianapolis | Arcoaire | N4A5S48*K*WAA* | N4A5S48*K*WAA* | EVD4X48M21A*+TDR |  | Voluntarily Certified | Single-split-system air condit | False | False | 46500 |  | 13.8 | 13.4 |  |  | False | 30 | 30 | 11.2 | 0 | Coil-Only System | False | Conventional | 07/06/2023 |  | 10/05/2023
Carrier Corp. - Indianapolis | Arcoaire | PGD424***K***K1 | PGD424***K***K1 |  |  | Voluntarily Certified | Single-package air conditioner | False | False | 22800 |  | 13.4 | 13.4 |  |  | False | 30 | 30 | 11.05 | 0 |  | False | Conventional | 07/06/2023 |  | 10/05/2023
Carrier Corp. - Indianapolis | Arcoaire | PAD442000K***K1 | PAD442000K***K1 |  |  | Voluntarily Certified | Single-package air conditioner | False | False | 39000 |  | 13.4 | 13.4 |  |  | False | 30 | 30 | 11.05 | 0 |  | False | Conventional | 07/06/2023 |  | 10/05/2023
Carrier Corp. - Indianapolis | Arcoaire | H4A7T36*K*WAA* | H4A7T36*K*WAA* | EVD4X37M21A*+TDR |  | Voluntarily Certified | Single-split-system air condit | False | False | 35000 |  | 14.3 | 13.4 |  |  | False | 30 | 30 | 12 | 0 | Coil-Only System | False | Conventional | 07/06/2023 |  | 10/05/2023
Carrier Corp. - Indianapolis | Arcoaire | PGR524***K***K1 | PGR524***K***K1 |  |  | Voluntarily Certified | Single-package air conditioner | False | False | 22200 |  | 15.2 | 13.4 |  |  | False | 30 | 30 | 11.5 | 0 |  | False | Conventional | 07/06/2023 |  | 10/05/2023
Carrier Corp. - Indianapolis | Arcoaire | HVA949GKA2*+TSTAT | HVA949GKA2*+TSTAT | FVM4X60***L |  | Voluntarily Certified | Single-split-system air condit | False | False | 44000 |  | 17 | 13.4 |  |  | False | 30 | 30 | 11.7 | 0 | Blower Coil System | False | Conventional | 07/06/2023 |  | 10/05/2023
Carrier Corp. - Indianapolis | Carrier | CA17NA048****B* | CA17NA048****B* | CAP**6124AL*+TDR |  | Voluntarily Certified | Single-split-system air condit | False | False | 48500 |  | 13.8 | 13.4 |  |  | False | 30 | 30 | 11.2 | 0 | Coil-Only System | False | Conventional | 07/06/2023 |  | 10/05/2023
Carrier Corp. - Indianapolis | Airquest | N4A5S48*K*WAA* | N4A5S48*K*WAA* | EVD4X48M21A*+TDR |  | Voluntarily Certified | Single-split-system air condit | False | False | 46500 |  | 13.8 | 13.4 |  |  | False | 30 | 30 | 11.2 | 0 | Coil-Only System | False | Conventional | 07/06/2023 |  | 10/05/2023
Carrier Corp. - Indianapolis | Airquest | H4A6S61*K*WAA* | H4A6S61*K*WAA* | EVD4X61M24A*+TDR |  | Voluntarily Certified | Single-split-system air condit | False | False | 55500 |  | 14.3 | 13.4 |  |  | False | 30 | 30 | 12 | 0 | Coil-Only System | False | Conventional | 07/06/2023 |  | 10/05/2023
Carrier Corp. - Indianapolis | Airquest | PAD442000K***K1 | PAD442000K***K1 |  |  | Voluntarily Certified | Single-package air conditioner | False | False | 39000 |  | 13.4 | 13.4 |  |  | False | 30 | 30 | 11.05 | 0 |  | False | Conventional | 07/06/2023 |  | 10/05/2023
Carrier Corp. - Indianapolis | Airquest | H4A7T36*K*WAA* | H4A7T36*K*WAA* | EVD4X37M21A*+TDR |  | Voluntarily Certified | Single-split-system air condit | False | False | 35000 |  | 14.3 | 13.4 |  |  | False | 30 | 30 | 12 | 0 | Coil-Only System | False | Conventional | 07/06/2023 |  | 10/05/2023
Carrier Corp. - Indianapolis | Airquest | PGR524***K***K1 | PGR524***K***K1 |  |  | Voluntarily Certified | Single-package air conditioner | False | False | 22200 |  | 15.2 | 13.4 |  |  | False | 30 | 30 | 11.5 | 0 |  | False | Conventional | 07/06/2023 |  | 10/05/2023
Carrier Corp. - Indianapolis | Airquest | HVA949GKA2*+TSTAT | HVA949GKA2*+TSTAT | FVM4X60***L |  | Voluntarily Certified | Single-split-system air condit | False | False | 44000 |  | 17 | 13.4 |  |  | False | 30 | 30 | 11.7 | 0 | Blower Coil System | False | Conventional | 07/06/2023 |  | 10/05/2023
Carrier Corp. - Indianapolis | Airquest | PGD424***K***K1 | PGD424***K***K1 |  |  | Voluntarily Certified | Single-package air conditioner | False | False | 22800 |  | 13.4 | 13.4 |  |  | False | 30 | 30 | 11.05 | 0 |  | False | Conventional | 07/06/2023 |  | 10/05/2023
Carrier Corp. - Indianapolis | ICP Commercial | PGD424***K***K1 | PGD424***K***K1 |  |  | Voluntarily Certified | Single-package air conditioner | False | False | 22800 |  | 13.4 | 13.4 |  |  | False | 30 | 30 | 11.05 | 0 |  | False | Conventional | 07/06/2023 |  | 10/05/2023
Carrier Corp. - Indianapolis | ICP Commercial | PAD442000K***K1 | PAD442000K***K1 |  |  | Voluntarily Certified | Single-package air conditioner | False | False | 39000 |  | 13.4 | 13.4 |  |  | False | 30 | 30 | 11.05 | 0 |  | False | Conventional | 07/06/2023 |  | 10/05/2023
Carrier Corp. - Indianapolis | ICP Commercial | PGR524***K***K1 | PGR524***K***K1 |  |  | Voluntarily Certified | Single-package air conditioner | False | False | 22200 |  | 15.2 | 13.4 |  |  | False | 30 | 30 | 11.5 | 0 |  | False | Conventional | 07/06/2023 |  | 10/05/2023
Carrier Corp. - Indianapolis | MSH Legacy | N4A5S48*K*WAA* | N4A5S48*K*WAA* | EVD4X48M21A*+TDR |  | Voluntarily Certified | Single-split-system air condit | False | False | 46500 |  | 13.8 | 13.4 |  |  | False | 30 | 30 | 11.2 | 0 | Coil-Only System | False | Conventional | 07/06/2023 |  | 10/05/2023
Carrier Corp. - Indianapolis | Maratherm | N4A5S48*K*WAA* | N4A5S48*K*WAA* | EVD4X48M21A*+TDR |  | Voluntarily Certified | Single-split-system air condit | False | False | 46500 |  | 13.8 | 13.4 |  |  | False | 30 | 30 | 11.2 | 0 | Coil-Only System | False | Conventional | 07/06/2023 |  | 10/05/2023
Carrier Corp. - Indianapolis | Maratherm | PGR524***K***K1 | PGR524***K***K1 |  |  | Voluntarily Certified | Single-package air conditioner | False | False | 22200 |  | 15.2 | 13.4 |  |  | False | 30 | 30 | 11.5 | 0 |  | False | Conventional | 07/06/2023 |  | 10/05/2023
Carrier Corp. - Indianapolis | Heil | N4A5S48*K*WAA* | N4A5S48*K*WAA* | EVD4X48M21A*+TDR |  | Voluntarily Certified | Single-split-system air condit | False | False | 46500 |  | 13.8 | 13.4 |  |  | False | 30 | 30 | 11.2 | 0 | Coil-Only System | False | Conventional | 07/06/2023 |  | 10/05/2023
Carrier Corp. - Indianapolis | Heil | H4A6S61*K*WAA* | H4A6S61*K*WAA* | EVD4X61M24A*+TDR |  | Voluntarily Certified | Single-split-system air condit | False | False | 55500 |  | 14.3 | 13.4 |  |  | False | 30 | 30 | 12 | 0 | Coil-Only System | False | Conventional | 07/06/2023 |  | 10/05/2023
Carrier Corp. - Indianapolis | Heil | PGD424***K***K1 | PGD424***K***K1 |  |  | Voluntarily Certified | Single-package air conditioner | False | False | 22800 |  | 13.4 | 13.4 |  |  | False | 30 | 30 | 11.05 | 0 |  | False | Conventional | 07/06/2023 |  | 10/05/2023
Carrier Corp. - Indianapolis | Heil | PAD442000K***K1 | PAD442000K***K1 |  |  | Voluntarily Certified | Single-package air conditioner | False | False | 39000 |  | 13.4 | 13.4 |  |  | False | 30 | 30 | 11.05 | 0 |  | False | Conventional | 07/06/2023 |  | 10/05/2023
Carrier Corp. - Indianapolis | Heil | H4A7T36*K*WAA* | H4A7T36*K*WAA* | EVD4X37M21A*+TDR |  | Voluntarily Certified | Single-split-system air condit | False | False | 35000 |  | 14.3 | 13.4 |  |  | False | 30 | 30 | 12 | 0 | Coil-Only System | False | Conventional | 07/06/2023 |  | 10/05/2023
Carrier Corp. - Indianapolis | Heil | PGR524***K***K1 | PGR524***K***K1 |  |  | Voluntarily Certified | Single-package air conditioner | False | False | 22200 |  | 15.2 | 13.4 |  |  | False | 30 | 30 | 11.5 | 0 |  | False | Conventional | 07/06/2023 |  | 10/05/2023
Carrier Corp. - Indianapolis | Heil | HVA949GKA2*+TSTAT | HVA949GKA2*+TSTAT | FVM4X60***L |  | Voluntarily Certified | Single-split-system air condit | False | False | 44000 |  | 17 | 13.4 |  |  | False | 30 | 30 | 11.7 | 0 | Blower Coil System | False | Conventional | 07/06/2023 |  | 10/05/2023
Carrier Corp. - Indianapolis | Keeprite | N4A7T60*K*WAA* | N4A7T60*K*WAA* | EVD4X61M24A*+TDR |  | Voluntarily Certified | Single-split-system air condit | False | False | 57500 |  | 13.8 | 13.4 |  |  | False | 30 | 30 | 11.5 | 0 | Coil-Only System | False | Conventional | 07/06/2023 |  | 10/05/2023
Carrier Corp. - Indianapolis | Keeprite | C4A7T36*K*WAA* | C4A7T36*K*WAA* | EVD4X37M21A*+TDR |  | Voluntarily Certified | Single-split-system air condit | False | False | 35000 |  | 14.3 | 13.4 |  |  | False | 30 | 30 | 12 | 0 | Coil-Only System | False | Conventional | 07/06/2023 |  | 10/05/2023
Carrier Corp. - Indianapolis | Arcoaire | HVA960GKA2* | HVA960GKA2* | FCM4X60***L+WALLCON |  | Voluntarily Certified | Single-split-system air condit | False | False | 57000 |  | 16.5 | 13.4 |  |  | False | 30 | 30 | 9.5 | 0 | Blower Coil System | True | Conventional | 07/06/2023 |  | 10/05/2023
Carrier Corp. - Indianapolis | ICP Commercial | PGD436***K***K1 | PGD436***K***K1 |  |  | Voluntarily Certified | Single-package air conditioner | False | False | 33800 |  | 13.4 | 13.4 |  |  | False | 30 | 30 | 11.05 | 0 |  | False | Conventional | 07/06/2023 |  | 10/05/2023
Carrier Corp. - Indianapolis | MSH Legacy | R4A5S36*K*WAA* | R4A5S36*K*WAA* | EVD4X37M21A*+TDR |  | Voluntarily Certified | Single-split-system air condit | False | False | 34200 |  | 14.3 | 13.4 |  |  | False | 30 | 30 | 11.7 | 0 | Coil-Only System | False | Conventional | 07/06/2023 |  | 10/05/2023
Carrier Corp. - Indianapolis | Maratherm | R4A5S36*K*WAA* | R4A5S36*K*WAA* | EVD4X37M21A*+TDR |  | Voluntarily Certified | Single-split-system air condit | False | False | 34200 |  | 14.3 | 13.4 |  |  | False | 30 | 30 | 11.7 | 0 | Coil-Only System | False | Conventional | 07/06/2023 |  | 10/05/2023
Carrier Corp. - Indianapolis | Maratherm | N4A7T60*K*WAA* | N4A7T60*K*WAA* | EVD4X61M24A*+TDR |  | Voluntarily Certified | Single-split-system air condit | False | False | 57500 |  | 13.8 | 13.4 |  |  | False | 30 | 30 | 11.5 | 0 | Coil-Only System | False | Conventional | 07/06/2023 |  | 10/05/2023
Carrier Corp. - Indianapolis | Tempstar | R4A5S49*K*WAA* | R4A5S49*K*WAA* | EA*4X60L24A*+TDR |  | Voluntarily Certified | Single-split-system air condit | False | False | 46000 |  | 14.5 | 13.4 |  |  | False | 30 | 30 | 12.5 | 0 | Coil-Only System | False | Conventional | 07/06/2023 |  | 10/05/2023
Carrier Corp. - Indianapolis | Day & Night | R4A5S49*K*WAA* | R4A5S49*K*WAA* | EA*4X60L24A*+TDR |  | Voluntarily Certified | Single-split-system air condit | False | False | 46000 |  | 14.5 | 13.4 |  |  | False | 30 | 30 | 12.5 | 0 | Coil-Only System | False | Conventional | 07/06/2023 |  | 10/05/2023
Carrier Corp. - Indianapolis | Day & Night | PAD430000K***K1 | PAD430000K***K1 |  |  | Voluntarily Certified | Single-package air conditioner | False | False | 28000 |  | 13.4 | 13.4 |  |  | False | 30 | 30 | 11.05 | 0 |  | False | Conventional | 07/06/2023 |  | 10/05/2023
Carrier Corp. - Indianapolis | Day & Night | PAD436000K***K1 | PAD436000K***K1 |  |  | Voluntarily Certified | Single-package air conditioner | False | False | 33800 |  | 13.4 | 13.4 |  |  | False | 30 | 30 | 11.05 | 0 |  | False | Conventional | 07/06/2023 |  | 10/05/2023
Carrier Corp. - Indianapolis | Day & Night | S4A5S24*K*WAA* | S4A5S24*K*WAA* | EA*4X25L17A*+TDR |  | Voluntarily Certified | Single-split-system air condit | False | False | 23800 |  | 14.3 | 13.4 |  |  | False | 30 | 30 | 12.5 | 0 | Coil-Only System | False | Conventional | 07/06/2023 |  | 10/05/2023
Carrier Corp. - Indianapolis | Day & Night | CVA948GKA2* | CVA948GKA2* | FCM4X60***L+WALLCON |  | Voluntarily Certified | Single-split-system air condit | False | False | 46000 |  | 18 | 13.4 |  |  | False | 30 | 30 | 10.5 | 0 | Blower Coil System | True | Conventional | 07/06/2023 |  | 10/05/2023
Carrier Corp. - Indianapolis | Tempstar | TVA936GKA3*+TSTAT | TVA936GKA3*+TSTAT | FVM4X48***L |  | Voluntarily Certified | Single-split-system air condit | False | False | 35200 |  | 15.5 | 13.4 |  |  | False | 30 | 30 | 10 | 0 | Blower Coil System | False | Conventional | 07/06/2023 |  | 10/05/2023
Carrier Corp. - Indianapolis | Tempstar | S4A5S24*K*WAA* | S4A5S24*K*WAA* | EA*4X25L17A*+TDR |  | Voluntarily Certified | Single-split-system air condit | False | False | 23800 |  | 14.3 | 13.4 |  |  | False | 30 | 30 | 12.5 | 0 | Coil-Only System | False | Conventional | 07/06/2023 |  | 10/05/2023
Carrier Corp. - Indianapolis | Tempstar | PAD430000K***K1 | PAD430000K***K1 |  |  | Voluntarily Certified | Single-package air conditioner | False | False | 28000 |  | 13.4 | 13.4 |  |  | False | 30 | 30 | 11.05 | 0 |  | False | Conventional | 07/06/2023 |  | 10/05/2023
Carrier Corp. - Indianapolis | Tempstar | PAD436000K***K1 | PAD436000K***K1 |  |  | Voluntarily Certified | Single-package air conditioner | False | False | 33800 |  | 13.4 | 13.4 |  |  | False | 30 | 30 | 11.05 | 0 |  | False | Conventional | 07/06/2023 |  | 10/05/2023
Carrier Corp. - Indianapolis | Arcoaire | S4A5S24*K*WAA* | S4A5S24*K*WAA* | EA*4X25L17A*+TDR |  | Voluntarily Certified | Single-split-system air condit | False | False | 23800 |  | 14.3 | 13.4 |  |  | False | 30 | 30 | 12.5 | 0 | Coil-Only System | False | Conventional | 07/06/2023 |  | 10/05/2023
Carrier Corp. - Indianapolis | Keeprite | PGD436***K***K1 | PGD436***K***K1 |  |  | Voluntarily Certified | Single-package air conditioner | False | False | 33800 |  | 13.4 | 13.4 |  |  | False | 30 | 30 | 11.05 | 0 |  | False | Conventional | 07/06/2023 |  | 10/05/2023
Carrier Corp. - Indianapolis | Keeprite | R4A5S36*K*WAA* | R4A5S36*K*WAA* | EVD4X37M21A*+TDR |  | Voluntarily Certified | Single-split-system air condit | False | False | 34200 |  | 14.3 | 13.4 |  |  | False | 30 | 30 | 11.7 | 0 | Coil-Only System | False | Conventional | 07/06/2023 |  | 10/05/2023
Carrier Corp. - Indianapolis | Day & Night | PGD436***K***K1 | PGD436***K***K1 |  |  | Voluntarily Certified | Single-package air conditioner | False | False | 33800 |  | 13.4 | 13.4 |  |  | False | 30 | 30 | 11.05 | 0 |  | False | Conventional | 07/06/2023 |  | 10/05/2023
Carrier Corp. - Indianapolis | Day & Night | C4A7T36*K*WAA* | C4A7T36*K*WAA* | EVD4X37M21A*+TDR |  | Voluntarily Certified | Single-split-system air condit | False | False | 35000 |  | 14.3 | 13.4 |  |  | False | 30 | 30 | 12 | 0 | Coil-Only System | False | Conventional | 07/06/2023 |  | 10/05/2023
Carrier Corp. - Indianapolis | Day & Night | N4A7T60*K*WAA* | N4A7T60*K*WAA* | EVD4X61M24A*+TDR |  | Voluntarily Certified | Single-split-system air condit | False | False | 57500 |  | 13.8 | 13.4 |  |  | False | 30 | 30 | 11.5 | 0 | Coil-Only System | False | Conventional | 07/06/2023 |  | 10/05/2023
Carrier Corp. - Indianapolis | Day & Night | R4A5S36*K*WAA* | R4A5S36*K*WAA* | EVD4X37M21A*+TDR |  | Voluntarily Certified | Single-split-system air condit | False | False | 34200 |  | 14.3 | 13.4 |  |  | False | 30 | 30 | 11.7 | 0 | Coil-Only System | False | Conventional | 07/06/2023 |  | 10/05/2023
Carrier Corp. - Indianapolis | Tempstar | PGD436***K***K1 | PGD436***K***K1 |  |  | Voluntarily Certified | Single-package air conditioner | False | False | 33800 |  | 13.4 | 13.4 |  |  | False | 30 | 30 | 11.05 | 0 |  | False | Conventional | 07/06/2023 |  | 10/05/2023
Carrier Corp. - Indianapolis | Tempstar | N4A7T60*K*WAA* | N4A7T60*K*WAA* | EVD4X61M24A*+TDR |  | Voluntarily Certified | Single-split-system air condit | False | False | 57500 |  | 13.8 | 13.4 |  |  | False | 30 | 30 | 11.5 | 0 | Coil-Only System | False | Conventional | 07/06/2023 |  | 10/05/2023
Carrier Corp. - Indianapolis | Tempstar | R4A5S36*K*WAA* | R4A5S36*K*WAA* | EVD4X37M21A*+TDR |  | Voluntarily Certified | Single-split-system air condit | False | False | 34200 |  | 14.3 | 13.4 |  |  | False | 30 | 30 | 11.7 | 0 | Coil-Only System | False | Conventional | 07/06/2023 |  | 10/05/2023
Carrier Corp. - Indianapolis | Comfortmaker | R4A4S48*K*NAA* | R4A4S48*K*NAA* | EA*4X61L24A*+TDR |  | Voluntarily Certified | Single-split-system air condit | False | False | 45000 |  | 13.4 | 13.4 |  |  | False | 30 | 30 | 11.5 | 0 | Coil-Only System | False | Conventional | 07/06/2023 |  | 10/05/2023
Carrier Corp. - Indianapolis | Comfortmaker | PAD424000K***K1 | PAD424000K***K1 |  |  | Voluntarily Certified | Single-package air conditioner | False | False | 22800 |  | 13.4 | 13.4 |  |  | False | 30 | 30 | 11.05 | 0 |  | False | Conventional | 07/06/2023 |  | 10/05/2023
Carrier Corp. - Indianapolis | Comfortmaker | CVA948GKA2*+TSTAT | CVA948GKA2*+TSTAT | FVM4X60***L |  | Voluntarily Certified | Single-split-system air condit | False | False | 46000 |  | 15.5 | 13.4 |  |  | False | 30 | 30 | 10.5 | 0 | Blower Coil System | False | Conventional | 07/06/2023 |  | 10/05/2023
Carrier Corp. - Indianapolis | Comfortmaker | PAJ460***K***K* | PAJ460***K***K* |  |  | Voluntarily Certified | Single-package air conditioner | False | False | 53500 |  | 13.4 | 13.4 |  |  | False | 30 | 30 | 10.6 | 0 |  | False | Conventional | 07/06/2023 |  | 10/05/2023
Carrier Corp. - Indianapolis | Comfortmaker | N4A7T48*K*WAA* | N4A7T48*K*WAA* | EVD4X49M24A*+TDR |  | Voluntarily Certified | Single-split-system air condit | False | False | 47000 |  | 13.8 | 13.4 |  |  | False | 30 | 30 | 12 | 0 | Coil-Only System | False | Conventional | 07/06/2023 |  | 10/05/2023
Carrier Corp. - Indianapolis | Comfortmaker | N4A5S42*K*WAA* | N4A5S42*K*WAA* | EVD4X48M21A*+TDR |  | Voluntarily Certified | Single-split-system air condit | False | False | 45000 |  | 13.8 | 13.4 |  |  | False | 30 | 30 | 11.2 | 0 | Coil-Only System | False | Conventional | 07/06/2023 |  | 10/05/2023
Carrier Corp. - Indianapolis | Arcoaire | R4A5S49*K*WAA* | R4A5S49*K*WAA* | EA*4X60L24A*+TDR |  | Voluntarily Certified | Single-split-system air condit | False | False | 46000 |  | 14.5 | 13.4 |  |  | False | 30 | 30 | 12.5 | 0 | Coil-Only System | False | Conventional | 07/06/2023 |  | 10/05/2023
Carrier Corp. - Indianapolis | Arcoaire | PAD430000K***K1 | PAD430000K***K1 |  |  | Voluntarily Certified | Single-package air conditioner | False | False | 28000 |  | 13.4 | 13.4 |  |  | False | 30 | 30 | 11.05 | 0 |  | False | Conventional | 07/06/2023 |  | 10/05/2023
Carrier Corp. - Indianapolis | Arcoaire | PAD436000K***K1 | PAD436000K***K1 |  |  | Voluntarily Certified | Single-package air conditioner | False | False | 33800 |  | 13.4 | 13.4 |  |  | False | 30 | 30 | 11.05 | 0 |  | False | Conventional | 07/06/2023 |  | 10/05/2023
Carrier Corp. - Indianapolis | Carrier | 24SCA442N**30* | 24SCA442N**30* | CVPVA4221XMC*+TDR |  | Voluntarily Certified | Single-split-system air condit | False | False | 38500 |  | 13.4 | 13.4 |  |  | False | 30 | 30 | 11 | 0 | Coil-Only System | False | Conventional | 07/06/2023 |  | 10/05/2023
Carrier Corp. - Indianapolis | BRYANT HEATING AND COOLING SYSTEMS | 127TAN048**WA* | 127TAN048**WA* | CVPVA4924XMC*+TDR |  | Voluntarily Certified | Single-split-system air condit | False | False | 47000 |  | 13.8 | 13.4 |  |  | False | 30 | 30 | 12 | 0 | Coil-Only System | False | Conventional | 07/06/2023 |  | 10/05/2023
Carrier Corp. - Indianapolis | BRYANT HEATING AND COOLING SYSTEMS | 126SAN048**WA* | 126SAN048**WA* | CVPVA4821XMC*+TDR |  | Voluntarily Certified | Single-split-system air condit | False | False | 46500 |  | 13.8 | 13.4 |  |  | False | 30 | 30 | 11.2 | 0 | Coil-Only System | False | Conventional | 07/06/2023 |  | 10/05/2023
Carrier Corp. - Indianapolis | Carrier | 48VL*K60***30* | 48VL*K60***30* |  |  | Voluntarily Certified | Single-package air conditioner | False | False | 56000 |  | 13.4 | 13.4 |  |  | False | 30 | 30 | 11.05 | 0 |  | False | Conventional | 07/06/2023 |  | 10/05/2023
Carrier Corp. - Indianapolis | Keeprite | S4A5S24*K*WAA* | S4A5S24*K*WAA* | EA*4X25L17A*+TDR |  | Voluntarily Certified | Single-split-system air condit | False | False | 23800 |  | 14.3 | 13.4 |  |  | False | 30 | 30 | 12.5 | 0 | Coil-Only System | False | Conventional | 07/06/2023 |  | 10/05/2023
Carrier Corp. - Indianapolis | Keeprite | PAD430000K***K1 | PAD430000K***K1 |  |  | Voluntarily Certified | Single-package air conditioner | False | False | 28000 |  | 13.4 | 13.4 |  |  | False | 30 | 30 | 11.05 | 0 |  | False | Conventional | 07/06/2023 |  | 10/05/2023
Carrier Corp. - Indianapolis | Keeprite | PAD436000K***K1 | PAD436000K***K1 |  |  | Voluntarily Certified | Single-package air conditioner | False | False | 33800 |  | 13.4 | 13.4 |  |  | False | 30 | 30 | 11.05 | 0 |  | False | Conventional | 07/06/2023 |  | 10/05/2023
Carrier Corp. - Indianapolis | Keeprite | R4A5S49*K*WAA* | R4A5S49*K*WAA* | EA*4X60L24A*+TDR |  | Voluntarily Certified | Single-split-system air condit | False | False | 46000 |  | 14.5 | 13.4 |  |  | False | 30 | 30 | 12.5 | 0 | Coil-Only System | False | Conventional | 07/06/2023 |  | 10/05/2023
Carrier Corp. - Indianapolis | Keeprite | CVA948GKA2* | CVA948GKA2* | FCM4X60***L+WALLCON |  | Voluntarily Certified | Single-split-system air condit | False | False | 46000 |  | 18 | 13.4 |  |  | False | 30 | 30 | 10.5 | 0 | Blower Coil System | True | Conventional | 07/06/2023 |  | 10/05/2023
Carrier Corp. - Indianapolis | Carrier | GA7TAN424**WA* | GA7TAN424**WA* | CVPVA2517XMC*+TDR |  | Voluntarily Certified | Single-split-system air condit | False | False | 23400 |  | 14.3 | 13.4 |  |  | False | 30 | 30 | 11.7 | 0 | Coil-Only System | False | Conventional | 07/06/2023 |  | 10/05/2023
Carrier Corp. - Indianapolis | Carrier | 34SCA518W**30* | 34SCA518W**30* | CAP**1917AL*+TDR |  | Voluntarily Certified | Single-split-system air condit | False | False | 18000 |  | 14.3 | 13.4 |  |  | False | 30 | 30 | 12.5 | 0 | Coil-Only System | False | Conventional | 07/06/2023 |  | 10/05/2023
Carrier Corp. - Indianapolis | Carrier | 34SCA536W**30* | 34SCA536W**30* | CAP**3721AL*+TDR |  | Voluntarily Certified | Single-split-system air condit | False | False | 35600 |  | 14.5 | 13.4 |  |  | False | 30 | 30 | 12.5 | 0 | Coil-Only System | False | Conventional | 07/06/2023 |  | 10/05/2023
Carrier Corp. - Indianapolis | Carrier | 24VNA937A*031* | 24VNA937A*031* | FE4ANB006L+UI |  | Voluntarily Certified | Single-split-system air condit | False | False | 33200 |  | 18.5 | 13.4 |  |  | False | 30 | 30 | 12 | 0 | Blower Coil System | True | Conventional | 07/06/2023 |  | 10/05/2023
Carrier Corp. - Indianapolis | Carrier | 50VL-K42---30* | 50VL-K42---30* |  |  | Voluntarily Certified | Single-package air conditioner | False | False | 39000 |  | 13.4 | 13.4 |  |  | False | 30 | 30 | 11.05 | 0 |  | False | Conventional | 07/06/2023 |  | 10/05/2023
Carrier Corp. - Indianapolis | Carrier | 24VNA925A*032*+TSTAT | 24VNA925A*032*+TSTAT | FV4CN(B,F)005L |  | Voluntarily Certified | Single-split-system air condit | False | False | 24000 |  | 16.5 | 13.4 |  |  | False | 30 | 30 | 11.7 | 0 | Blower Coil System | False | Conventional | 07/06/2023 |  | 10/05/2023
Carrier Corp. - Indianapolis | Carrier | 50ZPK036***3*** | 50ZPK036***3*** |  |  | Voluntarily Certified | Single-package air conditioner | False | False | 33600 |  | 13.4 | 13.4 |  |  | False | 30 | 30 | 10.6 | 0 |  | False | Conventional | 07/06/2023 |  | 10/05/2023
Carrier Corp. - Indianapolis | Carrier | 24ACB760AB032 | 24ACB760AB032 | CAP**6124AL*+TDR |  | Voluntarily Certified | Single-split-system air condit | False | False | 56500 |  | 13.8 | 13.4 |  |  | False | 30 | 30 | 11.2 | 0 | Coil-Only System | False | Conventional | 07/06/2023 |  | 10/05/2023
Carrier Corp. - Indianapolis | Carrier | 24VNA948A*030* | 24VNA948A*030* | FE4ANB006L+UI |  | Voluntarily Certified | Single-split-system air condit | False | False | 46000 |  | 18 | 13.4 |  |  | False | 30 | 30 | 10.5 | 0 | Blower Coil System | True | Conventional | 07/06/2023 |  | 10/05/2023
Carrier Corp. - Indianapolis | PAYNE HEATING AND COOLING | PA5SAN418**WA* | PA5SAN418**WA* | CSPVA2414XMC*+TDR |  | Voluntarily Certified | Single-split-system air condit | False | False | 17900 |  | 14.3 | 13.4 |  |  | False | 30 | 30 | 11.7 | 0 | Coil-Only System | False | Conventional | 07/06/2023 |  | 10/05/2023
Carrier Corp. - Indianapolis | PAYNE HEATING AND COOLING | PA5SAN460**WA* | PA5SAN460**WA* | CVPVA6124XMC*+TDR |  | Voluntarily Certified | Single-split-system air condit | False | False | 56500 |  | 13.8 | 13.4 |  |  | False | 30 | 30 | 11.2 | 0 | Coil-Only System | False | Conventional | 07/06/2023 |  | 10/05/2023
Carrier Corp. - Indianapolis | PAYNE HEATING AND COOLING | PA4SAN430**NA* | PA4SAN430**NA* | CAP**3721AL*+TDR |  | Voluntarily Certified | Single-split-system air condit | False | False | 29400 |  | 14 | 13.4 |  |  | False | 30 | 30 | 11.5 | 0 | Coil-Only System | False | Conventional | 07/06/2023 |  | 10/05/2023
Carrier Corp. - Indianapolis | PAYNE HEATING AND COOLING | PA16NA060B0**C* | PA16NA060B0**C* | CNPV*6124AL*+TDR |  | Voluntarily Certified | Single-split-system air condit | False | False | 57500 |  | 13.8 | 13.4 |  |  | False | 30 | 30 | 11.2 | 0 | Coil-Only System | False | Conventional | 07/06/2023 |  | 10/05/2023
Carrier Corp. - Indianapolis | Grandaire | W4A5S18*K*WAA* | W4A5S18*K*WAA* | WMSC24414XA*+TDR |  | Voluntarily Certified | Single-split-system air condit | False | False | 17900 |  | 14.3 | 13.4 |  |  | False | 30 | 30 | 11.7 | 0 | Coil-Only System | False | Conventional | 07/06/2023 |  | 10/05/2023
Carrier Corp. - Indianapolis | Grandaire | W4A4S18*K*NAA* | W4A4S18*K*NAA* | WLA*194BA*+TDR |  | Voluntarily Certified | Single-split-system air condit | False | False | 18000 |  | 13.4 | 13.4 |  |  | False | 30 | 30 | 11.5 | 0 | Coil-Only System | False | Conventional | 07/06/2023 |  | 10/05/2023
Carrier Corp. - Indianapolis | Comfortmaker | R4A5S36*K*WAA* | R4A5S36*K*WAA* | EVD4X37M21A*+TDR |  | Voluntarily Certified | Single-split-system air condit | False | False | 34200 |  | 14.3 | 13.4 |  |  | False | 30 | 30 | 11.7 | 0 | Coil-Only System | False | Conventional | 07/06/2023 |  | 10/05/2023
Carrier Corp. - Indianapolis | Comfortmaker | PGD436***K***K1 | PGD436***K***K1 |  |  | Voluntarily Certified | Single-package air conditioner | False | False | 33800 |  | 13.4 | 13.4 |  |  | False | 30 | 30 | 11.05 | 0 |  | False | Conventional | 07/06/2023 |  | 10/05/2023
Carrier Corp. - Indianapolis | Comfortmaker | C4A7T36*K*WAA* | C4A7T36*K*WAA* | EVD4X37M21A*+TDR |  | Voluntarily Certified | Single-split-system air condit | False | False | 35000 |  | 14.3 | 13.4 |  |  | False | 30 | 30 | 12 | 0 | Coil-Only System | False | Conventional | 07/06/2023 |  | 10/05/2023
Carrier Corp. - Indianapolis | Comfortmaker | N4A7T60*K*WAA* | N4A7T60*K*WAA* | EVD4X61M24A*+TDR |  | Voluntarily Certified | Single-split-system air condit | False | False | 57500 |  | 13.8 | 13.4 |  |  | False | 30 | 30 | 11.5 | 0 | Coil-Only System | False | Conventional | 07/06/2023 |  | 10/05/2023
Carrier Corp. - Indianapolis | Day & Night | N4A4S60*K*NAA* | N4A4S60*K*NAA* | EVD4X61M24A*+TDR |  | Voluntarily Certified | Single-split-system air condit | False | False | 55500 |  | 13.4 | 13.4 |  |  | False | 30 | 30 | 11 | 0 | Coil-Only System | False | Conventional | 07/06/2023 |  | 10/05/2023
Carrier Corp. - Indianapolis | Day & Night | C4A7T24*K*WAA* | C4A7T24*K*WAA* | EVD4X25M17A*+TDR |  | Voluntarily Certified | Single-split-system air condit | False | False | 23400 |  | 14.3 | 13.4 |  |  | False | 30 | 30 | 11.7 | 0 | Coil-Only System | False | Conventional | 07/06/2023 |  | 10/05/2023
Carrier Corp. - Indianapolis | Day & Night | PAR536000K***K1 | PAR536000K***K1 |  |  | Voluntarily Certified | Single-package air conditioner | False | False | 34800 |  | 15.2 | 13.4 |  |  | False | 30 | 30 | 11.5 | 0 |  | False | Conventional | 07/06/2023 |  | 10/05/2023
Carrier Corp. - Indianapolis | Heil | N4A4S60*K*NAA* | N4A4S60*K*NAA* | EVD4X61M24A*+TDR |  | Voluntarily Certified | Single-split-system air condit | False | False | 55500 |  | 13.4 | 13.4 |  |  | False | 30 | 30 | 11 | 0 | Coil-Only System | False | Conventional | 07/06/2023 |  | 10/05/2023
Carrier Corp. - Indianapolis | Heil | R4A5S24*K*WAA* | R4A5S24*K*WAA* | ESD4X24M14A*+TDR |  | Voluntarily Certified | Single-split-system air condit | False | False | 22800 |  | 14.3 | 13.4 |  |  | False | 30 | 30 | 11.7 | 0 | Coil-Only System | False | Conventional | 07/06/2023 |  | 10/05/2023
Carrier Corp. - Indianapolis | Heil | H4A7T24*K*WAA* | H4A7T24*K*WAA* | EVD4X25M17A*+TDR |  | Voluntarily Certified | Single-split-system air condit | False | False | 23400 |  | 14.3 | 13.4 |  |  | False | 30 | 30 | 11.7 | 0 | Coil-Only System | False | Conventional | 07/06/2023 |  | 10/05/2023
Carrier Corp. - Indianapolis | Heil | PAR536000K***K1 | PAR536000K***K1 |  |  | Voluntarily Certified | Single-package air conditioner | False | False | 34800 |  | 15.2 | 13.4 |  |  | False | 30 | 30 | 11.5 | 0 |  | False | Conventional | 07/06/2023 |  | 10/05/2023
Carrier Corp. - Indianapolis | Heil | HVA925GKA2*+TSTAT | HVA925GKA2*+TSTAT | FVM4X48***L |  | Voluntarily Certified | Single-split-system air condit | False | False | 24000 |  | 16.5 | 13.4 |  |  | False | 30 | 30 | 11.7 | 0 | Blower Coil System | False | Conventional | 07/06/2023 |  | 10/05/2023
Carrier Corp. - Indianapolis | Airquest | R4A5S24*K*WAA* | R4A5S24*K*WAA* | ESD4X24M14A*+TDR |  | Voluntarily Certified | Single-split-system air condit | False | False | 22800 |  | 14.3 | 13.4 |  |  | False | 30 | 30 | 11.7 | 0 | Coil-Only System | False | Conventional | 07/06/2023 |  | 10/05/2023
Carrier Corp. - Indianapolis | Airquest | N4A4S60*K*NAA* | N4A4S60*K*NAA* | EVD4X61M24A*+TDR |  | Voluntarily Certified | Single-split-system air condit | False | False | 55500 |  | 13.4 | 13.4 |  |  | False | 30 | 30 | 11 | 0 | Coil-Only System | False | Conventional | 07/06/2023 |  | 10/05/2023
Carrier Corp. - Indianapolis | Airquest | H4A7T24*K*WAA* | H4A7T24*K*WAA* | EVD4X25M17A*+TDR |  | Voluntarily Certified | Single-split-system air condit | False | False | 23400 |  | 14.3 | 13.4 |  |  | False | 30 | 30 | 11.7 | 0 | Coil-Only System | False | Conventional | 07/06/2023 |  | 10/05/2023
Carrier Corp. - Indianapolis | Airquest | PAR536000K***K1 | PAR536000K***K1 |  |  | Voluntarily Certified | Single-package air conditioner | False | False | 34800 |  | 15.2 | 13.4 |  |  | False | 30 | 30 | 11.5 | 0 |  | False | Conventional | 07/06/2023 |  | 10/05/2023
Carrier Corp. - Indianapolis | Airquest | HVA925GKA2*+TSTAT | HVA925GKA2*+TSTAT | FVM4X48***L |  | Voluntarily Certified | Single-split-system air condit | False | False | 24000 |  | 16.5 | 13.4 |  |  | False | 30 | 30 | 11.7 | 0 | Blower Coil System | False | Conventional | 07/06/2023 |  | 10/05/2023
Carrier Corp. - Indianapolis | SMART COMFORT | R4A5S24*K*WAA* | R4A5S24*K*WAA* | ESD4X24M14A*+TDR |  | Voluntarily Certified | Single-split-system air condit | False | False | 22800 |  | 14.3 | 13.4 |  |  | False | 30 | 30 | 11.7 | 0 | Coil-Only System | False | Conventional | 07/06/2023 |  | 10/05/2023
Carrier Corp. - Indianapolis | SMART COMFORT | PAJ424***K***K* | PAJ424***K***K* |  |  | Voluntarily Certified | Single-package air conditioner | False | False | 23200 |  | 13.4 | 13.4 |  |  | False | 30 | 30 | 10.6 | 0 |  | False | Conventional | 07/06/2023 |  | 10/05/2023
Carrier Corp. - Indianapolis | WEATHERMAKER | PA5SAN448**WA* | PA5SAN448**WA* | CVPVA4821XMC*+TDR |  | Voluntarily Certified | Single-split-system air condit | False | False | 46500 |  | 13.8 | 13.4 |  |  | False | 30 | 30 | 11.2 | 0 | Coil-Only System | False | Conventional | 07/06/2023 |  | 10/05/2023
Carrier Corp. - Indianapolis | Arcoaire | R4A5S24*K*WAA* | R4A5S24*K*WAA* | ESD4X24M14A*+TDR |  | Voluntarily Certified | Single-split-system air condit | False | False | 22800 |  | 14.3 | 13.4 |  |  | False | 30 | 30 | 11.7 | 0 | Coil-Only System | False | Conventional | 07/06/2023 |  | 10/05/2023
Carrier Corp. - Indianapolis | Arcoaire | PAJ424***K***K* | PAJ424***K***K* |  |  | Voluntarily Certified | Single-package air conditioner | False | False | 23200 |  | 13.4 | 13.4 |  |  | False | 30 | 30 | 10.6 | 0 |  | False | Conventional | 07/06/2023 |  | 10/05/2023
Carrier Corp. - Indianapolis | Airquest | PAJ424***K***K* | PAJ424***K***K* |  |  | Voluntarily Certified | Single-package air conditioner | False | False | 23200 |  | 13.4 | 13.4 |  |  | False | 30 | 30 | 10.6 | 0 |  | False | Conventional | 07/06/2023 |  | 10/05/2023
Carrier Corp. - Indianapolis | ICP Commercial | PAR536000K***K1 | PAR536000K***K1 |  |  | Voluntarily Certified | Single-package air conditioner | False | False | 34800 |  | 15.2 | 13.4 |  |  | False | 30 | 30 | 11.5 | 0 |  | False | Conventional | 07/06/2023 |  | 10/05/2023
Carrier Corp. - Indianapolis | MSH Legacy | R4A5S24*K*WAA* | R4A5S24*K*WAA* | ESD4X24M14A*+TDR |  | Voluntarily Certified | Single-split-system air condit | False | False | 22800 |  | 14.3 | 13.4 |  |  | False | 30 | 30 | 11.7 | 0 | Coil-Only System | False | Conventional | 07/06/2023 |  | 10/05/2023
Carrier Corp. - Indianapolis | MSH Legacy | N4A4S60*K*NAA* | N4A4S60*K*NAA* | EVD4X61M24A*+TDR |  | Voluntarily Certified | Single-split-system air condit | False | False | 55500 |  | 13.4 | 13.4 |  |  | False | 30 | 30 | 11 | 0 | Coil-Only System | False | Conventional | 07/06/2023 |  | 10/05/2023
Carrier Corp. - Indianapolis | Maratherm | R4A5S24*K*WAA* | R4A5S24*K*WAA* | ESD4X24M14A*+TDR |  | Voluntarily Certified | Single-split-system air condit | False | False | 22800 |  | 14.3 | 13.4 |  |  | False | 30 | 30 | 11.7 | 0 | Coil-Only System | False | Conventional | 07/06/2023 |  | 10/05/2023
Carrier Corp. - Indianapolis | Maratherm | N4A4S60*K*NAA* | N4A4S60*K*NAA* | EVD4X61M24A*+TDR |  | Voluntarily Certified | Single-split-system air condit | False | False | 55500 |  | 13.4 | 13.4 |  |  | False | 30 | 30 | 11 | 0 | Coil-Only System | False | Conventional | 07/06/2023 |  | 10/05/2023
Carrier Corp. - Indianapolis | Maratherm | PAR536000K***K1 | PAR536000K***K1 |  |  | Voluntarily Certified | Single-package air conditioner | False | False | 34800 |  | 15.2 | 13.4 |  |  | False | 30 | 30 | 11.5 | 0 |  | False | Conventional | 07/06/2023 |  | 10/05/2023
Carrier Corp. - Indianapolis | BRYANT HEATING AND COOLING SYSTEMS | 126SAN061**WA* | 126SAN061**WA* | CVPVA6124XMC*+TDR |  | Voluntarily Certified | Single-split-system air condit | False | False | 55500 |  | 14.3 | 13.4 |  |  | False | 30 | 30 | 12 | 0 | Coil-Only System | False | Conventional | 07/06/2023 |  | 10/05/2023
Carrier Corp. - Indianapolis | BRYANT HEATING AND COOLING SYSTEMS | 577CNWK30****A* | 577CNWK30****A* |  |  | Voluntarily Certified | Single-package air conditioner | False | False | 28000 |  | 13.4 | 13.4 |  |  | False | 30 | 30 | 11.05 | 0 |  | False | Conventional | 07/06/2023 |  | 10/05/2023
Carrier Corp. - Indianapolis | BRYANT HEATING AND COOLING SYSTEMS | 126BNA060B0**B* | 126BNA060B0**B* | CNPV*6124AL*+TDR |  | Voluntarily Certified | Single-split-system air condit | False | False | 57500 |  | 13.8 | 13.4 |  |  | False | 30 | 30 | 11.2 | 0 | Coil-Only System | False | Conventional | 07/06/2023 |  | 10/05/2023
Carrier Corp. - Indianapolis | BRYANT HEATING AND COOLING SYSTEMS | PA5SAN460**WA* | PA5SAN460**WA* | CVPVA6124XMC*+TDR |  | Voluntarily Certified | Single-split-system air condit | False | False | 56500 |  | 13.8 | 13.4 |  |  | False | 30 | 30 | 11.2 | 0 | Coil-Only System | False | Conventional | 07/06/2023 |  | 10/05/2023
Carrier Corp. - Indianapolis | BRYANT HEATING AND COOLING SYSTEMS | PA5SAN418**WA* | PA5SAN418**WA* | CSPVA2414XMC*+TDR |  | Voluntarily Certified | Single-split-system air condit | False | False | 17900 |  | 14.3 | 13.4 |  |  | False | 30 | 30 | 11.7 | 0 | Coil-Only System | False | Conventional | 07/06/2023 |  | 10/05/2023
Carrier Corp. - Indianapolis | BRYANT HEATING AND COOLING SYSTEMS | PA4SAN430**NA* | PA4SAN430**NA* | CAP**3721AL*+TDR |  | Voluntarily Certified | Single-split-system air condit | False | False | 29400 |  | 14 | 13.4 |  |  | False | 30 | 30 | 11.5 | 0 | Coil-Only System | False | Conventional | 07/06/2023 |  | 10/05/2023
Carrier Corp. - Indianapolis | Comfortmaker | R4A5S49*K*WAA* | R4A5S49*K*WAA* | EA*4X60L24A*+TDR |  | Voluntarily Certified | Single-split-system air condit | False | False | 46000 |  | 14.5 | 13.4 |  |  | False | 30 | 30 | 12.5 | 0 | Coil-Only System | False | Conventional | 07/06/2023 |  | 10/05/2023
Carrier Corp. - Indianapolis | Comfortmaker | PAD430000K***K1 | PAD430000K***K1 |  |  | Voluntarily Certified | Single-package air conditioner | False | False | 28000 |  | 13.4 | 13.4 |  |  | False | 30 | 30 | 11.05 | 0 |  | False | Conventional | 07/06/2023 |  | 10/05/2023
Carrier Corp. - Indianapolis | Comfortmaker | PAD436000K***K1 | PAD436000K***K1 |  |  | Voluntarily Certified | Single-package air conditioner | False | False | 33800 |  | 13.4 | 13.4 |  |  | False | 30 | 30 | 11.05 | 0 |  | False | Conventional | 07/06/2023 |  | 10/05/2023
Carrier Corp. - Indianapolis | Comfortmaker | S4A5S24*K*WAA* | S4A5S24*K*WAA* | EA*4X25L17A*+TDR |  | Voluntarily Certified | Single-split-system air condit | False | False | 23800 |  | 14.3 | 13.4 |  |  | False | 30 | 30 | 12.5 | 0 | Coil-Only System | False | Conventional | 07/06/2023 |  | 10/05/2023
Carrier Corp. - Indianapolis | Comfortmaker | CVA948GKA2* | CVA948GKA2* | FCM4X60***L+WALLCON |  | Voluntarily Certified | Single-split-system air condit | False | False | 46000 |  | 18 | 13.4 |  |  | False | 30 | 30 | 10.5 | 0 | Blower Coil System | True | Conventional | 07/06/2023 |  | 10/05/2023
Carrier Corp. - Indianapolis | Kenmore | N4A4S60*K*NAA* | N4A4S60*K*NAA* | EVD4X61M24A*+TDR |  | Voluntarily Certified | Single-split-system air condit | False | False | 55500 |  | 13.4 | 13.4 |  |  | False | 30 | 30 | 11 | 0 | Coil-Only System | False | Conventional | 07/06/2023 |  | 10/05/2023
Carrier Corp. - Indianapolis | Kenmore | (C,H,T)4A7T48*K*WAA* | (C,H,T)4A7T48*K*WAA* | EVD4X49M24A*+TDR |  | Voluntarily Certified | Single-split-system air condit | False | False | 47000 |  | 13.8 | 13.4 |  |  | False | 30 | 30 | 12 | 0 | Coil-Only System | False | Conventional | 07/06/2023 |  | 10/05/2023
Carrier Corp. - Indianapolis | Kenmore | PAR536000K***K1 | PAR536000K***K1 |  |  | Voluntarily Certified | Single-package air conditioner | False | False | 34800 |  | 15.2 | 13.4 |  |  | False | 30 | 30 | 11.5 | 0 |  | False | Conventional | 07/06/2023 |  | 10/05/2023
Carrier Corp. - Indianapolis | Kenmore | PAJ424***K***K* | PAJ424***K***K* |  |  | Voluntarily Certified | Single-package air conditioner | False | False | 23200 |  | 13.4 | 13.4 |  |  | False | 30 | 30 | 10.6 | 0 |  | False | Conventional | 07/06/2023 |  | 10/05/2023
Carrier Corp. - Indianapolis | BRYANT HEATING AND COOLING SYSTEMS | 315SAN060**WA* | 315SAN060**WA* | CAP**6124AL*+TDR |  | Voluntarily Certified | Single-split-system air condit | False | False | 57000 |  | 13.8 | 13.4 |  |  | False | 30 | 30 | 11.5 | 0 | Coil-Only System | False | Conventional | 07/06/2023 |  | 10/05/2023
Carrier Corp. - Indianapolis | Heil | H4A6S36*K*WAA* | H4A6S36*K*WAA* | EVD4X37M21A*+TDR |  | Voluntarily Certified | Single-split-system air condit | False | False | 34200 |  | 14.3 | 13.4 |  |  | False | 30 | 30 | 11.7 | 0 | Coil-Only System | False | Conventional | 07/06/2023 |  | 10/05/2023
Carrier Corp. - Indianapolis | Airquest | S4A5S24*K*WAA* | S4A5S24*K*WAA* | EA*4X25L17A*+TDR |  | Voluntarily Certified | Single-split-system air condit | False | False | 23800 |  | 14.3 | 13.4 |  |  | False | 30 | 30 | 12.5 | 0 | Coil-Only System | False | Conventional | 07/06/2023 |  | 10/05/2023
Carrier Corp. - Indianapolis | Airquest | PAD430000K***K1 | PAD430000K***K1 |  |  | Voluntarily Certified | Single-package air conditioner | False | False | 28000 |  | 13.4 | 13.4 |  |  | False | 30 | 30 | 11.05 | 0 |  | False | Conventional | 07/06/2023 |  | 10/05/2023
Carrier Corp. - Indianapolis | Airquest | PAD436000K***K1 | PAD436000K***K1 |  |  | Voluntarily Certified | Single-package air conditioner | False | False | 33800 |  | 13.4 | 13.4 |  |  | False | 30 | 30 | 11.05 | 0 |  | False | Conventional | 07/06/2023 |  | 10/05/2023
Carrier Corp. - Indianapolis | Airquest | R4A5S49*K*WAA* | R4A5S49*K*WAA* | EA*4X60L24A*+TDR |  | Voluntarily Certified | Single-split-system air condit | False | False | 46000 |  | 14.5 | 13.4 |  |  | False | 30 | 30 | 12.5 | 0 | Coil-Only System | False | Conventional | 07/06/2023 |  | 10/05/2023
Carrier Corp. - Indianapolis | SMART COMFORT | R4A5S49*K*WAA* | R4A5S49*K*WAA* | EA*4X60L24A*+TDR |  | Voluntarily Certified | Single-split-system air condit | False | False | 46000 |  | 14.5 | 13.4 |  |  | False | 30 | 30 | 12.5 | 0 | Coil-Only System | False | Conventional | 07/06/2023 |  | 10/05/2023
Carrier Corp. - Indianapolis | Heil | R4A5S36*K*WAA* | R4A5S36*K*WAA* | EVD4X37M21A*+TDR |  | Voluntarily Certified | Single-split-system air condit | False | False | 34200 |  | 14.3 | 13.4 |  |  | False | 30 | 30 | 11.7 | 0 | Coil-Only System | False | Conventional | 07/06/2023 |  | 10/05/2023
Carrier Corp. - Indianapolis | Heil | PGD436***K***K1 | PGD436***K***K1 |  |  | Voluntarily Certified | Single-package air conditioner | False | False | 33800 |  | 13.4 | 13.4 |  |  | False | 30 | 30 | 11.05 | 0 |  | False | Conventional | 07/06/2023 |  | 10/05/2023
Carrier Corp. - Indianapolis | Heil | N4A7T60*K*WAA* | N4A7T60*K*WAA* | EVD4X61M24A*+TDR |  | Voluntarily Certified | Single-split-system air condit | False | False | 57500 |  | 13.8 | 13.4 |  |  | False | 30 | 30 | 11.5 | 0 | Coil-Only System | False | Conventional | 07/06/2023 |  | 10/05/2023
Carrier Corp. - Indianapolis | Heil | HVA960GKA2* | HVA960GKA2* | FCM4X60***L+WALLCON |  | Voluntarily Certified | Single-split-system air condit | False | False | 57000 |  | 16.5 | 13.4 |  |  | False | 30 | 30 | 9.5 | 0 | Blower Coil System | True | Conventional | 07/06/2023 |  | 10/05/2023
Carrier Corp. - Indianapolis | ICP Commercial | PAD430000K***K1 | PAD430000K***K1 |  |  | Voluntarily Certified | Single-package air conditioner | False | False | 28000 |  | 13.4 | 13.4 |  |  | False | 30 | 30 | 11.05 | 0 |  | False | Conventional | 07/06/2023 |  | 10/05/2023
Carrier Corp. - Indianapolis | ICP Commercial | PAD436000K***K1 | PAD436000K***K1 |  |  | Voluntarily Certified | Single-package air conditioner | False | False | 33800 |  | 13.4 | 13.4 |  |  | False | 30 | 30 | 11.05 | 0 |  | False | Conventional | 07/06/2023 |  | 10/05/2023
Carrier Corp. - Indianapolis | MSH Legacy | R4A5S49*K*WAA* | R4A5S49*K*WAA* | EA*4X60L24A*+TDR |  | Voluntarily Certified | Single-split-system air condit | False | False | 46000 |  | 14.5 | 13.4 |  |  | False | 30 | 30 | 12.5 | 0 | Coil-Only System | False | Conventional | 07/06/2023 |  | 10/05/2023
Carrier Corp. - Indianapolis | Maratherm | R4A5S49*K*WAA* | R4A5S49*K*WAA* | EA*4X60L24A*+TDR |  | Voluntarily Certified | Single-split-system air condit | False | False | 46000 |  | 14.5 | 13.4 |  |  | False | 30 | 30 | 12.5 | 0 | Coil-Only System | False | Conventional | 07/06/2023 |  | 10/05/2023
Carrier Corp. - Indianapolis | Heil | S4A5S24*K*WAA* | S4A5S24*K*WAA* | EA*4X25L17A*+TDR |  | Voluntarily Certified | Single-split-system air condit | False | False | 23800 |  | 14.3 | 13.4 |  |  | False | 30 | 30 | 12.5 | 0 | Coil-Only System | False | Conventional | 07/06/2023 |  | 10/05/2023
Carrier Corp. - Indianapolis | Heil | R4A5S49*K*WAA* | R4A5S49*K*WAA* | EA*4X60L24A*+TDR |  | Voluntarily Certified | Single-split-system air condit | False | False | 46000 |  | 14.5 | 13.4 |  |  | False | 30 | 30 | 12.5 | 0 | Coil-Only System | False | Conventional | 07/06/2023 |  | 10/05/2023
Carrier Corp. - Indianapolis | Heil | PAD430000K***K1 | PAD430000K***K1 |  |  | Voluntarily Certified | Single-package air conditioner | False | False | 28000 |  | 13.4 | 13.4 |  |  | False | 30 | 30 | 11.05 | 0 |  | False | Conventional | 07/06/2023 |  | 10/05/2023
Carrier Corp. - Indianapolis | Heil | PAD436000K***K1 | PAD436000K***K1 |  |  | Voluntarily Certified | Single-package air conditioner | False | False | 33800 |  | 13.4 | 13.4 |  |  | False | 30 | 30 | 11.05 | 0 |  | False | Conventional | 07/06/2023 |  | 10/05/2023
Carrier Corp. - Indianapolis | Arcoaire | H4A6S36*K*WAA* | H4A6S36*K*WAA* | EVD4X37M21A*+TDR |  | Voluntarily Certified | Single-split-system air condit | False | False | 34200 |  | 14.3 | 13.4 |  |  | False | 30 | 30 | 11.7 | 0 | Coil-Only System | False | Conventional | 07/06/2023 |  | 10/05/2023
Carrier Corp. - Indianapolis | Arcoaire | PGD436***K***K1 | PGD436***K***K1 |  |  | Voluntarily Certified | Single-package air conditioner | False | False | 33800 |  | 13.4 | 13.4 |  |  | False | 30 | 30 | 11.05 | 0 |  | False | Conventional | 07/06/2023 |  | 10/05/2023
Carrier Corp. - Indianapolis | Arcoaire | N4A7T60*K*WAA* | N4A7T60*K*WAA* | EVD4X61M24A*+TDR |  | Voluntarily Certified | Single-split-system air condit | False | False | 57500 |  | 13.8 | 13.4 |  |  | False | 30 | 30 | 11.5 | 0 | Coil-Only System | False | Conventional | 07/06/2023 |  | 10/05/2023
Carrier Corp. - Indianapolis | BRYANT HEATING AND COOLING SYSTEMS | GA7TAN424**WA* | GA7TAN424**WA* | CVPVA2517XMC*+TDR |  | Voluntarily Certified | Single-split-system air condit | False | False | 23400 |  | 14.3 | 13.4 |  |  | False | 30 | 30 | 11.7 | 0 | Coil-Only System | False | Conventional | 07/06/2023 |  | 10/05/2023
Carrier Corp. - Indianapolis | Arcoaire | R4A5S36*K*WAA* | R4A5S36*K*WAA* | EVD4X37M21A*+TDR |  | Voluntarily Certified | Single-split-system air condit | False | False | 34200 |  | 14.3 | 13.4 |  |  | False | 30 | 30 | 11.7 | 0 | Coil-Only System | False | Conventional | 07/06/2023 |  | 10/05/2023
Carrier Corp. - Indianapolis | Comfortmaker | R4A4S24*K*NAA* | R4A4S24*K*NAA* | ESD4X24M14A*+TDR |  | Voluntarily Certified | Single-split-system air condit | False | False | 23200 |  | 13.4 | 13.4 |  |  | False | 30 | 30 | 11.5 | 0 | Coil-Only System | False | Conventional | 07/06/2023 |  | 10/05/2023
Carrier Corp. - Indianapolis | Comfortmaker | C4A6S43*K*WAA* | C4A6S43*K*WAA* | EA*4X43L21A*+TDR |  | Voluntarily Certified | Single-split-system air condit | False | False | 40000 |  | 14.3 | 13.4 |  |  | False | 30 | 30 | 12.5 | 0 | Coil-Only System | False | Conventional | 07/06/2023 |  | 10/05/2023
Carrier Corp. - Indianapolis | Comfortmaker | PAD460000K***K1 | PAD460000K***K1 |  |  | Voluntarily Certified | Single-package air conditioner | False | False | 56000 |  | 13.4 | 13.4 |  |  | False | 30 | 30 | 11.05 | 0 |  | False | Conventional | 07/06/2023 |  | 10/05/2023
Carrier Corp. - Indianapolis | Comfortmaker | PAR548000K***K1 | PAR548000K***K1 |  |  | Voluntarily Certified | Single-package air conditioner | False | False | 46500 |  | 16 | 13.4 |  |  | False | 30 | 30 | 11.8 | 0 |  | False | Conventional | 07/06/2023 |  | 10/05/2023
Carrier Corp. - Indianapolis | Comfortmaker | PAR560000K***K1 | PAR560000K***K1 |  |  | Voluntarily Certified | Single-package air conditioner | False | False | 56000 |  | 15.2 | 13.4 |  |  | False | 30 | 30 | 11.5 | 0 |  | False | Conventional | 07/06/2023 |  | 10/05/2023
Carrier Corp. - Indianapolis | Comfortmaker | R4A5S18*K*WAA* | R4A5S18*K*WAA* | ESD4X24M14A*+TDR |  | Voluntarily Certified | Single-split-system air condit | False | False | 17900 |  | 14.3 | 13.4 |  |  | False | 30 | 30 | 11.7 | 0 | Coil-Only System | False | Conventional | 07/06/2023 |  | 10/05/2023
Carrier Corp. - Indianapolis | Comfortmaker | R4A5S42*K*WAA* | R4A5S42*K*WAA* | EVD4X48M21A*+TDR |  | Voluntarily Certified | Single-split-system air condit | False | False | 45000 |  | 13.8 | 13.4 |  |  | False | 30 | 30 | 11.2 | 0 | Coil-Only System | False | Conventional | 07/06/2023 |  | 10/05/2023
Carrier Corp. - Indianapolis | Comfortmaker | C4A6S61*K*WAA* | C4A6S61*K*WAA* | EVD4X61M24A*+TDR |  | Voluntarily Certified | Single-split-system air condit | False | False | 55500 |  | 14.3 | 13.4 |  |  | False | 30 | 30 | 12 | 0 | Coil-Only System | False | Conventional | 07/06/2023 |  | 10/05/2023
Carrier Corp. - Indianapolis | Comfortmaker | R4A4S30*K*NAA* | R4A4S30*K*NAA* | EA*4X37L21A*+TDR |  | Voluntarily Certified | Single-split-system air condit | False | False | 29400 |  | 14 | 13.4 |  |  | False | 30 | 30 | 11.5 | 0 | Coil-Only System | False | Conventional | 07/06/2023 |  | 10/05/2023
Carrier Corp. - Indianapolis | Comfortmaker | CVA949GKA2*+TSTAT | CVA949GKA2*+TSTAT | FVM4X60***L |  | Voluntarily Certified | Single-split-system air condit | False | False | 44000 |  | 17 | 13.4 |  |  | False | 30 | 30 | 11.7 | 0 | Blower Coil System | False | Conventional | 07/06/2023 |  | 10/05/2023
Carrier Corp. - Indianapolis | Comfortmaker | S4A5S30*K*WAA* | S4A5S30*K*WAA* | EA*4X37L21A*+TDR |  | Voluntarily Certified | Single-split-system air condit | False | False | 28400 |  | 14.3 | 13.4 |  |  | False | 30 | 30 | 12 | 0 | Coil-Only System | False | Conventional | 07/06/2023 |  | 10/05/2023
Carrier Corp. - Indianapolis | Comfortmaker | PAR524000K***K1 | PAR524000K***K1 |  |  | Voluntarily Certified | Single-package air conditioner | False | False | 22200 |  | 15.2 | 13.4 |  |  | False | 30 | 30 | 11.5 | 0 |  | False | Conventional | 07/06/2023 |  | 10/05/2023
Carrier Corp. - Indianapolis | Comfortmaker | N4A7T24*K*WAA* | N4A7T24*K*WAA* | EVD4X25M17A*+TDR |  | Voluntarily Certified | Single-split-system air condit | False | False | 23400 |  | 14.3 | 13.4 |  |  | False | 30 | 30 | 11.7 | 0 | Coil-Only System | False | Conventional | 07/06/2023 |  | 10/05/2023
Carrier Corp. - Indianapolis | Comfortmaker | C4A6S49*K*WAA* | C4A6S49*K*WAA* | EA*4X60L24A*+TDR |  | Voluntarily Certified | Single-split-system air condit | False | False | 46000 |  | 14.5 | 13.4 |  |  | False | 30 | 30 | 12.5 | 0 | Coil-Only System | False | Conventional | 07/06/2023 |  | 10/05/2023
Carrier Corp. - Indianapolis | Comfortmaker | PGD430***K***K1 | PGD430***K***K1 |  |  | Voluntarily Certified | Single-package air conditioner | False | False | 28000 |  | 13.4 | 13.4 |  |  | False | 30 | 30 | 11.05 | 0 |  | False | Conventional | 07/06/2023 |  | 10/05/2023
Carrier Corp. - Indianapolis | Airquest | H4A6S36*K*WAA* | H4A6S36*K*WAA* | EVD4X37M21A*+TDR |  | Voluntarily Certified | Single-split-system air condit | False | False | 34200 |  | 14.3 | 13.4 |  |  | False | 30 | 30 | 11.7 | 0 | Coil-Only System | False | Conventional | 07/06/2023 |  | 10/05/2023
Carrier Corp. - Indianapolis | Airquest | R4A5S36*K*WAA* | R4A5S36*K*WAA* | EVD4X37M21A*+TDR |  | Voluntarily Certified | Single-split-system air condit | False | False | 34200 |  | 14.3 | 13.4 |  |  | False | 30 | 30 | 11.7 | 0 | Coil-Only System | False | Conventional | 07/06/2023 |  | 10/05/2023
Carrier Corp. - Indianapolis | Airquest | N4A7T60*K*WAA* | N4A7T60*K*WAA* | EVD4X61M24A*+TDR |  | Voluntarily Certified | Single-split-system air condit | False | False | 57500 |  | 13.8 | 13.4 |  |  | False | 30 | 30 | 11.5 | 0 | Coil-Only System | False | Conventional | 07/06/2023 |  | 10/05/2023
Carrier Corp. - Indianapolis | Airquest | PGD436***K***K1 | PGD436***K***K1 |  |  | Voluntarily Certified | Single-package air conditioner | False | False | 33800 |  | 13.4 | 13.4 |  |  | False | 30 | 30 | 11.05 | 0 |  | False | Conventional | 07/06/2023 |  | 10/05/2023
Carrier Corp. - Indianapolis | Airquest | HVA960GKA2* | HVA960GKA2* | FCM4X60***L+WALLCON |  | Voluntarily Certified | Single-split-system air condit | False | False | 57000 |  | 16.5 | 13.4 |  |  | False | 30 | 30 | 9.5 | 0 | Blower Coil System | True | Conventional | 07/06/2023 |  | 10/05/2023
Carrier Corp. - Indianapolis | SMART COMFORT | R4A5S36*K*WAA* | R4A5S36*K*WAA* | EVD4X37M21A*+TDR |  | Voluntarily Certified | Single-split-system air condit | False | False | 34200 |  | 14.3 | 13.4 |  |  | False | 30 | 30 | 11.7 | 0 | Coil-Only System | False | Conventional | 07/06/2023 |  | 10/05/2023
Carrier Corp. - Indianapolis | Arcoaire | H4A7T48*K*WAA* | H4A7T48*K*WAA* | EVD4X49M24A*+TDR |  | Voluntarily Certified | Single-split-system air condit | False | False | 47000 |  | 13.8 | 13.4 |  |  | False | 30 | 30 | 12 | 0 | Coil-Only System | False | Conventional | 07/06/2023 |  | 10/05/2023
Carrier Corp. - Indianapolis | Arcoaire | HVA948GKA2*+TSTAT | HVA948GKA2*+TSTAT | FVM4X60***L |  | Voluntarily Certified | Single-split-system air condit | False | False | 46000 |  | 15.5 | 13.4 |  |  | False | 30 | 30 | 10.5 | 0 | Blower Coil System | False | Conventional | 07/06/2023 |  | 10/05/2023
Carrier Corp. - Indianapolis | Arcoaire | HVA936GKA3*+TSTAT | HVA936GKA3*+TSTAT | FVM4X48***L |  | Voluntarily Certified | Single-split-system air condit | False | False | 35200 |  | 15.5 | 13.4 |  |  | False | 30 | 30 | 10 | 0 | Blower Coil System | False | Conventional | 07/06/2023 |  | 10/05/2023
Carrier Corp. - Indianapolis | BRYANT HEATING AND COOLING SYSTEMS | 707CNXK30000AA* | 707CNXK30000AA* |  |  | Voluntarily Certified | Single-package air conditioner | False | False | 28000 |  | 13.4 | 13.4 |  |  | False | 30 | 30 | 11.05 | 0 |  | False | Conventional | 07/06/2023 |  | 10/05/2023
Carrier Corp. - Indianapolis | BRYANT HEATING AND COOLING SYSTEMS | 189BNV049*0**B*+TSTAT | 189BNV049*0**B*+TSTAT | FV4CNB006L |  | Voluntarily Certified | Single-split-system air condit | False | False | 44000 |  | 17 | 13.4 |  |  | False | 30 | 30 | 11.7 | 0 | Blower Coil System | False | Conventional | 07/06/2023 |  | 10/05/2023
Carrier Corp. - Indianapolis | BRYANT HEATING AND COOLING SYSTEMS | BA16NW061*0**B* | BA16NW061*0**B* | CNPV*6124AL*+TDR |  | Voluntarily Certified | Single-split-system air condit | False | False | 57500 |  | 13.8 | 13.4 |  |  | False | 30 | 30 | 11.2 | 0 | Coil-Only System | False | Conventional | 07/06/2023 |  | 10/05/2023
Carrier Corp. - Indianapolis | BRYANT HEATING AND COOLING SYSTEMS | 186CNV048*0**B* | 186CNV048*0**B* | CAP**6121AL*+UI | 88*TA60110C21*** | Voluntarily Certified | Single-split-system air condit | False | False | 46000 |  | 21.5 | 13.4 |  |  | False | 30 | 30 | 12.5 | 0 | Blower Coil System | True | Conventional | 07/06/2023 |  | 10/05/2023
Carrier Corp. - Indianapolis | BRYANT HEATING AND COOLING SYSTEMS | PA4SAN448**NA* | PA4SAN448**NA* | CAP**6124AL*+TDR |  | Voluntarily Certified | Single-split-system air condit | False | False | 45000 |  | 13.4 | 13.4 |  |  | False | 30 | 30 | 11.5 | 0 | Coil-Only System | False | Conventional | 07/06/2023 |  | 10/05/2023
Carrier Corp. - Indianapolis | Maratherm | N4A7T24*K*WAA* | N4A7T24*K*WAA* | EVD4X25M17A*+TDR |  | Voluntarily Certified | Single-split-system air condit | False | False | 23400 |  | 14.3 | 13.4 |  |  | False | 30 | 30 | 11.7 | 0 | Coil-Only System | False | Conventional | 07/06/2023 |  | 10/05/2023
Carrier Corp. - Indianapolis | Maratherm | R4A5S18*K*WAA* | R4A5S18*K*WAA* | ESD4X24M14A*+TDR |  | Voluntarily Certified | Single-split-system air condit | False | False | 17900 |  | 14.3 | 13.4 |  |  | False | 30 | 30 | 11.7 | 0 | Coil-Only System | False | Conventional | 07/06/2023 |  | 10/05/2023
Carrier Corp. - Indianapolis | Maratherm | R4A4S30*K*NAA* | R4A4S30*K*NAA* | EA*4X37L21A*+TDR |  | Voluntarily Certified | Single-split-system air condit | False | False | 29400 |  | 14 | 13.4 |  |  | False | 30 | 30 | 11.5 | 0 | Coil-Only System | False | Conventional | 07/06/2023 |  | 10/05/2023
Carrier Corp. - Indianapolis | Maratherm | PAR524000K***K1 | PAR524000K***K1 |  |  | Voluntarily Certified | Single-package air conditioner | False | False | 22200 |  | 15.2 | 13.4 |  |  | False | 30 | 30 | 11.5 | 0 |  | False | Conventional | 07/06/2023 |  | 10/05/2023
Carrier Corp. - Indianapolis | Keeprite | R4A5S18*K*WAA* | R4A5S18*K*WAA* | ESD4X24M14A*+TDR |  | Voluntarily Certified | Single-split-system air condit | False | False | 17900 |  | 14.3 | 13.4 |  |  | False | 30 | 30 | 11.7 | 0 | Coil-Only System | False | Conventional | 07/06/2023 |  | 10/05/2023
Carrier Corp. - Indianapolis | Keeprite | R4A5S42*K*WAA* | R4A5S42*K*WAA* | EVD4X48M21A*+TDR |  | Voluntarily Certified | Single-split-system air condit | False | False | 45000 |  | 13.8 | 13.4 |  |  | False | 30 | 30 | 11.2 | 0 | Coil-Only System | False | Conventional | 07/06/2023 |  | 10/05/2023
Carrier Corp. - Indianapolis | Keeprite | R4A4S30*K*NAA* | R4A4S30*K*NAA* | EA*4X37L21A*+TDR |  | Voluntarily Certified | Single-split-system air condit | False | False | 29400 |  | 14 | 13.4 |  |  | False | 30 | 30 | 11.5 | 0 | Coil-Only System | False | Conventional | 07/06/2023 |  | 10/05/2023
Carrier Corp. - Indianapolis | Keeprite | N4A7T24*K*WAA* | N4A7T24*K*WAA* | EVD4X25M17A*+TDR |  | Voluntarily Certified | Single-split-system air condit | False | False | 23400 |  | 14.3 | 13.4 |  |  | False | 30 | 30 | 11.7 | 0 | Coil-Only System | False | Conventional | 07/06/2023 |  | 10/05/2023
Carrier Corp. - Indianapolis | Keeprite | PAR524000K***K1 | PAR524000K***K1 |  |  | Voluntarily Certified | Single-package air conditioner | False | False | 22200 |  | 15.2 | 13.4 |  |  | False | 30 | 30 | 11.5 | 0 |  | False | Conventional | 07/06/2023 |  | 10/05/2023
Carrier Corp. - Indianapolis | Tempstar | TVA948GKA2* | TVA948GKA2* | FCM4X60***L+WALLCON |  | Voluntarily Certified | Single-split-system air condit | False | False | 46000 |  | 18 | 13.4 |  |  | False | 30 | 30 | 10.5 | 0 | Blower Coil System | True | Conventional | 07/06/2023 |  | 10/05/2023
Carrier Corp. - Indianapolis | Tempstar | S4A5S30*K*WAA* | S4A5S30*K*WAA* | EA*4X37L21A*+TDR |  | Voluntarily Certified | Single-split-system air condit | False | False | 28400 |  | 14.3 | 13.4 |  |  | False | 30 | 30 | 12 | 0 | Coil-Only System | False | Conventional | 07/06/2023 |  | 10/05/2023
Carrier Corp. - Indianapolis | Tempstar | R4A5S18*K*WAA* | R4A5S18*K*WAA* | ESD4X24M14A*+TDR |  | Voluntarily Certified | Single-split-system air condit | False | False | 17900 |  | 14.3 | 13.4 |  |  | False | 30 | 30 | 11.7 | 0 | Coil-Only System | False | Conventional | 07/06/2023 |  | 10/05/2023
Carrier Corp. - Indianapolis | Tempstar | R4A5S42*K*WAA* | R4A5S42*K*WAA* | EVD4X48M21A*+TDR |  | Voluntarily Certified | Single-split-system air condit | False | False | 45000 |  | 13.8 | 13.4 |  |  | False | 30 | 30 | 11.2 | 0 | Coil-Only System | False | Conventional | 07/06/2023 |  | 10/05/2023
Carrier Corp. - Indianapolis | Tempstar | R4A4S30*K*NAA* | R4A4S30*K*NAA* | EA*4X37L21A*+TDR |  | Voluntarily Certified | Single-split-system air condit | False | False | 29400 |  | 14 | 13.4 |  |  | False | 30 | 30 | 11.5 | 0 | Coil-Only System | False | Conventional | 07/06/2023 |  | 10/05/2023
Carrier Corp. - Indianapolis | BRYANT HEATING AND COOLING SYSTEMS | PA7TAN436**WA* | PA7TAN436**WA* | CVPVA3721XMC*+TDR |  | Voluntarily Certified | Single-split-system air condit | False | False | 35000 |  | 14.3 | 13.4 |  |  | False | 30 | 30 | 12 | 0 | Coil-Only System | False | Conventional | 07/06/2023 |  | 10/05/2023
Carrier Corp. - Indianapolis | BRYANT HEATING AND COOLING SYSTEMS | 126SAN030**WA* | 126SAN030**WA* | CVPVA3017XMC*+TDR |  | Voluntarily Certified | Single-split-system air condit | False | False | 28800 |  | 14.3 | 13.4 |  |  | False | 30 | 30 | 11.7 | 0 | Coil-Only System | False | Conventional | 07/06/2023 |  | 10/05/2023
Carrier Corp. - Indianapolis | BRYANT HEATING AND COOLING SYSTEMS | GA4SAN424**NA* | GA4SAN424**NA* | CSPVA2414XMC*+TDR |  | Voluntarily Certified | Single-split-system air condit | False | False | 23200 |  | 13.4 | 13.4 |  |  | False | 30 | 30 | 11.5 | 0 | Coil-Only System | False | Conventional | 07/06/2023 |  | 10/05/2023
Carrier Corp. - Indianapolis | BRYANT HEATING AND COOLING SYSTEMS | 114SAN018**NA* | 114SAN018**NA* | CAP**1917AL*+TDR |  | Voluntarily Certified | Single-split-system air condit | False | False | 18000 |  | 13.4 | 13.4 |  |  | False | 30 | 30 | 11.5 | 0 | Coil-Only System | False | Conventional | 07/06/2023 |  | 10/05/2023
Carrier Corp. - Indianapolis | BRYANT HEATING AND COOLING SYSTEMS | PA4SAN442**NA* | PA4SAN442**NA* | CVPVA4221XMC*+TDR |  | Voluntarily Certified | Single-split-system air condit | False | False | 38500 |  | 13.4 | 13.4 |  |  | False | 30 | 30 | 11 | 0 | Coil-Only System | False | Conventional | 07/06/2023 |  | 10/05/2023
Carrier Corp. - Indianapolis | Keeprite | C4A6S61*K*WAA* | C4A6S61*K*WAA* | EVD4X61M24A*+TDR |  | Voluntarily Certified | Single-split-system air condit | False | False | 55500 |  | 14.3 | 13.4 |  |  | False | 30 | 30 | 12 | 0 | Coil-Only System | False | Conventional | 07/06/2023 |  | 10/05/2023
Carrier Corp. - Indianapolis | Keeprite | S4A5S30*K*WAA* | S4A5S30*K*WAA* | EA*4X37L21A*+TDR |  | Voluntarily Certified | Single-split-system air condit | False | False | 28400 |  | 14.3 | 13.4 |  |  | False | 30 | 30 | 12 | 0 | Coil-Only System | False | Conventional | 07/06/2023 |  | 10/05/2023
Carrier Corp. - Indianapolis | Keeprite | CVA949GKA2*+TSTAT | CVA949GKA2*+TSTAT | FVM4X60***L |  | Voluntarily Certified | Single-split-system air condit | False | False | 44000 |  | 17 | 13.4 |  |  | False | 30 | 30 | 11.7 | 0 | Blower Coil System | False | Conventional | 07/06/2023 |  | 10/05/2023
Carrier Corp. - Indianapolis | ICP Commercial | PAR524000K***K1 | PAR524000K***K1 |  |  | Voluntarily Certified | Single-package air conditioner | False | False | 22200 |  | 15.2 | 13.4 |  |  | False | 30 | 30 | 11.5 | 0 |  | False | Conventional | 07/06/2023 |  | 10/05/2023
Carrier Corp. - Indianapolis | MSH Legacy | R4A4S30*K*NAA* | R4A4S30*K*NAA* | EA*4X37L21A*+TDR |  | Voluntarily Certified | Single-split-system air condit | False | False | 29400 |  | 14 | 13.4 |  |  | False | 30 | 30 | 11.5 | 0 | Coil-Only System | False | Conventional | 07/06/2023 |  | 10/05/2023
Carrier Corp. - Indianapolis | MSH Legacy | R4A5S18*K*WAA* | R4A5S18*K*WAA* | ESD4X24M14A*+TDR |  | Voluntarily Certified | Single-split-system air condit | False | False | 17900 |  | 14.3 | 13.4 |  |  | False | 30 | 30 | 11.7 | 0 | Coil-Only System | False | Conventional | 07/06/2023 |  | 10/05/2023
Carrier Corp. - Indianapolis | MSH Legacy | R4A5S42*K*WAA* | R4A5S42*K*WAA* | EVD4X48M21A*+TDR |  | Voluntarily Certified | Single-split-system air condit | False | False | 45000 |  | 13.8 | 13.4 |  |  | False | 30 | 30 | 11.2 | 0 | Coil-Only System | False | Conventional | 07/06/2023 |  | 10/05/2023
Carrier Corp. - Indianapolis | Maratherm | R4A5S42*K*WAA* | R4A5S42*K*WAA* | EVD4X48M21A*+TDR |  | Voluntarily Certified | Single-split-system air condit | False | False | 45000 |  | 13.8 | 13.4 |  |  | False | 30 | 30 | 11.2 | 0 | Coil-Only System | False | Conventional | 07/06/2023 |  | 10/05/2023
Carrier Corp. - Indianapolis | Day & Night | R4A4S48*K*NAA* | R4A4S48*K*NAA* | EA*4X61L24A*+TDR |  | Voluntarily Certified | Single-split-system air condit | False | False | 45000 |  | 13.4 | 13.4 |  |  | False | 30 | 30 | 11.5 | 0 | Coil-Only System | False | Conventional | 07/06/2023 |  | 10/05/2023
Carrier Corp. - Indianapolis | Day & Night | PAD424000K***K1 | PAD424000K***K1 |  |  | Voluntarily Certified | Single-package air conditioner | False | False | 22800 |  | 13.4 | 13.4 |  |  | False | 30 | 30 | 11.05 | 0 |  | False | Conventional | 07/06/2023 |  | 10/05/2023
Carrier Corp. - Indianapolis | Day & Night | CVA948GKA2*+TSTAT | CVA948GKA2*+TSTAT | FVM4X60***L |  | Voluntarily Certified | Single-split-system air condit | False | False | 46000 |  | 15.5 | 13.4 |  |  | False | 30 | 30 | 10.5 | 0 | Blower Coil System | False | Conventional | 07/06/2023 |  | 10/05/2023
Carrier Corp. - Indianapolis | Tempstar | TVA948GKA2*+TSTAT | TVA948GKA2*+TSTAT | FVM4X60***L |  | Voluntarily Certified | Single-split-system air condit | False | False | 46000 |  | 15.5 | 13.4 |  |  | False | 30 | 30 | 10.5 | 0 | Blower Coil System | False | Conventional | 07/06/2023 |  | 10/05/2023
Carrier Corp. - Indianapolis | Tempstar | PAD424000K***K1 | PAD424000K***K1 |  |  | Voluntarily Certified | Single-package air conditioner | False | False | 22800 |  | 13.4 | 13.4 |  |  | False | 30 | 30 | 11.05 | 0 |  | False | Conventional | 07/06/2023 |  | 10/05/2023
Carrier Corp. - Indianapolis | Tempstar | R4A4S48*K*NAA* | R4A4S48*K*NAA* | EA*4X61L24A*+TDR |  | Voluntarily Certified | Single-split-system air condit | False | False | 45000 |  | 13.4 | 13.4 |  |  | False | 30 | 30 | 11.5 | 0 | Coil-Only System | False | Conventional | 07/06/2023 |  | 10/05/2023
Carrier Corp. - Indianapolis | Day & Night | PGD430***K***K1 | PGD430***K***K1 |  |  | Voluntarily Certified | Single-package air conditioner | False | False | 28000 |  | 13.4 | 13.4 |  |  | False | 30 | 30 | 11.05 | 0 |  | False | Conventional | 07/06/2023 |  | 10/05/2023
Carrier Corp. - Indianapolis | Day & Night | C4A6S49*K*WAA* | C4A6S49*K*WAA* | EA*4X60L24A*+TDR |  | Voluntarily Certified | Single-split-system air condit | False | False | 46000 |  | 14.5 | 13.4 |  |  | False | 30 | 30 | 12.5 | 0 | Coil-Only System | False | Conventional | 07/06/2023 |  | 10/05/2023
Carrier Corp. - Indianapolis | Tempstar | PGD430***K***K1 | PGD430***K***K1 |  |  | Voluntarily Certified | Single-package air conditioner | False | False | 28000 |  | 13.4 | 13.4 |  |  | False | 30 | 30 | 11.05 | 0 |  | False | Conventional | 07/06/2023 |  | 10/05/2023
Carrier Corp. - Indianapolis | Tempstar | TVA937GKA2*+TSTAT | TVA937GKA2*+TSTAT | FVM4X60***L |  | Voluntarily Certified | Single-split-system air condit | False | False | 33400 |  | 17 | 13.4 |  |  | False | 30 | 30 | 12 | 0 | Blower Coil System | False | Conventional | 07/06/2023 |  | 10/05/2023
Carrier Corp. - Indianapolis | Keeprite | R4A4S24*K*NAA* | R4A4S24*K*NAA* | ESD4X24M14A*+TDR |  | Voluntarily Certified | Single-split-system air condit | False | False | 23200 |  | 13.4 | 13.4 |  |  | False | 30 | 30 | 11.5 | 0 | Coil-Only System | False | Conventional | 07/06/2023 |  | 10/05/2023
Carrier Corp. - Indianapolis | Keeprite | N4A5S42*K*WAA* | N4A5S42*K*WAA* | EVD4X48M21A*+TDR |  | Voluntarily Certified | Single-split-system air condit | False | False | 45000 |  | 13.8 | 13.4 |  |  | False | 30 | 30 | 11.2 | 0 | Coil-Only System | False | Conventional | 07/06/2023 |  | 10/05/2023
Carrier Corp. - Indianapolis | Keeprite | N4A7T48*K*WAA* | N4A7T48*K*WAA* | EVD4X49M24A*+TDR |  | Voluntarily Certified | Single-split-system air condit | False | False | 47000 |  | 13.8 | 13.4 |  |  | False | 30 | 30 | 12 | 0 | Coil-Only System | False | Conventional | 07/06/2023 |  | 10/05/2023
Carrier Corp. - Indianapolis | Keeprite | PAJ460***K***K* | PAJ460***K***K* |  |  | Voluntarily Certified | Single-package air conditioner | False | False | 53500 |  | 13.4 | 13.4 |  |  | False | 30 | 30 | 10.6 | 0 |  | False | Conventional | 07/06/2023 |  | 10/05/2023
Carrier Corp. - Indianapolis | Keeprite | PAR548000K***K1 | PAR548000K***K1 |  |  | Voluntarily Certified | Single-package air conditioner | False | False | 46500 |  | 16 | 13.4 |  |  | False | 30 | 30 | 11.8 | 0 |  | False | Conventional | 07/06/2023 |  | 10/05/2023
Carrier Corp. - Indianapolis | Keeprite | PAR560000K***K1 | PAR560000K***K1 |  |  | Voluntarily Certified | Single-package air conditioner | False | False | 56000 |  | 15.2 | 13.4 |  |  | False | 30 | 30 | 11.5 | 0 |  | False | Conventional | 07/06/2023 |  | 10/05/2023
Carrier Corp. - Indianapolis | Keeprite | PAD460000K***K1 | PAD460000K***K1 |  |  | Voluntarily Certified | Single-package air conditioner | False | False | 56000 |  | 13.4 | 13.4 |  |  | False | 30 | 30 | 11.05 | 0 |  | False | Conventional | 07/06/2023 |  | 10/05/2023
Carrier Corp. - Indianapolis | Keeprite | C4A6S43*K*WAA* | C4A6S43*K*WAA* | EA*4X43L21A*+TDR |  | Voluntarily Certified | Single-split-system air condit | False | False | 40000 |  | 14.3 | 13.4 |  |  | False | 30 | 30 | 12.5 | 0 | Coil-Only System | False | Conventional | 07/06/2023 |  | 10/05/2023
Carrier Corp. - Indianapolis | Tempstar | PAD460000K***K1 | PAD460000K***K1 |  |  | Voluntarily Certified | Single-package air conditioner | False | False | 56000 |  | 13.4 | 13.4 |  |  | False | 30 | 30 | 11.05 | 0 |  | False | Conventional | 07/06/2023 |  | 10/05/2023
Carrier Corp. - Indianapolis | Tempstar | TVA949GKA2*+TSTAT | TVA949GKA2*+TSTAT | FVM4X60***L |  | Voluntarily Certified | Single-split-system air condit | False | False | 44000 |  | 17 | 13.4 |  |  | False | 30 | 30 | 11.7 | 0 | Blower Coil System | False | Conventional | 07/06/2023 |  | 10/05/2023
Carrier Corp. - Indianapolis | Tempstar | TVA925GKA3*+TSTAT | TVA925GKA3*+TSTAT | FVM4X48***L |  | Voluntarily Certified | Single-split-system air condit | False | False | 24000 |  | 16.5 | 13.4 |  |  | False | 30 | 30 | 11.7 | 0 | Blower Coil System | False | Conventional | 07/06/2023 |  | 10/05/2023
Carrier Corp. - Indianapolis | Tempstar | R4A4S24*K*NAA* | R4A4S24*K*NAA* | ESD4X24M14A*+TDR |  | Voluntarily Certified | Single-split-system air condit | False | False | 23200 |  | 13.4 | 13.4 |  |  | False | 30 | 30 | 11.5 | 0 | Coil-Only System | False | Conventional | 07/06/2023 |  | 10/05/2023
Carrier Corp. - Indianapolis | Keeprite | PGD430***K***K1 | PGD430***K***K1 |  |  | Voluntarily Certified | Single-package air conditioner | False | False | 28000 |  | 13.4 | 13.4 |  |  | False | 30 | 30 | 11.05 | 0 |  | False | Conventional | 07/06/2023 |  | 10/05/2023
Carrier Corp. - Indianapolis | Keeprite | C4A6S49*K*WAA* | C4A6S49*K*WAA* | EA*4X60L24A*+TDR |  | Voluntarily Certified | Single-split-system air condit | False | False | 46000 |  | 14.5 | 13.4 |  |  | False | 30 | 30 | 12.5 | 0 | Coil-Only System | False | Conventional | 07/06/2023 |  | 10/05/2023
Carrier Corp. - Indianapolis | Kenmore | (C,H,T)VA937GKA2*+TSTAT | (C,H,T)VA937GKA2*+TSTAT | FVM4X60***L |  | Voluntarily Certified | Single-split-system air condit | False | False | 33400 |  | 17 | 13.4 |  |  | False | 30 | 30 | 12 | 0 | Blower Coil System | False | Conventional | 07/06/2023 |  | 10/05/2023
Carrier Corp. - Indianapolis | Kenmore | N4A7T60*K*WAA* | N4A7T60*K*WAA* | EVD4X61M24A*+TDR |  | Voluntarily Certified | Single-split-system air condit | False | False | 57500 |  | 13.8 | 13.4 |  |  | False | 30 | 30 | 11.5 | 0 | Coil-Only System | False | Conventional | 07/06/2023 |  | 10/05/2023
Carrier Corp. - Indianapolis | Kenmore | (C,H,T)VA925GKA2* | (C,H,T)VA925GKA2* | FCM4X48***L+WALLCON |  | Voluntarily Certified | Single-split-system air condit | False | False | 23800 |  | 18.5 | 13.4 |  |  | False | 30 | 30 | 11.7 | 0 | Blower Coil System | True | Conventional | 07/06/2023 |  | 10/05/2023
Carrier Corp. - Indianapolis | Kenmore | R4A5S36*K*WAA* | R4A5S36*K*WAA* | EVD4X37M21A*+TDR |  | Voluntarily Certified | Single-split-system air condit | False | False | 34200 |  | 14.3 | 13.4 |  |  | False | 30 | 30 | 11.7 | 0 | Coil-Only System | False | Conventional | 07/06/2023 |  | 10/05/2023
Carrier Corp. - Indianapolis | Day & Night | CVA924GKA**+TSTAT | CVA924GKA**+TSTAT | FVM4X24***L |  | Voluntarily Certified | Single-split-system air condit | False | False | 24200 |  | 15.5 | 13.4 |  |  | False | 30 | 30 | 10 | 0 | Blower Coil System | False | Conventional | 07/06/2023 |  | 10/05/2023
Carrier Corp. - Indianapolis | Airquest | N4A760GKA* | N4A760GKA* | EA*4X61L24A*+TDR |  | Voluntarily Certified | Single-split-system air condit | False | False | 56500 |  | 13.8 | 13.4 |  |  | False | 30 | 30 | 11.2 | 0 | Coil-Only System | False | Conventional | 07/06/2023 |  | 10/05/2023
Carrier Corp. - Indianapolis | Kenmore | N4A760GKA* | N4A760GKA* | EA*4X61L24A*+TDR |  | Voluntarily Certified | Single-split-system air condit | False | False | 56500 |  | 13.8 | 13.4 |  |  | False | 30 | 30 | 11.2 | 0 | Coil-Only System | False | Conventional | 07/06/2023 |  | 10/05/2023
Carrier Corp. - Indianapolis | Carrier | 50FC*C05***3* | 50FC*C05***3* |  |  | Voluntarily Certified | Single-package air conditioner | False | False | 48000 |  | 13.8 | 13.4 |  |  | True | 12 | 30 | 11.5 | 0 |  | False | Conventional | 07/06/2023 |  | 10/05/2023
Carrier Corp. - Indianapolis | Carrier | 50GC*(T,H)06****3* | 50GC*(T,H)06****3* |  |  | Voluntarily Certified | Single-package air conditioner | False | False | 59000 |  | 16.5 | 13.4 |  |  | True | 30 | 30 | 12 | 0 |  | False | Conventional | 07/06/2023 |  | 10/05/2023
Carrier Corp. - Indianapolis | Carrier | 48FC*C04***3* | 48FC*C04***3* |  |  | Voluntarily Certified | Single-package air conditioner | False | False | 34000 |  | 13.4 | 13.4 |  |  | True | 9 | 30 | 11.5 | 0 |  | False | Conventional | 07/06/2023 |  | 10/05/2023
Carrier Corp. - Indianapolis | BRYANT HEATING AND COOLING SYSTEMS | 189BNV037*0**A* | 189BNV037*0**A* | FE4ANB006L+UI |  | Voluntarily Certified | Single-split-system air condit | False | False | 33200 |  | 18.5 | 13.4 |  |  | False | 30 | 30 | 12 | 0 | Blower Coil System | True | Conventional | 07/06/2023 |  | 10/05/2023
Carrier Corp. - Indianapolis | Airquest | RAW037K* | RAW037K* |  |  | Voluntarily Certified | Single-package air conditioner | False | False | 35000 |  | 16 | 13.4 |  |  | True | 9 | 30 | 12 | 0 |  | False | Conventional | 07/06/2023 |  | 10/05/2023
Carrier Corp. - Indianapolis | Kenmore | (C,H,T)VA949GKA** | (C,H,T)VA949GKA** | FCM4X60***L+WALLCON |  | Voluntarily Certified | Single-split-system air condit | False | False | 44500 |  | 19 | 13.4 |  |  | False | 30 | 30 | 12 | 0 | Blower Coil System | True | Conventional | 07/06/2023 |  | 10/05/2023
Carrier Corp. - Indianapolis | Carrier | 48GC*(T,H)06***3* | 48GC*(T,H)06***3* |  |  | Voluntarily Certified | Single-package air conditioner | False | False | 59000 |  | 16.5 | 13.4 |  |  | True | 30 | 30 | 12 | 0 |  | False | Conventional | 07/06/2023 |  | 10/05/2023
Carrier Corp. - Indianapolis | BRYANT HEATING AND COOLING SYSTEMS | 189BNV024B0**A*+TSTAT | 189BNV024B0**A*+TSTAT | FV4CNF002L |  | Voluntarily Certified | Single-split-system air condit | False | False | 24200 |  | 15.5 | 13.4 |  |  | False | 30 | 30 | 10 | 0 | Blower Coil System | False | Conventional | 07/06/2023 |  | 10/05/2023
Carrier Corp. - Indianapolis | Arcoaire | N4A760GKA* | N4A760GKA* | EA*4X61L24A*+TDR |  | Voluntarily Certified | Single-split-system air condit | False | False | 56500 |  | 13.8 | 13.4 |  |  | False | 30 | 30 | 11.2 | 0 | Coil-Only System | False | Conventional | 07/06/2023 |  | 10/05/2023
Carrier Corp. - Indianapolis | Heil | N4A760GKA* | N4A760GKA* | EA*4X61L24A*+TDR |  | Voluntarily Certified | Single-split-system air condit | False | False | 56500 |  | 13.8 | 13.4 |  |  | False | 30 | 30 | 11.2 | 0 | Coil-Only System | False | Conventional | 07/06/2023 |  | 10/05/2023
Carrier Corp. - Indianapolis | Maratherm | N4A760GKA* | N4A760GKA* | EA*4X61L24A*+TDR |  | Voluntarily Certified | Single-split-system air condit | False | False | 56500 |  | 13.8 | 13.4 |  |  | False | 30 | 30 | 11.2 | 0 | Coil-Only System | False | Conventional | 07/06/2023 |  | 10/05/2023
Carrier Corp. - Indianapolis | Tempstar | TVA949GKA** | TVA949GKA** | FCM4X60***L+WALLCON |  | Voluntarily Certified | Single-split-system air condit | False | False | 44500 |  | 19 | 13.4 |  |  | False | 30 | 30 | 12 | 0 | Blower Coil System | True | Conventional | 07/06/2023 |  | 10/05/2023
Carrier Corp. - Indianapolis | Day & Night | N4A760GKA* | N4A760GKA* | EA*4X61L24A*+TDR |  | Voluntarily Certified | Single-split-system air condit | False | False | 56500 |  | 13.8 | 13.4 |  |  | False | 30 | 30 | 11.2 | 0 | Coil-Only System | False | Conventional | 07/06/2023 |  | 10/05/2023
Carrier Corp. - Indianapolis | ICP Commercial | RAW037K* | RAW037K* |  |  | Voluntarily Certified | Single-package air conditioner | False | False | 35000 |  | 16 | 13.4 |  |  | True | 9 | 30 | 12 | 0 |  | False | Conventional | 07/06/2023 |  | 10/05/2023
Carrier Corp. - Indianapolis | Heil | RAW037K* | RAW037K* |  |  | Voluntarily Certified | Single-package air conditioner | False | False | 35000 |  | 16 | 13.4 |  |  | True | 9 | 30 | 12 | 0 |  | False | Conventional | 07/06/2023 |  | 10/05/2023
Carrier Corp. - Indianapolis | Airquest | HVA960GKA** | HVA960GKA** | FCM4X60***L+WALLCON |  | Voluntarily Certified | Single-split-system air condit | False | False | 57000 |  | 16.5 | 13.4 |  |  | False | 30 | 30 | 9.5 | 0 | Blower Coil System | True | Conventional | 07/06/2023 |  | 10/05/2023
Carrier Corp. - Indianapolis | Heil | HVA960GKA** | HVA960GKA** | FCM4X60***L+WALLCON |  | Voluntarily Certified | Single-split-system air condit | False | False | 57000 |  | 16.5 | 13.4 |  |  | False | 30 | 30 | 9.5 | 0 | Blower Coil System | True | Conventional | 07/06/2023 |  | 10/05/2023
Carrier Corp. - Indianapolis | Airquest | RGW037K* | RGW037K* |  |  | Voluntarily Certified | Single-package air conditioner | False | False | 35000 |  | 16 | 13.4 |  |  | True | 9 | 30 | 12 | 0 |  | False | Conventional | 07/06/2023 |  | 10/05/2023
Carrier Corp. - Indianapolis | Kenmore | (C,H,T)VA924GKA** | (C,H,T)VA924GKA** | FCM4X24***L+WALLCON |  | Voluntarily Certified | Single-split-system air condit | False | False | 24400 |  | 17 | 13.4 |  |  | False | 30 | 30 | 10 | 0 | Blower Coil System | True | Conventional | 07/06/2023 |  | 10/05/2023
Carrier Corp. - Indianapolis | Kenmore | (C,H,T)VA937GKA**+TSTAT | (C,H,T)VA937GKA**+TSTAT | FVM4X60***L |  | Voluntarily Certified | Single-split-system air condit | False | False | 33400 |  | 17 | 13.4 |  |  | False | 30 | 30 | 12 | 0 | Blower Coil System | False | Conventional | 07/06/2023 |  | 10/05/2023
Carrier Corp. - Indianapolis | Carrier | 50GC*(T,H)04***3* | 50GC*(T,H)04***3* |  |  | Voluntarily Certified | Single-package air conditioner | False | False | 35000 |  | 16 | 13.4 |  |  | True | 9 | 30 | 12 | 0 |  | False | Conventional | 07/06/2023 |  | 10/05/2023
Carrier Corp. - Indianapolis | Airquest | RGV049K* | RGV049K* |  |  | Voluntarily Certified | Single-package air conditioner | False | False | 48000 |  | 13.8 | 13.4 |  |  | True | 12 | 30 | 11.5 | 0 |  | False | Conventional | 07/06/2023 |  | 10/05/2023
Carrier Corp. - Indianapolis | Arcoaire | RGV049K* | RGV049K* |  |  | Voluntarily Certified | Single-package air conditioner | False | False | 48000 |  | 13.8 | 13.4 |  |  | True | 12 | 30 | 11.5 | 0 |  | False | Conventional | 07/06/2023 |  | 10/05/2023
Carrier Corp. - Indianapolis | BRYANT HEATING AND COOLING SYSTEMS | 127ANA048*0**B** | 127ANA048*0**B** | CAP**6124AL*+TDR |  | Voluntarily Certified | Single-split-system air condit | False | False | 48500 |  | 13.8 | 13.4 |  |  | False | 30 | 30 | 11.2 | 0 | Coil-Only System | False | Conventional | 07/06/2023 |  | 10/05/2023
Carrier Corp. - Indianapolis | Keeprite | N4A760GKA* | N4A760GKA* | EA*4X61L24A*+TDR |  | Voluntarily Certified | Single-split-system air condit | False | False | 56500 |  | 13.8 | 13.4 |  |  | False | 30 | 30 | 11.2 | 0 | Coil-Only System | False | Conventional | 07/06/2023 |  | 10/05/2023
Carrier Corp. - Indianapolis | Carrier | 48GC*(T,H)05***3* | 48GC*(T,H)05***3* |  |  | Voluntarily Certified | Single-package air conditioner | False | False | 46500 |  | 16 | 13.4 |  |  | True | 12 | 30 | 12 | 0 |  | False | Conventional | 07/06/2023 |  | 10/05/2023
Carrier Corp. - Indianapolis | Tempstar | N4A760GKA* | N4A760GKA* | EA*4X61L24A*+TDR |  | Voluntarily Certified | Single-split-system air condit | False | False | 56500 |  | 13.8 | 13.4 |  |  | False | 30 | 30 | 11.2 | 0 | Coil-Only System | False | Conventional | 07/06/2023 |  | 10/05/2023
Carrier Corp. - Indianapolis | Comfortmaker | RGV049K* | RGV049K* |  |  | Voluntarily Certified | Single-package air conditioner | False | False | 48000 |  | 13.8 | 13.4 |  |  | True | 12 | 30 | 11.5 | 0 |  | False | Conventional | 07/06/2023 |  | 10/05/2023
Carrier Corp. - Indianapolis | Keeprite | RGV049K* | RGV049K* |  |  | Voluntarily Certified | Single-package air conditioner | False | False | 48000 |  | 13.8 | 13.4 |  |  | True | 12 | 30 | 11.5 | 0 |  | False | Conventional | 07/06/2023 |  | 10/05/2023
Carrier Corp. - Indianapolis | ICP Commercial | RGV049K* | RGV049K* |  |  | Voluntarily Certified | Single-package air conditioner | False | False | 48000 |  | 13.8 | 13.4 |  |  | True | 12 | 30 | 11.5 | 0 |  | False | Conventional | 07/06/2023 |  | 10/05/2023
Carrier Corp. - Indianapolis | Day & Night | CVA948GKA** | CVA948GKA** | FCM4X60***L+WALLCON |  | Voluntarily Certified | Single-split-system air condit | False | False | 46000 |  | 18 | 13.4 |  |  | False | 30 | 30 | 10.5 | 0 | Blower Coil System | True | Conventional | 07/06/2023 |  | 10/05/2023
Carrier Corp. - Indianapolis | Kenmore | (C,H,T)VA948GKA** | (C,H,T)VA948GKA** | FCM4X60***L+WALLCON |  | Voluntarily Certified | Single-split-system air condit | False | False | 46000 |  | 18 | 13.4 |  |  | False | 30 | 30 | 10.5 | 0 | Blower Coil System | True | Conventional | 07/06/2023 |  | 10/05/2023
Carrier Corp. - Indianapolis | Carrier | 50FC*C04***3* | 50FC*C04***3* |  |  | Voluntarily Certified | Single-package air conditioner | False | False | 34000 |  | 13.4 | 13.4 |  |  | True | 9 | 30 | 11.5 | 0 |  | False | Conventional | 07/06/2023 |  | 10/05/2023
Carrier Corp. - Indianapolis | Carrier | 50GC*(T,H)05***3* | 50GC*(T,H)05***3* |  |  | Voluntarily Certified | Single-package air conditioner | False | False | 46500 |  | 16 | 13.4 |  |  | True | 12 | 30 | 12 | 0 |  | False | Conventional | 07/06/2023 |  | 10/05/2023
Carrier Corp. - Indianapolis | Carrier | 48FC*C05***3* | 48FC*C05***3* |  |  | Voluntarily Certified | Single-package air conditioner | False | False | 48000 |  | 13.8 | 13.4 |  |  | True | 12 | 30 | 11.5 | 0 |  | False | Conventional | 07/06/2023 |  | 10/05/2023
Carrier Corp. - Indianapolis | Tempstar | RGV049K* | RGV049K* |  |  | Voluntarily Certified | Single-package air conditioner | False | False | 48000 |  | 13.8 | 13.4 |  |  | True | 12 | 30 | 11.5 | 0 |  | False | Conventional | 07/06/2023 |  | 10/05/2023
Carrier Corp. - Indianapolis | Tempstar | TVA960GKA** | TVA960GKA** | FCM4X60***L+WALLCON |  | Voluntarily Certified | Single-split-system air condit | False | False | 57000 |  | 16.5 | 13.4 |  |  | False | 30 | 30 | 9.5 | 0 | Blower Coil System | True | Conventional | 07/06/2023 |  | 10/05/2023
Carrier Corp. - Indianapolis | Heil | RGV049K* | RGV049K* |  |  | Voluntarily Certified | Single-package air conditioner | False | False | 48000 |  | 13.8 | 13.4 |  |  | True | 12 | 30 | 11.5 | 0 |  | False | Conventional | 07/06/2023 |  | 10/05/2023
Carrier Corp. - Indianapolis | Day & Night | RGV049K* | RGV049K* |  |  | Voluntarily Certified | Single-package air conditioner | False | False | 48000 |  | 13.8 | 13.4 |  |  | True | 12 | 30 | 11.5 | 0 |  | False | Conventional | 07/06/2023 |  | 10/05/2023
Carrier Corp. - Indianapolis | Comfortmaker | CVA948GKA** | CVA948GKA** | FCM4X60***L+WALLCON |  | Voluntarily Certified | Single-split-system air condit | False | False | 46000 |  | 18 | 13.4 |  |  | False | 30 | 30 | 10.5 | 0 | Blower Coil System | True | Conventional | 07/06/2023 |  | 10/05/2023
Carrier Corp. - Indianapolis | Airquest | HVA924GKA**+TSTAT | HVA924GKA**+TSTAT | FVM4X24***L |  | Voluntarily Certified | Single-split-system air condit | False | False | 24200 |  | 15.5 | 13.4 |  |  | False | 30 | 30 | 10 | 0 | Blower Coil System | False | Conventional | 07/06/2023 |  | 10/05/2023
Carrier Corp. - Indianapolis | BRYANT HEATING AND COOLING SYSTEMS | 551KJ051* | 551KJ051* |  |  | Voluntarily Certified | Single-package air conditioner | False | False | 46500 |  | 16 | 13.4 |  |  | True | 12 | 30 | 12 | 0 |  | False | Conventional | 07/06/2023 |  | 10/05/2023
Carrier Corp. - Indianapolis | BRYANT HEATING AND COOLING SYSTEMS | 189BNV048*0**A* | 189BNV048*0**A* | FE4ANB006L+UI |  | Voluntarily Certified | Single-split-system air condit | False | False | 46000 |  | 18 | 13.4 |  |  | False | 30 | 30 | 10.5 | 0 | Blower Coil System | True | Conventional | 07/06/2023 |  | 10/05/2023
Carrier Corp. - Indianapolis | Heil | HVA924GKA** | HVA924GKA** | FCM4X24***L+WALLCON |  | Voluntarily Certified | Single-split-system air condit | False | False | 24400 |  | 17 | 13.4 |  |  | False | 30 | 30 | 10 | 0 | Blower Coil System | True | Conventional | 07/06/2023 |  | 10/05/2023
Carrier Corp. - Indianapolis | Heil | RAV037K* | RAV037K* |  |  | Voluntarily Certified | Single-package air conditioner | False | False | 34000 |  | 13.4 | 13.4 |  |  | True | 9 | 30 | 11.5 | 0 |  | False | Conventional | 07/06/2023 |  | 10/05/2023
Carrier Corp. - Indianapolis | Airquest | HVA924GKA** | HVA924GKA** | FCM4X24***L+WALLCON |  | Voluntarily Certified | Single-split-system air condit | False | False | 24400 |  | 17 | 13.4 |  |  | False | 30 | 30 | 10 | 0 | Blower Coil System | True | Conventional | 07/06/2023 |  | 10/05/2023
Carrier Corp. - Indianapolis | Airquest | RAV037K* | RAV037K* |  |  | Voluntarily Certified | Single-package air conditioner | False | False | 34000 |  | 13.4 | 13.4 |  |  | True | 9 | 30 | 11.5 | 0 |  | False | Conventional | 07/06/2023 |  | 10/05/2023
Carrier Corp. - Indianapolis | BRYANT HEATING AND COOLING SYSTEMS | 189BNV049*0**A* | 189BNV049*0**A* | FE4ANB006L+UI |  | Voluntarily Certified | Single-split-system air condit | False | False | 44500 |  | 19 | 13.4 |  |  | False | 30 | 30 | 12 | 0 | Blower Coil System | True | Conventional | 07/06/2023 |  | 10/05/2023
Carrier Corp. - Indianapolis | Keeprite | CVA948GKA** | CVA948GKA** | FCM4X60***L+WALLCON |  | Voluntarily Certified | Single-split-system air condit | False | False | 46000 |  | 18 | 13.4 |  |  | False | 30 | 30 | 10.5 | 0 | Blower Coil System | True | Conventional | 07/06/2023 |  | 10/05/2023
Carrier Corp. - Indianapolis | Carrier | 50FC*C06***3* | 50FC*C06***3* |  |  | Voluntarily Certified | Single-package air conditioner | False | False | 58500 |  | 13.6 | 13.4 |  |  | True | 30 | 30 | 11.5 | 0 |  | False | Conventional | 07/06/2023 |  | 10/05/2023
Carrier Corp. - Indianapolis | Heil | RGV037K* | RGV037K* |  |  | Voluntarily Certified | Single-package air conditioner | False | False | 34000 |  | 13.4 | 13.4 |  |  | True | 9 | 30 | 11.5 | 0 |  | False | Conventional | 07/06/2023 |  | 10/05/2023
Carrier Corp. - Indianapolis | Heil | HVA937GKA** | HVA937GKA** | FCM4X60***L+WALLCON |  | Voluntarily Certified | Single-split-system air condit | False | False | 33200 |  | 18.5 | 13.4 |  |  | False | 30 | 30 | 12 | 0 | Blower Coil System | True | Conventional | 07/06/2023 |  | 10/05/2023
Carrier Corp. - Indianapolis | Tempstar | TVA937GKA**+TSTAT | TVA937GKA**+TSTAT | FVM4X60***L |  | Voluntarily Certified | Single-split-system air condit | False | False | 33400 |  | 17 | 13.4 |  |  | False | 30 | 30 | 12 | 0 | Blower Coil System | False | Conventional | 07/06/2023 |  | 10/05/2023
Carrier Corp. - Indianapolis | Tempstar | TVA948GKA** | TVA948GKA** | FCM4X60***L+WALLCON |  | Voluntarily Certified | Single-split-system air condit | False | False | 46000 |  | 18 | 13.4 |  |  | False | 30 | 30 | 10.5 | 0 | Blower Coil System | True | Conventional | 07/06/2023 |  | 10/05/2023
Carrier Corp. - Indianapolis | Day & Night | RAV037K* | RAV037K* |  |  | Voluntarily Certified | Single-package air conditioner | False | False | 34000 |  | 13.4 | 13.4 |  |  | True | 9 | 30 | 11.5 | 0 |  | False | Conventional | 07/06/2023 |  | 10/05/2023
Carrier Corp. - Indianapolis | Airquest | RGV037K* | RGV037K* |  |  | Voluntarily Certified | Single-package air conditioner | False | False | 34000 |  | 13.4 | 13.4 |  |  | True | 9 | 30 | 11.5 | 0 |  | False | Conventional | 07/06/2023 |  | 10/05/2023
Carrier Corp. - Indianapolis | Airquest | HVA937GKA** | HVA937GKA** | FCM4X60***L+WALLCON |  | Voluntarily Certified | Single-split-system air condit | False | False | 33200 |  | 18.5 | 13.4 |  |  | False | 30 | 30 | 12 | 0 | Blower Coil System | True | Conventional | 07/06/2023 |  | 10/05/2023
Carrier Corp. - Indianapolis | BRYANT HEATING AND COOLING SYSTEMS | 551KJ061* | 551KJ061* |  |  | Voluntarily Certified | Single-package air conditioner | False | False | 59000 |  | 16.5 | 13.4 |  |  | True | 30 | 30 | 12 | 0 |  | False | Conventional | 07/06/2023 |  | 10/05/2023
Carrier Corp. - Indianapolis | ICP Commercial | RGV037K* | RGV037K* |  |  | Voluntarily Certified | Single-package air conditioner | False | False | 34000 |  | 13.4 | 13.4 |  |  | True | 9 | 30 | 11.5 | 0 |  | False | Conventional | 07/06/2023 |  | 10/05/2023
Carrier Corp. - Indianapolis | Tempstar | RAV037K* | RAV037K* |  |  | Voluntarily Certified | Single-package air conditioner | False | False | 34000 |  | 13.4 | 13.4 |  |  | True | 9 | 30 | 11.5 | 0 |  | False | Conventional | 07/06/2023 |  | 10/05/2023
Carrier Corp. - Indianapolis | ICP Commercial | RAV037K* | RAV037K* |  |  | Voluntarily Certified | Single-package air conditioner | False | False | 34000 |  | 13.4 | 13.4 |  |  | True | 9 | 30 | 11.5 | 0 |  | False | Conventional | 07/06/2023 |  | 10/05/2023
Carrier Corp. - Indianapolis | Arcoaire | RGV037K* | RGV037K* |  |  | Voluntarily Certified | Single-package air conditioner | False | False | 34000 |  | 13.4 | 13.4 |  |  | True | 9 | 30 | 11.5 | 0 |  | False | Conventional | 07/06/2023 |  | 10/05/2023
Carrier Corp. - Indianapolis | Arcoaire | HVA937GKA** | HVA937GKA** | FCM4X60***L+WALLCON |  | Voluntarily Certified | Single-split-system air condit | False | False | 33200 |  | 18.5 | 13.4 |  |  | False | 30 | 30 | 12 | 0 | Blower Coil System | True | Conventional | 07/06/2023 |  | 10/05/2023
Carrier Corp. - Indianapolis | BRYANT HEATING AND COOLING SYSTEMS | 582KJ05(1,3,4,8)* | 582KJ05(1,3,4,8)* |  |  | Voluntarily Certified | Single-package air conditioner | False | False | 48000 |  | 13.8 | 13.4 |  |  | True | 12 | 30 | 11.5 | 0 |  | False | Conventional | 07/06/2023 |  | 10/05/2023
Carrier Corp. - Indianapolis | BRYANT HEATING AND COOLING SYSTEMS | 189BNV037*0**A*+TSTAT | 189BNV037*0**A*+TSTAT | FV4CNB006L |  | Voluntarily Certified | Single-split-system air condit | False | False | 33400 |  | 17 | 13.4 |  |  | False | 30 | 30 | 12 | 0 | Blower Coil System | False | Conventional | 07/06/2023 |  | 10/05/2023
Carrier Corp. - Indianapolis | Arcoaire | HVA924GKA**+TSTAT | HVA924GKA**+TSTAT | FVM4X24***L |  | Voluntarily Certified | Single-split-system air condit | False | False | 24200 |  | 15.5 | 13.4 |  |  | False | 30 | 30 | 10 | 0 | Blower Coil System | False | Conventional | 07/06/2023 |  | 10/05/2023
Carrier Corp. - Indianapolis | Kenmore | (C,H,T)VA924GKA**+TSTAT | (C,H,T)VA924GKA**+TSTAT | FVM4X24***L |  | Voluntarily Certified | Single-split-system air condit | False | False | 24200 |  | 15.5 | 13.4 |  |  | False | 30 | 30 | 10 | 0 | Blower Coil System | False | Conventional | 07/06/2023 |  | 10/05/2023
Carrier Corp. - Indianapolis | Heil | HVA924GKA**+TSTAT | HVA924GKA**+TSTAT | FVM4X24***L |  | Voluntarily Certified | Single-split-system air condit | False | False | 24200 |  | 15.5 | 13.4 |  |  | False | 30 | 30 | 10 | 0 | Blower Coil System | False | Conventional | 07/06/2023 |  | 10/05/2023
Carrier Corp. - Indianapolis | Arcoaire | HVA924GKA** | HVA924GKA** | FCM4X24***L+WALLCON |  | Voluntarily Certified | Single-split-system air condit | False | False | 24400 |  | 17 | 13.4 |  |  | False | 30 | 30 | 10 | 0 | Blower Coil System | True | Conventional | 07/06/2023 |  | 10/05/2023
Carrier Corp. - Indianapolis | Arcoaire | RAV037K* | RAV037K* |  |  | Voluntarily Certified | Single-package air conditioner | False | False | 34000 |  | 13.4 | 13.4 |  |  | True | 9 | 30 | 11.5 | 0 |  | False | Conventional | 07/06/2023 |  | 10/05/2023
Carrier Corp. - Indianapolis | Keeprite | CVA924GKA** | CVA924GKA** | FCM4X24***L+WALLCON |  | Voluntarily Certified | Single-split-system air condit | False | False | 24400 |  | 17 | 13.4 |  |  | False | 30 | 30 | 10 | 0 | Blower Coil System | True | Conventional | 07/06/2023 |  | 10/05/2023
Carrier Corp. - Indianapolis | Keeprite | RGV037K* | RGV037K* |  |  | Voluntarily Certified | Single-package air conditioner | False | False | 34000 |  | 13.4 | 13.4 |  |  | True | 9 | 30 | 11.5 | 0 |  | False | Conventional | 07/06/2023 |  | 10/05/2023
Carrier Corp. - Indianapolis | Keeprite | RAV037K* | RAV037K* |  |  | Voluntarily Certified | Single-package air conditioner | False | False | 34000 |  | 13.4 | 13.4 |  |  | True | 9 | 30 | 11.5 | 0 |  | False | Conventional | 07/06/2023 |  | 10/05/2023
Carrier Corp. - Indianapolis | Day & Night | RGV037K* | RGV037K* |  |  | Voluntarily Certified | Single-package air conditioner | False | False | 34000 |  | 13.4 | 13.4 |  |  | True | 9 | 30 | 11.5 | 0 |  | False | Conventional | 07/06/2023 |  | 10/05/2023
Carrier Corp. - Indianapolis | Day & Night | CVA924GKA** | CVA924GKA** | FCM4X24***L+WALLCON |  | Voluntarily Certified | Single-split-system air condit | False | False | 24400 |  | 17 | 13.4 |  |  | False | 30 | 30 | 10 | 0 | Blower Coil System | True | Conventional | 07/06/2023 |  | 10/05/2023
Carrier Corp. - Indianapolis | Tempstar | RGV037K* | RGV037K* |  |  | Voluntarily Certified | Single-package air conditioner | False | False | 34000 |  | 13.4 | 13.4 |  |  | True | 9 | 30 | 11.5 | 0 |  | False | Conventional | 07/06/2023 |  | 10/05/2023
Carrier Corp. - Indianapolis | BRYANT HEATING AND COOLING SYSTEMS | 581KJ04(1,3,4,8)* | 581KJ04(1,3,4,8)* |  |  | Voluntarily Certified | Single-package air conditioner | False | False | 35000 |  | 16 | 13.4 |  |  | True | 9 | 30 | 12 | 0 |  | False | Conventional | 07/06/2023 |  | 10/05/2023
Carrier Corp. - Indianapolis | BRYANT HEATING AND COOLING SYSTEMS | 581KJ05(1,3,4,8)* | 581KJ05(1,3,4,8)* |  |  | Voluntarily Certified | Single-package air conditioner | False | False | 46500 |  | 16 | 13.4 |  |  | True | 12 | 30 | 12 | 0 |  | False | Conventional | 07/06/2023 |  | 10/05/2023
Carrier Corp. - Indianapolis | Airquest | HVA948GKA** | HVA948GKA** | FCM4X60***L+WALLCON |  | Voluntarily Certified | Single-split-system air condit | False | False | 46000 |  | 18 | 13.4 |  |  | False | 30 | 30 | 10.5 | 0 | Blower Coil System | True | Conventional | 07/06/2023 |  | 10/05/2023
Carrier Corp. - Indianapolis | Comfortmaker | CVA924GKA** | CVA924GKA** | FCM4X24***L+WALLCON |  | Voluntarily Certified | Single-split-system air condit | False | False | 24400 |  | 17 | 13.4 |  |  | False | 30 | 30 | 10 | 0 | Blower Coil System | True | Conventional | 07/06/2023 |  | 10/05/2023
Carrier Corp. - Indianapolis | Comfortmaker | RGV037K* | RGV037K* |  |  | Voluntarily Certified | Single-package air conditioner | False | False | 34000 |  | 13.4 | 13.4 |  |  | True | 9 | 30 | 11.5 | 0 |  | False | Conventional | 07/06/2023 |  | 10/05/2023
Carrier Corp. - Indianapolis | WEATHERMAKER | PA17NA048*0**C** | PA17NA048*0**C** | CAP**6124AL*+TDR |  | Voluntarily Certified | Single-split-system air condit | False | False | 48500 |  | 13.8 | 13.4 |  |  | False | 30 | 30 | 11.2 | 0 | Coil-Only System | False | Conventional | 07/06/2023 |  | 10/05/2023
Carrier Corp. - Indianapolis | Comfortmaker | RAV037K* | RAV037K* |  |  | Voluntarily Certified | Single-package air conditioner | False | False | 34000 |  | 13.4 | 13.4 |  |  | True | 9 | 30 | 11.5 | 0 |  | False | Conventional | 07/06/2023 |  | 10/05/2023
Carrier Corp. - Indianapolis | Arcoaire | HVA948GKA** | HVA948GKA** | FCM4X60***L+WALLCON |  | Voluntarily Certified | Single-split-system air condit | False | False | 46000 |  | 18 | 13.4 |  |  | False | 30 | 30 | 10.5 | 0 | Blower Coil System | True | Conventional | 07/06/2023 |  | 10/05/2023
Carrier Corp. - Indianapolis | Heil | RAV061K* | RAV061K* |  |  | Voluntarily Certified | Single-package air conditioner | False | False | 58500 |  | 13.6 | 13.4 |  |  | True | 30 | 30 | 11.5 | 0 |  | False | Conventional | 07/06/2023 |  | 10/05/2023
Carrier Corp. - Indianapolis | Airquest | RAV061K* | RAV061K* |  |  | Voluntarily Certified | Single-package air conditioner | False | False | 58500 |  | 13.6 | 13.4 |  |  | True | 30 | 30 | 11.5 | 0 |  | False | Conventional | 07/06/2023 |  | 10/05/2023
Carrier Corp. - Indianapolis | ICP Commercial | RAV061K* | RAV061K* |  |  | Voluntarily Certified | Single-package air conditioner | False | False | 58500 |  | 13.6 | 13.4 |  |  | True | 30 | 30 | 11.5 | 0 |  | False | Conventional | 07/06/2023 |  | 10/05/2023
Carrier Corp. - Indianapolis | Heil | HVA948GKA** | HVA948GKA** | FCM4X60***L+WALLCON |  | Voluntarily Certified | Single-split-system air condit | False | False | 46000 |  | 18 | 13.4 |  |  | False | 30 | 30 | 10.5 | 0 | Blower Coil System | True | Conventional | 07/06/2023 |  | 10/05/2023
Carrier Corp. - Indianapolis | Comfortmaker | RAV061K* | RAV061K* |  |  | Voluntarily Certified | Single-package air conditioner | False | False | 58500 |  | 13.6 | 13.4 |  |  | True | 30 | 30 | 11.5 | 0 |  | False | Conventional | 07/06/2023 |  | 10/05/2023
Carrier Corp. - Indianapolis | Comfortmaker | CVA949GKA** | CVA949GKA** | FCM4X60***L+WALLCON |  | Voluntarily Certified | Single-split-system air condit | False | False | 44500 |  | 19 | 13.4 |  |  | False | 30 | 30 | 12 | 0 | Blower Coil System | True | Conventional | 07/06/2023 |  | 10/05/2023
Carrier Corp. - Indianapolis | PAYNE HEATING AND COOLING | PA17NA048*0**C** | PA17NA048*0**C** | CAP**6124AL*+TDR |  | Voluntarily Certified | Single-split-system air condit | False | False | 48500 |  | 13.8 | 13.4 |  |  | False | 30 | 30 | 11.2 | 0 | Coil-Only System | False | Conventional | 07/06/2023 |  | 10/05/2023
Carrier Corp. - Indianapolis | Airquest | RAV049K* | RAV049K* |  |  | Voluntarily Certified | Single-package air conditioner | False | False | 48000 |  | 13.8 | 13.4 |  |  | True | 12 | 30 | 11.5 | 0 |  | False | Conventional | 07/06/2023 |  | 10/05/2023
Carrier Corp. - Indianapolis | Arcoaire | RAV049K* | RAV049K* |  |  | Voluntarily Certified | Single-package air conditioner | False | False | 48000 |  | 13.8 | 13.4 |  |  | True | 12 | 30 | 11.5 | 0 |  | False | Conventional | 07/06/2023 |  | 10/05/2023
Carrier Corp. - Indianapolis | Day & Night | RAV049K* | RAV049K* |  |  | Voluntarily Certified | Single-package air conditioner | False | False | 48000 |  | 13.8 | 13.4 |  |  | True | 12 | 30 | 11.5 | 0 |  | False | Conventional | 07/06/2023 |  | 10/05/2023
Carrier Corp. - Indianapolis | Comfortmaker | CVA937GKA** | CVA937GKA** | FCM4X60***L+WALLCON |  | Voluntarily Certified | Single-split-system air condit | False | False | 33200 |  | 18.5 | 13.4 |  |  | False | 30 | 30 | 12 | 0 | Blower Coil System | True | Conventional | 07/06/2023 |  | 10/05/2023
Carrier Corp. - Indianapolis | Keeprite | CVA949GKA** | CVA949GKA** | FCM4X60***L+WALLCON |  | Voluntarily Certified | Single-split-system air condit | False | False | 44500 |  | 19 | 13.4 |  |  | False | 30 | 30 | 12 | 0 | Blower Coil System | True | Conventional | 07/06/2023 |  | 10/05/2023
Carrier Corp. - Indianapolis | Keeprite | RAV061K* | RAV061K* |  |  | Voluntarily Certified | Single-package air conditioner | False | False | 58500 |  | 13.6 | 13.4 |  |  | True | 30 | 30 | 11.5 | 0 |  | False | Conventional | 07/06/2023 |  | 10/05/2023
Carrier Corp. - Indianapolis | BRYANT HEATING AND COOLING SYSTEMS | 559KJ051* | 559KJ051* |  |  | Voluntarily Certified | Single-package air conditioner | False | False | 48000 |  | 13.8 | 13.4 |  |  | True | 12 | 30 | 11.5 | 0 |  | False | Conventional | 07/06/2023 |  | 10/05/2023
Carrier Corp. - Indianapolis | Tempstar | TVA924GKA** | TVA924GKA** | FCM4X24***L+WALLCON |  | Voluntarily Certified | Single-split-system air condit | False | False | 24400 |  | 17 | 13.4 |  |  | False | 30 | 30 | 10 | 0 | Blower Coil System | True | Conventional | 07/06/2023 |  | 10/05/2023
Carrier Corp. - Indianapolis | Day & Night | CVA937GKA** | CVA937GKA** | FCM4X60***L+WALLCON |  | Voluntarily Certified | Single-split-system air condit | False | False | 33200 |  | 18.5 | 13.4 |  |  | False | 30 | 30 | 12 | 0 | Blower Coil System | True | Conventional | 07/06/2023 |  | 10/05/2023
Carrier Corp. - Indianapolis | Keeprite | CVA937GKA** | CVA937GKA** | FCM4X60***L+WALLCON |  | Voluntarily Certified | Single-split-system air condit | False | False | 33200 |  | 18.5 | 13.4 |  |  | False | 30 | 30 | 12 | 0 | Blower Coil System | True | Conventional | 07/06/2023 |  | 10/05/2023
Carrier Corp. - Indianapolis | Arcoaire | RAV061K* | RAV061K* |  |  | Voluntarily Certified | Single-package air conditioner | False | False | 58500 |  | 13.6 | 13.4 |  |  | True | 30 | 30 | 11.5 | 0 |  | False | Conventional | 07/06/2023 |  | 10/05/2023
Carrier Corp. - Indianapolis | Day & Night | RAV061K* | RAV061K* |  |  | Voluntarily Certified | Single-package air conditioner | False | False | 58500 |  | 13.6 | 13.4 |  |  | True | 30 | 30 | 11.5 | 0 |  | False | Conventional | 07/06/2023 |  | 10/05/2023
Carrier Corp. - Indianapolis | Day & Night | CVA949GKA** | CVA949GKA** | FCM4X60***L+WALLCON |  | Voluntarily Certified | Single-split-system air condit | False | False | 44500 |  | 19 | 13.4 |  |  | False | 30 | 30 | 12 | 0 | Blower Coil System | True | Conventional | 07/06/2023 |  | 10/05/2023
Carrier Corp. - Indianapolis | Tempstar | RAV061K* | RAV061K* |  |  | Voluntarily Certified | Single-package air conditioner | False | False | 58500 |  | 13.6 | 13.4 |  |  | True | 30 | 30 | 11.5 | 0 |  | False | Conventional | 07/06/2023 |  | 10/05/2023
Carrier Corp. - Indianapolis | Heil | RGV061K* | RGV061K* |  |  | Voluntarily Certified | Single-package air conditioner | False | False | 58500 |  | 13.6 | 13.4 |  |  | True | 30 | 30 | 11.5 | 0 |  | False | Conventional | 07/06/2023 |  | 10/05/2023
Carrier Corp. - Indianapolis | Heil | RAW049K* | RAW049K* |  |  | Voluntarily Certified | Single-package air conditioner | False | False | 46500 |  | 16 | 13.4 |  |  | True | 12 | 30 | 12 | 0 |  | False | Conventional | 07/06/2023 |  | 10/05/2023
Carrier Corp. - Indianapolis | ICP Commercial | RGV061K* | RGV061K* |  |  | Voluntarily Certified | Single-package air conditioner | False | False | 58500 |  | 13.6 | 13.4 |  |  | True | 30 | 30 | 11.5 | 0 |  | False | Conventional | 07/06/2023 |  | 10/05/2023
Carrier Corp. - Indianapolis | ICP Commercial | RAW049K* | RAW049K* |  |  | Voluntarily Certified | Single-package air conditioner | False | False | 46500 |  | 16 | 13.4 |  |  | True | 12 | 30 | 12 | 0 |  | False | Conventional | 07/06/2023 |  | 10/05/2023
Carrier Corp. - Indianapolis | Arcoaire | RGV061K* | RGV061K* |  |  | Voluntarily Certified | Single-package air conditioner | False | False | 58500 |  | 13.6 | 13.4 |  |  | True | 30 | 30 | 11.5 | 0 |  | False | Conventional | 07/06/2023 |  | 10/05/2023
Carrier Corp. - Indianapolis | Arcoaire | RAW049K* | RAW049K* |  |  | Voluntarily Certified | Single-package air conditioner | False | False | 46500 |  | 16 | 13.4 |  |  | True | 12 | 30 | 12 | 0 |  | False | Conventional | 07/06/2023 |  | 10/05/2023
Carrier Corp. - Indianapolis | BRYANT HEATING AND COOLING SYSTEMS | 189BNV024B0**A* | 189BNV024B0**A* | FE4ANF002L+UI |  | Voluntarily Certified | Single-split-system air condit | False | False | 24400 |  | 17 | 13.4 |  |  | False | 30 | 30 | 10 | 0 | Blower Coil System | True | Conventional | 07/06/2023 |  | 10/05/2023
Carrier Corp. - Indianapolis | Tempstar | RGV061K* | RGV061K* |  |  | Voluntarily Certified | Single-package air conditioner | False | False | 58500 |  | 13.6 | 13.4 |  |  | True | 30 | 30 | 11.5 | 0 |  | False | Conventional | 07/06/2023 |  | 10/05/2023
Carrier Corp. - Indianapolis | Airquest | RGV061K* | RGV061K* |  |  | Voluntarily Certified | Single-package air conditioner | False | False | 58500 |  | 13.6 | 13.4 |  |  | True | 30 | 30 | 11.5 | 0 |  | False | Conventional | 07/06/2023 |  | 10/05/2023
Carrier Corp. - Indianapolis | Airquest | RAW049K* | RAW049K* |  |  | Voluntarily Certified | Single-package air conditioner | False | False | 46500 |  | 16 | 13.4 |  |  | True | 12 | 30 | 12 | 0 |  | False | Conventional | 07/06/2023 |  | 10/05/2023
Carrier Corp. - Indianapolis | Day & Night | RAW049K* | RAW049K* |  |  | Voluntarily Certified | Single-package air conditioner | False | False | 46500 |  | 16 | 13.4 |  |  | True | 12 | 30 | 12 | 0 |  | False | Conventional | 07/06/2023 |  | 10/05/2023
Carrier Corp. - Indianapolis | Tempstar | RAW049K* | RAW049K* |  |  | Voluntarily Certified | Single-package air conditioner | False | False | 46500 |  | 16 | 13.4 |  |  | True | 12 | 30 | 12 | 0 |  | False | Conventional | 07/06/2023 |  | 10/05/2023
Carrier Corp. - Indianapolis | Day & Night | RGV061K* | RGV061K* |  |  | Voluntarily Certified | Single-package air conditioner | False | False | 58500 |  | 13.6 | 13.4 |  |  | True | 30 | 30 | 11.5 | 0 |  | False | Conventional | 07/06/2023 |  | 10/05/2023
Carrier Corp. - Indianapolis | Day & Night | CVA937GKA**+TSTAT | CVA937GKA**+TSTAT | FVM4X60***L |  | Voluntarily Certified | Single-split-system air condit | False | False | 33400 |  | 17 | 13.4 |  |  | False | 30 | 30 | 12 | 0 | Blower Coil System | False | Conventional | 07/06/2023 |  | 10/05/2023
Carrier Corp. - Indianapolis | Tempstar | RAV049K* | RAV049K* |  |  | Voluntarily Certified | Single-package air conditioner | False | False | 48000 |  | 13.8 | 13.4 |  |  | True | 12 | 30 | 11.5 | 0 |  | False | Conventional | 07/06/2023 |  | 10/05/2023
Carrier Corp. - Indianapolis | Tempstar | TVA937GKA** | TVA937GKA** | FCM4X60***L+WALLCON |  | Voluntarily Certified | Single-split-system air condit | False | False | 33200 |  | 18.5 | 13.4 |  |  | False | 30 | 30 | 12 | 0 | Blower Coil System | True | Conventional | 07/06/2023 |  | 10/05/2023
Carrier Corp. - Indianapolis | Heil | RAV049K* | RAV049K* |  |  | Voluntarily Certified | Single-package air conditioner | False | False | 48000 |  | 13.8 | 13.4 |  |  | True | 12 | 30 | 11.5 | 0 |  | False | Conventional | 07/06/2023 |  | 10/05/2023
Carrier Corp. - Indianapolis | ICP Commercial | RAV049K* | RAV049K* |  |  | Voluntarily Certified | Single-package air conditioner | False | False | 48000 |  | 13.8 | 13.4 |  |  | True | 12 | 30 | 11.5 | 0 |  | False | Conventional | 07/06/2023 |  | 10/05/2023
Carrier Corp. - Indianapolis | Comfortmaker | RAV049K* | RAV049K* |  |  | Voluntarily Certified | Single-package air conditioner | False | False | 48000 |  | 13.8 | 13.4 |  |  | True | 12 | 30 | 11.5 | 0 |  | False | Conventional | 07/06/2023 |  | 10/05/2023
Carrier Corp. - Indianapolis | Keeprite | RAV049K* | RAV049K* |  |  | Voluntarily Certified | Single-package air conditioner | False | False | 48000 |  | 13.8 | 13.4 |  |  | True | 12 | 30 | 11.5 | 0 |  | False | Conventional | 07/06/2023 |  | 10/05/2023
Carrier Corp. - Indianapolis | BROCK | PA17NA048*0**C** | PA17NA048*0**C** | CAP**6124AL*+TDR |  | Voluntarily Certified | Single-split-system air condit | False | False | 48500 |  | 13.8 | 13.4 |  |  | False | 30 | 30 | 11.2 | 0 | Coil-Only System | False | Conventional | 07/06/2023 |  | 10/05/2023
Carrier Corp. - Indianapolis | Kenmore | N4A748GKA* | N4A748GKA* | EA*4X61L24A*+TDR |  | Voluntarily Certified | Single-split-system air condit | False | False | 48500 |  | 13.8 | 13.4 |  |  | False | 30 | 30 | 11.2 | 0 | Coil-Only System | False | Conventional | 07/06/2023 |  | 10/05/2023
Carrier Corp. - Indianapolis | Kenmore | (C,H,T)VA960GKA** | (C,H,T)VA960GKA** | FCM4X60***L+WALLCON |  | Voluntarily Certified | Single-split-system air condit | False | False | 57000 |  | 16.5 | 13.4 |  |  | False | 30 | 30 | 9.5 | 0 | Blower Coil System | True | Conventional | 07/06/2023 |  | 10/05/2023
Carrier Corp. - Indianapolis | Heil | N4A748GKA* | N4A748GKA* | EA*4X61L24A*+TDR |  | Voluntarily Certified | Single-split-system air condit | False | False | 48500 |  | 13.8 | 13.4 |  |  | False | 30 | 30 | 11.2 | 0 | Coil-Only System | False | Conventional | 07/06/2023 |  | 10/05/2023
Carrier Corp. - Indianapolis | Heil | RAW061K* | RAW061K* |  |  | Voluntarily Certified | Single-package air conditioner | False | False | 59000 |  | 16.5 | 13.4 |  |  | True | 30 | 30 | 12 | 0 |  | False | Conventional | 07/06/2023 |  | 10/05/2023
Carrier Corp. - Indianapolis | Comfortmaker | RGV061K* | RGV061K* |  |  | Voluntarily Certified | Single-package air conditioner | False | False | 58500 |  | 13.6 | 13.4 |  |  | True | 30 | 30 | 11.5 | 0 |  | False | Conventional | 07/06/2023 |  | 10/05/2023
Carrier Corp. - Indianapolis | Comfortmaker | CVA937GKA**+TSTAT | CVA937GKA**+TSTAT | FVM4X60***L |  | Voluntarily Certified | Single-split-system air condit | False | False | 33400 |  | 17 | 13.4 |  |  | False | 30 | 30 | 12 | 0 | Blower Coil System | False | Conventional | 07/06/2023 |  | 10/05/2023
Carrier Corp. - Indianapolis | Comfortmaker | RAW049K* | RAW049K* |  |  | Voluntarily Certified | Single-package air conditioner | False | False | 46500 |  | 16 | 13.4 |  |  | True | 12 | 30 | 12 | 0 |  | False | Conventional | 07/06/2023 |  | 10/05/2023
Carrier Corp. - Indianapolis | Keeprite | RAW049K* | RAW049K* |  |  | Voluntarily Certified | Single-package air conditioner | False | False | 46500 |  | 16 | 13.4 |  |  | True | 12 | 30 | 12 | 0 |  | False | Conventional | 07/06/2023 |  | 10/05/2023
Carrier Corp. - Indianapolis | Keeprite | RGV061K* | RGV061K* |  |  | Voluntarily Certified | Single-package air conditioner | False | False | 58500 |  | 13.6 | 13.4 |  |  | True | 30 | 30 | 11.5 | 0 |  | False | Conventional | 07/06/2023 |  | 10/05/2023
Carrier Corp. - Indianapolis | Keeprite | CVA937GKA**+TSTAT | CVA937GKA**+TSTAT | FVM4X60***L |  | Voluntarily Certified | Single-split-system air condit | False | False | 33400 |  | 17 | 13.4 |  |  | False | 30 | 30 | 12 | 0 | Blower Coil System | False | Conventional | 07/06/2023 |  | 10/05/2023
Carrier Corp. - Indianapolis | Keeprite | RAW037K* | RAW037K* |  |  | Voluntarily Certified | Single-package air conditioner | False | False | 35000 |  | 16 | 13.4 |  |  | True | 9 | 30 | 12 | 0 |  | False | Conventional | 07/06/2023 |  | 10/05/2023
Carrier Corp. - Indianapolis | Arcoaire | N4A748GKA* | N4A748GKA* | EA*4X61L24A*+TDR |  | Voluntarily Certified | Single-split-system air condit | False | False | 48500 |  | 13.8 | 13.4 |  |  | False | 30 | 30 | 11.2 | 0 | Coil-Only System | False | Conventional | 07/06/2023 |  | 10/05/2023
Carrier Corp. - Indianapolis | Arcoaire | RAW061K* | RAW061K* |  |  | Voluntarily Certified | Single-package air conditioner | False | False | 59000 |  | 16.5 | 13.4 |  |  | True | 30 | 30 | 12 | 0 |  | False | Conventional | 07/06/2023 |  | 10/05/2023
Carrier Corp. - Indianapolis | Heil | RGW037K* | RGW037K* |  |  | Voluntarily Certified | Single-package air conditioner | False | False | 35000 |  | 16 | 13.4 |  |  | True | 9 | 30 | 12 | 0 |  | False | Conventional | 07/06/2023 |  | 10/05/2023
Carrier Corp. - Indianapolis | ICP Commercial | RGW037K* | RGW037K* |  |  | Voluntarily Certified | Single-package air conditioner | False | False | 35000 |  | 16 | 13.4 |  |  | True | 9 | 30 | 12 | 0 |  | False | Conventional | 07/06/2023 |  | 10/05/2023
Carrier Corp. - Indianapolis | Kenmore | (C,H,T)VA937GKA** | (C,H,T)VA937GKA** | FCM4X60***L+WALLCON |  | Voluntarily Certified | Single-split-system air condit | False | False | 33200 |  | 18.5 | 13.4 |  |  | False | 30 | 30 | 12 | 0 | Blower Coil System | True | Conventional | 07/06/2023 |  | 10/05/2023
Carrier Corp. - Indianapolis | Arcoaire | RGW061K* | RGW061K* |  |  | Voluntarily Certified | Single-package air conditioner | False | False | 59000 |  | 16.5 | 13.4 |  |  | True | 30 | 30 | 12 | 0 |  | False | Conventional | 07/06/2023 |  | 10/05/2023
Carrier Corp. - Indianapolis | ICP Commercial | RGW049K* | RGW049K* |  |  | Voluntarily Certified | Single-package air conditioner | False | False | 46500 |  | 16 | 13.4 |  |  | True | 12 | 30 | 12 | 0 |  | False | Conventional | 07/06/2023 |  | 10/05/2023
Carrier Corp. - Indianapolis | Heil | HVA937GKA**+TSTAT | HVA937GKA**+TSTAT | FVM4X60***L |  | Voluntarily Certified | Single-split-system air condit | False | False | 33400 |  | 17 | 13.4 |  |  | False | 30 | 30 | 12 | 0 | Blower Coil System | False | Conventional | 07/06/2023 |  | 10/05/2023
Carrier Corp. - Indianapolis | Heil | HVA949GKA** | HVA949GKA** | FCM4X60***L+WALLCON |  | Voluntarily Certified | Single-split-system air condit | False | False | 44500 |  | 19 | 13.4 |  |  | False | 30 | 30 | 12 | 0 | Blower Coil System | True | Conventional | 07/06/2023 |  | 10/05/2023
Carrier Corp. - Indianapolis | Heil | RGW049K* | RGW049K* |  |  | Voluntarily Certified | Single-package air conditioner | False | False | 46500 |  | 16 | 13.4 |  |  | True | 12 | 30 | 12 | 0 |  | False | Conventional | 07/06/2023 |  | 10/05/2023
Carrier Corp. - Indianapolis | Airquest | HVA937GKA**+TSTAT | HVA937GKA**+TSTAT | FVM4X60***L |  | Voluntarily Certified | Single-split-system air condit | False | False | 33400 |  | 17 | 13.4 |  |  | False | 30 | 30 | 12 | 0 | Blower Coil System | False | Conventional | 07/06/2023 |  | 10/05/2023
Carrier Corp. - Indianapolis | Airquest | HVA949GKA** | HVA949GKA** | FCM4X60***L+WALLCON |  | Voluntarily Certified | Single-split-system air condit | False | False | 44500 |  | 19 | 13.4 |  |  | False | 30 | 30 | 12 | 0 | Blower Coil System | True | Conventional | 07/06/2023 |  | 10/05/2023
Carrier Corp. - Indianapolis | Airquest | RGW049K* | RGW049K* |  |  | Voluntarily Certified | Single-package air conditioner | False | False | 46500 |  | 16 | 13.4 |  |  | True | 12 | 30 | 12 | 0 |  | False | Conventional | 07/06/2023 |  | 10/05/2023
Carrier Corp. - Indianapolis | 1HVAC | HVA924GKA** | HVA924GKA** | FCM4X24***L+WALLCON |  | Voluntarily Certified | Single-split-system air condit | False | False | 24400 |  | 17 | 13.4 |  |  | False | 30 | 30 | 10 | 0 | Blower Coil System | True | Conventional | 07/06/2023 |  | 10/05/2023
Carrier Corp. - Indianapolis | Arcoaire | RAW037K* | RAW037K* |  |  | Voluntarily Certified | Single-package air conditioner | False | False | 35000 |  | 16 | 13.4 |  |  | True | 9 | 30 | 12 | 0 |  | False | Conventional | 07/06/2023 |  | 10/05/2023
Carrier Corp. - Indianapolis | 1HVAC | HVA924GKA**+TSTAT | HVA924GKA**+TSTAT | FVM4X24***L |  | Voluntarily Certified | Single-split-system air condit | False | False | 24200 |  | 15.5 | 13.4 |  |  | False | 30 | 30 | 10 | 0 | Blower Coil System | False | Conventional | 07/06/2023 |  | 10/05/2023
Carrier Corp. - Indianapolis | Carrier | 48FC*C06***3* | 48FC*C06***3* |  |  | Voluntarily Certified | Single-package air conditioner | False | False | 58500 |  | 13.6 | 13.4 |  |  | True | 30 | 30 | 11.5 | 0 |  | False | Conventional | 07/06/2023 |  | 10/05/2023
Carrier Corp. - Indianapolis | Arcoaire | HVA960GKA** | HVA960GKA** | FCM4X60***L+WALLCON |  | Voluntarily Certified | Single-split-system air condit | False | False | 57000 |  | 16.5 | 13.4 |  |  | False | 30 | 30 | 9.5 | 0 | Blower Coil System | True | Conventional | 07/06/2023 |  | 10/05/2023
Carrier Corp. - Indianapolis | BRYANT HEATING AND COOLING SYSTEMS | 559KJ061* | 559KJ061* |  |  | Voluntarily Certified | Single-package air conditioner | False | False | 58500 |  | 13.6 | 13.4 |  |  | True | 30 | 30 | 11.5 | 0 |  | False | Conventional | 07/06/2023 |  | 10/05/2023
Carrier Corp. - Indianapolis | BRYANT HEATING AND COOLING SYSTEMS | 581KJ06(1,3,4,8)* | 581KJ06(1,3,4,8)* |  |  | Voluntarily Certified | Single-package air conditioner | False | False | 59000 |  | 16.5 | 13.4 |  |  | True | 30 | 30 | 12 | 0 |  | False | Conventional | 07/06/2023 |  | 10/05/2023
Carrier Corp. - Indianapolis | Tempstar | TVA924GKA**+TSTAT | TVA924GKA**+TSTAT | FVM4X24***L |  | Voluntarily Certified | Single-split-system air condit | False | False | 24200 |  | 15.5 | 13.4 |  |  | False | 30 | 30 | 10 | 0 | Blower Coil System | False | Conventional | 07/06/2023 |  | 10/05/2023
Carrier Corp. - Indianapolis | Airquest | RGW061K* | RGW061K* |  |  | Voluntarily Certified | Single-package air conditioner | False | False | 59000 |  | 16.5 | 13.4 |  |  | True | 30 | 30 | 12 | 0 |  | False | Conventional | 07/06/2023 |  | 10/05/2023
Carrier Corp. - Indianapolis | Carrier | 48GC*(T,H)04***3* | 48GC*(T,H)04***3* |  |  | Voluntarily Certified | Single-package air conditioner | False | False | 35000 |  | 16 | 13.4 |  |  | True | 9 | 30 | 12 | 0 |  | False | Conventional | 07/06/2023 |  | 10/05/2023
Carrier Corp. - Indianapolis | Keeprite | CVA960GKA** | CVA960GKA** | FCM4X60***L+WALLCON |  | Voluntarily Certified | Single-split-system air condit | False | False | 57000 |  | 16.5 | 13.4 |  |  | False | 30 | 30 | 9.5 | 0 | Blower Coil System | True | Conventional | 07/06/2023 |  | 10/05/2023
Carrier Corp. - Indianapolis | Day & Night | RAW037K* | RAW037K* |  |  | Voluntarily Certified | Single-package air conditioner | False | False | 35000 |  | 16 | 13.4 |  |  | True | 9 | 30 | 12 | 0 |  | False | Conventional | 07/06/2023 |  | 10/05/2023
Carrier Corp. - Indianapolis | Day & Night | CVA960GKA** | CVA960GKA** | FCM4X60***L+WALLCON |  | Voluntarily Certified | Single-split-system air condit | False | False | 57000 |  | 16.5 | 13.4 |  |  | False | 30 | 30 | 9.5 | 0 | Blower Coil System | True | Conventional | 07/06/2023 |  | 10/05/2023
Carrier Corp. - Indianapolis | Tempstar | RAW037K* | RAW037K* |  |  | Voluntarily Certified | Single-package air conditioner | False | False | 35000 |  | 16 | 13.4 |  |  | True | 9 | 30 | 12 | 0 |  | False | Conventional | 07/06/2023 |  | 10/05/2023
Carrier Corp. - Indianapolis | BRYANT HEATING AND COOLING SYSTEMS | 559KJ041* | 559KJ041* |  |  | Voluntarily Certified | Single-package air conditioner | False | False | 34000 |  | 13.4 | 13.4 |  |  | True | 9 | 30 | 11.5 | 0 |  | False | Conventional | 07/06/2023 |  | 10/05/2023
Carrier Corp. - Indianapolis | BRYANT HEATING AND COOLING SYSTEMS | 189BNV013*0**A* | 189BNV013*0**A* | FE4ANF002L+UI |  | Voluntarily Certified | Single-split-system air condit | False | False | 12900 |  | 16 | 13.4 |  |  | False | 30 | 30 | 12 | 0 | Blower Coil System | True | Conventional | 07/06/2023 |  | 10/05/2023
Carrier Corp. - Indianapolis | Keeprite | RAW061K* | RAW061K* |  |  | Voluntarily Certified | Single-package air conditioner | False | False | 59000 |  | 16.5 | 13.4 |  |  | True | 30 | 30 | 12 | 0 |  | False | Conventional | 07/06/2023 |  | 10/05/2023
Carrier Corp. - Indianapolis | Keeprite | N4A748GKA* | N4A748GKA* | EA*4X61L24A*+TDR |  | Voluntarily Certified | Single-split-system air condit | False | False | 48500 |  | 13.8 | 13.4 |  |  | False | 30 | 30 | 11.2 | 0 | Coil-Only System | False | Conventional | 07/06/2023 |  | 10/05/2023
Carrier Corp. - Indianapolis | BRYANT HEATING AND COOLING SYSTEMS | 189BNV060*0**A* | 189BNV060*0**A* | FE4ANB006L+UI |  | Voluntarily Certified | Single-split-system air condit | False | False | 57000 |  | 16.5 | 13.4 |  |  | False | 30 | 30 | 9.5 | 0 | Blower Coil System | True | Conventional | 07/06/2023 |  | 10/05/2023
Carrier Corp. - Indianapolis | Arcoaire | HVA937GKA**+TSTAT | HVA937GKA**+TSTAT | FVM4X60***L |  | Voluntarily Certified | Single-split-system air condit | False | False | 33400 |  | 17 | 13.4 |  |  | False | 30 | 30 | 12 | 0 | Blower Coil System | False | Conventional | 07/06/2023 |  | 10/05/2023
Carrier Corp. - Indianapolis | Arcoaire | HVA949GKA** | HVA949GKA** | FCM4X60***L+WALLCON |  | Voluntarily Certified | Single-split-system air condit | False | False | 44500 |  | 19 | 13.4 |  |  | False | 30 | 30 | 12 | 0 | Blower Coil System | True | Conventional | 07/06/2023 |  | 10/05/2023
Carrier Corp. - Indianapolis | Arcoaire | RGW049K* | RGW049K* |  |  | Voluntarily Certified | Single-package air conditioner | False | False | 46500 |  | 16 | 13.4 |  |  | True | 12 | 30 | 12 | 0 |  | False | Conventional | 07/06/2023 |  | 10/05/2023
Carrier Corp. - Indianapolis | BRYANT HEATING AND COOLING SYSTEMS | 582KJ04(1,3,4,8)* | 582KJ04(1,3,4,8)* |  |  | Voluntarily Certified | Single-package air conditioner | False | False | 34000 |  | 13.4 | 13.4 |  |  | True | 9 | 30 | 11.5 | 0 |  | False | Conventional | 07/06/2023 |  | 10/05/2023
Carrier Corp. - Indianapolis | BRYANT HEATING AND COOLING SYSTEMS | 551KJ041* | 551KJ041* |  |  | Voluntarily Certified | Single-package air conditioner | False | False | 35000 |  | 16 | 13.4 |  |  | True | 9 | 30 | 12 | 0 |  | False | Conventional | 07/06/2023 |  | 10/05/2023
Carrier Corp. - Indianapolis | Heil | RGW061K* | RGW061K* |  |  | Voluntarily Certified | Single-package air conditioner | False | False | 59000 |  | 16.5 | 13.4 |  |  | True | 30 | 30 | 12 | 0 |  | False | Conventional | 07/06/2023 |  | 10/05/2023
Carrier Corp. - Indianapolis | Keeprite | RGW049K* | RGW049K* |  |  | Voluntarily Certified | Single-package air conditioner | False | False | 46500 |  | 16 | 13.4 |  |  | True | 12 | 30 | 12 | 0 |  | False | Conventional | 07/06/2023 |  | 10/05/2023
Carrier Corp. - Indianapolis | Keeprite | RGW037K* | RGW037K* |  |  | Voluntarily Certified | Single-package air conditioner | False | False | 35000 |  | 16 | 13.4 |  |  | True | 9 | 30 | 12 | 0 |  | False | Conventional | 07/06/2023 |  | 10/05/2023
Carrier Corp. - Indianapolis | Arcoaire | RGW037K* | RGW037K* |  |  | Voluntarily Certified | Single-package air conditioner | False | False | 35000 |  | 16 | 13.4 |  |  | True | 9 | 30 | 12 | 0 |  | False | Conventional | 07/06/2023 |  | 10/05/2023
Carrier Corp. - Indianapolis | Day & Night | N4A748GKA* | N4A748GKA* | EA*4X61L24A*+TDR |  | Voluntarily Certified | Single-split-system air condit | False | False | 48500 |  | 13.8 | 13.4 |  |  | False | 30 | 30 | 11.2 | 0 | Coil-Only System | False | Conventional | 07/06/2023 |  | 10/05/2023
Carrier Corp. - Indianapolis | BRYANT HEATING AND COOLING SYSTEMS | 582KJ06(1,3,4,8)* | 582KJ06(1,3,4,8)* |  |  | Voluntarily Certified | Single-package air conditioner | False | False | 58500 |  | 13.6 | 13.4 |  |  | True | 30 | 30 | 11.5 | 0 |  | False | Conventional | 07/06/2023 |  | 10/05/2023
Carrier Corp. - Indianapolis | Comfortmaker | RAW037K* | RAW037K* |  |  | Voluntarily Certified | Single-package air conditioner | False | False | 35000 |  | 16 | 13.4 |  |  | True | 9 | 30 | 12 | 0 |  | False | Conventional | 07/06/2023 |  | 10/05/2023
Carrier Corp. - Indianapolis | Comfortmaker | CVA960GKA** | CVA960GKA** | FCM4X60***L+WALLCON |  | Voluntarily Certified | Single-split-system air condit | False | False | 57000 |  | 16.5 | 13.4 |  |  | False | 30 | 30 | 9.5 | 0 | Blower Coil System | True | Conventional | 07/06/2023 |  | 10/05/2023
Carrier Corp. - Indianapolis | Day & Night | RAW061K* | RAW061K* |  |  | Voluntarily Certified | Single-package air conditioner | False | False | 59000 |  | 16.5 | 13.4 |  |  | True | 30 | 30 | 12 | 0 |  | False | Conventional | 07/06/2023 |  | 10/05/2023
Carrier Corp. - Indianapolis | Tempstar | RAW061K* | RAW061K* |  |  | Voluntarily Certified | Single-package air conditioner | False | False | 59000 |  | 16.5 | 13.4 |  |  | True | 30 | 30 | 12 | 0 |  | False | Conventional | 07/06/2023 |  | 10/05/2023
Carrier Corp. - Indianapolis | Tempstar | N4A748GKA* | N4A748GKA* | EA*4X61L24A*+TDR |  | Voluntarily Certified | Single-split-system air condit | False | False | 48500 |  | 13.8 | 13.4 |  |  | False | 30 | 30 | 11.2 | 0 | Coil-Only System | False | Conventional | 07/06/2023 |  | 10/05/2023
Carrier Corp. - Indianapolis | Day & Night | RGW049K* | RGW049K* |  |  | Voluntarily Certified | Single-package air conditioner | False | False | 46500 |  | 16 | 13.4 |  |  | True | 12 | 30 | 12 | 0 |  | False | Conventional | 07/06/2023 |  | 10/05/2023
Carrier Corp. - Indianapolis | Tempstar | RGW049K* | RGW049K* |  |  | Voluntarily Certified | Single-package air conditioner | False | False | 46500 |  | 16 | 13.4 |  |  | True | 12 | 30 | 12 | 0 |  | False | Conventional | 07/06/2023 |  | 10/05/2023
Carrier Corp. - Indianapolis | Comfortmaker | N4A760GKA* | N4A760GKA* | EA*4X61L24A*+TDR |  | Voluntarily Certified | Single-split-system air condit | False | False | 56500 |  | 13.8 | 13.4 |  |  | False | 30 | 30 | 11.2 | 0 | Coil-Only System | False | Conventional | 07/06/2023 |  | 10/05/2023
Carrier Corp. - Indianapolis | Keeprite | CVA924GKA**+TSTAT | CVA924GKA**+TSTAT | FVM4X24***L |  | Voluntarily Certified | Single-split-system air condit | False | False | 24200 |  | 15.5 | 13.4 |  |  | False | 30 | 30 | 10 | 0 | Blower Coil System | False | Conventional | 07/06/2023 |  | 10/05/2023
Carrier Corp. - Indianapolis | Keeprite | RGW061K* | RGW061K* |  |  | Voluntarily Certified | Single-package air conditioner | False | False | 59000 |  | 16.5 | 13.4 |  |  | True | 30 | 30 | 12 | 0 |  | False | Conventional | 07/06/2023 |  | 10/05/2023
Carrier Corp. - Indianapolis | Day & Night | RGW037K* | RGW037K* |  |  | Voluntarily Certified | Single-package air conditioner | False | False | 35000 |  | 16 | 13.4 |  |  | True | 9 | 30 | 12 | 0 |  | False | Conventional | 07/06/2023 |  | 10/05/2023
Carrier Corp. - Indianapolis | Tempstar | RGW037K* | RGW037K* |  |  | Voluntarily Certified | Single-package air conditioner | False | False | 35000 |  | 16 | 13.4 |  |  | True | 9 | 30 | 12 | 0 |  | False | Conventional | 07/06/2023 |  | 10/05/2023
Carrier Corp. - Indianapolis | ICP Commercial | RGW061K* | RGW061K* |  |  | Voluntarily Certified | Single-package air conditioner | False | False | 59000 |  | 16.5 | 13.4 |  |  | True | 30 | 30 | 12 | 0 |  | False | Conventional | 07/06/2023 |  | 10/05/2023
Carrier Corp. - Indianapolis | Airquest | N4A748GKA* | N4A748GKA* | EA*4X61L24A*+TDR |  | Voluntarily Certified | Single-split-system air condit | False | False | 48500 |  | 13.8 | 13.4 |  |  | False | 30 | 30 | 11.2 | 0 | Coil-Only System | False | Conventional | 07/06/2023 |  | 10/05/2023
Carrier Corp. - Indianapolis | Airquest | RAW061K* | RAW061K* |  |  | Voluntarily Certified | Single-package air conditioner | False | False | 59000 |  | 16.5 | 13.4 |  |  | True | 30 | 30 | 12 | 0 |  | False | Conventional | 07/06/2023 |  | 10/05/2023
Carrier Corp. - Indianapolis | ICP Commercial | RAW061K* | RAW061K* |  |  | Voluntarily Certified | Single-package air conditioner | False | False | 59000 |  | 16.5 | 13.4 |  |  | True | 30 | 30 | 12 | 0 |  | False | Conventional | 07/06/2023 |  | 10/05/2023
Carrier Corp. - Indianapolis | Maratherm | N4A748GKA* | N4A748GKA* | EA*4X61L24A*+TDR |  | Voluntarily Certified | Single-split-system air condit | False | False | 48500 |  | 13.8 | 13.4 |  |  | False | 30 | 30 | 11.2 | 0 | Coil-Only System | False | Conventional | 07/06/2023 |  | 10/05/2023
Carrier Corp. - Indianapolis | Comfortmaker | CVA924GKA**+TSTAT | CVA924GKA**+TSTAT | FVM4X24***L |  | Voluntarily Certified | Single-split-system air condit | False | False | 24200 |  | 15.5 | 13.4 |  |  | False | 30 | 30 | 10 | 0 | Blower Coil System | False | Conventional | 07/06/2023 |  | 10/05/2023
Carrier Corp. - Indianapolis | Comfortmaker | RGW061K* | RGW061K* |  |  | Voluntarily Certified | Single-package air conditioner | False | False | 59000 |  | 16.5 | 13.4 |  |  | True | 30 | 30 | 12 | 0 |  | False | Conventional | 07/06/2023 |  | 10/05/2023
Carrier Corp. - Indianapolis | Day & Night | RGW061K* | RGW061K* |  |  | Voluntarily Certified | Single-package air conditioner | False | False | 59000 |  | 16.5 | 13.4 |  |  | True | 30 | 30 | 12 | 0 |  | False | Conventional | 07/06/2023 |  | 10/05/2023
Carrier Corp. - Indianapolis | Comfortmaker | RGW037K* | RGW037K* |  |  | Voluntarily Certified | Single-package air conditioner | False | False | 35000 |  | 16 | 13.4 |  |  | True | 9 | 30 | 12 | 0 |  | False | Conventional | 07/06/2023 |  | 10/05/2023
Carrier Corp. - Indianapolis | Comfortmaker | N4A748GKA* | N4A748GKA* | EA*4X61L24A*+TDR |  | Voluntarily Certified | Single-split-system air condit | False | False | 48500 |  | 13.8 | 13.4 |  |  | False | 30 | 30 | 11.2 | 0 | Coil-Only System | False | Conventional | 07/06/2023 |  | 10/05/2023
Carrier Corp. - Indianapolis | Comfortmaker | RAW061K* | RAW061K* |  |  | Voluntarily Certified | Single-package air conditioner | False | False | 59000 |  | 16.5 | 13.4 |  |  | True | 30 | 30 | 12 | 0 |  | False | Conventional | 07/06/2023 |  | 10/05/2023
Carrier Corp. - Indianapolis | Comfortmaker | RGW049K* | RGW049K* |  |  | Voluntarily Certified | Single-package air conditioner | False | False | 46500 |  | 16 | 13.4 |  |  | True | 12 | 30 | 12 | 0 |  | False | Conventional | 07/06/2023 |  | 10/05/2023
Carrier Corp. - Indianapolis | Tempstar | RGW061K* | RGW061K* |  |  | Voluntarily Certified | Single-package air conditioner | False | False | 59000 |  | 16.5 | 13.4 |  |  | True | 30 | 30 | 12 | 0 |  | False | Conventional | 07/06/2023 |  | 10/05/2023
AAON, Inc. | Aaon | CF-002-1-A-BA0C-00-21-000-A | CF-002-1-A-BA0C-00-21-000-A | V3-002-0-B-A0BC-V0-00-000-A |  | Voluntarily Certified | Single-split-system air condit | False | False | 24400 |  | 14.9 | 13.4 |  |  | False | 30 | 30 | 12.85 |  | Blower Coil System | False | Conventional | 10/02/2023 |  | 11/14/2023
AAON, Inc. | Aaon | CF-003-1-A-BA0C-00-21-000-A | CF-003-1-A-BA0C-00-21-000-A | V3-003-0-C-A0BC-V0-00-000-A |  | Voluntarily Certified | Single-split-system air condit | False | False | 36800 |  | 14.3 | 13.4 |  |  | False | 30 | 30 | 11.85 |  | Blower Coil System | False | Conventional | 10/02/2023 |  | 11/14/2023
AAON, Inc. | Aaon | CF-003-1-A-DA0C-00-21-000-A | CF-003-1-A-DA0C-00-21-000-A | V3-003-0-C-A0BC-V0-00-000-A |  | Voluntarily Certified | Single-split-system air condit | False | False | 38000 |  | 14.3 | 13.4 |  |  | False | 30 | 30 | 12 |  | Blower Coil System | True | Conventional | 10/02/2023 |  | 11/14/2023
AAON, Inc. | Aaon | CF-004-1-A-BA0C-00-21-000-A | CF-004-1-A-BA0C-00-21-000-A | V3-004-0-C-A0BC-V0-00-000-A |  | Voluntarily Certified | Single-split-system air condit | False | False | 48000 |  | 14.2 | 13.4 |  |  | False | 30 | 30 | 11.9 |  | Blower Coil System | False | Conventional | 10/02/2023 |  | 11/14/2023
AAON, Inc. | Aaon | CF-004-1-A-DA0C-00-21-000-A | CF-004-1-A-DA0C-00-21-000-A | V3-004-0-C-A0BC-V0-00-000-A |  | Voluntarily Certified | Single-split-system air condit | False | False | 46000 |  | 14.5 | 13.4 |  |  | False | 30 | 30 | 11.85 |  | Blower Coil System | True | Conventional | 10/02/2023 |  | 11/14/2023
AAON, Inc. | Aaon | CF-005-1-A-BA0C-00-21-000-A | CF-005-1-A-BA0C-00-21-000-A | V3-005-0-C-A0BC-V0-00-000-A |  | Voluntarily Certified | Single-split-system air condit | False | False | 58000 |  | 14 | 13.4 |  |  | False | 30 | 30 | 12.15 |  | Blower Coil System | False | Conventional | 10/02/2023 |  | 11/14/2023
AAON, Inc. | Aaon | CF-005-1-A-DA0C-00-21-000-A | CF-005-1-A-DA0C-00-21-000-A | V3-005-0-C-A0BC-V0-00-000-A |  | Voluntarily Certified | Single-split-system air condit | False | False | 58500 |  | 13.8 | 13.4 |  |  | False | 30 | 30 | 11.9 |  | Blower Coil System | True | Conventional | 10/02/2023 |  | 11/14/2023
AAON, Inc. | Aaon | RQ-002-1-0-BAAC-S0-21-000-A | RQ-002-1-0-BAAC-S0-21-000-A |  |  | Voluntarily Certified | Single-package air conditioner | False | False | 24000 |  | 16.4 | 13.4 |  |  | False | 30 | 30 | 13.2 |  |  | False | Conventional | 10/02/2023 |  | 11/14/2023
AAON, Inc. | Aaon | RQ-002-1-0-BAAC-S0-21-100-A | RQ-002-1-0-BAAC-S0-21-100-A |  |  | Voluntarily Certified | Single-package air conditioner | False | False | 23000 |  | 15.2 | 13.4 |  |  | False | 30 | 30 | 12.1 |  |  | False | Conventional | 10/02/2023 |  | 11/14/2023
AAON, Inc. | Aaon | RQ-002-1-0-BAAY-S0-21-000-A | RQ-002-1-0-BAAY-S0-21-000-A |  |  | Voluntarily Certified | Single-package air conditioner | False | False | 24000 |  | 16.4 | 13.4 |  |  | False | 30 | 30 | 13.1 |  |  | False | Conventional | 10/02/2023 |  | 11/14/2023
AAON, Inc. | Aaon | RQ-002-1-0-BAAY-S0-21-100-A | RQ-002-1-0-BAAY-S0-21-100-A |  |  | Voluntarily Certified | Single-package air conditioner | False | False | 23000 |  | 15.2 | 13.4 |  |  | False | 30 | 30 | 12 |  |  | False | Conventional | 10/02/2023 |  | 11/14/2023
AAON, Inc. | Aaon | RQ-003-1-0-BAAC-S0-21-000-A | RQ-003-1-0-BAAC-S0-21-000-A |  |  | Voluntarily Certified | Single-package air conditioner | False | False | 36000 |  | 15.6 | 13.4 |  |  | False | 30 | 30 | 12 |  |  | False | Conventional | 10/02/2023 |  | 11/14/2023
AAON, Inc. | Aaon | RQ-003-1-0-BAAC-S0-21-100-A | RQ-003-1-0-BAAC-S0-21-100-A |  |  | Voluntarily Certified | Single-package air conditioner | False | False | 34000 |  | 15 | 13.4 |  |  | False | 30 | 30 | 12 |  |  | False | Conventional | 10/02/2023 |  | 11/14/2023
AAON, Inc. | Aaon | RQ-003-1-0-BAAY-S0-21-000-A | RQ-003-1-0-BAAY-S0-21-000-A |  |  | Voluntarily Certified | Single-package air conditioner | False | False | 36000 |  | 15.6 | 13.4 |  |  | False | 30 | 30 | 11.9 |  |  | False | Conventional | 10/02/2023 |  | 11/14/2023
AAON, Inc. | Aaon | RQ-003-1-0-BAAY-S0-21-100-A | RQ-003-1-0-BAAY-S0-21-100-A |  |  | Voluntarily Certified | Single-package air conditioner | False | False | 34000 |  | 15 | 13.4 |  |  | False | 30 | 30 | 11.9 |  |  | False | Conventional | 10/02/2023 |  | 11/14/2023
AAON, Inc. | Aaon | RQ-003-1-0-DAAC-V0-21-000-A | RQ-003-1-0-DAAC-V0-21-000-A |  |  | Voluntarily Certified | Single-package air conditioner | False | False | 37000 |  | 13.4 | 13.4 |  |  | False | 30 | 30 | 12 |  |  | True | Conventional | 10/02/2023 |  | 11/14/2023
AAON, Inc. | Aaon | RQ-003-1-0-DAAY-V0-21-000-A | RQ-003-1-0-DAAY-V0-21-000-A |  |  | Voluntarily Certified | Single-package air conditioner | False | False | 37000 |  | 13.4 | 13.4 |  |  | False | 30 | 30 | 11.9 |  |  | True | Conventional | 10/02/2023 |  | 11/14/2023
AAON, Inc. | Aaon | RQ-004-1-0-BAAC-S0-21-000-A | RQ-004-1-0-BAAC-S0-21-000-A |  |  | Voluntarily Certified | Single-package air conditioner | False | False | 48000 |  | 15 | 13.4 |  |  | False | 30 | 30 | 12.5 |  |  | False | Conventional | 10/02/2023 |  | 11/14/2023
AAON, Inc. | Aaon | RQ-004-1-0-BAAC-S0-21-100-A | RQ-004-1-0-BAAC-S0-21-100-A |  |  | Voluntarily Certified | Single-package air conditioner | False | False | 45000 |  | 14.8 | 13.4 |  |  | False | 30 | 30 | 12 |  |  | False | Conventional | 10/02/2023 |  | 11/14/2023
AAON, Inc. | Aaon | RQ-004-1-0-BAAY-S0-21-000-A | RQ-004-1-0-BAAY-S0-21-000-A |  |  | Voluntarily Certified | Single-package air conditioner | False | False | 48000 |  | 15 | 13.4 |  |  | False | 30 | 30 | 12.4 |  |  | False | Conventional | 10/02/2023 |  | 11/14/2023
AAON, Inc. | Aaon | RQ-004-1-0-BAAY-S0-21-100-A | RQ-004-1-0-BAAY-S0-21-100-A |  |  | Voluntarily Certified | Single-package air conditioner | False | False | 45000 |  | 14.8 | 13.4 |  |  | False | 30 | 30 | 11.9 |  |  | False | Conventional | 10/02/2023 |  | 11/14/2023
AAON, Inc. | Aaon | RQ-004-1-0-BABC-S0-21-000-A | RQ-004-1-0-BABC-S0-21-000-A |  |  | Voluntarily Certified | Single-package air conditioner | False | False | 44000 |  | 14.3 | 13.4 |  |  | False | 30 | 30 | 11.3 |  |  | False | Conventional | 10/02/2023 |  | 11/14/2023
AAON, Inc. | Aaon | RQ-004-1-0-BABY-S0-21-000-A | RQ-004-1-0-BABY-S0-21-000-A |  |  | Voluntarily Certified | Single-package air conditioner | False | False | 44000 |  | 14.3 | 13.4 |  |  | False | 30 | 30 | 11.2 |  |  | False | Conventional | 10/02/2023 |  | 11/14/2023
AAON, Inc. | Aaon | RQ-004-1-0-DAAC-V0-21-000-A | RQ-004-1-0-DAAC-V0-21-000-A |  |  | Voluntarily Certified | Single-package air conditioner | False | False | 48000 |  | 13.5 | 13.4 |  |  | False | 30 | 30 | 11.8 |  |  | True | Conventional | 10/02/2023 |  | 11/14/2023
AAON, Inc. | Aaon | RQ-004-1-0-DAAY-V0-21-000-A | RQ-004-1-0-DAAY-V0-21-000-A |  |  | Voluntarily Certified | Single-package air conditioner | False | False | 48000 |  | 13.5 | 13.4 |  |  | False | 30 | 30 | 11.7 |  |  | True | Conventional | 10/02/2023 |  | 11/14/2023
AAON, Inc. | Aaon | RQ-004-1-0-DABC-V0-21-000-A | RQ-004-1-0-DABC-V0-21-000-A |  |  | Voluntarily Certified | Single-package air conditioner | False | False | 50000 |  | 13.4 | 13.4 |  |  | False | 30 | 30 | 12.8 |  |  | True | Conventional | 10/02/2023 |  | 11/14/2023
AAON, Inc. | Aaon | RQ-004-1-0-DABY-V0-21-000-A | RQ-004-1-0-DABY-V0-21-000-A |  |  | Voluntarily Certified | Single-package air conditioner | False | False | 50000 |  | 13.4 | 13.4 |  |  | False | 30 | 30 | 12.7 |  |  | True | Conventional | 10/02/2023 |  | 11/14/2023
AAON, Inc. | Aaon | RQ-005-1-0-BAAC-S0-21-000-A | RQ-005-1-0-BAAC-S0-21-000-A |  |  | Voluntarily Certified | Single-package air conditioner | False | False | 55000 |  | 15.4 | 13.4 |  |  | False | 30 | 30 | 12.4 |  |  | False | Conventional | 10/02/2023 |  | 11/14/2023
AAON, Inc. | Aaon | RQ-005-1-0-BAAC-S0-21-100-A | RQ-005-1-0-BAAC-S0-21-100-A |  |  | Voluntarily Certified | Single-package air conditioner | False | False | 54000 |  | 14.4 | 13.4 |  |  | False | 30 | 30 | 11.8 |  |  | False | Conventional | 10/02/2023 |  | 11/14/2023
AAON, Inc. | Aaon | RQ-005-1-0-BAAY-S0-21-000-A | RQ-005-1-0-BAAY-S0-21-000-A |  |  | Voluntarily Certified | Single-package air conditioner | False | False | 55000 |  | 15.4 | 13.4 |  |  | False | 30 | 30 | 12.3 |  |  | False | Conventional | 10/02/2023 |  | 11/14/2023
AAON, Inc. | Aaon | RQ-005-1-0-BAAY-S0-21-100-A | RQ-005-1-0-BAAY-S0-21-100-A |  |  | Voluntarily Certified | Single-package air conditioner | False | False | 54000 |  | 14.4 | 13.4 |  |  | False | 30 | 30 | 11.7 |  |  | False | Conventional | 10/02/2023 |  | 11/14/2023
AAON, Inc. | Aaon | RQ-005-1-0-BABC-S0-21-000-A | RQ-005-1-0-BABC-S0-21-000-A |  |  | Voluntarily Certified | Single-package air conditioner | False | False | 57000 |  | 15 | 13.4 |  |  | False | 30 | 30 | 12.6 |  |  | False | Conventional | 10/02/2023 |  | 11/14/2023
AAON, Inc. | Aaon | RQ-005-1-0-BABY-S0-21-000-A | RQ-005-1-0-BABY-S0-21-000-A |  |  | Voluntarily Certified | Single-package air conditioner | False | False | 57000 |  | 15 | 13.4 |  |  | False | 30 | 30 | 12.5 |  |  | False | Conventional | 10/02/2023 |  | 11/14/2023
AAON, Inc. | Aaon | RQ-005-1-0-DAAC-V0-21-000-A | RQ-005-1-0-DAAC-V0-21-000-A |  |  | Voluntarily Certified | Single-package air conditioner | False | False | 58000 |  | 13.45 | 13.4 |  |  | False | 30 | 30 | 12 |  |  | True | Conventional | 10/02/2023 |  | 11/14/2023
AAON, Inc. | Aaon | RQ-005-1-0-DAAY-V0-21-000-A | RQ-005-1-0-DAAY-V0-21-000-A |  |  | Voluntarily Certified | Single-package air conditioner | False | False | 58000 |  | 13.45 | 13.4 |  |  | False | 30 | 30 | 11.9 |  |  | True | Conventional | 10/02/2023 |  | 11/14/2023
AAON, Inc. | Aaon | RQ-005-1-0-DABC-V0-21-000-A | RQ-005-1-0-DABC-V0-21-000-A |  |  | Voluntarily Certified | Single-package air conditioner | False | False | 60000 |  | 13.4 | 13.4 |  |  | False | 30 | 30 | 12.2 |  |  | True | Conventional | 10/02/2023 |  | 11/14/2023
AAON, Inc. | Aaon | RQ-005-1-0-DABY-V0-21-000-A | RQ-005-1-0-DABY-V0-21-000-A |  |  | Voluntarily Certified | Single-package air conditioner | False | False | 60000 |  | 13.4 | 13.4 |  |  | False | 30 | 30 | 12.1 |  |  | True | Conventional | 10/02/2023 |  | 11/14/2023
AAON, Inc. | Aaon | CF-002-1-A-BA0C-00-21-000-A | CF-002-1-A-BA0C-00-21-000-A | V3-002-0-B-A0BC-V0-00-000-A |  | Voluntarily Certified | Single-split-system air condit | False | False | 24400 |  | 14.9 | 13.4 |  |  | False | 30 | 30 | 12.85 |  | Blower Coil System | False | Conventional | 10/02/2023 |  | 11/14/2023
AAON, Inc. | Aaon | CF-003-1-A-BA0C-00-21-000-A | CF-003-1-A-BA0C-00-21-000-A | V3-003-0-C-A0BC-V0-00-000-A |  | Voluntarily Certified | Single-split-system air condit | False | False | 36800 |  | 14.3 | 13.4 |  |  | False | 30 | 30 | 11.85 |  | Blower Coil System | False | Conventional | 10/02/2023 |  | 11/14/2023
AAON, Inc. | Aaon | CF-003-1-A-DA0C-00-21-000-A | CF-003-1-A-DA0C-00-21-000-A | V3-003-0-C-A0BC-V0-00-000-A |  | Voluntarily Certified | Single-split-system air condit | False | False | 38000 |  | 14.3 | 13.4 |  |  | False | 30 | 30 | 12 |  | Blower Coil System | True | Conventional | 10/02/2023 |  | 11/14/2023
AAON, Inc. | Aaon | CF-004-1-A-BA0C-00-21-000-A | CF-004-1-A-BA0C-00-21-000-A | V3-004-0-C-A0BC-V0-00-000-A |  | Voluntarily Certified | Single-split-system air condit | False | False | 48000 |  | 14.2 | 13.4 |  |  | False | 30 | 30 | 11.9 |  | Blower Coil System | False | Conventional | 10/02/2023 |  | 11/14/2023
AAON, Inc. | Aaon | CF-004-1-A-DA0C-00-21-000-A | CF-004-1-A-DA0C-00-21-000-A | V3-004-0-C-A0BC-V0-00-000-A |  | Voluntarily Certified | Single-split-system air condit | False | False | 46000 |  | 14.5 | 13.4 |  |  | False | 30 | 30 | 11.85 |  | Blower Coil System | True | Conventional | 10/02/2023 |  | 11/14/2023
AAON, Inc. | Aaon | CF-005-1-A-BA0C-00-21-000-A | CF-005-1-A-BA0C-00-21-000-A | V3-005-0-C-A0BC-V0-00-000-A |  | Voluntarily Certified | Single-split-system air condit | False | False | 58000 |  | 14 | 13.4 |  |  | False | 30 | 30 | 12.15 |  | Blower Coil System | False | Conventional | 10/02/2023 |  | 11/14/2023
AAON, Inc. | Aaon | CF-005-1-A-DA0C-00-21-000-A | CF-005-1-A-DA0C-00-21-000-A | V3-005-0-C-A0BC-V0-00-000-A |  | Voluntarily Certified | Single-split-system air condit | False | False | 58500 |  | 13.8 | 13.4 |  |  | False | 30 | 30 | 11.9 |  | Blower Coil System | True | Conventional | 10/02/2023 |  | 11/14/2023
AAON, Inc. | Aaon | RQ-002-1-0-BAAC-S0-21-000-A | RQ-002-1-0-BAAC-S0-21-000-A |  |  | Voluntarily Certified | Single-package air conditioner | False | False | 24000 |  | 16.4 | 13.4 |  |  | False | 30 | 30 | 13.2 |  |  | False | Conventional | 10/02/2023 |  | 11/14/2023
AAON, Inc. | Aaon | RQ-002-1-0-BAAC-S0-21-100-A | RQ-002-1-0-BAAC-S0-21-100-A |  |  | Voluntarily Certified | Single-package air conditioner | False | False | 23000 |  | 15.2 | 13.4 |  |  | False | 30 | 30 | 12.1 |  |  | False | Conventional | 10/02/2023 |  | 11/14/2023
AAON, Inc. | Aaon | RQ-002-1-0-BAAY-S0-21-000-A | RQ-002-1-0-BAAY-S0-21-000-A |  |  | Voluntarily Certified | Single-package air conditioner | False | False | 24000 |  | 16.4 | 13.4 |  |  | False | 30 | 30 | 13.1 |  |  | False | Conventional | 10/02/2023 |  | 11/14/2023
AAON, Inc. | Aaon | RQ-002-1-0-BAAY-S0-21-100-A | RQ-002-1-0-BAAY-S0-21-100-A |  |  | Voluntarily Certified | Single-package air conditioner | False | False | 23000 |  | 15.2 | 13.4 |  |  | False | 30 | 30 | 12 |  |  | False | Conventional | 10/02/2023 |  | 11/14/2023
AAON, Inc. | Aaon | RQ-003-1-0-BAAC-S0-21-000-A | RQ-003-1-0-BAAC-S0-21-000-A |  |  | Voluntarily Certified | Single-package air conditioner | False | False | 36000 |  | 15.6 | 13.4 |  |  | False | 30 | 30 | 12 |  |  | False | Conventional | 10/02/2023 |  | 11/14/2023
AAON, Inc. | Aaon | RQ-003-1-0-BAAC-S0-21-100-A | RQ-003-1-0-BAAC-S0-21-100-A |  |  | Voluntarily Certified | Single-package air conditioner | False | False | 34000 |  | 15 | 13.4 |  |  | False | 30 | 30 | 12 |  |  | False | Conventional | 10/02/2023 |  | 11/14/2023
AAON, Inc. | Aaon | RQ-003-1-0-BAAY-S0-21-000-A | RQ-003-1-0-BAAY-S0-21-000-A |  |  | Voluntarily Certified | Single-package air conditioner | False | False | 36000 |  | 15.6 | 13.4 |  |  | False | 30 | 30 | 11.9 |  |  | False | Conventional | 10/02/2023 |  | 11/14/2023
AAON, Inc. | Aaon | RQ-003-1-0-BAAY-S0-21-100-A | RQ-003-1-0-BAAY-S0-21-100-A |  |  | Voluntarily Certified | Single-package air conditioner | False | False | 34000 |  | 15 | 13.4 |  |  | False | 30 | 30 | 11.9 |  |  | False | Conventional | 10/02/2023 |  | 11/14/2023
AAON, Inc. | Aaon | RQ-003-1-0-DAAC-V0-21-000-A | RQ-003-1-0-DAAC-V0-21-000-A |  |  | Voluntarily Certified | Single-package air conditioner | False | False | 37000 |  | 13.4 | 13.4 |  |  | False | 30 | 30 | 12 |  |  | True | Conventional | 10/02/2023 |  | 11/14/2023
AAON, Inc. | Aaon | RQ-003-1-0-DAAY-V0-21-000-A | RQ-003-1-0-DAAY-V0-21-000-A |  |  | Voluntarily Certified | Single-package air conditioner | False | False | 37000 |  | 13.4 | 13.4 |  |  | False | 30 | 30 | 11.9 |  |  | True | Conventional | 10/02/2023 |  | 11/14/2023
AAON, Inc. | Aaon | RQ-004-1-0-BAAC-S0-21-000-A | RQ-004-1-0-BAAC-S0-21-000-A |  |  | Voluntarily Certified | Single-package air conditioner | False | False | 48000 |  | 15 | 13.4 |  |  | False | 30 | 30 | 12.5 |  |  | False | Conventional | 10/02/2023 |  | 11/14/2023
AAON, Inc. | Aaon | RQ-004-1-0-BAAC-S0-21-100-A | RQ-004-1-0-BAAC-S0-21-100-A |  |  | Voluntarily Certified | Single-package air conditioner | False | False | 45000 |  | 14.8 | 13.4 |  |  | False | 30 | 30 | 12 |  |  | False | Conventional | 10/02/2023 |  | 11/14/2023
AAON, Inc. | Aaon | RQ-004-1-0-BAAY-S0-21-000-A | RQ-004-1-0-BAAY-S0-21-000-A |  |  | Voluntarily Certified | Single-package air conditioner | False | False | 48000 |  | 15 | 13.4 |  |  | False | 30 | 30 | 12.4 |  |  | False | Conventional | 10/02/2023 |  | 11/14/2023
AAON, Inc. | Aaon | RQ-004-1-0-BAAY-S0-21-100-A | RQ-004-1-0-BAAY-S0-21-100-A |  |  | Voluntarily Certified | Single-package air conditioner | False | False | 45000 |  | 14.8 | 13.4 |  |  | False | 30 | 30 | 11.9 |  |  | False | Conventional | 10/02/2023 |  | 11/14/2023
AAON, Inc. | Aaon | RQ-004-1-0-BABC-S0-21-000-A | RQ-004-1-0-BABC-S0-21-000-A |  |  | Voluntarily Certified | Single-package air conditioner | False | False | 44000 |  | 14.3 | 13.4 |  |  | False | 30 | 30 | 11.3 |  |  | False | Conventional | 10/02/2023 |  | 11/14/2023
AAON, Inc. | Aaon | RQ-004-1-0-BABY-S0-21-000-A | RQ-004-1-0-BABY-S0-21-000-A |  |  | Voluntarily Certified | Single-package air conditioner | False | False | 44000 |  | 14.3 | 13.4 |  |  | False | 30 | 30 | 11.2 |  |  | False | Conventional | 10/02/2023 |  | 11/14/2023
AAON, Inc. | Aaon | RQ-004-1-0-DAAC-V0-21-000-A | RQ-004-1-0-DAAC-V0-21-000-A |  |  | Voluntarily Certified | Single-package air conditioner | False | False | 48000 |  | 13.5 | 13.4 |  |  | False | 30 | 30 | 11.8 |  |  | True | Conventional | 10/02/2023 |  | 11/14/2023
AAON, Inc. | Aaon | RQ-004-1-0-DAAY-V0-21-000-A | RQ-004-1-0-DAAY-V0-21-000-A |  |  | Voluntarily Certified | Single-package air conditioner | False | False | 48000 |  | 13.5 | 13.4 |  |  | False | 30 | 30 | 11.7 |  |  | True | Conventional | 10/02/2023 |  | 11/14/2023
AAON, Inc. | Aaon | RQ-004-1-0-DABC-V0-21-000-A | RQ-004-1-0-DABC-V0-21-000-A |  |  | Voluntarily Certified | Single-package air conditioner | False | False | 50000 |  | 13.4 | 13.4 |  |  | False | 30 | 30 | 12.8 |  |  | True | Conventional | 10/02/2023 |  | 11/14/2023
AAON, Inc. | Aaon | RQ-004-1-0-DABY-V0-21-000-A | RQ-004-1-0-DABY-V0-21-000-A |  |  | Voluntarily Certified | Single-package air conditioner | False | False | 50000 |  | 13.4 | 13.4 |  |  | False | 30 | 30 | 12.7 |  |  | True | Conventional | 10/02/2023 |  | 11/14/2023
AAON, Inc. | Aaon | RQ-005-1-0-BAAC-S0-21-000-A | RQ-005-1-0-BAAC-S0-21-000-A |  |  | Voluntarily Certified | Single-package air conditioner | False | False | 55000 |  | 15.4 | 13.4 |  |  | False | 30 | 30 | 12.4 |  |  | False | Conventional | 10/02/2023 |  | 11/14/2023
AAON, Inc. | Aaon | RQ-005-1-0-BAAC-S0-21-100-A | RQ-005-1-0-BAAC-S0-21-100-A |  |  | Voluntarily Certified | Single-package air conditioner | False | False | 54000 |  | 14.4 | 13.4 |  |  | False | 30 | 30 | 11.8 |  |  | False | Conventional | 10/02/2023 |  | 11/14/2023
AAON, Inc. | Aaon | RQ-005-1-0-BAAY-S0-21-000-A | RQ-005-1-0-BAAY-S0-21-000-A |  |  | Voluntarily Certified | Single-package air conditioner | False | False | 55000 |  | 15.4 | 13.4 |  |  | False | 30 | 30 | 12.3 |  |  | False | Conventional | 10/02/2023 |  | 11/14/2023
AAON, Inc. | Aaon | RQ-005-1-0-BAAY-S0-21-100-A | RQ-005-1-0-BAAY-S0-21-100-A |  |  | Voluntarily Certified | Single-package air conditioner | False | False | 54000 |  | 14.4 | 13.4 |  |  | False | 30 | 30 | 11.7 |  |  | False | Conventional | 10/02/2023 |  | 11/14/2023
AAON, Inc. | Aaon | RQ-005-1-0-BABC-S0-21-000-A | RQ-005-1-0-BABC-S0-21-000-A |  |  | Voluntarily Certified | Single-package air conditioner | False | False | 57000 |  | 15 | 13.4 |  |  | False | 30 | 30 | 12.6 |  |  | False | Conventional | 10/02/2023 |  | 11/14/2023
AAON, Inc. | Aaon | RQ-005-1-0-BABY-S0-21-000-A | RQ-005-1-0-BABY-S0-21-000-A |  |  | Voluntarily Certified | Single-package air conditioner | False | False | 57000 |  | 15 | 13.4 |  |  | False | 30 | 30 | 12.5 |  |  | False | Conventional | 10/02/2023 |  | 11/14/2023
AAON, Inc. | Aaon | RQ-005-1-0-DAAC-V0-21-000-A | RQ-005-1-0-DAAC-V0-21-000-A |  |  | Voluntarily Certified | Single-package air conditioner | False | False | 58000 |  | 13.45 | 13.4 |  |  | False | 30 | 30 | 12 |  |  | True | Conventional | 10/02/2023 |  | 11/14/2023
AAON, Inc. | Aaon | RQ-005-1-0-DAAY-V0-21-000-A | RQ-005-1-0-DAAY-V0-21-000-A |  |  | Voluntarily Certified | Single-package air conditioner | False | False | 58000 |  | 13.45 | 13.4 |  |  | False | 30 | 30 | 11.9 |  |  | True | Conventional | 10/02/2023 |  | 11/14/2023
AAON, Inc. | Aaon | RQ-005-1-0-DABC-V0-21-000-A | RQ-005-1-0-DABC-V0-21-000-A |  |  | Voluntarily Certified | Single-package air conditioner | False | False | 60000 |  | 13.4 | 13.4 |  |  | False | 30 | 30 | 12.2 |  |  | True | Conventional | 10/02/2023 |  | 11/14/2023
AAON, Inc. | Aaon | RQ-005-1-0-DABY-V0-21-000-A | RQ-005-1-0-DABY-V0-21-000-A |  |  | Voluntarily Certified | Single-package air conditioner | False | False | 60000 |  | 13.4 | 13.4 |  |  | False | 30 | 30 | 12.1 |  |  | True | Conventional | 11/14/2023 |  | 11/14/2023
Carrier Corp. - Indianapolis | Comfortmaker | C4A7T36*K*WAA* | C4A7T36*K*WAA* | EVD4X37M21A*+TDR |  | Voluntarily Certified | Single-split-system air condit | False | False | 35000 |  | 14.3 | 13.4 |  |  | False | 30 | 30 | 12 |  | Coil-Only System | False | Conventional | 10/05/2023 |  | 11/14/2023
Carrier Corp. - Indianapolis | Day & Night | C4A7T36*K*WAA* | C4A7T36*K*WAA* | EVD4X37M21A*+TDR |  | Voluntarily Certified | Single-split-system air condit | False | False | 35000 |  | 14.3 | 13.4 |  |  | False | 30 | 30 | 12 |  | Coil-Only System | False | Conventional | 10/05/2023 |  | 11/14/2023
Carrier Corp. - Indianapolis | Keeprite | C4A7T36*K*WAA* | C4A7T36*K*WAA* | EVD4X37M21A*+TDR |  | Voluntarily Certified | Single-split-system air condit | False | False | 35000 |  | 14.3 | 13.4 |  |  | False | 30 | 30 | 12 |  | Coil-Only System | False | Conventional | 10/05/2023 |  | 11/14/2023
Carrier Corp. - Indianapolis | Comfortmaker | C4A7T48*K*WAA* | C4A7T48*K*WAA* | EVD4X49M24A*+TDR |  | Voluntarily Certified | Single-split-system air condit | False | False | 47000 |  | 13.8 | 13.4 |  |  | False | 30 | 30 | 12 |  | Coil-Only System | False | Conventional | 10/05/2023 |  | 11/14/2023
Carrier Corp. - Indianapolis | Day & Night | C4A7T48*K*WAA* | C4A7T48*K*WAA* | EVD4X49M24A*+TDR |  | Voluntarily Certified | Single-split-system air condit | False | False | 47000 |  | 13.8 | 13.4 |  |  | False | 30 | 30 | 12 |  | Coil-Only System | False | Conventional | 10/05/2023 |  | 11/14/2023
Carrier Corp. - Indianapolis | Keeprite | C4A7T48*K*WAA* | C4A7T48*K*WAA* | EVD4X49M24A*+TDR |  | Voluntarily Certified | Single-split-system air condit | False | False | 47000 |  | 13.8 | 13.4 |  |  | False | 30 | 30 | 12 |  | Coil-Only System | False | Conventional | 10/05/2023 |  | 11/14/2023
Carrier Corp. - Indianapolis | Comfortmaker | C4A7T60*K*WAA* | C4A7T60*K*WAA* | EVD4X61M24A*+TDR |  | Voluntarily Certified | Single-split-system air condit | False | False | 57500 |  | 13.8 | 13.4 |  |  | False | 30 | 30 | 11.5 |  | Coil-Only System | False | Conventional | 10/05/2023 |  | 11/14/2023
Carrier Corp. - Indianapolis | Day & Night | C4A7T60*K*WAA* | C4A7T60*K*WAA* | EVD4X61M24A*+TDR |  | Voluntarily Certified | Single-split-system air condit | False | False | 57500 |  | 13.8 | 13.4 |  |  | False | 30 | 30 | 11.5 |  | Coil-Only System | False | Conventional | 10/05/2023 |  | 11/14/2023
Carrier Corp. - Indianapolis | Keeprite | C4A7T60*K*WAA* | C4A7T60*K*WAA* | EVD4X61M24A*+TDR |  | Voluntarily Certified | Single-split-system air condit | False | False | 57500 |  | 13.8 | 13.4 |  |  | False | 30 | 30 | 11.5 |  | Coil-Only System | False | Conventional | 10/05/2023 |  | 11/14/2023
Carrier Corp. - Indianapolis | BRYANT HEATING AND COOLING SYSTEMS | CA16NW043*0**B* | CA16NW043*0**B* | CAP**4321AL*+TDR |  | Voluntarily Certified | Single-split-system air condit | False | False | 40000 |  | 14.3 | 13.4 |  |  | False | 30 | 30 | 11.7 |  | Coil-Only System | False | Conventional | 10/05/2023 |  | 11/14/2023
Carrier Corp. - Indianapolis | Carrier | CA16NW043*0**B* | CA16NW043*0**B* | CAP**4321AL*+TDR |  | Voluntarily Certified | Single-split-system air condit | False | False | 40000 |  | 14.3 | 13.4 |  |  | False | 30 | 30 | 11.7 |  | Coil-Only System | False | Conventional | 10/05/2023 |  | 11/14/2023
Carrier Corp. - Indianapolis | BRYANT HEATING AND COOLING SYSTEMS | CA16NW061*0**B* | CA16NW061*0**B* | CNPV*6124AL*+TDR |  | Voluntarily Certified | Single-split-system air condit | False | False | 57500 |  | 13.8 | 13.4 |  |  | False | 30 | 30 | 11.2 |  | Coil-Only System | False | Conventional | 10/05/2023 |  | 11/14/2023
Carrier Corp. - Indianapolis | Carrier | CA16NW061*0**B* | CA16NW061*0**B* | CNPV*6124AL*+TDR |  | Voluntarily Certified | Single-split-system air condit | False | False | 57500 |  | 13.8 | 13.4 |  |  | False | 30 | 30 | 11.2 |  | Coil-Only System | False | Conventional | 10/05/2023 |  | 11/14/2023
Carrier Corp. - Indianapolis | BRYANT HEATING AND COOLING SYSTEMS | CA17NA048****B* | CA17NA048****B* | CAP**6124AL*+TDR |  | Voluntarily Certified | Single-split-system air condit | False | False | 48500 |  | 13.8 | 13.4 |  |  | False | 30 | 30 | 11.2 |  | Coil-Only System | False | Conventional | 10/05/2023 |  | 11/14/2023
Carrier Corp. - Indianapolis | Carrier | CA17NA048****B* | CA17NA048****B* | CAP**6124AL*+TDR |  | Voluntarily Certified | Single-split-system air condit | False | False | 48500 |  | 13.8 | 13.4 |  |  | False | 30 | 30 | 11.2 |  | Coil-Only System | False | Conventional | 10/05/2023 |  | 11/14/2023
Carrier Corp. - Indianapolis | BRYANT HEATING AND COOLING SYSTEMS | CA17NA060****B* | CA17NA060****B* | CAP**6124AL*+TDR |  | Voluntarily Certified | Single-split-system air condit | False | False | 56500 |  | 13.8 | 13.4 |  |  | False | 30 | 30 | 11.2 |  | Coil-Only System | False | Conventional | 10/05/2023 |  | 11/14/2023
Carrier Corp. - Indianapolis | Carrier | CA17NA060****B* | CA17NA060****B* | CAP**6124AL*+TDR |  | Voluntarily Certified | Single-split-system air condit | False | False | 56500 |  | 13.8 | 13.4 |  |  | False | 30 | 30 | 11.2 |  | Coil-Only System | False | Conventional | 10/05/2023 |  | 11/14/2023
Carrier Corp. - Indianapolis | Comfortmaker | CVA924GKA** | CVA924GKA** | FCM4X24***L+WALLCON |  | Voluntarily Certified | Single-split-system air condit | False | False | 24400 |  | 17 | 13.4 |  |  | False | 30 | 30 | 10 |  | Blower Coil System | True | Conventional | 10/05/2023 |  | 11/14/2023
Carrier Corp. - Indianapolis | Day & Night | CVA924GKA** | CVA924GKA** | FCM4X24***L+WALLCON |  | Voluntarily Certified | Single-split-system air condit | False | False | 24400 |  | 17 | 13.4 |  |  | False | 30 | 30 | 10 |  | Blower Coil System | True | Conventional | 10/05/2023 |  | 11/14/2023
Carrier Corp. - Indianapolis | Keeprite | CVA924GKA** | CVA924GKA** | FCM4X24***L+WALLCON |  | Voluntarily Certified | Single-split-system air condit | False | False | 24400 |  | 17 | 13.4 |  |  | False | 30 | 30 | 10 |  | Blower Coil System | True | Conventional | 10/05/2023 |  | 11/14/2023
Carrier Corp. - Indianapolis | Comfortmaker | CVA924GKA**+TSTAT | CVA924GKA**+TSTAT | FVM4X24***L |  | Voluntarily Certified | Single-split-system air condit | False | False | 24200 |  | 15.5 | 13.4 |  |  | False | 30 | 30 | 10 |  | Blower Coil System | False | Conventional | 10/05/2023 |  | 11/14/2023
Carrier Corp. - Indianapolis | Day & Night | CVA924GKA**+TSTAT | CVA924GKA**+TSTAT | FVM4X24***L |  | Voluntarily Certified | Single-split-system air condit | False | False | 24200 |  | 15.5 | 13.4 |  |  | False | 30 | 30 | 10 |  | Blower Coil System | False | Conventional | 10/05/2023 |  | 11/14/2023
Carrier Corp. - Indianapolis | Keeprite | CVA924GKA**+TSTAT | CVA924GKA**+TSTAT | FVM4X24***L |  | Voluntarily Certified | Single-split-system air condit | False | False | 24200 |  | 15.5 | 13.4 |  |  | False | 30 | 30 | 10 |  | Blower Coil System | False | Conventional | 10/05/2023 |  | 11/14/2023
Carrier Corp. - Indianapolis | Comfortmaker | CVA925GKA2* | CVA925GKA2* | FCM4X48***L+WALLCON |  | Voluntarily Certified | Single-split-system air condit | False | False | 23800 |  | 18.5 | 13.4 |  |  | False | 30 | 30 | 11.7 |  | Blower Coil System | True | Conventional | 10/05/2023 |  | 11/14/2023
Carrier Corp. - Indianapolis | Day & Night | CVA925GKA2* | CVA925GKA2* | FCM4X48***L+WALLCON |  | Voluntarily Certified | Single-split-system air condit | False | False | 23800 |  | 18.5 | 13.4 |  |  | False | 30 | 30 | 11.7 |  | Blower Coil System | True | Conventional | 10/05/2023 |  | 11/14/2023
Carrier Corp. - Indianapolis | Keeprite | CVA925GKA2* | CVA925GKA2* | FCM4X48***L+WALLCON |  | Voluntarily Certified | Single-split-system air condit | False | False | 23800 |  | 18.5 | 13.4 |  |  | False | 30 | 30 | 11.7 |  | Blower Coil System | True | Conventional | 10/05/2023 |  | 11/14/2023
Carrier Corp. - Indianapolis | Comfortmaker | CVA925GKA2*+TSTAT | CVA925GKA2*+TSTAT | FVM4X48***L |  | Voluntarily Certified | Single-split-system air condit | False | False | 24000 |  | 16.5 | 13.4 |  |  | False | 30 | 30 | 11.7 |  | Blower Coil System | False | Conventional | 10/05/2023 |  | 11/14/2023
Carrier Corp. - Indianapolis | Day & Night | CVA925GKA2*+TSTAT | CVA925GKA2*+TSTAT | FVM4X48***L |  | Voluntarily Certified | Single-split-system air condit | False | False | 24000 |  | 16.5 | 13.4 |  |  | False | 30 | 30 | 11.7 |  | Blower Coil System | False | Conventional | 10/05/2023 |  | 11/14/2023
Carrier Corp. - Indianapolis | Keeprite | CVA925GKA2*+TSTAT | CVA925GKA2*+TSTAT | FVM4X48***L |  | Voluntarily Certified | Single-split-system air condit | False | False | 24000 |  | 16.5 | 13.4 |  |  | False | 30 | 30 | 11.7 |  | Blower Coil System | False | Conventional | 10/05/2023 |  | 11/14/2023
Carrier Corp. - Indianapolis | Comfortmaker | CVA925GKA3* | CVA925GKA3* | FCM4X48***L+WALLCON |  | Voluntarily Certified | Single-split-system air condit | False | False | 23800 |  | 18.5 | 13.4 |  |  | False | 30 | 30 | 11.7 |  | Blower Coil System | True | Conventional | 10/05/2023 |  | 11/14/2023
Carrier Corp. - Indianapolis | Day & Night | CVA925GKA3* | CVA925GKA3* | FCM4X48***L+WALLCON |  | Voluntarily Certified | Single-split-system air condit | False | False | 23800 |  | 18.5 | 13.4 |  |  | False | 30 | 30 | 11.7 |  | Blower Coil System | True | Conventional | 10/05/2023 |  | 11/14/2023
Carrier Corp. - Indianapolis | Keeprite | CVA925GKA3* | CVA925GKA3* | FCM4X48***L+WALLCON |  | Voluntarily Certified | Single-split-system air condit | False | False | 23800 |  | 18.5 | 13.4 |  |  | False | 30 | 30 | 11.7 |  | Blower Coil System | True | Conventional | 10/05/2023 |  | 11/14/2023
Carrier Corp. - Indianapolis | Comfortmaker | CVA925GKA3*+TSTAT | CVA925GKA3*+TSTAT | FVM4X48***L |  | Voluntarily Certified | Single-split-system air condit | False | False | 24000 |  | 16.5 | 13.4 |  |  | False | 30 | 30 | 11.7 |  | Blower Coil System | False | Conventional | 10/05/2023 |  | 11/14/2023
Carrier Corp. - Indianapolis | Day & Night | CVA925GKA3*+TSTAT | CVA925GKA3*+TSTAT | FVM4X48***L |  | Voluntarily Certified | Single-split-system air condit | False | False | 24000 |  | 16.5 | 13.4 |  |  | False | 30 | 30 | 11.7 |  | Blower Coil System | False | Conventional | 10/05/2023 |  | 11/14/2023
Carrier Corp. - Indianapolis | Keeprite | CVA925GKA3*+TSTAT | CVA925GKA3*+TSTAT | FVM4X48***L |  | Voluntarily Certified | Single-split-system air condit | False | False | 24000 |  | 16.5 | 13.4 |  |  | False | 30 | 30 | 11.7 |  | Blower Coil System | False | Conventional | 10/05/2023 |  | 11/14/2023
Carrier Corp. - Indianapolis | Comfortmaker | CVA936GKA2* | CVA936GKA2* | FCM4X48***L+WALLCON |  | Voluntarily Certified | Single-split-system air condit | False | False | 35200 |  | 17.5 | 13.4 |  |  | False | 30 | 30 | 10 |  | Blower Coil System | True | Conventional | 10/05/2023 |  | 11/14/2023
Carrier Corp. - Indianapolis | Day & Night | CVA936GKA2* | CVA936GKA2* | FCM4X48***L+WALLCON |  | Voluntarily Certified | Single-split-system air condit | False | False | 35200 |  | 17.5 | 13.4 |  |  | False | 30 | 30 | 10 |  | Blower Coil System | True | Conventional | 10/05/2023 |  | 11/14/2023
Carrier Corp. - Indianapolis | Keeprite | CVA936GKA2* | CVA936GKA2* | FCM4X48***L+WALLCON |  | Voluntarily Certified | Single-split-system air condit | False | False | 35200 |  | 17.5 | 13.4 |  |  | False | 30 | 30 | 10 |  | Blower Coil System | True | Conventional | 10/05/2023 |  | 11/14/2023
Carrier Corp. - Indianapolis | Comfortmaker | CVA936GKA3* | CVA936GKA3* | FCM4X48***L+WALLCON |  | Voluntarily Certified | Single-split-system air condit | False | False | 35200 |  | 17.5 | 13.4 |  |  | False | 30 | 30 | 10 |  | Blower Coil System | True | Conventional | 10/05/2023 |  | 11/14/2023
Carrier Corp. - Indianapolis | Day & Night | CVA936GKA3* | CVA936GKA3* | FCM4X48***L+WALLCON |  | Voluntarily Certified | Single-split-system air condit | False | False | 35200 |  | 17.5 | 13.4 |  |  | False | 30 | 30 | 10 |  | Blower Coil System | True | Conventional | 10/05/2023 |  | 11/14/2023
Carrier Corp. - Indianapolis | Keeprite | CVA936GKA3* | CVA936GKA3* | FCM4X48***L+WALLCON |  | Voluntarily Certified | Single-split-system air condit | False | False | 35200 |  | 17.5 | 13.4 |  |  | False | 30 | 30 | 10 |  | Blower Coil System | True | Conventional | 10/05/2023 |  | 11/14/2023
Carrier Corp. - Indianapolis | Comfortmaker | CVA936GKA3*+TSTAT | CVA936GKA3*+TSTAT | FVM4X48***L |  | Voluntarily Certified | Single-split-system air condit | False | False | 35200 |  | 15.5 | 13.4 |  |  | False | 30 | 30 | 10 |  | Blower Coil System | False | Conventional | 10/05/2023 |  | 11/14/2023
Carrier Corp. - Indianapolis | Day & Night | CVA936GKA3*+TSTAT | CVA936GKA3*+TSTAT | FVM4X48***L |  | Voluntarily Certified | Single-split-system air condit | False | False | 35200 |  | 15.5 | 13.4 |  |  | False | 30 | 30 | 10 |  | Blower Coil System | False | Conventional | 10/05/2023 |  | 11/14/2023
Carrier Corp. - Indianapolis | Keeprite | CVA936GKA3*+TSTAT | CVA936GKA3*+TSTAT | FVM4X48***L |  | Voluntarily Certified | Single-split-system air condit | False | False | 35200 |  | 15.5 | 13.4 |  |  | False | 30 | 30 | 10 |  | Blower Coil System | False | Conventional | 10/05/2023 |  | 11/14/2023
Carrier Corp. - Indianapolis | Comfortmaker | CVA937GKA** | CVA937GKA** | FCM4X60***L+WALLCON |  | Voluntarily Certified | Single-split-system air condit | False | False | 33200 |  | 18.5 | 13.4 |  |  | False | 30 | 30 | 12 |  | Blower Coil System | True | Conventional | 10/05/2023 |  | 11/14/2023
Carrier Corp. - Indianapolis | Day & Night | CVA937GKA** | CVA937GKA** | FCM4X60***L+WALLCON |  | Voluntarily Certified | Single-split-system air condit | False | False | 33200 |  | 18.5 | 13.4 |  |  | False | 30 | 30 | 12 |  | Blower Coil System | True | Conventional | 10/05/2023 |  | 11/14/2023
Carrier Corp. - Indianapolis | Keeprite | CVA937GKA** | CVA937GKA** | FCM4X60***L+WALLCON |  | Voluntarily Certified | Single-split-system air condit | False | False | 33200 |  | 18.5 | 13.4 |  |  | False | 30 | 30 | 12 |  | Blower Coil System | True | Conventional | 10/05/2023 |  | 11/14/2023
Carrier Corp. - Indianapolis | Comfortmaker | CVA937GKA**+TSTAT | CVA937GKA**+TSTAT | FVM4X60***L |  | Voluntarily Certified | Single-split-system air condit | False | False | 33400 |  | 17 | 13.4 |  |  | False | 30 | 30 | 12 |  | Blower Coil System | False | Conventional | 10/05/2023 |  | 11/14/2023
Carrier Corp. - Indianapolis | Day & Night | CVA937GKA**+TSTAT | CVA937GKA**+TSTAT | FVM4X60***L |  | Voluntarily Certified | Single-split-system air condit | False | False | 33400 |  | 17 | 13.4 |  |  | False | 30 | 30 | 12 |  | Blower Coil System | False | Conventional | 10/05/2023 |  | 11/14/2023
Carrier Corp. - Indianapolis | Keeprite | CVA937GKA**+TSTAT | CVA937GKA**+TSTAT | FVM4X60***L |  | Voluntarily Certified | Single-split-system air condit | False | False | 33400 |  | 17 | 13.4 |  |  | False | 30 | 30 | 12 |  | Blower Coil System | False | Conventional | 10/05/2023 |  | 11/14/2023
Carrier Corp. - Indianapolis | Comfortmaker | CVA937GKA2* | CVA937GKA2* | FCM4X60***L+WALLCON |  | Voluntarily Certified | Single-split-system air condit | False | False | 33200 |  | 18.5 | 13.4 |  |  | False | 30 | 30 | 12 |  | Blower Coil System | True | Conventional | 10/05/2023 |  | 11/14/2023
Carrier Corp. - Indianapolis | Day & Night | CVA937GKA2* | CVA937GKA2* | FCM4X60***L+WALLCON |  | Voluntarily Certified | Single-split-system air condit | False | False | 33200 |  | 18.5 | 13.4 |  |  | False | 30 | 30 | 12 |  | Blower Coil System | True | Conventional | 10/05/2023 |  | 11/14/2023
Carrier Corp. - Indianapolis | Keeprite | CVA937GKA2* | CVA937GKA2* | FCM4X60***L+WALLCON |  | Voluntarily Certified | Single-split-system air condit | False | False | 33200 |  | 18.5 | 13.4 |  |  | False | 30 | 30 | 12 |  | Blower Coil System | True | Conventional | 10/05/2023 |  | 11/14/2023
Carrier Corp. - Indianapolis | Comfortmaker | CVA937GKA2*+TSTAT | CVA937GKA2*+TSTAT | FVM4X60***L |  | Voluntarily Certified | Single-split-system air condit | False | False | 33400 |  | 17 | 13.4 |  |  | False | 30 | 30 | 12 |  | Blower Coil System | False | Conventional | 10/05/2023 |  | 11/14/2023
Carrier Corp. - Indianapolis | Day & Night | CVA937GKA2*+TSTAT | CVA937GKA2*+TSTAT | FVM4X60***L |  | Voluntarily Certified | Single-split-system air condit | False | False | 33400 |  | 17 | 13.4 |  |  | False | 30 | 30 | 12 |  | Blower Coil System | False | Conventional | 10/05/2023 |  | 11/14/2023
Carrier Corp. - Indianapolis | Keeprite | CVA937GKA2*+TSTAT | CVA937GKA2*+TSTAT | FVM4X60***L |  | Voluntarily Certified | Single-split-system air condit | False | False | 33400 |  | 17 | 13.4 |  |  | False | 30 | 30 | 12 |  | Blower Coil System | False | Conventional | 10/05/2023 |  | 11/14/2023
Carrier Corp. - Indianapolis | Comfortmaker | CVA948GKA** | CVA948GKA** | FCM4X60***L+WALLCON |  | Voluntarily Certified | Single-split-system air condit | False | False | 46000 |  | 18 | 13.4 |  |  | False | 30 | 30 | 10.5 |  | Blower Coil System | True | Conventional | 10/05/2023 |  | 11/14/2023
Carrier Corp. - Indianapolis | Day & Night | CVA948GKA** | CVA948GKA** | FCM4X60***L+WALLCON |  | Voluntarily Certified | Single-split-system air condit | False | False | 46000 |  | 18 | 13.4 |  |  | False | 30 | 30 | 10.5 |  | Blower Coil System | True | Conventional | 10/05/2023 |  | 11/14/2023
Carrier Corp. - Indianapolis | Keeprite | CVA948GKA** | CVA948GKA** | FCM4X60***L+WALLCON |  | Voluntarily Certified | Single-split-system air condit | False | False | 46000 |  | 18 | 13.4 |  |  | False | 30 | 30 | 10.5 |  | Blower Coil System | True | Conventional | 10/05/2023 |  | 11/14/2023
Carrier Corp. - Indianapolis | Comfortmaker | CVA948GKA2* | CVA948GKA2* | FCM4X60***L+WALLCON |  | Voluntarily Certified | Single-split-system air condit | False | False | 46000 |  | 18 | 13.4 |  |  | False | 30 | 30 | 10.5 |  | Blower Coil System | True | Conventional | 10/05/2023 |  | 11/14/2023
Carrier Corp. - Indianapolis | Day & Night | CVA948GKA2* | CVA948GKA2* | FCM4X60***L+WALLCON |  | Voluntarily Certified | Single-split-system air condit | False | False | 46000 |  | 18 | 13.4 |  |  | False | 30 | 30 | 10.5 |  | Blower Coil System | True | Conventional | 10/05/2023 |  | 11/14/2023
Carrier Corp. - Indianapolis | Keeprite | CVA948GKA2* | CVA948GKA2* | FCM4X60***L+WALLCON |  | Voluntarily Certified | Single-split-system air condit | False | False | 46000 |  | 18 | 13.4 |  |  | False | 30 | 30 | 10.5 |  | Blower Coil System | True | Conventional | 10/05/2023 |  | 11/14/2023
Carrier Corp. - Indianapolis | Comfortmaker | CVA948GKA2*+TSTAT | CVA948GKA2*+TSTAT | FVM4X60***L |  | Voluntarily Certified | Single-split-system air condit | False | False | 46000 |  | 15.5 | 13.4 |  |  | False | 30 | 30 | 10.5 |  | Blower Coil System | False | Conventional | 10/05/2023 |  | 11/14/2023
Carrier Corp. - Indianapolis | Day & Night | CVA948GKA2*+TSTAT | CVA948GKA2*+TSTAT | FVM4X60***L |  | Voluntarily Certified | Single-split-system air condit | False | False | 46000 |  | 15.5 | 13.4 |  |  | False | 30 | 30 | 10.5 |  | Blower Coil System | False | Conventional | 10/05/2023 |  | 11/14/2023
Carrier Corp. - Indianapolis | Keeprite | CVA948GKA2*+TSTAT | CVA948GKA2*+TSTAT | FVM4X60***L |  | Voluntarily Certified | Single-split-system air condit | False | False | 46000 |  | 15.5 | 13.4 |  |  | False | 30 | 30 | 10.5 |  | Blower Coil System | False | Conventional | 10/05/2023 |  | 11/14/2023
Carrier Corp. - Indianapolis | Comfortmaker | CVA949GKA** | CVA949GKA** | FCM4X60***L+WALLCON |  | Voluntarily Certified | Single-split-system air condit | False | False | 44500 |  | 19 | 13.4 |  |  | False | 30 | 30 | 12 |  | Blower Coil System | True | Conventional | 10/05/2023 |  | 11/14/2023
Carrier Corp. - Indianapolis | Day & Night | CVA949GKA** | CVA949GKA** | FCM4X60***L+WALLCON |  | Voluntarily Certified | Single-split-system air condit | False | False | 44500 |  | 19 | 13.4 |  |  | False | 30 | 30 | 12 |  | Blower Coil System | True | Conventional | 10/05/2023 |  | 11/14/2023
Carrier Corp. - Indianapolis | Keeprite | CVA949GKA** | CVA949GKA** | FCM4X60***L+WALLCON |  | Voluntarily Certified | Single-split-system air condit | False | False | 44500 |  | 19 | 13.4 |  |  | False | 30 | 30 | 12 |  | Blower Coil System | True | Conventional | 10/05/2023 |  | 11/14/2023
Carrier Corp. - Indianapolis | Comfortmaker | CVA949GKA2* | CVA949GKA2* | FCM4X60***L+WALLCON |  | Voluntarily Certified | Single-split-system air condit | False | False | 44500 |  | 19 | 13.4 |  |  | False | 30 | 30 | 12 |  | Blower Coil System | True | Conventional | 10/05/2023 |  | 11/14/2023
Carrier Corp. - Indianapolis | Day & Night | CVA949GKA2* | CVA949GKA2* | FCM4X60***L+WALLCON |  | Voluntarily Certified | Single-split-system air condit | False | False | 44500 |  | 19 | 13.4 |  |  | False | 30 | 30 | 12 |  | Blower Coil System | True | Conventional | 10/05/2023 |  | 11/14/2023
Carrier Corp. - Indianapolis | Keeprite | CVA949GKA2* | CVA949GKA2* | FCM4X60***L+WALLCON |  | Voluntarily Certified | Single-split-system air condit | False | False | 44500 |  | 19 | 13.4 |  |  | False | 30 | 30 | 12 |  | Blower Coil System | True | Conventional | 10/05/2023 |  | 11/14/2023
Carrier Corp. - Indianapolis | Comfortmaker | CVA949GKA2*+TSTAT | CVA949GKA2*+TSTAT | FVM4X60***L |  | Voluntarily Certified | Single-split-system air condit | False | False | 44000 |  | 17 | 13.4 |  |  | False | 30 | 30 | 11.7 |  | Blower Coil System | False | Conventional | 10/05/2023 |  | 11/14/2023
Carrier Corp. - Indianapolis | Day & Night | CVA949GKA2*+TSTAT | CVA949GKA2*+TSTAT | FVM4X60***L |  | Voluntarily Certified | Single-split-system air condit | False | False | 44000 |  | 17 | 13.4 |  |  | False | 30 | 30 | 11.7 |  | Blower Coil System | False | Conventional | 10/05/2023 |  | 11/14/2023
Carrier Corp. - Indianapolis | Keeprite | CVA949GKA2*+TSTAT | CVA949GKA2*+TSTAT | FVM4X60***L |  | Voluntarily Certified | Single-split-system air condit | False | False | 44000 |  | 17 | 13.4 |  |  | False | 30 | 30 | 11.7 |  | Blower Coil System | False | Conventional | 10/05/2023 |  | 11/14/2023
Carrier Corp. - Indianapolis | Comfortmaker | CVA960GKA** | CVA960GKA** | FCM4X60***L+WALLCON |  | Voluntarily Certified | Single-split-system air condit | False | False | 57000 |  | 16.5 | 13.4 |  |  | False | 30 | 30 | 9.5 |  | Blower Coil System | True | Conventional | 10/05/2023 |  | 11/14/2023
Carrier Corp. - Indianapolis | Day & Night | CVA960GKA** | CVA960GKA** | FCM4X60***L+WALLCON |  | Voluntarily Certified | Single-split-system air condit | False | False | 57000 |  | 16.5 | 13.4 |  |  | False | 30 | 30 | 9.5 |  | Blower Coil System | True | Conventional | 10/05/2023 |  | 11/14/2023
Carrier Corp. - Indianapolis | Keeprite | CVA960GKA** | CVA960GKA** | FCM4X60***L+WALLCON |  | Voluntarily Certified | Single-split-system air condit | False | False | 57000 |  | 16.5 | 13.4 |  |  | False | 30 | 30 | 9.5 |  | Blower Coil System | True | Conventional | 10/05/2023 |  | 11/14/2023
Carrier Corp. - Indianapolis | Comfortmaker | CVA960GKA2* | CVA960GKA2* | FCM4X60***L+WALLCON |  | Voluntarily Certified | Single-split-system air condit | False | False | 57000 |  | 16.5 | 13.4 |  |  | False | 30 | 30 | 9.5 |  | Blower Coil System | True | Conventional | 10/05/2023 |  | 11/14/2023
Carrier Corp. - Indianapolis | Day & Night | CVA960GKA2* | CVA960GKA2* | FCM4X60***L+WALLCON |  | Voluntarily Certified | Single-split-system air condit | False | False | 57000 |  | 16.5 | 13.4 |  |  | False | 30 | 30 | 9.5 |  | Blower Coil System | True | Conventional | 10/05/2023 |  | 11/14/2023
Carrier Corp. - Indianapolis | Keeprite | CVA960GKA2* | CVA960GKA2* | FCM4X60***L+WALLCON |  | Voluntarily Certified | Single-split-system air condit | False | False | 57000 |  | 16.5 | 13.4 |  |  | False | 30 | 30 | 9.5 |  | Blower Coil System | True | Conventional | 10/05/2023 |  | 11/14/2023
Carrier Corp. - Indianapolis | Comfortmaker | CVA960GKA2*+TSTAT | CVA960GKA2*+TSTAT | FVM4X60***L |  | Voluntarily Certified | Single-split-system air condit | False | False | 57500 |  | 14.5 | 13.4 |  |  | False | 30 | 30 | 9.5 |  | Blower Coil System | False | Conventional | 10/05/2023 |  | 11/14/2023
Carrier Corp. - Indianapolis | Day & Night | CVA960GKA2*+TSTAT | CVA960GKA2*+TSTAT | FVM4X60***L |  | Voluntarily Certified | Single-split-system air condit | False | False | 57500 |  | 14.5 | 13.4 |  |  | False | 30 | 30 | 9.5 |  | Blower Coil System | False | Conventional | 10/05/2023 |  | 11/14/2023
Carrier Corp. - Indianapolis | Keeprite | CVA960GKA2*+TSTAT | CVA960GKA2*+TSTAT | FVM4X60***L |  | Voluntarily Certified | Single-split-system air condit | False | False | 57500 |  | 14.5 | 13.4 |  |  | False | 30 | 30 | 9.5 |  | Blower Coil System | False | Conventional | 10/05/2023 |  | 11/14/2023
Carrier Corp. - Indianapolis | BRYANT HEATING AND COOLING SYSTEMS | GA4SAN418**NA* | GA4SAN418**NA* | CAP**1917AL*+TDR |  | Voluntarily Certified | Single-split-system air condit | False | False | 18000 |  | 13.4 | 13.4 |  |  | False | 30 | 30 | 11.5 |  | Coil-Only System | False | Conventional | 10/05/2023 |  | 11/14/2023
Carrier Corp. - Indianapolis | Carrier | GA4SAN418**NA* | GA4SAN418**NA* | CAP**1917AL*+TDR |  | Voluntarily Certified | Single-split-system air condit | False | False | 18000 |  | 13.4 | 13.4 |  |  | False | 30 | 30 | 11.5 |  | Coil-Only System | False | Conventional | 10/05/2023 |  | 11/14/2023
Carrier Corp. - Indianapolis | BRYANT HEATING AND COOLING SYSTEMS | GA4SAN424**NA* | GA4SAN424**NA* | CSPVA2414XMC*+TDR |  | Voluntarily Certified | Single-split-system air condit | False | False | 23200 |  | 13.4 | 13.4 |  |  | False | 30 | 30 | 11.5 |  | Coil-Only System | False | Conventional | 10/05/2023 |  | 11/14/2023
Carrier Corp. - Indianapolis | Carrier | GA4SAN424**NA* | GA4SAN424**NA* | CSPVA2414XMC*+TDR |  | Voluntarily Certified | Single-split-system air condit | False | False | 23200 |  | 13.4 | 13.4 |  |  | False | 30 | 30 | 11.5 |  | Coil-Only System | False | Conventional | 10/05/2023 |  | 11/14/2023
Carrier Corp. - Indianapolis | BRYANT HEATING AND COOLING SYSTEMS | GA4SAN430**NA* | GA4SAN430**NA* | CAP**3721AL*+TDR |  | Voluntarily Certified | Single-split-system air condit | False | False | 29400 |  | 14 | 13.4 |  |  | False | 30 | 30 | 11.5 |  | Coil-Only System | False | Conventional | 10/05/2023 |  | 11/14/2023
Carrier Corp. - Indianapolis | Carrier | GA4SAN430**NA* | GA4SAN430**NA* | CAP**3721AL*+TDR |  | Voluntarily Certified | Single-split-system air condit | False | False | 29400 |  | 14 | 13.4 |  |  | False | 30 | 30 | 11.5 |  | Coil-Only System | False | Conventional | 10/05/2023 |  | 11/14/2023
Carrier Corp. - Indianapolis | BRYANT HEATING AND COOLING SYSTEMS | GA4SAN436**NA* | GA4SAN436**NA* | CVPVA3721XMC*+TDR |  | Voluntarily Certified | Single-split-system air condit | False | False | 33600 |  | 13.4 | 13.4 |  |  | False | 30 | 30 | 11.5 |  | Coil-Only System | False | Conventional | 10/05/2023 |  | 11/14/2023
Carrier Corp. - Indianapolis | Carrier | GA4SAN436**NA* | GA4SAN436**NA* | CVPVA3721XMC*+TDR |  | Voluntarily Certified | Single-split-system air condit | False | False | 33600 |  | 13.4 | 13.4 |  |  | False | 30 | 30 | 11.5 |  | Coil-Only System | False | Conventional | 10/05/2023 |  | 11/14/2023
Carrier Corp. - Indianapolis | BRYANT HEATING AND COOLING SYSTEMS | GA4SAN442**NA* | GA4SAN442**NA* | CVPVA4221XMC*+TDR |  | Voluntarily Certified | Single-split-system air condit | False | False | 38500 |  | 13.4 | 13.4 |  |  | False | 30 | 30 | 11 |  | Coil-Only System | False | Conventional | 10/05/2023 |  | 11/14/2023
Carrier Corp. - Indianapolis | Carrier | GA4SAN442**NA* | GA4SAN442**NA* | CVPVA4221XMC*+TDR |  | Voluntarily Certified | Single-split-system air condit | False | False | 38500 |  | 13.4 | 13.4 |  |  | False | 30 | 30 | 11 |  | Coil-Only System | False | Conventional | 10/05/2023 |  | 11/14/2023
Carrier Corp. - Indianapolis | BRYANT HEATING AND COOLING SYSTEMS | GA4SAN448**NA* | GA4SAN448**NA* | CAP**6124AL*+TDR |  | Voluntarily Certified | Single-split-system air condit | False | False | 45000 |  | 13.4 | 13.4 |  |  | False | 30 | 30 | 11.5 |  | Coil-Only System | False | Conventional | 10/05/2023 |  | 11/14/2023
Carrier Corp. - Indianapolis | Carrier | GA4SAN448**NA* | GA4SAN448**NA* | CAP**6124AL*+TDR |  | Voluntarily Certified | Single-split-system air condit | False | False | 45000 |  | 13.4 | 13.4 |  |  | False | 30 | 30 | 11.5 |  | Coil-Only System | False | Conventional | 10/05/2023 |  | 11/14/2023
Carrier Corp. - Indianapolis | BRYANT HEATING AND COOLING SYSTEMS | GA4SAN460**NA* | GA4SAN460**NA* | CVPVA6124XMC*+TDR |  | Voluntarily Certified | Single-split-system air condit | False | False | 55500 |  | 13.4 | 13.4 |  |  | False | 30 | 30 | 11 |  | Coil-Only System | False | Conventional | 10/05/2023 |  | 11/14/2023
Carrier Corp. - Indianapolis | Carrier | GA4SAN460**NA* | GA4SAN460**NA* | CVPVA6124XMC*+TDR |  | Voluntarily Certified | Single-split-system air condit | False | False | 55500 |  | 13.4 | 13.4 |  |  | False | 30 | 30 | 11 |  | Coil-Only System | False | Conventional | 10/05/2023 |  | 11/14/2023
Carrier Corp. - Indianapolis | BRYANT HEATING AND COOLING SYSTEMS | GA5SAN418**WA* | GA5SAN418**WA* | CSPVA2414XMC*+TDR |  | Voluntarily Certified | Single-split-system air condit | False | False | 17900 |  | 14.3 | 13.4 |  |  | False | 30 | 30 | 11.7 |  | Coil-Only System | False | Conventional | 10/05/2023 |  | 11/14/2023
Carrier Corp. - Indianapolis | Carrier | GA5SAN418**WA* | GA5SAN418**WA* | CSPVA2414XMC*+TDR |  | Voluntarily Certified | Single-split-system air condit | False | False | 17900 |  | 14.3 | 13.4 |  |  | False | 30 | 30 | 11.7 |  | Coil-Only System | False | Conventional | 10/05/2023 |  | 11/14/2023
Carrier Corp. - Indianapolis | BRYANT HEATING AND COOLING SYSTEMS | GA5SAN424**WA* | GA5SAN424**WA* | CSPVA2414XMC*+TDR |  | Voluntarily Certified | Single-split-system air condit | False | False | 22800 |  | 14.3 | 13.4 |  |  | False | 30 | 30 | 11.7 |  | Coil-Only System | False | Conventional | 10/05/2023 |  | 11/14/2023
Carrier Corp. - Indianapolis | Carrier | GA5SAN424**WA* | GA5SAN424**WA* | CSPVA2414XMC*+TDR |  | Voluntarily Certified | Single-split-system air condit | False | False | 22800 |  | 14.3 | 13.4 |  |  | False | 30 | 30 | 11.7 |  | Coil-Only System | False | Conventional | 10/05/2023 |  | 11/14/2023
Carrier Corp. - Indianapolis | BRYANT HEATING AND COOLING SYSTEMS | GA5SAN430**WA* | GA5SAN430**WA* | CVPVA3017XMC*+TDR |  | Voluntarily Certified | Single-split-system air condit | False | False | 28800 |  | 14.3 | 13.4 |  |  | False | 30 | 30 | 11.7 |  | Coil-Only System | False | Conventional | 10/05/2023 |  | 11/14/2023
Carrier Corp. - Indianapolis | Carrier | GA5SAN430**WA* | GA5SAN430**WA* | CVPVA3017XMC*+TDR |  | Voluntarily Certified | Single-split-system air condit | False | False | 28800 |  | 14.3 | 13.4 |  |  | False | 30 | 30 | 11.7 |  | Coil-Only System | False | Conventional | 10/05/2023 |  | 11/14/2023
Carrier Corp. - Indianapolis | BRYANT HEATING AND COOLING SYSTEMS | GA5SAN436**WA* | GA5SAN436**WA* | CVPVA3721XMC*+TDR |  | Voluntarily Certified | Single-split-system air condit | False | False | 34200 |  | 14.3 | 13.4 |  |  | False | 30 | 30 | 11.7 |  | Coil-Only System | False | Conventional | 10/05/2023 |  | 11/14/2023
Carrier Corp. - Indianapolis | Carrier | GA5SAN436**WA* | GA5SAN436**WA* | CVPVA3721XMC*+TDR |  | Voluntarily Certified | Single-split-system air condit | False | False | 34200 |  | 14.3 | 13.4 |  |  | False | 30 | 30 | 11.7 |  | Coil-Only System | False | Conventional | 10/05/2023 |  | 11/14/2023
Carrier Corp. - Indianapolis | BRYANT HEATING AND COOLING SYSTEMS | GA5SAN442**WA* | GA5SAN442**WA* | CVPVA4821XMC*+TDR |  | Voluntarily Certified | Single-split-system air condit | False | False | 45000 |  | 13.8 | 13.4 |  |  | False | 30 | 30 | 11.2 |  | Coil-Only System | False | Conventional | 10/05/2023 |  | 11/14/2023
Carrier Corp. - Indianapolis | Carrier | GA5SAN442**WA* | GA5SAN442**WA* | CVPVA4821XMC*+TDR |  | Voluntarily Certified | Single-split-system air condit | False | False | 45000 |  | 13.8 | 13.4 |  |  | False | 30 | 30 | 11.2 |  | Coil-Only System | False | Conventional | 10/05/2023 |  | 11/14/2023
Carrier Corp. - Indianapolis | BRYANT HEATING AND COOLING SYSTEMS | GA5SAN443**WA* | GA5SAN443**WA* | CAP**4321AL*+TDR |  | Voluntarily Certified | Single-split-system air condit | False | False | 40000 |  | 14.3 | 13.4 |  |  | False | 30 | 30 | 12.5 |  | Coil-Only System | False | Conventional | 10/05/2023 |  | 11/14/2023
Carrier Corp. - Indianapolis | Carrier | GA5SAN443**WA* | GA5SAN443**WA* | CAP**4321AL*+TDR |  | Voluntarily Certified | Single-split-system air condit | False | False | 40000 |  | 14.3 | 13.4 |  |  | False | 30 | 30 | 12.5 |  | Coil-Only System | False | Conventional | 10/05/2023 |  | 11/14/2023
Carrier Corp. - Indianapolis | BRYANT HEATING AND COOLING SYSTEMS | GA5SAN448**WA* | GA5SAN448**WA* | CVPVA4821XMC*+TDR |  | Voluntarily Certified | Single-split-system air condit | False | False | 46500 |  | 13.8 | 13.4 |  |  | False | 30 | 30 | 11.2 |  | Coil-Only System | False | Conventional | 10/05/2023 |  | 11/14/2023
Carrier Corp. - Indianapolis | Carrier | GA5SAN448**WA* | GA5SAN448**WA* | CVPVA4821XMC*+TDR |  | Voluntarily Certified | Single-split-system air condit | False | False | 46500 |  | 13.8 | 13.4 |  |  | False | 30 | 30 | 11.2 |  | Coil-Only System | False | Conventional | 10/05/2023 |  | 11/14/2023
Carrier Corp. - Indianapolis | BRYANT HEATING AND COOLING SYSTEMS | GA5SAN449**WA* | GA5SAN449**WA* | CAP**6024AL*+TDR |  | Voluntarily Certified | Single-split-system air condit | False | False | 46000 |  | 14.5 | 13.4 |  |  | False | 30 | 30 | 12.5 |  | Coil-Only System | False | Conventional | 10/05/2023 |  | 11/14/2023
Carrier Corp. - Indianapolis | Carrier | GA5SAN449**WA* | GA5SAN449**WA* | CAP**6024AL*+TDR |  | Voluntarily Certified | Single-split-system air condit | False | False | 46000 |  | 14.5 | 13.4 |  |  | False | 30 | 30 | 12.5 |  | Coil-Only System | False | Conventional | 10/05/2023 |  | 11/14/2023
Carrier Corp. - Indianapolis | BRYANT HEATING AND COOLING SYSTEMS | GA5SAN460**WA* | GA5SAN460**WA* | CVPVA6124XMC*+TDR |  | Voluntarily Certified | Single-split-system air condit | False | False | 56500 |  | 13.8 | 13.4 |  |  | False | 30 | 30 | 11.2 |  | Coil-Only System | False | Conventional | 10/05/2023 |  | 11/14/2023
Carrier Corp. - Indianapolis | Carrier | GA5SAN460**WA* | GA5SAN460**WA* | CVPVA6124XMC*+TDR |  | Voluntarily Certified | Single-split-system air condit | False | False | 56500 |  | 13.8 | 13.4 |  |  | False | 30 | 30 | 11.2 |  | Coil-Only System | False | Conventional | 10/05/2023 |  | 11/14/2023
Carrier Corp. - Indianapolis | BRYANT HEATING AND COOLING SYSTEMS | GA5SAN461**WA* | GA5SAN461**WA* | CVPVA6124XMC*+TDR |  | Voluntarily Certified | Single-split-system air condit | False | False | 55500 |  | 14.3 | 13.4 |  |  | False | 30 | 30 | 12 |  | Coil-Only System | False | Conventional | 10/05/2023 |  | 11/14/2023
Carrier Corp. - Indianapolis | Carrier | GA5SAN461**WA* | GA5SAN461**WA* | CVPVA6124XMC*+TDR |  | Voluntarily Certified | Single-split-system air condit | False | False | 55500 |  | 14.3 | 13.4 |  |  | False | 30 | 30 | 12 |  | Coil-Only System | False | Conventional | 10/05/2023 |  | 11/14/2023
Carrier Corp. - Indianapolis | BRYANT HEATING AND COOLING SYSTEMS | GA7TAN424**WA* | GA7TAN424**WA* | CVPVA2517XMC*+TDR |  | Voluntarily Certified | Single-split-system air condit | False | False | 23400 |  | 14.3 | 13.4 |  |  | False | 30 | 30 | 11.7 |  | Coil-Only System | False | Conventional | 10/05/2023 |  | 11/14/2023
Carrier Corp. - Indianapolis | Carrier | GA7TAN424**WA* | GA7TAN424**WA* | CVPVA2517XMC*+TDR |  | Voluntarily Certified | Single-split-system air condit | False | False | 23400 |  | 14.3 | 13.4 |  |  | False | 30 | 30 | 11.7 |  | Coil-Only System | False | Conventional | 10/05/2023 |  | 11/14/2023
Carrier Corp. - Indianapolis | BRYANT HEATING AND COOLING SYSTEMS | GA7TAN436**WA* | GA7TAN436**WA* | CVPVA3721XMC*+TDR |  | Voluntarily Certified | Single-split-system air condit | False | False | 35000 |  | 14.3 | 13.4 |  |  | False | 30 | 30 | 12 |  | Coil-Only System | False | Conventional | 10/05/2023 |  | 11/14/2023
Carrier Corp. - Indianapolis | Carrier | GA7TAN436**WA* | GA7TAN436**WA* | CVPVA3721XMC*+TDR |  | Voluntarily Certified | Single-split-system air condit | False | False | 35000 |  | 14.3 | 13.4 |  |  | False | 30 | 30 | 12 |  | Coil-Only System | False | Conventional | 10/05/2023 |  | 11/14/2023
Carrier Corp. - Indianapolis | BRYANT HEATING AND COOLING SYSTEMS | GA7TAN448**WA* | GA7TAN448**WA* | CVPVA4924XMC*+TDR |  | Voluntarily Certified | Single-split-system air condit | False | False | 47000 |  | 13.8 | 13.4 |  |  | False | 30 | 30 | 12 |  | Coil-Only System | False | Conventional | 10/05/2023 |  | 11/14/2023
Carrier Corp. - Indianapolis | Carrier | GA7TAN448**WA* | GA7TAN448**WA* | CVPVA4924XMC*+TDR |  | Voluntarily Certified | Single-split-system air condit | False | False | 47000 |  | 13.8 | 13.4 |  |  | False | 30 | 30 | 12 |  | Coil-Only System | False | Conventional | 10/05/2023 |  | 11/14/2023
Carrier Corp. - Indianapolis | BRYANT HEATING AND COOLING SYSTEMS | GA7TAN460**WA* | GA7TAN460**WA* | CVPVA6124XMC*+TDR |  | Voluntarily Certified | Single-split-system air condit | False | False | 57500 |  | 13.8 | 13.4 |  |  | False | 30 | 30 | 11.5 |  | Coil-Only System | False | Conventional | 10/05/2023 |  | 11/14/2023
Carrier Corp. - Indianapolis | Carrier | GA7TAN460**WA* | GA7TAN460**WA* | CVPVA6124XMC*+TDR |  | Voluntarily Certified | Single-split-system air condit | False | False | 57500 |  | 13.8 | 13.4 |  |  | False | 30 | 30 | 11.5 |  | Coil-Only System | False | Conventional | 10/05/2023 |  | 11/14/2023
Carrier Corp. - Indianapolis | 1HVAC | H4A6S18*K*WAA* | H4A6S18*K*WAA* | ESD4X24M14A*+TDR |  | Voluntarily Certified | Single-split-system air condit | False | False | 17800 |  | 14.3 | 13.4 |  |  | False | 30 | 30 | 11.7 |  | Coil-Only System | False | Conventional | 10/05/2023 |  | 11/14/2023
Carrier Corp. - Indianapolis | Airquest | H4A6S18*K*WAA* | H4A6S18*K*WAA* | ESD4X24M14A*+TDR |  | Voluntarily Certified | Single-split-system air condit | False | False | 17800 |  | 14.3 | 13.4 |  |  | False | 30 | 30 | 11.7 |  | Coil-Only System | False | Conventional | 10/05/2023 |  | 11/14/2023
Carrier Corp. - Indianapolis | Arcoaire | H4A6S18*K*WAA* | H4A6S18*K*WAA* | ESD4X24M14A*+TDR |  | Voluntarily Certified | Single-split-system air condit | False | False | 17800 |  | 14.3 | 13.4 |  |  | False | 30 | 30 | 11.7 |  | Coil-Only System | False | Conventional | 10/05/2023 |  | 11/14/2023
Carrier Corp. - Indianapolis | Heil | H4A6S18*K*WAA* | H4A6S18*K*WAA* | ESD4X24M14A*+TDR |  | Voluntarily Certified | Single-split-system air condit | False | False | 17800 |  | 14.3 | 13.4 |  |  | False | 30 | 30 | 11.7 |  | Coil-Only System | False | Conventional | 10/05/2023 |  | 11/14/2023
Carrier Corp. - Indianapolis | 1HVAC | H4A6S24*K*WAA* | H4A6S24*K*WAA* | ESD4X24M14A*+TDR |  | Voluntarily Certified | Single-split-system air condit | False | False | 23400 |  | 14.3 | 13.4 |  |  | False | 30 | 30 | 11.7 |  | Coil-Only System | False | Conventional | 10/05/2023 |  | 11/14/2023
Carrier Corp. - Indianapolis | Airquest | H4A6S24*K*WAA* | H4A6S24*K*WAA* | ESD4X24M14A*+TDR |  | Voluntarily Certified | Single-split-system air condit | False | False | 23400 |  | 14.3 | 13.4 |  |  | False | 30 | 30 | 11.7 |  | Coil-Only System | False | Conventional | 10/05/2023 |  | 11/14/2023
Carrier Corp. - Indianapolis | Arcoaire | H4A6S24*K*WAA* | H4A6S24*K*WAA* | ESD4X24M14A*+TDR |  | Voluntarily Certified | Single-split-system air condit | False | False | 23400 |  | 14.3 | 13.4 |  |  | False | 30 | 30 | 11.7 |  | Coil-Only System | False | Conventional | 10/05/2023 |  | 11/14/2023
Carrier Corp. - Indianapolis | Heil | H4A6S24*K*WAA* | H4A6S24*K*WAA* | ESD4X24M14A*+TDR |  | Voluntarily Certified | Single-split-system air condit | False | False | 23400 |  | 14.3 | 13.4 |  |  | False | 30 | 30 | 11.7 |  | Coil-Only System | False | Conventional | 10/05/2023 |  | 11/14/2023
Carrier Corp. - Indianapolis | 1HVAC | H4A6S30*K*WAA* | H4A6S30*K*WAA* | EVD4X30M17A*+TDR |  | Voluntarily Certified | Single-split-system air condit | False | False | 28800 |  | 14.3 | 13.4 |  |  | False | 30 | 30 | 11.7 |  | Coil-Only System | False | Conventional | 10/05/2023 |  | 11/14/2023
Carrier Corp. - Indianapolis | Airquest | H4A6S30*K*WAA* | H4A6S30*K*WAA* | EVD4X30M17A*+TDR |  | Voluntarily Certified | Single-split-system air condit | False | False | 28800 |  | 14.3 | 13.4 |  |  | False | 30 | 30 | 11.7 |  | Coil-Only System | False | Conventional | 10/05/2023 |  | 11/14/2023
Carrier Corp. - Indianapolis | Arcoaire | H4A6S30*K*WAA* | H4A6S30*K*WAA* | EVD4X30M17A*+TDR |  | Voluntarily Certified | Single-split-system air condit | False | False | 28800 |  | 14.3 | 13.4 |  |  | False | 30 | 30 | 11.7 |  | Coil-Only System | False | Conventional | 10/05/2023 |  | 11/14/2023
Carrier Corp. - Indianapolis | Heil | H4A6S30*K*WAA* | H4A6S30*K*WAA* | EVD4X30M17A*+TDR |  | Voluntarily Certified | Single-split-system air condit | False | False | 28800 |  | 14.3 | 13.4 |  |  | False | 30 | 30 | 11.7 |  | Coil-Only System | False | Conventional | 10/05/2023 |  | 11/14/2023
Carrier Corp. - Indianapolis | 1HVAC | H4A6S36*K*WAA* | H4A6S36*K*WAA* | EVD4X37M21A*+TDR |  | Voluntarily Certified | Single-split-system air condit | False | False | 34200 |  | 14.3 | 13.4 |  |  | False | 30 | 30 | 11.7 |  | Coil-Only System | False | Conventional | 10/05/2023 |  | 11/14/2023
Carrier Corp. - Indianapolis | Airquest | H4A6S36*K*WAA* | H4A6S36*K*WAA* | EVD4X37M21A*+TDR |  | Voluntarily Certified | Single-split-system air condit | False | False | 34200 |  | 14.3 | 13.4 |  |  | False | 30 | 30 | 11.7 |  | Coil-Only System | False | Conventional | 10/05/2023 |  | 11/14/2023
Carrier Corp. - Indianapolis | Arcoaire | H4A6S36*K*WAA* | H4A6S36*K*WAA* | EVD4X37M21A*+TDR |  | Voluntarily Certified | Single-split-system air condit | False | False | 34200 |  | 14.3 | 13.4 |  |  | False | 30 | 30 | 11.7 |  | Coil-Only System | False | Conventional | 10/05/2023 |  | 11/14/2023
Carrier Corp. - Indianapolis | Heil | H4A6S36*K*WAA* | H4A6S36*K*WAA* | EVD4X37M21A*+TDR |  | Voluntarily Certified | Single-split-system air condit | False | False | 34200 |  | 14.3 | 13.4 |  |  | False | 30 | 30 | 11.7 |  | Coil-Only System | False | Conventional | 10/05/2023 |  | 11/14/2023
Carrier Corp. - Indianapolis | 1HVAC | H4A6S42*K*WAA* | H4A6S42*K*WAA* | EVD4X48M21A*+TDR |  | Voluntarily Certified | Single-split-system air condit | False | False | 45000 |  | 13.8 | 13.4 |  |  | False | 30 | 30 | 11.2 |  | Coil-Only System | False | Conventional | 10/05/2023 |  | 11/14/2023
Carrier Corp. - Indianapolis | Airquest | H4A6S42*K*WAA* | H4A6S42*K*WAA* | EVD4X48M21A*+TDR |  | Voluntarily Certified | Single-split-system air condit | False | False | 45000 |  | 13.8 | 13.4 |  |  | False | 30 | 30 | 11.2 |  | Coil-Only System | False | Conventional | 10/05/2023 |  | 11/14/2023
Carrier Corp. - Indianapolis | Arcoaire | H4A6S42*K*WAA* | H4A6S42*K*WAA* | EVD4X48M21A*+TDR |  | Voluntarily Certified | Single-split-system air condit | False | False | 45000 |  | 13.8 | 13.4 |  |  | False | 30 | 30 | 11.2 |  | Coil-Only System | False | Conventional | 10/05/2023 |  | 11/14/2023
Carrier Corp. - Indianapolis | Heil | H4A6S42*K*WAA* | H4A6S42*K*WAA* | EVD4X48M21A*+TDR |  | Voluntarily Certified | Single-split-system air condit | False | False | 45000 |  | 13.8 | 13.4 |  |  | False | 30 | 30 | 11.2 |  | Coil-Only System | False | Conventional | 10/05/2023 |  | 11/14/2023
Carrier Corp. - Indianapolis | 1HVAC | H4A6S43*K*WAA* | H4A6S43*K*WAA* | EA*4X43L21A*+TDR |  | Voluntarily Certified | Single-split-system air condit | False | False | 40000 |  | 14.3 | 13.4 |  |  | False | 30 | 30 | 12.5 |  | Coil-Only System | False | Conventional | 10/05/2023 |  | 11/14/2023
Carrier Corp. - Indianapolis | Airquest | H4A6S43*K*WAA* | H4A6S43*K*WAA* | EA*4X43L21A*+TDR |  | Voluntarily Certified | Single-split-system air condit | False | False | 40000 |  | 14.3 | 13.4 |  |  | False | 30 | 30 | 12.5 |  | Coil-Only System | False | Conventional | 10/05/2023 |  | 11/14/2023
Carrier Corp. - Indianapolis | Arcoaire | H4A6S43*K*WAA* | H4A6S43*K*WAA* | EA*4X43L21A*+TDR |  | Voluntarily Certified | Single-split-system air condit | False | False | 40000 |  | 14.3 | 13.4 |  |  | False | 30 | 30 | 12.5 |  | Coil-Only System | False | Conventional | 10/05/2023 |  | 11/14/2023
Carrier Corp. - Indianapolis | Heil | H4A6S43*K*WAA* | H4A6S43*K*WAA* | EA*4X43L21A*+TDR |  | Voluntarily Certified | Single-split-system air condit | False | False | 40000 |  | 14.3 | 13.4 |  |  | False | 30 | 30 | 12.5 |  | Coil-Only System | False | Conventional | 10/05/2023 |  | 11/14/2023
Carrier Corp. - Indianapolis | 1HVAC | H4A6S48*K*WAA* | H4A6S48*K*WAA* | EVD4X48M21A*+TDR |  | Voluntarily Certified | Single-split-system air condit | False | False | 46500 |  | 13.8 | 13.4 |  |  | False | 30 | 30 | 11.2 |  | Coil-Only System | False | Conventional | 10/05/2023 |  | 11/14/2023
Carrier Corp. - Indianapolis | Airquest | H4A6S48*K*WAA* | H4A6S48*K*WAA* | EVD4X48M21A*+TDR |  | Voluntarily Certified | Single-split-system air condit | False | False | 46500 |  | 13.8 | 13.4 |  |  | False | 30 | 30 | 11.2 |  | Coil-Only System | False | Conventional | 10/05/2023 |  | 11/14/2023
Carrier Corp. - Indianapolis | Arcoaire | H4A6S48*K*WAA* | H4A6S48*K*WAA* | EVD4X48M21A*+TDR |  | Voluntarily Certified | Single-split-system air condit | False | False | 46500 |  | 13.8 | 13.4 |  |  | False | 30 | 30 | 11.2 |  | Coil-Only System | False | Conventional | 10/05/2023 |  | 11/14/2023
Carrier Corp. - Indianapolis | Heil | H4A6S48*K*WAA* | H4A6S48*K*WAA* | EVD4X48M21A*+TDR |  | Voluntarily Certified | Single-split-system air condit | False | False | 46500 |  | 13.8 | 13.4 |  |  | False | 30 | 30 | 11.2 |  | Coil-Only System | False | Conventional | 10/05/2023 |  | 11/14/2023
Carrier Corp. - Indianapolis | 1HVAC | H4A6S49*K*WAA* | H4A6S49*K*WAA* | EA*4X60L24A*+TDR |  | Voluntarily Certified | Single-split-system air condit | False | False | 46000 |  | 14.5 | 13.4 |  |  | False | 30 | 30 | 12.5 |  | Coil-Only System | False | Conventional | 10/05/2023 |  | 11/14/2023
Carrier Corp. - Indianapolis | Airquest | H4A6S49*K*WAA* | H4A6S49*K*WAA* | EA*4X60L24A*+TDR |  | Voluntarily Certified | Single-split-system air condit | False | False | 46000 |  | 14.5 | 13.4 |  |  | False | 30 | 30 | 12.5 |  | Coil-Only System | False | Conventional | 10/05/2023 |  | 11/14/2023
Carrier Corp. - Indianapolis | Arcoaire | H4A6S49*K*WAA* | H4A6S49*K*WAA* | EA*4X60L24A*+TDR |  | Voluntarily Certified | Single-split-system air condit | False | False | 46000 |  | 14.5 | 13.4 |  |  | False | 30 | 30 | 12.5 |  | Coil-Only System | False | Conventional | 10/05/2023 |  | 11/14/2023
Carrier Corp. - Indianapolis | Heil | H4A6S49*K*WAA* | H4A6S49*K*WAA* | EA*4X60L24A*+TDR |  | Voluntarily Certified | Single-split-system air condit | False | False | 46000 |  | 14.5 | 13.4 |  |  | False | 30 | 30 | 12.5 |  | Coil-Only System | False | Conventional | 10/05/2023 |  | 11/14/2023
Carrier Corp. - Indianapolis | 1HVAC | H4A6S60*K*WAA* | H4A6S60*K*WAA* | EVD4X61M24A*+TDR |  | Voluntarily Certified | Single-split-system air condit | False | False | 56500 |  | 13.8 | 13.4 |  |  | False | 30 | 30 | 11.2 |  | Coil-Only System | False | Conventional | 10/05/2023 |  | 11/14/2023
Carrier Corp. - Indianapolis | Airquest | H4A6S60*K*WAA* | H4A6S60*K*WAA* | EVD4X61M24A*+TDR |  | Voluntarily Certified | Single-split-system air condit | False | False | 56500 |  | 13.8 | 13.4 |  |  | False | 30 | 30 | 11.2 |  | Coil-Only System | False | Conventional | 10/05/2023 |  | 11/14/2023
Carrier Corp. - Indianapolis | Arcoaire | H4A6S60*K*WAA* | H4A6S60*K*WAA* | EVD4X61M24A*+TDR |  | Voluntarily Certified | Single-split-system air condit | False | False | 56500 |  | 13.8 | 13.4 |  |  | False | 30 | 30 | 11.2 |  | Coil-Only System | False | Conventional | 10/05/2023 |  | 11/14/2023
Carrier Corp. - Indianapolis | Heil | H4A6S60*K*WAA* | H4A6S60*K*WAA* | EVD4X61M24A*+TDR |  | Voluntarily Certified | Single-split-system air condit | False | False | 56500 |  | 13.8 | 13.4 |  |  | False | 30 | 30 | 11.2 |  | Coil-Only System | False | Conventional | 10/05/2023 |  | 11/14/2023
Carrier Corp. - Indianapolis | 1HVAC | H4A6S61*K*WAA* | H4A6S61*K*WAA* | EVD4X61M24A*+TDR |  | Voluntarily Certified | Single-split-system air condit | False | False | 55500 |  | 14.3 | 13.4 |  |  | False | 30 | 30 | 12 |  | Coil-Only System | False | Conventional | 10/05/2023 |  | 11/14/2023
Carrier Corp. - Indianapolis | Airquest | H4A6S61*K*WAA* | H4A6S61*K*WAA* | EVD4X61M24A*+TDR |  | Voluntarily Certified | Single-split-system air condit | False | False | 55500 |  | 14.3 | 13.4 |  |  | False | 30 | 30 | 12 |  | Coil-Only System | False | Conventional | 10/05/2023 |  | 11/14/2023
Carrier Corp. - Indianapolis | Arcoaire | H4A6S61*K*WAA* | H4A6S61*K*WAA* | EVD4X61M24A*+TDR |  | Voluntarily Certified | Single-split-system air condit | False | False | 55500 |  | 14.3 | 13.4 |  |  | False | 30 | 30 | 12 |  | Coil-Only System | False | Conventional | 10/05/2023 |  | 11/14/2023
Carrier Corp. - Indianapolis | Heil | H4A6S61*K*WAA* | H4A6S61*K*WAA* | EVD4X61M24A*+TDR |  | Voluntarily Certified | Single-split-system air condit | False | False | 55500 |  | 14.3 | 13.4 |  |  | False | 30 | 30 | 12 |  | Coil-Only System | False | Conventional | 10/05/2023 |  | 11/14/2023
Carrier Corp. - Indianapolis | Airquest | H4A7T24*K*WAA* | H4A7T24*K*WAA* | EVD4X25M17A*+TDR |  | Voluntarily Certified | Single-split-system air condit | False | False | 23400 |  | 14.3 | 13.4 |  |  | False | 30 | 30 | 11.7 |  | Coil-Only System | False | Conventional | 10/05/2023 |  | 11/14/2023
Carrier Corp. - Indianapolis | Arcoaire | H4A7T24*K*WAA* | H4A7T24*K*WAA* | EVD4X25M17A*+TDR |  | Voluntarily Certified | Single-split-system air condit | False | False | 23400 |  | 14.3 | 13.4 |  |  | False | 30 | 30 | 11.7 |  | Coil-Only System | False | Conventional | 10/05/2023 |  | 11/14/2023
Carrier Corp. - Indianapolis | Heil | H4A7T24*K*WAA* | H4A7T24*K*WAA* | EVD4X25M17A*+TDR |  | Voluntarily Certified | Single-split-system air condit | False | False | 23400 |  | 14.3 | 13.4 |  |  | False | 30 | 30 | 11.7 |  | Coil-Only System | False | Conventional | 10/05/2023 |  | 11/14/2023
Carrier Corp. - Indianapolis | Airquest | H4A7T36*K*WAA* | H4A7T36*K*WAA* | EVD4X37M21A*+TDR |  | Voluntarily Certified | Single-split-system air condit | False | False | 35000 |  | 14.3 | 13.4 |  |  | False | 30 | 30 | 12 |  | Coil-Only System | False | Conventional | 10/05/2023 |  | 11/14/2023
Carrier Corp. - Indianapolis | Arcoaire | H4A7T36*K*WAA* | H4A7T36*K*WAA* | EVD4X37M21A*+TDR |  | Voluntarily Certified | Single-split-system air condit | False | False | 35000 |  | 14.3 | 13.4 |  |  | False | 30 | 30 | 12 |  | Coil-Only System | False | Conventional | 10/05/2023 |  | 11/14/2023
Carrier Corp. - Indianapolis | Heil | H4A7T36*K*WAA* | H4A7T36*K*WAA* | EVD4X37M21A*+TDR |  | Voluntarily Certified | Single-split-system air condit | False | False | 35000 |  | 14.3 | 13.4 |  |  | False | 30 | 30 | 12 |  | Coil-Only System | False | Conventional | 10/05/2023 |  | 11/14/2023
Carrier Corp. - Indianapolis | Airquest | H4A7T48*K*WAA* | H4A7T48*K*WAA* | EVD4X49M24A*+TDR |  | Voluntarily Certified | Single-split-system air condit | False | False | 47000 |  | 13.8 | 13.4 |  |  | False | 30 | 30 | 12 |  | Coil-Only System | False | Conventional | 10/05/2023 |  | 11/14/2023
Carrier Corp. - Indianapolis | Arcoaire | H4A7T48*K*WAA* | H4A7T48*K*WAA* | EVD4X49M24A*+TDR |  | Voluntarily Certified | Single-split-system air condit | False | False | 47000 |  | 13.8 | 13.4 |  |  | False | 30 | 30 | 12 |  | Coil-Only System | False | Conventional | 10/05/2023 |  | 11/14/2023
Carrier Corp. - Indianapolis | Heil | H4A7T48*K*WAA* | H4A7T48*K*WAA* | EVD4X49M24A*+TDR |  | Voluntarily Certified | Single-split-system air condit | False | False | 47000 |  | 13.8 | 13.4 |  |  | False | 30 | 30 | 12 |  | Coil-Only System | False | Conventional | 10/05/2023 |  | 11/14/2023
Carrier Corp. - Indianapolis | Airquest | H4A7T60*K*WAA* | H4A7T60*K*WAA* | EVD4X61M24A*+TDR |  | Voluntarily Certified | Single-split-system air condit | False | False | 57500 |  | 13.8 | 13.4 |  |  | False | 30 | 30 | 11.5 |  | Coil-Only System | False | Conventional | 10/05/2023 |  | 11/14/2023
Carrier Corp. - Indianapolis | Arcoaire | H4A7T60*K*WAA* | H4A7T60*K*WAA* | EVD4X61M24A*+TDR |  | Voluntarily Certified | Single-split-system air condit | False | False | 57500 |  | 13.8 | 13.4 |  |  | False | 30 | 30 | 11.5 |  | Coil-Only System | False | Conventional | 10/05/2023 |  | 11/14/2023
Carrier Corp. - Indianapolis | Heil | H4A7T60*K*WAA* | H4A7T60*K*WAA* | EVD4X61M24A*+TDR |  | Voluntarily Certified | Single-split-system air condit | False | False | 57500 |  | 13.8 | 13.4 |  |  | False | 30 | 30 | 11.5 |  | Coil-Only System | False | Conventional | 10/05/2023 |  | 11/14/2023
Carrier Corp. - Indianapolis | 1HVAC | HVA924GKA** | HVA924GKA** | FCM4X24***L+WALLCON |  | Voluntarily Certified | Single-split-system air condit | False | False | 24400 |  | 17 | 13.4 |  |  | False | 30 | 30 | 10 |  | Blower Coil System | True | Conventional | 10/05/2023 |  | 11/14/2023
Carrier Corp. - Indianapolis | Airquest | HVA924GKA** | HVA924GKA** | FCM4X24***L+WALLCON |  | Voluntarily Certified | Single-split-system air condit | False | False | 24400 |  | 17 | 13.4 |  |  | False | 30 | 30 | 10 |  | Blower Coil System | True | Conventional | 10/05/2023 |  | 11/14/2023
Carrier Corp. - Indianapolis | Arcoaire | HVA924GKA** | HVA924GKA** | FCM4X24***L+WALLCON |  | Voluntarily Certified | Single-split-system air condit | False | False | 24400 |  | 17 | 13.4 |  |  | False | 30 | 30 | 10 |  | Blower Coil System | True | Conventional | 10/05/2023 |  | 11/14/2023
Carrier Corp. - Indianapolis | Heil | HVA924GKA** | HVA924GKA** | FCM4X24***L+WALLCON |  | Voluntarily Certified | Single-split-system air condit | False | False | 24400 |  | 17 | 13.4 |  |  | False | 30 | 30 | 10 |  | Blower Coil System | True | Conventional | 10/05/2023 |  | 11/14/2023
Carrier Corp. - Indianapolis | 1HVAC | HVA924GKA**+TSTAT | HVA924GKA**+TSTAT | FVM4X24***L |  | Voluntarily Certified | Single-split-system air condit | False | False | 24200 |  | 15.5 | 13.4 |  |  | False | 30 | 30 | 10 |  | Blower Coil System | False | Conventional | 10/05/2023 |  | 11/14/2023
Carrier Corp. - Indianapolis | Airquest | HVA924GKA**+TSTAT | HVA924GKA**+TSTAT | FVM4X24***L |  | Voluntarily Certified | Single-split-system air condit | False | False | 24200 |  | 15.5 | 13.4 |  |  | False | 30 | 30 | 10 |  | Blower Coil System | False | Conventional | 10/05/2023 |  | 11/14/2023
Carrier Corp. - Indianapolis | Arcoaire | HVA924GKA**+TSTAT | HVA924GKA**+TSTAT | FVM4X24***L |  | Voluntarily Certified | Single-split-system air condit | False | False | 24200 |  | 15.5 | 13.4 |  |  | False | 30 | 30 | 10 |  | Blower Coil System | False | Conventional | 10/05/2023 |  | 11/14/2023
Carrier Corp. - Indianapolis | Heil | HVA924GKA**+TSTAT | HVA924GKA**+TSTAT | FVM4X24***L |  | Voluntarily Certified | Single-split-system air condit | False | False | 24200 |  | 15.5 | 13.4 |  |  | False | 30 | 30 | 10 |  | Blower Coil System | False | Conventional | 10/05/2023 |  | 11/14/2023
Carrier Corp. - Indianapolis | 1HVAC | HVA925GKA2* | HVA925GKA2* | FCM4X48***L+WALLCON |  | Voluntarily Certified | Single-split-system air condit | False | False | 23800 |  | 18.5 | 13.4 |  |  | False | 30 | 30 | 11.7 |  | Blower Coil System | True | Conventional | 10/05/2023 |  | 11/14/2023
Carrier Corp. - Indianapolis | Airquest | HVA925GKA2* | HVA925GKA2* | FCM4X48***L+WALLCON |  | Voluntarily Certified | Single-split-system air condit | False | False | 23800 |  | 18.5 | 13.4 |  |  | False | 30 | 30 | 11.7 |  | Blower Coil System | True | Conventional | 10/05/2023 |  | 11/14/2023
Carrier Corp. - Indianapolis | Arcoaire | HVA925GKA2* | HVA925GKA2* | FCM4X48***L+WALLCON |  | Voluntarily Certified | Single-split-system air condit | False | False | 23800 |  | 18.5 | 13.4 |  |  | False | 30 | 30 | 11.7 |  | Blower Coil System | True | Conventional | 10/05/2023 |  | 11/14/2023
Carrier Corp. - Indianapolis | Heil | HVA925GKA2* | HVA925GKA2* | FCM4X48***L+WALLCON |  | Voluntarily Certified | Single-split-system air condit | False | False | 23800 |  | 18.5 | 13.4 |  |  | False | 30 | 30 | 11.7 |  | Blower Coil System | True | Conventional | 10/05/2023 |  | 11/14/2023
Carrier Corp. - Indianapolis | 1HVAC | HVA925GKA2*+TSTAT | HVA925GKA2*+TSTAT | FVM4X48***L |  | Voluntarily Certified | Single-split-system air condit | False | False | 24000 |  | 16.5 | 13.4 |  |  | False | 30 | 30 | 11.7 |  | Blower Coil System | False | Conventional | 10/05/2023 |  | 11/14/2023
Carrier Corp. - Indianapolis | Airquest | HVA925GKA2*+TSTAT | HVA925GKA2*+TSTAT | FVM4X48***L |  | Voluntarily Certified | Single-split-system air condit | False | False | 24000 |  | 16.5 | 13.4 |  |  | False | 30 | 30 | 11.7 |  | Blower Coil System | False | Conventional | 10/05/2023 |  | 11/14/2023
Carrier Corp. - Indianapolis | Arcoaire | HVA925GKA2*+TSTAT | HVA925GKA2*+TSTAT | FVM4X48***L |  | Voluntarily Certified | Single-split-system air condit | False | False | 24000 |  | 16.5 | 13.4 |  |  | False | 30 | 30 | 11.7 |  | Blower Coil System | False | Conventional | 10/05/2023 |  | 11/14/2023
Carrier Corp. - Indianapolis | Heil | HVA925GKA2*+TSTAT | HVA925GKA2*+TSTAT | FVM4X48***L |  | Voluntarily Certified | Single-split-system air condit | False | False | 24000 |  | 16.5 | 13.4 |  |  | False | 30 | 30 | 11.7 |  | Blower Coil System | False | Conventional | 10/05/2023 |  | 11/14/2023
Carrier Corp. - Indianapolis | 1HVAC | HVA925GKA3* | HVA925GKA3* | FCM4X48***L+WALLCON |  | Voluntarily Certified | Single-split-system air condit | False | False | 23800 |  | 18.5 | 13.4 |  |  | False | 30 | 30 | 11.7 |  | Blower Coil System | True | Conventional | 10/05/2023 |  | 11/14/2023
Carrier Corp. - Indianapolis | Airquest | HVA925GKA3* | HVA925GKA3* | FCM4X48***L+WALLCON |  | Voluntarily Certified | Single-split-system air condit | False | False | 23800 |  | 18.5 | 13.4 |  |  | False | 30 | 30 | 11.7 |  | Blower Coil System | True | Conventional | 10/05/2023 |  | 11/14/2023
Carrier Corp. - Indianapolis | Arcoaire | HVA925GKA3* | HVA925GKA3* | FCM4X48***L+WALLCON |  | Voluntarily Certified | Single-split-system air condit | False | False | 23800 |  | 18.5 | 13.4 |  |  | False | 30 | 30 | 11.7 |  | Blower Coil System | True | Conventional | 10/05/2023 |  | 11/14/2023
Carrier Corp. - Indianapolis | Heil | HVA925GKA3* | HVA925GKA3* | FCM4X48***L+WALLCON |  | Voluntarily Certified | Single-split-system air condit | False | False | 23800 |  | 18.5 | 13.4 |  |  | False | 30 | 30 | 11.7 |  | Blower Coil System | True | Conventional | 10/05/2023 |  | 11/14/2023
Carrier Corp. - Indianapolis | 1HVAC | HVA925GKA3*+TSTAT | HVA925GKA3*+TSTAT | FVM4X48***L |  | Voluntarily Certified | Single-split-system air condit | False | False | 24000 |  | 16.5 | 13.4 |  |  | False | 30 | 30 | 11.7 |  | Blower Coil System | False | Conventional | 10/05/2023 |  | 11/14/2023
Carrier Corp. - Indianapolis | Airquest | HVA925GKA3*+TSTAT | HVA925GKA3*+TSTAT | FVM4X48***L |  | Voluntarily Certified | Single-split-system air condit | False | False | 24000 |  | 16.5 | 13.4 |  |  | False | 30 | 30 | 11.7 |  | Blower Coil System | False | Conventional | 10/05/2023 |  | 11/14/2023
Carrier Corp. - Indianapolis | Arcoaire | HVA925GKA3*+TSTAT | HVA925GKA3*+TSTAT | FVM4X48***L |  | Voluntarily Certified | Single-split-system air condit | False | False | 24000 |  | 16.5 | 13.4 |  |  | False | 30 | 30 | 11.7 |  | Blower Coil System | False | Conventional | 10/05/2023 |  | 11/14/2023
Carrier Corp. - Indianapolis | Heil | HVA925GKA3*+TSTAT | HVA925GKA3*+TSTAT | FVM4X48***L |  | Voluntarily Certified | Single-split-system air condit | False | False | 24000 |  | 16.5 | 13.4 |  |  | False | 30 | 30 | 11.7 |  | Blower Coil System | False | Conventional | 10/05/2023 |  | 11/14/2023
Carrier Corp. - Indianapolis | 1HVAC | HVA936GKA2* | HVA936GKA2* | FCM4X48***L+WALLCON |  | Voluntarily Certified | Single-split-system air condit | False | False | 35200 |  | 17.5 | 13.4 |  |  | False | 30 | 30 | 10 |  | Blower Coil System | True | Conventional | 10/05/2023 |  | 11/14/2023
Carrier Corp. - Indianapolis | Airquest | HVA936GKA2* | HVA936GKA2* | FCM4X48***L+WALLCON |  | Voluntarily Certified | Single-split-system air condit | False | False | 35200 |  | 17.5 | 13.4 |  |  | False | 30 | 30 | 10 |  | Blower Coil System | True | Conventional | 10/05/2023 |  | 11/14/2023
Carrier Corp. - Indianapolis | Arcoaire | HVA936GKA2* | HVA936GKA2* | FCM4X48***L+WALLCON |  | Voluntarily Certified | Single-split-system air condit | False | False | 35200 |  | 17.5 | 13.4 |  |  | False | 30 | 30 | 10 |  | Blower Coil System | True | Conventional | 10/05/2023 |  | 11/14/2023
Carrier Corp. - Indianapolis | Heil | HVA936GKA2* | HVA936GKA2* | FCM4X48***L+WALLCON |  | Voluntarily Certified | Single-split-system air condit | False | False | 35200 |  | 17.5 | 13.4 |  |  | False | 30 | 30 | 10 |  | Blower Coil System | True | Conventional | 10/05/2023 |  | 11/14/2023
Carrier Corp. - Indianapolis | 1HVAC | HVA936GKA3* | HVA936GKA3* | FCM4X48***L+WALLCON |  | Voluntarily Certified | Single-split-system air condit | False | False | 35200 |  | 17.5 | 13.4 |  |  | False | 30 | 30 | 10 |  | Blower Coil System | True | Conventional | 10/05/2023 |  | 11/14/2023
Carrier Corp. - Indianapolis | Airquest | HVA936GKA3* | HVA936GKA3* | FCM4X48***L+WALLCON |  | Voluntarily Certified | Single-split-system air condit | False | False | 35200 |  | 17.5 | 13.4 |  |  | False | 30 | 30 | 10 |  | Blower Coil System | True | Conventional | 10/05/2023 |  | 11/14/2023
Carrier Corp. - Indianapolis | Arcoaire | HVA936GKA3* | HVA936GKA3* | FCM4X48***L+WALLCON |  | Voluntarily Certified | Single-split-system air condit | False | False | 35200 |  | 17.5 | 13.4 |  |  | False | 30 | 30 | 10 |  | Blower Coil System | True | Conventional | 10/05/2023 |  | 11/14/2023
Carrier Corp. - Indianapolis | Heil | HVA936GKA3* | HVA936GKA3* | FCM4X48***L+WALLCON |  | Voluntarily Certified | Single-split-system air condit | False | False | 35200 |  | 17.5 | 13.4 |  |  | False | 30 | 30 | 10 |  | Blower Coil System | True | Conventional | 10/05/2023 |  | 11/14/2023
Carrier Corp. - Indianapolis | 1HVAC | HVA936GKA3*+TSTAT | HVA936GKA3*+TSTAT | FVM4X48***L |  | Voluntarily Certified | Single-split-system air condit | False | False | 35200 |  | 15.5 | 13.4 |  |  | False | 30 | 30 | 10 |  | Blower Coil System | False | Conventional | 10/05/2023 |  | 11/14/2023
Carrier Corp. - Indianapolis | Airquest | HVA936GKA3*+TSTAT | HVA936GKA3*+TSTAT | FVM4X48***L |  | Voluntarily Certified | Single-split-system air condit | False | False | 35200 |  | 15.5 | 13.4 |  |  | False | 30 | 30 | 10 |  | Blower Coil System | False | Conventional | 10/05/2023 |  | 11/14/2023
Carrier Corp. - Indianapolis | Arcoaire | HVA936GKA3*+TSTAT | HVA936GKA3*+TSTAT | FVM4X48***L |  | Voluntarily Certified | Single-split-system air condit | False | False | 35200 |  | 15.5 | 13.4 |  |  | False | 30 | 30 | 10 |  | Blower Coil System | False | Conventional | 10/05/2023 |  | 11/14/2023
Carrier Corp. - Indianapolis | Heil | HVA936GKA3*+TSTAT | HVA936GKA3*+TSTAT | FVM4X48***L |  | Voluntarily Certified | Single-split-system air condit | False | False | 35200 |  | 15.5 | 13.4 |  |  | False | 30 | 30 | 10 |  | Blower Coil System | False | Conventional | 10/05/2023 |  | 11/14/2023
Carrier Corp. - Indianapolis | 1HVAC | HVA937GKA** | HVA937GKA** | FCM4X60***L+WALLCON |  | Voluntarily Certified | Single-split-system air condit | False | False | 33200 |  | 18.5 | 13.4 |  |  | False | 30 | 30 | 12 |  | Blower Coil System | True | Conventional | 10/05/2023 |  | 11/14/2023
Carrier Corp. - Indianapolis | Comfortmaker | C4A7T36*K*WAA* | C4A7T36*K*WAA* | EVD4X37M21A*+TDR |  | Voluntarily Certified | Single-split-system air condit | False | False | 35000 |  | 14.3 | 13.4 |  |  | False | 30 | 30 | 12 |  | Coil-Only System | False | Conventional | 10/05/2023 |  | 11/14/2023
Carrier Corp. - Indianapolis | Day & Night | C4A7T36*K*WAA* | C4A7T36*K*WAA* | EVD4X37M21A*+TDR |  | Voluntarily Certified | Single-split-system air condit | False | False | 35000 |  | 14.3 | 13.4 |  |  | False | 30 | 30 | 12 |  | Coil-Only System | False | Conventional | 10/05/2023 |  | 11/14/2023
Carrier Corp. - Indianapolis | Keeprite | C4A7T36*K*WAA* | C4A7T36*K*WAA* | EVD4X37M21A*+TDR |  | Voluntarily Certified | Single-split-system air condit | False | False | 35000 |  | 14.3 | 13.4 |  |  | False | 30 | 30 | 12 |  | Coil-Only System | False | Conventional | 10/05/2023 |  | 11/14/2023
Carrier Corp. - Indianapolis | Comfortmaker | C4A7T48*K*WAA* | C4A7T48*K*WAA* | EVD4X49M24A*+TDR |  | Voluntarily Certified | Single-split-system air condit | False | False | 47000 |  | 13.8 | 13.4 |  |  | False | 30 | 30 | 12 |  | Coil-Only System | False | Conventional | 10/05/2023 |  | 11/14/2023
Carrier Corp. - Indianapolis | Day & Night | C4A7T48*K*WAA* | C4A7T48*K*WAA* | EVD4X49M24A*+TDR |  | Voluntarily Certified | Single-split-system air condit | False | False | 47000 |  | 13.8 | 13.4 |  |  | False | 30 | 30 | 12 |  | Coil-Only System | False | Conventional | 10/05/2023 |  | 11/14/2023
Carrier Corp. - Indianapolis | Keeprite | C4A7T48*K*WAA* | C4A7T48*K*WAA* | EVD4X49M24A*+TDR |  | Voluntarily Certified | Single-split-system air condit | False | False | 47000 |  | 13.8 | 13.4 |  |  | False | 30 | 30 | 12 |  | Coil-Only System | False | Conventional | 10/05/2023 |  | 11/14/2023
Carrier Corp. - Indianapolis | Comfortmaker | C4A7T60*K*WAA* | C4A7T60*K*WAA* | EVD4X61M24A*+TDR |  | Voluntarily Certified | Single-split-system air condit | False | False | 57500 |  | 13.8 | 13.4 |  |  | False | 30 | 30 | 11.5 |  | Coil-Only System | False | Conventional | 10/05/2023 |  | 11/14/2023
Carrier Corp. - Indianapolis | Day & Night | C4A7T60*K*WAA* | C4A7T60*K*WAA* | EVD4X61M24A*+TDR |  | Voluntarily Certified | Single-split-system air condit | False | False | 57500 |  | 13.8 | 13.4 |  |  | False | 30 | 30 | 11.5 |  | Coil-Only System | False | Conventional | 10/05/2023 |  | 11/14/2023
Carrier Corp. - Indianapolis | Keeprite | C4A7T60*K*WAA* | C4A7T60*K*WAA* | EVD4X61M24A*+TDR |  | Voluntarily Certified | Single-split-system air condit | False | False | 57500 |  | 13.8 | 13.4 |  |  | False | 30 | 30 | 11.5 |  | Coil-Only System | False | Conventional | 10/05/2023 |  | 11/14/2023
Carrier Corp. - Indianapolis | BRYANT HEATING AND COOLING SYSTEMS | CA16NW043*0**B* | CA16NW043*0**B* | CAP**4321AL*+TDR |  | Voluntarily Certified | Single-split-system air condit | False | False | 40000 |  | 14.3 | 13.4 |  |  | False | 30 | 30 | 11.7 |  | Coil-Only System | False | Conventional | 10/05/2023 |  | 11/14/2023
Carrier Corp. - Indianapolis | Carrier | CA16NW043*0**B* | CA16NW043*0**B* | CAP**4321AL*+TDR |  | Voluntarily Certified | Single-split-system air condit | False | False | 40000 |  | 14.3 | 13.4 |  |  | False | 30 | 30 | 11.7 |  | Coil-Only System | False | Conventional | 10/05/2023 |  | 11/14/2023
Carrier Corp. - Indianapolis | BRYANT HEATING AND COOLING SYSTEMS | CA16NW061*0**B* | CA16NW061*0**B* | CNPV*6124AL*+TDR |  | Voluntarily Certified | Single-split-system air condit | False | False | 57500 |  | 13.8 | 13.4 |  |  | False | 30 | 30 | 11.2 |  | Coil-Only System | False | Conventional | 10/05/2023 |  | 11/14/2023
Carrier Corp. - Indianapolis | Carrier | CA16NW061*0**B* | CA16NW061*0**B* | CNPV*6124AL*+TDR |  | Voluntarily Certified | Single-split-system air condit | False | False | 57500 |  | 13.8 | 13.4 |  |  | False | 30 | 30 | 11.2 |  | Coil-Only System | False | Conventional | 10/05/2023 |  | 11/14/2023
Carrier Corp. - Indianapolis | BRYANT HEATING AND COOLING SYSTEMS | CA17NA048****B* | CA17NA048****B* | CAP**6124AL*+TDR |  | Voluntarily Certified | Single-split-system air condit | False | False | 48500 |  | 13.8 | 13.4 |  |  | False | 30 | 30 | 11.2 |  | Coil-Only System | False | Conventional | 10/05/2023 |  | 11/14/2023
Carrier Corp. - Indianapolis | Carrier | CA17NA048****B* | CA17NA048****B* | CAP**6124AL*+TDR |  | Voluntarily Certified | Single-split-system air condit | False | False | 48500 |  | 13.8 | 13.4 |  |  | False | 30 | 30 | 11.2 |  | Coil-Only System | False | Conventional | 10/05/2023 |  | 11/14/2023
Carrier Corp. - Indianapolis | BRYANT HEATING AND COOLING SYSTEMS | CA17NA060****B* | CA17NA060****B* | CAP**6124AL*+TDR |  | Voluntarily Certified | Single-split-system air condit | False | False | 56500 |  | 13.8 | 13.4 |  |  | False | 30 | 30 | 11.2 |  | Coil-Only System | False | Conventional | 10/05/2023 |  | 11/14/2023
Carrier Corp. - Indianapolis | Carrier | CA17NA060****B* | CA17NA060****B* | CAP**6124AL*+TDR |  | Voluntarily Certified | Single-split-system air condit | False | False | 56500 |  | 13.8 | 13.4 |  |  | False | 30 | 30 | 11.2 |  | Coil-Only System | False | Conventional | 10/05/2023 |  | 11/14/2023
Carrier Corp. - Indianapolis | Comfortmaker | CVA924GKA** | CVA924GKA** | FCM4X24***L+WALLCON |  | Voluntarily Certified | Single-split-system air condit | False | False | 24400 |  | 17 | 13.4 |  |  | False | 30 | 30 | 10 |  | Blower Coil System | True | Conventional | 10/05/2023 |  | 11/14/2023
Carrier Corp. - Indianapolis | Day & Night | CVA924GKA** | CVA924GKA** | FCM4X24***L+WALLCON |  | Voluntarily Certified | Single-split-system air condit | False | False | 24400 |  | 17 | 13.4 |  |  | False | 30 | 30 | 10 |  | Blower Coil System | True | Conventional | 10/05/2023 |  | 11/14/2023
Carrier Corp. - Indianapolis | Keeprite | CVA924GKA** | CVA924GKA** | FCM4X24***L+WALLCON |  | Voluntarily Certified | Single-split-system air condit | False | False | 24400 |  | 17 | 13.4 |  |  | False | 30 | 30 | 10 |  | Blower Coil System | True | Conventional | 10/05/2023 |  | 11/14/2023
Carrier Corp. - Indianapolis | Comfortmaker | CVA924GKA**+TSTAT | CVA924GKA**+TSTAT | FVM4X24***L |  | Voluntarily Certified | Single-split-system air condit | False | False | 24200 |  | 15.5 | 13.4 |  |  | False | 30 | 30 | 10 |  | Blower Coil System | False | Conventional | 10/05/2023 |  | 11/14/2023
Carrier Corp. - Indianapolis | Day & Night | CVA924GKA**+TSTAT | CVA924GKA**+TSTAT | FVM4X24***L |  | Voluntarily Certified | Single-split-system air condit | False | False | 24200 |  | 15.5 | 13.4 |  |  | False | 30 | 30 | 10 |  | Blower Coil System | False | Conventional | 10/05/2023 |  | 11/14/2023
Carrier Corp. - Indianapolis | Keeprite | CVA924GKA**+TSTAT | CVA924GKA**+TSTAT | FVM4X24***L |  | Voluntarily Certified | Single-split-system air condit | False | False | 24200 |  | 15.5 | 13.4 |  |  | False | 30 | 30 | 10 |  | Blower Coil System | False | Conventional | 10/05/2023 |  | 11/14/2023
Carrier Corp. - Indianapolis | Comfortmaker | CVA925GKA2* | CVA925GKA2* | FCM4X48***L+WALLCON |  | Voluntarily Certified | Single-split-system air condit | False | False | 23800 |  | 18.5 | 13.4 |  |  | False | 30 | 30 | 11.7 |  | Blower Coil System | True | Conventional | 10/05/2023 |  | 11/14/2023
Carrier Corp. - Indianapolis | Day & Night | CVA925GKA2* | CVA925GKA2* | FCM4X48***L+WALLCON |  | Voluntarily Certified | Single-split-system air condit | False | False | 23800 |  | 18.5 | 13.4 |  |  | False | 30 | 30 | 11.7 |  | Blower Coil System | True | Conventional | 10/05/2023 |  | 11/14/2023
Carrier Corp. - Indianapolis | Keeprite | CVA925GKA2* | CVA925GKA2* | FCM4X48***L+WALLCON |  | Voluntarily Certified | Single-split-system air condit | False | False | 23800 |  | 18.5 | 13.4 |  |  | False | 30 | 30 | 11.7 |  | Blower Coil System | True | Conventional | 10/05/2023 |  | 11/14/2023
Carrier Corp. - Indianapolis | Comfortmaker | CVA925GKA2*+TSTAT | CVA925GKA2*+TSTAT | FVM4X48***L |  | Voluntarily Certified | Single-split-system air condit | False | False | 24000 |  | 16.5 | 13.4 |  |  | False | 30 | 30 | 11.7 |  | Blower Coil System | False | Conventional | 10/05/2023 |  | 11/14/2023
Carrier Corp. - Indianapolis | Day & Night | CVA925GKA2*+TSTAT | CVA925GKA2*+TSTAT | FVM4X48***L |  | Voluntarily Certified | Single-split-system air condit | False | False | 24000 |  | 16.5 | 13.4 |  |  | False | 30 | 30 | 11.7 |  | Blower Coil System | False | Conventional | 10/05/2023 |  | 11/14/2023
Carrier Corp. - Indianapolis | Keeprite | CVA925GKA2*+TSTAT | CVA925GKA2*+TSTAT | FVM4X48***L |  | Voluntarily Certified | Single-split-system air condit | False | False | 24000 |  | 16.5 | 13.4 |  |  | False | 30 | 30 | 11.7 |  | Blower Coil System | False | Conventional | 10/05/2023 |  | 11/14/2023
Carrier Corp. - Indianapolis | Comfortmaker | CVA925GKA3* | CVA925GKA3* | FCM4X48***L+WALLCON |  | Voluntarily Certified | Single-split-system air condit | False | False | 23800 |  | 18.5 | 13.4 |  |  | False | 30 | 30 | 11.7 |  | Blower Coil System | True | Conventional | 10/05/2023 |  | 11/14/2023
Carrier Corp. - Indianapolis | Day & Night | CVA925GKA3* | CVA925GKA3* | FCM4X48***L+WALLCON |  | Voluntarily Certified | Single-split-system air condit | False | False | 23800 |  | 18.5 | 13.4 |  |  | False | 30 | 30 | 11.7 |  | Blower Coil System | True | Conventional | 10/05/2023 |  | 11/14/2023
Carrier Corp. - Indianapolis | Keeprite | CVA925GKA3* | CVA925GKA3* | FCM4X48***L+WALLCON |  | Voluntarily Certified | Single-split-system air condit | False | False | 23800 |  | 18.5 | 13.4 |  |  | False | 30 | 30 | 11.7 |  | Blower Coil System | True | Conventional | 10/05/2023 |  | 11/14/2023
Carrier Corp. - Indianapolis | Comfortmaker | CVA925GKA3*+TSTAT | CVA925GKA3*+TSTAT | FVM4X48***L |  | Voluntarily Certified | Single-split-system air condit | False | False | 24000 |  | 16.5 | 13.4 |  |  | False | 30 | 30 | 11.7 |  | Blower Coil System | False | Conventional | 10/05/2023 |  | 11/14/2023
Carrier Corp. - Indianapolis | Day & Night | CVA925GKA3*+TSTAT | CVA925GKA3*+TSTAT | FVM4X48***L |  | Voluntarily Certified | Single-split-system air condit | False | False | 24000 |  | 16.5 | 13.4 |  |  | False | 30 | 30 | 11.7 |  | Blower Coil System | False | Conventional | 10/05/2023 |  | 11/14/2023
Carrier Corp. - Indianapolis | Keeprite | CVA925GKA3*+TSTAT | CVA925GKA3*+TSTAT | FVM4X48***L |  | Voluntarily Certified | Single-split-system air condit | False | False | 24000 |  | 16.5 | 13.4 |  |  | False | 30 | 30 | 11.7 |  | Blower Coil System | False | Conventional | 10/05/2023 |  | 11/14/2023
Carrier Corp. - Indianapolis | Comfortmaker | CVA936GKA2* | CVA936GKA2* | FCM4X48***L+WALLCON |  | Voluntarily Certified | Single-split-system air condit | False | False | 35200 |  | 17.5 | 13.4 |  |  | False | 30 | 30 | 10 |  | Blower Coil System | True | Conventional | 10/05/2023 |  | 11/14/2023
Carrier Corp. - Indianapolis | Day & Night | CVA936GKA2* | CVA936GKA2* | FCM4X48***L+WALLCON |  | Voluntarily Certified | Single-split-system air condit | False | False | 35200 |  | 17.5 | 13.4 |  |  | False | 30 | 30 | 10 |  | Blower Coil System | True | Conventional | 10/05/2023 |  | 11/14/2023
Carrier Corp. - Indianapolis | Keeprite | CVA936GKA2* | CVA936GKA2* | FCM4X48***L+WALLCON |  | Voluntarily Certified | Single-split-system air condit | False | False | 35200 |  | 17.5 | 13.4 |  |  | False | 30 | 30 | 10 |  | Blower Coil System | True | Conventional | 10/05/2023 |  | 11/14/2023
Carrier Corp. - Indianapolis | Comfortmaker | CVA936GKA3* | CVA936GKA3* | FCM4X48***L+WALLCON |  | Voluntarily Certified | Single-split-system air condit | False | False | 35200 |  | 17.5 | 13.4 |  |  | False | 30 | 30 | 10 |  | Blower Coil System | True | Conventional | 10/05/2023 |  | 11/14/2023
Carrier Corp. - Indianapolis | Day & Night | CVA936GKA3* | CVA936GKA3* | FCM4X48***L+WALLCON |  | Voluntarily Certified | Single-split-system air condit | False | False | 35200 |  | 17.5 | 13.4 |  |  | False | 30 | 30 | 10 |  | Blower Coil System | True | Conventional | 10/05/2023 |  | 11/14/2023
Carrier Corp. - Indianapolis | Keeprite | CVA936GKA3* | CVA936GKA3* | FCM4X48***L+WALLCON |  | Voluntarily Certified | Single-split-system air condit | False | False | 35200 |  | 17.5 | 13.4 |  |  | False | 30 | 30 | 10 |  | Blower Coil System | True | Conventional | 10/05/2023 |  | 11/14/2023
Carrier Corp. - Indianapolis | Comfortmaker | CVA936GKA3*+TSTAT | CVA936GKA3*+TSTAT | FVM4X48***L |  | Voluntarily Certified | Single-split-system air condit | False | False | 35200 |  | 15.5 | 13.4 |  |  | False | 30 | 30 | 10 |  | Blower Coil System | False | Conventional | 10/05/2023 |  | 11/14/2023
Carrier Corp. - Indianapolis | Day & Night | CVA936GKA3*+TSTAT | CVA936GKA3*+TSTAT | FVM4X48***L |  | Voluntarily Certified | Single-split-system air condit | False | False | 35200 |  | 15.5 | 13.4 |  |  | False | 30 | 30 | 10 |  | Blower Coil System | False | Conventional | 10/05/2023 |  | 11/14/2023
Carrier Corp. - Indianapolis | Keeprite | CVA936GKA3*+TSTAT | CVA936GKA3*+TSTAT | FVM4X48***L |  | Voluntarily Certified | Single-split-system air condit | False | False | 35200 |  | 15.5 | 13.4 |  |  | False | 30 | 30 | 10 |  | Blower Coil System | False | Conventional | 10/05/2023 |  | 11/14/2023
Carrier Corp. - Indianapolis | Comfortmaker | CVA937GKA** | CVA937GKA** | FCM4X60***L+WALLCON |  | Voluntarily Certified | Single-split-system air condit | False | False | 33200 |  | 18.5 | 13.4 |  |  | False | 30 | 30 | 12 |  | Blower Coil System | True | Conventional | 10/05/2023 |  | 11/14/2023
Carrier Corp. - Indianapolis | Day & Night | CVA937GKA** | CVA937GKA** | FCM4X60***L+WALLCON |  | Voluntarily Certified | Single-split-system air condit | False | False | 33200 |  | 18.5 | 13.4 |  |  | False | 30 | 30 | 12 |  | Blower Coil System | True | Conventional | 10/05/2023 |  | 11/14/2023
Carrier Corp. - Indianapolis | Keeprite | CVA937GKA** | CVA937GKA** | FCM4X60***L+WALLCON |  | Voluntarily Certified | Single-split-system air condit | False | False | 33200 |  | 18.5 | 13.4 |  |  | False | 30 | 30 | 12 |  | Blower Coil System | True | Conventional | 10/05/2023 |  | 11/14/2023
Carrier Corp. - Indianapolis | Comfortmaker | CVA937GKA**+TSTAT | CVA937GKA**+TSTAT | FVM4X60***L |  | Voluntarily Certified | Single-split-system air condit | False | False | 33400 |  | 17 | 13.4 |  |  | False | 30 | 30 | 12 |  | Blower Coil System | False | Conventional | 10/05/2023 |  | 11/14/2023
Carrier Corp. - Indianapolis | Day & Night | CVA937GKA**+TSTAT | CVA937GKA**+TSTAT | FVM4X60***L |  | Voluntarily Certified | Single-split-system air condit | False | False | 33400 |  | 17 | 13.4 |  |  | False | 30 | 30 | 12 |  | Blower Coil System | False | Conventional | 10/05/2023 |  | 11/14/2023
Carrier Corp. - Indianapolis | Keeprite | CVA937GKA**+TSTAT | CVA937GKA**+TSTAT | FVM4X60***L |  | Voluntarily Certified | Single-split-system air condit | False | False | 33400 |  | 17 | 13.4 |  |  | False | 30 | 30 | 12 |  | Blower Coil System | False | Conventional | 10/05/2023 |  | 11/14/2023
Carrier Corp. - Indianapolis | Comfortmaker | CVA937GKA2* | CVA937GKA2* | FCM4X60***L+WALLCON |  | Voluntarily Certified | Single-split-system air condit | False | False | 33200 |  | 18.5 | 13.4 |  |  | False | 30 | 30 | 12 |  | Blower Coil System | True | Conventional | 10/05/2023 |  | 11/14/2023
Carrier Corp. - Indianapolis | Day & Night | CVA937GKA2* | CVA937GKA2* | FCM4X60***L+WALLCON |  | Voluntarily Certified | Single-split-system air condit | False | False | 33200 |  | 18.5 | 13.4 |  |  | False | 30 | 30 | 12 |  | Blower Coil System | True | Conventional | 10/05/2023 |  | 11/14/2023
Carrier Corp. - Indianapolis | Keeprite | CVA937GKA2* | CVA937GKA2* | FCM4X60***L+WALLCON |  | Voluntarily Certified | Single-split-system air condit | False | False | 33200 |  | 18.5 | 13.4 |  |  | False | 30 | 30 | 12 |  | Blower Coil System | True | Conventional | 10/05/2023 |  | 11/14/2023
Carrier Corp. - Indianapolis | Comfortmaker | CVA937GKA2*+TSTAT | CVA937GKA2*+TSTAT | FVM4X60***L |  | Voluntarily Certified | Single-split-system air condit | False | False | 33400 |  | 17 | 13.4 |  |  | False | 30 | 30 | 12 |  | Blower Coil System | False | Conventional | 10/05/2023 |  | 11/14/2023
Carrier Corp. - Indianapolis | Day & Night | CVA937GKA2*+TSTAT | CVA937GKA2*+TSTAT | FVM4X60***L |  | Voluntarily Certified | Single-split-system air condit | False | False | 33400 |  | 17 | 13.4 |  |  | False | 30 | 30 | 12 |  | Blower Coil System | False | Conventional | 10/05/2023 |  | 11/14/2023
Carrier Corp. - Indianapolis | Keeprite | CVA937GKA2*+TSTAT | CVA937GKA2*+TSTAT | FVM4X60***L |  | Voluntarily Certified | Single-split-system air condit | False | False | 33400 |  | 17 | 13.4 |  |  | False | 30 | 30 | 12 |  | Blower Coil System | False | Conventional | 10/05/2023 |  | 11/14/2023
Carrier Corp. - Indianapolis | Comfortmaker | CVA948GKA** | CVA948GKA** | FCM4X60***L+WALLCON |  | Voluntarily Certified | Single-split-system air condit | False | False | 46000 |  | 18 | 13.4 |  |  | False | 30 | 30 | 10.5 |  | Blower Coil System | True | Conventional | 10/05/2023 |  | 11/14/2023
Carrier Corp. - Indianapolis | Day & Night | CVA948GKA** | CVA948GKA** | FCM4X60***L+WALLCON |  | Voluntarily Certified | Single-split-system air condit | False | False | 46000 |  | 18 | 13.4 |  |  | False | 30 | 30 | 10.5 |  | Blower Coil System | True | Conventional | 10/05/2023 |  | 11/14/2023
Carrier Corp. - Indianapolis | Keeprite | CVA948GKA** | CVA948GKA** | FCM4X60***L+WALLCON |  | Voluntarily Certified | Single-split-system air condit | False | False | 46000 |  | 18 | 13.4 |  |  | False | 30 | 30 | 10.5 |  | Blower Coil System | True | Conventional | 10/05/2023 |  | 11/14/2023
Carrier Corp. - Indianapolis | Comfortmaker | CVA948GKA2* | CVA948GKA2* | FCM4X60***L+WALLCON |  | Voluntarily Certified | Single-split-system air condit | False | False | 46000 |  | 18 | 13.4 |  |  | False | 30 | 30 | 10.5 |  | Blower Coil System | True | Conventional | 10/05/2023 |  | 11/14/2023
Carrier Corp. - Indianapolis | Day & Night | CVA948GKA2* | CVA948GKA2* | FCM4X60***L+WALLCON |  | Voluntarily Certified | Single-split-system air condit | False | False | 46000 |  | 18 | 13.4 |  |  | False | 30 | 30 | 10.5 |  | Blower Coil System | True | Conventional | 10/05/2023 |  | 11/14/2023
Carrier Corp. - Indianapolis | Keeprite | CVA948GKA2* | CVA948GKA2* | FCM4X60***L+WALLCON |  | Voluntarily Certified | Single-split-system air condit | False | False | 46000 |  | 18 | 13.4 |  |  | False | 30 | 30 | 10.5 |  | Blower Coil System | True | Conventional | 10/05/2023 |  | 11/14/2023
Carrier Corp. - Indianapolis | Comfortmaker | CVA948GKA2*+TSTAT | CVA948GKA2*+TSTAT | FVM4X60***L |  | Voluntarily Certified | Single-split-system air condit | False | False | 46000 |  | 15.5 | 13.4 |  |  | False | 30 | 30 | 10.5 |  | Blower Coil System | False | Conventional | 10/05/2023 |  | 11/14/2023
Carrier Corp. - Indianapolis | Day & Night | CVA948GKA2*+TSTAT | CVA948GKA2*+TSTAT | FVM4X60***L |  | Voluntarily Certified | Single-split-system air condit | False | False | 46000 |  | 15.5 | 13.4 |  |  | False | 30 | 30 | 10.5 |  | Blower Coil System | False | Conventional | 10/05/2023 |  | 11/14/2023
Carrier Corp. - Indianapolis | Keeprite | CVA948GKA2*+TSTAT | CVA948GKA2*+TSTAT | FVM4X60***L |  | Voluntarily Certified | Single-split-system air condit | False | False | 46000 |  | 15.5 | 13.4 |  |  | False | 30 | 30 | 10.5 |  | Blower Coil System | False | Conventional | 10/05/2023 |  | 11/14/2023
Carrier Corp. - Indianapolis | Comfortmaker | CVA949GKA** | CVA949GKA** | FCM4X60***L+WALLCON |  | Voluntarily Certified | Single-split-system air condit | False | False | 44500 |  | 19 | 13.4 |  |  | False | 30 | 30 | 12 |  | Blower Coil System | True | Conventional | 10/05/2023 |  | 11/14/2023
Carrier Corp. - Indianapolis | Day & Night | CVA949GKA** | CVA949GKA** | FCM4X60***L+WALLCON |  | Voluntarily Certified | Single-split-system air condit | False | False | 44500 |  | 19 | 13.4 |  |  | False | 30 | 30 | 12 |  | Blower Coil System | True | Conventional | 10/05/2023 |  | 11/14/2023
Carrier Corp. - Indianapolis | Keeprite | CVA949GKA** | CVA949GKA** | FCM4X60***L+WALLCON |  | Voluntarily Certified | Single-split-system air condit | False | False | 44500 |  | 19 | 13.4 |  |  | False | 30 | 30 | 12 |  | Blower Coil System | True | Conventional | 10/05/2023 |  | 11/14/2023
Carrier Corp. - Indianapolis | Comfortmaker | CVA949GKA2* | CVA949GKA2* | FCM4X60***L+WALLCON |  | Voluntarily Certified | Single-split-system air condit | False | False | 44500 |  | 19 | 13.4 |  |  | False | 30 | 30 | 12 |  | Blower Coil System | True | Conventional | 10/05/2023 |  | 11/14/2023
Carrier Corp. - Indianapolis | Day & Night | CVA949GKA2* | CVA949GKA2* | FCM4X60***L+WALLCON |  | Voluntarily Certified | Single-split-system air condit | False | False | 44500 |  | 19 | 13.4 |  |  | False | 30 | 30 | 12 |  | Blower Coil System | True | Conventional | 10/05/2023 |  | 11/14/2023
Carrier Corp. - Indianapolis | Keeprite | CVA949GKA2* | CVA949GKA2* | FCM4X60***L+WALLCON |  | Voluntarily Certified | Single-split-system air condit | False | False | 44500 |  | 19 | 13.4 |  |  | False | 30 | 30 | 12 |  | Blower Coil System | True | Conventional | 10/05/2023 |  | 11/14/2023
Carrier Corp. - Indianapolis | Comfortmaker | CVA949GKA2*+TSTAT | CVA949GKA2*+TSTAT | FVM4X60***L |  | Voluntarily Certified | Single-split-system air condit | False | False | 44000 |  | 17 | 13.4 |  |  | False | 30 | 30 | 11.7 |  | Blower Coil System | False | Conventional | 10/05/2023 |  | 11/14/2023
Carrier Corp. - Indianapolis | Day & Night | CVA949GKA2*+TSTAT | CVA949GKA2*+TSTAT | FVM4X60***L |  | Voluntarily Certified | Single-split-system air condit | False | False | 44000 |  | 17 | 13.4 |  |  | False | 30 | 30 | 11.7 |  | Blower Coil System | False | Conventional | 10/05/2023 |  | 11/14/2023
Carrier Corp. - Indianapolis | Keeprite | CVA949GKA2*+TSTAT | CVA949GKA2*+TSTAT | FVM4X60***L |  | Voluntarily Certified | Single-split-system air condit | False | False | 44000 |  | 17 | 13.4 |  |  | False | 30 | 30 | 11.7 |  | Blower Coil System | False | Conventional | 10/05/2023 |  | 11/14/2023
Carrier Corp. - Indianapolis | Comfortmaker | CVA960GKA** | CVA960GKA** | FCM4X60***L+WALLCON |  | Voluntarily Certified | Single-split-system air condit | False | False | 57000 |  | 16.5 | 13.4 |  |  | False | 30 | 30 | 9.5 |  | Blower Coil System | True | Conventional | 10/05/2023 |  | 11/14/2023
Carrier Corp. - Indianapolis | Day & Night | CVA960GKA** | CVA960GKA** | FCM4X60***L+WALLCON |  | Voluntarily Certified | Single-split-system air condit | False | False | 57000 |  | 16.5 | 13.4 |  |  | False | 30 | 30 | 9.5 |  | Blower Coil System | True | Conventional | 10/05/2023 |  | 11/14/2023
Carrier Corp. - Indianapolis | Keeprite | CVA960GKA** | CVA960GKA** | FCM4X60***L+WALLCON |  | Voluntarily Certified | Single-split-system air condit | False | False | 57000 |  | 16.5 | 13.4 |  |  | False | 30 | 30 | 9.5 |  | Blower Coil System | True | Conventional | 10/05/2023 |  | 11/14/2023
Carrier Corp. - Indianapolis | Comfortmaker | CVA960GKA2* | CVA960GKA2* | FCM4X60***L+WALLCON |  | Voluntarily Certified | Single-split-system air condit | False | False | 57000 |  | 16.5 | 13.4 |  |  | False | 30 | 30 | 9.5 |  | Blower Coil System | True | Conventional | 10/05/2023 |  | 11/14/2023
Carrier Corp. - Indianapolis | Day & Night | CVA960GKA2* | CVA960GKA2* | FCM4X60***L+WALLCON |  | Voluntarily Certified | Single-split-system air condit | False | False | 57000 |  | 16.5 | 13.4 |  |  | False | 30 | 30 | 9.5 |  | Blower Coil System | True | Conventional | 10/05/2023 |  | 11/14/2023
Carrier Corp. - Indianapolis | Keeprite | CVA960GKA2* | CVA960GKA2* | FCM4X60***L+WALLCON |  | Voluntarily Certified | Single-split-system air condit | False | False | 57000 |  | 16.5 | 13.4 |  |  | False | 30 | 30 | 9.5 |  | Blower Coil System | True | Conventional | 10/05/2023 |  | 11/14/2023
Carrier Corp. - Indianapolis | Comfortmaker | CVA960GKA2*+TSTAT | CVA960GKA2*+TSTAT | FVM4X60***L |  | Voluntarily Certified | Single-split-system air condit | False | False | 57500 |  | 14.5 | 13.4 |  |  | False | 30 | 30 | 9.5 |  | Blower Coil System | False | Conventional | 10/05/2023 |  | 11/14/2023
Carrier Corp. - Indianapolis | Day & Night | CVA960GKA2*+TSTAT | CVA960GKA2*+TSTAT | FVM4X60***L |  | Voluntarily Certified | Single-split-system air condit | False | False | 57500 |  | 14.5 | 13.4 |  |  | False | 30 | 30 | 9.5 |  | Blower Coil System | False | Conventional | 10/05/2023 |  | 11/14/2023
Carrier Corp. - Indianapolis | Keeprite | CVA960GKA2*+TSTAT | CVA960GKA2*+TSTAT | FVM4X60***L |  | Voluntarily Certified | Single-split-system air condit | False | False | 57500 |  | 14.5 | 13.4 |  |  | False | 30 | 30 | 9.5 |  | Blower Coil System | False | Conventional | 10/05/2023 |  | 11/14/2023
Carrier Corp. - Indianapolis | BRYANT HEATING AND COOLING SYSTEMS | GA4SAN418**NA* | GA4SAN418**NA* | CAP**1917AL*+TDR |  | Voluntarily Certified | Single-split-system air condit | False | False | 18000 |  | 13.4 | 13.4 |  |  | False | 30 | 30 | 11.5 |  | Coil-Only System | False | Conventional | 10/05/2023 |  | 11/14/2023
Carrier Corp. - Indianapolis | Carrier | GA4SAN418**NA* | GA4SAN418**NA* | CAP**1917AL*+TDR |  | Voluntarily Certified | Single-split-system air condit | False | False | 18000 |  | 13.4 | 13.4 |  |  | False | 30 | 30 | 11.5 |  | Coil-Only System | False | Conventional | 10/05/2023 |  | 11/14/2023
Carrier Corp. - Indianapolis | BRYANT HEATING AND COOLING SYSTEMS | GA4SAN424**NA* | GA4SAN424**NA* | CSPVA2414XMC*+TDR |  | Voluntarily Certified | Single-split-system air condit | False | False | 23200 |  | 13.4 | 13.4 |  |  | False | 30 | 30 | 11.5 |  | Coil-Only System | False | Conventional | 10/05/2023 |  | 11/14/2023
Carrier Corp. - Indianapolis | Carrier | GA4SAN424**NA* | GA4SAN424**NA* | CSPVA2414XMC*+TDR |  | Voluntarily Certified | Single-split-system air condit | False | False | 23200 |  | 13.4 | 13.4 |  |  | False | 30 | 30 | 11.5 |  | Coil-Only System | False | Conventional | 10/05/2023 |  | 11/14/2023
Carrier Corp. - Indianapolis | BRYANT HEATING AND COOLING SYSTEMS | GA4SAN430**NA* | GA4SAN430**NA* | CAP**3721AL*+TDR |  | Voluntarily Certified | Single-split-system air condit | False | False | 29400 |  | 14 | 13.4 |  |  | False | 30 | 30 | 11.5 |  | Coil-Only System | False | Conventional | 10/05/2023 |  | 11/14/2023
Carrier Corp. - Indianapolis | Carrier | GA4SAN430**NA* | GA4SAN430**NA* | CAP**3721AL*+TDR |  | Voluntarily Certified | Single-split-system air condit | False | False | 29400 |  | 14 | 13.4 |  |  | False | 30 | 30 | 11.5 |  | Coil-Only System | False | Conventional | 10/05/2023 |  | 11/14/2023
Carrier Corp. - Indianapolis | BRYANT HEATING AND COOLING SYSTEMS | GA4SAN436**NA* | GA4SAN436**NA* | CVPVA3721XMC*+TDR |  | Voluntarily Certified | Single-split-system air condit | False | False | 33600 |  | 13.4 | 13.4 |  |  | False | 30 | 30 | 11.5 |  | Coil-Only System | False | Conventional | 10/05/2023 |  | 11/14/2023
Carrier Corp. - Indianapolis | Carrier | GA4SAN436**NA* | GA4SAN436**NA* | CVPVA3721XMC*+TDR |  | Voluntarily Certified | Single-split-system air condit | False | False | 33600 |  | 13.4 | 13.4 |  |  | False | 30 | 30 | 11.5 |  | Coil-Only System | False | Conventional | 10/05/2023 |  | 11/14/2023
Carrier Corp. - Indianapolis | BRYANT HEATING AND COOLING SYSTEMS | GA4SAN442**NA* | GA4SAN442**NA* | CVPVA4221XMC*+TDR |  | Voluntarily Certified | Single-split-system air condit | False | False | 38500 |  | 13.4 | 13.4 |  |  | False | 30 | 30 | 11 |  | Coil-Only System | False | Conventional | 10/05/2023 |  | 11/14/2023
Carrier Corp. - Indianapolis | Carrier | GA4SAN442**NA* | GA4SAN442**NA* | CVPVA4221XMC*+TDR |  | Voluntarily Certified | Single-split-system air condit | False | False | 38500 |  | 13.4 | 13.4 |  |  | False | 30 | 30 | 11 |  | Coil-Only System | False | Conventional | 10/05/2023 |  | 11/14/2023
Carrier Corp. - Indianapolis | BRYANT HEATING AND COOLING SYSTEMS | GA4SAN448**NA* | GA4SAN448**NA* | CAP**6124AL*+TDR |  | Voluntarily Certified | Single-split-system air condit | False | False | 45000 |  | 13.4 | 13.4 |  |  | False | 30 | 30 | 11.5 |  | Coil-Only System | False | Conventional | 10/05/2023 |  | 11/14/2023
Carrier Corp. - Indianapolis | Carrier | GA4SAN448**NA* | GA4SAN448**NA* | CAP**6124AL*+TDR |  | Voluntarily Certified | Single-split-system air condit | False | False | 45000 |  | 13.4 | 13.4 |  |  | False | 30 | 30 | 11.5 |  | Coil-Only System | False | Conventional | 10/05/2023 |  | 11/14/2023
Carrier Corp. - Indianapolis | BRYANT HEATING AND COOLING SYSTEMS | GA4SAN460**NA* | GA4SAN460**NA* | CVPVA6124XMC*+TDR |  | Voluntarily Certified | Single-split-system air condit | False | False | 55500 |  | 13.4 | 13.4 |  |  | False | 30 | 30 | 11 |  | Coil-Only System | False | Conventional | 10/05/2023 |  | 11/14/2023
Carrier Corp. - Indianapolis | Carrier | GA4SAN460**NA* | GA4SAN460**NA* | CVPVA6124XMC*+TDR |  | Voluntarily Certified | Single-split-system air condit | False | False | 55500 |  | 13.4 | 13.4 |  |  | False | 30 | 30 | 11 |  | Coil-Only System | False | Conventional | 10/05/2023 |  | 11/14/2023
Carrier Corp. - Indianapolis | BRYANT HEATING AND COOLING SYSTEMS | GA5SAN418**WA* | GA5SAN418**WA* | CSPVA2414XMC*+TDR |  | Voluntarily Certified | Single-split-system air condit | False | False | 17900 |  | 14.3 | 13.4 |  |  | False | 30 | 30 | 11.7 |  | Coil-Only System | False | Conventional | 10/05/2023 |  | 11/14/2023
Carrier Corp. - Indianapolis | Carrier | GA5SAN418**WA* | GA5SAN418**WA* | CSPVA2414XMC*+TDR |  | Voluntarily Certified | Single-split-system air condit | False | False | 17900 |  | 14.3 | 13.4 |  |  | False | 30 | 30 | 11.7 |  | Coil-Only System | False | Conventional | 10/05/2023 |  | 11/14/2023
Carrier Corp. - Indianapolis | BRYANT HEATING AND COOLING SYSTEMS | GA5SAN424**WA* | GA5SAN424**WA* | CSPVA2414XMC*+TDR |  | Voluntarily Certified | Single-split-system air condit | False | False | 22800 |  | 14.3 | 13.4 |  |  | False | 30 | 30 | 11.7 |  | Coil-Only System | False | Conventional | 10/05/2023 |  | 11/14/2023
Carrier Corp. - Indianapolis | Carrier | GA5SAN424**WA* | GA5SAN424**WA* | CSPVA2414XMC*+TDR |  | Voluntarily Certified | Single-split-system air condit | False | False | 22800 |  | 14.3 | 13.4 |  |  | False | 30 | 30 | 11.7 |  | Coil-Only System | False | Conventional | 10/05/2023 |  | 11/14/2023
Carrier Corp. - Indianapolis | BRYANT HEATING AND COOLING SYSTEMS | GA5SAN430**WA* | GA5SAN430**WA* | CVPVA3017XMC*+TDR |  | Voluntarily Certified | Single-split-system air condit | False | False | 28800 |  | 14.3 | 13.4 |  |  | False | 30 | 30 | 11.7 |  | Coil-Only System | False | Conventional | 10/05/2023 |  | 11/14/2023
Carrier Corp. - Indianapolis | Carrier | GA5SAN430**WA* | GA5SAN430**WA* | CVPVA3017XMC*+TDR |  | Voluntarily Certified | Single-split-system air condit | False | False | 28800 |  | 14.3 | 13.4 |  |  | False | 30 | 30 | 11.7 |  | Coil-Only System | False | Conventional | 10/05/2023 |  | 11/14/2023
Carrier Corp. - Indianapolis | BRYANT HEATING AND COOLING SYSTEMS | GA5SAN436**WA* | GA5SAN436**WA* | CVPVA3721XMC*+TDR |  | Voluntarily Certified | Single-split-system air condit | False | False | 34200 |  | 14.3 | 13.4 |  |  | False | 30 | 30 | 11.7 |  | Coil-Only System | False | Conventional | 10/05/2023 |  | 11/14/2023
Carrier Corp. - Indianapolis | Carrier | GA5SAN436**WA* | GA5SAN436**WA* | CVPVA3721XMC*+TDR |  | Voluntarily Certified | Single-split-system air condit | False | False | 34200 |  | 14.3 | 13.4 |  |  | False | 30 | 30 | 11.7 |  | Coil-Only System | False | Conventional | 10/05/2023 |  | 11/14/2023
Carrier Corp. - Indianapolis | BRYANT HEATING AND COOLING SYSTEMS | GA5SAN442**WA* | GA5SAN442**WA* | CVPVA4821XMC*+TDR |  | Voluntarily Certified | Single-split-system air condit | False | False | 45000 |  | 13.8 | 13.4 |  |  | False | 30 | 30 | 11.2 |  | Coil-Only System | False | Conventional | 10/05/2023 |  | 11/14/2023
Carrier Corp. - Indianapolis | Carrier | GA5SAN442**WA* | GA5SAN442**WA* | CVPVA4821XMC*+TDR |  | Voluntarily Certified | Single-split-system air condit | False | False | 45000 |  | 13.8 | 13.4 |  |  | False | 30 | 30 | 11.2 |  | Coil-Only System | False | Conventional | 10/05/2023 |  | 11/14/2023
Carrier Corp. - Indianapolis | BRYANT HEATING AND COOLING SYSTEMS | GA5SAN443**WA* | GA5SAN443**WA* | CAP**4321AL*+TDR |  | Voluntarily Certified | Single-split-system air condit | False | False | 40000 |  | 14.3 | 13.4 |  |  | False | 30 | 30 | 12.5 |  | Coil-Only System | False | Conventional | 10/05/2023 |  | 11/14/2023
Carrier Corp. - Indianapolis | Carrier | GA5SAN443**WA* | GA5SAN443**WA* | CAP**4321AL*+TDR |  | Voluntarily Certified | Single-split-system air condit | False | False | 40000 |  | 14.3 | 13.4 |  |  | False | 30 | 30 | 12.5 |  | Coil-Only System | False | Conventional | 10/05/2023 |  | 11/14/2023
Carrier Corp. - Indianapolis | BRYANT HEATING AND COOLING SYSTEMS | GA5SAN448**WA* | GA5SAN448**WA* | CVPVA4821XMC*+TDR |  | Voluntarily Certified | Single-split-system air condit | False | False | 46500 |  | 13.8 | 13.4 |  |  | False | 30 | 30 | 11.2 |  | Coil-Only System | False | Conventional | 10/05/2023 |  | 11/14/2023
Carrier Corp. - Indianapolis | Carrier | GA5SAN448**WA* | GA5SAN448**WA* | CVPVA4821XMC*+TDR |  | Voluntarily Certified | Single-split-system air condit | False | False | 46500 |  | 13.8 | 13.4 |  |  | False | 30 | 30 | 11.2 |  | Coil-Only System | False | Conventional | 10/05/2023 |  | 11/14/2023
Carrier Corp. - Indianapolis | BRYANT HEATING AND COOLING SYSTEMS | GA5SAN449**WA* | GA5SAN449**WA* | CAP**6024AL*+TDR |  | Voluntarily Certified | Single-split-system air condit | False | False | 46000 |  | 14.5 | 13.4 |  |  | False | 30 | 30 | 12.5 |  | Coil-Only System | False | Conventional | 10/05/2023 |  | 11/14/2023
Carrier Corp. - Indianapolis | Carrier | GA5SAN449**WA* | GA5SAN449**WA* | CAP**6024AL*+TDR |  | Voluntarily Certified | Single-split-system air condit | False | False | 46000 |  | 14.5 | 13.4 |  |  | False | 30 | 30 | 12.5 |  | Coil-Only System | False | Conventional | 10/05/2023 |  | 11/14/2023
Carrier Corp. - Indianapolis | BRYANT HEATING AND COOLING SYSTEMS | GA5SAN460**WA* | GA5SAN460**WA* | CVPVA6124XMC*+TDR |  | Voluntarily Certified | Single-split-system air condit | False | False | 56500 |  | 13.8 | 13.4 |  |  | False | 30 | 30 | 11.2 |  | Coil-Only System | False | Conventional | 10/05/2023 |  | 11/14/2023
Carrier Corp. - Indianapolis | Carrier | GA5SAN460**WA* | GA5SAN460**WA* | CVPVA6124XMC*+TDR |  | Voluntarily Certified | Single-split-system air condit | False | False | 56500 |  | 13.8 | 13.4 |  |  | False | 30 | 30 | 11.2 |  | Coil-Only System | False | Conventional | 10/05/2023 |  | 11/14/2023
Carrier Corp. - Indianapolis | BRYANT HEATING AND COOLING SYSTEMS | GA5SAN461**WA* | GA5SAN461**WA* | CVPVA6124XMC*+TDR |  | Voluntarily Certified | Single-split-system air condit | False | False | 55500 |  | 14.3 | 13.4 |  |  | False | 30 | 30 | 12 |  | Coil-Only System | False | Conventional | 10/05/2023 |  | 11/14/2023
Carrier Corp. - Indianapolis | Carrier | GA5SAN461**WA* | GA5SAN461**WA* | CVPVA6124XMC*+TDR |  | Voluntarily Certified | Single-split-system air condit | False | False | 55500 |  | 14.3 | 13.4 |  |  | False | 30 | 30 | 12 |  | Coil-Only System | False | Conventional | 10/05/2023 |  | 11/14/2023
Carrier Corp. - Indianapolis | BRYANT HEATING AND COOLING SYSTEMS | GA7TAN424**WA* | GA7TAN424**WA* | CVPVA2517XMC*+TDR |  | Voluntarily Certified | Single-split-system air condit | False | False | 23400 |  | 14.3 | 13.4 |  |  | False | 30 | 30 | 11.7 |  | Coil-Only System | False | Conventional | 10/05/2023 |  | 11/14/2023
Carrier Corp. - Indianapolis | Carrier | GA7TAN424**WA* | GA7TAN424**WA* | CVPVA2517XMC*+TDR |  | Voluntarily Certified | Single-split-system air condit | False | False | 23400 |  | 14.3 | 13.4 |  |  | False | 30 | 30 | 11.7 |  | Coil-Only System | False | Conventional | 10/05/2023 |  | 11/14/2023
Carrier Corp. - Indianapolis | BRYANT HEATING AND COOLING SYSTEMS | GA7TAN436**WA* | GA7TAN436**WA* | CVPVA3721XMC*+TDR |  | Voluntarily Certified | Single-split-system air condit | False | False | 35000 |  | 14.3 | 13.4 |  |  | False | 30 | 30 | 12 |  | Coil-Only System | False | Conventional | 10/05/2023 |  | 11/14/2023
Carrier Corp. - Indianapolis | Carrier | GA7TAN436**WA* | GA7TAN436**WA* | CVPVA3721XMC*+TDR |  | Voluntarily Certified | Single-split-system air condit | False | False | 35000 |  | 14.3 | 13.4 |  |  | False | 30 | 30 | 12 |  | Coil-Only System | False | Conventional | 10/05/2023 |  | 11/14/2023
Carrier Corp. - Indianapolis | BRYANT HEATING AND COOLING SYSTEMS | GA7TAN448**WA* | GA7TAN448**WA* | CVPVA4924XMC*+TDR |  | Voluntarily Certified | Single-split-system air condit | False | False | 47000 |  | 13.8 | 13.4 |  |  | False | 30 | 30 | 12 |  | Coil-Only System | False | Conventional | 10/05/2023 |  | 11/14/2023
Carrier Corp. - Indianapolis | Carrier | GA7TAN448**WA* | GA7TAN448**WA* | CVPVA4924XMC*+TDR |  | Voluntarily Certified | Single-split-system air condit | False | False | 47000 |  | 13.8 | 13.4 |  |  | False | 30 | 30 | 12 |  | Coil-Only System | False | Conventional | 10/05/2023 |  | 11/14/2023
Carrier Corp. - Indianapolis | BRYANT HEATING AND COOLING SYSTEMS | GA7TAN460**WA* | GA7TAN460**WA* | CVPVA6124XMC*+TDR |  | Voluntarily Certified | Single-split-system air condit | False | False | 57500 |  | 13.8 | 13.4 |  |  | False | 30 | 30 | 11.5 |  | Coil-Only System | False | Conventional | 10/05/2023 |  | 11/14/2023
Carrier Corp. - Indianapolis | Carrier | GA7TAN460**WA* | GA7TAN460**WA* | CVPVA6124XMC*+TDR |  | Voluntarily Certified | Single-split-system air condit | False | False | 57500 |  | 13.8 | 13.4 |  |  | False | 30 | 30 | 11.5 |  | Coil-Only System | False | Conventional | 10/05/2023 |  | 11/14/2023
Carrier Corp. - Indianapolis | 1HVAC | H4A6S18*K*WAA* | H4A6S18*K*WAA* | ESD4X24M14A*+TDR |  | Voluntarily Certified | Single-split-system air condit | False | False | 17800 |  | 14.3 | 13.4 |  |  | False | 30 | 30 | 11.7 |  | Coil-Only System | False | Conventional | 10/05/2023 |  | 11/14/2023
Carrier Corp. - Indianapolis | Airquest | H4A6S18*K*WAA* | H4A6S18*K*WAA* | ESD4X24M14A*+TDR |  | Voluntarily Certified | Single-split-system air condit | False | False | 17800 |  | 14.3 | 13.4 |  |  | False | 30 | 30 | 11.7 |  | Coil-Only System | False | Conventional | 10/05/2023 |  | 11/14/2023
Carrier Corp. - Indianapolis | Arcoaire | H4A6S18*K*WAA* | H4A6S18*K*WAA* | ESD4X24M14A*+TDR |  | Voluntarily Certified | Single-split-system air condit | False | False | 17800 |  | 14.3 | 13.4 |  |  | False | 30 | 30 | 11.7 |  | Coil-Only System | False | Conventional | 10/05/2023 |  | 11/14/2023
Carrier Corp. - Indianapolis | Heil | H4A6S18*K*WAA* | H4A6S18*K*WAA* | ESD4X24M14A*+TDR |  | Voluntarily Certified | Single-split-system air condit | False | False | 17800 |  | 14.3 | 13.4 |  |  | False | 30 | 30 | 11.7 |  | Coil-Only System | False | Conventional | 10/05/2023 |  | 11/14/2023
Carrier Corp. - Indianapolis | 1HVAC | H4A6S24*K*WAA* | H4A6S24*K*WAA* | ESD4X24M14A*+TDR |  | Voluntarily Certified | Single-split-system air condit | False | False | 23400 |  | 14.3 | 13.4 |  |  | False | 30 | 30 | 11.7 |  | Coil-Only System | False | Conventional | 10/05/2023 |  | 11/14/2023
Carrier Corp. - Indianapolis | Airquest | H4A6S24*K*WAA* | H4A6S24*K*WAA* | ESD4X24M14A*+TDR |  | Voluntarily Certified | Single-split-system air condit | False | False | 23400 |  | 14.3 | 13.4 |  |  | False | 30 | 30 | 11.7 |  | Coil-Only System | False | Conventional | 10/05/2023 |  | 11/14/2023
Carrier Corp. - Indianapolis | Arcoaire | H4A6S24*K*WAA* | H4A6S24*K*WAA* | ESD4X24M14A*+TDR |  | Voluntarily Certified | Single-split-system air condit | False | False | 23400 |  | 14.3 | 13.4 |  |  | False | 30 | 30 | 11.7 |  | Coil-Only System | False | Conventional | 10/05/2023 |  | 11/14/2023
Carrier Corp. - Indianapolis | Heil | H4A6S24*K*WAA* | H4A6S24*K*WAA* | ESD4X24M14A*+TDR |  | Voluntarily Certified | Single-split-system air condit | False | False | 23400 |  | 14.3 | 13.4 |  |  | False | 30 | 30 | 11.7 |  | Coil-Only System | False | Conventional | 10/05/2023 |  | 11/14/2023
Carrier Corp. - Indianapolis | 1HVAC | H4A6S30*K*WAA* | H4A6S30*K*WAA* | EVD4X30M17A*+TDR |  | Voluntarily Certified | Single-split-system air condit | False | False | 28800 |  | 14.3 | 13.4 |  |  | False | 30 | 30 | 11.7 |  | Coil-Only System | False | Conventional | 10/05/2023 |  | 11/14/2023
Carrier Corp. - Indianapolis | Airquest | H4A6S30*K*WAA* | H4A6S30*K*WAA* | EVD4X30M17A*+TDR |  | Voluntarily Certified | Single-split-system air condit | False | False | 28800 |  | 14.3 | 13.4 |  |  | False | 30 | 30 | 11.7 |  | Coil-Only System | False | Conventional | 10/05/2023 |  | 11/14/2023
Carrier Corp. - Indianapolis | Arcoaire | H4A6S30*K*WAA* | H4A6S30*K*WAA* | EVD4X30M17A*+TDR |  | Voluntarily Certified | Single-split-system air condit | False | False | 28800 |  | 14.3 | 13.4 |  |  | False | 30 | 30 | 11.7 |  | Coil-Only System | False | Conventional | 10/05/2023 |  | 11/14/2023
Carrier Corp. - Indianapolis | Heil | H4A6S30*K*WAA* | H4A6S30*K*WAA* | EVD4X30M17A*+TDR |  | Voluntarily Certified | Single-split-system air condit | False | False | 28800 |  | 14.3 | 13.4 |  |  | False | 30 | 30 | 11.7 |  | Coil-Only System | False | Conventional | 10/05/2023 |  | 11/14/2023
Carrier Corp. - Indianapolis | 1HVAC | H4A6S36*K*WAA* | H4A6S36*K*WAA* | EVD4X37M21A*+TDR |  | Voluntarily Certified | Single-split-system air condit | False | False | 34200 |  | 14.3 | 13.4 |  |  | False | 30 | 30 | 11.7 |  | Coil-Only System | False | Conventional | 10/05/2023 |  | 11/14/2023
Carrier Corp. - Indianapolis | Airquest | H4A6S36*K*WAA* | H4A6S36*K*WAA* | EVD4X37M21A*+TDR |  | Voluntarily Certified | Single-split-system air condit | False | False | 34200 |  | 14.3 | 13.4 |  |  | False | 30 | 30 | 11.7 |  | Coil-Only System | False | Conventional | 10/05/2023 |  | 11/14/2023
Carrier Corp. - Indianapolis | Arcoaire | H4A6S36*K*WAA* | H4A6S36*K*WAA* | EVD4X37M21A*+TDR |  | Voluntarily Certified | Single-split-system air condit | False | False | 34200 |  | 14.3 | 13.4 |  |  | False | 30 | 30 | 11.7 |  | Coil-Only System | False | Conventional | 10/05/2023 |  | 11/14/2023
Carrier Corp. - Indianapolis | Heil | H4A6S36*K*WAA* | H4A6S36*K*WAA* | EVD4X37M21A*+TDR |  | Voluntarily Certified | Single-split-system air condit | False | False | 34200 |  | 14.3 | 13.4 |  |  | False | 30 | 30 | 11.7 |  | Coil-Only System | False | Conventional | 10/05/2023 |  | 11/14/2023
Carrier Corp. - Indianapolis | 1HVAC | H4A6S42*K*WAA* | H4A6S42*K*WAA* | EVD4X48M21A*+TDR |  | Voluntarily Certified | Single-split-system air condit | False | False | 45000 |  | 13.8 | 13.4 |  |  | False | 30 | 30 | 11.2 |  | Coil-Only System | False | Conventional | 10/05/2023 |  | 11/14/2023
Carrier Corp. - Indianapolis | Airquest | H4A6S42*K*WAA* | H4A6S42*K*WAA* | EVD4X48M21A*+TDR |  | Voluntarily Certified | Single-split-system air condit | False | False | 45000 |  | 13.8 | 13.4 |  |  | False | 30 | 30 | 11.2 |  | Coil-Only System | False | Conventional | 10/05/2023 |  | 11/14/2023
Carrier Corp. - Indianapolis | Arcoaire | H4A6S42*K*WAA* | H4A6S42*K*WAA* | EVD4X48M21A*+TDR |  | Voluntarily Certified | Single-split-system air condit | False | False | 45000 |  | 13.8 | 13.4 |  |  | False | 30 | 30 | 11.2 |  | Coil-Only System | False | Conventional | 10/05/2023 |  | 11/14/2023
Carrier Corp. - Indianapolis | Heil | H4A6S42*K*WAA* | H4A6S42*K*WAA* | EVD4X48M21A*+TDR |  | Voluntarily Certified | Single-split-system air condit | False | False | 45000 |  | 13.8 | 13.4 |  |  | False | 30 | 30 | 11.2 |  | Coil-Only System | False | Conventional | 10/05/2023 |  | 11/14/2023
Carrier Corp. - Indianapolis | 1HVAC | H4A6S43*K*WAA* | H4A6S43*K*WAA* | EA*4X43L21A*+TDR |  | Voluntarily Certified | Single-split-system air condit | False | False | 40000 |  | 14.3 | 13.4 |  |  | False | 30 | 30 | 12.5 |  | Coil-Only System | False | Conventional | 10/05/2023 |  | 11/14/2023
Carrier Corp. - Indianapolis | Airquest | H4A6S43*K*WAA* | H4A6S43*K*WAA* | EA*4X43L21A*+TDR |  | Voluntarily Certified | Single-split-system air condit | False | False | 40000 |  | 14.3 | 13.4 |  |  | False | 30 | 30 | 12.5 |  | Coil-Only System | False | Conventional | 10/05/2023 |  | 11/14/2023
Carrier Corp. - Indianapolis | Arcoaire | H4A6S43*K*WAA* | H4A6S43*K*WAA* | EA*4X43L21A*+TDR |  | Voluntarily Certified | Single-split-system air condit | False | False | 40000 |  | 14.3 | 13.4 |  |  | False | 30 | 30 | 12.5 |  | Coil-Only System | False | Conventional | 10/05/2023 |  | 11/14/2023
Carrier Corp. - Indianapolis | Heil | H4A6S43*K*WAA* | H4A6S43*K*WAA* | EA*4X43L21A*+TDR |  | Voluntarily Certified | Single-split-system air condit | False | False | 40000 |  | 14.3 | 13.4 |  |  | False | 30 | 30 | 12.5 |  | Coil-Only System | False | Conventional | 10/05/2023 |  | 11/14/2023
Carrier Corp. - Indianapolis | 1HVAC | H4A6S48*K*WAA* | H4A6S48*K*WAA* | EVD4X48M21A*+TDR |  | Voluntarily Certified | Single-split-system air condit | False | False | 46500 |  | 13.8 | 13.4 |  |  | False | 30 | 30 | 11.2 |  | Coil-Only System | False | Conventional | 10/05/2023 |  | 11/14/2023
Carrier Corp. - Indianapolis | Airquest | H4A6S48*K*WAA* | H4A6S48*K*WAA* | EVD4X48M21A*+TDR |  | Voluntarily Certified | Single-split-system air condit | False | False | 46500 |  | 13.8 | 13.4 |  |  | False | 30 | 30 | 11.2 |  | Coil-Only System | False | Conventional | 10/05/2023 |  | 11/14/2023
Carrier Corp. - Indianapolis | Arcoaire | H4A6S48*K*WAA* | H4A6S48*K*WAA* | EVD4X48M21A*+TDR |  | Voluntarily Certified | Single-split-system air condit | False | False | 46500 |  | 13.8 | 13.4 |  |  | False | 30 | 30 | 11.2 |  | Coil-Only System | False | Conventional | 10/05/2023 |  | 11/14/2023
Carrier Corp. - Indianapolis | Heil | H4A6S48*K*WAA* | H4A6S48*K*WAA* | EVD4X48M21A*+TDR |  | Voluntarily Certified | Single-split-system air condit | False | False | 46500 |  | 13.8 | 13.4 |  |  | False | 30 | 30 | 11.2 |  | Coil-Only System | False | Conventional | 10/05/2023 |  | 11/14/2023
Carrier Corp. - Indianapolis | 1HVAC | H4A6S49*K*WAA* | H4A6S49*K*WAA* | EA*4X60L24A*+TDR |  | Voluntarily Certified | Single-split-system air condit | False | False | 46000 |  | 14.5 | 13.4 |  |  | False | 30 | 30 | 12.5 |  | Coil-Only System | False | Conventional | 10/05/2023 |  | 11/14/2023
Carrier Corp. - Indianapolis | Airquest | H4A6S49*K*WAA* | H4A6S49*K*WAA* | EA*4X60L24A*+TDR |  | Voluntarily Certified | Single-split-system air condit | False | False | 46000 |  | 14.5 | 13.4 |  |  | False | 30 | 30 | 12.5 |  | Coil-Only System | False | Conventional | 10/05/2023 |  | 11/14/2023
Carrier Corp. - Indianapolis | Arcoaire | H4A6S49*K*WAA* | H4A6S49*K*WAA* | EA*4X60L24A*+TDR |  | Voluntarily Certified | Single-split-system air condit | False | False | 46000 |  | 14.5 | 13.4 |  |  | False | 30 | 30 | 12.5 |  | Coil-Only System | False | Conventional | 10/05/2023 |  | 11/14/2023
Carrier Corp. - Indianapolis | Heil | H4A6S49*K*WAA* | H4A6S49*K*WAA* | EA*4X60L24A*+TDR |  | Voluntarily Certified | Single-split-system air condit | False | False | 46000 |  | 14.5 | 13.4 |  |  | False | 30 | 30 | 12.5 |  | Coil-Only System | False | Conventional | 10/05/2023 |  | 11/14/2023
Carrier Corp. - Indianapolis | 1HVAC | H4A6S60*K*WAA* | H4A6S60*K*WAA* | EVD4X61M24A*+TDR |  | Voluntarily Certified | Single-split-system air condit | False | False | 56500 |  | 13.8 | 13.4 |  |  | False | 30 | 30 | 11.2 |  | Coil-Only System | False | Conventional | 10/05/2023 |  | 11/14/2023
Carrier Corp. - Indianapolis | Airquest | H4A6S60*K*WAA* | H4A6S60*K*WAA* | EVD4X61M24A*+TDR |  | Voluntarily Certified | Single-split-system air condit | False | False | 56500 |  | 13.8 | 13.4 |  |  | False | 30 | 30 | 11.2 |  | Coil-Only System | False | Conventional | 10/05/2023 |  | 11/14/2023
Carrier Corp. - Indianapolis | Arcoaire | H4A6S60*K*WAA* | H4A6S60*K*WAA* | EVD4X61M24A*+TDR |  | Voluntarily Certified | Single-split-system air condit | False | False | 56500 |  | 13.8 | 13.4 |  |  | False | 30 | 30 | 11.2 |  | Coil-Only System | False | Conventional | 10/05/2023 |  | 11/14/2023
Carrier Corp. - Indianapolis | Heil | H4A6S60*K*WAA* | H4A6S60*K*WAA* | EVD4X61M24A*+TDR |  | Voluntarily Certified | Single-split-system air condit | False | False | 56500 |  | 13.8 | 13.4 |  |  | False | 30 | 30 | 11.2 |  | Coil-Only System | False | Conventional | 10/05/2023 |  | 11/14/2023
Carrier Corp. - Indianapolis | 1HVAC | H4A6S61*K*WAA* | H4A6S61*K*WAA* | EVD4X61M24A*+TDR |  | Voluntarily Certified | Single-split-system air condit | False | False | 55500 |  | 14.3 | 13.4 |  |  | False | 30 | 30 | 12 |  | Coil-Only System | False | Conventional | 10/05/2023 |  | 11/14/2023
Carrier Corp. - Indianapolis | Airquest | H4A6S61*K*WAA* | H4A6S61*K*WAA* | EVD4X61M24A*+TDR |  | Voluntarily Certified | Single-split-system air condit | False | False | 55500 |  | 14.3 | 13.4 |  |  | False | 30 | 30 | 12 |  | Coil-Only System | False | Conventional | 10/05/2023 |  | 11/14/2023
Carrier Corp. - Indianapolis | Arcoaire | H4A6S61*K*WAA* | H4A6S61*K*WAA* | EVD4X61M24A*+TDR |  | Voluntarily Certified | Single-split-system air condit | False | False | 55500 |  | 14.3 | 13.4 |  |  | False | 30 | 30 | 12 |  | Coil-Only System | False | Conventional | 10/05/2023 |  | 11/14/2023
Carrier Corp. - Indianapolis | Heil | H4A6S61*K*WAA* | H4A6S61*K*WAA* | EVD4X61M24A*+TDR |  | Voluntarily Certified | Single-split-system air condit | False | False | 55500 |  | 14.3 | 13.4 |  |  | False | 30 | 30 | 12 |  | Coil-Only System | False | Conventional | 10/05/2023 |  | 11/14/2023
Carrier Corp. - Indianapolis | Airquest | H4A7T24*K*WAA* | H4A7T24*K*WAA* | EVD4X25M17A*+TDR |  | Voluntarily Certified | Single-split-system air condit | False | False | 23400 |  | 14.3 | 13.4 |  |  | False | 30 | 30 | 11.7 |  | Coil-Only System | False | Conventional | 10/05/2023 |  | 11/14/2023
Carrier Corp. - Indianapolis | Arcoaire | H4A7T24*K*WAA* | H4A7T24*K*WAA* | EVD4X25M17A*+TDR |  | Voluntarily Certified | Single-split-system air condit | False | False | 23400 |  | 14.3 | 13.4 |  |  | False | 30 | 30 | 11.7 |  | Coil-Only System | False | Conventional | 10/05/2023 |  | 11/14/2023
Carrier Corp. - Indianapolis | Heil | H4A7T24*K*WAA* | H4A7T24*K*WAA* | EVD4X25M17A*+TDR |  | Voluntarily Certified | Single-split-system air condit | False | False | 23400 |  | 14.3 | 13.4 |  |  | False | 30 | 30 | 11.7 |  | Coil-Only System | False | Conventional | 10/05/2023 |  | 11/14/2023
Carrier Corp. - Indianapolis | Airquest | H4A7T36*K*WAA* | H4A7T36*K*WAA* | EVD4X37M21A*+TDR |  | Voluntarily Certified | Single-split-system air condit | False | False | 35000 |  | 14.3 | 13.4 |  |  | False | 30 | 30 | 12 |  | Coil-Only System | False | Conventional | 10/05/2023 |  | 11/14/2023
Carrier Corp. - Indianapolis | Arcoaire | H4A7T36*K*WAA* | H4A7T36*K*WAA* | EVD4X37M21A*+TDR |  | Voluntarily Certified | Single-split-system air condit | False | False | 35000 |  | 14.3 | 13.4 |  |  | False | 30 | 30 | 12 |  | Coil-Only System | False | Conventional | 10/05/2023 |  | 11/14/2023
Carrier Corp. - Indianapolis | Heil | H4A7T36*K*WAA* | H4A7T36*K*WAA* | EVD4X37M21A*+TDR |  | Voluntarily Certified | Single-split-system air condit | False | False | 35000 |  | 14.3 | 13.4 |  |  | False | 30 | 30 | 12 |  | Coil-Only System | False | Conventional | 10/05/2023 |  | 11/14/2023
Carrier Corp. - Indianapolis | Airquest | H4A7T48*K*WAA* | H4A7T48*K*WAA* | EVD4X49M24A*+TDR |  | Voluntarily Certified | Single-split-system air condit | False | False | 47000 |  | 13.8 | 13.4 |  |  | False | 30 | 30 | 12 |  | Coil-Only System | False | Conventional | 10/05/2023 |  | 11/14/2023
Carrier Corp. - Indianapolis | Arcoaire | H4A7T48*K*WAA* | H4A7T48*K*WAA* | EVD4X49M24A*+TDR |  | Voluntarily Certified | Single-split-system air condit | False | False | 47000 |  | 13.8 | 13.4 |  |  | False | 30 | 30 | 12 |  | Coil-Only System | False | Conventional | 10/05/2023 |  | 11/14/2023
Carrier Corp. - Indianapolis | Heil | H4A7T48*K*WAA* | H4A7T48*K*WAA* | EVD4X49M24A*+TDR |  | Voluntarily Certified | Single-split-system air condit | False | False | 47000 |  | 13.8 | 13.4 |  |  | False | 30 | 30 | 12 |  | Coil-Only System | False | Conventional | 10/05/2023 |  | 11/14/2023
Carrier Corp. - Indianapolis | Airquest | H4A7T60*K*WAA* | H4A7T60*K*WAA* | EVD4X61M24A*+TDR |  | Voluntarily Certified | Single-split-system air condit | False | False | 57500 |  | 13.8 | 13.4 |  |  | False | 30 | 30 | 11.5 |  | Coil-Only System | False | Conventional | 10/05/2023 |  | 11/14/2023
Carrier Corp. - Indianapolis | Arcoaire | H4A7T60*K*WAA* | H4A7T60*K*WAA* | EVD4X61M24A*+TDR |  | Voluntarily Certified | Single-split-system air condit | False | False | 57500 |  | 13.8 | 13.4 |  |  | False | 30 | 30 | 11.5 |  | Coil-Only System | False | Conventional | 10/05/2023 |  | 11/14/2023
Carrier Corp. - Indianapolis | Heil | H4A7T60*K*WAA* | H4A7T60*K*WAA* | EVD4X61M24A*+TDR |  | Voluntarily Certified | Single-split-system air condit | False | False | 57500 |  | 13.8 | 13.4 |  |  | False | 30 | 30 | 11.5 |  | Coil-Only System | False | Conventional | 10/05/2023 |  | 11/14/2023
Carrier Corp. - Indianapolis | 1HVAC | HVA924GKA** | HVA924GKA** | FCM4X24***L+WALLCON |  | Voluntarily Certified | Single-split-system air condit | False | False | 24400 |  | 17 | 13.4 |  |  | False | 30 | 30 | 10 |  | Blower Coil System | True | Conventional | 10/05/2023 |  | 11/14/2023
Carrier Corp. - Indianapolis | Airquest | HVA924GKA** | HVA924GKA** | FCM4X24***L+WALLCON |  | Voluntarily Certified | Single-split-system air condit | False | False | 24400 |  | 17 | 13.4 |  |  | False | 30 | 30 | 10 |  | Blower Coil System | True | Conventional | 10/05/2023 |  | 11/14/2023
Carrier Corp. - Indianapolis | Arcoaire | HVA924GKA** | HVA924GKA** | FCM4X24***L+WALLCON |  | Voluntarily Certified | Single-split-system air condit | False | False | 24400 |  | 17 | 13.4 |  |  | False | 30 | 30 | 10 |  | Blower Coil System | True | Conventional | 10/05/2023 |  | 11/14/2023
Carrier Corp. - Indianapolis | Heil | HVA924GKA** | HVA924GKA** | FCM4X24***L+WALLCON |  | Voluntarily Certified | Single-split-system air condit | False | False | 24400 |  | 17 | 13.4 |  |  | False | 30 | 30 | 10 |  | Blower Coil System | True | Conventional | 10/05/2023 |  | 11/14/2023
Carrier Corp. - Indianapolis | 1HVAC | HVA924GKA**+TSTAT | HVA924GKA**+TSTAT | FVM4X24***L |  | Voluntarily Certified | Single-split-system air condit | False | False | 24200 |  | 15.5 | 13.4 |  |  | False | 30 | 30 | 10 |  | Blower Coil System | False | Conventional | 10/05/2023 |  | 11/14/2023
Carrier Corp. - Indianapolis | Airquest | HVA924GKA**+TSTAT | HVA924GKA**+TSTAT | FVM4X24***L |  | Voluntarily Certified | Single-split-system air condit | False | False | 24200 |  | 15.5 | 13.4 |  |  | False | 30 | 30 | 10 |  | Blower Coil System | False | Conventional | 10/05/2023 |  | 11/14/2023
Carrier Corp. - Indianapolis | Arcoaire | HVA924GKA**+TSTAT | HVA924GKA**+TSTAT | FVM4X24***L |  | Voluntarily Certified | Single-split-system air condit | False | False | 24200 |  | 15.5 | 13.4 |  |  | False | 30 | 30 | 10 |  | Blower Coil System | False | Conventional | 10/05/2023 |  | 11/14/2023
Carrier Corp. - Indianapolis | Heil | HVA924GKA**+TSTAT | HVA924GKA**+TSTAT | FVM4X24***L |  | Voluntarily Certified | Single-split-system air condit | False | False | 24200 |  | 15.5 | 13.4 |  |  | False | 30 | 30 | 10 |  | Blower Coil System | False | Conventional | 10/05/2023 |  | 11/14/2023
Carrier Corp. - Indianapolis | 1HVAC | HVA925GKA2* | HVA925GKA2* | FCM4X48***L+WALLCON |  | Voluntarily Certified | Single-split-system air condit | False | False | 23800 |  | 18.5 | 13.4 |  |  | False | 30 | 30 | 11.7 |  | Blower Coil System | True | Conventional | 10/05/2023 |  | 11/14/2023
Carrier Corp. - Indianapolis | Airquest | HVA925GKA2* | HVA925GKA2* | FCM4X48***L+WALLCON |  | Voluntarily Certified | Single-split-system air condit | False | False | 23800 |  | 18.5 | 13.4 |  |  | False | 30 | 30 | 11.7 |  | Blower Coil System | True | Conventional | 10/05/2023 |  | 11/14/2023
Carrier Corp. - Indianapolis | Arcoaire | HVA925GKA2* | HVA925GKA2* | FCM4X48***L+WALLCON |  | Voluntarily Certified | Single-split-system air condit | False | False | 23800 |  | 18.5 | 13.4 |  |  | False | 30 | 30 | 11.7 |  | Blower Coil System | True | Conventional | 10/05/2023 |  | 11/14/2023
Carrier Corp. - Indianapolis | Heil | HVA925GKA2* | HVA925GKA2* | FCM4X48***L+WALLCON |  | Voluntarily Certified | Single-split-system air condit | False | False | 23800 |  | 18.5 | 13.4 |  |  | False | 30 | 30 | 11.7 |  | Blower Coil System | True | Conventional | 10/05/2023 |  | 11/14/2023
Carrier Corp. - Indianapolis | 1HVAC | HVA925GKA2*+TSTAT | HVA925GKA2*+TSTAT | FVM4X48***L |  | Voluntarily Certified | Single-split-system air condit | False | False | 24000 |  | 16.5 | 13.4 |  |  | False | 30 | 30 | 11.7 |  | Blower Coil System | False | Conventional | 10/05/2023 |  | 11/14/2023
Carrier Corp. - Indianapolis | Airquest | HVA925GKA2*+TSTAT | HVA925GKA2*+TSTAT | FVM4X48***L |  | Voluntarily Certified | Single-split-system air condit | False | False | 24000 |  | 16.5 | 13.4 |  |  | False | 30 | 30 | 11.7 |  | Blower Coil System | False | Conventional | 10/05/2023 |  | 11/14/2023
Carrier Corp. - Indianapolis | Arcoaire | HVA925GKA2*+TSTAT | HVA925GKA2*+TSTAT | FVM4X48***L |  | Voluntarily Certified | Single-split-system air condit | False | False | 24000 |  | 16.5 | 13.4 |  |  | False | 30 | 30 | 11.7 |  | Blower Coil System | False | Conventional | 10/05/2023 |  | 11/14/2023
Carrier Corp. - Indianapolis | Heil | HVA925GKA2*+TSTAT | HVA925GKA2*+TSTAT | FVM4X48***L |  | Voluntarily Certified | Single-split-system air condit | False | False | 24000 |  | 16.5 | 13.4 |  |  | False | 30 | 30 | 11.7 |  | Blower Coil System | False | Conventional | 10/05/2023 |  | 11/14/2023
Carrier Corp. - Indianapolis | 1HVAC | HVA925GKA3* | HVA925GKA3* | FCM4X48***L+WALLCON |  | Voluntarily Certified | Single-split-system air condit | False | False | 23800 |  | 18.5 | 13.4 |  |  | False | 30 | 30 | 11.7 |  | Blower Coil System | True | Conventional | 10/05/2023 |  | 11/14/2023
Carrier Corp. - Indianapolis | Airquest | HVA925GKA3* | HVA925GKA3* | FCM4X48***L+WALLCON |  | Voluntarily Certified | Single-split-system air condit | False | False | 23800 |  | 18.5 | 13.4 |  |  | False | 30 | 30 | 11.7 |  | Blower Coil System | True | Conventional | 10/05/2023 |  | 11/14/2023
Carrier Corp. - Indianapolis | Arcoaire | HVA925GKA3* | HVA925GKA3* | FCM4X48***L+WALLCON |  | Voluntarily Certified | Single-split-system air condit | False | False | 23800 |  | 18.5 | 13.4 |  |  | False | 30 | 30 | 11.7 |  | Blower Coil System | True | Conventional | 10/05/2023 |  | 11/14/2023
Carrier Corp. - Indianapolis | Heil | HVA925GKA3* | HVA925GKA3* | FCM4X48***L+WALLCON |  | Voluntarily Certified | Single-split-system air condit | False | False | 23800 |  | 18.5 | 13.4 |  |  | False | 30 | 30 | 11.7 |  | Blower Coil System | True | Conventional | 10/05/2023 |  | 11/14/2023
Carrier Corp. - Indianapolis | 1HVAC | HVA925GKA3*+TSTAT | HVA925GKA3*+TSTAT | FVM4X48***L |  | Voluntarily Certified | Single-split-system air condit | False | False | 24000 |  | 16.5 | 13.4 |  |  | False | 30 | 30 | 11.7 |  | Blower Coil System | False | Conventional | 10/05/2023 |  | 11/14/2023
Carrier Corp. - Indianapolis | Airquest | HVA925GKA3*+TSTAT | HVA925GKA3*+TSTAT | FVM4X48***L |  | Voluntarily Certified | Single-split-system air condit | False | False | 24000 |  | 16.5 | 13.4 |  |  | False | 30 | 30 | 11.7 |  | Blower Coil System | False | Conventional | 10/05/2023 |  | 11/14/2023
Carrier Corp. - Indianapolis | Arcoaire | HVA925GKA3*+TSTAT | HVA925GKA3*+TSTAT | FVM4X48***L |  | Voluntarily Certified | Single-split-system air condit | False | False | 24000 |  | 16.5 | 13.4 |  |  | False | 30 | 30 | 11.7 |  | Blower Coil System | False | Conventional | 11/14/2023 |  | 11/14/2023
Allied Air | MAGIC PAK | 0,3,5,7,10MCE4-12-181*P | 0,3,5,7,10MCE4-12-181*P |  |  | Voluntarily Certified | Single-package space-constrain | False | False | 16800 |  | 11.7 | 11.7 |  |  | False | 30 | 30 | 10 |  |  | False | Space Constrained | 10/03/2023 |  | 11/15/2023
Allied Air | MAGIC PAK | 0,3,5MCE4-12-091*P | 0,3,5MCE4-12-091*P |  |  | Voluntarily Certified | Single-package space-constrain | False | False | 8600 |  | 11.7 | 11.7 |  |  | False | 30 | 30 | 10.5 |  |  | False | Space Constrained | 10/03/2023 |  | 11/15/2023
Allied Air | MAGIC PAK | 0,3,5MCE4-12-121*P | 0,3,5MCE4-12-121*P |  |  | Voluntarily Certified | Single-package space-constrain | False | False | 12000 |  | 11.7 | 11.7 |  |  | False | 30 | 30 | 10 |  |  | False | Space Constrained | 10/03/2023 |  | 11/15/2023
Allied Air | MAGIC PAK | 0,5,7,10MCE4-12-241*P | 0,5,7,10MCE4-12-241*P |  |  | Voluntarily Certified | Single-package space-constrain | False | False | 22200 |  | 11.7 | 11.7 |  |  | False | 30 | 30 | 10.5 |  |  | False | Space Constrained | 10/03/2023 |  | 11/15/2023
Allied Air | MAGIC PAK | 0,5,7,10MCE4-12-301*P | 0,5,7,10MCE4-12-301*P |  |  | Voluntarily Certified | Single-package space-constrain | False | False | 28000 |  | 11.7 | 11.7 |  |  | False | 30 | 30 | 10.5 |  |  | False | Space Constrained | 10/03/2023 |  | 11/15/2023
Allied Air | MAGIC PAK | 0,5,7,10MCE4-14-361*P | 0,5,7,10MCE4-14-361*P |  |  | Voluntarily Certified | Single-package air conditioner | False | False | 34800 |  | 13.4 | 13.4 |  |  | False | 30 | 30 | 10.6 |  |  | False | Conventional | 10/03/2023 |  | 11/15/2023
Allied Air | MAGIC PAK | 15MGE8-12-091*P | 15MGE8-12-091*P |  |  | Voluntarily Certified | Single-package space-constrain | False | False | 8600 |  | 11.7 | 11.7 |  |  | False | 30 | 30 | 10 |  |  | False | Space Constrained | 10/03/2023 |  | 11/15/2023
Allied Air | MAGIC PAK | 15MGE8-12-121*P | 15MGE8-12-121*P |  |  | Voluntarily Certified | Single-package space-constrain | False | False | 12000 |  | 11.7 | 11.7 |  |  | False | 30 | 30 | 10.5 |  |  | False | Space Constrained | 10/03/2023 |  | 11/15/2023
Allied Air | MAGIC PAK | 15MGE8-12-181*P | 15MGE8-12-181*P |  |  | Voluntarily Certified | Single-package space-constrain | False | False | 16900 |  | 11.7 | 11.7 |  |  | False | 30 | 30 | 10 |  |  | False | Space Constrained | 10/03/2023 |  | 11/15/2023
Allied Air | MAGIC PAK | 15MGE8-12-241*P | 15MGE8-12-241*P |  |  | Voluntarily Certified | Single-package space-constrain | False | False | 21800 |  | 11.7 | 11.7 |  |  | False | 30 | 30 | 10 |  |  | False | Space Constrained | 10/03/2023 |  | 11/15/2023
Allied Air | MAGIC PAK | 24MGE8-12-091*P | 24MGE8-12-091*P |  |  | Voluntarily Certified | Single-package space-constrain | False | False | 8600 |  | 11.7 | 11.7 |  |  | False | 30 | 30 | 10 |  |  | False | Space Constrained | 10/03/2023 |  | 11/15/2023
Allied Air | MAGIC PAK | 24MGE8-12-121*P | 24MGE8-12-121*P |  |  | Voluntarily Certified | Single-package space-constrain | False | False | 12000 |  | 11.7 | 11.7 |  |  | False | 30 | 30 | 10.5 |  |  | False | Space Constrained | 10/03/2023 |  | 11/15/2023
Allied Air | MAGIC PAK | 24MGE8-12-181*P | 24MGE8-12-181*P |  |  | Voluntarily Certified | Single-package space-constrain | False | False | 16900 |  | 11.7 | 11.7 |  |  | False | 30 | 30 | 10 |  |  | False | Space Constrained | 10/03/2023 |  | 11/15/2023
Allied Air | MAGIC PAK | 24MGE8-12-241*P | 24MGE8-12-241*P |  |  | Voluntarily Certified | Single-package space-constrain | False | False | 21800 |  | 11.7 | 11.7 |  |  | False | 30 | 30 | 10 |  |  | False | Space Constrained | 10/03/2023 |  | 11/15/2023
Allied Air | MAGIC PAK | 24MGE8-12-301*P | 24MGE8-12-301*P |  |  | Voluntarily Certified | Single-package space-constrain | False | False | 27600 |  | 11.7 | 11.7 |  |  | False | 30 | 30 | 10 |  |  | False | Space Constrained | 10/03/2023 |  | 11/15/2023
Allied Air | MAGIC PAK | 24MGE8-14-361*P | 24MGE8-14-361*P |  |  | Voluntarily Certified | Single-package air conditioner | False | False | 31800 |  | 13.4 | 13.4 |  |  | False | 30 | 30 | 10.6 |  |  | False | Conventional | 10/03/2023 |  | 11/15/2023
Allied Air | MAGIC PAK | 36MGE8-12-121*P | 36MGE8-12-121*P |  |  | Voluntarily Certified | Single-package space-constrain | False | False | 12000 |  | 11.7 | 11.7 |  |  | False | 30 | 30 | 10.5 |  |  | False | Space Constrained | 10/03/2023 |  | 11/15/2023
Allied Air | MAGIC PAK | 36MGE8-12-181*P | 36MGE8-12-181*P |  |  | Voluntarily Certified | Single-package space-constrain | False | False | 16900 |  | 11.7 | 11.7 |  |  | False | 30 | 30 | 10 |  |  | False | Space Constrained | 10/03/2023 |  | 11/15/2023
Allied Air | MAGIC PAK | 36MGE8-12-241*P | 36MGE8-12-241*P |  |  | Voluntarily Certified | Single-package space-constrain | False | False | 21800 |  | 11.7 | 11.7 |  |  | False | 30 | 30 | 10 |  |  | False | Space Constrained | 10/03/2023 |  | 11/15/2023
Allied Air | MAGIC PAK | 36MGE8-12-301*P | 36MGE8-12-301*P |  |  | Voluntarily Certified | Single-package space-constrain | False | False | 27600 |  | 11.7 | 11.7 |  |  | False | 30 | 30 | 10 |  |  | False | Space Constrained | 10/03/2023 |  | 11/15/2023
Allied Air | MAGIC PAK | 36MGE8-14-361*P | 36MGE8-14-361*P |  |  | Voluntarily Certified | Single-package air conditioner | False | False | 31800 |  | 13.4 | 13.4 |  |  | False | 30 | 30 | 10.6 |  |  | False | Conventional | 10/03/2023 |  | 11/15/2023
Allied Air | MAGIC PAK | 48MGE8-12-181*P | 48MGE8-12-181*P |  |  | Voluntarily Certified | Single-package space-constrain | False | False | 16900 |  | 11.7 | 11.7 |  |  | False | 30 | 30 | 10 |  |  | False | Space Constrained | 10/03/2023 |  | 11/15/2023
Allied Air | MAGIC PAK | 48MGE8-12-241*P | 48MGE8-12-241*P |  |  | Voluntarily Certified | Single-package space-constrain | False | False | 21800 |  | 11.7 | 11.7 |  |  | False | 30 | 30 | 10 |  |  | False | Space Constrained | 10/03/2023 |  | 11/15/2023
Allied Air | MAGIC PAK | 48MGE8-12-301*P | 48MGE8-12-301*P |  |  | Voluntarily Certified | Single-package space-constrain | False | False | 27600 |  | 11.7 | 11.7 |  |  | False | 30 | 30 | 10 |  |  | False | Space Constrained | 10/03/2023 |  | 11/15/2023
Allied Air | MAGIC PAK | 48MGE8-14-361*P | 48MGE8-14-361*P |  |  | Voluntarily Certified | Single-package air conditioner | False | False | 31800 |  | 13.4 | 13.4 |  |  | False | 30 | 30 | 10.6 |  |  | False | Conventional | 10/03/2023 |  | 11/15/2023
Allied Air | MAGIC PAK | 60MGE8-12-181*P | 60MGE8-12-181*P |  |  | Voluntarily Certified | Single-package space-constrain | False | False | 16900 |  | 11.7 | 11.7 |  |  | False | 30 | 30 | 10 |  |  | False | Space Constrained | 10/03/2023 |  | 11/15/2023
Allied Air | MAGIC PAK | 60MGE8-12-241*P | 60MGE8-12-241*P |  |  | Voluntarily Certified | Single-package space-constrain | False | False | 21800 |  | 11.7 | 11.7 |  |  | False | 30 | 30 | 10 |  |  | False | Space Constrained | 10/03/2023 |  | 11/15/2023
Allied Air | MAGIC PAK | 60MGE8-12-301*P | 60MGE8-12-301*P |  |  | Voluntarily Certified | Single-package space-constrain | False | False | 27600 |  | 11.7 | 11.7 |  |  | False | 30 | 30 | 10 |  |  | False | Space Constrained | 10/03/2023 |  | 11/15/2023
Allied Air | MAGIC PAK | 60MGE8-14-361*P | 60MGE8-14-361*P |  |  | Voluntarily Certified | Single-package air conditioner | False | False | 31800 |  | 13.4 | 13.4 |  |  | False | 30 | 30 | 10.6 |  |  | False | Conventional | 10/03/2023 |  | 11/15/2023
Allied Air | BLUERIDGE | BPRPAC1424EP-* | BPRPAC1424EP-* |  |  | Voluntarily Certified | Single-package air conditioner | False | False | 22600 |  | 13.4 | 13.4 |  |  | False | 30 | 30 | 10.6 |  |  | False | Conventional | 10/03/2023 |  | 11/15/2023
Allied Air | BLUERIDGE | BPRPAC1430EP-* | BPRPAC1430EP-* |  |  | Voluntarily Certified | Single-package air conditioner | False | False | 28400 |  | 13.4 | 13.4 |  |  | False | 30 | 30 | 10.6 |  |  | False | Conventional | 10/03/2023 |  | 11/15/2023
Allied Air | BLUERIDGE | BPRPAC1436EP-* | BPRPAC1436EP-* |  |  | Voluntarily Certified | Single-package air conditioner | False | False | 33400 |  | 13.4 | 13.4 |  |  | False | 30 | 30 | 10.6 |  |  | False | Conventional | 10/03/2023 |  | 11/15/2023
Allied Air | BLUERIDGE | BPRPAC1442EP-* | BPRPAC1442EP-* |  |  | Voluntarily Certified | Single-package air conditioner | False | False | 40000 |  | 13.4 | 13.4 |  |  | False | 30 | 30 | 10.6 |  |  | False | Conventional | 10/03/2023 |  | 11/15/2023
Allied Air | BLUERIDGE | BPRPAC1448EP-* | BPRPAC1448EP-* |  |  | Voluntarily Certified | Single-package air conditioner | False | False | 44500 |  | 13.4 | 13.4 |  |  | False | 30 | 30 | 10.6 |  |  | False | Conventional | 10/03/2023 |  | 11/15/2023
Allied Air | BLUERIDGE | BPRPAC1460EP-* | BPRPAC1460EP-* |  |  | Voluntarily Certified | Single-package air conditioner | False | False | 57500 |  | 13.4 | 13.4 |  |  | True | 30 | 30 | 10.6 |  |  | False | Conventional | 10/03/2023 |  | 11/15/2023
Allied Air | BLUERIDGE | BPRPGE1424-***EP-* | BPRPGE1424-***EP-* |  |  | Voluntarily Certified | Single-package air conditioner | False | False | 22600 |  | 13.4 | 13.4 |  |  | False | 30 | 30 | 10.6 |  |  | False | Conventional | 10/03/2023 |  | 11/15/2023
Allied Air | BLUERIDGE | BPRPGE1430-***EP-* | BPRPGE1430-***EP-* |  |  | Voluntarily Certified | Single-package air conditioner | False | False | 28400 |  | 13.4 | 13.4 |  |  | False | 30 | 30 | 10.6 |  |  | False | Conventional | 10/03/2023 |  | 11/15/2023
Allied Air | BLUERIDGE | BPRPGE1436-***EP-* | BPRPGE1436-***EP-* |  |  | Voluntarily Certified | Single-package air conditioner | False | False | 33400 |  | 13.4 | 13.4 |  |  | False | 30 | 30 | 10.6 |  |  | False | Conventional | 10/03/2023 |  | 11/15/2023
Allied Air | BLUERIDGE | BPRPGE1442-***EP-* | BPRPGE1442-***EP-* |  |  | Voluntarily Certified | Single-package air conditioner | False | False | 40000 |  | 13.4 | 13.4 |  |  | False | 30 | 30 | 10.6 |  |  | False | Conventional | 10/03/2023 |  | 11/15/2023
Allied Air | BLUERIDGE | BPRPGE1448-***EP-* | BPRPGE1448-***EP-* |  |  | Voluntarily Certified | Single-package air conditioner | False | False | 44500 |  | 13.4 | 13.4 |  |  | False | 30 | 30 | 10.6 |  |  | False | Conventional | 10/03/2023 |  | 11/15/2023
Allied Air | BLUERIDGE | BPRPGE1460-***EP-* | BPRPGE1460-***EP-* |  |  | Voluntarily Certified | Single-package air conditioner | False | False | 57500 |  | 13.4 | 13.4 |  |  | True | 30 | 30 | 10.6 |  |  | False | Conventional | 10/03/2023 |  | 11/15/2023
Allied Air | Lennox | LRP14AC24EP-* | LRP14AC24EP-* |  |  | Voluntarily Certified | Single-package air conditioner | False | False | 22600 |  | 13.4 | 13.4 |  |  | False | 30 | 30 | 10.6 |  |  | False | Conventional | 10/03/2023 |  | 11/15/2023
Allied Air | Lennox | LRP14AC30EP-* | LRP14AC30EP-* |  |  | Voluntarily Certified | Single-package air conditioner | False | False | 28400 |  | 13.4 | 13.4 |  |  | False | 30 | 30 | 10.6 |  |  | False | Conventional | 10/03/2023 |  | 11/15/2023
Allied Air | Lennox | LRP14AC36EP-* | LRP14AC36EP-* |  |  | Voluntarily Certified | Single-package air conditioner | False | False | 33400 |  | 13.4 | 13.4 |  |  | False | 30 | 30 | 10.6 |  |  | False | Conventional | 10/03/2023 |  | 11/15/2023
Allied Air | Lennox | LRP14AC42EP-* | LRP14AC42EP-* |  |  | Voluntarily Certified | Single-package air conditioner | False | False | 40000 |  | 13.4 | 13.4 |  |  | False | 30 | 30 | 10.6 |  |  | False | Conventional | 10/03/2023 |  | 11/15/2023
Allied Air | Lennox | LRP14AC48EP-* | LRP14AC48EP-* |  |  | Voluntarily Certified | Single-package air conditioner | False | False | 44500 |  | 13.4 | 13.4 |  |  | False | 30 | 30 | 10.6 |  |  | False | Conventional | 10/03/2023 |  | 11/15/2023
Allied Air | Lennox | LRP14AC60EP-* | LRP14AC60EP-* |  |  | Voluntarily Certified | Single-package air conditioner | False | False | 57500 |  | 13.4 | 13.4 |  |  | True | 30 | 30 | 10.6 |  |  | False | Conventional | 10/03/2023 |  | 11/15/2023
Allied Air | Lennox | LRP14G*24-***EP-* | LRP14G*24-***EP-* |  |  | Voluntarily Certified | Single-package air conditioner | False | False | 22600 |  | 13.4 | 13.4 |  |  | False | 30 | 30 | 10.6 |  |  | False | Conventional | 10/03/2023 |  | 11/15/2023
Allied Air | Lennox | LRP14G*30-***EP-* | LRP14G*30-***EP-* |  |  | Voluntarily Certified | Single-package air conditioner | False | False | 28400 |  | 13.4 | 13.4 |  |  | False | 30 | 30 | 10.6 |  |  | False | Conventional | 10/03/2023 |  | 11/15/2023
Allied Air | Lennox | LRP14G*36-***EP-* | LRP14G*36-***EP-* |  |  | Voluntarily Certified | Single-package air conditioner | False | False | 33400 |  | 13.4 | 13.4 |  |  | False | 30 | 30 | 10.6 |  |  | False | Conventional | 10/03/2023 |  | 11/15/2023
Allied Air | Lennox | LRP14G*42-***EP-* | LRP14G*42-***EP-* |  |  | Voluntarily Certified | Single-package air conditioner | False | False | 40000 |  | 13.4 | 13.4 |  |  | False | 30 | 30 | 10.6 |  |  | False | Conventional | 10/03/2023 |  | 11/15/2023
Allied Air | Lennox | LRP14G*48-***EP-* | LRP14G*48-***EP-* |  |  | Voluntarily Certified | Single-package air conditioner | False | False | 44500 |  | 13.4 | 13.4 |  |  | False | 30 | 30 | 10.6 |  |  | False | Conventional | 10/03/2023 |  | 11/15/2023
Allied Air | Lennox | LRP14G*60-***EP-* | LRP14G*60-***EP-* |  |  | Voluntarily Certified | Single-package air conditioner | False | False | 57500 |  | 13.4 | 13.4 |  |  | True | 30 | 30 | 10.6 |  |  | False | Conventional | 10/03/2023 |  | 11/15/2023
Allied Air | Lennox | LRP16G*24-***VP-* | LRP16G*24-***VP-* |  |  | Voluntarily Certified | Single-package air conditioner | False | False | 23800 |  | 15.2 | 13.4 |  |  | True | 30 | 30 | 11.8 |  |  | False | Conventional | 10/03/2023 |  | 11/15/2023
Allied Air | Lennox | LRP16G*36-***VP-* | LRP16G*36-***VP-* |  |  | Voluntarily Certified | Single-package air conditioner | False | False | 34000 |  | 15 | 13.4 |  |  | False | 30 | 30 | 11.2 |  |  | False | Conventional | 10/03/2023 |  | 11/15/2023
Allied Air | Lennox | LRP16G*48-***VP-* | LRP16G*48-***VP-* |  |  | Voluntarily Certified | Single-package air conditioner | False | False | 46000 |  | 15.2 | 13.4 |  |  | False | 30 | 30 | 11.5 |  |  | False | Conventional | 10/03/2023 |  | 11/15/2023
Allied Air | Lennox | LRP16G*60-***VP-* | LRP16G*60-***VP-* |  |  | Voluntarily Certified | Single-package air conditioner | False | False | 57000 |  | 15.2 | 13.4 |  |  | False | 30 | 30 | 11.5 |  |  | False | Conventional | 10/03/2023 |  | 11/15/2023
Allied Air | MRCOOL | MPC241M414A-* | MPC241M414A-* |  |  | Voluntarily Certified | Single-package air conditioner | False | False | 22600 |  | 13.4 | 13.4 |  |  | False | 30 | 30 | 10.6 |  |  | False | Conventional | 10/03/2023 |  | 11/15/2023
Allied Air | MRCOOL | MPC301M414A-* | MPC301M414A-* |  |  | Voluntarily Certified | Single-package air conditioner | False | False | 28400 |  | 13.4 | 13.4 |  |  | False | 30 | 30 | 10.6 |  |  | False | Conventional | 10/03/2023 |  | 11/15/2023
Allied Air | MRCOOL | MPC361M414A-* | MPC361M414A-* |  |  | Voluntarily Certified | Single-package air conditioner | False | False | 33400 |  | 13.4 | 13.4 |  |  | False | 30 | 30 | 10.6 |  |  | False | Conventional | 10/03/2023 |  | 11/15/2023
Allied Air | MRCOOL | MPC421M414A-* | MPC421M414A-* |  |  | Voluntarily Certified | Single-package air conditioner | False | False | 40000 |  | 13.4 | 13.4 |  |  | False | 30 | 30 | 10.6 |  |  | False | Conventional | 10/03/2023 |  | 11/15/2023
Allied Air | MRCOOL | MPC481M414A-* | MPC481M414A-* |  |  | Voluntarily Certified | Single-package air conditioner | False | False | 44500 |  | 13.4 | 13.4 |  |  | False | 30 | 30 | 10.6 |  |  | False | Conventional | 10/03/2023 |  | 11/15/2023
Allied Air | MRCOOL | MPC601M414A-* | MPC601M414A-* |  |  | Voluntarily Certified | Single-package air conditioner | False | False | 57500 |  | 13.4 | 13.4 |  |  | True | 30 | 30 | 10.6 |  |  | False | Conventional | 10/03/2023 |  | 11/15/2023
Allied Air | MRCOOL | MPG24S***M414A-* | MPG24S***M414A-* |  |  | Voluntarily Certified | Single-package air conditioner | False | False | 22600 |  | 13.4 | 13.4 |  |  | False | 30 | 30 | 10.6 |  |  | False | Conventional | 10/03/2023 |  | 11/15/2023
Allied Air | MRCOOL | MPG30S***M414A-* | MPG30S***M414A-* |  |  | Voluntarily Certified | Single-package air conditioner | False | False | 28400 |  | 13.4 | 13.4 |  |  | False | 30 | 30 | 10.6 |  |  | False | Conventional | 10/03/2023 |  | 11/15/2023
Allied Air | MRCOOL | MPG36S***M414A-* | MPG36S***M414A-* |  |  | Voluntarily Certified | Single-package air conditioner | False | False | 33400 |  | 13.4 | 13.4 |  |  | False | 30 | 30 | 10.6 |  |  | False | Conventional | 10/03/2023 |  | 11/15/2023
Allied Air | MRCOOL | MPG42S***M414A-* | MPG42S***M414A-* |  |  | Voluntarily Certified | Single-package air conditioner | False | False | 40000 |  | 13.4 | 13.4 |  |  | False | 30 | 30 | 10.6 |  |  | False | Conventional | 10/03/2023 |  | 11/15/2023
Allied Air | MRCOOL | MPG48S***M414A-* | MPG48S***M414A-* |  |  | Voluntarily Certified | Single-package air conditioner | False | False | 44500 |  | 13.4 | 13.4 |  |  | False | 30 | 30 | 10.6 |  |  | False | Conventional | 10/03/2023 |  | 11/15/2023
Allied Air | MRCOOL | MPG60S***M414A-* | MPG60S***M414A-* |  |  | Voluntarily Certified | Single-package air conditioner | False | False | 57500 |  | 13.4 | 13.4 |  |  | True | 30 | 30 | 10.6 |  |  | False | Conventional | 10/03/2023 |  | 11/15/2023
Allied Air | GE | NP14A24S-* | NP14A24S-* |  |  | Voluntarily Certified | Single-package air conditioner | False | False | 22600 |  | 13.4 | 13.4 |  |  | False | 30 | 30 | 10.6 |  |  | False | Conventional | 10/03/2023 |  | 11/15/2023
Allied Air | GE | NP14A30S-* | NP14A30S-* |  |  | Voluntarily Certified | Single-package air conditioner | False | False | 28400 |  | 13.4 | 13.4 |  |  | False | 30 | 30 | 10.6 |  |  | False | Conventional | 10/03/2023 |  | 11/15/2023
Allied Air | GE | NP14A36S-* | NP14A36S-* |  |  | Voluntarily Certified | Single-package air conditioner | False | False | 33400 |  | 13.4 | 13.4 |  |  | False | 30 | 30 | 10.6 |  |  | False | Conventional | 10/03/2023 |  | 11/15/2023
Allied Air | GE | NP14A42S-* | NP14A42S-* |  |  | Voluntarily Certified | Single-package air conditioner | False | False | 40000 |  | 13.4 | 13.4 |  |  | False | 30 | 30 | 10.6 |  |  | False | Conventional | 10/03/2023 |  | 11/15/2023
Allied Air | GE | NP14A48S-* | NP14A48S-* |  |  | Voluntarily Certified | Single-package air conditioner | False | False | 44500 |  | 13.4 | 13.4 |  |  | False | 30 | 30 | 10.6 |  |  | False | Conventional | 10/03/2023 |  | 11/15/2023
Allied Air | GE | NP14A60S-* | NP14A60S-* |  |  | Voluntarily Certified | Single-package air conditioner | False | False | 57500 |  | 13.4 | 13.4 |  |  | True | 30 | 30 | 10.6 |  |  | False | Conventional | 10/03/2023 |  | 11/15/2023
Allied Air | GE | NP14G24S***-* | NP14G24S***-* |  |  | Voluntarily Certified | Single-package air conditioner | False | False | 22600 |  | 13.4 | 13.4 |  |  | False | 30 | 30 | 10.6 |  |  | False | Conventional | 10/03/2023 |  | 11/15/2023
Allied Air | GE | NP14G30S***-* | NP14G30S***-* |  |  | Voluntarily Certified | Single-package air conditioner | False | False | 28400 |  | 13.4 | 13.4 |  |  | False | 30 | 30 | 10.6 |  |  | False | Conventional | 10/03/2023 |  | 11/15/2023
Allied Air | GE | NP14G36S***-* | NP14G36S***-* |  |  | Voluntarily Certified | Single-package air conditioner | False | False | 33400 |  | 13.4 | 13.4 |  |  | False | 30 | 30 | 10.6 |  |  | False | Conventional | 10/03/2023 |  | 11/15/2023
Allied Air | GE | NP14G42S***-* | NP14G42S***-* |  |  | Voluntarily Certified | Single-package air conditioner | False | False | 40000 |  | 13.4 | 13.4 |  |  | False | 30 | 30 | 10.6 |  |  | False | Conventional | 10/03/2023 |  | 11/15/2023
Allied Air | GE | NP14G48S***-* | NP14G48S***-* |  |  | Voluntarily Certified | Single-package air conditioner | False | False | 44500 |  | 13.4 | 13.4 |  |  | False | 30 | 30 | 10.6 |  |  | False | Conventional | 10/03/2023 |  | 11/15/2023
Allied Air | GE | NP14G60S***-* | NP14G60S***-* |  |  | Voluntarily Certified | Single-package air conditioner | False | False | 57500 |  | 13.4 | 13.4 |  |  | True | 30 | 30 | 10.6 |  |  | False | Conventional | 10/03/2023 |  | 11/15/2023
Allied Air | GE | NP14L24S***-* | NP14L24S***-* |  |  | Voluntarily Certified | Single-package air conditioner | False | False | 22600 |  | 13.4 | 13.4 |  |  | False | 30 | 30 | 10.6 |  |  | False | Conventional | 10/03/2023 |  | 11/15/2023
Allied Air | GE | NP14L30S***-* | NP14L30S***-* |  |  | Voluntarily Certified | Single-package air conditioner | False | False | 28400 |  | 13.4 | 13.4 |  |  | False | 30 | 30 | 10.6 |  |  | False | Conventional | 10/03/2023 |  | 11/15/2023
Allied Air | GE | NP14L36S***-* | NP14L36S***-* |  |  | Voluntarily Certified | Single-package air conditioner | False | False | 33400 |  | 13.4 | 13.4 |  |  | False | 30 | 30 | 10.6 |  |  | False | Conventional | 10/03/2023 |  | 11/15/2023
Allied Air | GE | NP14L42S***-* | NP14L42S***-* |  |  | Voluntarily Certified | Single-package air conditioner | False | False | 40000 |  | 13.4 | 13.4 |  |  | False | 30 | 30 | 10.6 |  |  | False | Conventional | 10/03/2023 |  | 11/15/2023
Allied Air | GE | NP14L48S***-* | NP14L48S***-* |  |  | Voluntarily Certified | Single-package air conditioner | False | False | 44500 |  | 13.4 | 13.4 |  |  | False | 30 | 30 | 10.6 |  |  | False | Conventional | 10/03/2023 |  | 11/15/2023
Allied Air | GE | NP14L60S***-* | NP14L60S***-* |  |  | Voluntarily Certified | Single-package air conditioner | False | False | 57500 |  | 13.4 | 13.4 |  |  | True | 30 | 30 | 10.6 |  |  | False | Conventional | 10/03/2023 |  | 11/15/2023
Allied Air | GE | NP14X24S***-* | NP14X24S***-* |  |  | Voluntarily Certified | Single-package air conditioner | False | False | 22600 |  | 13.4 | 13.4 |  |  | False | 30 | 30 | 10.6 |  |  | False | Conventional | 10/03/2023 |  | 11/15/2023
Allied Air | GE | NP14X30S***-* | NP14X30S***-* |  |  | Voluntarily Certified | Single-package air conditioner | False | False | 28400 |  | 13.4 | 13.4 |  |  | False | 30 | 30 | 10.6 |  |  | False | Conventional | 10/03/2023 |  | 11/15/2023
Allied Air | GE | NP14X36S***-* | NP14X36S***-* |  |  | Voluntarily Certified | Single-package air conditioner | False | False | 33400 |  | 13.4 | 13.4 |  |  | False | 30 | 30 | 10.6 |  |  | False | Conventional | 10/03/2023 |  | 11/15/2023
Allied Air | GE | NP14X42S***-* | NP14X42S***-* |  |  | Voluntarily Certified | Single-package air conditioner | False | False | 40000 |  | 13.4 | 13.4 |  |  | False | 30 | 30 | 10.6 |  |  | False | Conventional | 10/03/2023 |  | 11/15/2023
Allied Air | GE | NP14X48S***-* | NP14X48S***-* |  |  | Voluntarily Certified | Single-package air conditioner | False | False | 44500 |  | 13.4 | 13.4 |  |  | False | 30 | 30 | 10.6 |  |  | False | Conventional | 10/03/2023 |  | 11/15/2023
Allied Air | GE | NP14X60S***-* | NP14X60S***-* |  |  | Voluntarily Certified | Single-package air conditioner | False | False | 57500 |  | 13.4 | 13.4 |  |  | True | 30 | 30 | 10.6 |  |  | False | Conventional | 10/03/2023 |  | 11/15/2023
Allied Air | GE | NP16G24V***-* | NP16G24V***-* |  |  | Voluntarily Certified | Single-package air conditioner | False | False | 23800 |  | 15.2 | 13.4 |  |  | True | 30 | 30 | 11.8 |  |  | False | Conventional | 10/03/2023 |  | 11/15/2023
Allied Air | GE | NP16G36V***-* | NP16G36V***-* |  |  | Voluntarily Certified | Single-package air conditioner | False | False | 34000 |  | 15 | 13.4 |  |  | False | 30 | 30 | 11.2 |  |  | False | Conventional | 10/03/2023 |  | 11/15/2023
Allied Air | GE | NP16G48V***-* | NP16G48V***-* |  |  | Voluntarily Certified | Single-package air conditioner | False | False | 46000 |  | 15.2 | 13.4 |  |  | False | 30 | 30 | 11.5 |  |  | False | Conventional | 10/03/2023 |  | 11/15/2023
Allied Air | GE | NP16G60V***-* | NP16G60V***-* |  |  | Voluntarily Certified | Single-package air conditioner | False | False | 57000 |  | 15.2 | 13.4 |  |  | False | 30 | 30 | 11.5 |  |  | False | Conventional | 10/03/2023 |  | 11/15/2023
Allied Air | AC PRO | PRPAC1424EP-* | PRPAC1424EP-* |  |  | Voluntarily Certified | Single-package air conditioner | False | False | 22600 |  | 13.4 | 13.4 |  |  | False | 30 | 30 | 10.6 |  |  | False | Conventional | 10/03/2023 |  | 11/15/2023
Allied Air | Airease | PRPAC1424EP-* | PRPAC1424EP-* |  |  | Voluntarily Certified | Single-package air conditioner | False | False | 22600 |  | 13.4 | 13.4 |  |  | False | 30 | 30 | 10.6 |  |  | False | Conventional | 10/03/2023 |  | 11/15/2023
Allied Air | ALLIED | PRPAC1424EP-* | PRPAC1424EP-* |  |  | Voluntarily Certified | Single-package air conditioner | False | False | 22600 |  | 13.4 | 13.4 |  |  | False | 30 | 30 | 10.6 |  |  | False | Conventional | 10/03/2023 |  | 11/15/2023
Allied Air | ARMSTRONG AIR | PRPAC1424EP-* | PRPAC1424EP-* |  |  | Voluntarily Certified | Single-package air conditioner | False | False | 22600 |  | 13.4 | 13.4 |  |  | False | 30 | 30 | 10.6 |  |  | False | Conventional | 10/03/2023 |  | 11/15/2023
Allied Air | Concord | PRPAC1424EP-* | PRPAC1424EP-* |  |  | Voluntarily Certified | Single-package air conditioner | False | False | 22600 |  | 13.4 | 13.4 |  |  | False | 30 | 30 | 10.6 |  |  | False | Conventional | 10/03/2023 |  | 11/15/2023
Allied Air | Ducane | PRPAC1424EP-* | PRPAC1424EP-* |  |  | Voluntarily Certified | Single-package air conditioner | False | False | 22600 |  | 13.4 | 13.4 |  |  | False | 30 | 30 | 10.6 |  |  | False | Conventional | 10/03/2023 |  | 11/15/2023
Allied Air | ROYALTON | PRPAC1424EP-* | PRPAC1424EP-* |  |  | Voluntarily Certified | Single-package air conditioner | False | False | 22600 |  | 13.4 | 13.4 |  |  | False | 30 | 30 | 10.6 |  |  | False | Conventional | 10/03/2023 |  | 11/15/2023
Allied Air | AC PRO | PRPAC1430EP-* | PRPAC1430EP-* |  |  | Voluntarily Certified | Single-package air conditioner | False | False | 28400 |  | 13.4 | 13.4 |  |  | False | 30 | 30 | 10.6 |  |  | False | Conventional | 10/03/2023 |  | 11/15/2023
Allied Air | Airease | PRPAC1430EP-* | PRPAC1430EP-* |  |  | Voluntarily Certified | Single-package air conditioner | False | False | 28400 |  | 13.4 | 13.4 |  |  | False | 30 | 30 | 10.6 |  |  | False | Conventional | 10/03/2023 |  | 11/15/2023
Allied Air | ALLIED | PRPAC1430EP-* | PRPAC1430EP-* |  |  | Voluntarily Certified | Single-package air conditioner | False | False | 28400 |  | 13.4 | 13.4 |  |  | False | 30 | 30 | 10.6 |  |  | False | Conventional | 10/03/2023 |  | 11/15/2023
Allied Air | ARMSTRONG AIR | PRPAC1430EP-* | PRPAC1430EP-* |  |  | Voluntarily Certified | Single-package air conditioner | False | False | 28400 |  | 13.4 | 13.4 |  |  | False | 30 | 30 | 10.6 |  |  | False | Conventional | 10/03/2023 |  | 11/15/2023
Allied Air | Concord | PRPAC1430EP-* | PRPAC1430EP-* |  |  | Voluntarily Certified | Single-package air conditioner | False | False | 28400 |  | 13.4 | 13.4 |  |  | False | 30 | 30 | 10.6 |  |  | False | Conventional | 10/03/2023 |  | 11/15/2023
Allied Air | Ducane | PRPAC1430EP-* | PRPAC1430EP-* |  |  | Voluntarily Certified | Single-package air conditioner | False | False | 28400 |  | 13.4 | 13.4 |  |  | False | 30 | 30 | 10.6 |  |  | False | Conventional | 10/03/2023 |  | 11/15/2023
Allied Air | ROYALTON | PRPAC1430EP-* | PRPAC1430EP-* |  |  | Voluntarily Certified | Single-package air conditioner | False | False | 28400 |  | 13.4 | 13.4 |  |  | False | 30 | 30 | 10.6 |  |  | False | Conventional | 10/03/2023 |  | 11/15/2023
Allied Air | AC PRO | PRPAC1436EP-* | PRPAC1436EP-* |  |  | Voluntarily Certified | Single-package air conditioner | False | False | 33400 |  | 13.4 | 13.4 |  |  | False | 30 | 30 | 10.6 |  |  | False | Conventional | 10/03/2023 |  | 11/15/2023
Allied Air | Airease | PRPAC1436EP-* | PRPAC1436EP-* |  |  | Voluntarily Certified | Single-package air conditioner | False | False | 33400 |  | 13.4 | 13.4 |  |  | False | 30 | 30 | 10.6 |  |  | False | Conventional | 10/03/2023 |  | 11/15/2023
Allied Air | ALLIED | PRPAC1436EP-* | PRPAC1436EP-* |  |  | Voluntarily Certified | Single-package air conditioner | False | False | 33400 |  | 13.4 | 13.4 |  |  | False | 30 | 30 | 10.6 |  |  | False | Conventional | 10/03/2023 |  | 11/15/2023
Allied Air | ARMSTRONG AIR | PRPAC1436EP-* | PRPAC1436EP-* |  |  | Voluntarily Certified | Single-package air conditioner | False | False | 33400 |  | 13.4 | 13.4 |  |  | False | 30 | 30 | 10.6 |  |  | False | Conventional | 10/03/2023 |  | 11/15/2023
Allied Air | Concord | PRPAC1436EP-* | PRPAC1436EP-* |  |  | Voluntarily Certified | Single-package air conditioner | False | False | 33400 |  | 13.4 | 13.4 |  |  | False | 30 | 30 | 10.6 |  |  | False | Conventional | 10/03/2023 |  | 11/15/2023
Allied Air | Ducane | PRPAC1436EP-* | PRPAC1436EP-* |  |  | Voluntarily Certified | Single-package air conditioner | False | False | 33400 |  | 13.4 | 13.4 |  |  | False | 30 | 30 | 10.6 |  |  | False | Conventional | 10/03/2023 |  | 11/15/2023
Allied Air | ROYALTON | PRPAC1436EP-* | PRPAC1436EP-* |  |  | Voluntarily Certified | Single-package air conditioner | False | False | 33400 |  | 13.4 | 13.4 |  |  | False | 30 | 30 | 10.6 |  |  | False | Conventional | 10/03/2023 |  | 11/15/2023
Allied Air | AC PRO | PRPAC1442EP-* | PRPAC1442EP-* |  |  | Voluntarily Certified | Single-package air conditioner | False | False | 40000 |  | 13.4 | 13.4 |  |  | False | 30 | 30 | 10.6 |  |  | False | Conventional | 10/03/2023 |  | 11/15/2023
Allied Air | Airease | PRPAC1442EP-* | PRPAC1442EP-* |  |  | Voluntarily Certified | Single-package air conditioner | False | False | 40000 |  | 13.4 | 13.4 |  |  | False | 30 | 30 | 10.6 |  |  | False | Conventional | 10/03/2023 |  | 11/15/2023
Allied Air | ALLIED | PRPAC1442EP-* | PRPAC1442EP-* |  |  | Voluntarily Certified | Single-package air conditioner | False | False | 40000 |  | 13.4 | 13.4 |  |  | False | 30 | 30 | 10.6 |  |  | False | Conventional | 10/03/2023 |  | 11/15/2023
Allied Air | ARMSTRONG AIR | PRPAC1442EP-* | PRPAC1442EP-* |  |  | Voluntarily Certified | Single-package air conditioner | False | False | 40000 |  | 13.4 | 13.4 |  |  | False | 30 | 30 | 10.6 |  |  | False | Conventional | 10/03/2023 |  | 11/15/2023
Allied Air | Concord | PRPAC1442EP-* | PRPAC1442EP-* |  |  | Voluntarily Certified | Single-package air conditioner | False | False | 40000 |  | 13.4 | 13.4 |  |  | False | 30 | 30 | 10.6 |  |  | False | Conventional | 10/03/2023 |  | 11/15/2023
Allied Air | Ducane | PRPAC1442EP-* | PRPAC1442EP-* |  |  | Voluntarily Certified | Single-package air conditioner | False | False | 40000 |  | 13.4 | 13.4 |  |  | False | 30 | 30 | 10.6 |  |  | False | Conventional | 10/03/2023 |  | 11/15/2023
Allied Air | ROYALTON | PRPAC1442EP-* | PRPAC1442EP-* |  |  | Voluntarily Certified | Single-package air conditioner | False | False | 40000 |  | 13.4 | 13.4 |  |  | False | 30 | 30 | 10.6 |  |  | False | Conventional | 10/03/2023 |  | 11/15/2023
Allied Air | AC PRO | PRPAC1448EP-* | PRPAC1448EP-* |  |  | Voluntarily Certified | Single-package air conditioner | False | False | 44500 |  | 13.4 | 13.4 |  |  | False | 30 | 30 | 10.6 |  |  | False | Conventional | 10/03/2023 |  | 11/15/2023
Allied Air | Airease | PRPAC1448EP-* | PRPAC1448EP-* |  |  | Voluntarily Certified | Single-package air conditioner | False | False | 44500 |  | 13.4 | 13.4 |  |  | False | 30 | 30 | 10.6 |  |  | False | Conventional | 10/03/2023 |  | 11/15/2023
Allied Air | ALLIED | PRPAC1448EP-* | PRPAC1448EP-* |  |  | Voluntarily Certified | Single-package air conditioner | False | False | 44500 |  | 13.4 | 13.4 |  |  | False | 30 | 30 | 10.6 |  |  | False | Conventional | 10/03/2023 |  | 11/15/2023
Allied Air | ARMSTRONG AIR | PRPAC1448EP-* | PRPAC1448EP-* |  |  | Voluntarily Certified | Single-package air conditioner | False | False | 44500 |  | 13.4 | 13.4 |  |  | False | 30 | 30 | 10.6 |  |  | False | Conventional | 10/03/2023 |  | 11/15/2023
Allied Air | Concord | PRPAC1448EP-* | PRPAC1448EP-* |  |  | Voluntarily Certified | Single-package air conditioner | False | False | 44500 |  | 13.4 | 13.4 |  |  | False | 30 | 30 | 10.6 |  |  | False | Conventional | 10/03/2023 |  | 11/15/2023
Allied Air | Ducane | PRPAC1448EP-* | PRPAC1448EP-* |  |  | Voluntarily Certified | Single-package air conditioner | False | False | 44500 |  | 13.4 | 13.4 |  |  | False | 30 | 30 | 10.6 |  |  | False | Conventional | 10/03/2023 |  | 11/15/2023
Allied Air | ROYALTON | PRPAC1448EP-* | PRPAC1448EP-* |  |  | Voluntarily Certified | Single-package air conditioner | False | False | 44500 |  | 13.4 | 13.4 |  |  | False | 30 | 30 | 10.6 |  |  | False | Conventional | 10/03/2023 |  | 11/15/2023
Allied Air | AC PRO | PRPAC1460EP-* | PRPAC1460EP-* |  |  | Voluntarily Certified | Single-package air conditioner | False | False | 57500 |  | 13.4 | 13.4 |  |  | True | 30 | 30 | 10.6 |  |  | False | Conventional | 10/03/2023 |  | 11/15/2023
Allied Air | Airease | PRPAC1460EP-* | PRPAC1460EP-* |  |  | Voluntarily Certified | Single-package air conditioner | False | False | 57500 |  | 13.4 | 13.4 |  |  | True | 30 | 30 | 10.6 |  |  | False | Conventional | 10/03/2023 |  | 11/15/2023
Allied Air | ALLIED | PRPAC1460EP-* | PRPAC1460EP-* |  |  | Voluntarily Certified | Single-package air conditioner | False | False | 57500 |  | 13.4 | 13.4 |  |  | True | 30 | 30 | 10.6 |  |  | False | Conventional | 10/03/2023 |  | 11/15/2023
Allied Air | ARMSTRONG AIR | PRPAC1460EP-* | PRPAC1460EP-* |  |  | Voluntarily Certified | Single-package air conditioner | False | False | 57500 |  | 13.4 | 13.4 |  |  | True | 30 | 30 | 10.6 |  |  | False | Conventional | 10/03/2023 |  | 11/15/2023
Allied Air | Concord | PRPAC1460EP-* | PRPAC1460EP-* |  |  | Voluntarily Certified | Single-package air conditioner | False | False | 57500 |  | 13.4 | 13.4 |  |  | True | 30 | 30 | 10.6 |  |  | False | Conventional | 10/03/2023 |  | 11/15/2023
Allied Air | Ducane | PRPAC1460EP-* | PRPAC1460EP-* |  |  | Voluntarily Certified | Single-package air conditioner | False | False | 57500 |  | 13.4 | 13.4 |  |  | True | 30 | 30 | 10.6 |  |  | False | Conventional | 10/03/2023 |  | 11/15/2023
Allied Air | ROYALTON | PRPAC1460EP-* | PRPAC1460EP-* |  |  | Voluntarily Certified | Single-package air conditioner | False | False | 57500 |  | 13.4 | 13.4 |  |  | True | 30 | 30 | 10.6 |  |  | False | Conventional | 10/03/2023 |  | 11/15/2023
Allied Air | AC PRO | PRPAC1624VP-* | PRPAC1624VP-* |  |  | Voluntarily Certified | Single-package air conditioner | False | False | 23800 |  | 15.2 | 13.4 |  |  | False | 30 | 30 | 11.8 |  |  | False | Conventional | 10/03/2023 |  | 11/15/2023
Allied Air | Airease | PRPAC1624VP-* | PRPAC1624VP-* |  |  | Voluntarily Certified | Single-package air conditioner | False | False | 23800 |  | 15.2 | 13.4 |  |  | False | 30 | 30 | 11.8 |  |  | False | Conventional | 10/03/2023 |  | 11/15/2023
Allied Air | ALLIED | PRPAC1624VP-* | PRPAC1624VP-* |  |  | Voluntarily Certified | Single-package air conditioner | False | False | 23800 |  | 15.2 | 13.4 |  |  | False | 30 | 30 | 11.8 |  |  | False | Conventional | 10/03/2023 |  | 11/15/2023
Allied Air | ARMSTRONG AIR | PRPAC1624VP-* | PRPAC1624VP-* |  |  | Voluntarily Certified | Single-package air conditioner | False | False | 23800 |  | 15.2 | 13.4 |  |  | False | 30 | 30 | 11.8 |  |  | False | Conventional | 10/03/2023 |  | 11/15/2023
Allied Air | Concord | PRPAC1624VP-* | PRPAC1624VP-* |  |  | Voluntarily Certified | Single-package air conditioner | False | False | 23800 |  | 15.2 | 13.4 |  |  | False | 30 | 30 | 11.8 |  |  | False | Conventional | 10/03/2023 |  | 11/15/2023
Allied Air | Ducane | PRPAC1624VP-* | PRPAC1624VP-* |  |  | Voluntarily Certified | Single-package air conditioner | False | False | 23800 |  | 15.2 | 13.4 |  |  | False | 30 | 30 | 11.8 |  |  | False | Conventional | 10/03/2023 |  | 11/15/2023
Allied Air | ROYALTON | PRPAC1624VP-* | PRPAC1624VP-* |  |  | Voluntarily Certified | Single-package air conditioner | False | False | 23800 |  | 15.2 | 13.4 |  |  | False | 30 | 30 | 11.8 |  |  | False | Conventional | 10/03/2023 |  | 11/15/2023
Allied Air | AC PRO | PRPAC1636VP-* | PRPAC1636VP-* |  |  | Voluntarily Certified | Single-package air conditioner | False | False | 34000 |  | 15 | 13.4 |  |  | False | 30 | 30 | 11.2 |  |  | False | Conventional | 10/03/2023 |  | 11/15/2023
Allied Air | Airease | PRPAC1636VP-* | PRPAC1636VP-* |  |  | Voluntarily Certified | Single-package air conditioner | False | False | 34000 |  | 15 | 13.4 |  |  | False | 30 | 30 | 11.2 |  |  | False | Conventional | 10/03/2023 |  | 11/15/2023
Allied Air | ALLIED | PRPAC1636VP-* | PRPAC1636VP-* |  |  | Voluntarily Certified | Single-package air conditioner | False | False | 34000 |  | 15 | 13.4 |  |  | False | 30 | 30 | 11.2 |  |  | False | Conventional | 10/03/2023 |  | 11/15/2023
Allied Air | ARMSTRONG AIR | PRPAC1636VP-* | PRPAC1636VP-* |  |  | Voluntarily Certified | Single-package air conditioner | False | False | 34000 |  | 15 | 13.4 |  |  | False | 30 | 30 | 11.2 |  |  | False | Conventional | 10/03/2023 |  | 11/15/2023
Allied Air | Concord | PRPAC1636VP-* | PRPAC1636VP-* |  |  | Voluntarily Certified | Single-package air conditioner | False | False | 34000 |  | 15 | 13.4 |  |  | False | 30 | 30 | 11.2 |  |  | False | Conventional | 10/03/2023 |  | 11/15/2023
Allied Air | Ducane | PRPAC1636VP-* | PRPAC1636VP-* |  |  | Voluntarily Certified | Single-package air conditioner | False | False | 34000 |  | 15 | 13.4 |  |  | False | 30 | 30 | 11.2 |  |  | False | Conventional | 10/03/2023 |  | 11/15/2023
Allied Air | ROYALTON | PRPAC1636VP-* | PRPAC1636VP-* |  |  | Voluntarily Certified | Single-package air conditioner | False | False | 34000 |  | 15 | 13.4 |  |  | False | 30 | 30 | 11.2 |  |  | False | Conventional | 10/03/2023 |  | 11/15/2023
Allied Air | AC PRO | PRPAC1648VP-* | PRPAC1648VP-* |  |  | Voluntarily Certified | Single-package air conditioner | False | False | 46000 |  | 15.2 | 13.4 |  |  | False | 30 | 30 | 11.5 |  |  | False | Conventional | 10/03/2023 |  | 11/15/2023
Allied Air | Airease | PRPAC1648VP-* | PRPAC1648VP-* |  |  | Voluntarily Certified | Single-package air conditioner | False | False | 46000 |  | 15.2 | 13.4 |  |  | False | 30 | 30 | 11.5 |  |  | False | Conventional | 10/03/2023 |  | 11/15/2023
Allied Air | ALLIED | PRPAC1648VP-* | PRPAC1648VP-* |  |  | Voluntarily Certified | Single-package air conditioner | False | False | 46000 |  | 15.2 | 13.4 |  |  | False | 30 | 30 | 11.5 |  |  | False | Conventional | 10/03/2023 |  | 11/15/2023
Allied Air | ARMSTRONG AIR | PRPAC1648VP-* | PRPAC1648VP-* |  |  | Voluntarily Certified | Single-package air conditioner | False | False | 46000 |  | 15.2 | 13.4 |  |  | False | 30 | 30 | 11.5 |  |  | False | Conventional | 10/03/2023 |  | 11/15/2023
Allied Air | Concord | PRPAC1648VP-* | PRPAC1648VP-* |  |  | Voluntarily Certified | Single-package air conditioner | False | False | 46000 |  | 15.2 | 13.4 |  |  | False | 30 | 30 | 11.5 |  |  | False | Conventional | 10/03/2023 |  | 11/15/2023
Allied Air | Ducane | PRPAC1648VP-* | PRPAC1648VP-* |  |  | Voluntarily Certified | Single-package air conditioner | False | False | 46000 |  | 15.2 | 13.4 |  |  | False | 30 | 30 | 11.5 |  |  | False | Conventional | 10/03/2023 |  | 11/15/2023
Allied Air | ROYALTON | PRPAC1648VP-* | PRPAC1648VP-* |  |  | Voluntarily Certified | Single-package air conditioner | False | False | 46000 |  | 15.2 | 13.4 |  |  | False | 30 | 30 | 11.5 |  |  | False | Conventional | 10/03/2023 |  | 11/15/2023
Allied Air | AC PRO | PRPAC1660VP-* | PRPAC1660VP-* |  |  | Voluntarily Certified | Single-package air conditioner | False | False | 57000 |  | 15.2 | 13.4 |  |  | False | 30 | 30 | 11.5 |  |  | False | Conventional | 10/03/2023 |  | 11/15/2023
Allied Air | Airease | PRPAC1660VP-* | PRPAC1660VP-* |  |  | Voluntarily Certified | Single-package air conditioner | False | False | 57000 |  | 15.2 | 13.4 |  |  | False | 30 | 30 | 11.5 |  |  | False | Conventional | 10/03/2023 |  | 11/15/2023
Allied Air | ALLIED | PRPAC1660VP-* | PRPAC1660VP-* |  |  | Voluntarily Certified | Single-package air conditioner | False | False | 57000 |  | 15.2 | 13.4 |  |  | False | 30 | 30 | 11.5 |  |  | False | Conventional | 10/03/2023 |  | 11/15/2023
Allied Air | ARMSTRONG AIR | PRPAC1660VP-* | PRPAC1660VP-* |  |  | Voluntarily Certified | Single-package air conditioner | False | False | 57000 |  | 15.2 | 13.4 |  |  | False | 30 | 30 | 11.5 |  |  | False | Conventional | 10/03/2023 |  | 11/15/2023
Allied Air | Concord | PRPAC1660VP-* | PRPAC1660VP-* |  |  | Voluntarily Certified | Single-package air conditioner | False | False | 57000 |  | 15.2 | 13.4 |  |  | False | 30 | 30 | 11.5 |  |  | False | Conventional | 10/03/2023 |  | 11/15/2023
Allied Air | Ducane | PRPAC1660VP-* | PRPAC1660VP-* |  |  | Voluntarily Certified | Single-package air conditioner | False | False | 57000 |  | 15.2 | 13.4 |  |  | False | 30 | 30 | 11.5 |  |  | False | Conventional | 10/03/2023 |  | 11/15/2023
Allied Air | ROYALTON | PRPAC1660VP-* | PRPAC1660VP-* |  |  | Voluntarily Certified | Single-package air conditioner | False | False | 57000 |  | 15.2 | 13.4 |  |  | False | 30 | 30 | 11.5 |  |  | False | Conventional | 10/03/2023 |  | 11/15/2023
Allied Air | AC PRO | PRPG*1424-***EP-* | PRPG*1424-***EP-* |  |  | Voluntarily Certified | Single-package air conditioner | False | False | 22600 |  | 13.4 | 13.4 |  |  | False | 30 | 30 | 10.6 |  |  | False | Conventional | 10/03/2023 |  | 11/15/2023
Allied Air | Airease | PRPG*1424-***EP-* | PRPG*1424-***EP-* |  |  | Voluntarily Certified | Single-package air conditioner | False | False | 22600 |  | 13.4 | 13.4 |  |  | False | 30 | 30 | 10.6 |  |  | False | Conventional | 10/03/2023 |  | 11/15/2023
Allied Air | ALLIED | PRPG*1424-***EP-* | PRPG*1424-***EP-* |  |  | Voluntarily Certified | Single-package air conditioner | False | False | 22600 |  | 13.4 | 13.4 |  |  | False | 30 | 30 | 10.6 |  |  | False | Conventional | 10/03/2023 |  | 11/15/2023
Allied Air | ARMSTRONG AIR | PRPG*1424-***EP-* | PRPG*1424-***EP-* |  |  | Voluntarily Certified | Single-package air conditioner | False | False | 22600 |  | 13.4 | 13.4 |  |  | False | 30 | 30 | 10.6 |  |  | False | Conventional | 10/03/2023 |  | 11/15/2023
Allied Air | Concord | PRPG*1424-***EP-* | PRPG*1424-***EP-* |  |  | Voluntarily Certified | Single-package air conditioner | False | False | 22600 |  | 13.4 | 13.4 |  |  | False | 30 | 30 | 10.6 |  |  | False | Conventional | 10/03/2023 |  | 11/15/2023
Allied Air | Ducane | PRPG*1424-***EP-* | PRPG*1424-***EP-* |  |  | Voluntarily Certified | Single-package air conditioner | False | False | 22600 |  | 13.4 | 13.4 |  |  | False | 30 | 30 | 10.6 |  |  | False | Conventional | 10/03/2023 |  | 11/15/2023
Allied Air | ROYALTON | PRPG*1424-***EP-* | PRPG*1424-***EP-* |  |  | Voluntarily Certified | Single-package air conditioner | False | False | 22600 |  | 13.4 | 13.4 |  |  | False | 30 | 30 | 10.6 |  |  | False | Conventional | 10/03/2023 |  | 11/15/2023
Allied Air | AC PRO | PRPG*1430-***EP-* | PRPG*1430-***EP-* |  |  | Voluntarily Certified | Single-package air conditioner | False | False | 28400 |  | 13.4 | 13.4 |  |  | False | 30 | 30 | 10.6 |  |  | False | Conventional | 10/03/2023 |  | 11/15/2023
Allied Air | Airease | PRPG*1430-***EP-* | PRPG*1430-***EP-* |  |  | Voluntarily Certified | Single-package air conditioner | False | False | 28400 |  | 13.4 | 13.4 |  |  | False | 30 | 30 | 10.6 |  |  | False | Conventional | 10/03/2023 |  | 11/15/2023
Allied Air | ALLIED | PRPG*1430-***EP-* | PRPG*1430-***EP-* |  |  | Voluntarily Certified | Single-package air conditioner | False | False | 28400 |  | 13.4 | 13.4 |  |  | False | 30 | 30 | 10.6 |  |  | False | Conventional | 10/03/2023 |  | 11/15/2023
Allied Air | ARMSTRONG AIR | PRPG*1430-***EP-* | PRPG*1430-***EP-* |  |  | Voluntarily Certified | Single-package air conditioner | False | False | 28400 |  | 13.4 | 13.4 |  |  | False | 30 | 30 | 10.6 |  |  | False | Conventional | 10/03/2023 |  | 11/15/2023
Allied Air | Concord | PRPG*1430-***EP-* | PRPG*1430-***EP-* |  |  | Voluntarily Certified | Single-package air conditioner | False | False | 28400 |  | 13.4 | 13.4 |  |  | False | 30 | 30 | 10.6 |  |  | False | Conventional | 10/03/2023 |  | 11/15/2023
Allied Air | Ducane | PRPG*1430-***EP-* | PRPG*1430-***EP-* |  |  | Voluntarily Certified | Single-package air conditioner | False | False | 28400 |  | 13.4 | 13.4 |  |  | False | 30 | 30 | 10.6 |  |  | False | Conventional | 10/03/2023 |  | 11/15/2023
Allied Air | ROYALTON | PRPG*1430-***EP-* | PRPG*1430-***EP-* |  |  | Voluntarily Certified | Single-package air conditioner | False | False | 28400 |  | 13.4 | 13.4 |  |  | False | 30 | 30 | 10.6 |  |  | False | Conventional | 10/03/2023 |  | 11/15/2023
Allied Air | AC PRO | PRPG*1436-***EP-* | PRPG*1436-***EP-* |  |  | Voluntarily Certified | Single-package air conditioner | False | False | 33400 |  | 13.4 | 13.4 |  |  | False | 30 | 30 | 10.6 |  |  | False | Conventional | 10/03/2023 |  | 11/15/2023
Allied Air | Airease | PRPG*1436-***EP-* | PRPG*1436-***EP-* |  |  | Voluntarily Certified | Single-package air conditioner | False | False | 33400 |  | 13.4 | 13.4 |  |  | False | 30 | 30 | 10.6 |  |  | False | Conventional | 10/03/2023 |  | 11/15/2023
Allied Air | ALLIED | PRPG*1436-***EP-* | PRPG*1436-***EP-* |  |  | Voluntarily Certified | Single-package air conditioner | False | False | 33400 |  | 13.4 | 13.4 |  |  | False | 30 | 30 | 10.6 |  |  | False | Conventional | 10/03/2023 |  | 11/15/2023
Allied Air | ARMSTRONG AIR | PRPG*1436-***EP-* | PRPG*1436-***EP-* |  |  | Voluntarily Certified | Single-package air conditioner | False | False | 33400 |  | 13.4 | 13.4 |  |  | False | 30 | 30 | 10.6 |  |  | False | Conventional | 10/03/2023 |  | 11/15/2023
Allied Air | Concord | PRPG*1436-***EP-* | PRPG*1436-***EP-* |  |  | Voluntarily Certified | Single-package air conditioner | False | False | 33400 |  | 13.4 | 13.4 |  |  | False | 30 | 30 | 10.6 |  |  | False | Conventional | 10/03/2023 |  | 11/15/2023
Allied Air | Ducane | PRPG*1436-***EP-* | PRPG*1436-***EP-* |  |  | Voluntarily Certified | Single-package air conditioner | False | False | 33400 |  | 13.4 | 13.4 |  |  | False | 30 | 30 | 10.6 |  |  | False | Conventional | 10/03/2023 |  | 11/15/2023
Allied Air | ROYALTON | PRPG*1436-***EP-* | PRPG*1436-***EP-* |  |  | Voluntarily Certified | Single-package air conditioner | False | False | 33400 |  | 13.4 | 13.4 |  |  | False | 30 | 30 | 10.6 |  |  | False | Conventional | 10/03/2023 |  | 11/15/2023
Allied Air | AC PRO | PRPG*1442-***EP-* | PRPG*1442-***EP-* |  |  | Voluntarily Certified | Single-package air conditioner | False | False | 40000 |  | 13.4 | 13.4 |  |  | False | 30 | 30 | 10.6 |  |  | False | Conventional | 10/03/2023 |  | 11/15/2023
Allied Air | Airease | PRPG*1442-***EP-* | PRPG*1442-***EP-* |  |  | Voluntarily Certified | Single-package air conditioner | False | False | 40000 |  | 13.4 | 13.4 |  |  | False | 30 | 30 | 10.6 |  |  | False | Conventional | 10/03/2023 |  | 11/15/2023
Allied Air | ALLIED | PRPG*1442-***EP-* | PRPG*1442-***EP-* |  |  | Voluntarily Certified | Single-package air conditioner | False | False | 40000 |  | 13.4 | 13.4 |  |  | False | 30 | 30 | 10.6 |  |  | False | Conventional | 10/03/2023 |  | 11/15/2023
Allied Air | ARMSTRONG AIR | PRPG*1442-***EP-* | PRPG*1442-***EP-* |  |  | Voluntarily Certified | Single-package air conditioner | False | False | 40000 |  | 13.4 | 13.4 |  |  | False | 30 | 30 | 10.6 |  |  | False | Conventional | 10/03/2023 |  | 11/15/2023
Allied Air | Concord | PRPG*1442-***EP-* | PRPG*1442-***EP-* |  |  | Voluntarily Certified | Single-package air conditioner | False | False | 40000 |  | 13.4 | 13.4 |  |  | False | 30 | 30 | 10.6 |  |  | False | Conventional | 10/03/2023 |  | 11/15/2023
Allied Air | Ducane | PRPG*1442-***EP-* | PRPG*1442-***EP-* |  |  | Voluntarily Certified | Single-package air conditioner | False | False | 40000 |  | 13.4 | 13.4 |  |  | False | 30 | 30 | 10.6 |  |  | False | Conventional | 10/03/2023 |  | 11/15/2023
Allied Air | ROYALTON | PRPG*1442-***EP-* | PRPG*1442-***EP-* |  |  | Voluntarily Certified | Single-package air conditioner | False | False | 40000 |  | 13.4 | 13.4 |  |  | False | 30 | 30 | 10.6 |  |  | False | Conventional | 10/03/2023 |  | 11/15/2023
Allied Air | AC PRO | PRPG*1448-***EP-* | PRPG*1448-***EP-* |  |  | Voluntarily Certified | Single-package air conditioner | False | False | 44500 |  | 13.4 | 13.4 |  |  | False | 30 | 30 | 10.6 |  |  | False | Conventional | 10/03/2023 |  | 11/15/2023
Allied Air | Airease | PRPG*1448-***EP-* | PRPG*1448-***EP-* |  |  | Voluntarily Certified | Single-package air conditioner | False | False | 44500 |  | 13.4 | 13.4 |  |  | False | 30 | 30 | 10.6 |  |  | False | Conventional | 10/03/2023 |  | 11/15/2023
Allied Air | ALLIED | PRPG*1448-***EP-* | PRPG*1448-***EP-* |  |  | Voluntarily Certified | Single-package air conditioner | False | False | 44500 |  | 13.4 | 13.4 |  |  | False | 30 | 30 | 10.6 |  |  | False | Conventional | 10/03/2023 |  | 11/15/2023
Allied Air | ARMSTRONG AIR | PRPG*1448-***EP-* | PRPG*1448-***EP-* |  |  | Voluntarily Certified | Single-package air conditioner | False | False | 44500 |  | 13.4 | 13.4 |  |  | False | 30 | 30 | 10.6 |  |  | False | Conventional | 10/03/2023 |  | 11/15/2023
Allied Air | Concord | PRPG*1448-***EP-* | PRPG*1448-***EP-* |  |  | Voluntarily Certified | Single-package air conditioner | False | False | 44500 |  | 13.4 | 13.4 |  |  | False | 30 | 30 | 10.6 |  |  | False | Conventional | 10/03/2023 |  | 11/15/2023
Allied Air | Ducane | PRPG*1448-***EP-* | PRPG*1448-***EP-* |  |  | Voluntarily Certified | Single-package air conditioner | False | False | 44500 |  | 13.4 | 13.4 |  |  | False | 30 | 30 | 10.6 |  |  | False | Conventional | 10/03/2023 |  | 11/15/2023
Allied Air | ROYALTON | PRPG*1448-***EP-* | PRPG*1448-***EP-* |  |  | Voluntarily Certified | Single-package air conditioner | False | False | 44500 |  | 13.4 | 13.4 |  |  | False | 30 | 30 | 10.6 |  |  | False | Conventional | 10/03/2023 |  | 11/15/2023
Allied Air | AC PRO | PRPG*1460-***EP-* | PRPG*1460-***EP-* |  |  | Voluntarily Certified | Single-package air conditioner | False | False | 57500 |  | 13.4 | 13.4 |  |  | True | 30 | 30 | 10.6 |  |  | False | Conventional | 10/03/2023 |  | 11/15/2023
Allied Air | Airease | PRPG*1460-***EP-* | PRPG*1460-***EP-* |  |  | Voluntarily Certified | Single-package air conditioner | False | False | 57500 |  | 13.4 | 13.4 |  |  | True | 30 | 30 | 10.6 |  |  | False | Conventional | 10/03/2023 |  | 11/15/2023
Allied Air | ALLIED | PRPG*1460-***EP-* | PRPG*1460-***EP-* |  |  | Voluntarily Certified | Single-package air conditioner | False | False | 57500 |  | 13.4 | 13.4 |  |  | True | 30 | 30 | 10.6 |  |  | False | Conventional | 10/03/2023 |  | 11/15/2023
Allied Air | ARMSTRONG AIR | PRPG*1460-***EP-* | PRPG*1460-***EP-* |  |  | Voluntarily Certified | Single-package air conditioner | False | False | 57500 |  | 13.4 | 13.4 |  |  | True | 30 | 30 | 10.6 |  |  | False | Conventional | 10/03/2023 |  | 11/15/2023
Allied Air | Concord | PRPG*1460-***EP-* | PRPG*1460-***EP-* |  |  | Voluntarily Certified | Single-package air conditioner | False | False | 57500 |  | 13.4 | 13.4 |  |  | True | 30 | 30 | 10.6 |  |  | False | Conventional | 10/03/2023 |  | 11/15/2023
Allied Air | Ducane | PRPG*1460-***EP-* | PRPG*1460-***EP-* |  |  | Voluntarily Certified | Single-package air conditioner | False | False | 57500 |  | 13.4 | 13.4 |  |  | True | 30 | 30 | 10.6 |  |  | False | Conventional | 10/03/2023 |  | 11/15/2023
Allied Air | ROYALTON | PRPG*1460-***EP-* | PRPG*1460-***EP-* |  |  | Voluntarily Certified | Single-package air conditioner | False | False | 57500 |  | 13.4 | 13.4 |  |  | True | 30 | 30 | 10.6 |  |  | False | Conventional | 10/03/2023 |  | 11/15/2023
Allied Air | AC PRO | PRPG*1624-***VP-* | PRPG*1624-***VP-* |  |  | Voluntarily Certified | Single-package air conditioner | False | False | 23800 |  | 15.2 | 13.4 |  |  | True | 30 | 30 | 11.8 |  |  | False | Conventional | 10/03/2023 |  | 11/15/2023
Allied Air | Airease | PRPG*1624-***VP-* | PRPG*1624-***VP-* |  |  | Voluntarily Certified | Single-package air conditioner | False | False | 23800 |  | 15.2 | 13.4 |  |  | True | 30 | 30 | 11.8 |  |  | False | Conventional | 10/03/2023 |  | 11/15/2023
Allied Air | ALLIED | PRPG*1624-***VP-* | PRPG*1624-***VP-* |  |  | Voluntarily Certified | Single-package air conditioner | False | False | 23800 |  | 15.2 | 13.4 |  |  | True | 30 | 30 | 11.8 |  |  | False | Conventional | 10/03/2023 |  | 11/15/2023
Allied Air | ARMSTRONG AIR | PRPG*1624-***VP-* | PRPG*1624-***VP-* |  |  | Voluntarily Certified | Single-package air conditioner | False | False | 23800 |  | 15.2 | 13.4 |  |  | True | 30 | 30 | 11.8 |  |  | False | Conventional | 10/03/2023 |  | 11/15/2023
Allied Air | Concord | PRPG*1624-***VP-* | PRPG*1624-***VP-* |  |  | Voluntarily Certified | Single-package air conditioner | False | False | 23800 |  | 15.2 | 13.4 |  |  | True | 30 | 30 | 11.8 |  |  | False | Conventional | 10/03/2023 |  | 11/15/2023
Allied Air | Ducane | PRPG*1624-***VP-* | PRPG*1624-***VP-* |  |  | Voluntarily Certified | Single-package air conditioner | False | False | 23800 |  | 15.2 | 13.4 |  |  | True | 30 | 30 | 11.8 |  |  | False | Conventional | 10/03/2023 |  | 11/15/2023
Allied Air | ROYALTON | PRPG*1624-***VP-* | PRPG*1624-***VP-* |  |  | Voluntarily Certified | Single-package air conditioner | False | False | 23800 |  | 15.2 | 13.4 |  |  | True | 30 | 30 | 11.8 |  |  | False | Conventional | 10/03/2023 |  | 11/15/2023
Allied Air | AC PRO | PRPG*1636-***VP-* | PRPG*1636-***VP-* |  |  | Voluntarily Certified | Single-package air conditioner | False | False | 34000 |  | 15 | 13.4 |  |  | False | 30 | 30 | 11.2 |  |  | False | Conventional | 10/03/2023 |  | 11/15/2023
Allied Air | Airease | PRPG*1636-***VP-* | PRPG*1636-***VP-* |  |  | Voluntarily Certified | Single-package air conditioner | False | False | 34000 |  | 15 | 13.4 |  |  | False | 30 | 30 | 11.2 |  |  | False | Conventional | 10/03/2023 |  | 11/15/2023
Allied Air | ALLIED | PRPG*1636-***VP-* | PRPG*1636-***VP-* |  |  | Voluntarily Certified | Single-package air conditioner | False | False | 34000 |  | 15 | 13.4 |  |  | False | 30 | 30 | 11.2 |  |  | False | Conventional | 10/03/2023 |  | 11/15/2023
Allied Air | ARMSTRONG AIR | PRPG*1636-***VP-* | PRPG*1636-***VP-* |  |  | Voluntarily Certified | Single-package air conditioner | False | False | 34000 |  | 15 | 13.4 |  |  | False | 30 | 30 | 11.2 |  |  | False | Conventional | 10/03/2023 |  | 11/15/2023
Allied Air | Concord | PRPG*1636-***VP-* | PRPG*1636-***VP-* |  |  | Voluntarily Certified | Single-package air conditioner | False | False | 34000 |  | 15 | 13.4 |  |  | False | 30 | 30 | 11.2 |  |  | False | Conventional | 10/03/2023 |  | 11/15/2023
Allied Air | Ducane | PRPG*1636-***VP-* | PRPG*1636-***VP-* |  |  | Voluntarily Certified | Single-package air conditioner | False | False | 34000 |  | 15 | 13.4 |  |  | False | 30 | 30 | 11.2 |  |  | False | Conventional | 10/03/2023 |  | 11/15/2023
Allied Air | ROYALTON | PRPG*1636-***VP-* | PRPG*1636-***VP-* |  |  | Voluntarily Certified | Single-package air conditioner | False | False | 34000 |  | 15 | 13.4 |  |  | False | 30 | 30 | 11.2 |  |  | False | Conventional | 10/03/2023 |  | 11/15/2023
Allied Air | AC PRO | PRPG*1648-***VP-* | PRPG*1648-***VP-* |  |  | Voluntarily Certified | Single-package air conditioner | False | False | 46000 |  | 15.2 | 13.4 |  |  | False | 30 | 30 | 11.5 |  |  | False | Conventional | 10/03/2023 |  | 11/15/2023
Allied Air | Airease | PRPG*1648-***VP-* | PRPG*1648-***VP-* |  |  | Voluntarily Certified | Single-package air conditioner | False | False | 46000 |  | 15.2 | 13.4 |  |  | False | 30 | 30 | 11.5 |  |  | False | Conventional | 10/03/2023 |  | 11/15/2023
Allied Air | ALLIED | PRPG*1648-***VP-* | PRPG*1648-***VP-* |  |  | Voluntarily Certified | Single-package air conditioner | False | False | 46000 |  | 15.2 | 13.4 |  |  | False | 30 | 30 | 11.5 |  |  | False | Conventional | 10/03/2023 |  | 11/15/2023
Allied Air | ARMSTRONG AIR | PRPG*1648-***VP-* | PRPG*1648-***VP-* |  |  | Voluntarily Certified | Single-package air conditioner | False | False | 46000 |  | 15.2 | 13.4 |  |  | False | 30 | 30 | 11.5 |  |  | False | Conventional | 10/03/2023 |  | 11/15/2023
Allied Air | Concord | PRPG*1648-***VP-* | PRPG*1648-***VP-* |  |  | Voluntarily Certified | Single-package air conditioner | False | False | 46000 |  | 15.2 | 13.4 |  |  | False | 30 | 30 | 11.5 |  |  | False | Conventional | 10/03/2023 |  | 11/15/2023
Allied Air | Ducane | PRPG*1648-***VP-* | PRPG*1648-***VP-* |  |  | Voluntarily Certified | Single-package air conditioner | False | False | 46000 |  | 15.2 | 13.4 |  |  | False | 30 | 30 | 11.5 |  |  | False | Conventional | 10/03/2023 |  | 11/15/2023
Allied Air | ROYALTON | PRPG*1648-***VP-* | PRPG*1648-***VP-* |  |  | Voluntarily Certified | Single-package air conditioner | False | False | 46000 |  | 15.2 | 13.4 |  |  | False | 30 | 30 | 11.5 |  |  | False | Conventional | 10/03/2023 |  | 11/15/2023
Allied Air | AC PRO | PRPG*1660-***VP-* | PRPG*1660-***VP-* |  |  | Voluntarily Certified | Single-package air conditioner | False | False | 57000 |  | 15.2 | 13.4 |  |  | False | 30 | 30 | 11.5 |  |  | False | Conventional | 10/03/2023 |  | 11/15/2023
Allied Air | Airease | PRPG*1660-***VP-* | PRPG*1660-***VP-* |  |  | Voluntarily Certified | Single-package air conditioner | False | False | 57000 |  | 15.2 | 13.4 |  |  | False | 30 | 30 | 11.5 |  |  | False | Conventional | 10/03/2023 |  | 11/15/2023
Allied Air | ALLIED | PRPG*1660-***VP-* | PRPG*1660-***VP-* |  |  | Voluntarily Certified | Single-package air conditioner | False | False | 57000 |  | 15.2 | 13.4 |  |  | False | 30 | 30 | 11.5 |  |  | False | Conventional | 10/03/2023 |  | 11/15/2023
Allied Air | ARMSTRONG AIR | PRPG*1660-***VP-* | PRPG*1660-***VP-* |  |  | Voluntarily Certified | Single-package air conditioner | False | False | 57000 |  | 15.2 | 13.4 |  |  | False | 30 | 30 | 11.5 |  |  | False | Conventional | 10/03/2023 |  | 11/15/2023
Allied Air | Concord | PRPG*1660-***VP-* | PRPG*1660-***VP-* |  |  | Voluntarily Certified | Single-package air conditioner | False | False | 57000 |  | 15.2 | 13.4 |  |  | False | 30 | 30 | 11.5 |  |  | False | Conventional | 10/03/2023 |  | 11/15/2023
Allied Air | Ducane | PRPG*1660-***VP-* | PRPG*1660-***VP-* |  |  | Voluntarily Certified | Single-package air conditioner | False | False | 57000 |  | 15.2 | 13.4 |  |  | False | 30 | 30 | 11.5 |  |  | False | Conventional | 10/03/2023 |  | 11/15/2023
Allied Air | ROYALTON | PRPG*1660-***VP-* | PRPG*1660-***VP-* |  |  | Voluntarily Certified | Single-package air conditioner | False | False | 57000 |  | 15.2 | 13.4 |  |  | False | 30 | 30 | 11.5 |  |  | False | Conventional | 10/03/2023 |  | 11/15/2023
Allied Air | Century | TARG24001P-* | TARG24001P-* |  |  | Voluntarily Certified | Single-package air conditioner | False | False | 22600 |  | 13.4 | 13.4 |  |  | False | 30 | 30 | 10.6 |  |  | False | Conventional | 10/03/2023 |  | 11/15/2023
Allied Air | Comfort-Aire | TARG24001P-* | TARG24001P-* |  |  | Voluntarily Certified | Single-package air conditioner | False | False | 22600 |  | 13.4 | 13.4 |  |  | False | 30 | 30 | 10.6 |  |  | False | Conventional | 10/03/2023 |  | 11/15/2023
Allied Air | Century | TARG24001R-* | TARG24001R-* |  |  | Voluntarily Certified | Single-package air conditioner | False | False | 22600 |  | 13.4 | 13.4 |  |  | False | 30 | 30 | 10.6 |  |  | False | Conventional | 10/03/2023 |  | 11/15/2023
Allied Air | Comfort-Aire | TARG24001R-* | TARG24001R-* |  |  | Voluntarily Certified | Single-package air conditioner | False | False | 22600 |  | 13.4 | 13.4 |  |  | False | 30 | 30 | 10.6 |  |  | False | Conventional | 10/03/2023 |  | 11/15/2023
Allied Air | Century | TARG30001P-* | TARG30001P-* |  |  | Voluntarily Certified | Single-package air conditioner | False | False | 28400 |  | 13.4 | 13.4 |  |  | False | 30 | 30 | 10.6 |  |  | False | Conventional | 10/03/2023 |  | 11/15/2023
Allied Air | Comfort-Aire | TARG30001P-* | TARG30001P-* |  |  | Voluntarily Certified | Single-package air conditioner | False | False | 28400 |  | 13.4 | 13.4 |  |  | False | 30 | 30 | 10.6 |  |  | False | Conventional | 10/03/2023 |  | 11/15/2023
Allied Air | Century | TARG30001R-* | TARG30001R-* |  |  | Voluntarily Certified | Single-package air conditioner | False | False | 28400 |  | 13.4 | 13.4 |  |  | False | 30 | 30 | 10.6 |  |  | False | Conventional | 10/03/2023 |  | 11/15/2023
Allied Air | Comfort-Aire | TARG30001R-* | TARG30001R-* |  |  | Voluntarily Certified | Single-package air conditioner | False | False | 28400 |  | 13.4 | 13.4 |  |  | False | 30 | 30 | 10.6 |  |  | False | Conventional | 10/03/2023 |  | 11/15/2023
Allied Air | Century | TARG36001P-* | TARG36001P-* |  |  | Voluntarily Certified | Single-package air conditioner | False | False | 33400 |  | 13.4 | 13.4 |  |  | False | 30 | 30 | 10.6 |  |  | False | Conventional | 10/03/2023 |  | 11/15/2023
Allied Air | Comfort-Aire | TARG36001P-* | TARG36001P-* |  |  | Voluntarily Certified | Single-package air conditioner | False | False | 33400 |  | 13.4 | 13.4 |  |  | False | 30 | 30 | 10.6 |  |  | False | Conventional | 10/03/2023 |  | 11/15/2023
Allied Air | Century | TARG36001R-* | TARG36001R-* |  |  | Voluntarily Certified | Single-package air conditioner | False | False | 33400 |  | 13.4 | 13.4 |  |  | False | 30 | 30 | 10.6 |  |  | False | Conventional | 10/03/2023 |  | 11/15/2023
Allied Air | Comfort-Aire | TARG36001R-* | TARG36001R-* |  |  | Voluntarily Certified | Single-package air conditioner | False | False | 33400 |  | 13.4 | 13.4 |  |  | False | 30 | 30 | 10.6 |  |  | False | Conventional | 10/03/2023 |  | 11/15/2023
Allied Air | Century | TARG42001P-* | TARG42001P-* |  |  | Voluntarily Certified | Single-package air conditioner | False | False | 40000 |  | 13.4 | 13.4 |  |  | False | 30 | 30 | 10.6 |  |  | False | Conventional | 10/03/2023 |  | 11/15/2023
Allied Air | Comfort-Aire | TARG42001P-* | TARG42001P-* |  |  | Voluntarily Certified | Single-package air conditioner | False | False | 40000 |  | 13.4 | 13.4 |  |  | False | 30 | 30 | 10.6 |  |  | False | Conventional | 10/03/2023 |  | 11/15/2023
Allied Air | Century | TARG42001R-* | TARG42001R-* |  |  | Voluntarily Certified | Single-package air conditioner | False | False | 40000 |  | 13.4 | 13.4 |  |  | False | 30 | 30 | 10.6 |  |  | False | Conventional | 10/03/2023 |  | 11/15/2023
Allied Air | Comfort-Aire | TARG42001R-* | TARG42001R-* |  |  | Voluntarily Certified | Single-package air conditioner | False | False | 40000 |  | 13.4 | 13.4 |  |  | False | 30 | 30 | 10.6 |  |  | False | Conventional | 10/03/2023 |  | 11/15/2023
Allied Air | Century | TARG48001P-* | TARG48001P-* |  |  | Voluntarily Certified | Single-package air conditioner | False | False | 44500 |  | 13.4 | 13.4 |  |  | False | 30 | 30 | 10.6 |  |  | False | Conventional | 10/03/2023 |  | 11/15/2023
Allied Air | Comfort-Aire | TARG48001P-* | TARG48001P-* |  |  | Voluntarily Certified | Single-package air conditioner | False | False | 44500 |  | 13.4 | 13.4 |  |  | False | 30 | 30 | 10.6 |  |  | False | Conventional | 10/03/2023 |  | 11/15/2023
Allied Air | Century | TARG48001R-* | TARG48001R-* |  |  | Voluntarily Certified | Single-package air conditioner | False | False | 44500 |  | 13.4 | 13.4 |  |  | False | 30 | 30 | 10.6 |  |  | False | Conventional | 10/03/2023 |  | 11/15/2023
Allied Air | Comfort-Aire | TARG48001R-* | TARG48001R-* |  |  | Voluntarily Certified | Single-package air conditioner | False | False | 44500 |  | 13.4 | 13.4 |  |  | False | 30 | 30 | 10.6 |  |  | False | Conventional | 10/03/2023 |  | 11/15/2023
Allied Air | Century | TARG60001P-* | TARG60001P-* |  |  | Voluntarily Certified | Single-package air conditioner | False | False | 57500 |  | 13.4 | 13.4 |  |  | True | 30 | 30 | 10.6 |  |  | False | Conventional | 10/03/2023 |  | 11/15/2023
Allied Air | Comfort-Aire | TARG60001P-* | TARG60001P-* |  |  | Voluntarily Certified | Single-package air conditioner | False | False | 57500 |  | 13.4 | 13.4 |  |  | True | 30 | 30 | 10.6 |  |  | False | Conventional | 10/03/2023 |  | 11/15/2023
Allied Air | Century | TARG60001R-* | TARG60001R-* |  |  | Voluntarily Certified | Single-package air conditioner | False | False | 57500 |  | 13.4 | 13.4 |  |  | True | 30 | 30 | 10.6 |  |  | False | Conventional | 10/03/2023 |  | 11/15/2023
Allied Air | Comfort-Aire | TARG60001R-* | TARG60001R-* |  |  | Voluntarily Certified | Single-package air conditioner | False | False | 57500 |  | 13.4 | 13.4 |  |  | True | 30 | 30 | 10.6 |  |  | False | Conventional | 10/03/2023 |  | 11/15/2023
Allied Air | Century | TGRG24***1P-* | TGRG24***1P-* |  |  | Voluntarily Certified | Single-package air conditioner | False | False | 22600 |  | 13.4 | 13.4 |  |  | False | 30 | 30 | 10.6 |  |  | False | Conventional | 10/03/2023 |  | 11/15/2023
Allied Air | Comfort-Aire | TGRG24***1P-* | TGRG24***1P-* |  |  | Voluntarily Certified | Single-package air conditioner | False | False | 22600 |  | 13.4 | 13.4 |  |  | False | 30 | 30 | 10.6 |  |  | False | Conventional | 10/03/2023 |  | 11/15/2023
Allied Air | Century | TGRG24***1R-* | TGRG24***1R-* |  |  | Voluntarily Certified | Single-package air conditioner | False | False | 22600 |  | 13.4 | 13.4 |  |  | False | 30 | 30 | 10.6 |  |  | False | Conventional | 10/03/2023 |  | 11/15/2023
Allied Air | Comfort-Aire | TGRG24***1R-* | TGRG24***1R-* |  |  | Voluntarily Certified | Single-package air conditioner | False | False | 22600 |  | 13.4 | 13.4 |  |  | False | 30 | 30 | 10.6 |  |  | False | Conventional | 10/03/2023 |  | 11/15/2023
Allied Air | Century | TGRG30***1P-* | TGRG30***1P-* |  |  | Voluntarily Certified | Single-package air conditioner | False | False | 28400 |  | 13.4 | 13.4 |  |  | False | 30 | 30 | 10.6 |  |  | False | Conventional | 10/03/2023 |  | 11/15/2023
Allied Air | Comfort-Aire | TGRG30***1P-* | TGRG30***1P-* |  |  | Voluntarily Certified | Single-package air conditioner | False | False | 28400 |  | 13.4 | 13.4 |  |  | False | 30 | 30 | 10.6 |  |  | False | Conventional | 10/03/2023 |  | 11/15/2023
Allied Air | Century | TGRG30***1R-* | TGRG30***1R-* |  |  | Voluntarily Certified | Single-package air conditioner | False | False | 28400 |  | 13.4 | 13.4 |  |  | False | 30 | 30 | 10.6 |  |  | False | Conventional | 10/03/2023 |  | 11/15/2023
Allied Air | Comfort-Aire | TGRG30***1R-* | TGRG30***1R-* |  |  | Voluntarily Certified | Single-package air conditioner | False | False | 28400 |  | 13.4 | 13.4 |  |  | False | 30 | 30 | 10.6 |  |  | False | Conventional | 10/03/2023 |  | 11/15/2023
Allied Air | Century | TGRG36***1P-* | TGRG36***1P-* |  |  | Voluntarily Certified | Single-package air conditioner | False | False | 33400 |  | 13.4 | 13.4 |  |  | False | 30 | 30 | 10.6 |  |  | False | Conventional | 10/03/2023 |  | 11/15/2023
Allied Air | Comfort-Aire | TGRG36***1P-* | TGRG36***1P-* |  |  | Voluntarily Certified | Single-package air conditioner | False | False | 33400 |  | 13.4 | 13.4 |  |  | False | 30 | 30 | 10.6 |  |  | False | Conventional | 10/03/2023 |  | 11/15/2023
Allied Air | Century | TGRG36***1R-* | TGRG36***1R-* |  |  | Voluntarily Certified | Single-package air conditioner | False | False | 33400 |  | 13.4 | 13.4 |  |  | False | 30 | 30 | 10.6 |  |  | False | Conventional | 10/03/2023 |  | 11/15/2023
Allied Air | Comfort-Aire | TGRG36***1R-* | TGRG36***1R-* |  |  | Voluntarily Certified | Single-package air conditioner | False | False | 33400 |  | 13.4 | 13.4 |  |  | False | 30 | 30 | 10.6 |  |  | False | Conventional | 10/03/2023 |  | 11/15/2023
Allied Air | Century | TGRG42***1P-* | TGRG42***1P-* |  |  | Voluntarily Certified | Single-package air conditioner | False | False | 40000 |  | 13.4 | 13.4 |  |  | False | 30 | 30 | 10.6 |  |  | False | Conventional | 10/03/2023 |  | 11/15/2023
Allied Air | Comfort-Aire | TGRG42***1P-* | TGRG42***1P-* |  |  | Voluntarily Certified | Single-package air conditioner | False | False | 40000 |  | 13.4 | 13.4 |  |  | False | 30 | 30 | 10.6 |  |  | False | Conventional | 10/03/2023 |  | 11/15/2023
Allied Air | Century | TGRG42***1R-* | TGRG42***1R-* |  |  | Voluntarily Certified | Single-package air conditioner | False | False | 40000 |  | 13.4 | 13.4 |  |  | False | 30 | 30 | 10.6 |  |  | False | Conventional | 10/03/2023 |  | 11/15/2023
Allied Air | Comfort-Aire | TGRG42***1R-* | TGRG42***1R-* |  |  | Voluntarily Certified | Single-package air conditioner | False | False | 40000 |  | 13.4 | 13.4 |  |  | False | 30 | 30 | 10.6 |  |  | False | Conventional | 10/03/2023 |  | 11/15/2023
Allied Air | Century | TGRG48***1P-* | TGRG48***1P-* |  |  | Voluntarily Certified | Single-package air conditioner | False | False | 44500 |  | 13.4 | 13.4 |  |  | False | 30 | 30 | 10.6 |  |  | False | Conventional | 10/03/2023 |  | 11/15/2023
Allied Air | Comfort-Aire | TGRG48***1P-* | TGRG48***1P-* |  |  | Voluntarily Certified | Single-package air conditioner | False | False | 44500 |  | 13.4 | 13.4 |  |  | False | 30 | 30 | 10.6 |  |  | False | Conventional | 10/03/2023 |  | 11/15/2023
Allied Air | Century | TGRG48***1R-* | TGRG48***1R-* |  |  | Voluntarily Certified | Single-package air conditioner | False | False | 44500 |  | 13.4 | 13.4 |  |  | False | 30 | 30 | 10.6 |  |  | False | Conventional | 10/03/2023 |  | 11/15/2023
Allied Air | Comfort-Aire | TGRG48***1R-* | TGRG48***1R-* |  |  | Voluntarily Certified | Single-package air conditioner | False | False | 44500 |  | 13.4 | 13.4 |  |  | False | 30 | 30 | 10.6 |  |  | False | Conventional | 10/03/2023 |  | 11/15/2023
Allied Air | Century | TGRG60***1P-* | TGRG60***1P-* |  |  | Voluntarily Certified | Single-package air conditioner | False | False | 57500 |  | 13.4 | 13.4 |  |  | True | 30 | 30 | 10.6 |  |  | False | Conventional | 10/03/2023 |  | 11/15/2023
Allied Air | Comfort-Aire | TGRG60***1P-* | TGRG60***1P-* |  |  | Voluntarily Certified | Single-package air conditioner | False | False | 57500 |  | 13.4 | 13.4 |  |  | True | 30 | 30 | 10.6 |  |  | False | Conventional | 10/03/2023 |  | 11/15/2023
Allied Air | Century | TGRG60***1R-* | TGRG60***1R-* |  |  | Voluntarily Certified | Single-package air conditioner | False | False | 57500 |  | 13.4 | 13.4 |  |  | True | 30 | 30 | 10.6 |  |  | False | Conventional | 10/03/2023 |  | 11/15/2023
Allied Air | Comfort-Aire | TGRG60***1R-* | TGRG60***1R-* |  |  | Voluntarily Certified | Single-package air conditioner | False | False | 57500 |  | 13.4 | 13.4 |  |  | True | 30 | 30 | 10.6 |  |  | False | Conventional | 10/03/2023 |  | 11/15/2023
Carrier Corp. - Indianapolis | Kenmore | (C,H,T)4A6S18*K*WAA* | (C,H,T)4A6S18*K*WAA* | ESD4X24M14A*+TDR |  | Voluntarily Certified | Single-split-system air condit | False | False | 17800 |  | 14.3 | 13.4 |  |  | False | 30 | 30 | 11.7 |  | Coil-Only System | False | Conventional | 10/05/2023 |  | 11/15/2023
Carrier Corp. - Indianapolis | Kenmore | (C,H,T)4A6S24*K*WAA* | (C,H,T)4A6S24*K*WAA* | ESD4X24M14A*+TDR |  | Voluntarily Certified | Single-split-system air condit | False | False | 23400 |  | 14.3 | 13.4 |  |  | False | 30 | 30 | 11.7 |  | Coil-Only System | False | Conventional | 10/05/2023 |  | 11/15/2023
Carrier Corp. - Indianapolis | Kenmore | (C,H,T)4A6S30*K*WAA* | (C,H,T)4A6S30*K*WAA* | EVD4X30M17A*+TDR |  | Voluntarily Certified | Single-split-system air condit | False | False | 28800 |  | 14.3 | 13.4 |  |  | False | 30 | 30 | 11.7 |  | Coil-Only System | False | Conventional | 10/05/2023 |  | 11/15/2023
Carrier Corp. - Indianapolis | Kenmore | (C,H,T)4A6S36*K*WAA* | (C,H,T)4A6S36*K*WAA* | EVD4X37M21A*+TDR |  | Voluntarily Certified | Single-split-system air condit | False | False | 34200 |  | 14.3 | 13.4 |  |  | False | 30 | 30 | 11.7 |  | Coil-Only System | False | Conventional | 10/05/2023 |  | 11/15/2023
Carrier Corp. - Indianapolis | Kenmore | (C,H,T)4A6S42*K*WAA* | (C,H,T)4A6S42*K*WAA* | EVD4X48M21A*+TDR |  | Voluntarily Certified | Single-split-system air condit | False | False | 45000 |  | 13.8 | 13.4 |  |  | False | 30 | 30 | 11.2 |  | Coil-Only System | False | Conventional | 10/05/2023 |  | 11/15/2023
Carrier Corp. - Indianapolis | Kenmore | (C,H,T)4A6S43*K*WAA* | (C,H,T)4A6S43*K*WAA* | EA*4X43L21A*+TDR |  | Voluntarily Certified | Single-split-system air condit | False | False | 40000 |  | 14.3 | 13.4 |  |  | False | 30 | 30 | 12.5 |  | Coil-Only System | False | Conventional | 10/05/2023 |  | 11/15/2023
Carrier Corp. - Indianapolis | Kenmore | (C,H,T)4A6S48*K*WAA* | (C,H,T)4A6S48*K*WAA* | EVD4X48M21A*+TDR |  | Voluntarily Certified | Single-split-system air condit | False | False | 46500 |  | 13.8 | 13.4 |  |  | False | 30 | 30 | 11.2 |  | Coil-Only System | False | Conventional | 10/05/2023 |  | 11/15/2023
Carrier Corp. - Indianapolis | Kenmore | (C,H,T)4A6S49*K*WAA* | (C,H,T)4A6S49*K*WAA* | EA*4X60L24A*+TDR |  | Voluntarily Certified | Single-split-system air condit | False | False | 46000 |  | 14.5 | 13.4 |  |  | False | 30 | 30 | 12.5 |  | Coil-Only System | False | Conventional | 10/05/2023 |  | 11/15/2023
Carrier Corp. - Indianapolis | Kenmore | (C,H,T)4A6S60*K*WAA* | (C,H,T)4A6S60*K*WAA* | EVD4X61M24A*+TDR |  | Voluntarily Certified | Single-split-system air condit | False | False | 56500 |  | 13.8 | 13.4 |  |  | False | 30 | 30 | 11.2 |  | Coil-Only System | False | Conventional | 10/05/2023 |  | 11/15/2023
Carrier Corp. - Indianapolis | Kenmore | (C,H,T)4A6S61*K*WAA* | (C,H,T)4A6S61*K*WAA* | EVD4X61M24A*+TDR |  | Voluntarily Certified | Single-split-system air condit | False | False | 55500 |  | 14.3 | 13.4 |  |  | False | 30 | 30 | 12 |  | Coil-Only System | False | Conventional | 10/05/2023 |  | 11/15/2023
Carrier Corp. - Indianapolis | Kenmore | (C,H,T)4A7T24*K*WAA* | (C,H,T)4A7T24*K*WAA* | EVD4X25M17A*+TDR |  | Voluntarily Certified | Single-split-system air condit | False | False | 23400 |  | 14.3 | 13.4 |  |  | False | 30 | 30 | 11.7 |  | Coil-Only System | False | Conventional | 10/05/2023 |  | 11/15/2023
Carrier Corp. - Indianapolis | Kenmore | (C,H,T)4A7T36*K*WAA* | (C,H,T)4A7T36*K*WAA* | EVD4X37M21A*+TDR |  | Voluntarily Certified | Single-split-system air condit | False | False | 35000 |  | 14.3 | 13.4 |  |  | False | 30 | 30 | 12 |  | Coil-Only System | False | Conventional | 10/05/2023 |  | 11/15/2023
Carrier Corp. - Indianapolis | Kenmore | (C,H,T)4A7T48*K*WAA* | (C,H,T)4A7T48*K*WAA* | EVD4X49M24A*+TDR |  | Voluntarily Certified | Single-split-system air condit | False | False | 47000 |  | 13.8 | 13.4 |  |  | False | 30 | 30 | 12 |  | Coil-Only System | False | Conventional | 10/05/2023 |  | 11/15/2023
Carrier Corp. - Indianapolis | Kenmore | (C,H,T)4A7T60*K*WAA* | (C,H,T)4A7T60*K*WAA* | EVD4X61M24A*+TDR |  | Voluntarily Certified | Single-split-system air condit | False | False | 57500 |  | 13.8 | 13.4 |  |  | False | 30 | 30 | 11.5 |  | Coil-Only System | False | Conventional | 10/05/2023 |  | 11/15/2023
Carrier Corp. - Indianapolis | Kenmore | (C,H,T)VA924GKA** | (C,H,T)VA924GKA** | FCM4X24***L+WALLCON |  | Voluntarily Certified | Single-split-system air condit | False | False | 24400 |  | 17 | 13.4 |  |  | False | 30 | 30 | 10 |  | Blower Coil System | True | Conventional | 10/05/2023 |  | 11/15/2023
Carrier Corp. - Indianapolis | Kenmore | (C,H,T)VA924GKA**+TSTAT | (C,H,T)VA924GKA**+TSTAT | FVM4X24***L |  | Voluntarily Certified | Single-split-system air condit | False | False | 24200 |  | 15.5 | 13.4 |  |  | False | 30 | 30 | 10 |  | Blower Coil System | False | Conventional | 10/05/2023 |  | 11/15/2023
Carrier Corp. - Indianapolis | Kenmore | (C,H,T)VA925GKA2* | (C,H,T)VA925GKA2* | FCM4X48***L+WALLCON |  | Voluntarily Certified | Single-split-system air condit | False | False | 23800 |  | 18.5 | 13.4 |  |  | False | 30 | 30 | 11.7 |  | Blower Coil System | True | Conventional | 10/05/2023 |  | 11/15/2023
Carrier Corp. - Indianapolis | Kenmore | (C,H,T)VA925GKA2*+TSTAT | (C,H,T)VA925GKA2*+TSTAT | FVM4X48***L |  | Voluntarily Certified | Single-split-system air condit | False | False | 24000 |  | 16.5 | 13.4 |  |  | False | 30 | 30 | 11.7 |  | Blower Coil System | False | Conventional | 10/05/2023 |  | 11/15/2023
Carrier Corp. - Indianapolis | Kenmore | (C,H,T)VA925GKA3* | (C,H,T)VA925GKA3* | FCM4X48***L+WALLCON |  | Voluntarily Certified | Single-split-system air condit | False | False | 23800 |  | 18.5 | 13.4 |  |  | False | 30 | 30 | 11.7 |  | Blower Coil System | True | Conventional | 10/05/2023 |  | 11/15/2023
Carrier Corp. - Indianapolis | Kenmore | (C,H,T)VA925GKA3*+TSTAT | (C,H,T)VA925GKA3*+TSTAT | FVM4X48***L |  | Voluntarily Certified | Single-split-system air condit | False | False | 24000 |  | 16.5 | 13.4 |  |  | False | 30 | 30 | 11.7 |  | Blower Coil System | False | Conventional | 10/05/2023 |  | 11/15/2023
Carrier Corp. - Indianapolis | Kenmore | (C,H,T)VA936GKA2* | (C,H,T)VA936GKA2* | FCM4X48***L+WALLCON |  | Voluntarily Certified | Single-split-system air condit | False | False | 35200 |  | 17.5 | 13.4 |  |  | False | 30 | 30 | 10 |  | Blower Coil System | True | Conventional | 10/05/2023 |  | 11/15/2023
Carrier Corp. - Indianapolis | Kenmore | (C,H,T)VA936GKA3* | (C,H,T)VA936GKA3* | FCM4X48***L+WALLCON |  | Voluntarily Certified | Single-split-system air condit | False | False | 35200 |  | 17.5 | 13.4 |  |  | False | 30 | 30 | 10 |  | Blower Coil System | True | Conventional | 10/05/2023 |  | 11/15/2023
Carrier Corp. - Indianapolis | Kenmore | (C,H,T)VA936GKA3*+TSTAT | (C,H,T)VA936GKA3*+TSTAT | FVM4X48***L |  | Voluntarily Certified | Single-split-system air condit | False | False | 35200 |  | 15.5 | 13.4 |  |  | False | 30 | 30 | 10 |  | Blower Coil System | False | Conventional | 10/05/2023 |  | 11/15/2023
Carrier Corp. - Indianapolis | Kenmore | (C,H,T)VA937GKA** | (C,H,T)VA937GKA** | FCM4X60***L+WALLCON |  | Voluntarily Certified | Single-split-system air condit | False | False | 33200 |  | 18.5 | 13.4 |  |  | False | 30 | 30 | 12 |  | Blower Coil System | True | Conventional | 10/05/2023 |  | 11/15/2023
Carrier Corp. - Indianapolis | Kenmore | (C,H,T)VA937GKA**+TSTAT | (C,H,T)VA937GKA**+TSTAT | FVM4X60***L |  | Voluntarily Certified | Single-split-system air condit | False | False | 33400 |  | 17 | 13.4 |  |  | False | 30 | 30 | 12 |  | Blower Coil System | False | Conventional | 10/05/2023 |  | 11/15/2023
Carrier Corp. - Indianapolis | Kenmore | (C,H,T)VA937GKA2* | (C,H,T)VA937GKA2* | FCM4X60***L+WALLCON |  | Voluntarily Certified | Single-split-system air condit | False | False | 33200 |  | 18.5 | 13.4 |  |  | False | 30 | 30 | 12 |  | Blower Coil System | True | Conventional | 10/05/2023 |  | 11/15/2023
Carrier Corp. - Indianapolis | Kenmore | (C,H,T)VA937GKA2*+TSTAT | (C,H,T)VA937GKA2*+TSTAT | FVM4X60***L |  | Voluntarily Certified | Single-split-system air condit | False | False | 33400 |  | 17 | 13.4 |  |  | False | 30 | 30 | 12 |  | Blower Coil System | False | Conventional | 10/05/2023 |  | 11/15/2023
Carrier Corp. - Indianapolis | Kenmore | (C,H,T)VA948GKA** | (C,H,T)VA948GKA** | FCM4X60***L+WALLCON |  | Voluntarily Certified | Single-split-system air condit | False | False | 46000 |  | 18 | 13.4 |  |  | False | 30 | 30 | 10.5 |  | Blower Coil System | True | Conventional | 10/05/2023 |  | 11/15/2023
Carrier Corp. - Indianapolis | Kenmore | (C,H,T)VA948GKA2* | (C,H,T)VA948GKA2* | FCM4X60***L+WALLCON |  | Voluntarily Certified | Single-split-system air condit | False | False | 46000 |  | 18 | 13.4 |  |  | False | 30 | 30 | 10.5 |  | Blower Coil System | True | Conventional | 10/05/2023 |  | 11/15/2023
Carrier Corp. - Indianapolis | Kenmore | (C,H,T)VA948GKA2*+TSTAT | (C,H,T)VA948GKA2*+TSTAT | FVM4X60***L |  | Voluntarily Certified | Single-split-system air condit | False | False | 46000 |  | 15.5 | 13.4 |  |  | False | 30 | 30 | 10.5 |  | Blower Coil System | False | Conventional | 10/05/2023 |  | 11/15/2023
Carrier Corp. - Indianapolis | Kenmore | (C,H,T)VA949GKA** | (C,H,T)VA949GKA** | FCM4X60***L+WALLCON |  | Voluntarily Certified | Single-split-system air condit | False | False | 44500 |  | 19 | 13.4 |  |  | False | 30 | 30 | 12 |  | Blower Coil System | True | Conventional | 10/05/2023 |  | 11/15/2023
Carrier Corp. - Indianapolis | Kenmore | (C,H,T)VA949GKA2* | (C,H,T)VA949GKA2* | FCM4X60***L+WALLCON |  | Voluntarily Certified | Single-split-system air condit | False | False | 44500 |  | 19 | 13.4 |  |  | False | 30 | 30 | 12 |  | Blower Coil System | True | Conventional | 10/05/2023 |  | 11/15/2023
Carrier Corp. - Indianapolis | Kenmore | (C,H,T)VA949GKA2*+TSTAT | (C,H,T)VA949GKA2*+TSTAT | FVM4X60***L |  | Voluntarily Certified | Single-split-system air condit | False | False | 44000 |  | 17 | 13.4 |  |  | False | 30 | 30 | 11.7 |  | Blower Coil System | False | Conventional | 10/05/2023 |  | 11/15/2023
Carrier Corp. - Indianapolis | Kenmore | (C,H,T)VA960GKA** | (C,H,T)VA960GKA** | FCM4X60***L+WALLCON |  | Voluntarily Certified | Single-split-system air condit | False | False | 57000 |  | 16.5 | 13.4 |  |  | False | 30 | 30 | 9.5 |  | Blower Coil System | True | Conventional | 10/05/2023 |  | 11/15/2023
Carrier Corp. - Indianapolis | Kenmore | (C,H,T)VA960GKA2* | (C,H,T)VA960GKA2* | FCM4X60***L+WALLCON |  | Voluntarily Certified | Single-split-system air condit | False | False | 57000 |  | 16.5 | 13.4 |  |  | False | 30 | 30 | 9.5 |  | Blower Coil System | True | Conventional | 10/05/2023 |  | 11/15/2023
Carrier Corp. - Indianapolis | Kenmore | (C,H,T)VA960GKA2*+TSTAT | (C,H,T)VA960GKA2*+TSTAT | FVM4X60***L |  | Voluntarily Certified | Single-split-system air condit | False | False | 57500 |  | 14.5 | 13.4 |  |  | False | 30 | 30 | 9.5 |  | Blower Coil System | False | Conventional | 10/05/2023 |  | 11/15/2023
Carrier Corp. - Indianapolis | BRYANT HEATING AND COOLING SYSTEMS | 105ANA061B0**B* | 105ANA061B0**B* | CNPV*6124AL*+TDR |  | Voluntarily Certified | Single-split-system air condit | False | False | 57500 |  | 13.8 | 13.4 |  |  | False | 30 | 30 | 11.2 |  | Coil-Only System | False | Conventional | 10/05/2023 |  | 11/15/2023
Carrier Corp. - Indianapolis | BRYANT HEATING AND COOLING SYSTEMS | 114SAN018**NA* | 114SAN018**NA* | CAP**1917AL*+TDR |  | Voluntarily Certified | Single-split-system air condit | False | False | 18000 |  | 13.4 | 13.4 |  |  | False | 30 | 30 | 11.5 |  | Coil-Only System | False | Conventional | 10/05/2023 |  | 11/15/2023
Carrier Corp. - Indianapolis | BRYANT HEATING AND COOLING SYSTEMS | 114SAN024**NA* | 114SAN024**NA* | CSPVA2414XMC*+TDR |  | Voluntarily Certified | Single-split-system air condit | False | False | 23200 |  | 13.4 | 13.4 |  |  | False | 30 | 30 | 11.5 |  | Coil-Only System | False | Conventional | 10/05/2023 |  | 11/15/2023
Carrier Corp. - Indianapolis | BRYANT HEATING AND COOLING SYSTEMS | 114SAN030**NA* | 114SAN030**NA* | CAP**3721AL*+TDR |  | Voluntarily Certified | Single-split-system air condit | False | False | 29400 |  | 14 | 13.4 |  |  | False | 30 | 30 | 11.5 |  | Coil-Only System | False | Conventional | 10/05/2023 |  | 11/15/2023
Carrier Corp. - Indianapolis | BRYANT HEATING AND COOLING SYSTEMS | 114SAN036**NA* | 114SAN036**NA* | CVPVA3721XMC*+TDR |  | Voluntarily Certified | Single-split-system air condit | False | False | 33600 |  | 13.4 | 13.4 |  |  | False | 30 | 30 | 11.5 |  | Coil-Only System | False | Conventional | 10/05/2023 |  | 11/15/2023
Carrier Corp. - Indianapolis | BRYANT HEATING AND COOLING SYSTEMS | 114SAN042**NA* | 114SAN042**NA* | CVPVA4221XMC*+TDR |  | Voluntarily Certified | Single-split-system air condit | False | False | 38500 |  | 13.4 | 13.4 |  |  | False | 30 | 30 | 11 |  | Coil-Only System | False | Conventional | 10/05/2023 |  | 11/15/2023
Carrier Corp. - Indianapolis | BRYANT HEATING AND COOLING SYSTEMS | 114SAN048**NA* | 114SAN048**NA* | CAP**6124AL*+TDR |  | Voluntarily Certified | Single-split-system air condit | False | False | 45000 |  | 13.4 | 13.4 |  |  | False | 30 | 30 | 11.5 |  | Coil-Only System | False | Conventional | 10/05/2023 |  | 11/15/2023
Carrier Corp. - Indianapolis | BRYANT HEATING AND COOLING SYSTEMS | 114SAN060**NA* | 114SAN060**NA* | CVPVA6124XMC*+TDR |  | Voluntarily Certified | Single-split-system air condit | False | False | 55500 |  | 13.4 | 13.4 |  |  | False | 30 | 30 | 11 |  | Coil-Only System | False | Conventional | 10/05/2023 |  | 11/15/2023
Carrier Corp. - Indianapolis | BRYANT HEATING AND COOLING SYSTEMS | 115SAN018**WA* | 115SAN018**WA* | CSPVA2414XMC*+TDR |  | Voluntarily Certified | Single-split-system air condit | False | False | 17900 |  | 14.3 | 13.4 |  |  | False | 30 | 30 | 11.7 |  | Coil-Only System | False | Conventional | 10/05/2023 |  | 11/15/2023
Carrier Corp. - Indianapolis | BRYANT HEATING AND COOLING SYSTEMS | 115SAN024**WA* | 115SAN024**WA* | CSPVA2414XMC*+TDR |  | Voluntarily Certified | Single-split-system air condit | False | False | 22800 |  | 14.3 | 13.4 |  |  | False | 30 | 30 | 11.7 |  | Coil-Only System | False | Conventional | 10/05/2023 |  | 11/15/2023
Carrier Corp. - Indianapolis | BRYANT HEATING AND COOLING SYSTEMS | 115SAN030**WA* | 115SAN030**WA* | CVPVA3017XMC*+TDR |  | Voluntarily Certified | Single-split-system air condit | False | False | 28800 |  | 14.3 | 13.4 |  |  | False | 30 | 30 | 11.7 |  | Coil-Only System | False | Conventional | 10/05/2023 |  | 11/15/2023
Carrier Corp. - Indianapolis | BRYANT HEATING AND COOLING SYSTEMS | 115SAN036**WA* | 115SAN036**WA* | CVPVA3721XMC*+TDR |  | Voluntarily Certified | Single-split-system air condit | False | False | 34200 |  | 14.3 | 13.4 |  |  | False | 30 | 30 | 11.7 |  | Coil-Only System | False | Conventional | 10/05/2023 |  | 11/15/2023
Carrier Corp. - Indianapolis | BRYANT HEATING AND COOLING SYSTEMS | 115SAN042**WA* | 115SAN042**WA* | CVPVA4821XMC*+TDR |  | Voluntarily Certified | Single-split-system air condit | False | False | 45000 |  | 13.8 | 13.4 |  |  | False | 30 | 30 | 11.2 |  | Coil-Only System | False | Conventional | 10/05/2023 |  | 11/15/2023
Carrier Corp. - Indianapolis | BRYANT HEATING AND COOLING SYSTEMS | 115SAN048**WA* | 115SAN048**WA* | CVPVA4821XMC*+TDR |  | Voluntarily Certified | Single-split-system air condit | False | False | 46500 |  | 13.8 | 13.4 |  |  | False | 30 | 30 | 11.2 |  | Coil-Only System | False | Conventional | 10/05/2023 |  | 11/15/2023
Carrier Corp. - Indianapolis | BRYANT HEATING AND COOLING SYSTEMS | 115SAN060**WA* | 115SAN060**WA* | CVPVA6124XMC*+TDR |  | Voluntarily Certified | Single-split-system air condit | False | False | 56500 |  | 13.8 | 13.4 |  |  | False | 30 | 30 | 11.2 |  | Coil-Only System | False | Conventional | 10/05/2023 |  | 11/15/2023
Carrier Corp. - Indianapolis | BRYANT HEATING AND COOLING SYSTEMS | 116BNA060B0**B* | 116BNA060B0**B* | CNPV*6124AL*+TDR |  | Voluntarily Certified | Single-split-system air condit | False | False | 57500 |  | 13.8 | 13.4 |  |  | False | 30 | 30 | 11.2 |  | Coil-Only System | False | Conventional | 10/05/2023 |  | 11/15/2023
Carrier Corp. - Indianapolis | BRYANT HEATING AND COOLING SYSTEMS | 126BNA060B0**B* | 126BNA060B0**B* | CNPV*6124AL*+TDR |  | Voluntarily Certified | Single-split-system air condit | False | False | 57500 |  | 13.8 | 13.4 |  |  | False | 30 | 30 | 11.2 |  | Coil-Only System | False | Conventional | 10/05/2023 |  | 11/15/2023
Carrier Corp. - Indianapolis | BRYANT HEATING AND COOLING SYSTEMS | 126SAN018**WA* | 126SAN018**WA* | CSPVA2414XMC*+TDR |  | Voluntarily Certified | Single-split-system air condit | False | False | 17900 |  | 14.3 | 13.4 |  |  | False | 30 | 30 | 11.7 |  | Coil-Only System | False | Conventional | 10/05/2023 |  | 11/15/2023
Carrier Corp. - Indianapolis | BRYANT HEATING AND COOLING SYSTEMS | 126SAN024**WA* | 126SAN024**WA* | CSPVA2414XMC*+TDR |  | Voluntarily Certified | Single-split-system air condit | False | False | 22800 |  | 14.3 | 13.4 |  |  | False | 30 | 30 | 11.7 |  | Coil-Only System | False | Conventional | 10/05/2023 |  | 11/15/2023
Carrier Corp. - Indianapolis | BRYANT HEATING AND COOLING SYSTEMS | 126SAN030**WA* | 126SAN030**WA* | CVPVA3017XMC*+TDR |  | Voluntarily Certified | Single-split-system air condit | False | False | 28800 |  | 14.3 | 13.4 |  |  | False | 30 | 30 | 11.7 |  | Coil-Only System | False | Conventional | 10/05/2023 |  | 11/15/2023
Carrier Corp. - Indianapolis | BRYANT HEATING AND COOLING SYSTEMS | 126SAN036**WA* | 126SAN036**WA* | CVPVA3721XMC*+TDR |  | Voluntarily Certified | Single-split-system air condit | False | False | 34200 |  | 14.3 | 13.4 |  |  | False | 30 | 30 | 11.7 |  | Coil-Only System | False | Conventional | 10/05/2023 |  | 11/15/2023
Carrier Corp. - Indianapolis | BRYANT HEATING AND COOLING SYSTEMS | 126SAN042**WA* | 126SAN042**WA* | CVPVA4821XMC*+TDR |  | Voluntarily Certified | Single-split-system air condit | False | False | 45000 |  | 13.8 | 13.4 |  |  | False | 30 | 30 | 11.2 |  | Coil-Only System | False | Conventional | 10/05/2023 |  | 11/15/2023
Carrier Corp. - Indianapolis | BRYANT HEATING AND COOLING SYSTEMS | 126SAN043**WA* | 126SAN043**WA* | CAP**4321AL*+TDR |  | Voluntarily Certified | Single-split-system air condit | False | False | 40000 |  | 14.3 | 13.4 |  |  | False | 30 | 30 | 12.5 |  | Coil-Only System | False | Conventional | 10/05/2023 |  | 11/15/2023
Carrier Corp. - Indianapolis | BRYANT HEATING AND COOLING SYSTEMS | 126SAN048**WA* | 126SAN048**WA* | CVPVA4821XMC*+TDR |  | Voluntarily Certified | Single-split-system air condit | False | False | 46500 |  | 13.8 | 13.4 |  |  | False | 30 | 30 | 11.2 |  | Coil-Only System | False | Conventional | 10/05/2023 |  | 11/15/2023
Carrier Corp. - Indianapolis | BRYANT HEATING AND COOLING SYSTEMS | 126SAN049**WA* | 126SAN049**WA* | CAP**6024AL*+TDR |  | Voluntarily Certified | Single-split-system air condit | False | False | 46000 |  | 14.5 | 13.4 |  |  | False | 30 | 30 | 12.5 |  | Coil-Only System | False | Conventional | 10/05/2023 |  | 11/15/2023
Carrier Corp. - Indianapolis | BRYANT HEATING AND COOLING SYSTEMS | 126SAN060**WA* | 126SAN060**WA* | CVPVA6124XMC*+TDR |  | Voluntarily Certified | Single-split-system air condit | False | False | 56500 |  | 13.8 | 13.4 |  |  | False | 30 | 30 | 11.2 |  | Coil-Only System | False | Conventional | 10/05/2023 |  | 11/15/2023
Carrier Corp. - Indianapolis | BRYANT HEATING AND COOLING SYSTEMS | 126SAN061**WA* | 126SAN061**WA* | CVPVA6124XMC*+TDR |  | Voluntarily Certified | Single-split-system air condit | False | False | 55500 |  | 14.3 | 13.4 |  |  | False | 30 | 30 | 12 |  | Coil-Only System | False | Conventional | 10/05/2023 |  | 11/15/2023
Carrier Corp. - Indianapolis | BRYANT HEATING AND COOLING SYSTEMS | 127ANA048*0**B** | 127ANA048*0**B** | CAP**6124AL*+TDR |  | Voluntarily Certified | Single-split-system air condit | False | False | 48500 |  | 13.8 | 13.4 |  |  | False | 30 | 30 | 11.2 |  | Coil-Only System | False | Conventional | 10/05/2023 |  | 11/15/2023
Carrier Corp. - Indianapolis | BRYANT HEATING AND COOLING SYSTEMS | 127ANA060B0**C* | 127ANA060B0**C* | CAP**6124AL*+TDR |  | Voluntarily Certified | Single-split-system air condit | False | False | 56500 |  | 13.8 | 13.4 |  |  | False | 30 | 30 | 11.2 |  | Coil-Only System | False | Conventional | 10/05/2023 |  | 11/15/2023
Carrier Corp. - Indianapolis | BRYANT HEATING AND COOLING SYSTEMS | 127TAN024**WA* | 127TAN024**WA* | CVPVA2517XMC*+TDR |  | Voluntarily Certified | Single-split-system air condit | False | False | 23400 |  | 14.3 | 13.4 |  |  | False | 30 | 30 | 11.7 |  | Coil-Only System | False | Conventional | 10/05/2023 |  | 11/15/2023
Carrier Corp. - Indianapolis | BRYANT HEATING AND COOLING SYSTEMS | 127TAN036**WA* | 127TAN036**WA* | CVPVA3721XMC*+TDR |  | Voluntarily Certified | Single-split-system air condit | False | False | 35000 |  | 14.3 | 13.4 |  |  | False | 30 | 30 | 12 |  | Coil-Only System | False | Conventional | 10/05/2023 |  | 11/15/2023
Carrier Corp. - Indianapolis | BRYANT HEATING AND COOLING SYSTEMS | 127TAN048**WA* | 127TAN048**WA* | CVPVA4924XMC*+TDR |  | Voluntarily Certified | Single-split-system air condit | False | False | 47000 |  | 13.8 | 13.4 |  |  | False | 30 | 30 | 12 |  | Coil-Only System | False | Conventional | 10/05/2023 |  | 11/15/2023
Carrier Corp. - Indianapolis | BRYANT HEATING AND COOLING SYSTEMS | 127TAN060**WA* | 127TAN060**WA* | CVPVA6124XMC*+TDR |  | Voluntarily Certified | Single-split-system air condit | False | False | 57500 |  | 13.8 | 13.4 |  |  | False | 30 | 30 | 11.5 |  | Coil-Only System | False | Conventional | 10/05/2023 |  | 11/15/2023
Carrier Corp. - Indianapolis | BRYANT HEATING AND COOLING SYSTEMS | 186CNV024*0**B* | 186CNV024*0**B* | CAP**3617AL*+UI | 88*TA36070C14*** | Voluntarily Certified | Single-split-system air condit | False | False | 22600 |  | 22.5 | 13.4 |  |  | False | 30 | 30 | 14.5 |  | Blower Coil System | True | Conventional | 10/05/2023 |  | 11/15/2023
Carrier Corp. - Indianapolis | BRYANT HEATING AND COOLING SYSTEMS | 186CNV036*0**B* | 186CNV036*0**B* | CAP**3721AL*+UI | 88*TA48090C17*** | Voluntarily Certified | Single-split-system air condit | False | False | 34200 |  | 23 | 13.4 |  |  | False | 30 | 30 | 13.5 |  | Blower Coil System | True | Conventional | 10/05/2023 |  | 11/15/2023
Carrier Corp. - Indianapolis | BRYANT HEATING AND COOLING SYSTEMS | 186CNV048*0**B* | 186CNV048*0**B* | CAP**6121AL*+UI | 88*TA60110C21*** | Voluntarily Certified | Single-split-system air condit | False | False | 46000 |  | 21.5 | 13.4 |  |  | False | 30 | 30 | 12.5 |  | Blower Coil System | True | Conventional | 10/05/2023 |  | 11/15/2023
Carrier Corp. - Indianapolis | BRYANT HEATING AND COOLING SYSTEMS | 186CNV060*0**B* | 186CNV060*0**B* | CAP**6124AL*+UI | 88*TA60110C21*** | Voluntarily Certified | Single-split-system air condit | False | False | 57000 |  | 19.5 | 13.4 |  |  | False | 30 | 30 | 12.5 |  | Blower Coil System | True | Conventional | 10/05/2023 |  | 11/15/2023
Carrier Corp. - Indianapolis | BRYANT HEATING AND COOLING SYSTEMS | 189BNV013*0**A* | 189BNV013*0**A* | FE4ANF002L+UI |  | Voluntarily Certified | Single-split-system air condit | False | False | 12900 |  | 16 | 13.4 |  |  | False | 30 | 30 | 12 |  | Blower Coil System | True | Conventional | 10/05/2023 |  | 11/15/2023
Carrier Corp. - Indianapolis | BRYANT HEATING AND COOLING SYSTEMS | 189BNV024B0**A* | 189BNV024B0**A* | FE4ANF002L+UI |  | Voluntarily Certified | Single-split-system air condit | False | False | 24400 |  | 17 | 13.4 |  |  | False | 30 | 30 | 10 |  | Blower Coil System | True | Conventional | 10/05/2023 |  | 11/15/2023
Carrier Corp. - Indianapolis | BRYANT HEATING AND COOLING SYSTEMS | 189BNV024B0**A*+TSTAT | 189BNV024B0**A*+TSTAT | FV4CNF002L |  | Voluntarily Certified | Single-split-system air condit | False | False | 24200 |  | 15.5 | 13.4 |  |  | False | 30 | 30 | 10 |  | Blower Coil System | False | Conventional | 10/05/2023 |  | 11/15/2023
Carrier Corp. - Indianapolis | BRYANT HEATING AND COOLING SYSTEMS | 189BNV025*0**B* | 189BNV025*0**B* | FE4AN(B,F)005L+UI |  | Voluntarily Certified | Single-split-system air condit | False | False | 23800 |  | 18.5 | 13.4 |  |  | False | 30 | 30 | 11.7 |  | Blower Coil System | True | Conventional | 10/05/2023 |  | 11/15/2023
Carrier Corp. - Indianapolis | BRYANT HEATING AND COOLING SYSTEMS | 189BNV025*0**B*+TSTAT | 189BNV025*0**B*+TSTAT | FV4CN(B,F)005L |  | Voluntarily Certified | Single-split-system air condit | False | False | 24000 |  | 16.5 | 13.4 |  |  | False | 30 | 30 | 11.7 |  | Blower Coil System | False | Conventional | 10/05/2023 |  | 11/15/2023
Carrier Corp. - Indianapolis | BRYANT HEATING AND COOLING SYSTEMS | 189BNV025*0**C* | 189BNV025*0**C* | FE4AN(B,F)005L+UI |  | Voluntarily Certified | Single-split-system air condit | False | False | 23800 |  | 18.5 | 13.4 |  |  | False | 30 | 30 | 11.7 |  | Blower Coil System | True | Conventional | 10/05/2023 |  | 11/15/2023
Carrier Corp. - Indianapolis | BRYANT HEATING AND COOLING SYSTEMS | 189BNV025*0**C*+TSTAT | 189BNV025*0**C*+TSTAT | FV4CN(B,F)005L |  | Voluntarily Certified | Single-split-system air condit | False | False | 24000 |  | 16.5 | 13.4 |  |  | False | 30 | 30 | 11.7 |  | Blower Coil System | False | Conventional | 10/05/2023 |  | 11/15/2023
Carrier Corp. - Indianapolis | BRYANT HEATING AND COOLING SYSTEMS | 189BNV036*0**B* | 189BNV036*0**B* | FE4AN(B,F)005L+UI |  | Voluntarily Certified | Single-split-system air condit | False | False | 35200 |  | 17.5 | 13.4 |  |  | False | 30 | 30 | 10 |  | Blower Coil System | True | Conventional | 10/05/2023 |  | 11/15/2023
Carrier Corp. - Indianapolis | BRYANT HEATING AND COOLING SYSTEMS | 189BNV036*0**C* | 189BNV036*0**C* | FE4AN(B,F)005L+UI |  | Voluntarily Certified | Single-split-system air condit | False | False | 35200 |  | 17.5 | 13.4 |  |  | False | 30 | 30 | 10 |  | Blower Coil System | True | Conventional | 10/05/2023 |  | 11/15/2023
Carrier Corp. - Indianapolis | BRYANT HEATING AND COOLING SYSTEMS | 189BNV036*0**C*+TSTAT | 189BNV036*0**C*+TSTAT | FV4CN(B,F)005L |  | Voluntarily Certified | Single-split-system air condit | False | False | 35200 |  | 15.5 | 13.4 |  |  | False | 30 | 30 | 10 |  | Blower Coil System | False | Conventional | 10/05/2023 |  | 11/15/2023
Carrier Corp. - Indianapolis | BRYANT HEATING AND COOLING SYSTEMS | 189BNV037*0**A* | 189BNV037*0**A* | FE4ANB006L+UI |  | Voluntarily Certified | Single-split-system air condit | False | False | 33200 |  | 18.5 | 13.4 |  |  | False | 30 | 30 | 12 |  | Blower Coil System | True | Conventional | 10/05/2023 |  | 11/15/2023
Carrier Corp. - Indianapolis | BRYANT HEATING AND COOLING SYSTEMS | 189BNV037*0**A*+TSTAT | 189BNV037*0**A*+TSTAT | FV4CNB006L |  | Voluntarily Certified | Single-split-system air condit | False | False | 33400 |  | 17 | 13.4 |  |  | False | 30 | 30 | 12 |  | Blower Coil System | False | Conventional | 10/05/2023 |  | 11/15/2023
Carrier Corp. - Indianapolis | BRYANT HEATING AND COOLING SYSTEMS | 189BNV037*0**B* | 189BNV037*0**B* | FE4ANB006L+UI |  | Voluntarily Certified | Single-split-system air condit | False | False | 33200 |  | 18.5 | 13.4 |  |  | False | 30 | 30 | 12 |  | Blower Coil System | True | Conventional | 10/05/2023 |  | 11/15/2023
Carrier Corp. - Indianapolis | BRYANT HEATING AND COOLING SYSTEMS | 189BNV037*0**B*+TSTAT | 189BNV037*0**B*+TSTAT | FV4CNB006L |  | Voluntarily Certified | Single-split-system air condit | False | False | 33400 |  | 17 | 13.4 |  |  | False | 30 | 30 | 12 |  | Blower Coil System | False | Conventional | 10/05/2023 |  | 11/15/2023
Carrier Corp. - Indianapolis | BRYANT HEATING AND COOLING SYSTEMS | 189BNV048*0**A* | 189BNV048*0**A* | FE4ANB006L+UI |  | Voluntarily Certified | Single-split-system air condit | False | False | 46000 |  | 18 | 13.4 |  |  | False | 30 | 30 | 10.5 |  | Blower Coil System | True | Conventional | 10/05/2023 |  | 11/15/2023
Carrier Corp. - Indianapolis | BRYANT HEATING AND COOLING SYSTEMS | 189BNV048*0**B* | 189BNV048*0**B* | FE4ANB006L+UI |  | Voluntarily Certified | Single-split-system air condit | False | False | 46000 |  | 18 | 13.4 |  |  | False | 30 | 30 | 10.5 |  | Blower Coil System | True | Conventional | 10/05/2023 |  | 11/15/2023
Carrier Corp. - Indianapolis | BRYANT HEATING AND COOLING SYSTEMS | 189BNV048*0**B*+TSTAT | 189BNV048*0**B*+TSTAT | FV4CNB006L |  | Voluntarily Certified | Single-split-system air condit | False | False | 46000 |  | 15.5 | 13.4 |  |  | False | 30 | 30 | 10.5 |  | Blower Coil System | False | Conventional | 10/05/2023 |  | 11/15/2023
Carrier Corp. - Indianapolis | BRYANT HEATING AND COOLING SYSTEMS | 189BNV049*0**A* | 189BNV049*0**A* | FE4ANB006L+UI |  | Voluntarily Certified | Single-split-system air condit | False | False | 44500 |  | 19 | 13.4 |  |  | False | 30 | 30 | 12 |  | Blower Coil System | True | Conventional | 10/05/2023 |  | 11/15/2023
Carrier Corp. - Indianapolis | BRYANT HEATING AND COOLING SYSTEMS | 189BNV049*0**B* | 189BNV049*0**B* | FE4ANB006L+UI |  | Voluntarily Certified | Single-split-system air condit | False | False | 44500 |  | 19 | 13.4 |  |  | False | 30 | 30 | 12 |  | Blower Coil System | True | Conventional | 10/05/2023 |  | 11/15/2023
Carrier Corp. - Indianapolis | BRYANT HEATING AND COOLING SYSTEMS | 189BNV049*0**B*+TSTAT | 189BNV049*0**B*+TSTAT | FV4CNB006L |  | Voluntarily Certified | Single-split-system air condit | False | False | 44000 |  | 17 | 13.4 |  |  | False | 30 | 30 | 11.7 |  | Blower Coil System | False | Conventional | 10/05/2023 |  | 11/15/2023
Carrier Corp. - Indianapolis | BRYANT HEATING AND COOLING SYSTEMS | 189BNV060*0**A* | 189BNV060*0**A* | FE4ANB006L+UI |  | Voluntarily Certified | Single-split-system air condit | False | False | 57000 |  | 16.5 | 13.4 |  |  | False | 30 | 30 | 9.5 |  | Blower Coil System | True | Conventional | 10/05/2023 |  | 11/15/2023
Carrier Corp. - Indianapolis | BRYANT HEATING AND COOLING SYSTEMS | 189BNV060*0**B* | 189BNV060*0**B* | FE4ANB006L+UI |  | Voluntarily Certified | Single-split-system air condit | False | False | 57000 |  | 16.5 | 13.4 |  |  | False | 30 | 30 | 9.5 |  | Blower Coil System | True | Conventional | 10/05/2023 |  | 11/15/2023
Carrier Corp. - Indianapolis | BRYANT HEATING AND COOLING SYSTEMS | 189BNV060*0**B*+TSTAT | 189BNV060*0**B*+TSTAT | FV4CNB006L |  | Voluntarily Certified | Single-split-system air condit | False | False | 57500 |  | 14.5 | 13.4 |  |  | False | 30 | 30 | 9.5 |  | Blower Coil System | False | Conventional | 10/05/2023 |  | 11/15/2023
Carrier Corp. - Indianapolis | Carrier | 24AAA561B0031* | 24AAA561B0031* | CNPV*6124AL*+TDR |  | Voluntarily Certified | Single-split-system air condit | False | False | 57500 |  | 13.8 | 13.4 |  |  | False | 30 | 30 | 11.2 |  | Coil-Only System | False | Conventional | 10/05/2023 |  | 11/15/2023
Carrier Corp. - Indianapolis | Carrier | 24ABC660B0031* | 24ABC660B0031* | CNPV*6124AL*+TDR |  | Voluntarily Certified | Single-split-system air condit | False | False | 57500 |  | 13.8 | 13.4 |  |  | False | 30 | 30 | 11.2 |  | Coil-Only System | False | Conventional | 10/05/2023 |  | 11/15/2023
Carrier Corp. - Indianapolis | Carrier | 24ACB748A*031** | 24ACB748A*031** | CAP**6124AL*+TDR |  | Voluntarily Certified | Single-split-system air condit | False | False | 48500 |  | 13.8 | 13.4 |  |  | False | 30 | 30 | 11.2 |  | Coil-Only System | False | Conventional | 10/05/2023 |  | 11/15/2023
Carrier Corp. - Indianapolis | Carrier | 24ACB760AB032 | 24ACB760AB032 | CAP**6124AL*+TDR |  | Voluntarily Certified | Single-split-system air condit | False | False | 56500 |  | 13.8 | 13.4 |  |  | False | 30 | 30 | 11.2 |  | Coil-Only System | False | Conventional | 10/05/2023 |  | 11/15/2023
Carrier Corp. - Indianapolis | Carrier | 24ACC660B0031* | 24ACC660B0031* | CNPV*6124AL*+TDR |  | Voluntarily Certified | Single-split-system air condit | False | False | 57500 |  | 13.8 | 13.4 |  |  | False | 30 | 30 | 11.2 |  | Coil-Only System | False | Conventional | 10/05/2023 |  | 11/15/2023
Carrier Corp. - Indianapolis | Carrier | 24SCA418N**30* | 24SCA418N**30* | CAP**1917AL*+TDR |  | Voluntarily Certified | Single-split-system air condit | False | False | 18000 |  | 13.4 | 13.4 |  |  | False | 30 | 30 | 11.5 |  | Coil-Only System | False | Conventional | 10/05/2023 |  | 11/15/2023
Carrier Corp. - Indianapolis | Carrier | 24SCA424N**30* | 24SCA424N**30* | CSPVA2414XMC*+TDR |  | Voluntarily Certified | Single-split-system air condit | False | False | 23200 |  | 13.4 | 13.4 |  |  | False | 30 | 30 | 11.5 |  | Coil-Only System | False | Conventional | 10/05/2023 |  | 11/15/2023
Carrier Corp. - Indianapolis | Carrier | 24SCA430N**30* | 24SCA430N**30* | CAP**3721AL*+TDR |  | Voluntarily Certified | Single-split-system air condit | False | False | 29400 |  | 14 | 13.4 |  |  | False | 30 | 30 | 11.5 |  | Coil-Only System | False | Conventional | 10/05/2023 |  | 11/15/2023
Carrier Corp. - Indianapolis | Carrier | 24SCA436N**30* | 24SCA436N**30* | CVPVA3721XMC*+TDR |  | Voluntarily Certified | Single-split-system air condit | False | False | 33600 |  | 13.4 | 13.4 |  |  | False | 30 | 30 | 11.5 |  | Coil-Only System | False | Conventional | 10/05/2023 |  | 11/15/2023
Carrier Corp. - Indianapolis | Carrier | 24SCA442N**30* | 24SCA442N**30* | CVPVA4221XMC*+TDR |  | Voluntarily Certified | Single-split-system air condit | False | False | 38500 |  | 13.4 | 13.4 |  |  | False | 30 | 30 | 11 |  | Coil-Only System | False | Conventional | 10/05/2023 |  | 11/15/2023
Carrier Corp. - Indianapolis | Carrier | 24SCA448N**30* | 24SCA448N**30* | CAP**6124AL*+TDR |  | Voluntarily Certified | Single-split-system air condit | False | False | 45000 |  | 13.4 | 13.4 |  |  | False | 30 | 30 | 11.5 |  | Coil-Only System | False | Conventional | 10/05/2023 |  | 11/15/2023
Carrier Corp. - Indianapolis | Carrier | 24SCA460N**30* | 24SCA460N**30* | CVPVA6124XMC*+TDR |  | Voluntarily Certified | Single-split-system air condit | False | False | 55500 |  | 13.4 | 13.4 |  |  | False | 30 | 30 | 11 |  | Coil-Only System | False | Conventional | 10/05/2023 |  | 11/15/2023
Carrier Corp. - Indianapolis | Carrier | 24SCA518W**30* | 24SCA518W**30* | CSPVA2414XMC*+TDR |  | Voluntarily Certified | Single-split-system air condit | False | False | 17900 |  | 14.3 | 13.4 |  |  | False | 30 | 30 | 11.7 |  | Coil-Only System | False | Conventional | 10/05/2023 |  | 11/15/2023
Carrier Corp. - Indianapolis | Carrier | 24SCA524W**30* | 24SCA524W**30* | CSPVA2414XMC*+TDR |  | Voluntarily Certified | Single-split-system air condit | False | False | 22800 |  | 14.3 | 13.4 |  |  | False | 30 | 30 | 11.7 |  | Coil-Only System | False | Conventional | 10/05/2023 |  | 11/15/2023
Carrier Corp. - Indianapolis | Carrier | 24SCA530W**30* | 24SCA530W**30* | CVPVA3017XMC*+TDR |  | Voluntarily Certified | Single-split-system air condit | False | False | 28800 |  | 14.3 | 13.4 |  |  | False | 30 | 30 | 11.7 |  | Coil-Only System | False | Conventional | 10/05/2023 |  | 11/15/2023
Carrier Corp. - Indianapolis | Carrier | 24SCA536W**30* | 24SCA536W**30* | CVPVA3721XMC*+TDR |  | Voluntarily Certified | Single-split-system air condit | False | False | 34200 |  | 14.3 | 13.4 |  |  | False | 30 | 30 | 11.7 |  | Coil-Only System | False | Conventional | 10/05/2023 |  | 11/15/2023
Carrier Corp. - Indianapolis | Carrier | 24SCA542W**30* | 24SCA542W**30* | CVPVA4821XMC*+TDR |  | Voluntarily Certified | Single-split-system air condit | False | False | 45000 |  | 13.8 | 13.4 |  |  | False | 30 | 30 | 11.2 |  | Coil-Only System | False | Conventional | 10/05/2023 |  | 11/15/2023
Carrier Corp. - Indianapolis | Carrier | 24SCA548W**30* | 24SCA548W**30* | CVPVA4821XMC*+TDR |  | Voluntarily Certified | Single-split-system air condit | False | False | 46500 |  | 13.8 | 13.4 |  |  | False | 30 | 30 | 11.2 |  | Coil-Only System | False | Conventional | 10/05/2023 |  | 11/15/2023
Carrier Corp. - Indianapolis | Carrier | 24SCA560W**30* | 24SCA560W**30* | CVPVA6124XMC*+TDR |  | Voluntarily Certified | Single-split-system air condit | False | False | 56500 |  | 13.8 | 13.4 |  |  | False | 30 | 30 | 11.2 |  | Coil-Only System | False | Conventional | 10/05/2023 |  | 11/15/2023
Carrier Corp. - Indianapolis | Carrier | 24SPA618W**30* | 24SPA618W**30* | CSPVA2414XMC*+TDR |  | Voluntarily Certified | Single-split-system air condit | False | False | 17900 |  | 14.3 | 13.4 |  |  | False | 30 | 30 | 11.7 |  | Coil-Only System | False | Conventional | 10/05/2023 |  | 11/15/2023
Carrier Corp. - Indianapolis | Carrier | 24SPA624W**30* | 24SPA624W**30* | CSPVA2414XMC*+TDR |  | Voluntarily Certified | Single-split-system air condit | False | False | 22800 |  | 14.3 | 13.4 |  |  | False | 30 | 30 | 11.7 |  | Coil-Only System | False | Conventional | 10/05/2023 |  | 11/15/2023
Carrier Corp. - Indianapolis | Carrier | 24SPA630W**30* | 24SPA630W**30* | CVPVA3017XMC*+TDR |  | Voluntarily Certified | Single-split-system air condit | False | False | 28800 |  | 14.3 | 13.4 |  |  | False | 30 | 30 | 11.7 |  | Coil-Only System | False | Conventional | 10/05/2023 |  | 11/15/2023
Carrier Corp. - Indianapolis | Carrier | 24SPA636W**30* | 24SPA636W**30* | CVPVA3721XMC*+TDR |  | Voluntarily Certified | Single-split-system air condit | False | False | 34200 |  | 14.3 | 13.4 |  |  | False | 30 | 30 | 11.7 |  | Coil-Only System | False | Conventional | 10/05/2023 |  | 11/15/2023
Carrier Corp. - Indianapolis | Carrier | 24SPA642W**30* | 24SPA642W**30* | CVPVA4821XMC*+TDR |  | Voluntarily Certified | Single-split-system air condit | False | False | 45000 |  | 13.8 | 13.4 |  |  | False | 30 | 30 | 11.2 |  | Coil-Only System | False | Conventional | 10/05/2023 |  | 11/15/2023
Carrier Corp. - Indianapolis | Carrier | 24SPA643W**30* | 24SPA643W**30* | CAP**4321AL*+TDR |  | Voluntarily Certified | Single-split-system air condit | False | False | 40000 |  | 14.3 | 13.4 |  |  | False | 30 | 30 | 12.5 |  | Coil-Only System | False | Conventional | 10/05/2023 |  | 11/15/2023
Carrier Corp. - Indianapolis | Carrier | 24SPA648W**30* | 24SPA648W**30* | CVPVA4821XMC*+TDR |  | Voluntarily Certified | Single-split-system air condit | False | False | 46500 |  | 13.8 | 13.4 |  |  | False | 30 | 30 | 11.2 |  | Coil-Only System | False | Conventional | 10/05/2023 |  | 11/15/2023
Carrier Corp. - Indianapolis | Carrier | 24SPA649W**30* | 24SPA649W**30* | CAP**6024AL*+TDR |  | Voluntarily Certified | Single-split-system air condit | False | False | 46000 |  | 14.5 | 13.4 |  |  | False | 30 | 30 | 12.5 |  | Coil-Only System | False | Conventional | 10/05/2023 |  | 11/15/2023
Carrier Corp. - Indianapolis | Carrier | 24SPA660W**30* | 24SPA660W**30* | CVPVA6124XMC*+TDR |  | Voluntarily Certified | Single-split-system air condit | False | False | 56500 |  | 13.8 | 13.4 |  |  | False | 30 | 30 | 11.2 |  | Coil-Only System | False | Conventional | 10/05/2023 |  | 11/15/2023
Carrier Corp. - Indianapolis | Carrier | 24SPA661W**30* | 24SPA661W**30* | CVPVA6124XMC*+TDR |  | Voluntarily Certified | Single-split-system air condit | False | False | 55500 |  | 14.3 | 13.4 |  |  | False | 30 | 30 | 12 |  | Coil-Only System | False | Conventional | 10/05/2023 |  | 11/15/2023
Carrier Corp. - Indianapolis | Carrier | 24TPA724W**30* | 24TPA724W**30* | CVPVA2517XMC*+TDR |  | Voluntarily Certified | Single-split-system air condit | False | False | 23400 |  | 14.3 | 13.4 |  |  | False | 30 | 30 | 11.7 |  | Coil-Only System | False | Conventional | 10/05/2023 |  | 11/15/2023
Carrier Corp. - Indianapolis | Carrier | 24TPA736W**30* | 24TPA736W**30* | CVPVA3721XMC*+TDR |  | Voluntarily Certified | Single-split-system air condit | False | False | 35000 |  | 14.3 | 13.4 |  |  | False | 30 | 30 | 12 |  | Coil-Only System | False | Conventional | 10/05/2023 |  | 11/15/2023
Carrier Corp. - Indianapolis | Carrier | 24TPA748W**30* | 24TPA748W**30* | CVPVA4924XMC*+TDR |  | Voluntarily Certified | Single-split-system air condit | False | False | 47000 |  | 13.8 | 13.4 |  |  | False | 30 | 30 | 12 |  | Coil-Only System | False | Conventional | 10/05/2023 |  | 11/15/2023
Carrier Corp. - Indianapolis | Carrier | 24TPA760W**30* | 24TPA760W**30* | CVPVA6124XMC*+TDR |  | Voluntarily Certified | Single-split-system air condit | False | False | 57500 |  | 13.8 | 13.4 |  |  | False | 30 | 30 | 11.5 |  | Coil-Only System | False | Conventional | 10/05/2023 |  | 11/15/2023
Carrier Corp. - Indianapolis | Carrier | 24VNA624A*031* | 24VNA624A*031* | CAP**3617AL*+UI | 58TN*A070C14**12 | Voluntarily Certified | Single-split-system air condit | False | False | 22600 |  | 22.5 | 13.4 |  |  | False | 30 | 30 | 14.5 |  | Blower Coil System | True | Conventional | 10/05/2023 |  | 11/15/2023
Carrier Corp. - Indianapolis | Carrier | 24VNA636A*031* | 24VNA636A*031* | CAP**3721AL*+UI | 58TN*A090C17**16 | Voluntarily Certified | Single-split-system air condit | False | False | 34200 |  | 23 | 13.4 |  |  | False | 30 | 30 | 13.5 |  | Blower Coil System | True | Conventional | 10/05/2023 |  | 11/15/2023
Carrier Corp. - Indianapolis | Carrier | 24VNA648A*031* | 24VNA648A*031* | CAP**6121AL*+UI | 58TN*A110C21**20 | Voluntarily Certified | Single-split-system air condit | False | False | 46000 |  | 21.5 | 13.4 |  |  | False | 30 | 30 | 12.5 |  | Blower Coil System | True | Conventional | 10/05/2023 |  | 11/15/2023
Carrier Corp. - Indianapolis | Carrier | 24VNA660A*031* | 24VNA660A*031* | CAP**6124AL*+UI | 58TN*A110C21**20 | Voluntarily Certified | Single-split-system air condit | False | False | 57000 |  | 19.5 | 13.4 |  |  | False | 30 | 30 | 12.5 |  | Blower Coil System | True | Conventional | 10/05/2023 |  | 11/15/2023
Carrier Corp. - Indianapolis | Carrier | 24VNA913A*030* | 24VNA913A*030* | FE4ANF002L+UI |  | Voluntarily Certified | Single-split-system air condit | False | False | 12900 |  | 16 | 13.4 |  |  | False | 30 | 30 | 12 |  | Blower Coil System | True | Conventional | 10/05/2023 |  | 11/15/2023
Carrier Corp. - Indianapolis | Carrier | 24VNA924B*030* | 24VNA924B*030* | FE4ANF002L+UI |  | Voluntarily Certified | Single-split-system air condit | False | False | 24400 |  | 17 | 13.4 |  |  | False | 30 | 30 | 10 |  | Blower Coil System | True | Conventional | 10/05/2023 |  | 11/15/2023
Carrier Corp. - Indianapolis | Carrier | 24VNA924B*030*+TSTAT | 24VNA924B*030*+TSTAT | FV4CNF002L |  | Voluntarily Certified | Single-split-system air condit | False | False | 24200 |  | 15.5 | 13.4 |  |  | False | 30 | 30 | 10 |  | Blower Coil System | False | Conventional | 10/05/2023 |  | 11/15/2023
Carrier Corp. - Indianapolis | Carrier | 24VNA925A*031* | 24VNA925A*031* | FE4AN(B,F)005L+UI |  | Voluntarily Certified | Single-split-system air condit | False | False | 23800 |  | 18.5 | 13.4 |  |  | False | 30 | 30 | 11.7 |  | Blower Coil System | True | Conventional | 10/05/2023 |  | 11/15/2023
Carrier Corp. - Indianapolis | Carrier | 24VNA925A*031*+TSTAT | 24VNA925A*031*+TSTAT | FV4CN(B,F)005L |  | Voluntarily Certified | Single-split-system air condit | False | False | 24000 |  | 16.5 | 13.4 |  |  | False | 30 | 30 | 11.7 |  | Blower Coil System | False | Conventional | 10/05/2023 |  | 11/15/2023
Carrier Corp. - Indianapolis | Carrier | 24VNA925A*032* | 24VNA925A*032* | FE4AN(B,F)005L+UI |  | Voluntarily Certified | Single-split-system air condit | False | False | 23800 |  | 18.5 | 13.4 |  |  | False | 30 | 30 | 11.7 |  | Blower Coil System | True | Conventional | 10/05/2023 |  | 11/15/2023
Carrier Corp. - Indianapolis | Carrier | 24VNA925A*032*+TSTAT | 24VNA925A*032*+TSTAT | FV4CN(B,F)005L |  | Voluntarily Certified | Single-split-system air condit | False | False | 24000 |  | 16.5 | 13.4 |  |  | False | 30 | 30 | 11.7 |  | Blower Coil System | False | Conventional | 10/05/2023 |  | 11/15/2023
Carrier Corp. - Indianapolis | Carrier | 24VNA936A*031* | 24VNA936A*031* | FE4AN(B,F)005L+UI |  | Voluntarily Certified | Single-split-system air condit | False | False | 35200 |  | 17.5 | 13.4 |  |  | False | 30 | 30 | 10 |  | Blower Coil System | True | Conventional | 10/05/2023 |  | 11/15/2023
Carrier Corp. - Indianapolis | Carrier | 24VNA936A*032* | 24VNA936A*032* | FE4AN(B,F)005L+UI |  | Voluntarily Certified | Single-split-system air condit | False | False | 35200 |  | 17.5 | 13.4 |  |  | False | 30 | 30 | 10 |  | Blower Coil System | True | Conventional | 10/05/2023 |  | 11/15/2023
Carrier Corp. - Indianapolis | Carrier | 24VNA936A*032*+TSTAT | 24VNA936A*032*+TSTAT | FV4CN(B,F)005L |  | Voluntarily Certified | Single-split-system air condit | False | False | 35200 |  | 15.5 | 13.4 |  |  | False | 30 | 30 | 10 |  | Blower Coil System | False | Conventional | 10/05/2023 |  | 11/15/2023
Carrier Corp. - Indianapolis | Carrier | 24VNA937A*030* | 24VNA937A*030* | FE4ANB006L+UI |  | Voluntarily Certified | Single-split-system air condit | False | False | 33200 |  | 18.5 | 13.4 |  |  | False | 30 | 30 | 12 |  | Blower Coil System | True | Conventional | 10/05/2023 |  | 11/15/2023
Carrier Corp. - Indianapolis | Carrier | 24VNA937A*030*+TSTAT | 24VNA937A*030*+TSTAT | FV4CNB006L |  | Voluntarily Certified | Single-split-system air condit | False | False | 33400 |  | 17 | 13.4 |  |  | False | 30 | 30 | 12 |  | Blower Coil System | False | Conventional | 10/05/2023 |  | 11/15/2023
Carrier Corp. - Indianapolis | Carrier | 24VNA937A*031* | 24VNA937A*031* | FE4ANB006L+UI |  | Voluntarily Certified | Single-split-system air condit | False | False | 33200 |  | 18.5 | 13.4 |  |  | False | 30 | 30 | 12 |  | Blower Coil System | True | Conventional | 10/05/2023 |  | 11/15/2023
Carrier Corp. - Indianapolis | Carrier | 24VNA937A*031*+TSTAT | 24VNA937A*031*+TSTAT | FV4CNB006L |  | Voluntarily Certified | Single-split-system air condit | False | False | 33400 |  | 17 | 13.4 |  |  | False | 30 | 30 | 12 |  | Blower Coil System | False | Conventional | 10/05/2023 |  | 11/15/2023
Carrier Corp. - Indianapolis | Carrier | 24VNA948A*030* | 24VNA948A*030* | FE4ANB006L+UI |  | Voluntarily Certified | Single-split-system air condit | False | False | 46000 |  | 18 | 13.4 |  |  | False | 30 | 30 | 10.5 |  | Blower Coil System | True | Conventional | 10/05/2023 |  | 11/15/2023
Carrier Corp. - Indianapolis | Carrier | 24VNA948A*031* | 24VNA948A*031* | FE4ANB006L+UI |  | Voluntarily Certified | Single-split-system air condit | False | False | 46000 |  | 18 | 13.4 |  |  | False | 30 | 30 | 10.5 |  | Blower Coil System | True | Conventional | 10/05/2023 |  | 11/15/2023
Carrier Corp. - Indianapolis | Carrier | 24VNA948A*031*+TSTAT | 24VNA948A*031*+TSTAT | FV4CNB006L |  | Voluntarily Certified | Single-split-system air condit | False | False | 46000 |  | 15.5 | 13.4 |  |  | False | 30 | 30 | 10.5 |  | Blower Coil System | False | Conventional | 10/05/2023 |  | 11/15/2023
Carrier Corp. - Indianapolis | Carrier | 24VNA949A*030* | 24VNA949A*030* | FE4ANB006L+UI |  | Voluntarily Certified | Single-split-system air condit | False | False | 44500 |  | 19 | 13.4 |  |  | False | 30 | 30 | 12 |  | Blower Coil System | True | Conventional | 10/05/2023 |  | 11/15/2023
Carrier Corp. - Indianapolis | Carrier | 24VNA949A*031* | 24VNA949A*031* | FE4ANB006L+UI |  | Voluntarily Certified | Single-split-system air condit | False | False | 44500 |  | 19 | 13.4 |  |  | False | 30 | 30 | 12 |  | Blower Coil System | True | Conventional | 10/05/2023 |  | 11/15/2023
Carrier Corp. - Indianapolis | Carrier | 24VNA949A*031*+TSTAT | 24VNA949A*031*+TSTAT | FV4CNB006L |  | Voluntarily Certified | Single-split-system air condit | False | False | 44000 |  | 17 | 13.4 |  |  | False | 30 | 30 | 11.7 |  | Blower Coil System | False | Conventional | 10/05/2023 |  | 11/15/2023
Carrier Corp. - Indianapolis | Carrier | 24VNA960A*030* | 24VNA960A*030* | FE4ANB006L+UI |  | Voluntarily Certified | Single-split-system air condit | False | False | 57000 |  | 16.5 | 13.4 |  |  | False | 30 | 30 | 9.5 |  | Blower Coil System | True | Conventional | 10/05/2023 |  | 11/15/2023
Carrier Corp. - Indianapolis | Carrier | 24VNA960A*031* | 24VNA960A*031* | FE4ANB006L+UI |  | Voluntarily Certified | Single-split-system air condit | False | False | 57000 |  | 16.5 | 13.4 |  |  | False | 30 | 30 | 9.5 |  | Blower Coil System | True | Conventional | 10/05/2023 |  | 11/15/2023
Carrier Corp. - Indianapolis | Carrier | 24VNA960A*031*+TSTAT | 24VNA960A*031*+TSTAT | FV4CNB006L |  | Voluntarily Certified | Single-split-system air condit | False | False | 57500 |  | 14.5 | 13.4 |  |  | False | 30 | 30 | 9.5 |  | Blower Coil System | False | Conventional | 10/05/2023 |  | 11/15/2023
Carrier Corp. - Indianapolis | BRYANT HEATING AND COOLING SYSTEMS | 315SAN018**WA* | 315SAN018**WA* | CAP**1917AL*+TDR |  | Voluntarily Certified | Single-split-system air condit | False | False | 18000 |  | 14.3 | 13.4 |  |  | False | 30 | 30 | 12.5 |  | Coil-Only System | False | Conventional | 10/05/2023 |  | 11/15/2023
Carrier Corp. - Indianapolis | BRYANT HEATING AND COOLING SYSTEMS | 315SAN024**WA* | 315SAN024**WA* | CAP**2517AL*+TDR |  | Voluntarily Certified | Single-split-system air condit | False | False | 23800 |  | 14.3 | 13.4 |  |  | False | 30 | 30 | 12.5 |  | Coil-Only System | False | Conventional | 10/05/2023 |  | 11/15/2023
Carrier Corp. - Indianapolis | BRYANT HEATING AND COOLING SYSTEMS | 315SAN030**WA* | 315SAN030**WA* | CAP**3721AL*+TDR |  | Voluntarily Certified | Single-split-system air condit | False | False | 28400 |  | 14.3 | 13.4 |  |  | False | 30 | 30 | 12 |  | Coil-Only System | False | Conventional | 10/05/2023 |  | 11/15/2023
Carrier Corp. - Indianapolis | BRYANT HEATING AND COOLING SYSTEMS | 315SAN036**WA* | 315SAN036**WA* | CAP**3721AL*+TDR |  | Voluntarily Certified | Single-split-system air condit | False | False | 35600 |  | 14.5 | 13.4 |  |  | False | 30 | 30 | 12.5 |  | Coil-Only System | False | Conventional | 10/05/2023 |  | 11/15/2023
Carrier Corp. - Indianapolis | BRYANT HEATING AND COOLING SYSTEMS | 315SAN048**WA* | 315SAN048**WA* | CAP**6124AL*+TDR |  | Voluntarily Certified | Single-split-system air condit | False | False | 47500 |  | 14 | 13.4 |  |  | False | 30 | 30 | 12 |  | Coil-Only System | False | Conventional | 10/05/2023 |  | 11/15/2023
Carrier Corp. - Indianapolis | BRYANT HEATING AND COOLING SYSTEMS | 315SAN060**WA* | 315SAN060**WA* | CAP**6124AL*+TDR |  | Voluntarily Certified | Single-split-system air condit | False | False | 57000 |  | 13.8 | 13.4 |  |  | False | 30 | 30 | 11.5 |  | Coil-Only System | False | Conventional | 10/05/2023 |  | 11/15/2023
Carrier Corp. - Indianapolis | Carrier | 34SCA518W**30* | 34SCA518W**30* | CAP**1917AL*+TDR |  | Voluntarily Certified | Single-split-system air condit | False | False | 18000 |  | 14.3 | 13.4 |  |  | False | 30 | 30 | 12.5 |  | Coil-Only System | False | Conventional | 10/05/2023 |  | 11/15/2023
Carrier Corp. - Indianapolis | Carrier | 34SCA524W**30* | 34SCA524W**30* | CAP**2517AL*+TDR |  | Voluntarily Certified | Single-split-system air condit | False | False | 23800 |  | 14.3 | 13.4 |  |  | False | 30 | 30 | 12.5 |  | Coil-Only System | False | Conventional | 10/05/2023 |  | 11/15/2023
Carrier Corp. - Indianapolis | Carrier | 34SCA530W**30* | 34SCA530W**30* | CAP**3721AL*+TDR |  | Voluntarily Certified | Single-split-system air condit | False | False | 28400 |  | 14.3 | 13.4 |  |  | False | 30 | 30 | 12 |  | Coil-Only System | False | Conventional | 10/05/2023 |  | 11/15/2023
Carrier Corp. - Indianapolis | Carrier | 34SCA536W**30* | 34SCA536W**30* | CAP**3721AL*+TDR |  | Voluntarily Certified | Single-split-system air condit | False | False | 35600 |  | 14.5 | 13.4 |  |  | False | 30 | 30 | 12.5 |  | Coil-Only System | False | Conventional | 10/05/2023 |  | 11/15/2023
Carrier Corp. - Indianapolis | Carrier | 34SCA548W**30* | 34SCA548W**30* | CAP**6124AL*+TDR |  | Voluntarily Certified | Single-split-system air condit | False | False | 47500 |  | 14 | 13.4 |  |  | False | 30 | 30 | 12 |  | Coil-Only System | False | Conventional | 10/05/2023 |  | 11/15/2023
Carrier Corp. - Indianapolis | Carrier | 34SCA560W**30* | 34SCA560W**30* | CAP**6124AL*+TDR |  | Voluntarily Certified | Single-split-system air condit | False | False | 57000 |  | 13.8 | 13.4 |  |  | False | 30 | 30 | 11.5 |  | Coil-Only System | False | Conventional | 10/05/2023 |  | 11/15/2023
Carrier Corp. - Indianapolis | Carrier | 48FC*C04***3* | 48FC*C04***3* |  |  | Voluntarily Certified | Single-package air conditioner | False | False | 34000 |  | 13.4 | 13.4 |  |  | True | 9 | 30 | 11.5 |  |  | False | Conventional | 10/05/2023 |  | 11/15/2023
Carrier Corp. - Indianapolis | Carrier | 48FC*C05***3* | 48FC*C05***3* |  |  | Voluntarily Certified | Single-package air conditioner | False | False | 48000 |  | 13.8 | 13.4 |  |  | True | 12 | 30 | 11.5 |  |  | False | Conventional | 10/05/2023 |  | 11/15/2023
Carrier Corp. - Indianapolis | Carrier | 48FC*C06***3* | 48FC*C06***3* |  |  | Voluntarily Certified | Single-package air conditioner | False | False | 58500 |  | 13.6 | 13.4 |  |  | True | 30 | 30 | 11.5 |  |  | False | Conventional | 10/05/2023 |  | 11/15/2023
Carrier Corp. - Indianapolis | Carrier | 48GC*(T,H)04***3* | 48GC*(T,H)04***3* |  |  | Voluntarily Certified | Single-package air conditioner | False | False | 35000 |  | 16 | 13.4 |  |  | True | 9 | 30 | 12 |  |  | False | Conventional | 10/05/2023 |  | 11/15/2023
Carrier Corp. - Indianapolis | Carrier | 48GC*(T,H)05***3* | 48GC*(T,H)05***3* |  |  | Voluntarily Certified | Single-package air conditioner | False | False | 46500 |  | 16 | 13.4 |  |  | True | 12 | 30 | 12 |  |  | False | Conventional | 10/05/2023 |  | 11/15/2023
Carrier Corp. - Indianapolis | Carrier | 48GC*(T,H)06***3* | 48GC*(T,H)06***3* |  |  | Voluntarily Certified | Single-package air conditioner | False | False | 59000 |  | 16.5 | 13.4 |  |  | True | 30 | 30 | 12 |  |  | False | Conventional | 10/05/2023 |  | 11/15/2023
Carrier Corp. - Indianapolis | Carrier | 48VG*K24***30* | 48VG*K24***30* |  |  | Voluntarily Certified | Single-package air conditioner | False | False | 22200 |  | 15.2 | 13.4 |  |  | False | 30 | 30 | 11.5 |  |  | False | Conventional | 10/05/2023 |  | 11/15/2023
Carrier Corp. - Indianapolis | Carrier | 48VG*K36***30* | 48VG*K36***30* |  |  | Voluntarily Certified | Single-package air conditioner | False | False | 34800 |  | 15.2 | 13.4 |  |  | False | 30 | 30 | 11.5 |  |  | False | Conventional | 10/05/2023 |  | 11/15/2023
Carrier Corp. - Indianapolis | Carrier | 48VG*K48***30* | 48VG*K48***30* |  |  | Voluntarily Certified | Single-package air conditioner | False | False | 46500 |  | 16 | 13.4 |  |  | False | 30 | 30 | 11.8 |  |  | False | Conventional | 10/05/2023 |  | 11/15/2023
Carrier Corp. - Indianapolis | Carrier | 48VG*K60***30* | 48VG*K60***30* |  |  | Voluntarily Certified | Single-package air conditioner | False | False | 56000 |  | 15.2 | 13.4 |  |  | False | 30 | 30 | 11.5 |  |  | False | Conventional | 10/05/2023 |  | 11/15/2023
Carrier Corp. - Indianapolis | Carrier | 48VL*K24***30* | 48VL*K24***30* |  |  | Voluntarily Certified | Single-package air conditioner | False | False | 22800 |  | 13.4 | 13.4 |  |  | False | 30 | 30 | 11.05 |  |  | False | Conventional | 10/05/2023 |  | 11/15/2023
Carrier Corp. - Indianapolis | Carrier | 48VL*K30***30* | 48VL*K30***30* |  |  | Voluntarily Certified | Single-package air conditioner | False | False | 28000 |  | 13.4 | 13.4 |  |  | False | 30 | 30 | 11.05 |  |  | False | Conventional | 10/05/2023 |  | 11/15/2023
Carrier Corp. - Indianapolis | Carrier | 48VL*K36***30* | 48VL*K36***30* |  |  | Voluntarily Certified | Single-package air conditioner | False | False | 33800 |  | 13.4 | 13.4 |  |  | False | 30 | 30 | 11.05 |  |  | False | Conventional | 10/05/2023 |  | 11/15/2023
Carrier Corp. - Indianapolis | Carrier | 48VL*K42***30* | 48VL*K42***30* |  |  | Voluntarily Certified | Single-package air conditioner | False | False | 39000 |  | 13.4 | 13.4 |  |  | False | 30 | 30 | 11.05 |  |  | False | Conventional | 10/05/2023 |  | 11/15/2023
Carrier Corp. - Indianapolis | Carrier | 48VL*K48***30* | 48VL*K48***30* |  |  | Voluntarily Certified | Single-package air conditioner | False | False | 47000 |  | 13.4 | 13.4 |  |  | False | 30 | 30 | 11.05 |  |  | False | Conventional | 10/05/2023 |  | 11/15/2023
Carrier Corp. - Indianapolis | Carrier | 48VL*K60***30* | 48VL*K60***30* |  |  | Voluntarily Certified | Single-package air conditioner | False | False | 56000 |  | 13.4 | 13.4 |  |  | False | 30 | 30 | 11.05 |  |  | False | Conventional | 10/05/2023 |  | 11/15/2023
Carrier Corp. - Indianapolis | Carrier | 50FC*C04***3* | 50FC*C04***3* |  |  | Voluntarily Certified | Single-package air conditioner | False | False | 34000 |  | 13.4 | 13.4 |  |  | True | 9 | 30 | 11.5 |  |  | False | Conventional | 10/05/2023 |  | 11/15/2023
Carrier Corp. - Indianapolis | Carrier | 50FC*C05***3* | 50FC*C05***3* |  |  | Voluntarily Certified | Single-package air conditioner | False | False | 48000 |  | 13.8 | 13.4 |  |  | True | 12 | 30 | 11.5 |  |  | False | Conventional | 10/05/2023 |  | 11/15/2023
Carrier Corp. - Indianapolis | Carrier | 50FC*C06***3* | 50FC*C06***3* |  |  | Voluntarily Certified | Single-package air conditioner | False | False | 58500 |  | 13.6 | 13.4 |  |  | True | 30 | 30 | 11.5 |  |  | False | Conventional | 10/05/2023 |  | 11/15/2023
Carrier Corp. - Indianapolis | Carrier | 50GC*(T,H)04***3* | 50GC*(T,H)04***3* |  |  | Voluntarily Certified | Single-package air conditioner | False | False | 35000 |  | 16 | 13.4 |  |  | True | 9 | 30 | 12 |  |  | False | Conventional | 10/05/2023 |  | 11/15/2023
Carrier Corp. - Indianapolis | Carrier | 50GC*(T,H)05***3* | 50GC*(T,H)05***3* |  |  | Voluntarily Certified | Single-package air conditioner | False | False | 46500 |  | 16 | 13.4 |  |  | True | 12 | 30 | 12 |  |  | False | Conventional | 10/05/2023 |  | 11/15/2023
Carrier Corp. - Indianapolis | Carrier | 50GC*(T,H)06****3* | 50GC*(T,H)06****3* |  |  | Voluntarily Certified | Single-package air conditioner | False | False | 59000 |  | 16.5 | 13.4 |  |  | True | 30 | 30 | 12 |  |  | False | Conventional | 10/05/2023 |  | 11/15/2023
Carrier Corp. - Indianapolis | Carrier | 50VG-K24---30* | 50VG-K24---30* |  |  | Voluntarily Certified | Single-package air conditioner | False | False | 22200 |  | 15.2 | 13.4 |  |  | False | 30 | 30 | 11.5 |  |  | False | Conventional | 10/05/2023 |  | 11/15/2023
Carrier Corp. - Indianapolis | Carrier | 50VG-K36---30* | 50VG-K36---30* |  |  | Voluntarily Certified | Single-package air conditioner | False | False | 34800 |  | 15.2 | 13.4 |  |  | False | 30 | 30 | 11.5 |  |  | False | Conventional | 10/05/2023 |  | 11/15/2023
Carrier Corp. - Indianapolis | Carrier | 50VG-K48---30* | 50VG-K48---30* |  |  | Voluntarily Certified | Single-package air conditioner | False | False | 46500 |  | 16 | 13.4 |  |  | False | 30 | 30 | 11.8 |  |  | False | Conventional | 10/05/2023 |  | 11/15/2023
Carrier Corp. - Indianapolis | Carrier | 50VG-K60---30* | 50VG-K60---30* |  |  | Voluntarily Certified | Single-package air conditioner | False | False | 56000 |  | 15.2 | 13.4 |  |  | False | 30 | 30 | 11.5 |  |  | False | Conventional | 10/05/2023 |  | 11/15/2023
Carrier Corp. - Indianapolis | Carrier | 50VL-K24---30* | 50VL-K24---30* |  |  | Voluntarily Certified | Single-package air conditioner | False | False | 22800 |  | 13.4 | 13.4 |  |  | False | 30 | 30 | 11.05 |  |  | False | Conventional | 10/05/2023 |  | 11/15/2023
Carrier Corp. - Indianapolis | Carrier | 50VL-K30---30* | 50VL-K30---30* |  |  | Voluntarily Certified | Single-package air conditioner | False | False | 28000 |  | 13.4 | 13.4 |  |  | False | 30 | 30 | 11.05 |  |  | False | Conventional | 10/05/2023 |  | 11/15/2023
Carrier Corp. - Indianapolis | Carrier | 50VL-K36---30* | 50VL-K36---30* |  |  | Voluntarily Certified | Single-package air conditioner | False | False | 33800 |  | 13.4 | 13.4 |  |  | False | 30 | 30 | 11.05 |  |  | False | Conventional | 10/05/2023 |  | 11/15/2023
Carrier Corp. - Indianapolis | Carrier | 50VL-K42---30* | 50VL-K42---30* |  |  | Voluntarily Certified | Single-package air conditioner | False | False | 39000 |  | 13.4 | 13.4 |  |  | False | 30 | 30 | 11.05 |  |  | False | Conventional | 10/05/2023 |  | 11/15/2023
Carrier Corp. - Indianapolis | Carrier | 50VL-K48---30* | 50VL-K48---30* |  |  | Voluntarily Certified | Single-package air conditioner | False | False | 47000 |  | 13.4 | 13.4 |  |  | False | 30 | 30 | 11.05 |  |  | False | Conventional | 10/05/2023 |  | 11/15/2023
Carrier Corp. - Indianapolis | Carrier | 50VL-K60---30* | 50VL-K60---30* |  |  | Voluntarily Certified | Single-package air conditioner | False | False | 56000 |  | 13.4 | 13.4 |  |  | False | 30 | 30 | 11.05 |  |  | False | Conventional | 10/05/2023 |  | 11/15/2023
Carrier Corp. - Indianapolis | Carrier | 50ZPK024***3*** | 50ZPK024***3*** |  |  | Voluntarily Certified | Single-package air conditioner | False | False | 23200 |  | 13.4 | 13.4 |  |  | False | 30 | 30 | 10.6 |  |  | False | Conventional | 10/05/2023 |  | 11/15/2023
Carrier Corp. - Indianapolis | Carrier | 50ZPK030***3*** | 50ZPK030***3*** |  |  | Voluntarily Certified | Single-package air conditioner | False | False | 28000 |  | 13.4 | 13.4 |  |  | False | 30 | 30 | 10.6 |  |  | False | Conventional | 10/05/2023 |  | 11/15/2023
Carrier Corp. - Indianapolis | Carrier | 50ZPK036***3*** | 50ZPK036***3*** |  |  | Voluntarily Certified | Single-package air conditioner | False | False | 33600 |  | 13.4 | 13.4 |  |  | False | 30 | 30 | 10.6 |  |  | False | Conventional | 10/05/2023 |  | 11/15/2023
Carrier Corp. - Indianapolis | Carrier | 50ZPK042***3*** | 50ZPK042***3*** |  |  | Voluntarily Certified | Single-package air conditioner | False | False | 40500 |  | 13.4 | 13.4 |  |  | False | 30 | 30 | 10.6 |  |  | False | Conventional | 10/05/2023 |  | 11/15/2023
Carrier Corp. - Indianapolis | Carrier | 50ZPK048***3*** | 50ZPK048***3*** |  |  | Voluntarily Certified | Single-package air conditioner | False | False | 45500 |  | 13.4 | 13.4 |  |  | False | 30 | 30 | 10.6 |  |  | False | Conventional | 10/05/2023 |  | 11/15/2023
Carrier Corp. - Indianapolis | Carrier | 50ZPK060***3*** | 50ZPK060***3*** |  |  | Voluntarily Certified | Single-package air conditioner | False | False | 53500 |  | 13.4 | 13.4 |  |  | False | 30 | 30 | 10.6 |  |  | False | Conventional | 10/05/2023 |  | 11/15/2023
Carrier Corp. - Indianapolis | BRYANT HEATING AND COOLING SYSTEMS | 551KJ041* | 551KJ041* |  |  | Voluntarily Certified | Single-package air conditioner | False | False | 35000 |  | 16 | 13.4 |  |  | True | 9 | 30 | 12 |  |  | False | Conventional | 10/05/2023 |  | 11/15/2023
Carrier Corp. - Indianapolis | BRYANT HEATING AND COOLING SYSTEMS | 551KJ051* | 551KJ051* |  |  | Voluntarily Certified | Single-package air conditioner | False | False | 46500 |  | 16 | 13.4 |  |  | True | 12 | 30 | 12 |  |  | False | Conventional | 10/05/2023 |  | 11/15/2023
Carrier Corp. - Indianapolis | BRYANT HEATING AND COOLING SYSTEMS | 551KJ061* | 551KJ061* |  |  | Voluntarily Certified | Single-package air conditioner | False | False | 59000 |  | 16.5 | 13.4 |  |  | True | 30 | 30 | 12 |  |  | False | Conventional | 10/05/2023 |  | 11/15/2023
Carrier Corp. - Indianapolis | BRYANT HEATING AND COOLING SYSTEMS | 559KJ041* | 559KJ041* |  |  | Voluntarily Certified | Single-package air conditioner | False | False | 34000 |  | 13.4 | 13.4 |  |  | True | 9 | 30 | 11.5 |  |  | False | Conventional | 10/05/2023 |  | 11/15/2023
Carrier Corp. - Indianapolis | BRYANT HEATING AND COOLING SYSTEMS | 559KJ051* | 559KJ051* |  |  | Voluntarily Certified | Single-package air conditioner | False | False | 48000 |  | 13.8 | 13.4 |  |  | True | 12 | 30 | 11.5 |  |  | False | Conventional | 10/05/2023 |  | 11/15/2023
Carrier Corp. - Indianapolis | BRYANT HEATING AND COOLING SYSTEMS | 559KJ061* | 559KJ061* |  |  | Voluntarily Certified | Single-package air conditioner | False | False | 58500 |  | 13.6 | 13.4 |  |  | True | 30 | 30 | 11.5 |  |  | False | Conventional | 10/05/2023 |  | 11/15/2023
Carrier Corp. - Indianapolis | BRYANT HEATING AND COOLING SYSTEMS | 577CNWK24****A* | 577CNWK24****A* |  |  | Voluntarily Certified | Single-package air conditioner | False | False | 22800 |  | 13.4 | 13.4 |  |  | False | 30 | 30 | 11.05 |  |  | False | Conventional | 10/05/2023 |  | 11/15/2023
Carrier Corp. - Indianapolis | BRYANT HEATING AND COOLING SYSTEMS | 577CNWK30****A* | 577CNWK30****A* |  |  | Voluntarily Certified | Single-package air conditioner | False | False | 28000 |  | 13.4 | 13.4 |  |  | False | 30 | 30 | 11.05 |  |  | False | Conventional | 10/05/2023 |  | 11/15/2023
Carrier Corp. - Indianapolis | BRYANT HEATING AND COOLING SYSTEMS | 577CNWK36****A* | 577CNWK36****A* |  |  | Voluntarily Certified | Single-package air conditioner | False | False | 33800 |  | 13.4 | 13.4 |  |  | False | 30 | 30 | 11.05 |  |  | False | Conventional | 10/05/2023 |  | 11/15/2023
Carrier Corp. - Indianapolis | BRYANT HEATING AND COOLING SYSTEMS | 577CNWK42****A* | 577CNWK42****A* |  |  | Voluntarily Certified | Single-package air conditioner | False | False | 39000 |  | 13.4 | 13.4 |  |  | False | 30 | 30 | 11.05 |  |  | False | Conventional | 10/05/2023 |  | 11/15/2023
Carrier Corp. - Indianapolis | BRYANT HEATING AND COOLING SYSTEMS | 577CNWK48****A* | 577CNWK48****A* |  |  | Voluntarily Certified | Single-package air conditioner | False | False | 47000 |  | 13.4 | 13.4 |  |  | False | 30 | 30 | 11.05 |  |  | False | Conventional | 10/05/2023 |  | 11/15/2023
Carrier Corp. - Indianapolis | BRYANT HEATING AND COOLING SYSTEMS | 577CNWK60****A* | 577CNWK60****A* |  |  | Voluntarily Certified | Single-package air conditioner | False | False | 56000 |  | 13.4 | 13.4 |  |  | False | 30 | 30 | 11.05 |  |  | False | Conventional | 10/05/2023 |  | 11/15/2023
Carrier Corp. - Indianapolis | Bryant Heating & Cooling Systems | 577ENWK24****A* | 577ENWK24****A* |  |  | Voluntarily Certified | Single-package air conditioner | False | False | 22200 |  | 15.2 | 13.4 |  |  | False | 30 | 30 | 11.5 |  |  | False | Conventional | 10/05/2023 |  | 11/15/2023
Carrier Corp. - Indianapolis | Bryant Heating & Cooling Systems | 577ENWK36****A* | 577ENWK36****A* |  |  | Voluntarily Certified | Single-package air conditioner | False | False | 34800 |  | 15.2 | 13.4 |  |  | False | 30 | 30 | 11.5 |  |  | False | Conventional | 10/05/2023 |  | 11/15/2023
Carrier Corp. - Indianapolis | Bryant Heating & Cooling Systems | 577ENWK48****A* | 577ENWK48****A* |  |  | Voluntarily Certified | Single-package air conditioner | False | False | 46500 |  | 16 | 13.4 |  |  | False | 30 | 30 | 11.8 |  |  | False | Conventional | 10/05/2023 |  | 11/15/2023
Carrier Corp. - Indianapolis | Bryant Heating & Cooling Systems | 577ENWK60****A* | 577ENWK60****A* |  |  | Voluntarily Certified | Single-package air conditioner | False | False | 56000 |  | 15.2 | 13.4 |  |  | False | 30 | 30 | 11.5 |  |  | False | Conventional | 10/05/2023 |  | 11/15/2023
Carrier Corp. - Indianapolis | BRYANT HEATING AND COOLING SYSTEMS | 581KJ04(1,3,4,8)* | 581KJ04(1,3,4,8)* |  |  | Voluntarily Certified | Single-package air conditioner | False | False | 35000 |  | 16 | 13.4 |  |  | True | 9 | 30 | 12 |  |  | False | Conventional | 10/05/2023 |  | 11/15/2023
Carrier Corp. - Indianapolis | BRYANT HEATING AND COOLING SYSTEMS | 581KJ05(1,3,4,8)* | 581KJ05(1,3,4,8)* |  |  | Voluntarily Certified | Single-package air conditioner | False | False | 46500 |  | 16 | 13.4 |  |  | True | 12 | 30 | 12 |  |  | False | Conventional | 10/05/2023 |  | 11/15/2023
Carrier Corp. - Indianapolis | BRYANT HEATING AND COOLING SYSTEMS | 581KJ06(1,3,4,8)* | 581KJ06(1,3,4,8)* |  |  | Voluntarily Certified | Single-package air conditioner | False | False | 59000 |  | 16.5 | 13.4 |  |  | True | 30 | 30 | 12 |  |  | False | Conventional | 10/05/2023 |  | 11/15/2023
Carrier Corp. - Indianapolis | BRYANT HEATING AND COOLING SYSTEMS | 582KJ04(1,3,4,8)* | 582KJ04(1,3,4,8)* |  |  | Voluntarily Certified | Single-package air conditioner | False | False | 34000 |  | 13.4 | 13.4 |  |  | True | 9 | 30 | 11.5 |  |  | False | Conventional | 10/05/2023 |  | 11/15/2023
Carrier Corp. - Indianapolis | BRYANT HEATING AND COOLING SYSTEMS | 582KJ05(1,3,4,8)* | 582KJ05(1,3,4,8)* |  |  | Voluntarily Certified | Single-package air conditioner | False | False | 48000 |  | 13.8 | 13.4 |  |  | True | 12 | 30 | 11.5 |  |  | False | Conventional | 10/05/2023 |  | 11/15/2023
Carrier Corp. - Indianapolis | BRYANT HEATING AND COOLING SYSTEMS | 582KJ06(1,3,4,8)* | 582KJ06(1,3,4,8)* |  |  | Voluntarily Certified | Single-package air conditioner | False | False | 58500 |  | 13.6 | 13.4 |  |  | True | 30 | 30 | 11.5 |  |  | False | Conventional | 10/05/2023 |  | 11/15/2023
Carrier Corp. - Indianapolis | BRYANT HEATING AND COOLING SYSTEMS | 707CNXK24000AA* | 707CNXK24000AA* |  |  | Voluntarily Certified | Single-package air conditioner | False | False | 22800 |  | 13.4 | 13.4 |  |  | False | 30 | 30 | 11.05 |  |  | False | Conventional | 10/05/2023 |  | 11/15/2023
Carrier Corp. - Indianapolis | BRYANT HEATING AND COOLING SYSTEMS | 707CNXK30000AA* | 707CNXK30000AA* |  |  | Voluntarily Certified | Single-package air conditioner | False | False | 28000 |  | 13.4 | 13.4 |  |  | False | 30 | 30 | 11.05 |  |  | False | Conventional | 10/05/2023 |  | 11/15/2023
Carrier Corp. - Indianapolis | BRYANT HEATING AND COOLING SYSTEMS | 707CNXK36000AA* | 707CNXK36000AA* |  |  | Voluntarily Certified | Single-package air conditioner | False | False | 33800 |  | 13.4 | 13.4 |  |  | False | 30 | 30 | 11.05 |  |  | False | Conventional | 10/05/2023 |  | 11/15/2023
Carrier Corp. - Indianapolis | BRYANT HEATING AND COOLING SYSTEMS | 707CNXK42000AA* | 707CNXK42000AA* |  |  | Voluntarily Certified | Single-package air conditioner | False | False | 39000 |  | 13.4 | 13.4 |  |  | False | 30 | 30 | 11.05 |  |  | False | Conventional | 10/05/2023 |  | 11/15/2023
Carrier Corp. - Indianapolis | BRYANT HEATING AND COOLING SYSTEMS | 707CNXK48000AA* | 707CNXK48000AA* |  |  | Voluntarily Certified | Single-package air conditioner | False | False | 47000 |  | 13.4 | 13.4 |  |  | False | 30 | 30 | 11.05 |  |  | False | Conventional | 10/05/2023 |  | 11/15/2023
Carrier Corp. - Indianapolis | BRYANT HEATING AND COOLING SYSTEMS | 707CNXK60000AA* | 707CNXK60000AA* |  |  | Voluntarily Certified | Single-package air conditioner | False | False | 56000 |  | 13.4 | 13.4 |  |  | False | 30 | 30 | 11.05 |  |  | False | Conventional | 10/05/2023 |  | 11/15/2023
Carrier Corp. - Indianapolis | Bryant Heating & Cooling Systems | 707ENXK24000AA* | 707ENXK24000AA* |  |  | Voluntarily Certified | Single-package air conditioner | False | False | 22200 |  | 15.2 | 13.4 |  |  | False | 30 | 30 | 11.5 |  |  | False | Conventional | 10/05/2023 |  | 11/15/2023
Carrier Corp. - Indianapolis | Bryant Heating & Cooling Systems | 707ENXK36000AA* | 707ENXK36000AA* |  |  | Voluntarily Certified | Single-package air conditioner | False | False | 34800 |  | 15.2 | 13.4 |  |  | False | 30 | 30 | 11.5 |  |  | False | Conventional | 10/05/2023 |  | 11/15/2023
Carrier Corp. - Indianapolis | Bryant Heating & Cooling Systems | 707ENXK48000AA* | 707ENXK48000AA* |  |  | Voluntarily Certified | Single-package air conditioner | False | False | 46500 |  | 16 | 13.4 |  |  | False | 30 | 30 | 11.8 |  |  | False | Conventional | 10/05/2023 |  | 11/15/2023
Carrier Corp. - Indianapolis | Bryant Heating & Cooling Systems | 707ENXK60000AA* | 707ENXK60000AA* |  |  | Voluntarily Certified | Single-package air conditioner | False | False | 56000 |  | 15.2 | 13.4 |  |  | False | 30 | 30 | 11.5 |  |  | False | Conventional | 10/05/2023 |  | 11/15/2023
Carrier Corp. - Indianapolis | BRYANT HEATING AND COOLING SYSTEMS | BA16NW043*0**B* | BA16NW043*0**B* | CAP**4321AL*+TDR |  | Voluntarily Certified | Single-split-system air condit | False | False | 40000 |  | 14.3 | 13.4 |  |  | False | 30 | 30 | 11.7 |  | Coil-Only System | False | Conventional | 10/05/2023 |  | 11/15/2023
Carrier Corp. - Indianapolis | BRYANT HEATING AND COOLING SYSTEMS | BA16NW061*0**B* | BA16NW061*0**B* | CNPV*6124AL*+TDR |  | Voluntarily Certified | Single-split-system air condit | False | False | 57500 |  | 13.8 | 13.4 |  |  | False | 30 | 30 | 11.2 |  | Coil-Only System | False | Conventional | 10/05/2023 |  | 11/15/2023
Carrier Corp. - Indianapolis | BRYANT HEATING AND COOLING SYSTEMS | BA17NA048****B* | BA17NA048****B* | CAP**6124AL*+TDR |  | Voluntarily Certified | Single-split-system air condit | False | False | 48500 |  | 13.8 | 13.4 |  |  | False | 30 | 30 | 11.2 |  | Coil-Only System | False | Conventional | 10/05/2023 |  | 11/15/2023
Carrier Corp. - Indianapolis | BRYANT HEATING AND COOLING SYSTEMS | BA17NA060****B* | BA17NA060****B* | CAP**6124AL*+TDR |  | Voluntarily Certified | Single-split-system air condit | False | False | 56500 |  | 13.8 | 13.4 |  |  | False | 30 | 30 | 11.2 |  | Coil-Only System | False | Conventional | 10/05/2023 |  | 11/15/2023
Carrier Corp. - Indianapolis | Comfortmaker | C4A6S18*K*WAA* | C4A6S18*K*WAA* | ESD4X24M14A*+TDR |  | Voluntarily Certified | Single-split-system air condit | False | False | 17800 |  | 14.3 | 13.4 |  |  | False | 30 | 30 | 11.7 |  | Coil-Only System | False | Conventional | 10/05/2023 |  | 11/15/2023
Carrier Corp. - Indianapolis | Day & Night | C4A6S18*K*WAA* | C4A6S18*K*WAA* | ESD4X24M14A*+TDR |  | Voluntarily Certified | Single-split-system air condit | False | False | 17800 |  | 14.3 | 13.4 |  |  | False | 30 | 30 | 11.7 |  | Coil-Only System | False | Conventional | 10/05/2023 |  | 11/15/2023
Carrier Corp. - Indianapolis | Keeprite | C4A6S18*K*WAA* | C4A6S18*K*WAA* | ESD4X24M14A*+TDR |  | Voluntarily Certified | Single-split-system air condit | False | False | 17800 |  | 14.3 | 13.4 |  |  | False | 30 | 30 | 11.7 |  | Coil-Only System | False | Conventional | 10/05/2023 |  | 11/15/2023
Carrier Corp. - Indianapolis | Comfortmaker | C4A6S24*K*WAA* | C4A6S24*K*WAA* | ESD4X24M14A*+TDR |  | Voluntarily Certified | Single-split-system air condit | False | False | 23400 |  | 14.3 | 13.4 |  |  | False | 30 | 30 | 11.7 |  | Coil-Only System | False | Conventional | 10/05/2023 |  | 11/15/2023
Carrier Corp. - Indianapolis | Day & Night | C4A6S24*K*WAA* | C4A6S24*K*WAA* | ESD4X24M14A*+TDR |  | Voluntarily Certified | Single-split-system air condit | False | False | 23400 |  | 14.3 | 13.4 |  |  | False | 30 | 30 | 11.7 |  | Coil-Only System | False | Conventional | 10/05/2023 |  | 11/15/2023
Carrier Corp. - Indianapolis | Keeprite | C4A6S24*K*WAA* | C4A6S24*K*WAA* | ESD4X24M14A*+TDR |  | Voluntarily Certified | Single-split-system air condit | False | False | 23400 |  | 14.3 | 13.4 |  |  | False | 30 | 30 | 11.7 |  | Coil-Only System | False | Conventional | 10/05/2023 |  | 11/15/2023
Carrier Corp. - Indianapolis | Comfortmaker | C4A6S30*K*WAA* | C4A6S30*K*WAA* | EVD4X30M17A*+TDR |  | Voluntarily Certified | Single-split-system air condit | False | False | 28800 |  | 14.3 | 13.4 |  |  | False | 30 | 30 | 11.7 |  | Coil-Only System | False | Conventional | 10/05/2023 |  | 11/15/2023
Carrier Corp. - Indianapolis | Day & Night | C4A6S30*K*WAA* | C4A6S30*K*WAA* | EVD4X30M17A*+TDR |  | Voluntarily Certified | Single-split-system air condit | False | False | 28800 |  | 14.3 | 13.4 |  |  | False | 30 | 30 | 11.7 |  | Coil-Only System | False | Conventional | 10/05/2023 |  | 11/15/2023
Carrier Corp. - Indianapolis | Keeprite | C4A6S30*K*WAA* | C4A6S30*K*WAA* | EVD4X30M17A*+TDR |  | Voluntarily Certified | Single-split-system air condit | False | False | 28800 |  | 14.3 | 13.4 |  |  | False | 30 | 30 | 11.7 |  | Coil-Only System | False | Conventional | 10/05/2023 |  | 11/15/2023
Carrier Corp. - Indianapolis | Comfortmaker | C4A6S36*K*WAA* | C4A6S36*K*WAA* | EVD4X37M21A*+TDR |  | Voluntarily Certified | Single-split-system air condit | False | False | 34200 |  | 14.3 | 13.4 |  |  | False | 30 | 30 | 11.7 |  | Coil-Only System | False | Conventional | 10/05/2023 |  | 11/15/2023
Carrier Corp. - Indianapolis | Day & Night | C4A6S36*K*WAA* | C4A6S36*K*WAA* | EVD4X37M21A*+TDR |  | Voluntarily Certified | Single-split-system air condit | False | False | 34200 |  | 14.3 | 13.4 |  |  | False | 30 | 30 | 11.7 |  | Coil-Only System | False | Conventional | 10/05/2023 |  | 11/15/2023
Carrier Corp. - Indianapolis | Keeprite | C4A6S36*K*WAA* | C4A6S36*K*WAA* | EVD4X37M21A*+TDR |  | Voluntarily Certified | Single-split-system air condit | False | False | 34200 |  | 14.3 | 13.4 |  |  | False | 30 | 30 | 11.7 |  | Coil-Only System | False | Conventional | 10/05/2023 |  | 11/15/2023
Carrier Corp. - Indianapolis | Comfortmaker | C4A6S42*K*WAA* | C4A6S42*K*WAA* | EVD4X48M21A*+TDR |  | Voluntarily Certified | Single-split-system air condit | False | False | 45000 |  | 13.8 | 13.4 |  |  | False | 30 | 30 | 11.2 |  | Coil-Only System | False | Conventional | 10/05/2023 |  | 11/15/2023
Carrier Corp. - Indianapolis | Day & Night | C4A6S42*K*WAA* | C4A6S42*K*WAA* | EVD4X48M21A*+TDR |  | Voluntarily Certified | Single-split-system air condit | False | False | 45000 |  | 13.8 | 13.4 |  |  | False | 30 | 30 | 11.2 |  | Coil-Only System | False | Conventional | 10/05/2023 |  | 11/15/2023
Carrier Corp. - Indianapolis | Keeprite | C4A6S42*K*WAA* | C4A6S42*K*WAA* | EVD4X48M21A*+TDR |  | Voluntarily Certified | Single-split-system air condit | False | False | 45000 |  | 13.8 | 13.4 |  |  | False | 30 | 30 | 11.2 |  | Coil-Only System | False | Conventional | 10/05/2023 |  | 11/15/2023
Carrier Corp. - Indianapolis | Comfortmaker | C4A6S43*K*WAA* | C4A6S43*K*WAA* | EA*4X43L21A*+TDR |  | Voluntarily Certified | Single-split-system air condit | False | False | 40000 |  | 14.3 | 13.4 |  |  | False | 30 | 30 | 12.5 |  | Coil-Only System | False | Conventional | 10/05/2023 |  | 11/15/2023
Carrier Corp. - Indianapolis | Day & Night | C4A6S43*K*WAA* | C4A6S43*K*WAA* | EA*4X43L21A*+TDR |  | Voluntarily Certified | Single-split-system air condit | False | False | 40000 |  | 14.3 | 13.4 |  |  | False | 30 | 30 | 12.5 |  | Coil-Only System | False | Conventional | 10/05/2023 |  | 11/15/2023
Carrier Corp. - Indianapolis | Keeprite | C4A6S43*K*WAA* | C4A6S43*K*WAA* | EA*4X43L21A*+TDR |  | Voluntarily Certified | Single-split-system air condit | False | False | 40000 |  | 14.3 | 13.4 |  |  | False | 30 | 30 | 12.5 |  | Coil-Only System | False | Conventional | 10/05/2023 |  | 11/15/2023
Carrier Corp. - Indianapolis | Comfortmaker | C4A6S48*K*WAA* | C4A6S48*K*WAA* | EVD4X48M21A*+TDR |  | Voluntarily Certified | Single-split-system air condit | False | False | 46500 |  | 13.8 | 13.4 |  |  | False | 30 | 30 | 11.2 |  | Coil-Only System | False | Conventional | 10/05/2023 |  | 11/15/2023
Carrier Corp. - Indianapolis | Day & Night | C4A6S48*K*WAA* | C4A6S48*K*WAA* | EVD4X48M21A*+TDR |  | Voluntarily Certified | Single-split-system air condit | False | False | 46500 |  | 13.8 | 13.4 |  |  | False | 30 | 30 | 11.2 |  | Coil-Only System | False | Conventional | 10/05/2023 |  | 11/15/2023
Carrier Corp. - Indianapolis | Keeprite | C4A6S48*K*WAA* | C4A6S48*K*WAA* | EVD4X48M21A*+TDR |  | Voluntarily Certified | Single-split-system air condit | False | False | 46500 |  | 13.8 | 13.4 |  |  | False | 30 | 30 | 11.2 |  | Coil-Only System | False | Conventional | 10/05/2023 |  | 11/15/2023
Carrier Corp. - Indianapolis | Comfortmaker | C4A6S49*K*WAA* | C4A6S49*K*WAA* | EA*4X60L24A*+TDR |  | Voluntarily Certified | Single-split-system air condit | False | False | 46000 |  | 14.5 | 13.4 |  |  | False | 30 | 30 | 12.5 |  | Coil-Only System | False | Conventional | 10/05/2023 |  | 11/15/2023
Carrier Corp. - Indianapolis | Day & Night | C4A6S49*K*WAA* | C4A6S49*K*WAA* | EA*4X60L24A*+TDR |  | Voluntarily Certified | Single-split-system air condit | False | False | 46000 |  | 14.5 | 13.4 |  |  | False | 30 | 30 | 12.5 |  | Coil-Only System | False | Conventional | 10/05/2023 |  | 11/15/2023
Carrier Corp. - Indianapolis | Keeprite | C4A6S49*K*WAA* | C4A6S49*K*WAA* | EA*4X60L24A*+TDR |  | Voluntarily Certified | Single-split-system air condit | False | False | 46000 |  | 14.5 | 13.4 |  |  | False | 30 | 30 | 12.5 |  | Coil-Only System | False | Conventional | 10/05/2023 |  | 11/15/2023
Carrier Corp. - Indianapolis | Comfortmaker | C4A6S60*K*WAA* | C4A6S60*K*WAA* | EVD4X61M24A*+TDR |  | Voluntarily Certified | Single-split-system air condit | False | False | 56500 |  | 13.8 | 13.4 |  |  | False | 30 | 30 | 11.2 |  | Coil-Only System | False | Conventional | 10/05/2023 |  | 11/15/2023
Carrier Corp. - Indianapolis | Day & Night | C4A6S60*K*WAA* | C4A6S60*K*WAA* | EVD4X61M24A*+TDR |  | Voluntarily Certified | Single-split-system air condit | False | False | 56500 |  | 13.8 | 13.4 |  |  | False | 30 | 30 | 11.2 |  | Coil-Only System | False | Conventional | 10/05/2023 |  | 11/15/2023
Carrier Corp. - Indianapolis | Keeprite | C4A6S60*K*WAA* | C4A6S60*K*WAA* | EVD4X61M24A*+TDR |  | Voluntarily Certified | Single-split-system air condit | False | False | 56500 |  | 13.8 | 13.4 |  |  | False | 30 | 30 | 11.2 |  | Coil-Only System | False | Conventional | 10/05/2023 |  | 11/15/2023
Carrier Corp. - Indianapolis | Comfortmaker | C4A6S61*K*WAA* | C4A6S61*K*WAA* | EVD4X61M24A*+TDR |  | Voluntarily Certified | Single-split-system air condit | False | False | 55500 |  | 14.3 | 13.4 |  |  | False | 30 | 30 | 12 |  | Coil-Only System | False | Conventional | 10/05/2023 |  | 11/15/2023
Carrier Corp. - Indianapolis | Day & Night | C4A6S61*K*WAA* | C4A6S61*K*WAA* | EVD4X61M24A*+TDR |  | Voluntarily Certified | Single-split-system air condit | False | False | 55500 |  | 14.3 | 13.4 |  |  | False | 30 | 30 | 12 |  | Coil-Only System | False | Conventional | 10/05/2023 |  | 11/15/2023
Carrier Corp. - Indianapolis | Keeprite | C4A6S61*K*WAA* | C4A6S61*K*WAA* | EVD4X61M24A*+TDR |  | Voluntarily Certified | Single-split-system air condit | False | False | 55500 |  | 14.3 | 13.4 |  |  | False | 30 | 30 | 12 |  | Coil-Only System | False | Conventional | 10/05/2023 |  | 11/15/2023
Carrier Corp. - Indianapolis | Comfortmaker | C4A7T24*K*WAA* | C4A7T24*K*WAA* | EVD4X25M17A*+TDR |  | Voluntarily Certified | Single-split-system air condit | False | False | 23400 |  | 14.3 | 13.4 |  |  | False | 30 | 30 | 11.7 |  | Coil-Only System | False | Conventional | 10/05/2023 |  | 11/15/2023
Carrier Corp. - Indianapolis | Day & Night | C4A7T24*K*WAA* | C4A7T24*K*WAA* | EVD4X25M17A*+TDR |  | Voluntarily Certified | Single-split-system air condit | False | False | 23400 |  | 14.3 | 13.4 |  |  | False | 30 | 30 | 11.7 |  | Coil-Only System | False | Conventional | 10/05/2023 |  | 11/15/2023
Carrier Corp. - Indianapolis | Keeprite | C4A7T24*K*WAA* | C4A7T24*K*WAA* | EVD4X25M17A*+TDR |  | Voluntarily Certified | Single-split-system air condit | False | False | 23400 |  | 14.3 | 13.4 |  |  | False | 30 | 30 | 11.7 |  | Coil-Only System | False | Conventional | 10/05/2023 |  | 11/15/2023
Daikin Comfort Technologies Manufacturing, L.P. | Amana | APCH32441A* | APCH32441A* |  |  | Voluntarily Certified | Single-package air conditioner | False | False | 23600 |  | 13.4 | 13.4 |  |  | False | 30 | 30 | 10.6 |  |  | False | Conventional | 10/02/2023 |  | 11/15/2023
Daikin Comfort Technologies Manufacturing, L.P. | Amana | APCH33041A* | APCH33041A* |  |  | Voluntarily Certified | Single-package air conditioner | False | False | 28200 |  | 13.4 | 13.4 |  |  | False | 30 | 30 | 10.6 |  |  | False | Conventional | 10/02/2023 |  | 11/15/2023
Daikin Comfort Technologies Manufacturing, L.P. | Amana | APCH33641A* | APCH33641A* |  |  | Voluntarily Certified | Single-package air conditioner | False | False | 35600 |  | 13.4 | 13.4 |  |  | False | 30 | 30 | 10.6 |  |  | False | Conventional | 10/02/2023 |  | 11/15/2023
Daikin Comfort Technologies Manufacturing, L.P. | Amana | APCH34241A* | APCH34241A* |  |  | Voluntarily Certified | Single-package air conditioner | False | False | 40000 |  | 13.4 | 13.4 |  |  | False | 30 | 30 | 10.6 |  |  | False | Conventional | 10/02/2023 |  | 11/15/2023
Daikin Comfort Technologies Manufacturing, L.P. | Amana | APCH34841A* | APCH34841A* |  |  | Voluntarily Certified | Single-package air conditioner | False | False | 46000 |  | 13.4 | 13.4 |  |  | False | 30 | 30 | 10.6 |  |  | False | Conventional | 10/02/2023 |  | 11/15/2023
Daikin Comfort Technologies Manufacturing, L.P. | Amana | APCH36041A* | APCH36041A* |  |  | Voluntarily Certified | Single-package air conditioner | False | False | 56000 |  | 13.4 | 13.4 |  |  | False | 30 | 30 | 10.6 |  |  | False | Conventional | 10/02/2023 |  | 11/15/2023
Daikin Comfort Technologies Manufacturing, L.P. | Amana | APGM324***41A* | APGM324***41A* |  |  | Voluntarily Certified | Single-package air conditioner | False | False | 23000 |  | 13.4 | 13.4 |  |  | False | 30 | 30 | 10.6 |  |  | False | Conventional | 10/02/2023 |  | 11/15/2023
Daikin Comfort Technologies Manufacturing, L.P. | Amana | APGM330***41A* | APGM330***41A* |  |  | Voluntarily Certified | Single-package air conditioner | False | False | 28600 |  | 13.4 | 13.4 |  |  | False | 30 | 30 | 10.6 |  |  | False | Conventional | 10/02/2023 |  | 11/15/2023
Daikin Comfort Technologies Manufacturing, L.P. | Amana | APGM336***41A* | APGM336***41A* |  |  | Voluntarily Certified | Single-package air conditioner | False | False | 34200 |  | 13.4 | 13.4 |  |  | False | 30 | 30 | 10.6 |  |  | False | Conventional | 10/02/2023 |  | 11/15/2023
Daikin Comfort Technologies Manufacturing, L.P. | Amana | APGM342***41A* | APGM342***41A* |  |  | Voluntarily Certified | Single-package air conditioner | False | False | 40000 |  | 13.4 | 13.4 |  |  | False | 30 | 30 | 10.6 |  |  | False | Conventional | 10/02/2023 |  | 11/15/2023
Daikin Comfort Technologies Manufacturing, L.P. | Amana | APGM348***41A* | APGM348***41A* |  |  | Voluntarily Certified | Single-package air conditioner | False | False | 46000 |  | 13.4 | 13.4 |  |  | False | 30 | 30 | 10.6 |  |  | False | Conventional | 10/02/2023 |  | 11/15/2023
Daikin Comfort Technologies Manufacturing, L.P. | Amana | APGM361***41A* | APGM361***41A* |  |  | Voluntarily Certified | Single-package air conditioner | False | False | 56000 |  | 13.4 | 13.4 |  |  | False | 30 | 30 | 10.6 |  |  | False | Conventional | 10/02/2023 |  | 11/15/2023
Daikin Comfort Technologies Manufacturing, L.P. | Amana | APGM524***41A* | APGM524***41A* |  |  | Voluntarily Certified | Single-package air conditioner | False | False | 23000 |  | 15.2 | 13.4 |  |  | False | 30 | 30 | 11.2 |  |  | False | Conventional | 10/02/2023 |  | 11/15/2023
Daikin Comfort Technologies Manufacturing, L.P. | Amana | APGM530***41A* | APGM530***41A* |  |  | Voluntarily Certified | Single-package air conditioner | False | False | 29000 |  | 14.6 | 13.4 |  |  | False | 30 | 30 | 11.2 |  |  | False | Conventional | 10/02/2023 |  | 11/15/2023
Daikin Comfort Technologies Manufacturing, L.P. | Amana | APGM536***41A* | APGM536***41A* |  |  | Voluntarily Certified | Single-package air conditioner | False | False | 35000 |  | 15.2 | 13.4 |  |  | False | 30 | 30 | 11.2 |  |  | False | Conventional | 10/02/2023 |  | 11/15/2023
Daikin Comfort Technologies Manufacturing, L.P. | Amana | APGM542***41A* | APGM542***41A* |  |  | Voluntarily Certified | Single-package air conditioner | False | False | 41000 |  | 14.7 | 13.4 |  |  | False | 30 | 30 | 11.2 |  |  | False | Conventional | 10/02/2023 |  | 11/15/2023
Daikin Comfort Technologies Manufacturing, L.P. | Amana | APGM548***41A* | APGM548***41A* |  |  | Voluntarily Certified | Single-package air conditioner | False | False | 46000 |  | 15 | 13.4 |  |  | False | 30 | 30 | 11.2 |  |  | False | Conventional | 10/02/2023 |  | 11/15/2023
Daikin Comfort Technologies Manufacturing, L.P. | Amana | APGM560***41A* | APGM560***41A* |  |  | Voluntarily Certified | Single-package air conditioner | False | False | 58000 |  | 15.2 | 13.4 |  |  | False | 30 | 30 | 11.2 |  |  | False | Conventional | 10/02/2023 |  | 11/15/2023
Daikin Comfort Technologies Manufacturing, L.P. | Amana | APUM324***41A* | APUM324***41A* |  |  | Voluntarily Certified | Single-package air conditioner | False | False | 23000 |  | 13.4 | 13.4 |  |  | False | 30 | 30 | 10.6 |  |  | False | Conventional | 10/02/2023 |  | 11/15/2023
Daikin Comfort Technologies Manufacturing, L.P. | Amana | APUM330***41A* | APUM330***41A* |  |  | Voluntarily Certified | Single-package air conditioner | False | False | 28600 |  | 13.4 | 13.4 |  |  | False | 30 | 30 | 10.6 |  |  | False | Conventional | 10/02/2023 |  | 11/15/2023
Daikin Comfort Technologies Manufacturing, L.P. | Amana | APUM336***41A* | APUM336***41A* |  |  | Voluntarily Certified | Single-package air conditioner | False | False | 34200 |  | 13.4 | 13.4 |  |  | False | 30 | 30 | 10.6 |  |  | False | Conventional | 10/02/2023 |  | 11/15/2023
Daikin Comfort Technologies Manufacturing, L.P. | Amana | APUM342***41A* | APUM342***41A* |  |  | Voluntarily Certified | Single-package air conditioner | False | False | 40000 |  | 13.4 | 13.4 |  |  | False | 30 | 30 | 10.6 |  |  | False | Conventional | 10/02/2023 |  | 11/15/2023
Daikin Comfort Technologies Manufacturing, L.P. | Amana | APUM348***41A* | APUM348***41A* |  |  | Voluntarily Certified | Single-package air conditioner | False | False | 46000 |  | 13.4 | 13.4 |  |  | False | 30 | 30 | 10.6 |  |  | False | Conventional | 10/02/2023 |  | 11/15/2023
Daikin Comfort Technologies Manufacturing, L.P. | Amana | APUM361***41A* | APUM361***41A* |  |  | Voluntarily Certified | Single-package air conditioner | False | False | 56000 |  | 13.4 | 13.4 |  |  | False | 30 | 30 | 10.6 |  |  | False | Conventional | 10/02/2023 |  | 11/15/2023
Daikin Comfort Technologies Manufacturing, L.P. | Amana | ASXC702410A* | ASXC702410A* | CA*FA2422*6B*+EEP+TXV |  | Voluntarily Certified | Single-split-system air condit | False | False | 22800 |  | 14.3 | 13.4 |  |  | True | 30 | 30 | 11.7 |  | Coil-Only System | False | Conventional | 10/02/2023 |  | 11/15/2023
Daikin Comfort Technologies Manufacturing, L.P. | Amana | ASXC703610A* | ASXC703610A* | CA*FA4226*6A*+EEP+TXV |  | Voluntarily Certified | Single-split-system air condit | False | False | 34200 |  | 14.3 | 13.4 |  |  | False | 30 | 30 | 11.7 |  | Coil-Only System | False | Conventional | 10/02/2023 |  | 11/15/2023
Daikin Comfort Technologies Manufacturing, L.P. | Amana | ASXC704810A* | ASXC704810A* | CA*F4961*6D*+EEP+TXV |  | Voluntarily Certified | Single-split-system air condit | False | False | 47000 |  | 13.8 | 13.4 |  |  | False | 30 | 30 | 11.2 |  | Coil-Only System | False | Conventional | 10/02/2023 |  | 11/15/2023
Daikin Comfort Technologies Manufacturing, L.P. | Amana | ASXC706010A* | ASXC706010A* | CA*F4961*6D*+EEP+TXV |  | Voluntarily Certified | Single-split-system air condit | False | False | 56000 |  | 13.8 | 13.4 |  |  | False | 30 | 30 | 11.2 |  | Coil-Only System | False | Conventional | 07/07/2023 |  | 11/15/2023
Daikin Comfort Technologies Manufacturing, L.P. | Amana | ASXH401810A* | ASXH401810A* | CAPTA1818*4A*+EEP |  | Voluntarily Certified | Single-split-system air condit | False | False | 17400 |  | 14.3 | 13.4 |  |  | False | 30 | 30 | 11.7 |  | Coil-Only System | False | Conventional | 10/02/2023 |  | 11/15/2023
Daikin Comfort Technologies Manufacturing, L.P. | Amana | ASXH402410A* | ASXH402410A* | CAPTA2422*4A*+EEP |  | Voluntarily Certified | Single-split-system air condit | False | False | 23600 |  | 14.3 | 13.4 |  |  | True | 30 | 30 | 11.7 |  | Coil-Only System | False | Conventional | 10/02/2023 |  | 11/15/2023
Daikin Comfort Technologies Manufacturing, L.P. | Amana | ASXH403010A* | ASXH403010A* | CAPTA3022*4A*+EEP |  | Voluntarily Certified | Single-split-system air condit | False | False | 28400 |  | 14.3 | 13.4 |  |  | True | 30 | 30 | 11.7 |  | Coil-Only System | False | Conventional | 10/02/2023 |  | 11/15/2023
Daikin Comfort Technologies Manufacturing, L.P. | Amana | ASXH403610A* | ASXH403610A* | CAPTA3626*4A*+EEP |  | Voluntarily Certified | Single-split-system air condit | False | False | 34200 |  | 14.3 | 13.4 |  |  | True | 30 | 30 | 11.7 |  | Coil-Only System | False | Conventional | 10/02/2023 |  | 11/15/2023
Daikin Comfort Technologies Manufacturing, L.P. | Amana | ASXH404210A* | ASXH404210A* | CAPTA4230*4A*+EEP |  | Voluntarily Certified | Single-split-system air condit | False | False | 40000 |  | 14.3 | 13.4 |  |  | True | 30 | 30 | 11.7 |  | Coil-Only System | False | Conventional | 10/02/2023 |  | 11/15/2023
Daikin Comfort Technologies Manufacturing, L.P. | Amana | ASXH404810A* | ASXH404810A* | CA*F4961*6D*+EEP+TXV |  | Voluntarily Certified | Single-split-system air condit | False | False | 45500 |  | 13.8 | 13.4 |  |  | False | 30 | 30 | 11.7 |  | Coil-Only System | False | Conventional | 07/07/2023 |  | 11/15/2023
Daikin Comfort Technologies Manufacturing, L.P. | Amana | ASXH406010A* | ASXH406010A* | CA*F4961*6D*+EEP+TXV |  | Voluntarily Certified | Single-split-system air condit | False | False | 55000 |  | 13.8 | 13.4 |  |  | False | 30 | 30 | 11.2 |  | Coil-Only System | False | Conventional | 07/07/2023 |  | 11/15/2023
Daikin Comfort Technologies Manufacturing, L.P. | Amana | ASXH501810A* | ASXH501810A* | CA*FA1818*6C*+EEP+TXV |  | Voluntarily Certified | Single-split-system air condit | False | False | 17400 |  | 14.3 | 13.4 |  |  | False | 30 | 30 | 11.7 |  | Coil-Only System | False | Conventional | 10/02/2023 |  | 11/15/2023
Daikin Comfort Technologies Manufacturing, L.P. | Amana | ASXH502410A* | ASXH502410A* | CA*FA2422*6B*+EEP+TXV |  | Voluntarily Certified | Single-split-system air condit | False | False | 23600 |  | 14.3 | 13.4 |  |  | True | 30 | 30 | 11.7 |  | Coil-Only System | False | Conventional | 10/02/2023 |  | 11/15/2023
Daikin Comfort Technologies Manufacturing, L.P. | Amana | ASXH503010A* | ASXH503010A* | CA*FA3022*6B*+EEP+TXV |  | Voluntarily Certified | Single-split-system air condit | False | False | 28400 |  | 14.3 | 13.4 |  |  | True | 30 | 30 | 11.7 |  | Coil-Only System | False | Conventional | 10/02/2023 |  | 11/15/2023
Daikin Comfort Technologies Manufacturing, L.P. | Amana | ASXH503610A* | ASXH503610A* | CA*FA4226*6A*+EEP+TXV |  | Voluntarily Certified | Single-split-system air condit | False | False | 34200 |  | 14.3 | 13.4 |  |  | True | 30 | 30 | 11.7 |  | Coil-Only System | False | Conventional | 10/02/2023 |  | 11/15/2023
Daikin Comfort Technologies Manufacturing, L.P. | Amana | ASXH504210A* | ASXH504210A* | CAPTA4230*4A*+EEP |  | Voluntarily Certified | Single-split-system air condit | False | False | 40000 |  | 14.3 | 13.4 |  |  | True | 30 | 30 | 11.7 |  | Coil-Only System | False | Conventional | 10/02/2023 |  | 11/15/2023
Daikin Comfort Technologies Manufacturing, L.P. | Amana | ASXH504810A* | ASXH504810A* | CA*F4961*6D*+EEP+TXV |  | Voluntarily Certified | Single-split-system air condit | False | False | 45500 |  | 13.8 | 13.4 |  |  | False | 30 | 30 | 11.7 |  | Coil-Only System | False | Conventional | 10/02/2023 |  | 11/15/2023
Daikin Comfort Technologies Manufacturing, L.P. | Amana | ASXH506010A* | ASXH506010A* | CA*F4961*6D*+EEP+TXV |  | Voluntarily Certified | Single-split-system air condit | False | False | 55000 |  | 13.8 | 13.4 |  |  | False | 30 | 30 | 11.2 |  | Coil-Only System | False | Conventional | 10/02/2023 |  | 11/15/2023
Daikin Comfort Technologies Manufacturing, L.P. | Amana | ASXN401810A* | ASXN401810A* | CA*FA1818*6C*+EEP+TXV |  | Voluntarily Certified | Single-split-system air condit | False | False | 17400 |  | 14.3 | 13.4 |  |  | False | 30 | 30 | 11.7 |  | Coil-Only System | False | Conventional | 10/02/2023 |  | 11/15/2023
Daikin Comfort Technologies Manufacturing, L.P. | Amana | ASXN402410A* | ASXN402410A* | CA*FA2422*6B*+EEP+TXV |  | Voluntarily Certified | Single-split-system air condit | False | False | 22600 |  | 14.3 | 13.4 |  |  | False | 30 | 30 | 11.7 |  | Coil-Only System | False | Conventional | 10/02/2023 |  | 11/15/2023
Daikin Comfort Technologies Manufacturing, L.P. | Amana | ASXN403010A* | ASXN403010A* | CA*FA3626*6A*+EEP+TXV |  | Voluntarily Certified | Single-split-system air condit | False | False | 28600 |  | 14.3 | 13.4 |  |  | False | 30 | 30 | 11.7 |  | Coil-Only System | False | Conventional | 10/02/2023 |  | 11/15/2023
Daikin Comfort Technologies Manufacturing, L.P. | Amana | ASXN403610A* | ASXN403610A* | CA*FA4226*6A*+EEP+TXV |  | Voluntarily Certified | Single-split-system air condit | False | False | 34200 |  | 14.3 | 13.4 |  |  | False | 30 | 30 | 11.7 |  | Coil-Only System | False | Conventional | 10/02/2023 |  | 11/15/2023
Daikin Comfort Technologies Manufacturing, L.P. | Amana | ASXN404210A* | ASXN404210A* | CAPTA4230*4A*+EEP |  | Voluntarily Certified | Single-split-system air condit | False | False | 39500 |  | 14.3 | 13.4 |  |  | False | 30 | 30 | 11.7 |  | Coil-Only System | False | Conventional | 10/02/2023 |  | 11/15/2023
Daikin Comfort Technologies Manufacturing, L.P. | Amana | ASXN404810A* | ASXN404810A* | CA*F4961*6D*+EEP+TXV |  | Voluntarily Certified | Single-split-system air condit | False | False | 45500 |  | 13.8 | 13.4 |  |  | False | 30 | 30 | 11.7 |  | Coil-Only System | False | Conventional | 07/07/2023 |  | 11/15/2023
Daikin Comfort Technologies Manufacturing, L.P. | Amana | ASXN406010A* | ASXN406010A* | CA*F4961*6D*+EEP+TXV |  | Voluntarily Certified | Single-split-system air condit | False | False | 55000 |  | 13.8 | 13.4 |  |  | False | 30 | 30 | 11.2 |  | Coil-Only System | False | Conventional | 07/07/2023 |  | 11/15/2023
Daikin Comfort Technologies Manufacturing, L.P. | Amana | ASXS603610A* | ASXS603610A* | CA*EA3026*4A*+MBVC1600**-1A* |  | Voluntarily Certified | Single-split-system air condit | False | False | 32400 |  | 16.6 | 13.4 |  |  | True | 30 | 30 | 9.8 |  | Blower Coil System | True | Conventional | 10/02/2023 |  | 11/15/2023
Daikin Comfort Technologies Manufacturing, L.P. | Amana | ASXV902410A* | ASXV902410A* | CA*F3137*6A*+MBVC1201**-1A*+TX |  | Voluntarily Certified | Single-split-system air condit | False | False | 22600 |  | 22.5 | 13.4 |  |  | False | 30 | 30 | 13 |  | Blower Coil System | True | Conventional | 10/02/2023 |  | 11/15/2023
Daikin Comfort Technologies Manufacturing, L.P. | Amana | ASXV903610A* | ASXV903610A* | CA*F3743*6D*+MBVC1601**-1A*+TX |  | Voluntarily Certified | Single-split-system air condit | False | False | 32800 |  | 20 | 13.4 |  |  | False | 30 | 30 | 12 |  | Blower Coil System | True | Conventional | 10/02/2023 |  | 11/15/2023
Daikin Comfort Technologies Manufacturing, L.P. | Amana | ASXV904810A* | ASXV904810A* | CA*F4961*6D*+MBVC2001**-1A*+TX |  | Voluntarily Certified | Single-split-system air condit | False | False | 45000 |  | 20.5 | 13.4 |  |  | False | 30 | 30 | 12.4 |  | Blower Coil System | True | Conventional | 07/07/2023 |  | 11/15/2023
Daikin Comfort Technologies Manufacturing, L.P. | Amana | ASXV906010A* | ASXV906010A* | CA*F4961*6D*+MBVC2001**-1A*+TX |  | Voluntarily Certified | Single-split-system air condit | False | False | 52000 |  | 19 | 13.4 |  |  | False | 30 | 30 | 12.4 |  | Blower Coil System | True | Conventional | 07/07/2023 |  | 11/15/2023
Daikin Comfort Technologies Manufacturing, L.P. | ABCOOLAIR | GPCH32441A* | GPCH32441A* |  |  | Voluntarily Certified | Single-package air conditioner | False | False | 22800 |  | 13.4 | 13.4 |  |  | False | 30 | 30 | 10.6 |  |  | False | Conventional | 10/02/2023 |  | 11/15/2023
Daikin Comfort Technologies Manufacturing, L.P. | AMANA DISTINCTIONS | GPCH32441A* | GPCH32441A* |  |  | Voluntarily Certified | Single-package air conditioner | False | False | 22800 |  | 13.4 | 13.4 |  |  | False | 30 | 30 | 10.6 |  |  | False | Conventional | 10/02/2023 |  | 11/15/2023
Daikin Comfort Technologies Manufacturing, L.P. | ABCOOLAIR | GPCH33041A* | GPCH33041A* |  |  | Voluntarily Certified | Single-package air conditioner | False | False | 28200 |  | 13.4 | 13.4 |  |  | False | 30 | 30 | 10.6 |  |  | False | Conventional | 10/02/2023 |  | 11/15/2023
Daikin Comfort Technologies Manufacturing, L.P. | AMANA DISTINCTIONS | GPCH33041A* | GPCH33041A* |  |  | Voluntarily Certified | Single-package air conditioner | False | False | 28200 |  | 13.4 | 13.4 |  |  | False | 30 | 30 | 10.6 |  |  | False | Conventional | 10/02/2023 |  | 11/15/2023
Daikin Comfort Technologies Manufacturing, L.P. | ABCOOLAIR | GPCH33641A* | GPCH33641A* |  |  | Voluntarily Certified | Single-package air conditioner | False | False | 35600 |  | 13.4 | 13.4 |  |  | False | 30 | 30 | 10.6 |  |  | False | Conventional | 10/02/2023 |  | 11/15/2023
Daikin Comfort Technologies Manufacturing, L.P. | AMANA DISTINCTIONS | GPCH33641A* | GPCH33641A* |  |  | Voluntarily Certified | Single-package air conditioner | False | False | 35600 |  | 13.4 | 13.4 |  |  | False | 30 | 30 | 10.6 |  |  | False | Conventional | 10/02/2023 |  | 11/15/2023
Daikin Comfort Technologies Manufacturing, L.P. | ABCOOLAIR | GPCH34241A* | GPCH34241A* |  |  | Voluntarily Certified | Single-package air conditioner | False | False | 40000 |  | 13.4 | 13.4 |  |  | False | 30 | 30 | 10.6 |  |  | False | Conventional | 10/02/2023 |  | 11/15/2023
Daikin Comfort Technologies Manufacturing, L.P. | AMANA DISTINCTIONS | GPCH34241A* | GPCH34241A* |  |  | Voluntarily Certified | Single-package air conditioner | False | False | 40000 |  | 13.4 | 13.4 |  |  | False | 30 | 30 | 10.6 |  |  | False | Conventional | 10/02/2023 |  | 11/15/2023
Daikin Comfort Technologies Manufacturing, L.P. | ABCOOLAIR | GPCH34841A* | GPCH34841A* |  |  | Voluntarily Certified | Single-package air conditioner | False | False | 46000 |  | 13.4 | 13.4 |  |  | False | 30 | 30 | 10.6 |  |  | False | Conventional | 10/02/2023 |  | 11/15/2023
Daikin Comfort Technologies Manufacturing, L.P. | AMANA DISTINCTIONS | GPCH34841A* | GPCH34841A* |  |  | Voluntarily Certified | Single-package air conditioner | False | False | 46000 |  | 13.4 | 13.4 |  |  | False | 30 | 30 | 10.6 |  |  | False | Conventional | 10/02/2023 |  | 11/15/2023
Daikin Comfort Technologies Manufacturing, L.P. | ABCOOLAIR | GPCH36041A* | GPCH36041A* |  |  | Voluntarily Certified | Single-package air conditioner | False | False | 56000 |  | 13.4 | 13.4 |  |  | False | 30 | 30 | 10.6 |  |  | False | Conventional | 10/02/2023 |  | 11/15/2023
Daikin Comfort Technologies Manufacturing, L.P. | AMANA DISTINCTIONS | GPCH36041A* | GPCH36041A* |  |  | Voluntarily Certified | Single-package air conditioner | False | False | 56000 |  | 13.4 | 13.4 |  |  | False | 30 | 30 | 10.6 |  |  | False | Conventional | 10/02/2023 |  | 11/15/2023
Daikin Comfort Technologies Manufacturing, L.P. | ABCOOLAIR | GPCM32441A* | GPCM32441A* |  |  | Voluntarily Certified | Single-package air conditioner | False | False | 22800 |  | 13.4 | 13.4 |  |  | False | 30 | 30 | 10.6 |  |  | False | Conventional | 10/02/2023 |  | 11/15/2023
Daikin Comfort Technologies Manufacturing, L.P. | AMANA DISTINCTIONS | GPCM32441A* | GPCM32441A* |  |  | Voluntarily Certified | Single-package air conditioner | False | False | 22800 |  | 13.4 | 13.4 |  |  | False | 30 | 30 | 10.6 |  |  | False | Conventional | 10/02/2023 |  | 11/15/2023
Daikin Comfort Technologies Manufacturing, L.P. | ABCOOLAIR | GPCM33041A* | GPCM33041A* |  |  | Voluntarily Certified | Single-package air conditioner | False | False | 27800 |  | 13.4 | 13.4 |  |  | False | 30 | 30 | 10.6 |  |  | False | Conventional | 10/02/2023 |  | 11/15/2023
Daikin Comfort Technologies Manufacturing, L.P. | AMANA DISTINCTIONS | GPCM33041A* | GPCM33041A* |  |  | Voluntarily Certified | Single-package air conditioner | False | False | 27800 |  | 13.4 | 13.4 |  |  | False | 30 | 30 | 10.6 |  |  | False | Conventional | 10/02/2023 |  | 11/15/2023
Daikin Comfort Technologies Manufacturing, L.P. | ABCOOLAIR | GPCM33641A* | GPCM33641A* |  |  | Voluntarily Certified | Single-package air conditioner | False | False | 34200 |  | 13.4 | 13.4 |  |  | False | 30 | 30 | 10.6 |  |  | False | Conventional | 10/02/2023 |  | 11/15/2023
Daikin Comfort Technologies Manufacturing, L.P. | AMANA DISTINCTIONS | GPCM33641A* | GPCM33641A* |  |  | Voluntarily Certified | Single-package air conditioner | False | False | 34200 |  | 13.4 | 13.4 |  |  | False | 30 | 30 | 10.6 |  |  | False | Conventional | 10/02/2023 |  | 11/15/2023
Daikin Comfort Technologies Manufacturing, L.P. | ABCOOLAIR | GPCM34241A* | GPCM34241A* |  |  | Voluntarily Certified | Single-package air conditioner | False | False | 40000 |  | 13.4 | 13.4 |  |  | False | 30 | 30 | 10.6 |  |  | False | Conventional | 10/02/2023 |  | 11/15/2023
Daikin Comfort Technologies Manufacturing, L.P. | AMANA DISTINCTIONS | GPCM34241A* | GPCM34241A* |  |  | Voluntarily Certified | Single-package air conditioner | False | False | 40000 |  | 13.4 | 13.4 |  |  | False | 30 | 30 | 10.6 |  |  | False | Conventional | 10/02/2023 |  | 11/15/2023
Daikin Comfort Technologies Manufacturing, L.P. | ABCOOLAIR | GPCM34841A* | GPCM34841A* |  |  | Voluntarily Certified | Single-package air conditioner | False | False | 44500 |  | 13.4 | 13.4 |  |  | False | 30 | 30 | 10.6 |  |  | False | Conventional | 10/02/2023 |  | 11/15/2023
Daikin Comfort Technologies Manufacturing, L.P. | AMANA DISTINCTIONS | GPCM34841A* | GPCM34841A* |  |  | Voluntarily Certified | Single-package air conditioner | False | False | 44500 |  | 13.4 | 13.4 |  |  | False | 30 | 30 | 10.6 |  |  | False | Conventional | 10/02/2023 |  | 11/15/2023
Daikin Comfort Technologies Manufacturing, L.P. | ABCOOLAIR | GPCM36041A* | GPCM36041A* |  |  | Voluntarily Certified | Single-package air conditioner | False | False | 54500 |  | 13.4 | 13.4 |  |  | False | 30 | 30 | 10.6 |  |  | False | Conventional | 10/02/2023 |  | 11/15/2023
Daikin Comfort Technologies Manufacturing, L.P. | AMANA DISTINCTIONS | GPCM36041A* | GPCM36041A* |  |  | Voluntarily Certified | Single-package air conditioner | False | False | 54500 |  | 13.4 | 13.4 |  |  | False | 30 | 30 | 10.6 |  |  | False | Conventional | 10/02/2023 |  | 11/15/2023
Daikin Comfort Technologies Manufacturing, L.P. | ABCOOLAIR | GPGM324***41A* | GPGM324***41A* |  |  | Voluntarily Certified | Single-package air conditioner | False | False | 23000 |  | 13.4 | 13.4 |  |  | False | 30 | 30 | 10.6 |  |  | False | Conventional | 10/02/2023 |  | 11/15/2023
Daikin Comfort Technologies Manufacturing, L.P. | AMANA DISTINCTIONS | GPGM324***41A* | GPGM324***41A* |  |  | Voluntarily Certified | Single-package air conditioner | False | False | 23000 |  | 13.4 | 13.4 |  |  | False | 30 | 30 | 10.6 |  |  | False | Conventional | 10/02/2023 |  | 11/15/2023
Daikin Comfort Technologies Manufacturing, L.P. | ABCOOLAIR | GPGM330***41A* | GPGM330***41A* |  |  | Voluntarily Certified | Single-package air conditioner | False | False | 28600 |  | 13.4 | 13.4 |  |  | False | 30 | 30 | 10.6 |  |  | False | Conventional | 10/02/2023 |  | 11/15/2023
Daikin Comfort Technologies Manufacturing, L.P. | AMANA DISTINCTIONS | GPGM330***41A* | GPGM330***41A* |  |  | Voluntarily Certified | Single-package air conditioner | False | False | 28600 |  | 13.4 | 13.4 |  |  | False | 30 | 30 | 10.6 |  |  | False | Conventional | 10/02/2023 |  | 11/15/2023
Daikin Comfort Technologies Manufacturing, L.P. | ABCOOLAIR | GPGM336***41A* | GPGM336***41A* |  |  | Voluntarily Certified | Single-package air conditioner | False | False | 34200 |  | 13.4 | 13.4 |  |  | False | 30 | 30 | 10.6 |  |  | False | Conventional | 10/02/2023 |  | 11/15/2023
Daikin Comfort Technologies Manufacturing, L.P. | AMANA DISTINCTIONS | GPGM336***41A* | GPGM336***41A* |  |  | Voluntarily Certified | Single-package air conditioner | False | False | 34200 |  | 13.4 | 13.4 |  |  | False | 30 | 30 | 10.6 |  |  | False | Conventional | 10/02/2023 |  | 11/15/2023
Daikin Comfort Technologies Manufacturing, L.P. | ABCOOLAIR | GPGM342***41A* | GPGM342***41A* |  |  | Voluntarily Certified | Single-package air conditioner | False | False | 40000 |  | 13.4 | 13.4 |  |  | False | 30 | 30 | 10.6 |  |  | False | Conventional | 10/02/2023 |  | 11/15/2023
Daikin Comfort Technologies Manufacturing, L.P. | AMANA DISTINCTIONS | GPGM342***41A* | GPGM342***41A* |  |  | Voluntarily Certified | Single-package air conditioner | False | False | 40000 |  | 13.4 | 13.4 |  |  | False | 30 | 30 | 10.6 |  |  | False | Conventional | 10/02/2023 |  | 11/15/2023
Daikin Comfort Technologies Manufacturing, L.P. | ABCOOLAIR | GPGM348***41A* | GPGM348***41A* |  |  | Voluntarily Certified | Single-package air conditioner | False | False | 46000 |  | 13.4 | 13.4 |  |  | False | 30 | 30 | 10.6 |  |  | False | Conventional | 10/02/2023 |  | 11/15/2023
Daikin Comfort Technologies Manufacturing, L.P. | AMANA DISTINCTIONS | GPGM348***41A* | GPGM348***41A* |  |  | Voluntarily Certified | Single-package air conditioner | False | False | 46000 |  | 13.4 | 13.4 |  |  | False | 30 | 30 | 10.6 |  |  | False | Conventional | 10/02/2023 |  | 11/15/2023
Daikin Comfort Technologies Manufacturing, L.P. | ABCOOLAIR | GPGM361***41A* | GPGM361***41A* |  |  | Voluntarily Certified | Single-package air conditioner | False | False | 56000 |  | 13.4 | 13.4 |  |  | False | 30 | 30 | 10.6 |  |  | False | Conventional | 10/02/2023 |  | 11/15/2023
Daikin Comfort Technologies Manufacturing, L.P. | AMANA DISTINCTIONS | GPGM361***41A* | GPGM361***41A* |  |  | Voluntarily Certified | Single-package air conditioner | False | False | 56000 |  | 13.4 | 13.4 |  |  | False | 30 | 30 | 10.6 |  |  | False | Conventional | 10/02/2023 |  | 11/15/2023
Daikin Comfort Technologies Manufacturing, L.P. | ABCOOLAIR | GPGM524***41A* | GPGM524***41A* |  |  | Voluntarily Certified | Single-package air conditioner | False | False | 23000 |  | 15.2 | 13.4 |  |  | False | 30 | 30 | 11.2 |  |  | False | Conventional | 10/02/2023 |  | 11/15/2023
Daikin Comfort Technologies Manufacturing, L.P. | AMANA DISTINCTIONS | GPGM524***41A* | GPGM524***41A* |  |  | Voluntarily Certified | Single-package air conditioner | False | False | 23000 |  | 15.2 | 13.4 |  |  | False | 30 | 30 | 11.2 |  |  | False | Conventional | 10/02/2023 |  | 11/15/2023
Daikin Comfort Technologies Manufacturing, L.P. | ABCOOLAIR | GPGM530***41A* | GPGM530***41A* |  |  | Voluntarily Certified | Single-package air conditioner | False | False | 29000 |  | 14.6 | 13.4 |  |  | False | 30 | 30 | 11.2 |  |  | False | Conventional | 10/02/2023 |  | 11/15/2023
Daikin Comfort Technologies Manufacturing, L.P. | AMANA DISTINCTIONS | GPGM530***41A* | GPGM530***41A* |  |  | Voluntarily Certified | Single-package air conditioner | False | False | 29000 |  | 14.6 | 13.4 |  |  | False | 30 | 30 | 11.2 |  |  | False | Conventional | 10/02/2023 |  | 11/15/2023
Daikin Comfort Technologies Manufacturing, L.P. | ABCOOLAIR | GPGM536***41A* | GPGM536***41A* |  |  | Voluntarily Certified | Single-package air conditioner | False | False | 35000 |  | 15.2 | 13.4 |  |  | False | 30 | 30 | 11.2 |  |  | False | Conventional | 10/02/2023 |  | 11/15/2023
Daikin Comfort Technologies Manufacturing, L.P. | AMANA DISTINCTIONS | GPGM536***41A* | GPGM536***41A* |  |  | Voluntarily Certified | Single-package air conditioner | False | False | 35000 |  | 15.2 | 13.4 |  |  | False | 30 | 30 | 11.2 |  |  | False | Conventional | 10/02/2023 |  | 11/15/2023
Daikin Comfort Technologies Manufacturing, L.P. | ABCOOLAIR | GPGM542***41A* | GPGM542***41A* |  |  | Voluntarily Certified | Single-package air conditioner | False | False | 41000 |  | 14.7 | 13.4 |  |  | False | 30 | 30 | 11.2 |  |  | False | Conventional | 10/02/2023 |  | 11/15/2023
Daikin Comfort Technologies Manufacturing, L.P. | AMANA DISTINCTIONS | GPGM542***41A* | GPGM542***41A* |  |  | Voluntarily Certified | Single-package air conditioner | False | False | 41000 |  | 14.7 | 13.4 |  |  | False | 30 | 30 | 11.2 |  |  | False | Conventional | 10/02/2023 |  | 11/15/2023
Daikin Comfort Technologies Manufacturing, L.P. | ABCOOLAIR | GPGM548***41A* | GPGM548***41A* |  |  | Voluntarily Certified | Single-package air conditioner | False | False | 46000 |  | 15 | 13.4 |  |  | False | 30 | 30 | 11.2 |  |  | False | Conventional | 10/02/2023 |  | 11/15/2023
Daikin Comfort Technologies Manufacturing, L.P. | AMANA DISTINCTIONS | GPGM548***41A* | GPGM548***41A* |  |  | Voluntarily Certified | Single-package air conditioner | False | False | 46000 |  | 15 | 13.4 |  |  | False | 30 | 30 | 11.2 |  |  | False | Conventional | 10/02/2023 |  | 11/15/2023
Daikin Comfort Technologies Manufacturing, L.P. | ABCOOLAIR | GPGM560***41A* | GPGM560***41A* |  |  | Voluntarily Certified | Single-package air conditioner | False | False | 58000 |  | 15.2 | 13.4 |  |  | False | 30 | 30 | 11.2 |  |  | False | Conventional | 10/02/2023 |  | 11/15/2023
Daikin Comfort Technologies Manufacturing, L.P. | AMANA DISTINCTIONS | GPGM560***41A* | GPGM560***41A* |  |  | Voluntarily Certified | Single-package air conditioner | False | False | 58000 |  | 15.2 | 13.4 |  |  | False | 30 | 30 | 11.2 |  |  | False | Conventional | 10/02/2023 |  | 11/15/2023
Daikin Comfort Technologies Manufacturing, L.P. | ABCOOLAIR | GPUM324***41A* | GPUM324***41A* |  |  | Voluntarily Certified | Single-package air conditioner | False | False | 23000 |  | 13.4 | 13.4 |  |  | False | 30 | 30 | 10.6 |  |  | False | Conventional | 10/02/2023 |  | 11/15/2023
Daikin Comfort Technologies Manufacturing, L.P. | AMANA DISTINCTIONS | GPUM324***41A* | GPUM324***41A* |  |  | Voluntarily Certified | Single-package air conditioner | False | False | 23000 |  | 13.4 | 13.4 |  |  | False | 30 | 30 | 10.6 |  |  | False | Conventional | 10/02/2023 |  | 11/15/2023
Daikin Comfort Technologies Manufacturing, L.P. | ABCOOLAIR | GPUM330***41A* | GPUM330***41A* |  |  | Voluntarily Certified | Single-package air conditioner | False | False | 28600 |  | 13.4 | 13.4 |  |  | False | 30 | 30 | 10.6 |  |  | False | Conventional | 10/02/2023 |  | 11/15/2023
Daikin Comfort Technologies Manufacturing, L.P. | AMANA DISTINCTIONS | GPUM330***41A* | GPUM330***41A* |  |  | Voluntarily Certified | Single-package air conditioner | False | False | 28600 |  | 13.4 | 13.4 |  |  | False | 30 | 30 | 10.6 |  |  | False | Conventional | 10/02/2023 |  | 11/15/2023
Daikin Comfort Technologies Manufacturing, L.P. | ABCOOLAIR | GPUM336***41A* | GPUM336***41A* |  |  | Voluntarily Certified | Single-package air conditioner | False | False | 34200 |  | 13.4 | 13.4 |  |  | False | 30 | 30 | 10.6 |  |  | False | Conventional | 10/02/2023 |  | 11/15/2023
Daikin Comfort Technologies Manufacturing, L.P. | AMANA DISTINCTIONS | GPUM336***41A* | GPUM336***41A* |  |  | Voluntarily Certified | Single-package air conditioner | False | False | 34200 |  | 13.4 | 13.4 |  |  | False | 30 | 30 | 10.6 |  |  | False | Conventional | 10/02/2023 |  | 11/15/2023
Daikin Comfort Technologies Manufacturing, L.P. | ABCOOLAIR | GPUM342***41A* | GPUM342***41A* |  |  | Voluntarily Certified | Single-package air conditioner | False | False | 40000 |  | 13.4 | 13.4 |  |  | False | 30 | 30 | 10.6 |  |  | False | Conventional | 10/02/2023 |  | 11/15/2023
Daikin Comfort Technologies Manufacturing, L.P. | AMANA DISTINCTIONS | GPUM342***41A* | GPUM342***41A* |  |  | Voluntarily Certified | Single-package air conditioner | False | False | 40000 |  | 13.4 | 13.4 |  |  | False | 30 | 30 | 10.6 |  |  | False | Conventional | 10/02/2023 |  | 11/15/2023
Daikin Comfort Technologies Manufacturing, L.P. | ABCOOLAIR | GPUM348***41A* | GPUM348***41A* |  |  | Voluntarily Certified | Single-package air conditioner | False | False | 46000 |  | 13.4 | 13.4 |  |  | False | 30 | 30 | 10.6 |  |  | False | Conventional | 10/02/2023 |  | 11/15/2023
Daikin Comfort Technologies Manufacturing, L.P. | AMANA DISTINCTIONS | GPUM348***41A* | GPUM348***41A* |  |  | Voluntarily Certified | Single-package air conditioner | False | False | 46000 |  | 13.4 | 13.4 |  |  | False | 30 | 30 | 10.6 |  |  | False | Conventional | 10/02/2023 |  | 11/15/2023
Daikin Comfort Technologies Manufacturing, L.P. | ABCOOLAIR | GPUM361***41A* | GPUM361***41A* |  |  | Voluntarily Certified | Single-package air conditioner | False | False | 56000 |  | 13.4 | 13.4 |  |  | False | 30 | 30 | 10.6 |  |  | False | Conventional | 10/02/2023 |  | 11/15/2023
Daikin Comfort Technologies Manufacturing, L.P. | AMANA DISTINCTIONS | GPUM361***41A* | GPUM361***41A* |  |  | Voluntarily Certified | Single-package air conditioner | False | False | 56000 |  | 13.4 | 13.4 |  |  | False | 30 | 30 | 10.6 |  |  | False | Conventional | 10/02/2023 |  | 11/15/2023
Daikin Comfort Technologies Manufacturing, L.P. | ABCOOLAIR | GSXB401810A* | GSXB401810A* | CAPTA1818*4A*+EEP |  | Voluntarily Certified | Single-split-system air condit | False | False | 17400 |  | 14.3 | 13.4 |  |  | False | 30 | 30 | 11.7 |  | Coil-Only System | False | Conventional | 10/02/2023 |  | 11/15/2023
Daikin Comfort Technologies Manufacturing, L.P. | AMANA DISTINCTIONS | GSXB401810A* | GSXB401810A* | CAPTA1818*4A*+EEP |  | Voluntarily Certified | Single-split-system air condit | False | False | 17400 |  | 14.3 | 13.4 |  |  | False | 30 | 30 | 11.7 |  | Coil-Only System | False | Conventional | 10/02/2023 |  | 11/15/2023
Daikin Comfort Technologies Manufacturing, L.P. | ABCOOLAIR | GSXB402410A* | GSXB402410A* | CAPTA2422*4A*+EEP |  | Voluntarily Certified | Single-split-system air condit | False | False | 23600 |  | 14.3 | 13.4 |  |  | True | 30 | 30 | 11.7 |  | Coil-Only System | False | Conventional | 10/02/2023 |  | 11/15/2023
Daikin Comfort Technologies Manufacturing, L.P. | AMANA DISTINCTIONS | GSXB402410A* | GSXB402410A* | CAPTA2422*4A*+EEP |  | Voluntarily Certified | Single-split-system air condit | False | False | 23600 |  | 14.3 | 13.4 |  |  | True | 30 | 30 | 11.7 |  | Coil-Only System | False | Conventional | 10/02/2023 |  | 11/15/2023
Daikin Comfort Technologies Manufacturing, L.P. | ABCOOLAIR | GSXB403010A* | GSXB403010A* | CAPTA3022*4A*+EEP |  | Voluntarily Certified | Single-split-system air condit | False | False | 28400 |  | 14.3 | 13.4 |  |  | True | 30 | 30 | 11.7 |  | Coil-Only System | False | Conventional | 10/02/2023 |  | 11/15/2023
Daikin Comfort Technologies Manufacturing, L.P. | AMANA DISTINCTIONS | GSXB403010A* | GSXB403010A* | CAPTA3022*4A*+EEP |  | Voluntarily Certified | Single-split-system air condit | False | False | 28400 |  | 14.3 | 13.4 |  |  | True | 30 | 30 | 11.7 |  | Coil-Only System | False | Conventional | 10/02/2023 |  | 11/15/2023
Daikin Comfort Technologies Manufacturing, L.P. | ABCOOLAIR | GSXB403610A* | GSXB403610A* | CAPTA3626*4A*+EEP |  | Voluntarily Certified | Single-split-system air condit | False | False | 34200 |  | 14.3 | 13.4 |  |  | True | 30 | 30 | 11.7 |  | Coil-Only System | False | Conventional | 10/02/2023 |  | 11/15/2023
Daikin Comfort Technologies Manufacturing, L.P. | AMANA DISTINCTIONS | GSXB403610A* | GSXB403610A* | CAPTA3626*4A*+EEP |  | Voluntarily Certified | Single-split-system air condit | False | False | 34200 |  | 14.3 | 13.4 |  |  | True | 30 | 30 | 11.7 |  | Coil-Only System | False | Conventional | 10/02/2023 |  | 11/15/2023
Daikin Comfort Technologies Manufacturing, L.P. | ABCOOLAIR | GSXB404210A* | GSXB404210A* | CAPTA4230*4A*+EEP |  | Voluntarily Certified | Single-split-system air condit | False | False | 40000 |  | 14.3 | 13.4 |  |  | True | 30 | 30 | 11.7 |  | Coil-Only System | False | Conventional | 10/02/2023 |  | 11/15/2023
Daikin Comfort Technologies Manufacturing, L.P. | AMANA DISTINCTIONS | GSXB404210A* | GSXB404210A* | CAPTA4230*4A*+EEP |  | Voluntarily Certified | Single-split-system air condit | False | False | 40000 |  | 14.3 | 13.4 |  |  | True | 30 | 30 | 11.7 |  | Coil-Only System | False | Conventional | 10/02/2023 |  | 11/15/2023
Daikin Comfort Technologies Manufacturing, L.P. | ABCOOLAIR | GSXB404810A* | GSXB404810A* | CA*F4961*6D*+EEP+TXV |  | Voluntarily Certified | Single-split-system air condit | False | False | 45500 |  | 13.8 | 13.4 |  |  | False | 30 | 30 | 11.7 |  | Coil-Only System | False | Conventional | 10/02/2023 |  | 11/15/2023
Daikin Comfort Technologies Manufacturing, L.P. | AMANA DISTINCTIONS | GSXB404810A* | GSXB404810A* | CA*F4961*6D*+EEP+TXV |  | Voluntarily Certified | Single-split-system air condit | False | False | 45500 |  | 13.8 | 13.4 |  |  | False | 30 | 30 | 11.7 |  | Coil-Only System | False | Conventional | 10/02/2023 |  | 11/15/2023
Daikin Comfort Technologies Manufacturing, L.P. | ABCOOLAIR | GSXB406010A* | GSXB406010A* | CA*F4961*6D*+EEP+TXV |  | Voluntarily Certified | Single-split-system air condit | False | False | 55000 |  | 13.8 | 13.4 |  |  | False | 30 | 30 | 11.2 |  | Coil-Only System | False | Conventional | 10/02/2023 |  | 11/15/2023
Daikin Comfort Technologies Manufacturing, L.P. | AMANA DISTINCTIONS | GSXB406010A* | GSXB406010A* | CA*F4961*6D*+EEP+TXV |  | Voluntarily Certified | Single-split-system air condit | False | False | 55000 |  | 13.8 | 13.4 |  |  | False | 30 | 30 | 11.2 |  | Coil-Only System | False | Conventional | 10/02/2023 |  | 11/15/2023
Daikin Comfort Technologies Manufacturing, L.P. | ABCOOLAIR | GSXC702410A* | GSXC702410A* | CA*FA2422*6B*+EEP+TXV |  | Voluntarily Certified | Single-split-system air condit | False | False | 22800 |  | 14.3 | 13.4 |  |  | True | 30 | 30 | 11.7 |  | Coil-Only System | False | Conventional | 10/02/2023 |  | 11/15/2023
Daikin Comfort Technologies Manufacturing, L.P. | AMANA DISTINCTIONS | GSXC702410A* | GSXC702410A* | CA*FA2422*6B*+EEP+TXV |  | Voluntarily Certified | Single-split-system air condit | False | False | 22800 |  | 14.3 | 13.4 |  |  | True | 30 | 30 | 11.7 |  | Coil-Only System | False | Conventional | 10/02/2023 |  | 11/15/2023
Daikin Comfort Technologies Manufacturing, L.P. | ABCOOLAIR | GSXC703610A* | GSXC703610A* | CA*FA4226*6A*+EEP+TXV |  | Voluntarily Certified | Single-split-system air condit | False | False | 34200 |  | 14.3 | 13.4 |  |  | False | 30 | 30 | 11.7 |  | Coil-Only System | False | Conventional | 10/02/2023 |  | 11/15/2023
Daikin Comfort Technologies Manufacturing, L.P. | AMANA DISTINCTIONS | GSXC703610A* | GSXC703610A* | CA*FA4226*6A*+EEP+TXV |  | Voluntarily Certified | Single-split-system air condit | False | False | 34200 |  | 14.3 | 13.4 |  |  | False | 30 | 30 | 11.7 |  | Coil-Only System | False | Conventional | 10/02/2023 |  | 11/15/2023
Daikin Comfort Technologies Manufacturing, L.P. | ABCOOLAIR | GSXC704810A* | GSXC704810A* | CA*F4961*6D*+EEP+TXV |  | Voluntarily Certified | Single-split-system air condit | False | False | 47000 |  | 13.8 | 13.4 |  |  | False | 30 | 30 | 11.2 |  | Coil-Only System | False | Conventional | 10/02/2023 |  | 11/15/2023
Daikin Comfort Technologies Manufacturing, L.P. | AMANA DISTINCTIONS | GSXC704810A* | GSXC704810A* | CA*F4961*6D*+EEP+TXV |  | Voluntarily Certified | Single-split-system air condit | False | False | 47000 |  | 13.8 | 13.4 |  |  | False | 30 | 30 | 11.2 |  | Coil-Only System | False | Conventional | 10/02/2023 |  | 11/15/2023
Daikin Comfort Technologies Manufacturing, L.P. | ABCOOLAIR | GSXC706010A* | GSXC706010A* | CA*F4961*6D*+EEP+TXV |  | Voluntarily Certified | Single-split-system air condit | False | False | 56000 |  | 13.8 | 13.4 |  |  | False | 30 | 30 | 11.2 |  | Coil-Only System | False | Conventional | 10/02/2023 |  | 11/15/2023
Daikin Comfort Technologies Manufacturing, L.P. | AMANA DISTINCTIONS | GSXC706010A* | GSXC706010A* | CA*F4961*6D*+EEP+TXV |  | Voluntarily Certified | Single-split-system air condit | False | False | 56000 |  | 13.8 | 13.4 |  |  | False | 30 | 30 | 11.2 |  | Coil-Only System | False | Conventional | 10/02/2023 |  | 11/15/2023
Daikin Comfort Technologies Manufacturing, L.P. | ABCOOLAIR | GSXH501810A* | GSXH501810A* | CA*FA1818*6C*+EEP+TXV |  | Voluntarily Certified | Single-split-system air condit | False | False | 17400 |  | 14.3 | 13.4 |  |  | False | 30 | 30 | 11.7 |  | Coil-Only System | False | Conventional | 10/02/2023 |  | 11/15/2023
Daikin Comfort Technologies Manufacturing, L.P. | AMANA DISTINCTIONS | GSXH501810A* | GSXH501810A* | CA*FA1818*6C*+EEP+TXV |  | Voluntarily Certified | Single-split-system air condit | False | False | 17400 |  | 14.3 | 13.4 |  |  | False | 30 | 30 | 11.7 |  | Coil-Only System | False | Conventional | 10/02/2023 |  | 11/15/2023
Daikin Comfort Technologies Manufacturing, L.P. | ABCOOLAIR | GSXH502410A* | GSXH502410A* | CA*FA2422*6B*+EEP+TXV |  | Voluntarily Certified | Single-split-system air condit | False | False | 23600 |  | 14.3 | 13.4 |  |  | True | 30 | 30 | 11.7 |  | Coil-Only System | False | Conventional | 10/02/2023 |  | 11/15/2023
Daikin Comfort Technologies Manufacturing, L.P. | AMANA DISTINCTIONS | GSXH502410A* | GSXH502410A* | CA*FA2422*6B*+EEP+TXV |  | Voluntarily Certified | Single-split-system air condit | False | False | 23600 |  | 14.3 | 13.4 |  |  | True | 30 | 30 | 11.7 |  | Coil-Only System | False | Conventional | 10/02/2023 |  | 11/15/2023
Daikin Comfort Technologies Manufacturing, L.P. | ABCOOLAIR | GSXH503010A* | GSXH503010A* | CA*FA3022*6B*+EEP+TXV |  | Voluntarily Certified | Single-split-system air condit | False | False | 28400 |  | 14.3 | 13.4 |  |  | True | 30 | 30 | 11.7 |  | Coil-Only System | False | Conventional | 10/02/2023 |  | 11/15/2023
Daikin Comfort Technologies Manufacturing, L.P. | AMANA DISTINCTIONS | GSXH503010A* | GSXH503010A* | CA*FA3022*6B*+EEP+TXV |  | Voluntarily Certified | Single-split-system air condit | False | False | 28400 |  | 14.3 | 13.4 |  |  | True | 30 | 30 | 11.7 |  | Coil-Only System | False | Conventional | 10/02/2023 |  | 11/15/2023
Daikin Comfort Technologies Manufacturing, L.P. | ABCOOLAIR | GSXH503610A* | GSXH503610A* | CA*FA4226*6A*+EEP+TXV |  | Voluntarily Certified | Single-split-system air condit | False | False | 34200 |  | 14.3 | 13.4 |  |  | True | 30 | 30 | 11.7 |  | Coil-Only System | False | Conventional | 10/02/2023 |  | 11/15/2023
Daikin Comfort Technologies Manufacturing, L.P. | AMANA DISTINCTIONS | GSXH503610A* | GSXH503610A* | CA*FA4226*6A*+EEP+TXV |  | Voluntarily Certified | Single-split-system air condit | False | False | 34200 |  | 14.3 | 13.4 |  |  | True | 30 | 30 | 11.7 |  | Coil-Only System | False | Conventional | 10/02/2023 |  | 11/15/2023
Daikin Comfort Technologies Manufacturing, L.P. | ABCOOLAIR | GSXH504210A* | GSXH504210A* | CAPTA4230*4A*+EEP |  | Voluntarily Certified | Single-split-system air condit | False | False | 40000 |  | 14.3 | 13.4 |  |  | True | 30 | 30 | 11.7 |  | Coil-Only System | False | Conventional | 10/02/2023 |  | 11/15/2023
Daikin Comfort Technologies Manufacturing, L.P. | AMANA DISTINCTIONS | GSXH504210A* | GSXH504210A* | CAPTA4230*4A*+EEP |  | Voluntarily Certified | Single-split-system air condit | False | False | 40000 |  | 14.3 | 13.4 |  |  | True | 30 | 30 | 11.7 |  | Coil-Only System | False | Conventional | 10/02/2023 |  | 11/15/2023
Daikin Comfort Technologies Manufacturing, L.P. | ABCOOLAIR | GSXH504810A* | GSXH504810A* | CA*F4961*6D*+EEP+TXV |  | Voluntarily Certified | Single-split-system air condit | False | False | 45500 |  | 13.8 | 13.4 |  |  | False | 30 | 30 | 11.7 |  | Coil-Only System | False | Conventional | 10/02/2023 |  | 11/15/2023
Daikin Comfort Technologies Manufacturing, L.P. | AMANA DISTINCTIONS | GSXH504810A* | GSXH504810A* | CA*F4961*6D*+EEP+TXV |  | Voluntarily Certified | Single-split-system air condit | False | False | 45500 |  | 13.8 | 13.4 |  |  | False | 30 | 30 | 11.7 |  | Coil-Only System | False | Conventional | 10/02/2023 |  | 11/15/2023
Daikin Comfort Technologies Manufacturing, L.P. | ABCOOLAIR | GSXH506010A* | GSXH506010A* | CA*F4961*6D*+EEP+TXV |  | Voluntarily Certified | Single-split-system air condit | False | False | 55000 |  | 13.8 | 13.4 |  |  | False | 30 | 30 | 11.2 |  | Coil-Only System | False | Conventional | 10/02/2023 |  | 11/15/2023
Daikin Comfort Technologies Manufacturing, L.P. | AMANA DISTINCTIONS | GSXH506010A* | GSXH506010A* | CA*F4961*6D*+EEP+TXV |  | Voluntarily Certified | Single-split-system air condit | False | False | 55000 |  | 13.8 | 13.4 |  |  | False | 30 | 30 | 11.2 |  | Coil-Only System | False | Conventional | 10/02/2023 |  | 11/15/2023
Daikin Comfort Technologies Manufacturing, L.P. | ABCOOLAIR | GSXM401810A* | GSXM401810A* | CA*FA1818*6C*+EEP+TXV |  | Voluntarily Certified | Single-split-system air condit | False | False | 17400 |  | 14.3 | 13.4 |  |  | False | 30 | 30 | 11.7 |  | Coil-Only System | False | Conventional | 10/02/2023 |  | 11/15/2023
Daikin Comfort Technologies Manufacturing, L.P. | AMANA DISTINCTIONS | GSXM401810A* | GSXM401810A* | CA*FA1818*6C*+EEP+TXV |  | Voluntarily Certified | Single-split-system air condit | False | False | 17400 |  | 14.3 | 13.4 |  |  | False | 30 | 30 | 11.7 |  | Coil-Only System | False | Conventional | 10/02/2023 |  | 11/15/2023
Daikin Comfort Technologies Manufacturing, L.P. | ABCOOLAIR | GSXM402410A* | GSXM402410A* | CA*FA2422*6B*+EEP+TXV |  | Voluntarily Certified | Single-split-system air condit | False | False | 23600 |  | 14.3 | 13.4 |  |  | True | 30 | 30 | 11.7 |  | Coil-Only System | False | Conventional | 10/02/2023 |  | 11/15/2023
Daikin Comfort Technologies Manufacturing, L.P. | AMANA DISTINCTIONS | GSXM402410A* | GSXM402410A* | CA*FA2422*6B*+EEP+TXV |  | Voluntarily Certified | Single-split-system air condit | False | False | 23600 |  | 14.3 | 13.4 |  |  | True | 30 | 30 | 11.7 |  | Coil-Only System | False | Conventional | 10/02/2023 |  | 11/15/2023
Daikin Comfort Technologies Manufacturing, L.P. | ABCOOLAIR | GSXM403010A* | GSXM403010A* | CA*FA3022*6B*+EEP+TXV |  | Voluntarily Certified | Single-split-system air condit | False | False | 28400 |  | 14.3 | 13.4 |  |  | True | 30 | 30 | 11.7 |  | Coil-Only System | False | Conventional | 10/02/2023 |  | 11/15/2023
Daikin Comfort Technologies Manufacturing, L.P. | AMANA DISTINCTIONS | GSXM403010A* | GSXM403010A* | CA*FA3022*6B*+EEP+TXV |  | Voluntarily Certified | Single-split-system air condit | False | False | 28400 |  | 14.3 | 13.4 |  |  | True | 30 | 30 | 11.7 |  | Coil-Only System | False | Conventional | 10/02/2023 |  | 11/15/2023
Daikin Comfort Technologies Manufacturing, L.P. | ABCOOLAIR | GSXM403610A* | GSXM403610A* | CA*FA4226*6A*+EEP+TXV |  | Voluntarily Certified | Single-split-system air condit | False | False | 34200 |  | 14.3 | 13.4 |  |  | True | 30 | 30 | 11.7 |  | Coil-Only System | False | Conventional | 10/02/2023 |  | 11/15/2023
Daikin Comfort Technologies Manufacturing, L.P. | AMANA DISTINCTIONS | GSXM403610A* | GSXM403610A* | CA*FA4226*6A*+EEP+TXV |  | Voluntarily Certified | Single-split-system air condit | False | False | 34200 |  | 14.3 | 13.4 |  |  | True | 30 | 30 | 11.7 |  | Coil-Only System | False | Conventional | 10/02/2023 |  | 11/15/2023
Daikin Comfort Technologies Manufacturing, L.P. | ABCOOLAIR | GSXN401810A* | GSXN401810A* | CA*FA1818*6C*+EEP+TXV |  | Voluntarily Certified | Single-split-system air condit | False | False | 17400 |  | 14.3 | 13.4 |  |  | False | 30 | 30 | 11.7 |  | Coil-Only System | False | Conventional | 10/02/2023 |  | 11/15/2023
Daikin Comfort Technologies Manufacturing, L.P. | AMANA DISTINCTIONS | GSXN401810A* | GSXN401810A* | CA*FA1818*6C*+EEP+TXV |  | Voluntarily Certified | Single-split-system air condit | False | False | 17400 |  | 14.3 | 13.4 |  |  | False | 30 | 30 | 11.7 |  | Coil-Only System | False | Conventional | 10/02/2023 |  | 11/15/2023
Daikin Comfort Technologies Manufacturing, L.P. | ABCOOLAIR | GSXN402410A* | GSXN402410A* | CA*FA2422*6B*+EEP+TXV |  | Voluntarily Certified | Single-split-system air condit | False | False | 22600 |  | 14.3 | 13.4 |  |  | False | 30 | 30 | 11.7 |  | Coil-Only System | False | Conventional | 10/02/2023 |  | 11/15/2023
Daikin Comfort Technologies Manufacturing, L.P. | AMANA DISTINCTIONS | GSXN402410A* | GSXN402410A* | CA*FA2422*6B*+EEP+TXV |  | Voluntarily Certified | Single-split-system air condit | False | False | 22600 |  | 14.3 | 13.4 |  |  | False | 30 | 30 | 11.7 |  | Coil-Only System | False | Conventional | 10/02/2023 |  | 11/15/2023
Daikin Comfort Technologies Manufacturing, L.P. | ABCOOLAIR | GSXN403010A* | GSXN403010A* | CA*FA3626*6A*+EEP+TXV |  | Voluntarily Certified | Single-split-system air condit | False | False | 28600 |  | 14.3 | 13.4 |  |  | False | 30 | 30 | 11.7 |  | Coil-Only System | False | Conventional | 10/02/2023 |  | 11/15/2023
Daikin Comfort Technologies Manufacturing, L.P. | AMANA DISTINCTIONS | GSXN403010A* | GSXN403010A* | CA*FA3626*6A*+EEP+TXV |  | Voluntarily Certified | Single-split-system air condit | False | False | 28600 |  | 14.3 | 13.4 |  |  | False | 30 | 30 | 11.7 |  | Coil-Only System | False | Conventional | 10/02/2023 |  | 11/15/2023
Daikin Comfort Technologies Manufacturing, L.P. | ABCOOLAIR | GSXN403610A* | GSXN403610A* | CA*FA4226*6A*+EEP+TXV |  | Voluntarily Certified | Single-split-system air condit | False | False | 34200 |  | 14.3 | 13.4 |  |  | False | 30 | 30 | 11.7 |  | Coil-Only System | False | Conventional | 10/02/2023 |  | 11/15/2023
Daikin Comfort Technologies Manufacturing, L.P. | AMANA DISTINCTIONS | GSXN403610A* | GSXN403610A* | CA*FA4226*6A*+EEP+TXV |  | Voluntarily Certified | Single-split-system air condit | False | False | 34200 |  | 14.3 | 13.4 |  |  | False | 30 | 30 | 11.7 |  | Coil-Only System | False | Conventional | 10/02/2023 |  | 11/15/2023
Daikin Comfort Technologies Manufacturing, L.P. | ABCOOLAIR | GSXN404210A* | GSXN404210A* | CAPTA4230*4A*+EEP |  | Voluntarily Certified | Single-split-system air condit | False | False | 39500 |  | 14.3 | 13.4 |  |  | False | 30 | 30 | 11.7 |  | Coil-Only System | False | Conventional | 10/02/2023 |  | 11/15/2023
Daikin Comfort Technologies Manufacturing, L.P. | AMANA DISTINCTIONS | GSXN404210A* | GSXN404210A* | CAPTA4230*4A*+EEP |  | Voluntarily Certified | Single-split-system air condit | False | False | 39500 |  | 14.3 | 13.4 |  |  | False | 30 | 30 | 11.7 |  | Coil-Only System | False | Conventional | 10/02/2023 |  | 11/15/2023
Daikin Comfort Technologies Manufacturing, L.P. | ABCOOLAIR | GSXN404810A* | GSXN404810A* | CA*F4961*6D*+EEP+TXV |  | Voluntarily Certified | Single-split-system air condit | False | False | 45500 |  | 13.8 | 13.4 |  |  | False | 30 | 30 | 11.7 |  | Coil-Only System | False | Conventional | 10/02/2023 |  | 11/15/2023
Daikin Comfort Technologies Manufacturing, L.P. | AMANA DISTINCTIONS | GSXN404810A* | GSXN404810A* | CA*F4961*6D*+EEP+TXV |  | Voluntarily Certified | Single-split-system air condit | False | False | 45500 |  | 13.8 | 13.4 |  |  | False | 30 | 30 | 11.7 |  | Coil-Only System | False | Conventional | 10/02/2023 |  | 11/15/2023
Daikin Comfort Technologies Manufacturing, L.P. | ABCOOLAIR | GSXN406010A* | GSXN406010A* | CA*F4961*6D*+EEP+TXV |  | Voluntarily Certified | Single-split-system air condit | False | False | 55000 |  | 13.8 | 13.4 |  |  | False | 30 | 30 | 11.2 |  | Coil-Only System | False | Conventional | 10/02/2023 |  | 11/15/2023
Daikin Comfort Technologies Manufacturing, L.P. | AMANA DISTINCTIONS | GSXN406010A* | GSXN406010A* | CA*F4961*6D*+EEP+TXV |  | Voluntarily Certified | Single-split-system air condit | False | False | 55000 |  | 13.8 | 13.4 |  |  | False | 30 | 30 | 11.2 |  | Coil-Only System | False | Conventional | 10/02/2023 |  | 11/15/2023
Daikin Comfort Technologies Manufacturing, L.P. | ABCOOLAIR | VSXN401810A* | VSXN401810A* | CA*FA1818*6C*+EEP+TXV |  | Voluntarily Certified | Single-split-system air condit | False | False | 17400 |  | 14.3 | 13.4 |  |  | False | 30 | 30 | 11.7 |  | Coil-Only System | False | Conventional | 10/02/2023 |  | 11/15/2023
Daikin Comfort Technologies Manufacturing, L.P. | AMANA DISTINCTIONS | VSXN401810A* | VSXN401810A* | CA*FA1818*6C*+EEP+TXV |  | Voluntarily Certified | Single-split-system air condit | False | False | 17400 |  | 14.3 | 13.4 |  |  | False | 30 | 30 | 11.7 |  | Coil-Only System | False | Conventional | 10/02/2023 |  | 11/15/2023
Daikin Comfort Technologies Manufacturing, L.P. | ABCOOLAIR | VSXN402410A* | VSXN402410A* | CA*FA2422*6B*+EEP+TXV |  | Voluntarily Certified | Single-split-system air condit | False | False | 22600 |  | 14.3 | 13.4 |  |  | False | 30 | 30 | 11.7 |  | Coil-Only System | False | Conventional | 10/02/2023 |  | 11/15/2023
Daikin Comfort Technologies Manufacturing, L.P. | AMANA DISTINCTIONS | VSXN402410A* | VSXN402410A* | CA*FA2422*6B*+EEP+TXV |  | Voluntarily Certified | Single-split-system air condit | False | False | 22600 |  | 14.3 | 13.4 |  |  | False | 30 | 30 | 11.7 |  | Coil-Only System | False | Conventional | 10/02/2023 |  | 11/15/2023
Daikin Comfort Technologies Manufacturing, L.P. | ABCOOLAIR | VSXN403010A* | VSXN403010A* | CA*FA3626*6A*+EEP+TXV |  | Voluntarily Certified | Single-split-system air condit | False | False | 28600 |  | 14.3 | 13.4 |  |  | False | 30 | 30 | 11.7 |  | Coil-Only System | False | Conventional | 10/02/2023 |  | 11/15/2023
Daikin Comfort Technologies Manufacturing, L.P. | AMANA DISTINCTIONS | VSXN403010A* | VSXN403010A* | CA*FA3626*6A*+EEP+TXV |  | Voluntarily Certified | Single-split-system air condit | False | False | 28600 |  | 14.3 | 13.4 |  |  | False | 30 | 30 | 11.7 |  | Coil-Only System | False | Conventional | 10/02/2023 |  | 11/15/2023
Daikin Comfort Technologies Manufacturing, L.P. | ABCOOLAIR | VSXN403610A* | VSXN403610A* | CA*FA4226*6A*+EEP+TXV |  | Voluntarily Certified | Single-split-system air condit | False | False | 34200 |  | 14.3 | 13.4 |  |  | False | 30 | 30 | 11.7 |  | Coil-Only System | False | Conventional | 10/02/2023 |  | 11/15/2023
Daikin Comfort Technologies Manufacturing, L.P. | AMANA DISTINCTIONS | VSXN403610A* | VSXN403610A* | CA*FA4226*6A*+EEP+TXV |  | Voluntarily Certified | Single-split-system air condit | False | False | 34200 |  | 14.3 | 13.4 |  |  | False | 30 | 30 | 11.7 |  | Coil-Only System | False | Conventional | 10/02/2023 |  | 11/15/2023
Daikin Comfort Technologies Manufacturing, L.P. | ABCOOLAIR | VSXN404210A* | VSXN404210A* | CAPTA4230*4A*+EEP |  | Voluntarily Certified | Single-split-system air condit | False | False | 39500 |  | 14.3 | 13.4 |  |  | False | 30 | 30 | 11.7 |  | Coil-Only System | False | Conventional | 10/02/2023 |  | 11/15/2023
Daikin Comfort Technologies Manufacturing, L.P. | AMANA DISTINCTIONS | VSXN404210A* | VSXN404210A* | CAPTA4230*4A*+EEP |  | Voluntarily Certified | Single-split-system air condit | False | False | 39500 |  | 14.3 | 13.4 |  |  | False | 30 | 30 | 11.7 |  | Coil-Only System | False | Conventional | 10/02/2023 |  | 11/15/2023
Daikin Comfort Technologies Manufacturing, L.P. | ABCOOLAIR | VSXN404810A* | VSXN404810A* | CA*F4961*6D*+EEP+TXV |  | Voluntarily Certified | Single-split-system air condit | False | False | 45500 |  | 13.8 | 13.4 |  |  | False | 30 | 30 | 11.7 |  | Coil-Only System | False | Conventional | 10/02/2023 |  | 11/15/2023
Daikin Comfort Technologies Manufacturing, L.P. | AMANA DISTINCTIONS | VSXN404810A* | VSXN404810A* | CA*F4961*6D*+EEP+TXV |  | Voluntarily Certified | Single-split-system air condit | False | False | 45500 |  | 13.8 | 13.4 |  |  | False | 30 | 30 | 11.7 |  | Coil-Only System | False | Conventional | 10/02/2023 |  | 11/15/2023
Daikin Comfort Technologies Manufacturing, L.P. | ABCOOLAIR | VSXN406010A* | VSXN406010A* | CA*F4961*6D*+EEP+TXV |  | Voluntarily Certified | Single-split-system air condit | False | False | 55000 |  | 13.8 | 13.4 |  |  | False | 30 | 30 | 11.2 |  | Coil-Only System | False | Conventional | 10/02/2023 |  | 11/15/2023
Daikin Comfort Technologies Manufacturing, L.P. | AMANA DISTINCTIONS | VSXN406010A* | VSXN406010A* | CA*F4961*6D*+EEP+TXV |  | Voluntarily Certified | Single-split-system air condit | False | False | 55000 |  | 13.8 | 13.4 |  |  | False | 30 | 30 | 11.2 |  | Coil-Only System | False | Conventional | 10/02/2023 |  | 11/15/2023
Guangdong Chigo Heating & Ventilation Equipment Co., Ltd. | ZENAIRE | AAC24B18R | AAC24B18R | AAH24B18R |  | Voluntarily Certified | Single-split-system air condit | False | False | 23400 |  | 16 | 13.4 |  |  | True | 2 | 30 | 12.2 | 0 | Blower Coil System | True | Conventional | 07/06/2023 |  | 11/15/2023
Guangdong Chigo Heating & Ventilation Equipment Co., Ltd. | ZENAIRE | AAC36B18R | AAC36B18R | AAH36B18R |  | Voluntarily Certified | Single-split-system air condit | False | False | 54000 |  | 16 | 13.4 |  |  | True | 2 | 30 | 10 | 0 | Blower Coil System | True | Conventional | 07/06/2023 |  | 11/15/2023
Guangdong Chigo Heating & Ventilation Equipment Co., Ltd. | ZENAIRE | AAC48B18R | AAC48B18R | AAH48B18R |  | Voluntarily Certified | Single-split-system air condit | False | False | 34000 |  | 16 | 13.4 |  |  | True | 2 | 30 | 10.6 | 0 | Blower Coil System | True | Conventional | 07/06/2023 |  | 11/15/2023
Guangdong Chigo Heating & Ventilation Equipment Co., Ltd. | ZENAIRE | AAC60B18R | AAC60B18R | AAH60B18R |  | Voluntarily Certified | Single-split-system air condit | False | False | 45500 |  | 16 | 13.4 |  |  | True | 2 | 30 | 10.8 | 0 | Blower Coil System | True | Conventional | 07/06/2023 |  | 11/15/2023
Guangdong Chigo Heating & Ventilation Equipment Co., Ltd. | AIRDACH | ACTC2418VG1-D | ACTC2418VG1-D | AIDH2400VG1-D |  | Voluntarily Certified | Single-split-system air condit | False | False | 23400 |  | 16 | 13.4 |  |  | True | 2 | 30 | 12.2 | 0 | Blower Coil System | True | Conventional | 07/06/2023 |  | 11/15/2023
Guangdong Chigo Heating & Ventilation Equipment Co., Ltd. | AIRDACH | ACTC3618VG1-D | ACTC3618VG1-D | AIDH3600VG1-D |  | Voluntarily Certified | Single-split-system air condit | False | False | 34000 |  | 16 | 13.4 |  |  | True | 2 | 30 | 10.6 | 0 | Blower Coil System | True | Conventional | 07/06/2023 |  | 11/15/2023
Guangdong Chigo Heating & Ventilation Equipment Co., Ltd. | AIRDACH | ACTC4818VG1-D | ACTC4818VG1-D | AIDH4800VG1-D |  | Voluntarily Certified | Single-split-system air condit | False | False | 45500 |  | 16 | 13.4 |  |  | True | 2 | 30 | 10.8 | 0 | Blower Coil System | True | Conventional | 07/06/2023 |  | 11/15/2023
Guangdong Chigo Heating & Ventilation Equipment Co., Ltd. | AIRDACH | ACTC6018VG1-D | ACTC6018VG1-D | AIDH6000VG1-D |  | Voluntarily Certified | Single-split-system air condit | False | False | 54000 |  | 16 | 13.4 |  |  | True | 2 | 30 | 10 | 0 | Blower Coil System | True | Conventional | 07/06/2023 |  | 11/15/2023
Guangdong Chigo Heating & Ventilation Equipment Co., Ltd. | AIR-CON | ATDCI4C4G24 | ATDCI4C4G24 | ATDEM4H4G24 |  | Voluntarily Certified | Single-split-system air condit | False | False | 23400 |  | 16 | 13.4 |  |  | True | 2 | 30 | 12.2 | 0 | Blower Coil System | True | Conventional | 07/06/2023 |  | 11/15/2023
Guangdong Chigo Heating & Ventilation Equipment Co., Ltd. | AIR-CON | ATDCI4C4G36 | ATDCI4C4G36 | ATDEM4H4G36 |  | Voluntarily Certified | Single-split-system air condit | False | False | 34000 |  | 16 | 13.4 |  |  | True | 2 | 30 | 10.6 | 0 | Blower Coil System | True | Conventional | 07/06/2023 |  | 11/15/2023
Guangdong Chigo Heating & Ventilation Equipment Co., Ltd. | AIR-CON | ATDCI4C4G48 | ATDCI4C4G48 | ATDEM4H4G48 |  | Voluntarily Certified | Single-split-system air condit | False | False | 45500 |  | 16 | 13.4 |  |  | True | 2 | 30 | 10.8 | 0 | Blower Coil System | True | Conventional | 07/06/2023 |  | 11/15/2023
Guangdong Chigo Heating & Ventilation Equipment Co., Ltd. | AIR-CON | ATDCI4C4G60 | ATDCI4C4G60 | ATDEM4H4G60 |  | Voluntarily Certified | Single-split-system air condit | False | False | 54000 |  | 16 | 13.4 |  |  | True | 2 | 30 | 10 | 0 | Blower Coil System | True | Conventional | 07/06/2023 |  | 11/15/2023
Guangdong Chigo Heating & Ventilation Equipment Co., Ltd. | BOREAL | BUMA24COJ1OA18 | BUMA24COJ1OA18 | BUMA24CHJ1AHA18 |  | Voluntarily Certified | Single-split-system air condit | False | False | 23400 |  | 16 | 13.4 |  |  | True | 2 | 30 | 12.2 | 0 | Blower Coil System | True | Conventional | 07/06/2023 |  | 11/15/2023
Guangdong Chigo Heating & Ventilation Equipment Co., Ltd. | BOREAL | BUMA36COJ1OA18 | BUMA36COJ1OA18 | BUMA36CHJ1AHA18 |  | Voluntarily Certified | Single-split-system air condit | False | False | 34000 |  | 16 | 13.4 |  |  | True | 2 | 30 | 10.6 | 0 | Blower Coil System | True | Conventional | 07/06/2023 |  | 11/15/2023
Guangdong Chigo Heating & Ventilation Equipment Co., Ltd. | BOREAL | BUMA48COJ1OA18 | BUMA48COJ1OA18 | BUMA48CHJ1AHA18 |  | Voluntarily Certified | Single-split-system air condit | False | False | 45500 |  | 16 | 13.4 |  |  | True | 2 | 30 | 10.8 | 0 | Blower Coil System | True | Conventional | 07/06/2023 |  | 11/15/2023
Guangdong Chigo Heating & Ventilation Equipment Co., Ltd. | BOREAL | BUMA60COJ1OA18 | BUMA60COJ1OA18 | BUMA60CHJ1AHA18 |  | Voluntarily Certified | Single-split-system air condit | False | False | 54000 |  | 16 | 13.4 |  |  | True | 2 | 30 | 10 | 0 | Blower Coil System | True | Conventional | 07/06/2023 |  | 11/15/2023
Guangdong Chigo Heating & Ventilation Equipment Co., Ltd. | CIAC | CA418A-X024-V3G1C | CA418A-X024-V3G1C | CB418B-T024EM3G1C |  | Voluntarily Certified | Single-split-system air condit | False | False | 23400 |  | 16 | 13.4 |  |  | True | 2 | 30 | 12.2 | 0 | Blower Coil System | True | Conventional | 07/06/2023 |  | 11/15/2023
Guangdong Chigo Heating & Ventilation Equipment Co., Ltd. | CIAC | CA418A-X036-V3G1C | CA418A-X036-V3G1C | CB418B-T036EM3G1C |  | Voluntarily Certified | Single-split-system air condit | False | False | 34000 |  | 16 | 13.4 |  |  | True | 2 | 30 | 10.6 | 0 | Blower Coil System | True | Conventional | 07/06/2023 |  | 11/15/2023
Guangdong Chigo Heating & Ventilation Equipment Co., Ltd. | CIAC | CA418A-X048-V3G1C | CA418A-X048-V3G1C | CB418B-T048EM3G1C |  | Voluntarily Certified | Single-split-system air condit | False | False | 45500 |  | 16 | 13.4 |  |  | True | 2 | 30 | 10.8 | 0 | Blower Coil System | True | Conventional | 07/06/2023 |  | 11/15/2023
Guangdong Chigo Heating & Ventilation Equipment Co., Ltd. | CIAC | CA418A-X060-V3G1C | CA418A-X060-V3G1C | CB418B-T060EM3G1C |  | Voluntarily Certified | Single-split-system air condit | False | False | 54000 |  | 16 | 13.4 |  |  | True | 2 | 30 | 10 | 0 | Blower Coil System | True | Conventional | 07/06/2023 |  | 11/15/2023
Guangdong Chigo Heating & Ventilation Equipment Co., Ltd. | Everwell | CAC2413C18 | CAC2413C18 | AHC24H18 |  | Voluntarily Certified | Single-split-system air condit | False | False | 23400 |  | 16 | 13.4 |  |  | True | 2 | 30 | 12.2 | 0 | Blower Coil System | True | Conventional | 07/06/2023 |  | 11/15/2023
Guangdong Chigo Heating & Ventilation Equipment Co., Ltd. | Everwell | CAC3613C18 | CAC3613C18 | AHC36H18 |  | Voluntarily Certified | Single-split-system air condit | False | False | 34000 |  | 16 | 13.4 |  |  | True | 2 | 30 | 10.6 | 0 | Blower Coil System | True | Conventional | 07/06/2023 |  | 11/15/2023
Guangdong Chigo Heating & Ventilation Equipment Co., Ltd. | Everwell | CAC4813C18 | CAC4813C18 | AHC48H18 |  | Voluntarily Certified | Single-split-system air condit | False | False | 45500 |  | 16 | 13.4 |  |  | True | 2 | 30 | 10.8 | 0 | Blower Coil System | True | Conventional | 07/06/2023 |  | 11/15/2023
Guangdong Chigo Heating & Ventilation Equipment Co., Ltd. | Everwell | CAC6013C18 | CAC6013C18 | AHC60H18 |  | Voluntarily Certified | Single-split-system air condit | False | False | 54000 |  | 16 | 13.4 |  |  | True | 2 | 30 | 10 | 0 | Blower Coil System | True | Conventional | 07/06/2023 |  | 11/15/2023
Guangdong Chigo Heating & Ventilation Equipment Co., Ltd. | CHIGO | COT-24CNVR1-18 | COT-24CNVR1-18 | CAHI-24CNVR1-18 |  | Voluntarily Certified | Single-split-system air condit | False | False | 23400 |  | 16 | 13.4 |  |  | True | 2 | 30 | 12.2 | 0 | Blower Coil System | True | Conventional | 07/06/2023 |  | 11/15/2023
Guangdong Chigo Heating & Ventilation Equipment Co., Ltd. | GCHV | COT-24CNVR1-18 | COT-24CNVR1-18 | CAHI-24CNVR1-18 |  | Voluntarily Certified | Single-split-system air condit | False | False | 23400 |  | 16 | 13.4 |  |  | True | 2 | 30 | 12.2 | 0 | Blower Coil System | True | Conventional | 07/06/2023 |  | 11/15/2023
Guangdong Chigo Heating & Ventilation Equipment Co., Ltd. | GIWEE | COT-24CNVR1-18 | COT-24CNVR1-18 | CAHI-24CNVR1-18 |  | Voluntarily Certified | Single-split-system air condit | False | False | 23400 |  | 16 | 13.4 |  |  | True | 2 | 30 | 12.2 | 0 | Blower Coil System | True | Conventional | 07/06/2023 |  | 11/15/2023
Guangdong Chigo Heating & Ventilation Equipment Co., Ltd. | CHIGO | COT-36CNVR1-18 | COT-36CNVR1-18 | CAHI-36CNVR1-18 |  | Voluntarily Certified | Single-split-system air condit | False | False | 34000 |  | 16 | 13.4 |  |  | True | 2 | 30 | 10.6 | 0 | Blower Coil System | True | Conventional | 07/06/2023 |  | 11/15/2023
Guangdong Chigo Heating & Ventilation Equipment Co., Ltd. | GCHV | COT-36CNVR1-18 | COT-36CNVR1-18 | CAHI-36CNVR1-18 |  | Voluntarily Certified | Single-split-system air condit | False | False | 34000 |  | 16 | 13.4 |  |  | True | 2 | 30 | 10.6 | 0 | Blower Coil System | True | Conventional | 07/06/2023 |  | 11/15/2023
Guangdong Chigo Heating & Ventilation Equipment Co., Ltd. | GIWEE | COT-36CNVR1-18 | COT-36CNVR1-18 | CAHI-36CNVR1-18 |  | Voluntarily Certified | Single-split-system air condit | False | False | 34000 |  | 16 | 13.4 |  |  | True | 2 | 30 | 10.6 | 0 | Blower Coil System | True | Conventional | 07/06/2023 |  | 11/15/2023
Guangdong Chigo Heating & Ventilation Equipment Co., Ltd. | CHIGO | COT-48CNVR1-18 | COT-48CNVR1-18 | CAHI-48CNVR1-18 |  | Voluntarily Certified | Single-split-system air condit | False | False | 45500 |  | 16 | 13.4 |  |  | True | 2 | 30 | 10.8 | 0 | Blower Coil System | True | Conventional | 07/06/2023 |  | 11/15/2023
Guangdong Chigo Heating & Ventilation Equipment Co., Ltd. | GCHV | COT-48CNVR1-18 | COT-48CNVR1-18 | CAHI-48CNVR1-18 |  | Voluntarily Certified | Single-split-system air condit | False | False | 45500 |  | 16 | 13.4 |  |  | True | 2 | 30 | 10.8 | 0 | Blower Coil System | True | Conventional | 07/06/2023 |  | 11/15/2023
Guangdong Chigo Heating & Ventilation Equipment Co., Ltd. | GIWEE | COT-48CNVR1-18 | COT-48CNVR1-18 | CAHI-48CNVR1-18 |  | Voluntarily Certified | Single-split-system air condit | False | False | 45500 |  | 16 | 13.4 |  |  | True | 2 | 30 | 10.8 | 0 | Blower Coil System | True | Conventional | 07/06/2023 |  | 11/15/2023
Guangdong Chigo Heating & Ventilation Equipment Co., Ltd. | CHIGO | COT-60CNVR1-18 | COT-60CNVR1-18 | CAHI-60CNVR1-18 |  | Voluntarily Certified | Single-split-system air condit | False | False | 54000 |  | 16 | 13.4 |  |  | True | 2 | 30 | 10 | 0 | Blower Coil System | True | Conventional | 07/06/2023 |  | 11/15/2023
Guangdong Chigo Heating & Ventilation Equipment Co., Ltd. | GCHV | COT-60CNVR1-18 | COT-60CNVR1-18 | CAHI-60CNVR1-18 |  | Voluntarily Certified | Single-split-system air condit | False | False | 54000 |  | 16 | 13.4 |  |  | True | 2 | 30 | 10 | 0 | Blower Coil System | True | Conventional | 07/06/2023 |  | 11/15/2023
Guangdong Chigo Heating & Ventilation Equipment Co., Ltd. | GIWEE | COT-60CNVR1-18 | COT-60CNVR1-18 | CAHI-60CNVR1-18 |  | Voluntarily Certified | Single-split-system air condit | False | False | 54000 |  | 16 | 13.4 |  |  | True | 2 | 30 | 10 | 0 | Blower Coil System | True | Conventional | 07/06/2023 |  | 11/15/2023
Guangdong Chigo Heating & Ventilation Equipment Co., Ltd. | TGM | CTV18CN024A | CTV18CN024A | CTA18C024A |  | Voluntarily Certified | Single-split-system air condit | False | False | 23400 |  | 16 | 13.4 |  |  | True | 2 | 30 | 12.2 | 0 | Blower Coil System | True | Conventional | 07/06/2023 |  | 11/15/2023
Guangdong Chigo Heating & Ventilation Equipment Co., Ltd. | TGM | CTV18CN036A | CTV18CN036A | CTA18C036A |  | Voluntarily Certified | Single-split-system air condit | False | False | 34000 |  | 16 | 13.4 |  |  | True | 2 | 30 | 10.6 | 0 | Blower Coil System | True | Conventional | 07/06/2023 |  | 11/15/2023
Guangdong Chigo Heating & Ventilation Equipment Co., Ltd. | TGM | CTV18CN048A | CTV18CN048A | CTA18C048A |  | Voluntarily Certified | Single-split-system air condit | False | False | 45500 |  | 16 | 13.4 |  |  | True | 2 | 30 | 10.8 | 0 | Blower Coil System | True | Conventional | 07/06/2023 |  | 11/15/2023
Guangdong Chigo Heating & Ventilation Equipment Co., Ltd. | TGM | CTV18CN060A | CTV18CN060A | CTA18C060A |  | Voluntarily Certified | Single-split-system air condit | False | False | 54000 |  | 16 | 13.4 |  |  | True | 2 | 30 | 10 | 0 | Blower Coil System | True | Conventional | 07/06/2023 |  | 11/15/2023
Guangdong Chigo Heating & Ventilation Equipment Co., Ltd. | OTEC-OMEGA | ICVC824N2A-GTI070A | ICVC824N2A-GTI070A | IEUC824N0A-GNI070A |  | Voluntarily Certified | Single-split-system air condit | False | False | 23400 |  | 16 | 13.4 |  |  | True | 2 | 30 | 12.2 | 0 | Blower Coil System | True | Conventional | 07/06/2023 |  | 11/15/2023
Guangdong Chigo Heating & Ventilation Equipment Co., Ltd. | OTEC-OMEGA | ICVC836N2A-GTI105A | ICVC836N2A-GTI105A | IEUC836N0A-GNI105A |  | Voluntarily Certified | Single-split-system air condit | False | False | 34000 |  | 16 | 13.4 |  |  | True | 2 | 30 | 10.6 | 0 | Blower Coil System | True | Conventional | 07/06/2023 |  | 11/15/2023
Guangdong Chigo Heating & Ventilation Equipment Co., Ltd. | OTEC-OMEGA | ICVC848N0A-GMI140A | ICVC848N0A-GMI140A | IEUC848N0A-GNI140A |  | Voluntarily Certified | Single-split-system air condit | False | False | 45500 |  | 16 | 13.4 |  |  | True | 2 | 30 | 10.8 | 0 | Blower Coil System | True | Conventional | 07/06/2023 |  | 11/15/2023
Guangdong Chigo Heating & Ventilation Equipment Co., Ltd. | OTEC-OMEGA | ICVC860N0A-GMI170A | ICVC860N0A-GMI170A | IEUC860N0A-GNI170A |  | Voluntarily Certified | Single-split-system air condit | False | False | 54000 |  | 16 | 13.4 |  |  | True | 2 | 30 | 10 | 0 | Blower Coil System | True | Conventional | 07/06/2023 |  | 11/15/2023
Guangdong Chigo Heating & Ventilation Equipment Co., Ltd. | McQuay | MCI18024CCU216A | MCI18024CCU216A | MQI18024AHU216A |  | Voluntarily Certified | Single-split-system air condit | False | False | 23400 |  | 16 | 13.4 |  |  | True | 2 | 30 | 12.2 | 0 | Blower Coil System | True | Conventional | 07/06/2023 |  | 11/15/2023
Guangdong Chigo Heating & Ventilation Equipment Co., Ltd. | McQuay | MCI18036CCU216A | MCI18036CCU216A | MQI18036AHU216A |  | Voluntarily Certified | Single-split-system air condit | False | False | 34000 |  | 16 | 13.4 |  |  | True | 2 | 30 | 10.6 | 0 | Blower Coil System | True | Conventional | 07/06/2023 |  | 11/15/2023
Guangdong Chigo Heating & Ventilation Equipment Co., Ltd. | McQuay | MCI18048CCU216A | MCI18048CCU216A | MQI18048AHU216A |  | Voluntarily Certified | Single-split-system air condit | False | False | 45500 |  | 16 | 13.4 |  |  | True | 2 | 30 | 10.8 | 0 | Blower Coil System | True | Conventional | 07/06/2023 |  | 11/15/2023
Guangdong Chigo Heating & Ventilation Equipment Co., Ltd. | McQuay | MCI18060CCU216A | MCI18060CCU216A | MQI18060AHU216A |  | Voluntarily Certified | Single-split-system air condit | False | False | 54000 |  | 16 | 13.4 |  |  | True | 2 | 30 | 10 | 0 | Blower Coil System | True | Conventional | 07/06/2023 |  | 11/15/2023
Guangdong Chigo Heating & Ventilation Equipment Co., Ltd. | COMFORTSTAR | MRR24-410-G | MRR24-410-G | AHH24-410-C |  | Voluntarily Certified | Single-split-system air condit | False | False | 23400 |  | 16 | 13.4 |  |  | True | 2 | 30 | 12.2 | 0 | Blower Coil System | True | Conventional | 07/06/2023 |  | 11/15/2023
Guangdong Chigo Heating & Ventilation Equipment Co., Ltd. | COMFORTSTAR | MRR36-410-G | MRR36-410-G | AHH36-410-C |  | Voluntarily Certified | Single-split-system air condit | False | False | 34000 |  | 16 | 13.4 |  |  | True | 2 | 30 | 10.6 | 0 | Blower Coil System | True | Conventional | 07/06/2023 |  | 11/15/2023
Guangdong Chigo Heating & Ventilation Equipment Co., Ltd. | COMFORTSTAR | MRR48-410-G | MRR48-410-G | AHH48-410-C |  | Voluntarily Certified | Single-split-system air condit | False | False | 45500 |  | 16 | 13.4 |  |  | True | 2 | 30 | 10.8 | 0 | Blower Coil System | True | Conventional | 07/06/2023 |  | 11/15/2023
Guangdong Chigo Heating & Ventilation Equipment Co., Ltd. | COMFORTSTAR | MRR60-410-G | MRR60-410-G | AHH60-410-C |  | Voluntarily Certified | Single-split-system air condit | False | False | 54000 |  | 16 | 13.4 |  |  | True | 2 | 30 | 10 | 0 | Blower Coil System | True | Conventional | 07/06/2023 |  | 11/15/2023
Guangdong Chigo Heating & Ventilation Equipment Co., Ltd. | TEMPBLUE | UTA418A-X024-V3G1C | UTA418A-X024-V3G1C | UTB418A-T024EM3G1C |  | Voluntarily Certified | Single-split-system air condit | False | False | 23400 |  | 16 | 13.4 |  |  | True | 2 | 30 | 12.2 | 0 | Blower Coil System | True | Conventional | 07/06/2023 |  | 11/15/2023
Guangdong Chigo Heating & Ventilation Equipment Co., Ltd. | TEMPBLUE | UTA418A-X036-V3G1C | UTA418A-X036-V3G1C | UTB418A-T036EM3G1C |  | Voluntarily Certified | Single-split-system air condit | False | False | 34000 |  | 16 | 13.4 |  |  | True | 2 | 30 | 10.6 | 0 | Blower Coil System | True | Conventional | 07/06/2023 |  | 11/15/2023
Guangdong Chigo Heating & Ventilation Equipment Co., Ltd. | TEMPBLUE | UTA418A-X048-V3G1C | UTA418A-X048-V3G1C | UTB418A-T048EM3G1C |  | Voluntarily Certified | Single-split-system air condit | False | False | 45500 |  | 16 | 13.4 |  |  | True | 2 | 30 | 10.8 | 0 | Blower Coil System | True | Conventional | 07/06/2023 |  | 11/15/2023
Guangdong Chigo Heating & Ventilation Equipment Co., Ltd. | TEMPBLUE | UTA418A-X060-V3G1C | UTA418A-X060-V3G1C | UTB418A-T060EM3G1C |  | Voluntarily Certified | Single-split-system air condit | False | False | 54000 |  | 16 | 13.4 |  |  | True | 2 | 30 | 10 | 0 | Blower Coil System | True | Conventional | 07/06/2023 |  | 11/15/2023
Guangdong Chigo Heating & Ventilation Equipment Co., Ltd. | INNOVAIR | VEA24C2V18 | VEA24C2V18 | DHV24C2V18 |  | Voluntarily Certified | Single-split-system air condit | False | False | 23400 |  | 16 | 13.4 |  |  | True | 2 | 30 | 12.2 | 0 | Blower Coil System | True | Conventional | 07/06/2023 |  | 11/15/2023
Guangdong Chigo Heating & Ventilation Equipment Co., Ltd. | INNOVAIR | VEA36C2V18 | VEA36C2V18 | DHV36C2V18 |  | Voluntarily Certified | Single-split-system air condit | False | False | 34000 |  | 16 | 13.4 |  |  | True | 2 | 30 | 10.6 | 0 | Blower Coil System | True | Conventional | 07/06/2023 |  | 11/15/2023
Guangdong Chigo Heating & Ventilation Equipment Co., Ltd. | INNOVAIR | VEA48C2V18 | VEA48C2V18 | DHV48C2V18 |  | Voluntarily Certified | Single-split-system air condit | False | False | 45500 |  | 16 | 13.4 |  |  | True | 2 | 30 | 10.8 | 0 | Blower Coil System | True | Conventional | 07/06/2023 |  | 11/15/2023
Guangdong Chigo Heating & Ventilation Equipment Co., Ltd. | INNOVAIR | VEA60C2V18 | VEA60C2V18 | DHV60C2V18 |  | Voluntarily Certified | Single-split-system air condit | False | False | 54000 |  | 16 | 13.4 |  |  | True | 2 | 30 | 10 | 0 | Blower Coil System | True | Conventional | 07/06/2023 |  | 11/15/2023
Guangdong Chigo Heating & Ventilation Equipment Co., Ltd. | Victory | VTVOU-18P24011 | VTVOU-18P24011 | VTAHU-18P2401 |  | Voluntarily Certified | Single-split-system air condit | False | False | 23400 |  | 16 | 13.4 |  |  | True | 2 | 30 | 12.2 | 0 | Blower Coil System | True | Conventional | 07/06/2023 |  | 11/15/2023
Guangdong Chigo Heating & Ventilation Equipment Co., Ltd. | Victory | VTVOU-18P36011 | VTVOU-18P36011 | VTAHU-18P3601 |  | Voluntarily Certified | Single-split-system air condit | False | False | 34000 |  | 16 | 13.4 |  |  | True | 2 | 30 | 10.6 | 0 | Blower Coil System | True | Conventional | 07/06/2023 |  | 11/15/2023
Guangdong Chigo Heating & Ventilation Equipment Co., Ltd. | Victory | VTVOU-18P48011 | VTVOU-18P48011 | VTAHU-18P4801 |  | Voluntarily Certified | Single-split-system air condit | False | False | 45500 |  | 16 | 13.4 |  |  | True | 2 | 30 | 10.8 | 0 | Blower Coil System | True | Conventional | 07/06/2023 |  | 11/15/2023
Guangdong Chigo Heating & Ventilation Equipment Co., Ltd. | Victory | VTVOU-18P60011 | VTVOU-18P60011 | VTAHU-18P6001 |  | Voluntarily Certified | Single-split-system air condit | False | False | 54000 |  | 16 | 13.4 |  |  | True | 2 | 30 | 10 | 0 | Blower Coil System | True | Conventional | 07/06/2023 |  | 11/15/2023
Guangdong Chigo Heating & Ventilation Equipment Co., Ltd. | ZERO | ZOVD-24CDG | ZOVD-24CDG | ZAVD-24CDG |  | Voluntarily Certified | Single-split-system air condit | False | False | 23400 |  | 16 | 13.4 |  |  | True | 2 | 30 | 12.2 | 0 | Blower Coil System | True | Conventional | 07/06/2023 |  | 11/15/2023
Guangdong Chigo Heating & Ventilation Equipment Co., Ltd. | ZERO | ZOVD-36CDG | ZOVD-36CDG | ZAVD-36CDG |  | Voluntarily Certified | Single-split-system air condit | False | False | 34000 |  | 16 | 13.4 |  |  | True | 2 | 30 | 10.6 | 0 | Blower Coil System | True | Conventional | 07/06/2023 |  | 11/15/2023
Guangdong Chigo Heating & Ventilation Equipment Co., Ltd. | ZERO | ZOVD-48CDG | ZOVD-48CDG | ZAVD-48CDG |  | Voluntarily Certified | Single-split-system air condit | False | False | 45500 |  | 16 | 13.4 |  |  | True | 2 | 30 | 10.8 | 0 | Blower Coil System | True | Conventional | 07/06/2023 |  | 11/15/2023
Guangdong Chigo Heating & Ventilation Equipment Co., Ltd. | ZERO | ZOVD-60CDG | ZOVD-60CDG | ZAVD-60CDG |  | Voluntarily Certified | Single-split-system air condit | False | False | 54000 |  | 16 | 13.4 |  |  | True | 2 | 30 | 10 | 0 | Blower Coil System | True | Conventional | 07/06/2023 |  | 11/15/2023
National Comfort Products | National | CP841228UA | CP841228UA |  |  | Voluntarily Certified | Single-package space-constrain | False | False | 12000 |  | 11.7 | 11.7 |  |  | True | 7.5 | 30 | 10.5 | 0 |  | False | Space Constrained | 07/06/2023 |  | 11/15/2023
National Comfort Products | National | CP841238UA | CP841238UA |  |  | Voluntarily Certified | Single-package space-constrain | False | False | 12000 |  | 11.7 | 11.7 |  |  | True | 7.5 | 30 | 10.5 | 0 |  | False | Space Constrained | 07/06/2023 |  | 11/15/2023
National Comfort Products | National | CP841251UA | CP841251UA |  |  | Voluntarily Certified | Single-package space-constrain | False | False | 12000 |  | 11.7 | 11.7 |  |  | True | 7.5 | 30 | 10.5 | 0 |  | False | Space Constrained | 07/06/2023 |  | 11/15/2023
National Comfort Products | National | CP841264UA | CP841264UA |  |  | Voluntarily Certified | Single-package space-constrain | False | False | 12000 |  | 11.7 | 11.7 |  |  | True | 7.5 | 30 | 10.5 | 0 |  | False | Space Constrained | 07/06/2023 |  | 11/15/2023
National Comfort Products | National | CP841828UA | CP841828UA |  |  | Voluntarily Certified | Single-package space-constrain | False | False | 17500 |  | 11.7 | 11.7 |  |  | True | 7.5 | 30 | 10.3 | 0 |  | False | Space Constrained | 07/06/2023 |  | 11/15/2023
National Comfort Products | National | CP841838UA | CP841838UA |  |  | Voluntarily Certified | Single-package space-constrain | False | False | 17500 |  | 11.7 | 11.7 |  |  | True | 7.5 | 30 | 10.3 | 0 |  | False | Space Constrained | 07/06/2023 |  | 11/15/2023
National Comfort Products | National | CP841851UA | CP841851UA |  |  | Voluntarily Certified | Single-package space-constrain | False | False | 17500 |  | 11.7 | 11.7 |  |  | True | 7.5 | 30 | 10.3 | 0 |  | False | Space Constrained | 07/06/2023 |  | 11/15/2023
National Comfort Products | National | CP841864UA | CP841864UA |  |  | Voluntarily Certified | Single-package space-constrain | False | False | 17500 |  | 11.7 | 11.7 |  |  | True | 7.5 | 30 | 10.3 | 0 |  | False | Space Constrained | 07/06/2023 |  | 11/15/2023
National Comfort Products | National | CP842428UA | CP842428UA |  |  | Voluntarily Certified | Single-package space-constrain | False | False | 22000 |  | 11.7 | 11.7 |  |  | True | 7.5 | 30 | 10.2 | 0 |  | False | Space Constrained | 07/06/2023 |  | 11/15/2023
National Comfort Products | National | CP842438UA | CP842438UA |  |  | Voluntarily Certified | Single-package space-constrain | False | False | 22000 |  | 11.7 | 11.7 |  |  | True | 7.5 | 30 | 10.2 | 0 |  | False | Space Constrained | 07/06/2023 |  | 11/15/2023
National Comfort Products | National | CP842451UA | CP842451UA |  |  | Voluntarily Certified | Single-package space-constrain | False | False | 22000 |  | 11.7 | 11.7 |  |  | True | 7.5 | 30 | 10.2 | 0 |  | False | Space Constrained | 07/06/2023 |  | 11/15/2023
National Comfort Products | National | CP842464UA | CP842464UA |  |  | Voluntarily Certified | Single-package space-constrain | False | False | 22000 |  | 11.7 | 11.7 |  |  | True | 7.5 | 30 | 10.2 | 0 |  | False | Space Constrained | 07/06/2023 |  | 11/15/2023
National Comfort Products | National | CP843051TA | CP843051TA |  |  | Voluntarily Certified | Single-package space-constrain | False | False | 27000 |  | 11.7 | 11.7 |  |  | True | 7.5 | 30 | 10.2 | 0 |  | False | Space Constrained | 07/06/2023 |  | 11/15/2023
National Comfort Products | National | CP843064TA | CP843064TA |  |  | Voluntarily Certified | Single-package space-constrain | False | False | 27000 |  | 11.7 | 11.7 |  |  | True | 7.5 | 30 | 10.2 | 0 |  | False | Space Constrained | 07/06/2023 |  | 11/15/2023
National Comfort Products | National | CP941225UA | CP941225UA |  |  | Voluntarily Certified | Single-package space-constrain | False | False | 12000 |  | 11.7 | 11.7 |  |  | True | 7.5 | 30 | 10.5 | 0 |  | False | Space Constrained | 07/06/2023 |  | 11/15/2023
National Comfort Products | National | CP941232UA | CP941232UA |  |  | Voluntarily Certified | Single-package space-constrain | False | False | 12000 |  | 11.7 | 11.7 |  |  | True | 7.5 | 30 | 10.5 | 0 |  | False | Space Constrained | 07/06/2023 |  | 11/15/2023
National Comfort Products | National | CP941243UA | CP941243UA |  |  | Voluntarily Certified | Single-package space-constrain | False | False | 12000 |  | 11.7 | 11.7 |  |  | True | 7.5 | 30 | 10.5 | 0 |  | False | Space Constrained | 07/06/2023 |  | 11/15/2023
National Comfort Products | National | CP941250UA | CP941250UA |  |  | Voluntarily Certified | Single-package space-constrain | False | False | 12000 |  | 11.7 | 11.7 |  |  | True | 7.5 | 30 | 10.5 | 0 |  | False | Space Constrained | 07/06/2023 |  | 11/15/2023
National Comfort Products | National | CP941825UA | CP941825UA |  |  | Voluntarily Certified | Single-package space-constrain | False | False | 17500 |  | 11.7 | 11.7 |  |  | True | 7.5 | 30 | 10.3 | 0 |  | False | Space Constrained | 07/06/2023 |  | 11/15/2023
National Comfort Products | National | CP941832UA | CP941832UA |  |  | Voluntarily Certified | Single-package space-constrain | False | False | 17500 |  | 11.7 | 11.7 |  |  | True | 7.5 | 30 | 10.3 | 0 |  | False | Space Constrained | 07/06/2023 |  | 11/15/2023
National Comfort Products | National | CP941843UA | CP941843UA |  |  | Voluntarily Certified | Single-package space-constrain | False | False | 17500 |  | 11.7 | 11.7 |  |  | True | 7.5 | 30 | 10.3 | 0 |  | False | Space Constrained | 07/06/2023 |  | 11/15/2023
National Comfort Products | National | CP941850UA | CP941850UA |  |  | Voluntarily Certified | Single-package space-constrain | False | False | 17500 |  | 11.7 | 11.7 |  |  | True | 7.5 | 30 | 10.3 | 0 |  | False | Space Constrained | 07/06/2023 |  | 11/15/2023
National Comfort Products | National | CP942425UA | CP942425UA |  |  | Voluntarily Certified | Single-package space-constrain | False | False | 22000 |  | 11.7 | 11.7 |  |  | True | 7.5 | 30 | 10.2 | 0 |  | False | Space Constrained | 07/06/2023 |  | 11/15/2023
National Comfort Products | National | CP942432UA | CP942432UA |  |  | Voluntarily Certified | Single-package space-constrain | False | False | 22000 |  | 11.7 | 11.7 |  |  | True | 7.5 | 30 | 10.2 | 0 |  | False | Space Constrained | 07/06/2023 |  | 11/15/2023
National Comfort Products | National | CP942443UA | CP942443UA |  |  | Voluntarily Certified | Single-package space-constrain | False | False | 22000 |  | 11.7 | 11.7 |  |  | True | 7.5 | 30 | 10.2 | 0 |  | False | Space Constrained | 07/06/2023 |  | 11/15/2023
National Comfort Products | National | CP942450UA | CP942450UA |  |  | Voluntarily Certified | Single-package space-constrain | False | False | 22000 |  | 11.7 | 11.7 |  |  | True | 7.5 | 30 | 10.2 | 0 |  | False | Space Constrained | 07/06/2023 |  | 11/15/2023
National Comfort Products | National | CP943043TA | CP943043TA |  |  | Voluntarily Certified | Single-package space-constrain | False | False | 27000 |  | 11.7 | 11.7 |  |  | True | 7.5 | 30 | 10.2 | 0 |  | False | Space Constrained | 07/06/2023 |  | 11/15/2023
National Comfort Products | National | CP943050TA | CP943050TA |  |  | Voluntarily Certified | Single-package space-constrain | False | False | 27000 |  | 11.7 | 11.7 |  |  | True | 7.5 | 30 | 10.2 | 0 |  | False | Space Constrained | 07/06/2023 |  | 11/15/2023
National Comfort Products | National | CPE41200UA | CPE41200UA |  |  | Voluntarily Certified | Single-package space-constrain | False | False | 12000 |  | 11.7 | 11.7 |  |  | True | 7.5 | 30 | 10.5 | 0 |  | False | Space Constrained | 07/06/2023 |  | 11/15/2023
National Comfort Products | National | CPE41800UA | CPE41800UA |  |  | Voluntarily Certified | Single-package space-constrain | False | False | 17500 |  | 11.7 | 11.7 |  |  | True | 7.5 | 30 | 10.3 | 0 |  | False | Space Constrained | 07/06/2023 |  | 11/15/2023
National Comfort Products | National | CPE42400UA | CPE42400UA |  |  | Voluntarily Certified | Single-package space-constrain | False | False | 22000 |  | 11.7 | 11.7 |  |  | True | 7.5 | 30 | 10.2 | 0 |  | False | Space Constrained | 07/06/2023 |  | 11/15/2023
National Comfort Products | National | CPE43000TA | CPE43000TA |  |  | Voluntarily Certified | Single-package space-constrain | False | False | 27000 |  | 11.7 | 11.7 |  |  | True | 7.5 | 30 | 10.2 | 0 |  | False | Space Constrained | 07/06/2023 |  | 11/15/2023
National Comfort Products | National | NCP4181000A | NCP4181000A | NAH424MFA |  | Voluntarily Certified | Single-split space-constrained | False | False | 18000 |  | 12.5 | 11.7 |  |  | True | 7.5 | 30 | 11 | 0 | Blower Coil System | False | Space Constrained | 07/06/2023 |  | 11/15/2023
National Comfort Products | National | NCP4183000A | NCP4183000A | NAH424MFA |  | Voluntarily Certified | Single-split space-constrained | False | False | 18000 |  | 13 | 11.7 |  |  | True | 7.5 | 30 | 11 | 0 | Blower Coil System | False | Space Constrained | 07/06/2023 |  | 11/15/2023
National Comfort Products | National | NCP4184000A | NCP4184000A | NAH424MFA |  | Voluntarily Certified | Single-split space-constrained | False | False | 18000 |  | 12.5 | 11.7 |  |  | True | 7.5 | 30 | 11 | 0 | Blower Coil System | False | Space Constrained | 07/06/2023 |  | 11/15/2023
National Comfort Products | National | NCP4185000A | NCP4185000A | NAH424MFA |  | Voluntarily Certified | Single-split space-constrained | False | False | 18000 |  | 14 | 11.7 |  |  | True | 7.5 | 30 | 12 | 0 | Blower Coil System | False | Space Constrained | 07/06/2023 |  | 11/15/2023
National Comfort Products | National | NCP4241000A | NCP4241000A | NAH430MFA |  | Voluntarily Certified | Single-split space-constrained | False | False | 22600 |  | 12.5 | 11.7 |  |  | True | 7.5 | 30 | 11 | 0 | Blower Coil System | False | Space Constrained | 07/06/2023 |  | 11/15/2023
National Comfort Products | National | NCP4243000A | NCP4243000A | NAH430MFA |  | Voluntarily Certified | Single-split space-constrained | False | False | 23000 |  | 13 | 11.7 |  |  | True | 7.5 | 30 | 11 | 0 | Blower Coil System | False | Space Constrained | 07/06/2023 |  | 11/15/2023
National Comfort Products | National | NCP4244000A | NCP4244000A | NAH430MFA |  | Voluntarily Certified | Single-split space-constrained | False | False | 23000 |  | 12.5 | 11.7 |  |  | True | 7.5 | 30 | 11 | 0 | Blower Coil System | False | Space Constrained | 07/06/2023 |  | 11/15/2023
National Comfort Products | National | NCP4245000A | NCP4245000A | NAH430MFA |  | Voluntarily Certified | Single-split space-constrained | False | False | 24000 |  | 14 | 11.7 |  |  | True | 7.5 | 30 | 12 | 0 | Blower Coil System | False | Space Constrained | 07/06/2023 |  | 11/15/2023
National Comfort Products | National | NCP4305000A | NCP4305000A | NAH430MFA |  | Voluntarily Certified | Single-split space-constrained | False | False | 28400 |  | 13.5 | 11.7 |  |  | True | 7.5 | 30 | 11.5 | 0 | Blower Coil System | False | Space Constrained | 07/06/2023 |  | 11/15/2023
GD Midea Heating & Ventilating Equipment Co.,Ltd | IAIR | AAC3018E1000A | AAC3018E1000A | ACCM3036CNOH+TXV |  | Voluntarily Certified | Single-split-system air condit | False | False | 17400 |  | 13.4 | 13.4 |  |  | True | 20 | 30 | 11.2 | 0 | Coil-Only System | False | Conventional | 07/06/2023 |  | 11/15/2023
GD Midea Heating & Ventilating Equipment Co.,Ltd | IAIR | AAC3024E1000A | AAC3024E1000A | ACCM3036CNOH |  | Voluntarily Certified | Single-split-system air condit | False | False | 23600 |  | 13.4 | 13.4 |  |  | True | 20 | 30 | 11.2 | 0 | Coil-Only System | False | Conventional | 07/06/2023 |  | 11/15/2023
GD Midea Heating & Ventilating Equipment Co.,Ltd | IAIR | AAC3030E1000A | AAC3030E1000A | ACCM3036CNOH |  | Voluntarily Certified | Single-split-system air condit | False | False | 27600 |  | 13.4 | 13.4 |  |  | True | 20 | 30 | 11.2 | 0 | Coil-Only System | False | Conventional | 07/06/2023 |  | 11/15/2023
GD Midea Heating & Ventilating Equipment Co.,Ltd | IAIR | AAC3036E1000A | AAC3036E1000A | ACCM3036CNOH+TXV |  | Voluntarily Certified | Single-split-system air condit | False | False | 33600 |  | 13.4 | 13.4 |  |  | True | 20 | 30 | 11.2 | 0 | Coil-Only System | False | Conventional | 07/06/2023 |  | 11/15/2023
GD Midea Heating & Ventilating Equipment Co.,Ltd | IAIR | AAC3042E1000A | AAC3042E1000A | ACCM4248DNOH+TXV |  | Voluntarily Certified | Single-split-system air condit | False | False | 41000 |  | 13.4 | 13.4 |  |  | True | 20 | 30 | 11.2 | 0 | Coil-Only System | False | Conventional | 07/06/2023 |  | 11/15/2023
GD Midea Heating & Ventilating Equipment Co.,Ltd | IAIR | AAC3048E1000A | AAC3048E1000A | ACCM4860DNOH |  | Voluntarily Certified | Single-split-system air condit | False | False | 47000 |  | 13.4 | 13.4 |  |  | True | 20 | 30 | 11.2 | 0 | Coil-Only System | False | Conventional | 07/06/2023 |  | 11/15/2023
GD Midea Heating & Ventilating Equipment Co.,Ltd | IAIR | AAC3060E1000A | AAC3060E1000A | ACCM4860DNOH+TXV |  | Voluntarily Certified | Single-split-system air condit | False | False | 55000 |  | 13.4 | 13.4 |  |  | True | 20 | 30 | 11.2 | 0 | Coil-Only System | False | Conventional | 07/06/2023 |  | 11/15/2023
GD Midea Heating & Ventilating Equipment Co.,Ltd | IAIR | AAC5024E1000A | AAC5024E1000A | ACCM3036CNOH |  | Voluntarily Certified | Single-split-system air condit | False | False | 23800 |  | 14.3 | 13.4 |  |  | True | 20 | 30 | 11.7 | 0 | Coil-Only System | False | Conventional | 07/06/2023 |  | 11/15/2023
GD Midea Heating & Ventilating Equipment Co.,Ltd | IAIR | AAC5061E1000A | AAC5061E1000A | A4AH5E61E1B00A |  | Voluntarily Certified | Single-split-system air condit | False | False | 55000 |  | 15.2 | 13.4 |  |  | True | 20 | 30 | 11.2 | 0 | Blower Coil System | False | Conventional | 07/06/2023 |  | 11/15/2023
GD Midea Heating & Ventilating Equipment Co.,Ltd | AC PRO | AOVA-18CN1-M152G | AOVA-18CN1-M152G | AC**3036CNTH |  | Voluntarily Certified | Single-split-system air condit | False | False | 17800 |  | 14.3 | 13.4 |  |  | True | 20 | 30 | 11.7 | 0 | Coil-Only System | False | Conventional | 07/06/2023 |  | 11/15/2023
GD Midea Heating & Ventilating Equipment Co.,Ltd | AC PRO | AOVA-30CN1-M152G | AOVA-30CN1-M152G | AC**3036CNTH |  | Voluntarily Certified | Single-split-system air condit | False | False | 28000 |  | 14.3 | 13.4 |  |  | True | 20 | 30 | 11.7 | 0 | Coil-Only System | False | Conventional | 07/06/2023 |  | 11/15/2023
GD Midea Heating & Ventilating Equipment Co.,Ltd | AC PRO | AOVA-36CN1-M152L | AOVA-36CN1-M152L | AC**3036CNTH |  | Voluntarily Certified | Single-split-system air condit | False | False | 33600 |  | 14.3 | 13.4 |  |  | True | 20 | 30 | 11.7 | 0 | Coil-Only System | False | Conventional | 07/06/2023 |  | 11/15/2023
GD Midea Heating & Ventilating Equipment Co.,Ltd | AC PRO | AOVA-42CN1-M152L | AOVA-42CN1-M152L | AC**4248DNTH |  | Voluntarily Certified | Single-split-system air condit | False | False | 41000 |  | 14.3 | 13.4 |  |  | True | 20 | 30 | 11.7 | 0 | Coil-Only System | False | Conventional | 07/06/2023 |  | 11/15/2023
GD Midea Heating & Ventilating Equipment Co.,Ltd | AC PRO | AOVA-48CN1-M152L | AOVA-48CN1-M152L | AC**4860DNTH |  | Voluntarily Certified | Single-split-system air condit | False | False | 45000 |  | 13.8 | 13.4 |  |  | True | 20 | 30 | 11.2 | 0 | Coil-Only System | False | Conventional | 07/06/2023 |  | 11/15/2023
GD Midea Heating & Ventilating Equipment Co.,Ltd | AC PRO | AOVA-60CN1-M152L | AOVA-60CN1-M152L | AC**4860DNTH |  | Voluntarily Certified | Single-split-system air condit | False | False | 54000 |  | 13.8 | 13.4 |  |  | True | 20 | 30 | 11.2 | 0 | Coil-Only System | False | Conventional | 07/06/2023 |  | 11/15/2023
GD Midea Heating & Ventilating Equipment Co.,Ltd | AC PRO | AOVA-61CN1-M152L | AOVA-61CN1-M152L | AVME61C1MN1TC |  | Voluntarily Certified | Single-split-system air condit | False | False | 55000 |  | 15.2 | 13.4 |  |  | True | 20 | 30 | 11.2 | 0 | Blower Coil System | False | Conventional | 07/06/2023 |  | 11/15/2023
GD Midea Heating & Ventilating Equipment Co.,Ltd | COMFORTSTAR | BAR5-61-15 | BAR5-61-15 | LCM5-61-15 |  | Voluntarily Certified | Single-split-system air condit | False | False | 55000 |  | 15.2 | 13.4 |  |  | True | 20 | 30 | 11.2 | 0 | Blower Coil System | False | Conventional | 07/06/2023 |  | 11/15/2023
GD Midea Heating & Ventilating Equipment Co.,Ltd | DIAMONDAIR | DGP142460ACG2 | DGP142460ACG2 |  |  | Voluntarily Certified | Single-package air conditioner | False | False | 22800 |  | 13.4 | 13.4 |  |  | True | 30 | 30 | 10.6 | 0 |  | False | Conventional | 07/06/2023 |  | 11/15/2023
GD Midea Heating & Ventilating Equipment Co.,Ltd | DIAMONDAIR | DGP143060ACG2 | DGP143060ACG2 |  |  | Voluntarily Certified | Single-package air conditioner | False | False | 28400 |  | 13.4 | 13.4 |  |  | True | 30 | 30 | 10.6 | 0 |  | False | Conventional | 07/06/2023 |  | 11/15/2023
GD Midea Heating & Ventilating Equipment Co.,Ltd | DIAMONDAIR | DGP143690ACG2 | DGP143690ACG2 |  |  | Voluntarily Certified | Single-package air conditioner | False | False | 34200 |  | 13.4 | 13.4 |  |  | True | 30 | 30 | 10.6 | 0 |  | False | Conventional | 07/06/2023 |  | 11/15/2023
GD Midea Heating & Ventilating Equipment Co.,Ltd | DIAMONDAIR | DGP144290ACL2 | DGP144290ACL2 |  |  | Voluntarily Certified | Single-package air conditioner | False | False | 40000 |  | 13.4 | 13.4 |  |  | True | 30 | 30 | 10.6 | 0 |  | False | Conventional | 07/06/2023 |  | 11/15/2023
GD Midea Heating & Ventilating Equipment Co.,Ltd | DIAMONDAIR | DGP144890ACL2 | DGP144890ACL2 |  |  | Voluntarily Certified | Single-package air conditioner | False | False | 48000 |  | 13.4 | 13.4 |  |  | True | 30 | 30 | 10.6 | 0 |  | False | Conventional | 07/06/2023 |  | 11/15/2023
GD Midea Heating & Ventilating Equipment Co.,Ltd | DIAMONDAIR | DGP1460110ACL2 | DGP1460110ACL2 |  |  | Voluntarily Certified | Single-package air conditioner | False | False | 57500 |  | 13.4 | 13.4 |  |  | True | 30 | 30 | 10.6 | 0 |  | False | Conventional | 07/06/2023 |  | 11/15/2023
GD Midea Heating & Ventilating Equipment Co.,Ltd | IAIR | IAC3018E1000A | IAC3018E1000A | ICCM3036CNOH+TXV |  | Voluntarily Certified | Single-split-system air condit | False | False | 17400 |  | 13.4 | 13.4 |  |  | True | 20 | 30 | 11.2 | 0 | Coil-Only System | False | Conventional | 07/06/2023 |  | 11/15/2023
GD Midea Heating & Ventilating Equipment Co.,Ltd | IAIR | IAC3024E1000A | IAC3024E1000A | ICCM3036CNOH |  | Voluntarily Certified | Single-split-system air condit | False | False | 23600 |  | 13.4 | 13.4 |  |  | True | 20 | 30 | 11.2 | 0 | Coil-Only System | False | Conventional | 07/06/2023 |  | 11/15/2023
GD Midea Heating & Ventilating Equipment Co.,Ltd | IAIR | IAC3030E1000A | IAC3030E1000A | ICCM3036CNOH |  | Voluntarily Certified | Single-split-system air condit | False | False | 27600 |  | 13.4 | 13.4 |  |  | True | 20 | 30 | 11.2 | 0 | Coil-Only System | False | Conventional | 07/06/2023 |  | 11/15/2023
GD Midea Heating & Ventilating Equipment Co.,Ltd | IAIR | IAC3036E1000A | IAC3036E1000A | ICCM3036CNOH+TXV |  | Voluntarily Certified | Single-split-system air condit | False | False | 33600 |  | 13.4 | 13.4 |  |  | True | 20 | 30 | 11.2 | 0 | Coil-Only System | False | Conventional | 07/06/2023 |  | 11/15/2023
GD Midea Heating & Ventilating Equipment Co.,Ltd | IAIR | IAC3042E1000A | IAC3042E1000A | ICCM4248DNOH+TXV |  | Voluntarily Certified | Single-split-system air condit | False | False | 41000 |  | 13.4 | 13.4 |  |  | True | 20 | 30 | 11.2 | 0 | Coil-Only System | False | Conventional | 07/06/2023 |  | 11/15/2023
GD Midea Heating & Ventilating Equipment Co.,Ltd | IAIR | IAC3048E1000A | IAC3048E1000A | ICCM4860DNOH |  | Voluntarily Certified | Single-split-system air condit | False | False | 47000 |  | 13.4 | 13.4 |  |  | True | 20 | 30 | 11.2 | 0 | Coil-Only System | False | Conventional | 07/06/2023 |  | 11/15/2023
GD Midea Heating & Ventilating Equipment Co.,Ltd | IAIR | IAC3060E1000A | IAC3060E1000A | ICCM4860DNOH+TXV |  | Voluntarily Certified | Single-split-system air condit | False | False | 55000 |  | 13.4 | 13.4 |  |  | True | 20 | 30 | 11.2 | 0 | Coil-Only System | False | Conventional | 07/06/2023 |  | 11/15/2023
GD Midea Heating & Ventilating Equipment Co.,Ltd | IAIR | IAC5024E1000A | IAC5024E1000A | ICCM3036CNOH |  | Voluntarily Certified | Single-split-system air condit | False | False | 23800 |  | 14.3 | 13.4 |  |  | True | 20 | 30 | 11.7 | 0 | Coil-Only System | False | Conventional | 07/06/2023 |  | 11/15/2023
GD Midea Heating & Ventilating Equipment Co.,Ltd | IAIR | IAC5061E1000A | IAC5061E1000A | I4AH5E61E1B00A |  | Voluntarily Certified | Single-split-system air condit | False | False | 55000 |  | 15.2 | 13.4 |  |  | True | 20 | 30 | 11.2 | 0 | Blower Coil System | False | Conventional | 07/06/2023 |  | 11/15/2023
GD Midea Heating & Ventilating Equipment Co.,Ltd | OXBOX | J4AC3018E1000AA | J4AC3018E1000AA | J4MXCC005EC6HCA+TXV |  | Voluntarily Certified | Single-split-system air condit | False | False | 17400 |  | 13.4 | 13.4 |  |  | True | 20 | 30 | 11.2 | 0 | Coil-Only System | False | Conventional | 07/06/2023 |  | 11/15/2023
GD Midea Heating & Ventilating Equipment Co.,Ltd | OXBOX | J4AC3018E1000AA | J4AC3018E1000AA | J4GXCC005EC6HUA+TXV |  | Voluntarily Certified | Single-split-system air condit | False | False | 17400 |  | 13.4 | 13.4 |  |  | True | 20 | 30 | 11.2 | 0 | Coil-Only System | False | Conventional | 07/06/2023 |  | 11/15/2023
GD Midea Heating & Ventilating Equipment Co.,Ltd | OXBOX | J4AC3024E1000AA | J4AC3024E1000AA | J4MXCC005EC6HCA |  | Voluntarily Certified | Single-split-system air condit | False | False | 23600 |  | 13.4 | 13.4 |  |  | True | 20 | 30 | 11.2 | 0 | Coil-Only System | False | Conventional | 07/06/2023 |  | 11/15/2023
GD Midea Heating & Ventilating Equipment Co.,Ltd | OXBOX | J4AC3024E1000AA | J4AC3024E1000AA | J4GXCC005EC6HUA |  | Voluntarily Certified | Single-split-system air condit | False | False | 23600 |  | 13.4 | 13.4 |  |  | True | 20 | 30 | 11.2 | 0 | Coil-Only System | False | Conventional | 07/06/2023 |  | 11/15/2023
GD Midea Heating & Ventilating Equipment Co.,Ltd | OXBOX | J4AC3030E1000AA | J4AC3030E1000AA | J4MXCC005EC6HCA |  | Voluntarily Certified | Single-split-system air condit | False | False | 27600 |  | 13.4 | 13.4 |  |  | True | 20 | 30 | 11.2 | 0 | Coil-Only System | False | Conventional | 07/06/2023 |  | 11/15/2023
GD Midea Heating & Ventilating Equipment Co.,Ltd | OXBOX | J4AC3030E1000AA | J4AC3030E1000AA | J4GXCC005EC6HUA |  | Voluntarily Certified | Single-split-system air condit | False | False | 27600 |  | 13.4 | 13.4 |  |  | True | 20 | 30 | 11.2 | 0 | Coil-Only System | False | Conventional | 07/06/2023 |  | 11/15/2023
GD Midea Heating & Ventilating Equipment Co.,Ltd | OXBOX | J4AC3036E1000AA | J4AC3036E1000AA | J4GXCC005EC6HUA+TXV |  | Voluntarily Certified | Single-split-system air condit | False | False | 33600 |  | 13.4 | 13.4 |  |  | True | 20 | 30 | 11.2 | 0 | Coil-Only System | False | Conventional | 07/06/2023 |  | 11/15/2023
GD Midea Heating & Ventilating Equipment Co.,Ltd | OXBOX | J4AC3036E1000AA | J4AC3036E1000AA | J4MXCC005EC6HCA+TXV |  | Voluntarily Certified | Single-split-system air condit | False | False | 33600 |  | 13.4 | 13.4 |  |  | True | 20 | 30 | 11.2 | 0 | Coil-Only System | False | Conventional | 07/06/2023 |  | 11/15/2023
GD Midea Heating & Ventilating Equipment Co.,Ltd | OXBOX | J4AC3042E1000AA | J4AC3042E1000AA | J4GXCD018EC6HUA+TXV |  | Voluntarily Certified | Single-split-system air condit | False | False | 41000 |  | 13.4 | 13.4 |  |  | True | 20 | 30 | 11.2 | 0 | Coil-Only System | False | Conventional | 07/06/2023 |  | 11/15/2023
GD Midea Heating & Ventilating Equipment Co.,Ltd | OXBOX | J4AC3042E1000AA | J4AC3042E1000AA | J4MXCD018EC6HCA+TXV |  | Voluntarily Certified | Single-split-system air condit | False | False | 41000 |  | 13.4 | 13.4 |  |  | True | 20 | 30 | 11.2 | 0 | Coil-Only System | False | Conventional | 07/06/2023 |  | 11/15/2023
GD Midea Heating & Ventilating Equipment Co.,Ltd | OXBOX | J4AC3048E1000AA | J4AC3048E1000AA | J4GXCD010EC6HUA |  | Voluntarily Certified | Single-split-system air condit | False | False | 47000 |  | 13.4 | 13.4 |  |  | True | 20 | 30 | 11.2 | 0 | Coil-Only System | False | Conventional | 07/06/2023 |  | 11/15/2023
GD Midea Heating & Ventilating Equipment Co.,Ltd | OXBOX | J4AC3048E1000AA | J4AC3048E1000AA | J4MXCD010EC6HCA |  | Voluntarily Certified | Single-split-system air condit | False | False | 47000 |  | 13.4 | 13.4 |  |  | True | 20 | 30 | 11.2 | 0 | Coil-Only System | False | Conventional | 07/06/2023 |  | 11/15/2023
GD Midea Heating & Ventilating Equipment Co.,Ltd | OXBOX | J4AC3060E1000AA | J4AC3060E1000AA | J4GXCD010EC6HUA+TXV |  | Voluntarily Certified | Single-split-system air condit | False | False | 55000 |  | 13.4 | 13.4 |  |  | True | 20 | 30 | 11.2 | 0 | Coil-Only System | False | Conventional | 07/06/2023 |  | 11/15/2023
GD Midea Heating & Ventilating Equipment Co.,Ltd | OXBOX | J4AC3060E1000AA | J4AC3060E1000AA | J4MXCD010EC6HCA+TXV |  | Voluntarily Certified | Single-split-system air condit | False | False | 55000 |  | 13.4 | 13.4 |  |  | True | 20 | 30 | 11.2 | 0 | Coil-Only System | False | Conventional | 07/06/2023 |  | 11/15/2023
GD Midea Heating & Ventilating Equipment Co.,Ltd | OXBOX | J4AC5024E1000AA | J4AC5024E1000AA | J4MXCC005EC6HCA |  | Voluntarily Certified | Single-split-system air condit | False | False | 23800 |  | 14.3 | 13.4 |  |  | True | 20 | 30 | 11.7 | 0 | Coil-Only System | False | Conventional | 07/06/2023 |  | 11/15/2023
GD Midea Heating & Ventilating Equipment Co.,Ltd | OXBOX | J4AC5024E1000AA | J4AC5024E1000AA | J4GXCC005EC6HUA |  | Voluntarily Certified | Single-split-system air condit | False | False | 23800 |  | 14.3 | 13.4 |  |  | True | 20 | 30 | 11.7 | 0 | Coil-Only System | False | Conventional | 07/06/2023 |  | 11/15/2023
GD Midea Heating & Ventilating Equipment Co.,Ltd | OXBOX | J4AC5061E1000AA | J4AC5061E1000AA | J4AH5E61E1C00AA |  | Voluntarily Certified | Single-split-system air condit | False | False | 55000 |  | 15.2 | 13.4 |  |  | True | 20 | 30 | 11.2 | 0 | Blower Coil System | False | Conventional | 07/06/2023 |  | 11/15/2023
GD Midea Heating & Ventilating Equipment Co.,Ltd | AMERISTAR | M4AC5061E1000AA | M4AC5061E1000AA | M4AH5E61E1C00AA |  | Voluntarily Certified | Single-split-system air condit | False | False | 55000 |  | 15.2 | 13.4 |  |  | True | 20 | 30 | 11.2 | 0 | Blower Coil System | False | Conventional | 07/06/2023 |  | 11/15/2023
GD Midea Heating & Ventilating Equipment Co.,Ltd | Midea | MOVA-18CN1-M134G | MOVA-18CN1-M134G | MC**3036CNOH+TXV |  | Voluntarily Certified | Single-split-system air condit | False | False | 17400 |  | 13.4 | 13.4 |  |  | True | 20 | 30 | 11.2 | 0 | Coil-Only System | False | Conventional | 07/06/2023 |  | 11/15/2023
GD Midea Heating & Ventilating Equipment Co.,Ltd | Midea | MOVA-18CN1-M152G | MOVA-18CN1-M152G | MC**3036CNTH |  | Voluntarily Certified | Single-split-system air condit | False | False | 17800 |  | 14.3 | 13.4 |  |  | True | 20 | 30 | 11.7 | 0 | Coil-Only System | False | Conventional | 07/06/2023 |  | 11/15/2023
GD Midea Heating & Ventilating Equipment Co.,Ltd | Midea | MOVA-24CN1-M134G | MOVA-24CN1-M134G | MC**3036CNOH |  | Voluntarily Certified | Single-split-system air condit | False | False | 23600 |  | 13.4 | 13.4 |  |  | True | 20 | 30 | 11.2 | 0 | Coil-Only System | False | Conventional | 07/06/2023 |  | 11/15/2023
GD Midea Heating & Ventilating Equipment Co.,Ltd | Midea | MOVA-24CN1-M152G | MOVA-24CN1-M152G | MC**3036CNOH |  | Voluntarily Certified | Single-split-system air condit | False | False | 23800 |  | 14.3 | 13.4 |  |  | True | 20 | 30 | 11.7 | 0 | Coil-Only System | False | Conventional | 07/06/2023 |  | 11/15/2023
GD Midea Heating & Ventilating Equipment Co.,Ltd | Midea | MOVA-30CN1-M134G | MOVA-30CN1-M134G | MC**3036CNOH |  | Voluntarily Certified | Single-split-system air condit | False | False | 27600 |  | 13.4 | 13.4 |  |  | True | 20 | 30 | 11.2 | 0 | Coil-Only System | False | Conventional | 07/06/2023 |  | 11/15/2023
GD Midea Heating & Ventilating Equipment Co.,Ltd | Midea | MOVA-30CN1-M152G | MOVA-30CN1-M152G | MC**3036CNTH |  | Voluntarily Certified | Single-split-system air condit | False | False | 28000 |  | 14.3 | 13.4 |  |  | True | 20 | 30 | 11.7 | 0 | Coil-Only System | False | Conventional | 07/06/2023 |  | 11/15/2023
GD Midea Heating & Ventilating Equipment Co.,Ltd | Midea | MOVA-36CN1-M134G | MOVA-36CN1-M134G | MC**3036CNOH+TXV |  | Voluntarily Certified | Single-split-system air condit | False | False | 33600 |  | 13.4 | 13.4 |  |  | True | 20 | 30 | 11.2 | 0 | Coil-Only System | False | Conventional | 07/06/2023 |  | 11/15/2023
GD Midea Heating & Ventilating Equipment Co.,Ltd | Midea | MOVA-36CN1-M152L | MOVA-36CN1-M152L | MC**3036CNTH |  | Voluntarily Certified | Single-split-system air condit | False | False | 33600 |  | 14.3 | 13.4 |  |  | True | 20 | 30 | 11.7 | 0 | Coil-Only System | False | Conventional | 07/06/2023 |  | 11/15/2023
GD Midea Heating & Ventilating Equipment Co.,Ltd | Midea | MOVA-42CN1-M134L | MOVA-42CN1-M134L | MC**4248DNOH+TXV |  | Voluntarily Certified | Single-split-system air condit | False | False | 41000 |  | 13.4 | 13.4 |  |  | True | 20 | 30 | 11.2 | 0 | Coil-Only System | False | Conventional | 07/06/2023 |  | 11/15/2023
GD Midea Heating & Ventilating Equipment Co.,Ltd | Midea | MOVA-42CN1-M152L | MOVA-42CN1-M152L | MC**4248DNTH |  | Voluntarily Certified | Single-split-system air condit | False | False | 41000 |  | 14.3 | 13.4 |  |  | True | 20 | 30 | 11.7 | 0 | Coil-Only System | False | Conventional | 07/06/2023 |  | 11/15/2023
GD Midea Heating & Ventilating Equipment Co.,Ltd | Midea | MOVA-48CN1-M134L | MOVA-48CN1-M134L | MC**4860DNOH |  | Voluntarily Certified | Single-split-system air condit | False | False | 47000 |  | 13.4 | 13.4 |  |  | True | 20 | 30 | 11.2 | 0 | Coil-Only System | False | Conventional | 07/06/2023 |  | 11/15/2023
GD Midea Heating & Ventilating Equipment Co.,Ltd | Midea | MOVA-48CN1-M152L | MOVA-48CN1-M152L | MC**4860DNTH |  | Voluntarily Certified | Single-split-system air condit | False | False | 45000 |  | 13.8 | 13.4 |  |  | True | 20 | 30 | 11.2 | 0 | Coil-Only System | False | Conventional | 07/06/2023 |  | 11/15/2023
GD Midea Heating & Ventilating Equipment Co.,Ltd | Midea | MOVA-60CN1-M134L | MOVA-60CN1-M134L | MC**4860DNOH+TXV |  | Voluntarily Certified | Single-split-system air condit | False | False | 55000 |  | 13.4 | 13.4 |  |  | True | 20 | 30 | 11.2 | 0 | Coil-Only System | False | Conventional | 07/06/2023 |  | 11/15/2023
GD Midea Heating & Ventilating Equipment Co.,Ltd | Midea | MOVA-60CN1-M152L | MOVA-60CN1-M152L | MC**4860DNTH |  | Voluntarily Certified | Single-split-system air condit | False | False | 54000 |  | 13.8 | 13.4 |  |  | True | 20 | 30 | 11.2 | 0 | Coil-Only System | False | Conventional | 07/06/2023 |  | 11/15/2023
GD Midea Heating & Ventilating Equipment Co.,Ltd | Midea | MOVA-61CN1-M152L | MOVA-61CN1-M152L | MVME61C1MN1TC |  | Voluntarily Certified | Single-split-system air condit | False | False | 55000 |  | 15.2 | 13.4 |  |  | True | 20 | 30 | 11.2 | 0 | Blower Coil System | False | Conventional | 07/06/2023 |  | 11/15/2023
GD Midea Heating & Ventilating Equipment Co.,Ltd | Midea | MRD-24S***GWN1-M134G | MRD-24S***GWN1-M134G |  |  | Voluntarily Certified | Single-package air conditioner | False | False | 22800 |  | 13.4 | 13.4 |  |  | True | 30 | 30 | 10.6 | 0 |  | False | Conventional | 07/06/2023 |  | 11/15/2023
GD Midea Heating & Ventilating Equipment Co.,Ltd | Midea | MRD-30S***GWN1-M134G | MRD-30S***GWN1-M134G |  |  | Voluntarily Certified | Single-package air conditioner | False | False | 28400 |  | 13.4 | 13.4 |  |  | True | 30 | 30 | 10.6 | 0 |  | False | Conventional | 07/06/2023 |  | 11/15/2023
GD Midea Heating & Ventilating Equipment Co.,Ltd | Midea | MRD-36S***GWN1-M134G | MRD-36S***GWN1-M134G |  |  | Voluntarily Certified | Single-package air conditioner | False | False | 34200 |  | 13.4 | 13.4 |  |  | True | 30 | 30 | 10.6 | 0 |  | False | Conventional | 07/06/2023 |  | 11/15/2023
GD Midea Heating & Ventilating Equipment Co.,Ltd | Midea | MRD-42S***GWN1-M134L | MRD-42S***GWN1-M134L |  |  | Voluntarily Certified | Single-package air conditioner | False | False | 40000 |  | 13.4 | 13.4 |  |  | True | 30 | 30 | 10.6 | 0 |  | False | Conventional | 07/06/2023 |  | 11/15/2023
GD Midea Heating & Ventilating Equipment Co.,Ltd | Midea | MRD-48S***GWN1-M134L | MRD-48S***GWN1-M134L |  |  | Voluntarily Certified | Single-package air conditioner | False | False | 48000 |  | 13.4 | 13.4 |  |  | True | 30 | 30 | 10.6 | 0 |  | False | Conventional | 07/06/2023 |  | 11/15/2023
GD Midea Heating & Ventilating Equipment Co.,Ltd | Midea | MRD-60S***GWN1-M134L | MRD-60S***GWN1-M134L |  |  | Voluntarily Certified | Single-package air conditioner | False | False | 57500 |  | 13.4 | 13.4 |  |  | True | 30 | 30 | 10.6 | 0 |  | False | Conventional | 07/06/2023 |  | 11/15/2023
Lennox Industries Inc. | AC PRO | 4AC16L18P-**A | 4AC16L18P-**A | EAC4X24B+TDR |  | Voluntarily Certified | Single-split-system air condit | False | False | 18000 |  | 13.5 | 13.4 |  |  | False | 30 | 30 | 11.5 | 0 | Coil-Only System | False | Conventional | 07/06/2023 |  | 11/15/2023
Lennox Industries Inc. | ALLIED | 4AC16L18P-**A | 4AC16L18P-**A | EAC4X24B+TDR |  | Voluntarily Certified | Single-split-system air condit | False | False | 18000 |  | 13.5 | 13.4 |  |  | False | 30 | 30 | 11.5 | 0 | Coil-Only System | False | Conventional | 07/06/2023 |  | 11/15/2023
Lennox Industries Inc. | Concord | 4AC16L18P-**A | 4AC16L18P-**A | EAC4X24B+TDR |  | Voluntarily Certified | Single-split-system air condit | False | False | 18000 |  | 13.5 | 13.4 |  |  | False | 30 | 30 | 11.5 | 0 | Coil-Only System | False | Conventional | 07/06/2023 |  | 11/15/2023
Lennox Industries Inc. | Ducane | 4AC16L18P-**A | 4AC16L18P-**A | EAC4X24B+TDR |  | Voluntarily Certified | Single-split-system air condit | False | False | 18000 |  | 13.5 | 13.4 |  |  | False | 30 | 30 | 11.5 | 0 | Coil-Only System | False | Conventional | 07/06/2023 |  | 11/15/2023
Lennox Industries Inc. | ROYALTON | 4AC16L18P-**A | 4AC16L18P-**A | EAC4X24B+TDR |  | Voluntarily Certified | Single-split-system air condit | False | False | 18000 |  | 13.5 | 13.4 |  |  | False | 30 | 30 | 11.5 | 0 | Coil-Only System | False | Conventional | 07/06/2023 |  | 11/15/2023
Lennox Industries Inc. | AC PRO | 4AC16L24P-**A | 4AC16L24P-**A | EAC4X24B+TDR |  | Voluntarily Certified | Single-split-system air condit | False | False | 23600 |  | 13.4 | 13.4 |  |  | False | 30 | 30 | 11.7 | 0 | Coil-Only System | False | Conventional | 07/06/2023 |  | 11/15/2023
Lennox Industries Inc. | ALLIED | 4AC16L24P-**A | 4AC16L24P-**A | EAC4X24B+TDR |  | Voluntarily Certified | Single-split-system air condit | False | False | 23600 |  | 13.4 | 13.4 |  |  | False | 30 | 30 | 11.7 | 0 | Coil-Only System | False | Conventional | 07/06/2023 |  | 11/15/2023
Lennox Industries Inc. | Concord | 4AC16L24P-**A | 4AC16L24P-**A | EAC4X24B+TDR |  | Voluntarily Certified | Single-split-system air condit | False | False | 23600 |  | 13.4 | 13.4 |  |  | False | 30 | 30 | 11.7 | 0 | Coil-Only System | False | Conventional | 07/06/2023 |  | 11/15/2023
Lennox Industries Inc. | Ducane | 4AC16L24P-**A | 4AC16L24P-**A | EAC4X24B+TDR |  | Voluntarily Certified | Single-split-system air condit | False | False | 23600 |  | 13.4 | 13.4 |  |  | False | 30 | 30 | 11.7 | 0 | Coil-Only System | False | Conventional | 07/06/2023 |  | 11/15/2023
Lennox Industries Inc. | ROYALTON | 4AC16L24P-**A | 4AC16L24P-**A | EAC4X24B+TDR |  | Voluntarily Certified | Single-split-system air condit | False | False | 23600 |  | 13.4 | 13.4 |  |  | False | 30 | 30 | 11.7 | 0 | Coil-Only System | False | Conventional | 07/06/2023 |  | 11/15/2023
Lennox Industries Inc. | AC PRO | 4AC16L30P-**A | 4AC16L30P-**A | EAC4X30B+TDR |  | Voluntarily Certified | Single-split-system air condit | False | False | 28200 |  | 13.4 | 13.4 |  |  | False | 30 | 30 | 11.5 | 0 | Coil-Only System | False | Conventional | 07/06/2023 |  | 11/15/2023
Lennox Industries Inc. | ALLIED | 4AC16L30P-**A | 4AC16L30P-**A | EAC4X30B+TDR |  | Voluntarily Certified | Single-split-system air condit | False | False | 28200 |  | 13.4 | 13.4 |  |  | False | 30 | 30 | 11.5 | 0 | Coil-Only System | False | Conventional | 07/06/2023 |  | 11/15/2023
Lennox Industries Inc. | Concord | 4AC16L30P-**A | 4AC16L30P-**A | EAC4X30B+TDR |  | Voluntarily Certified | Single-split-system air condit | False | False | 28200 |  | 13.4 | 13.4 |  |  | False | 30 | 30 | 11.5 | 0 | Coil-Only System | False | Conventional | 07/06/2023 |  | 11/15/2023
Lennox Industries Inc. | Ducane | 4AC16L30P-**A | 4AC16L30P-**A | EAC4X30B+TDR |  | Voluntarily Certified | Single-split-system air condit | False | False | 28200 |  | 13.4 | 13.4 |  |  | False | 30 | 30 | 11.5 | 0 | Coil-Only System | False | Conventional | 07/06/2023 |  | 11/15/2023
Lennox Industries Inc. | ROYALTON | 4AC16L30P-**A | 4AC16L30P-**A | EAC4X30B+TDR |  | Voluntarily Certified | Single-split-system air condit | False | False | 28200 |  | 13.4 | 13.4 |  |  | False | 30 | 30 | 11.5 | 0 | Coil-Only System | False | Conventional | 07/06/2023 |  | 11/15/2023
Lennox Industries Inc. | AC PRO | 4AC16L36P-**A | 4AC16L36P-**A | EAC4X36B+TDR |  | Voluntarily Certified | Single-split-system air condit | False | False | 34000 |  | 13.4 | 13.4 |  |  | False | 30 | 30 | 11.7 | 0 | Coil-Only System | False | Conventional | 07/06/2023 |  | 11/15/2023
Lennox Industries Inc. | ALLIED | 4AC16L36P-**A | 4AC16L36P-**A | EAC4X36B+TDR |  | Voluntarily Certified | Single-split-system air condit | False | False | 34000 |  | 13.4 | 13.4 |  |  | False | 30 | 30 | 11.7 | 0 | Coil-Only System | False | Conventional | 07/06/2023 |  | 11/15/2023
Lennox Industries Inc. | Concord | 4AC16L36P-**A | 4AC16L36P-**A | EAC4X36B+TDR |  | Voluntarily Certified | Single-split-system air condit | False | False | 34000 |  | 13.4 | 13.4 |  |  | False | 30 | 30 | 11.7 | 0 | Coil-Only System | False | Conventional | 07/06/2023 |  | 11/15/2023
Lennox Industries Inc. | Ducane | 4AC16L36P-**A | 4AC16L36P-**A | EAC4X36B+TDR |  | Voluntarily Certified | Single-split-system air condit | False | False | 34000 |  | 13.4 | 13.4 |  |  | False | 30 | 30 | 11.7 | 0 | Coil-Only System | False | Conventional | 07/06/2023 |  | 11/15/2023
Lennox Industries Inc. | ROYALTON | 4AC16L36P-**A | 4AC16L36P-**A | EAC4X36B+TDR |  | Voluntarily Certified | Single-split-system air condit | False | False | 34000 |  | 13.4 | 13.4 |  |  | False | 30 | 30 | 11.7 | 0 | Coil-Only System | False | Conventional | 07/06/2023 |  | 11/15/2023
Lennox Industries Inc. | AC PRO | 4AC16L41P-**A | 4AC16L41P-**A | EAC4X49C+TDR |  | Voluntarily Certified | Single-split-system air condit | False | False | 36600 |  | 13.4 | 13.4 |  |  | False | 30 | 30 | 11.7 | 0 | Coil-Only System | False | Conventional | 07/06/2023 |  | 11/15/2023
Lennox Industries Inc. | ALLIED | 4AC16L41P-**A | 4AC16L41P-**A | EAC4X49C+TDR |  | Voluntarily Certified | Single-split-system air condit | False | False | 36600 |  | 13.4 | 13.4 |  |  | False | 30 | 30 | 11.7 | 0 | Coil-Only System | False | Conventional | 07/06/2023 |  | 11/15/2023
Lennox Industries Inc. | Concord | 4AC16L41P-**A | 4AC16L41P-**A | EAC4X49C+TDR |  | Voluntarily Certified | Single-split-system air condit | False | False | 36600 |  | 13.4 | 13.4 |  |  | False | 30 | 30 | 11.7 | 0 | Coil-Only System | False | Conventional | 07/06/2023 |  | 11/15/2023
Lennox Industries Inc. | Ducane | 4AC16L41P-**A | 4AC16L41P-**A | EAC4X49C+TDR |  | Voluntarily Certified | Single-split-system air condit | False | False | 36600 |  | 13.4 | 13.4 |  |  | False | 30 | 30 | 11.7 | 0 | Coil-Only System | False | Conventional | 07/06/2023 |  | 11/15/2023
Lennox Industries Inc. | ROYALTON | 4AC16L41P-**A | 4AC16L41P-**A | EAC4X49C+TDR |  | Voluntarily Certified | Single-split-system air condit | False | False | 36600 |  | 13.4 | 13.4 |  |  | False | 30 | 30 | 11.7 | 0 | Coil-Only System | False | Conventional | 07/06/2023 |  | 11/15/2023
Lennox Industries Inc. | AC PRO | 4AC16L42P-**A | 4AC16L42P-**A | EAC4X49C+TDR |  | Voluntarily Certified | Single-split-system air condit | False | False | 39500 |  | 13.4 | 13.4 |  |  | False | 30 | 30 | 11.2 | 0 | Coil-Only System | False | Conventional | 07/06/2023 |  | 11/15/2023
Lennox Industries Inc. | ALLIED | 4AC16L42P-**A | 4AC16L42P-**A | EAC4X49C+TDR |  | Voluntarily Certified | Single-split-system air condit | False | False | 39500 |  | 13.4 | 13.4 |  |  | False | 30 | 30 | 11.2 | 0 | Coil-Only System | False | Conventional | 07/06/2023 |  | 11/15/2023
Lennox Industries Inc. | Concord | 4AC16L42P-**A | 4AC16L42P-**A | EAC4X49C+TDR |  | Voluntarily Certified | Single-split-system air condit | False | False | 39500 |  | 13.4 | 13.4 |  |  | False | 30 | 30 | 11.2 | 0 | Coil-Only System | False | Conventional | 07/06/2023 |  | 11/15/2023
Lennox Industries Inc. | Ducane | 4AC16L42P-**A | 4AC16L42P-**A | EAC4X49C+TDR |  | Voluntarily Certified | Single-split-system air condit | False | False | 39500 |  | 13.4 | 13.4 |  |  | False | 30 | 30 | 11.2 | 0 | Coil-Only System | False | Conventional | 07/06/2023 |  | 11/15/2023
Lennox Industries Inc. | ROYALTON | 4AC16L42P-**A | 4AC16L42P-**A | EAC4X49C+TDR |  | Voluntarily Certified | Single-split-system air condit | False | False | 39500 |  | 13.4 | 13.4 |  |  | False | 30 | 30 | 11.2 | 0 | Coil-Only System | False | Conventional | 07/06/2023 |  | 11/15/2023
Lennox Industries Inc. | AC PRO | 4AC16L47P-**A | 4AC16L47P-**A | EAC4X60C+TDR |  | Voluntarily Certified | Single-split-system air condit | False | False | 46500 |  | 13.4 | 13.4 |  |  | False | 30 | 30 | 12.2 | 0 | Coil-Only System | False | Conventional | 07/06/2023 |  | 11/15/2023
Lennox Industries Inc. | ALLIED | 4AC16L47P-**A | 4AC16L47P-**A | EAC4X60C+TDR |  | Voluntarily Certified | Single-split-system air condit | False | False | 46500 |  | 13.4 | 13.4 |  |  | False | 30 | 30 | 12.2 | 0 | Coil-Only System | False | Conventional | 07/06/2023 |  | 11/15/2023
Lennox Industries Inc. | Concord | 4AC16L47P-**A | 4AC16L47P-**A | EAC4X60C+TDR |  | Voluntarily Certified | Single-split-system air condit | False | False | 46500 |  | 13.4 | 13.4 |  |  | False | 30 | 30 | 12.2 | 0 | Coil-Only System | False | Conventional | 07/06/2023 |  | 11/15/2023
Lennox Industries Inc. | Ducane | 4AC16L47P-**A | 4AC16L47P-**A | EAC4X60C+TDR |  | Voluntarily Certified | Single-split-system air condit | False | False | 46500 |  | 13.4 | 13.4 |  |  | False | 30 | 30 | 12.2 | 0 | Coil-Only System | False | Conventional | 07/06/2023 |  | 11/15/2023
Lennox Industries Inc. | ROYALTON | 4AC16L47P-**A | 4AC16L47P-**A | EAC4X60C+TDR |  | Voluntarily Certified | Single-split-system air condit | False | False | 46500 |  | 13.4 | 13.4 |  |  | False | 30 | 30 | 12.2 | 0 | Coil-Only System | False | Conventional | 07/06/2023 |  | 11/15/2023
Lennox Industries Inc. | AC PRO | 4AC16L48P-**A | 4AC16L48P-**A | EAC4X60C+TDR |  | Voluntarily Certified | Single-split-system air condit | False | False | 45500 |  | 13.5 | 13.4 |  |  | False | 30 | 30 | 11.5 | 0 | Coil-Only System | False | Conventional | 07/06/2023 |  | 11/15/2023
Lennox Industries Inc. | ALLIED | 4AC16L48P-**A | 4AC16L48P-**A | EAC4X60C+TDR |  | Voluntarily Certified | Single-split-system air condit | False | False | 45500 |  | 13.5 | 13.4 |  |  | False | 30 | 30 | 11.5 | 0 | Coil-Only System | False | Conventional | 07/06/2023 |  | 11/15/2023
Lennox Industries Inc. | Concord | 4AC16L48P-**A | 4AC16L48P-**A | EAC4X60C+TDR |  | Voluntarily Certified | Single-split-system air condit | False | False | 45500 |  | 13.5 | 13.4 |  |  | False | 30 | 30 | 11.5 | 0 | Coil-Only System | False | Conventional | 07/06/2023 |  | 11/15/2023
Lennox Industries Inc. | Ducane | 4AC16L48P-**A | 4AC16L48P-**A | EAC4X60C+TDR |  | Voluntarily Certified | Single-split-system air condit | False | False | 45500 |  | 13.5 | 13.4 |  |  | False | 30 | 30 | 11.5 | 0 | Coil-Only System | False | Conventional | 07/06/2023 |  | 11/15/2023
Lennox Industries Inc. | ROYALTON | 4AC16L48P-**A | 4AC16L48P-**A | EAC4X60C+TDR |  | Voluntarily Certified | Single-split-system air condit | False | False | 45500 |  | 13.5 | 13.4 |  |  | False | 30 | 30 | 11.5 | 0 | Coil-Only System | False | Conventional | 07/06/2023 |  | 11/15/2023
Lennox Industries Inc. | AC PRO | 4AC17L18P-**A | 4AC17L18P-**A | EAC4X24B+TDR |  | Voluntarily Certified | Single-split-system air condit | False | False | 17600 |  | 14.3 | 13.4 |  |  | False | 30 | 30 | 11.7 | 0 | Coil-Only System | False | Conventional | 07/06/2023 |  | 11/15/2023
Lennox Industries Inc. | ALLIED | 4AC17L18P-**A | 4AC17L18P-**A | EAC4X24B+TDR |  | Voluntarily Certified | Single-split-system air condit | False | False | 17600 |  | 14.3 | 13.4 |  |  | False | 30 | 30 | 11.7 | 0 | Coil-Only System | False | Conventional | 07/06/2023 |  | 11/15/2023
Lennox Industries Inc. | Concord | 4AC17L18P-**A | 4AC17L18P-**A | EAC4X24B+TDR |  | Voluntarily Certified | Single-split-system air condit | False | False | 17600 |  | 14.3 | 13.4 |  |  | False | 30 | 30 | 11.7 | 0 | Coil-Only System | False | Conventional | 07/06/2023 |  | 11/15/2023
Lennox Industries Inc. | Ducane | 4AC17L18P-**A | 4AC17L18P-**A | EAC4X24B+TDR |  | Voluntarily Certified | Single-split-system air condit | False | False | 17600 |  | 14.3 | 13.4 |  |  | False | 30 | 30 | 11.7 | 0 | Coil-Only System | False | Conventional | 07/06/2023 |  | 11/15/2023
Lennox Industries Inc. | ROYALTON | 4AC17L18P-**A | 4AC17L18P-**A | EAC4X24B+TDR |  | Voluntarily Certified | Single-split-system air condit | False | False | 17600 |  | 14.3 | 13.4 |  |  | False | 30 | 30 | 11.7 | 0 | Coil-Only System | False | Conventional | 07/06/2023 |  | 11/15/2023
Lennox Industries Inc. | AC PRO | 4AC17L24P-**A | 4AC17L24P-**A | EAC4X30B+TDR |  | Voluntarily Certified | Single-split-system air condit | False | False | 23200 |  | 14.3 | 13.4 |  |  | False | 30 | 30 | 11.7 | 0 | Coil-Only System | False | Conventional | 07/06/2023 |  | 11/15/2023
Lennox Industries Inc. | ALLIED | 4AC17L24P-**A | 4AC17L24P-**A | EAC4X30B+TDR |  | Voluntarily Certified | Single-split-system air condit | False | False | 23200 |  | 14.3 | 13.4 |  |  | False | 30 | 30 | 11.7 | 0 | Coil-Only System | False | Conventional | 07/06/2023 |  | 11/15/2023
Lennox Industries Inc. | Concord | 4AC17L24P-**A | 4AC17L24P-**A | EAC4X30B+TDR |  | Voluntarily Certified | Single-split-system air condit | False | False | 23200 |  | 14.3 | 13.4 |  |  | False | 30 | 30 | 11.7 | 0 | Coil-Only System | False | Conventional | 07/06/2023 |  | 11/15/2023
Lennox Industries Inc. | Ducane | 4AC17L24P-**A | 4AC17L24P-**A | EAC4X30B+TDR |  | Voluntarily Certified | Single-split-system air condit | False | False | 23200 |  | 14.3 | 13.4 |  |  | False | 30 | 30 | 11.7 | 0 | Coil-Only System | False | Conventional | 07/06/2023 |  | 11/15/2023
Lennox Industries Inc. | ROYALTON | 4AC17L24P-**A | 4AC17L24P-**A | EAC4X30B+TDR |  | Voluntarily Certified | Single-split-system air condit | False | False | 23200 |  | 14.3 | 13.4 |  |  | False | 30 | 30 | 11.7 | 0 | Coil-Only System | False | Conventional | 07/06/2023 |  | 11/15/2023
Lennox Industries Inc. | AC PRO | 4AC17L30P-**A | 4AC17L30P-**A | EAC4X30B+TDR |  | Voluntarily Certified | Single-split-system air condit | False | False | 28600 |  | 14.3 | 13.4 |  |  | False | 30 | 30 | 11.7 | 0 | Coil-Only System | False | Conventional | 07/06/2023 |  | 11/15/2023
Lennox Industries Inc. | ALLIED | 4AC17L30P-**A | 4AC17L30P-**A | EAC4X30B+TDR |  | Voluntarily Certified | Single-split-system air condit | False | False | 28600 |  | 14.3 | 13.4 |  |  | False | 30 | 30 | 11.7 | 0 | Coil-Only System | False | Conventional | 07/06/2023 |  | 11/15/2023
Lennox Industries Inc. | Concord | 4AC17L30P-**A | 4AC17L30P-**A | EAC4X30B+TDR |  | Voluntarily Certified | Single-split-system air condit | False | False | 28600 |  | 14.3 | 13.4 |  |  | False | 30 | 30 | 11.7 | 0 | Coil-Only System | False | Conventional | 07/06/2023 |  | 11/15/2023
Lennox Industries Inc. | Ducane | 4AC17L30P-**A | 4AC17L30P-**A | EAC4X30B+TDR |  | Voluntarily Certified | Single-split-system air condit | False | False | 28600 |  | 14.3 | 13.4 |  |  | False | 30 | 30 | 11.7 | 0 | Coil-Only System | False | Conventional | 07/06/2023 |  | 11/15/2023
Lennox Industries Inc. | ROYALTON | 4AC17L30P-**A | 4AC17L30P-**A | EAC4X30B+TDR |  | Voluntarily Certified | Single-split-system air condit | False | False | 28600 |  | 14.3 | 13.4 |  |  | False | 30 | 30 | 11.7 | 0 | Coil-Only System | False | Conventional | 07/06/2023 |  | 11/15/2023
Lennox Industries Inc. | AC PRO | 4AC17L36P-**A | 4AC17L36P-**A | EAC4X36B+TDR |  | Voluntarily Certified | Single-split-system air condit | False | False | 34200 |  | 14.3 | 13.4 |  |  | False | 30 | 30 | 11.7 | 0 | Coil-Only System | False | Conventional | 07/06/2023 |  | 11/15/2023
Lennox Industries Inc. | ALLIED | 4AC17L36P-**A | 4AC17L36P-**A | EAC4X36B+TDR |  | Voluntarily Certified | Single-split-system air condit | False | False | 34200 |  | 14.3 | 13.4 |  |  | False | 30 | 30 | 11.7 | 0 | Coil-Only System | False | Conventional | 07/06/2023 |  | 11/15/2023
Lennox Industries Inc. | Concord | 4AC17L36P-**A | 4AC17L36P-**A | EAC4X36B+TDR |  | Voluntarily Certified | Single-split-system air condit | False | False | 34200 |  | 14.3 | 13.4 |  |  | False | 30 | 30 | 11.7 | 0 | Coil-Only System | False | Conventional | 07/06/2023 |  | 11/15/2023
Lennox Industries Inc. | Ducane | 4AC17L36P-**A | 4AC17L36P-**A | EAC4X36B+TDR |  | Voluntarily Certified | Single-split-system air condit | False | False | 34200 |  | 14.3 | 13.4 |  |  | False | 30 | 30 | 11.7 | 0 | Coil-Only System | False | Conventional | 07/06/2023 |  | 11/15/2023
Lennox Industries Inc. | ROYALTON | 4AC17L36P-**A | 4AC17L36P-**A | EAC4X36B+TDR |  | Voluntarily Certified | Single-split-system air condit | False | False | 34200 |  | 14.3 | 13.4 |  |  | False | 30 | 30 | 11.7 | 0 | Coil-Only System | False | Conventional | 07/06/2023 |  | 11/15/2023
Lennox Industries Inc. | AC PRO | 4AC17L41P-**A | 4AC17L41P-**A | EAC4X49C+TDR |  | Voluntarily Certified | Single-split-system air condit | False | False | 40500 |  | 14.8 | 13.4 |  |  | False | 30 | 30 | 12.2 | 0 | Coil-Only System | False | Conventional | 07/06/2023 |  | 11/15/2023
Lennox Industries Inc. | ALLIED | 4AC17L41P-**A | 4AC17L41P-**A | EAC4X49C+TDR |  | Voluntarily Certified | Single-split-system air condit | False | False | 40500 |  | 14.8 | 13.4 |  |  | False | 30 | 30 | 12.2 | 0 | Coil-Only System | False | Conventional | 07/06/2023 |  | 11/15/2023
Lennox Industries Inc. | Concord | 4AC17L41P-**A | 4AC17L41P-**A | EAC4X49C+TDR |  | Voluntarily Certified | Single-split-system air condit | False | False | 40500 |  | 14.8 | 13.4 |  |  | False | 30 | 30 | 12.2 | 0 | Coil-Only System | False | Conventional | 07/06/2023 |  | 11/15/2023
Lennox Industries Inc. | Ducane | 4AC17L41P-**A | 4AC17L41P-**A | EAC4X49C+TDR |  | Voluntarily Certified | Single-split-system air condit | False | False | 40500 |  | 14.8 | 13.4 |  |  | False | 30 | 30 | 12.2 | 0 | Coil-Only System | False | Conventional | 07/06/2023 |  | 11/15/2023
Lennox Industries Inc. | ROYALTON | 4AC17L41P-**A | 4AC17L41P-**A | EAC4X49C+TDR |  | Voluntarily Certified | Single-split-system air condit | False | False | 40500 |  | 14.8 | 13.4 |  |  | False | 30 | 30 | 12.2 | 0 | Coil-Only System | False | Conventional | 07/06/2023 |  | 11/15/2023
Lennox Industries Inc. | AC PRO | 4AC17L42P-**A | 4AC17L42P-**A | EAC4X49C+TDR |  | Voluntarily Certified | Single-split-system air condit | False | False | 41500 |  | 14.3 | 13.4 |  |  | False | 30 | 30 | 11.7 | 0 | Coil-Only System | False | Conventional | 07/06/2023 |  | 11/15/2023
Lennox Industries Inc. | ALLIED | 4AC17L42P-**A | 4AC17L42P-**A | EAC4X49C+TDR |  | Voluntarily Certified | Single-split-system air condit | False | False | 41500 |  | 14.3 | 13.4 |  |  | False | 30 | 30 | 11.7 | 0 | Coil-Only System | False | Conventional | 07/06/2023 |  | 11/15/2023
Lennox Industries Inc. | Concord | 4AC17L42P-**A | 4AC17L42P-**A | EAC4X49C+TDR |  | Voluntarily Certified | Single-split-system air condit | False | False | 41500 |  | 14.3 | 13.4 |  |  | False | 30 | 30 | 11.7 | 0 | Coil-Only System | False | Conventional | 07/06/2023 |  | 11/15/2023
Lennox Industries Inc. | Ducane | 4AC17L42P-**A | 4AC17L42P-**A | EAC4X49C+TDR |  | Voluntarily Certified | Single-split-system air condit | False | False | 41500 |  | 14.3 | 13.4 |  |  | False | 30 | 30 | 11.7 | 0 | Coil-Only System | False | Conventional | 07/06/2023 |  | 11/15/2023
Lennox Industries Inc. | ROYALTON | 4AC17L42P-**A | 4AC17L42P-**A | EAC4X49C+TDR |  | Voluntarily Certified | Single-split-system air condit | False | False | 41500 |  | 14.3 | 13.4 |  |  | False | 30 | 30 | 11.7 | 0 | Coil-Only System | False | Conventional | 07/06/2023 |  | 11/15/2023
Lennox Industries Inc. | AC PRO | 4AC17L47P-**A | 4AC17L47P-**A | EAC4X60C+TDR |  | Voluntarily Certified | Single-split-system air condit | False | False | 45500 |  | 14.3 | 13.4 |  |  | False | 30 | 30 | 11.7 | 0 | Coil-Only System | False | Conventional | 07/06/2023 |  | 11/15/2023
Lennox Industries Inc. | ALLIED | 4AC17L47P-**A | 4AC17L47P-**A | EAC4X60C+TDR |  | Voluntarily Certified | Single-split-system air condit | False | False | 45500 |  | 14.3 | 13.4 |  |  | False | 30 | 30 | 11.7 | 0 | Coil-Only System | False | Conventional | 07/06/2023 |  | 11/15/2023
Lennox Industries Inc. | Concord | 4AC17L47P-**A | 4AC17L47P-**A | EAC4X60C+TDR |  | Voluntarily Certified | Single-split-system air condit | False | False | 45500 |  | 14.3 | 13.4 |  |  | False | 30 | 30 | 11.7 | 0 | Coil-Only System | False | Conventional | 07/06/2023 |  | 11/15/2023
Lennox Industries Inc. | Ducane | 4AC17L47P-**A | 4AC17L47P-**A | EAC4X60C+TDR |  | Voluntarily Certified | Single-split-system air condit | False | False | 45500 |  | 14.3 | 13.4 |  |  | False | 30 | 30 | 11.7 | 0 | Coil-Only System | False | Conventional | 07/06/2023 |  | 11/15/2023
Lennox Industries Inc. | ROYALTON | 4AC17L47P-**A | 4AC17L47P-**A | EAC4X60C+TDR |  | Voluntarily Certified | Single-split-system air condit | False | False | 45500 |  | 14.3 | 13.4 |  |  | False | 30 | 30 | 11.7 | 0 | Coil-Only System | False | Conventional | 07/06/2023 |  | 11/15/2023
Lennox Industries Inc. | AC PRO | 4AC17L48P-**A | 4AC17L48P-**A | EAC4X60C+TDR |  | Voluntarily Certified | Single-split-system air condit | False | False | 47000 |  | 13.8 | 13.4 |  |  | False | 30 | 30 | 11.2 | 0 | Coil-Only System | False | Conventional | 07/06/2023 |  | 11/15/2023
Lennox Industries Inc. | ALLIED | 4AC17L48P-**A | 4AC17L48P-**A | EAC4X60C+TDR |  | Voluntarily Certified | Single-split-system air condit | False | False | 47000 |  | 13.8 | 13.4 |  |  | False | 30 | 30 | 11.2 | 0 | Coil-Only System | False | Conventional | 07/06/2023 |  | 11/15/2023
Lennox Industries Inc. | Concord | 4AC17L48P-**A | 4AC17L48P-**A | EAC4X60C+TDR |  | Voluntarily Certified | Single-split-system air condit | False | False | 47000 |  | 13.8 | 13.4 |  |  | False | 30 | 30 | 11.2 | 0 | Coil-Only System | False | Conventional | 07/06/2023 |  | 11/15/2023
Lennox Industries Inc. | Ducane | 4AC17L48P-**A | 4AC17L48P-**A | EAC4X60C+TDR |  | Voluntarily Certified | Single-split-system air condit | False | False | 47000 |  | 13.8 | 13.4 |  |  | False | 30 | 30 | 11.2 | 0 | Coil-Only System | False | Conventional | 07/06/2023 |  | 11/15/2023
Lennox Industries Inc. | ROYALTON | 4AC17L48P-**A | 4AC17L48P-**A | EAC4X60C+TDR |  | Voluntarily Certified | Single-split-system air condit | False | False | 47000 |  | 13.8 | 13.4 |  |  | False | 30 | 30 | 11.2 | 0 | Coil-Only System | False | Conventional | 07/06/2023 |  | 11/15/2023
Lennox Industries Inc. | AC PRO | 4AC17L59P-**A | 4AC17L59P-**A | EAC4X60C+TDR |  | Voluntarily Certified | Single-split-system air condit | False | False | 55000 |  | 14.3 | 13.4 |  |  | False | 30 | 30 | 11.7 | 0 | Coil-Only System | False | Conventional | 07/06/2023 |  | 11/15/2023
Lennox Industries Inc. | ALLIED | 4AC17L59P-**A | 4AC17L59P-**A | EAC4X60C+TDR |  | Voluntarily Certified | Single-split-system air condit | False | False | 55000 |  | 14.3 | 13.4 |  |  | False | 30 | 30 | 11.7 | 0 | Coil-Only System | False | Conventional | 07/06/2023 |  | 11/15/2023
Lennox Industries Inc. | Concord | 4AC17L59P-**A | 4AC17L59P-**A | EAC4X60C+TDR |  | Voluntarily Certified | Single-split-system air condit | False | False | 55000 |  | 14.3 | 13.4 |  |  | False | 30 | 30 | 11.7 | 0 | Coil-Only System | False | Conventional | 07/06/2023 |  | 11/15/2023
Lennox Industries Inc. | Ducane | 4AC17L59P-**A | 4AC17L59P-**A | EAC4X60C+TDR |  | Voluntarily Certified | Single-split-system air condit | False | False | 55000 |  | 14.3 | 13.4 |  |  | False | 30 | 30 | 11.7 | 0 | Coil-Only System | False | Conventional | 07/06/2023 |  | 11/15/2023
Lennox Industries Inc. | ROYALTON | 4AC17L59P-**A | 4AC17L59P-**A | EAC4X60C+TDR |  | Voluntarily Certified | Single-split-system air condit | False | False | 55000 |  | 14.3 | 13.4 |  |  | False | 30 | 30 | 11.7 | 0 | Coil-Only System | False | Conventional | 07/06/2023 |  | 11/15/2023
Lennox Industries Inc. | AC PRO | 4AC17L60P-**A | 4AC17L60P-**A | EAC4X60C+TDR |  | Voluntarily Certified | Single-split-system air condit | False | False | 57000 |  | 13.8 | 13.4 |  |  | False | 30 | 30 | 11.2 | 0 | Coil-Only System | False | Conventional | 07/06/2023 |  | 11/15/2023
Lennox Industries Inc. | ALLIED | 4AC17L60P-**A | 4AC17L60P-**A | EAC4X60C+TDR |  | Voluntarily Certified | Single-split-system air condit | False | False | 57000 |  | 13.8 | 13.4 |  |  | False | 30 | 30 | 11.2 | 0 | Coil-Only System | False | Conventional | 07/06/2023 |  | 11/15/2023
Lennox Industries Inc. | Concord | 4AC17L60P-**A | 4AC17L60P-**A | EAC4X60C+TDR |  | Voluntarily Certified | Single-split-system air condit | False | False | 57000 |  | 13.8 | 13.4 |  |  | False | 30 | 30 | 11.2 | 0 | Coil-Only System | False | Conventional | 07/06/2023 |  | 11/15/2023
Lennox Industries Inc. | Ducane | 4AC17L60P-**A | 4AC17L60P-**A | EAC4X60C+TDR |  | Voluntarily Certified | Single-split-system air condit | False | False | 57000 |  | 13.8 | 13.4 |  |  | False | 30 | 30 | 11.2 | 0 | Coil-Only System | False | Conventional | 07/06/2023 |  | 11/15/2023
Lennox Industries Inc. | ROYALTON | 4AC17L60P-**A | 4AC17L60P-**A | EAC4X60C+TDR |  | Voluntarily Certified | Single-split-system air condit | False | False | 57000 |  | 13.8 | 13.4 |  |  | False | 30 | 30 | 11.2 | 0 | Coil-Only System | False | Conventional | 07/06/2023 |  | 11/15/2023
Lennox Industries Inc. | Airease | 4SCU16LE118P-**A | 4SCU16LE118P-**A | EAC4X24B+TDR |  | Voluntarily Certified | Single-split-system air condit | False | False | 18000 |  | 13.4 | 13.4 |  |  | False | 30 | 30 | 11.5 | 0 | Coil-Only System | False | Conventional | 07/06/2023 |  | 11/15/2023
Lennox Industries Inc. | ARMSTRONG AIR | 4SCU16LE118P-**A | 4SCU16LE118P-**A | EAC4X24B+TDR |  | Voluntarily Certified | Single-split-system air condit | False | False | 18000 |  | 13.4 | 13.4 |  |  | False | 30 | 30 | 11.5 | 0 | Coil-Only System | False | Conventional | 07/06/2023 |  | 11/15/2023
Lennox Industries Inc. | Airease | 4SCU16LE124P-**A | 4SCU16LE124P-**A | EAC4X24B+TDR |  | Voluntarily Certified | Single-split-system air condit | False | False | 23600 |  | 13.4 | 13.4 |  |  | False | 30 | 30 | 11.7 | 0 | Coil-Only System | False | Conventional | 07/06/2023 |  | 11/15/2023
Lennox Industries Inc. | ARMSTRONG AIR | 4SCU16LE124P-**A | 4SCU16LE124P-**A | EAC4X24B+TDR |  | Voluntarily Certified | Single-split-system air condit | False | False | 23600 |  | 13.4 | 13.4 |  |  | False | 30 | 30 | 11.7 | 0 | Coil-Only System | False | Conventional | 07/06/2023 |  | 11/15/2023
Lennox Industries Inc. | Airease | 4SCU16LE130P-**A | 4SCU16LE130P-**A | EAC4X30B+TDR |  | Voluntarily Certified | Single-split-system air condit | False | False | 28200 |  | 13.4 | 13.4 |  |  | False | 30 | 30 | 11.5 | 0 | Coil-Only System | False | Conventional | 07/06/2023 |  | 11/15/2023
Lennox Industries Inc. | ARMSTRONG AIR | 4SCU16LE130P-**A | 4SCU16LE130P-**A | EAC4X30B+TDR |  | Voluntarily Certified | Single-split-system air condit | False | False | 28200 |  | 13.4 | 13.4 |  |  | False | 30 | 30 | 11.5 | 0 | Coil-Only System | False | Conventional | 07/06/2023 |  | 11/15/2023
Lennox Industries Inc. | Airease | 4SCU16LE136P-**A | 4SCU16LE136P-**A | EAC4X36B+TDR |  | Voluntarily Certified | Single-split-system air condit | False | False | 34000 |  | 13.4 | 13.4 |  |  | False | 30 | 30 | 11.7 | 0 | Coil-Only System | False | Conventional | 07/06/2023 |  | 11/15/2023
Lennox Industries Inc. | ARMSTRONG AIR | 4SCU16LE136P-**A | 4SCU16LE136P-**A | EAC4X36B+TDR |  | Voluntarily Certified | Single-split-system air condit | False | False | 34000 |  | 13.4 | 13.4 |  |  | False | 30 | 30 | 11.7 | 0 | Coil-Only System | False | Conventional | 07/06/2023 |  | 11/15/2023
Lennox Industries Inc. | Airease | 4SCU16LE141P-**A | 4SCU16LE141P-**A | EAC4X49C+TDR |  | Voluntarily Certified | Single-split-system air condit | False | False | 36600 |  | 13.4 | 13.4 |  |  | False | 30 | 30 | 11.7 | 0 | Coil-Only System | False | Conventional | 07/06/2023 |  | 11/15/2023
Lennox Industries Inc. | ARMSTRONG AIR | 4SCU16LE141P-**A | 4SCU16LE141P-**A | EAC4X49C+TDR |  | Voluntarily Certified | Single-split-system air condit | False | False | 36600 |  | 13.4 | 13.4 |  |  | False | 30 | 30 | 11.7 | 0 | Coil-Only System | False | Conventional | 07/06/2023 |  | 11/15/2023
Lennox Industries Inc. | Airease | 4SCU16LE142P-**A | 4SCU16LE142P-**A | EAC4X49C |  | Voluntarily Certified | Single-split-system air condit | False | False | 39500 |  | 13.4 | 13.4 |  |  | False | 30 | 30 | 11.2 | 0 | Coil-Only System | False | Conventional | 07/06/2023 |  | 11/15/2023
Lennox Industries Inc. | ARMSTRONG AIR | 4SCU16LE142P-**A | 4SCU16LE142P-**A | EAC4X49C |  | Voluntarily Certified | Single-split-system air condit | False | False | 39500 |  | 13.4 | 13.4 |  |  | False | 30 | 30 | 11.2 | 0 | Coil-Only System | False | Conventional | 07/06/2023 |  | 11/15/2023
Lennox Industries Inc. | Airease | 4SCU16LE147P-**A | 4SCU16LE147P-**A | EAC4X60C+TDR |  | Voluntarily Certified | Single-split-system air condit | False | False | 46500 |  | 13.4 | 13.4 |  |  | False | 30 | 30 | 12.2 | 0 | Coil-Only System | False | Conventional | 07/06/2023 |  | 11/15/2023
Lennox Industries Inc. | ARMSTRONG AIR | 4SCU16LE147P-**A | 4SCU16LE147P-**A | EAC4X60C+TDR |  | Voluntarily Certified | Single-split-system air condit | False | False | 46500 |  | 13.4 | 13.4 |  |  | False | 30 | 30 | 12.2 | 0 | Coil-Only System | False | Conventional | 07/06/2023 |  | 11/15/2023
Lennox Industries Inc. | Airease | 4SCU16LE148P-**A | 4SCU16LE148P-**A | EAC4X60C+TDR |  | Voluntarily Certified | Single-split-system air condit | False | False | 45500 |  | 13.4 | 13.4 |  |  | False | 30 | 30 | 11.5 | 0 | Coil-Only System | False | Conventional | 07/06/2023 |  | 11/15/2023
Lennox Industries Inc. | ARMSTRONG AIR | 4SCU16LE148P-**A | 4SCU16LE148P-**A | EAC4X60C+TDR |  | Voluntarily Certified | Single-split-system air condit | False | False | 45500 |  | 13.4 | 13.4 |  |  | False | 30 | 30 | 11.5 | 0 | Coil-Only System | False | Conventional | 07/06/2023 |  | 11/15/2023
Lennox Industries Inc. | Airease | 4SCU16LE159P-**A | 4SCU16LE159P-**A | EAC4X60C+TDR |  | Voluntarily Certified | Single-split-system air condit | False | False | 55500 |  | 13.4 | 13.4 |  |  | False | 30 | 30 | 11.7 | 0 | Coil-Only System | False | Conventional | 07/06/2023 |  | 11/15/2023
Lennox Industries Inc. | ARMSTRONG AIR | 4SCU16LE159P-**A | 4SCU16LE159P-**A | EAC4X60C+TDR |  | Voluntarily Certified | Single-split-system air condit | False | False | 55500 |  | 13.4 | 13.4 |  |  | False | 30 | 30 | 11.7 | 0 | Coil-Only System | False | Conventional | 07/06/2023 |  | 11/15/2023
Lennox Industries Inc. | Airease | 4SCU16LE160P-**A | 4SCU16LE160P-**A | EAC4X60C+TDR |  | Voluntarily Certified | Single-split-system air condit | False | False | 57500 |  | 13.4 | 13.4 |  |  | False | 30 | 30 | 11.5 | 0 | Coil-Only System | False | Conventional | 07/06/2023 |  | 11/15/2023
Lennox Industries Inc. | ARMSTRONG AIR | 4SCU16LE160P-**A | 4SCU16LE160P-**A | EAC4X60C+TDR |  | Voluntarily Certified | Single-split-system air condit | False | False | 57500 |  | 13.4 | 13.4 |  |  | False | 30 | 30 | 11.5 | 0 | Coil-Only System | False | Conventional | 07/06/2023 |  | 11/15/2023
Lennox Industries Inc. | Airease | 4SCU17LE118P-**A | 4SCU17LE118P-**A | EAC4X24B+TDR |  | Voluntarily Certified | Single-split-system air condit | False | False | 17600 |  | 14.3 | 13.4 |  |  | False | 30 | 30 | 11.7 | 0 | Coil-Only System | False | Conventional | 07/06/2023 |  | 11/15/2023
Lennox Industries Inc. | ARMSTRONG AIR | 4SCU17LE118P-**A | 4SCU17LE118P-**A | EAC4X24B+TDR |  | Voluntarily Certified | Single-split-system air condit | False | False | 17600 |  | 14.3 | 13.4 |  |  | False | 30 | 30 | 11.7 | 0 | Coil-Only System | False | Conventional | 07/06/2023 |  | 11/15/2023
Lennox Industries Inc. | Airease | 4SCU17LE124P-**A | 4SCU17LE124P-**A | EAC4X30B+TDR |  | Voluntarily Certified | Single-split-system air condit | False | False | 23200 |  | 14.3 | 13.4 |  |  | False | 30 | 30 | 11.7 | 0 | Coil-Only System | False | Conventional | 07/06/2023 |  | 11/15/2023
Lennox Industries Inc. | ARMSTRONG AIR | 4SCU17LE124P-**A | 4SCU17LE124P-**A | EAC4X30B+TDR |  | Voluntarily Certified | Single-split-system air condit | False | False | 23200 |  | 14.3 | 13.4 |  |  | False | 30 | 30 | 11.7 | 0 | Coil-Only System | False | Conventional | 07/06/2023 |  | 11/15/2023
Lennox Industries Inc. | Airease | 4SCU17LE130P-**A | 4SCU17LE130P-**A | EAC4X30B+TDR |  | Voluntarily Certified | Single-split-system air condit | False | False | 28600 |  | 14.3 | 13.4 |  |  | False | 30 | 30 | 11.7 | 0 | Coil-Only System | False | Conventional | 07/06/2023 |  | 11/15/2023
Lennox Industries Inc. | ARMSTRONG AIR | 4SCU17LE130P-**A | 4SCU17LE130P-**A | EAC4X30B+TDR |  | Voluntarily Certified | Single-split-system air condit | False | False | 28600 |  | 14.3 | 13.4 |  |  | False | 30 | 30 | 11.7 | 0 | Coil-Only System | False | Conventional | 07/06/2023 |  | 11/15/2023
Lennox Industries Inc. | Airease | 4SCU17LE136P-**A | 4SCU17LE136P-**A | EAC4X36B+TDR |  | Voluntarily Certified | Single-split-system air condit | False | False | 34200 |  | 14.3 | 13.4 |  |  | False | 30 | 30 | 11.7 | 0 | Coil-Only System | False | Conventional | 07/06/2023 |  | 11/15/2023
Lennox Industries Inc. | ARMSTRONG AIR | 4SCU17LE136P-**A | 4SCU17LE136P-**A | EAC4X36B+TDR |  | Voluntarily Certified | Single-split-system air condit | False | False | 34200 |  | 14.3 | 13.4 |  |  | False | 30 | 30 | 11.7 | 0 | Coil-Only System | False | Conventional | 07/06/2023 |  | 11/15/2023
Lennox Industries Inc. | Airease | 4SCU17LE141P-**A | 4SCU17LE141P-**A | EAC4X49C+TDR |  | Voluntarily Certified | Single-split-system air condit | False | False | 40500 |  | 14.8 | 13.4 |  |  | False | 30 | 30 | 12.2 | 0 | Coil-Only System | False | Conventional | 07/06/2023 |  | 11/15/2023
Lennox Industries Inc. | ARMSTRONG AIR | 4SCU17LE141P-**A | 4SCU17LE141P-**A | EAC4X49C+TDR |  | Voluntarily Certified | Single-split-system air condit | False | False | 40500 |  | 14.8 | 13.4 |  |  | False | 30 | 30 | 12.2 | 0 | Coil-Only System | False | Conventional | 07/06/2023 |  | 11/15/2023
Lennox Industries Inc. | Airease | 4SCU17LE142P-**A | 4SCU17LE142P-**A | EAC4X49C+TDR |  | Voluntarily Certified | Single-split-system air condit | False | False | 41500 |  | 14.3 | 13.4 |  |  | False | 30 | 30 | 11.7 | 0 | Coil-Only System | False | Conventional | 07/06/2023 |  | 11/15/2023
Lennox Industries Inc. | ARMSTRONG AIR | 4SCU17LE142P-**A | 4SCU17LE142P-**A | EAC4X49C+TDR |  | Voluntarily Certified | Single-split-system air condit | False | False | 41500 |  | 14.3 | 13.4 |  |  | False | 30 | 30 | 11.7 | 0 | Coil-Only System | False | Conventional | 07/06/2023 |  | 11/15/2023
Lennox Industries Inc. | Airease | 4SCU17LE147P-**A | 4SCU17LE147P-**A | EAC4X60C+TDR |  | Voluntarily Certified | Single-split-system air condit | False | False | 45500 |  | 14.3 | 13.4 |  |  | False | 30 | 30 | 11.7 | 0 | Coil-Only System | False | Conventional | 07/06/2023 |  | 11/15/2023
Lennox Industries Inc. | ARMSTRONG AIR | 4SCU17LE147P-**A | 4SCU17LE147P-**A | EAC4X60C+TDR |  | Voluntarily Certified | Single-split-system air condit | False | False | 45500 |  | 14.3 | 13.4 |  |  | False | 30 | 30 | 11.7 | 0 | Coil-Only System | False | Conventional | 07/06/2023 |  | 11/15/2023
Lennox Industries Inc. | Airease | 4SCU17LE148P-**A | 4SCU17LE148P-**A | EAC4X60C+TDR |  | Voluntarily Certified | Single-split-system air condit | False | False | 47000 |  | 13.8 | 13.4 |  |  | False | 30 | 30 | 11.2 | 0 | Coil-Only System | False | Conventional | 07/06/2023 |  | 11/15/2023
Lennox Industries Inc. | ARMSTRONG AIR | 4SCU17LE148P-**A | 4SCU17LE148P-**A | EAC4X60C+TDR |  | Voluntarily Certified | Single-split-system air condit | False | False | 47000 |  | 13.8 | 13.4 |  |  | False | 30 | 30 | 11.2 | 0 | Coil-Only System | False | Conventional | 07/06/2023 |  | 11/15/2023
Lennox Industries Inc. | Airease | 4SCU17LE159P-**A | 4SCU17LE159P-**A | EAC4X60C+TDR |  | Voluntarily Certified | Single-split-system air condit | False | False | 55000 |  | 14.3 | 13.4 |  |  | False | 30 | 30 | 11.7 | 0 | Coil-Only System | False | Conventional | 07/06/2023 |  | 11/15/2023
Lennox Industries Inc. | ARMSTRONG AIR | 4SCU17LE159P-**A | 4SCU17LE159P-**A | EAC4X60C+TDR |  | Voluntarily Certified | Single-split-system air condit | False | False | 55000 |  | 14.3 | 13.4 |  |  | False | 30 | 30 | 11.7 | 0 | Coil-Only System | False | Conventional | 07/06/2023 |  | 11/15/2023
Lennox Industries Inc. | Airease | 4SCU17LE160P-**A | 4SCU17LE160P-**A | EAC4X60C+TDR |  | Voluntarily Certified | Single-split-system air condit | False | False | 57000 |  | 13.8 | 13.4 |  |  | False | 30 | 30 | 11.2 | 0 | Coil-Only System | False | Conventional | 07/06/2023 |  | 11/15/2023
Lennox Industries Inc. | ARMSTRONG AIR | 4SCU17LE160P-**A | 4SCU17LE160P-**A | EAC4X60C+TDR |  | Voluntarily Certified | Single-split-system air condit | False | False | 57000 |  | 13.8 | 13.4 |  |  | False | 30 | 30 | 11.2 | 0 | Coil-Only System | False | Conventional | 07/06/2023 |  | 11/15/2023
Lennox Industries Inc. | Airease | 4SCU20LX124P-** | 4SCU20LX124P-** | BCE7S24M*4X |  | Voluntarily Certified | Single-split-system air condit | False | False | 23400 |  | 19.6 | 13.4 |  |  | False | 30 | 30 | 13 | 0 | Blower Coil System | True | Conventional | 07/06/2023 |  | 11/15/2023
Lennox Industries Inc. | ARMSTRONG AIR | 4SCU20LX124P-** | 4SCU20LX124P-** | BCE7S24M*4X |  | Voluntarily Certified | Single-split-system air condit | False | False | 23400 |  | 19.6 | 13.4 |  |  | False | 30 | 30 | 13 | 0 | Blower Coil System | True | Conventional | 07/06/2023 |  | 11/15/2023
Lennox Industries Inc. | Airease | 4SCU20LX148P-** | 4SCU20LX148P-** | BCE7S48M*4X |  | Voluntarily Certified | Single-split-system air condit | False | False | 44000 |  | 19.2 | 13.4 |  |  | False | 30 | 30 | 12 | 0 | Blower Coil System | True | Conventional | 07/06/2023 |  | 11/15/2023
Lennox Industries Inc. | ARMSTRONG AIR | 4SCU20LX148P-** | 4SCU20LX148P-** | BCE7S48M*4X |  | Voluntarily Certified | Single-split-system air condit | False | False | 44000 |  | 19.2 | 13.4 |  |  | False | 30 | 30 | 12 | 0 | Blower Coil System | True | Conventional | 07/06/2023 |  | 11/15/2023
Lennox Industries Inc. | Airease | 4SCU20LX160P-** | 4SCU20LX160P-** | BCE7S60M*4X |  | Voluntarily Certified | Single-split-system air condit | False | False | 53000 |  | 18.4 | 13.4 |  |  | False | 30 | 30 | 12 | 0 | Blower Coil System | True | Conventional | 07/06/2023 |  | 11/15/2023
Lennox Industries Inc. | ARMSTRONG AIR | 4SCU20LX160P-** | 4SCU20LX160P-** | BCE7S60M*4X |  | Voluntarily Certified | Single-split-system air condit | False | False | 53000 |  | 18.4 | 13.4 |  |  | False | 30 | 30 | 12 | 0 | Blower Coil System | True | Conventional | 07/06/2023 |  | 11/15/2023
Lennox Industries Inc. | ARMSTRONG AIR | 4SCU23LX124P-**A | 4SCU23LX124P-**A | BCE7S24M*4X |  | Voluntarily Certified | Single-split-system air condit | False | False | 23200 |  | 21.2 | 13.4 |  |  | False | 30 | 30 | 14 | 0 | Blower Coil System | True | Conventional | 07/06/2023 |  | 11/15/2023
Lennox Industries Inc. | ARMSTRONG AIR | 4SCU23LX136P-**A | 4SCU23LX136P-**A | BCE7S36M*4X |  | Voluntarily Certified | Single-split-system air condit | False | False | 35000 |  | 21.4 | 13.4 |  |  | False | 30 | 30 | 12.5 | 0 | Blower Coil System | True | Conventional | 07/06/2023 |  | 11/15/2023
Lennox Industries Inc. | ARMSTRONG AIR | 4SCU23LX148P-**A | 4SCU23LX148P-**A | BCE7S48M*4X |  | Voluntarily Certified | Single-split-system air condit | False | False | 46000 |  | 20.8 | 13.4 |  |  | False | 30 | 30 | 12.5 | 0 | Blower Coil System | True | Conventional | 07/06/2023 |  | 11/15/2023
Lennox Industries Inc. | ARMSTRONG AIR | 4SCU23LX160P-**A | 4SCU23LX160P-**A | BCE7S60M*4X |  | Voluntarily Certified | Single-split-system air condit | False | False | 55500 |  | 19.6 | 13.4 |  |  | False | 30 | 30 | 12 | 0 | Blower Coil System | True | Conventional | 07/06/2023 |  | 11/15/2023
Lennox Industries Inc. | Lennox | EL17XC1-018-230A** | EL17XC1-018-230A** | CX35-24B+TDR |  | Voluntarily Certified | Single-split-system air condit | False | False | 17600 |  | 14.3 | 13.4 |  |  | False | 30 | 30 | 11.7 | 0 | Coil-Only System | False | Conventional | 07/06/2023 |  | 11/15/2023
Lennox Industries Inc. | Lennox | EL17XC1-024-230A** | EL17XC1-024-230A** | CX35-30B+TDR |  | Voluntarily Certified | Single-split-system air condit | False | False | 23200 |  | 14.3 | 13.4 |  |  | False | 30 | 30 | 11.7 | 0 | Coil-Only System | False | Conventional | 07/06/2023 |  | 11/15/2023
Lennox Industries Inc. | Lennox | EL17XC1-030-230A** | EL17XC1-030-230A** | CX35-30B+TDR |  | Voluntarily Certified | Single-split-system air condit | False | False | 28600 |  | 14.3 | 13.4 |  |  | False | 30 | 30 | 11.7 | 0 | Coil-Only System | False | Conventional | 07/06/2023 |  | 11/15/2023
Lennox Industries Inc. | Lennox | EL17XC1-036-230A** | EL17XC1-036-230A** | CX35-36B+TDR |  | Voluntarily Certified | Single-split-system air condit | False | False | 34200 |  | 14.3 | 13.4 |  |  | False | 30 | 30 | 11.7 | 0 | Coil-Only System | False | Conventional | 07/06/2023 |  | 11/15/2023
Lennox Industries Inc. | Lennox | EL17XC1-041-230A** | EL17XC1-041-230A** | CX35-49C+TDR |  | Voluntarily Certified | Single-split-system air condit | False | False | 40500 |  | 14.8 | 13.4 |  |  | False | 30 | 30 | 12.2 | 0 | Coil-Only System | False | Conventional | 07/06/2023 |  | 11/15/2023
Lennox Industries Inc. | Lennox | EL17XC1-042-230A** | EL17XC1-042-230A** | CX35-49C+TDR |  | Voluntarily Certified | Single-split-system air condit | False | False | 41500 |  | 14.3 | 13.4 |  |  | False | 30 | 30 | 11.7 | 0 | Coil-Only System | False | Conventional | 07/06/2023 |  | 11/15/2023
Lennox Industries Inc. | Lennox | EL17XC1-047-230A** | EL17XC1-047-230A** | CX35-60C+TDR |  | Voluntarily Certified | Single-split-system air condit | False | False | 45500 |  | 14.3 | 13.4 |  |  | False | 30 | 30 | 11.7 | 0 | Coil-Only System | False | Conventional | 07/06/2023 |  | 11/15/2023
Lennox Industries Inc. | Lennox | EL17XC1-048-230A** | EL17XC1-048-230A** | CX35-60C+TDR |  | Voluntarily Certified | Single-split-system air condit | False | False | 47000 |  | 13.8 | 13.4 |  |  | False | 30 | 30 | 11.2 | 0 | Coil-Only System | False | Conventional | 07/06/2023 |  | 11/15/2023
Lennox Industries Inc. | Lennox | EL17XC1-060-230A** | EL17XC1-060-230A** | CX35-60C+TDR |  | Voluntarily Certified | Single-split-system air condit | False | False | 57000 |  | 13.8 | 13.4 |  |  | False | 30 | 30 | 11.2 | 0 | Coil-Only System | False | Conventional | 07/06/2023 |  | 11/15/2023
Lennox Industries Inc. | Lennox | EL18XCV-024-230A** | EL18XCV-024-230A** | CBA38MV-018/024-230*+TDR |  | Voluntarily Certified | Single-split-system air condit | False | False | 23400 |  | 17.1 | 13.4 |  |  | False | 30 | 30 | 12.5 | 0 | Blower Coil System | True | Conventional | 07/06/2023 |  | 11/15/2023
Lennox Industries Inc. | Lennox | EL18XCV-036-230A** | EL18XCV-036-230A** | CBA38MV-036-230*+TDR |  | Voluntarily Certified | Single-split-system air condit | False | False | 33800 |  | 18.4 | 13.4 |  |  | False | 30 | 30 | 11.7 | 0 | Blower Coil System | True | Conventional | 07/06/2023 |  | 11/15/2023
Lennox Industries Inc. | Lennox | EL18XCV-048-230A** | EL18XCV-048-230A** | CBA38MV-048-230*+TDR |  | Voluntarily Certified | Single-split-system air condit | False | False | 47000 |  | 17.4 | 13.4 |  |  | False | 30 | 30 | 11.7 | 0 | Blower Coil System | True | Conventional | 07/06/2023 |  | 11/15/2023
Lennox Industries Inc. | Lennox | EL18XCV-060-230A** | EL18XCV-060-230A** | CBA38MV-060-230*+TDR |  | Voluntarily Certified | Single-split-system air condit | False | False | 55000 |  | 17.6 | 13.4 |  |  | False | 30 | 30 | 12 | 0 | Blower Coil System | True | Conventional | 07/06/2023 |  | 11/15/2023
Lennox Industries Inc. | Lennox | EL23XCV-024-230A** | EL23XCV-024-230A** | CBA38MV-018/024-230*+TDR |  | Voluntarily Certified | Single-split-system air condit | False | False | 23200 |  | 21.2 | 13.4 |  |  | False | 30 | 30 | 14 | 0 | Blower Coil System | True | Conventional | 07/06/2023 |  | 11/15/2023
Lennox Industries Inc. | Lennox | EL23XCV-036-230A** | EL23XCV-036-230A** | CBA38MV-036-230*+TDR |  | Voluntarily Certified | Single-split-system air condit | False | False | 35000 |  | 21.4 | 13.4 |  |  | False | 30 | 30 | 12.5 | 0 | Blower Coil System | True | Conventional | 07/06/2023 |  | 11/15/2023
Lennox Industries Inc. | Lennox | EL23XCV-048-230A** | EL23XCV-048-230A** | CBA38MV-048-230*+TDR |  | Voluntarily Certified | Single-split-system air condit | False | False | 46500 |  | 20.8 | 13.4 |  |  | False | 30 | 30 | 12.5 | 0 | Blower Coil System | True | Conventional | 07/06/2023 |  | 11/15/2023
Lennox Industries Inc. | Lennox | EL23XCV-060-230A** | EL23XCV-060-230A** | CBA38MV-060-230*+TDR |  | Voluntarily Certified | Single-split-system air condit | False | False | 55500 |  | 19.6 | 13.4 |  |  | False | 30 | 30 | 12 | 0 | Blower Coil System | True | Conventional | 07/06/2023 |  | 11/15/2023
Lennox Industries Inc. | Allied Commercial | KCB024S4***P | KCB024S4***P |  |  | Voluntarily Certified | Single-package air conditioner | False | False | 23600 |  | 13.4 | 13.4 |  |  | False | 30 | 30 | 10.6 | 0 |  | False | Conventional | 07/06/2023 |  | 11/15/2023
Lennox Industries Inc. | Lennox | KCB024S4***P | KCB024S4***P |  |  | Voluntarily Certified | Single-package air conditioner | False | False | 23600 |  | 13.4 | 13.4 |  |  | False | 30 | 30 | 10.6 | 0 |  | False | Conventional | 07/06/2023 |  | 11/15/2023
Lennox Industries Inc. | Allied Commercial | KCB030S4***P | KCB030S4***P |  |  | Voluntarily Certified | Single-package air conditioner | False | False | 29600 |  | 13.4 | 13.4 |  |  | False | 30 | 30 | 10.6 | 0 |  | False | Conventional | 07/06/2023 |  | 11/15/2023
Lennox Industries Inc. | Lennox | KCB030S4***P | KCB030S4***P |  |  | Voluntarily Certified | Single-package air conditioner | False | False | 29600 |  | 13.4 | 13.4 |  |  | False | 30 | 30 | 10.6 | 0 |  | False | Conventional | 07/06/2023 |  | 11/15/2023
Lennox Industries Inc. | Allied Commercial | KCB036S4**2P | KCB036S4**2P |  |  | Voluntarily Certified | Single-package air conditioner | False | False | 35600 |  | 13.4 | 13.4 |  |  | False | 30 | 30 | 10.6 | 0 |  | False | Conventional | 07/06/2023 |  | 11/15/2023
Lennox Industries Inc. | Lennox | KCB036S4**2P | KCB036S4**2P |  |  | Voluntarily Certified | Single-package air conditioner | False | False | 35600 |  | 13.4 | 13.4 |  |  | False | 30 | 30 | 10.6 | 0 |  | False | Conventional | 07/06/2023 |  | 11/15/2023
Lennox Industries Inc. | Allied Commercial | KCB048S4***P | KCB048S4***P |  |  | Voluntarily Certified | Single-package air conditioner | False | False | 47000 |  | 13.4 | 13.4 |  |  | False | 30 | 30 | 10.6 | 0 |  | False | Conventional | 07/06/2023 |  | 11/15/2023
Lennox Industries Inc. | Lennox | KCB048S4***P | KCB048S4***P |  |  | Voluntarily Certified | Single-package air conditioner | False | False | 47000 |  | 13.4 | 13.4 |  |  | False | 30 | 30 | 10.6 | 0 |  | False | Conventional | 07/06/2023 |  | 11/15/2023
Lennox Industries Inc. | Allied Commercial | KCB060S4***P | KCB060S4***P |  |  | Voluntarily Certified | Single-package air conditioner | False | False | 58000 |  | 13.4 | 13.4 |  |  | False | 30 | 30 | 10.6 | 0 |  | False | Conventional | 07/06/2023 |  | 11/15/2023
Lennox Industries Inc. | Lennox | KCB060S4***P | KCB060S4***P |  |  | Voluntarily Certified | Single-package air conditioner | False | False | 58000 |  | 13.4 | 13.4 |  |  | False | 30 | 30 | 10.6 | 0 |  | False | Conventional | 07/06/2023 |  | 11/15/2023
Lennox Industries Inc. | Allied Commercial | KGB024S4***P | KGB024S4***P |  |  | Voluntarily Certified | Single-package air conditioner | False | False | 23600 |  | 13.4 | 13.4 |  |  | False | 30 | 30 | 10.6 | 0 |  | False | Conventional | 07/06/2023 |  | 11/15/2023
Lennox Industries Inc. | Lennox | KGB024S4***P | KGB024S4***P |  |  | Voluntarily Certified | Single-package air conditioner | False | False | 23600 |  | 13.4 | 13.4 |  |  | False | 30 | 30 | 10.6 | 0 |  | False | Conventional | 07/06/2023 |  | 11/15/2023
Lennox Industries Inc. | Allied Commercial | KGB030S4***P | KGB030S4***P |  |  | Voluntarily Certified | Single-package air conditioner | False | False | 29600 |  | 13.4 | 13.4 |  |  | False | 30 | 30 | 10.6 | 0 |  | False | Conventional | 07/06/2023 |  | 11/15/2023
Lennox Industries Inc. | Lennox | KGB030S4***P | KGB030S4***P |  |  | Voluntarily Certified | Single-package air conditioner | False | False | 29600 |  | 13.4 | 13.4 |  |  | False | 30 | 30 | 10.6 | 0 |  | False | Conventional | 07/06/2023 |  | 11/15/2023
Lennox Industries Inc. | Allied Commercial | KGB036S4**2P | KGB036S4**2P |  |  | Voluntarily Certified | Single-package air conditioner | False | False | 35600 |  | 13.4 | 13.4 |  |  | False | 30 | 30 | 10.6 | 0 |  | False | Conventional | 07/06/2023 |  | 11/15/2023
Lennox Industries Inc. | Lennox | KGB036S4**2P | KGB036S4**2P |  |  | Voluntarily Certified | Single-package air conditioner | False | False | 35600 |  | 13.4 | 13.4 |  |  | False | 30 | 30 | 10.6 | 0 |  | False | Conventional | 07/06/2023 |  | 11/15/2023
Lennox Industries Inc. | Allied Commercial | KGB048S4***P | KGB048S4***P |  |  | Voluntarily Certified | Single-package air conditioner | False | False | 47000 |  | 13.4 | 13.4 |  |  | False | 30 | 30 | 10.6 | 0 |  | False | Conventional | 07/06/2023 |  | 11/15/2023
Lennox Industries Inc. | Lennox | KGB048S4***P | KGB048S4***P |  |  | Voluntarily Certified | Single-package air conditioner | False | False | 47000 |  | 13.4 | 13.4 |  |  | False | 30 | 30 | 10.6 | 0 |  | False | Conventional | 07/06/2023 |  | 11/15/2023
Lennox Industries Inc. | Allied Commercial | KGB060S4***P | KGB060S4***P |  |  | Voluntarily Certified | Single-package air conditioner | False | False | 58000 |  | 13.4 | 13.4 |  |  | False | 30 | 30 | 10.6 | 0 |  | False | Conventional | 07/06/2023 |  | 11/15/2023
Lennox Industries Inc. | Lennox | KGB060S4***P | KGB060S4***P |  |  | Voluntarily Certified | Single-package air conditioner | False | False | 58000 |  | 13.4 | 13.4 |  |  | False | 30 | 30 | 10.6 | 0 |  | False | Conventional | 07/06/2023 |  | 11/15/2023
Lennox Industries Inc. | Allied Commercial | LCT036H4E*1P | LCT036H4E*1P |  |  | Voluntarily Certified | Single-package air conditioner | False | False | 36000 |  | 16.8 | 13.4 |  |  | True | 11 | 30 | 13 | 0 |  | False | Conventional | 07/06/2023 |  | 11/15/2023
Lennox Industries Inc. | Lennox | LCT036H4E*1P | LCT036H4E*1P |  |  | Voluntarily Certified | Single-package air conditioner | False | False | 36000 |  | 16.8 | 13.4 |  |  | True | 11 | 30 | 13 | 0 |  | False | Conventional | 07/06/2023 |  | 11/15/2023
Lennox Industries Inc. | Allied Commercial | LCT048H4E*1P | LCT048H4E*1P |  |  | Voluntarily Certified | Single-package air conditioner | False | False | 49000 |  | 17.3 | 13.4 |  |  | True | 18 | 30 | 12.1 | 0 |  | False | Conventional | 07/06/2023 |  | 11/15/2023
Lennox Industries Inc. | Lennox | LCT048H4E*1P | LCT048H4E*1P |  |  | Voluntarily Certified | Single-package air conditioner | False | False | 49000 |  | 17.3 | 13.4 |  |  | True | 18 | 30 | 12.1 | 0 |  | False | Conventional | 07/06/2023 |  | 11/15/2023
Lennox Industries Inc. | Allied Commercial | LCT060H4E*1P | LCT060H4E*1P |  |  | Voluntarily Certified | Single-package air conditioner | False | False | 59500 |  | 16.3 | 13.4 |  |  | True | 18 | 30 | 12 | 0 |  | False | Conventional | 07/06/2023 |  | 11/15/2023
Lennox Industries Inc. | Lennox | LCT060H4E*1P | LCT060H4E*1P |  |  | Voluntarily Certified | Single-package air conditioner | False | False | 59500 |  | 16.3 | 13.4 |  |  | True | 18 | 30 | 12 | 0 |  | False | Conventional | 07/06/2023 |  | 11/15/2023
Lennox Industries Inc. | Allied Commercial | LGT036H4E*1P | LGT036H4E*1P |  |  | Voluntarily Certified | Single-package air conditioner | False | False | 36000 |  | 16.8 | 13.4 |  |  | True | 11 | 30 | 13 | 0 |  | False | Conventional | 07/06/2023 |  | 11/15/2023
Lennox Industries Inc. | Lennox | LGT036H4E*1P | LGT036H4E*1P |  |  | Voluntarily Certified | Single-package air conditioner | False | False | 36000 |  | 16.8 | 13.4 |  |  | True | 11 | 30 | 13 | 0 |  | False | Conventional | 07/06/2023 |  | 11/15/2023
Lennox Industries Inc. | Allied Commercial | LGT048H4E*1P | LGT048H4E*1P |  |  | Voluntarily Certified | Single-package air conditioner | False | False | 49000 |  | 17.3 | 13.4 |  |  | True | 18 | 30 | 12.1 | 0 |  | False | Conventional | 07/06/2023 |  | 11/15/2023
Lennox Industries Inc. | Lennox | LGT048H4E*1P | LGT048H4E*1P |  |  | Voluntarily Certified | Single-package air conditioner | False | False | 49000 |  | 17.3 | 13.4 |  |  | True | 18 | 30 | 12.1 | 0 |  | False | Conventional | 07/06/2023 |  | 11/15/2023
Lennox Industries Inc. | Allied Commercial | LGT060H4E*1P | LGT060H4E*1P |  |  | Voluntarily Certified | Single-package air conditioner | False | False | 59500 |  | 16.3 | 13.4 |  |  | True | 18 | 30 | 12 | 0 |  | False | Conventional | 07/06/2023 |  | 11/15/2023
Lennox Industries Inc. | Lennox | LGT060H4E*1P | LGT060H4E*1P |  |  | Voluntarily Certified | Single-package air conditioner | False | False | 59500 |  | 16.3 | 13.4 |  |  | True | 18 | 30 | 12 | 0 |  | False | Conventional | 07/06/2023 |  | 11/15/2023
Lennox Industries Inc. | Lennox | ML17XC1-018-230A** | ML17XC1-018-230A** | CX35-24B+TDR |  | Voluntarily Certified | Single-split-system air condit | False | False | 17600 |  | 14.3 | 13.4 |  |  | False | 30 | 30 | 11.7 | 0 | Coil-Only System | False | Conventional | 07/06/2023 |  | 11/15/2023
Lennox Industries Inc. | Lennox | ML17XC1-024-230A** | ML17XC1-024-230A** | CX35-30B+TDR |  | Voluntarily Certified | Single-split-system air condit | False | False | 23200 |  | 14.3 | 13.4 |  |  | False | 30 | 30 | 11.7 | 0 | Coil-Only System | False | Conventional | 07/06/2023 |  | 11/15/2023
Lennox Industries Inc. | Lennox | ML17XC1-030-230A** | ML17XC1-030-230A** | CX35-30B+TDR |  | Voluntarily Certified | Single-split-system air condit | False | False | 28600 |  | 14.3 | 13.4 |  |  | False | 30 | 30 | 11.7 | 0 | Coil-Only System | False | Conventional | 07/06/2023 |  | 11/15/2023
Lennox Industries Inc. | Lennox | ML17XC1-036-230A** | ML17XC1-036-230A** | CX35-36B+TDR |  | Voluntarily Certified | Single-split-system air condit | False | False | 34200 |  | 14.3 | 13.4 |  |  | False | 30 | 30 | 11.7 | 0 | Coil-Only System | False | Conventional | 07/06/2023 |  | 11/15/2023
Lennox Industries Inc. | Lennox | ML17XC1-041-230A** | ML17XC1-041-230A** | CX35-49C+TDR |  | Voluntarily Certified | Single-split-system air condit | False | False | 40500 |  | 14.8 | 13.4 |  |  | False | 30 | 30 | 12.2 | 0 | Coil-Only System | False | Conventional | 07/06/2023 |  | 11/15/2023
Lennox Industries Inc. | Lennox | ML17XC1-042-230A** | ML17XC1-042-230A** | CX35-49C+TDR |  | Voluntarily Certified | Single-split-system air condit | False | False | 41500 |  | 14.3 | 13.4 |  |  | False | 30 | 30 | 11.7 | 0 | Coil-Only System | False | Conventional | 07/06/2023 |  | 11/15/2023
Lennox Industries Inc. | Lennox | ML17XC1-047-230A** | ML17XC1-047-230A** | CX35-60C+TDR |  | Voluntarily Certified | Single-split-system air condit | False | False | 45500 |  | 14.3 | 13.4 |  |  | False | 30 | 30 | 11.7 | 0 | Coil-Only System | False | Conventional | 07/06/2023 |  | 11/15/2023
Lennox Industries Inc. | Lennox | ML17XC1-048-230A** | ML17XC1-048-230A** | CX35-60C+TDR |  | Voluntarily Certified | Single-split-system air condit | False | False | 47000 |  | 13.8 | 13.4 |  |  | False | 30 | 30 | 11.2 | 0 | Coil-Only System | False | Conventional | 07/06/2023 |  | 11/15/2023
Lennox Industries Inc. | Lennox | ML17XC1-059-230A** | ML17XC1-059-230A** | CX35-60C+TDR |  | Voluntarily Certified | Single-split-system air condit | False | False | 55000 |  | 14.3 | 13.4 |  |  | False | 30 | 30 | 11.7 | 0 | Coil-Only System | False | Conventional | 07/06/2023 |  | 11/15/2023
Lennox Industries Inc. | Lennox | ML17XC1-060-230A** | ML17XC1-060-230A** | CX35-60C+TDR |  | Voluntarily Certified | Single-split-system air condit | False | False | 57000 |  | 13.8 | 13.4 |  |  | False | 30 | 30 | 11.2 | 0 | Coil-Only System | False | Conventional | 07/06/2023 |  | 11/15/2023
Lennox Industries Inc. | Lennox | ML18XC2-024-230A** | ML18XC2-024-230A** | CX35-24B+TDR |  | Voluntarily Certified | Single-split-system air condit | False | False | 23600 |  | 14.3 | 13.4 |  |  | False | 30 | 30 | 11.7 | 0 | Coil-Only System | False | Conventional | 07/06/2023 |  | 11/15/2023
Lennox Industries Inc. | Lennox | ML18XC2-036-230A** | ML18XC2-036-230A** | CX35-36B+TDR |  | Voluntarily Certified | Single-split-system air condit | False | False | 34800 |  | 14.3 | 13.4 |  |  | False | 30 | 30 | 11.7 | 0 | Coil-Only System | False | Conventional | 07/06/2023 |  | 11/15/2023
Lennox Industries Inc. | Lennox | ML18XC2-048-230A** | ML18XC2-048-230A** | CX35-49C+TDR |  | Voluntarily Certified | Single-split-system air condit | False | False | 47000 |  | 13.8 | 13.4 |  |  | False | 30 | 30 | 11.5 | 0 | Coil-Only System | False | Conventional | 07/06/2023 |  | 11/15/2023
Lennox Industries Inc. | Lennox | ML18XC2-060-230A** | ML18XC2-060-230A** | CX35-60D+TDR |  | Voluntarily Certified | Single-split-system air condit | False | False | 56000 |  | 13.8 | 13.4 |  |  | False | 30 | 30 | 11.2 | 0 | Coil-Only System | False | Conventional | 07/06/2023 |  | 11/15/2023
Lennox Industries Inc. | GE | NS17A18SA4-**A | NS17A18SA4-**A | NCUC24BT4+TDR |  | Voluntarily Certified | Single-split-system air condit | False | False | 17600 |  | 14.3 | 13.4 |  |  | False | 30 | 30 | 11.7 | 0 | Coil-Only System | False | Conventional | 07/06/2023 |  | 11/15/2023
Lennox Industries Inc. | GE | NS17A24SA4-**A | NS17A24SA4-**A | NCUC30BT4+TDR |  | Voluntarily Certified | Single-split-system air condit | False | False | 23200 |  | 14.3 | 13.4 |  |  | False | 30 | 30 | 11.7 | 0 | Coil-Only System | False | Conventional | 07/06/2023 |  | 11/15/2023
Lennox Industries Inc. | GE | NS17A30SA4-**A | NS17A30SA4-**A | NCUC30BT4+TDR |  | Voluntarily Certified | Single-split-system air condit | False | False | 28600 |  | 14.3 | 13.4 |  |  | False | 30 | 30 | 11.7 | 0 | Coil-Only System | False | Conventional | 07/06/2023 |  | 11/15/2023
Lennox Industries Inc. | GE | NS17A36SA4-**A | NS17A36SA4-**A | NCUC36BT4+TDR |  | Voluntarily Certified | Single-split-system air condit | False | False | 34200 |  | 14.3 | 13.4 |  |  | False | 30 | 30 | 11.7 | 0 | Coil-Only System | False | Conventional | 07/06/2023 |  | 11/15/2023
Lennox Industries Inc. | GE | NS17A42SA4-**A | NS17A42SA4-**A | NCUC49CT4+TDR |  | Voluntarily Certified | Single-split-system air condit | False | False | 41500 |  | 14.3 | 13.4 |  |  | False | 30 | 30 | 11.7 | 0 | Coil-Only System | False | Conventional | 07/06/2023 |  | 11/15/2023
Lennox Industries Inc. | GE | NS17A48SA4-**A | NS17A48SA4-**A | NCUC60CT4+TDR |  | Voluntarily Certified | Single-split-system air condit | False | False | 47000 |  | 13.8 | 13.4 |  |  | False | 30 | 30 | 11.2 | 0 | Coil-Only System | False | Conventional | 07/06/2023 |  | 11/15/2023
Lennox Industries Inc. | GE | NS17A60SA4-**A | NS17A60SA4-**A | NCUC60CT4+TDR |  | Voluntarily Certified | Single-split-system air condit | False | False | 57000 |  | 13.8 | 13.4 |  |  | False | 30 | 30 | 11.2 | 0 | Coil-Only System | False | Conventional | 07/06/2023 |  | 11/15/2023
Lennox Industries Inc. | GE | NS18A24TA4-**A | NS18A24TA4-**A | NCUC24BT4+TDR |  | Voluntarily Certified | Single-split-system air condit | False | False | 23600 |  | 14.3 | 13.4 |  |  | False | 30 | 30 | 11.7 | 0 | Coil-Only System | False | Conventional | 07/06/2023 |  | 11/15/2023
Lennox Industries Inc. | GE | NS18A36TA4-**A | NS18A36TA4-**A | NCUC36BT4+TDR |  | Voluntarily Certified | Single-split-system air condit | False | False | 34800 |  | 14.3 | 13.4 |  |  | False | 30 | 30 | 11.7 | 0 | Coil-Only System | False | Conventional | 07/06/2023 |  | 11/15/2023
Lennox Industries Inc. | GE | NS18A48TA4-**A | NS18A48TA4-**A | NCUC49CT4+TDR |  | Voluntarily Certified | Single-split-system air condit | False | False | 47000 |  | 13.8 | 13.4 |  |  | False | 30 | 30 | 11.5 | 0 | Coil-Only System | False | Conventional | 07/06/2023 |  | 11/15/2023
Lennox Industries Inc. | GE | NS18A60TA4-**A | NS18A60TA4-**A | NCUC60DT4+TDR |  | Voluntarily Certified | Single-split-system air condit | False | False | 56000 |  | 13.8 | 13.4 |  |  | False | 30 | 30 | 11.2 | 0 | Coil-Only System | False | Conventional | 07/06/2023 |  | 11/15/2023
Lennox Industries Inc. | GE | NS23A24MA-**A | NS23A24MA-**A | NAM24V2TA4 |  | Voluntarily Certified | Single-split-system air condit | False | False | 23200 |  | 21.2 | 13.4 |  |  | False | 30 | 30 | 14 | 0 | Blower Coil System | True | Conventional | 07/06/2023 |  | 11/15/2023
Lennox Industries Inc. | GE | NS23A36MA-**A | NS23A36MA-**A | NAM36V2TA4 |  | Voluntarily Certified | Single-split-system air condit | False | False | 35000 |  | 21.4 | 13.4 |  |  | False | 30 | 30 | 12.5 | 0 | Blower Coil System | True | Conventional | 07/06/2023 |  | 11/15/2023
Lennox Industries Inc. | GE | NS23A48MA-**A | NS23A48MA-**A | NAM48V2TA4 |  | Voluntarily Certified | Single-split-system air condit | False | False | 46000 |  | 20.8 | 13.4 |  |  | False | 30 | 30 | 12.5 | 0 | Blower Coil System | True | Conventional | 07/06/2023 |  | 11/15/2023
Lennox Industries Inc. | GE | NS23A60MA-**A | NS23A60MA-**A | NAM60V2TA4 |  | Voluntarily Certified | Single-split-system air condit | False | False | 55500 |  | 19.6 | 13.4 |  |  | False | 30 | 30 | 12 | 0 | Blower Coil System | True | Conventional | 07/06/2023 |  | 11/15/2023
Lennox Industries Inc. | Century | RSG1518S1R-**A | RSG1518S1R-**A | EAC4X24B+TDR |  | Voluntarily Certified | Single-split-system air condit | False | False | 17600 |  | 14.3 | 13.4 |  |  | False | 30 | 30 | 11.7 | 0 | Coil-Only System | False | Conventional | 07/06/2023 |  | 11/15/2023
Lennox Industries Inc. | Comfort-Aire | RSG1518S1R-**A | RSG1518S1R-**A | EAC4X24B+TDR |  | Voluntarily Certified | Single-split-system air condit | False | False | 17600 |  | 14.3 | 13.4 |  |  | False | 30 | 30 | 11.7 | 0 | Coil-Only System | False | Conventional | 07/06/2023 |  | 11/15/2023
Lennox Industries Inc. | Century | RSG1524S1R-**A | RSG1524S1R-**A | EAC4X30B+TDR |  | Voluntarily Certified | Single-split-system air condit | False | False | 23200 |  | 14.3 | 13.4 |  |  | False | 30 | 30 | 11.7 | 0 | Coil-Only System | False | Conventional | 07/06/2023 |  | 11/15/2023
Lennox Industries Inc. | Comfort-Aire | RSG1524S1R-**A | RSG1524S1R-**A | EAC4X30B+TDR |  | Voluntarily Certified | Single-split-system air condit | False | False | 23200 |  | 14.3 | 13.4 |  |  | False | 30 | 30 | 11.7 | 0 | Coil-Only System | False | Conventional | 07/06/2023 |  | 11/15/2023
Lennox Industries Inc. | Century | RSG1530S1R-**A | RSG1530S1R-**A | EAC4X30B+TDR |  | Voluntarily Certified | Single-split-system air condit | False | False | 28600 |  | 14.3 | 13.4 |  |  | False | 30 | 30 | 11.7 | 0 | Coil-Only System | False | Conventional | 07/06/2023 |  | 11/15/2023
Lennox Industries Inc. | Comfort-Aire | RSG1530S1R-**A | RSG1530S1R-**A | EAC4X30B+TDR |  | Voluntarily Certified | Single-split-system air condit | False | False | 28600 |  | 14.3 | 13.4 |  |  | False | 30 | 30 | 11.7 | 0 | Coil-Only System | False | Conventional | 07/06/2023 |  | 11/15/2023
Lennox Industries Inc. | Century | RSG1536S1R-**A | RSG1536S1R-**A | EAC4X36B+TDR |  | Voluntarily Certified | Single-split-system air condit | False | False | 34200 |  | 14.3 | 13.4 |  |  | False | 30 | 30 | 11.7 | 0 | Coil-Only System | False | Conventional | 07/06/2023 |  | 11/15/2023
Lennox Industries Inc. | Comfort-Aire | RSG1536S1R-**A | RSG1536S1R-**A | EAC4X36B+TDR |  | Voluntarily Certified | Single-split-system air condit | False | False | 34200 |  | 14.3 | 13.4 |  |  | False | 30 | 30 | 11.7 | 0 | Coil-Only System | False | Conventional | 07/06/2023 |  | 11/15/2023
Lennox Industries Inc. | Century | RSG1542S1R-**A | RSG1542S1R-**A | EAC4X49C+TDR |  | Voluntarily Certified | Single-split-system air condit | False | False | 41500 |  | 14.3 | 13.4 |  |  | False | 30 | 30 | 11.7 | 0 | Coil-Only System | False | Conventional | 07/06/2023 |  | 11/15/2023
Lennox Industries Inc. | Comfort-Aire | RSG1542S1R-**A | RSG1542S1R-**A | EAC4X49C+TDR |  | Voluntarily Certified | Single-split-system air condit | False | False | 41500 |  | 14.3 | 13.4 |  |  | False | 30 | 30 | 11.7 | 0 | Coil-Only System | False | Conventional | 07/06/2023 |  | 11/15/2023
Lennox Industries Inc. | Century | RSG1548S1R-**A | RSG1548S1R-**A | EAC4X60C+TDR |  | Voluntarily Certified | Single-split-system air condit | False | False | 47000 |  | 13.8 | 13.4 |  |  | False | 30 | 30 | 11.2 | 0 | Coil-Only System | False | Conventional | 07/06/2023 |  | 11/15/2023
Lennox Industries Inc. | Comfort-Aire | RSG1548S1R-**A | RSG1548S1R-**A | EAC4X60C+TDR |  | Voluntarily Certified | Single-split-system air condit | False | False | 47000 |  | 13.8 | 13.4 |  |  | False | 30 | 30 | 11.2 | 0 | Coil-Only System | False | Conventional | 07/06/2023 |  | 11/15/2023
Lennox Industries Inc. | Century | RSG1560S1R-**A | RSG1560S1R-**A | EAC4X60C+TDR |  | Voluntarily Certified | Single-split-system air condit | False | False | 57000 |  | 13.8 | 13.4 |  |  | False | 30 | 30 | 11.2 | 0 | Coil-Only System | False | Conventional | 07/06/2023 |  | 11/15/2023
Lennox Industries Inc. | Comfort-Aire | RSG1560S1R-**A | RSG1560S1R-**A | EAC4X60C+TDR |  | Voluntarily Certified | Single-split-system air condit | False | False | 57000 |  | 13.8 | 13.4 |  |  | False | 30 | 30 | 11.2 | 0 | Coil-Only System | False | Conventional | 07/06/2023 |  | 11/15/2023
Lennox Industries Inc. | Century | RSG1718S1R-**A | RSG1718S1R-**A | EAC4X24B+TDR |  | Voluntarily Certified | Single-split-system air condit | False | False | 17600 |  | 14.3 | 13.4 |  |  | False | 30 | 30 | 11.7 | 0 | Coil-Only System | False | Conventional | 07/06/2023 |  | 11/15/2023
Lennox Industries Inc. | Comfort-Aire | RSG1718S1R-**A | RSG1718S1R-**A | EAC4X24B+TDR |  | Voluntarily Certified | Single-split-system air condit | False | False | 17600 |  | 14.3 | 13.4 |  |  | False | 30 | 30 | 11.7 | 0 | Coil-Only System | False | Conventional | 07/06/2023 |  | 11/15/2023
Lennox Industries Inc. | Century | RSG1724S1R-**A | RSG1724S1R-**A | EAC4X30B+TDR |  | Voluntarily Certified | Single-split-system air condit | False | False | 23200 |  | 14.3 | 13.4 |  |  | False | 30 | 30 | 11.7 | 0 | Coil-Only System | False | Conventional | 07/06/2023 |  | 11/15/2023
Lennox Industries Inc. | Comfort-Aire | RSG1724S1R-**A | RSG1724S1R-**A | EAC4X30B+TDR |  | Voluntarily Certified | Single-split-system air condit | False | False | 23200 |  | 14.3 | 13.4 |  |  | False | 30 | 30 | 11.7 | 0 | Coil-Only System | False | Conventional | 07/06/2023 |  | 11/15/2023
Lennox Industries Inc. | Century | RSG1730S1R-**A | RSG1730S1R-**A | EAC4X30B+TDR |  | Voluntarily Certified | Single-split-system air condit | False | False | 28600 |  | 14.3 | 13.4 |  |  | False | 30 | 30 | 11.7 | 0 | Coil-Only System | False | Conventional | 07/06/2023 |  | 11/15/2023
Lennox Industries Inc. | Comfort-Aire | RSG1730S1R-**A | RSG1730S1R-**A | EAC4X30B+TDR |  | Voluntarily Certified | Single-split-system air condit | False | False | 28600 |  | 14.3 | 13.4 |  |  | False | 30 | 30 | 11.7 | 0 | Coil-Only System | False | Conventional | 07/06/2023 |  | 11/15/2023
Lennox Industries Inc. | Century | RSG1736S1R-**A | RSG1736S1R-**A | EAC4X36B+TDR |  | Voluntarily Certified | Single-split-system air condit | False | False | 34200 |  | 14.3 | 13.4 |  |  | False | 30 | 30 | 11.7 | 0 | Coil-Only System | False | Conventional | 07/06/2023 |  | 11/15/2023
Lennox Industries Inc. | Comfort-Aire | RSG1736S1R-**A | RSG1736S1R-**A | EAC4X36B+TDR |  | Voluntarily Certified | Single-split-system air condit | False | False | 34200 |  | 14.3 | 13.4 |  |  | False | 30 | 30 | 11.7 | 0 | Coil-Only System | False | Conventional | 07/06/2023 |  | 11/15/2023
Lennox Industries Inc. | Century | RSG1741S1R-**A | RSG1741S1R-**A | EAC4X49C+TDR |  | Voluntarily Certified | Single-split-system air condit | False | False | 40500 |  | 14.8 | 13.4 |  |  | False | 30 | 30 | 12.2 | 0 | Coil-Only System | False | Conventional | 07/06/2023 |  | 11/15/2023
Lennox Industries Inc. | Comfort-Aire | RSG1741S1R-**A | RSG1741S1R-**A | EAC4X49C+TDR |  | Voluntarily Certified | Single-split-system air condit | False | False | 40500 |  | 14.8 | 13.4 |  |  | False | 30 | 30 | 12.2 | 0 | Coil-Only System | False | Conventional | 07/06/2023 |  | 11/15/2023
Lennox Industries Inc. | Century | RSG1747S1R-**A | RSG1747S1R-**A | EAC4X60C+TDR |  | Voluntarily Certified | Single-split-system air condit | False | False | 45500 |  | 14.3 | 13.4 |  |  | False | 30 | 30 | 11.7 | 0 | Coil-Only System | False | Conventional | 07/06/2023 |  | 11/15/2023
Lennox Industries Inc. | Comfort-Aire | RSG1747S1R-**A | RSG1747S1R-**A | EAC4X60C+TDR |  | Voluntarily Certified | Single-split-system air condit | False | False | 45500 |  | 14.3 | 13.4 |  |  | False | 30 | 30 | 11.7 | 0 | Coil-Only System | False | Conventional | 07/06/2023 |  | 11/15/2023
Lennox Industries Inc. | Lennox | SL28XCV-024-230A** | SL28XCV-024-230A** | CBA38MV-030-230*+TDR |  | Voluntarily Certified | Single-split-system air condit | False | False | 21800 |  | 25.4 | 13.4 |  |  | False | 30 | 30 | 16.3 | 0 | Blower Coil System | True | Conventional | 07/06/2023 |  | 11/15/2023
Lennox Industries Inc. | Lennox | SL28XCV-036-230A** | SL28XCV-036-230A** | CBA38MV-036-230*+TDR |  | Voluntarily Certified | Single-split-system air condit | False | False | 34200 |  | 22.8 | 13.4 |  |  | False | 30 | 30 | 14 | 0 | Blower Coil System | True | Conventional | 07/06/2023 |  | 11/15/2023
Lennox Industries Inc. | Lennox | SL28XCV-048-230A** | SL28XCV-048-230A** | CBA38MV-048-230*+TDR |  | Voluntarily Certified | Single-split-system air condit | False | False | 45500 |  | 22.2 | 13.4 |  |  | False | 30 | 30 | 13.75 | 0 | Blower Coil System | True | Conventional | 07/06/2023 |  | 11/15/2023
Lennox Industries Inc. | Lennox | SL28XCV-060-230A** | SL28XCV-060-230A** | CBA38MV-048-230*+TDR |  | Voluntarily Certified | Single-split-system air condit | False | False | 54000 |  | 21.2 | 13.4 |  |  | False | 30 | 30 | 12.4 | 0 | Blower Coil System | True | Conventional | 07/06/2023 |  | 11/15/2023
Lennox Industries Inc. | Lennox | XC20-024-230A** | XC20-024-230A** | CBA38MV-018/024-230*+TDR |  | Voluntarily Certified | Single-split-system air condit | False | False | 23400 |  | 19.6 | 13.4 |  |  | False | 30 | 30 | 13 | 0 | Blower Coil System | True | Conventional | 07/06/2023 |  | 11/15/2023
Lennox Industries Inc. | Lennox | XC20-048-230A** | XC20-048-230A** | CBA38MV-048-230*+TDR |  | Voluntarily Certified | Single-split-system air condit | False | False | 44000 |  | 19.2 | 13.4 |  |  | False | 30 | 30 | 12 | 0 | Blower Coil System | True | Conventional | 07/06/2023 |  | 11/15/2023
Lennox Industries Inc. | Lennox | XC20-060-230A** | XC20-060-230A** | CBA38MV-060-230*+TDR |  | Voluntarily Certified | Single-split-system air condit | False | False | 53000 |  | 18.4 | 13.4 |  |  | False | 30 | 30 | 12 | 0 | Blower Coil System | True | Conventional | 07/06/2023 |  | 11/15/2023
Lennox Industries Inc. | Lennox | XC21-024-230A** | XC21-024-230A** | CX38-31B-**+TDR |  | Voluntarily Certified | Single-split-system air condit | False | False | 23000 |  | 15.4 | 13.4 |  |  | False | 30 | 30 | 12.2 | 0 | Coil-Only System | False | Conventional | 07/06/2023 |  | 11/15/2023
Lennox Industries Inc. | Allied Commercial | ZCB036S4***P | ZCB036S4***P |  |  | Voluntarily Certified | Single-package air conditioner | False | False | 34400 |  | 13.4 | 13.4 |  |  | False | 30 | 30 | 10.6 | 0 |  | False | Conventional | 07/06/2023 |  | 11/15/2023
Lennox Industries Inc. | Lennox | ZCB036S4***P | ZCB036S4***P |  |  | Voluntarily Certified | Single-package air conditioner | False | False | 34400 |  | 13.4 | 13.4 |  |  | False | 30 | 30 | 10.6 | 0 |  | False | Conventional | 07/06/2023 |  | 11/15/2023
Lennox Industries Inc. | Allied Commercial | ZCB048S4***P | ZCB048S4***P |  |  | Voluntarily Certified | Single-package air conditioner | False | False | 45000 |  | 13.4 | 13.4 |  |  | False | 30 | 30 | 10.6 | 0 |  | False | Conventional | 07/06/2023 |  | 11/15/2023
Lennox Industries Inc. | Lennox | ZCB048S4***P | ZCB048S4***P |  |  | Voluntarily Certified | Single-package air conditioner | False | False | 45000 |  | 13.4 | 13.4 |  |  | False | 30 | 30 | 10.6 | 0 |  | False | Conventional | 07/06/2023 |  | 11/15/2023
Lennox Industries Inc. | Allied Commercial | ZCB060S4***P | ZCB060S4***P |  |  | Voluntarily Certified | Single-package air conditioner | False | False | 56500 |  | 13.4 | 13.4 |  |  | False | 30 | 30 | 10.6 | 0 |  | False | Conventional | 07/06/2023 |  | 11/15/2023
Lennox Industries Inc. | Lennox | ZCB060S4***P | ZCB060S4***P |  |  | Voluntarily Certified | Single-package air conditioner | False | False | 56500 |  | 13.4 | 13.4 |  |  | False | 30 | 30 | 10.6 | 0 |  | False | Conventional | 07/06/2023 |  | 11/15/2023
Lennox Industries Inc. | Allied Commercial | ZGB036S4***P | ZGB036S4***P |  |  | Voluntarily Certified | Single-package air conditioner | False | False | 34400 |  | 13.4 | 13.4 |  |  | False | 30 | 30 | 10.6 | 0 |  | False | Conventional | 07/06/2023 |  | 11/15/2023
Lennox Industries Inc. | Lennox | ZGB036S4***P | ZGB036S4***P |  |  | Voluntarily Certified | Single-package air conditioner | False | False | 34400 |  | 13.4 | 13.4 |  |  | False | 30 | 30 | 10.6 | 0 |  | False | Conventional | 07/06/2023 |  | 11/15/2023
Lennox Industries Inc. | Allied Commercial | ZGB048S4***P | ZGB048S4***P |  |  | Voluntarily Certified | Single-package air conditioner | False | False | 45000 |  | 13.4 | 13.4 |  |  | False | 30 | 30 | 10.6 | 0 |  | False | Conventional | 07/06/2023 |  | 11/15/2023
Lennox Industries Inc. | Lennox | ZGB048S4***P | ZGB048S4***P |  |  | Voluntarily Certified | Single-package air conditioner | False | False | 45000 |  | 13.4 | 13.4 |  |  | False | 30 | 30 | 10.6 | 0 |  | False | Conventional | 07/06/2023 |  | 11/15/2023
Lennox Industries Inc. | Allied Commercial | ZGB060S4***P | ZGB060S4***P |  |  | Voluntarily Certified | Single-package air conditioner | False | False | 56500 |  | 13.4 | 13.4 |  |  | False | 30 | 30 | 10.6 | 0 |  | False | Conventional | 07/06/2023 |  | 11/15/2023
Lennox Industries Inc. | Lennox | ZGB060S4***P | ZGB060S4***P |  |  | Voluntarily Certified | Single-package air conditioner | False | False | 56500 |  | 13.4 | 13.4 |  |  | False | 30 | 30 | 10.6 | 0 |  | False | Conventional | 07/06/2023 |  | 11/15/2023
First Co. | First Co. | 12WCX14 | 12WCX14 | USH3090AV+TDR |  | Voluntarily Certified | Single-split space-constrained | False | False | 11500 |  | 11.7 | 11.7 |  |  | True | 10 | 30 | 10.3 | 0 | Coil-Only System | False | Space Constrained | 07/06/2023 |  | 11/15/2023
First Co. | First Co. | 12WHSC | 12WHSC | USH3090AV+TDR |  | Voluntarily Certified | Single-split space-constrained | False | False | 11300 |  | 11.7 | 11.7 |  |  | True | 10 | 30 | 10 | 0 | Coil-Only System | False | Space Constrained | 07/06/2023 |  | 11/15/2023
First Co. | First Co. | 18WCX12-AB | 18WCX12-AB | USH4220AV+TDR |  | Voluntarily Certified | Single-split space-constrained | False | False | 17300 |  | 11.7 | 11.7 |  |  | True | 10 | 30 | 10.3 | 0 | Coil-Only System | False | Space Constrained | 07/06/2023 |  | 11/15/2023
First Co. | First Co. | 18WCX12-BB | 18WCX12-BB | USH4220AV+TDR |  | Voluntarily Certified | Single-split space-constrained | False | False | 17000 |  | 11.7 | 11.7 |  |  | True | 10 | 30 | 10.2 | 0 | Coil-Only System | False | Space Constrained | 07/06/2023 |  | 11/15/2023
First Co. | First Co. | 18WCX14 | 18WCX14 | USH3108AV+TDR |  | Voluntarily Certified | Single-split space-constrained | False | False | 17000 |  | 11.7 | 11.7 |  |  | True | 10 | 30 | 10.3 | 0 | Coil-Only System | False | Space Constrained | 07/06/2023 |  | 11/15/2023
First Co. | First Co. | 18WHSC | 18WHSC | USH3108AV+TDR |  | Voluntarily Certified | Single-split space-constrained | False | False | 18000 |  | 11.7 | 11.7 |  |  | True | 10 | 30 | 10.3 | 0 | Coil-Only System | False | Space Constrained | 07/06/2023 |  | 11/15/2023
First Co. | First Co. | 24WCX12-AB | 24WCX12-AB | USH4220AV+TDR |  | Voluntarily Certified | Single-split space-constrained | False | False | 22800 |  | 11.7 | 11.7 |  |  | True | 10 | 30 | 10.3 | 0 | Coil-Only System | False | Space Constrained | 07/06/2023 |  | 11/15/2023
First Co. | First Co. | 24WCX12-BB | 24WCX12-BB | USH4220AV+TDR |  | Voluntarily Certified | Single-split space-constrained | False | False | 22400 |  | 11.7 | 11.7 |  |  | True | 10 | 30 | 10.2 | 0 | Coil-Only System | False | Space Constrained | 07/06/2023 |  | 11/15/2023
First Co. | First Co. | 24WCX14 | 24WCX14 | USH3119AV+TDR |  | Voluntarily Certified | Single-split space-constrained | False | False | 23600 |  | 11.7 | 11.7 |  |  | True | 10 | 30 | 10.3 | 0 | Coil-Only System | False | Space Constrained | 07/06/2023 |  | 11/15/2023
First Co. | First Co. | 24WHSC | 24WHSC | USH3119AV+TDR |  | Voluntarily Certified | Single-split space-constrained | False | False | 23800 |  | 11.7 | 11.7 |  |  | True | 10 | 30 | 10.2 | 0 | Coil-Only System | False | Space Constrained | 07/06/2023 |  | 11/15/2023
First Co. | First Co. | 30WCXA12-AB | 30WCXA12-AB | USH4220BV+TDR |  | Voluntarily Certified | Single-split space-constrained | False | False | 26800 |  | 11.7 | 11.7 |  |  | True | 10 | 30 | 10.2 | 0 | Coil-Only System | False | Space Constrained | 07/06/2023 |  | 11/15/2023
First Co. | First Co. | 30WCXA12-BB | 30WCXA12-BB | USH4220BV+TDR |  | Voluntarily Certified | Single-split space-constrained | False | False | 26400 |  | 11.7 | 11.7 |  |  | True | 10 | 30 | 10 | 0 | Coil-Only System | False | Space Constrained | 07/06/2023 |  | 11/15/2023
First Co. | First Co. | 30WHSC | 30WHSC | USH4220AV+TDR |  | Voluntarily Certified | Single-split space-constrained | False | False | 26400 |  | 11.7 | 11.7 |  |  | True | 10 | 30 | 10 | 0 | Coil-Only System | False | Space Constrained | 07/06/2023 |  | 11/15/2023
First Co. | First Co. | FPE **N8C09B | FPE **N8C09B |  |  | Voluntarily Certified | Single-package space-constrain | False | False | 9500 |  | 12 | 11.7 |  |  | False | 30 | 30 | 10 | 0 |  | False | Space Constrained | 07/06/2023 |  | 11/15/2023
First Co. | First Co. | FPE **N8C12B | FPE **N8C12B |  |  | Voluntarily Certified | Single-package space-constrain | False | False | 12000 |  | 12 | 11.7 |  |  | False | 30 | 30 | 10 | 0 |  | False | Space Constrained | 07/06/2023 |  | 11/15/2023
First Co. | First Co. | FPE **N8C18B | FPE **N8C18B |  |  | Voluntarily Certified | Single-package space-constrain | False | False | 17500 |  | 13 | 11.7 |  |  | False | 30 | 30 | 11 | 0 |  | False | Space Constrained | 07/06/2023 |  | 11/15/2023
First Co. | First Co. | FPE **N8C24B | FPE **N8C24B |  |  | Voluntarily Certified | Single-package space-constrain | False | False | 22000 |  | 12 | 11.7 |  |  | False | 30 | 30 | 9.5 | 0 |  | False | Space Constrained | 07/06/2023 |  | 11/15/2023
First Co. | First Co. | FPG **N8C09B | FPG **N8C09B |  |  | Voluntarily Certified | Single-package space-constrain | False | False | 9500 |  | 12 | 11.7 |  |  | False | 30 | 30 | 10 | 0 |  | False | Space Constrained | 07/06/2023 |  | 11/15/2023
First Co. | First Co. | FPG **N8C12B | FPG **N8C12B |  |  | Voluntarily Certified | Single-package space-constrain | False | False | 12000 |  | 12 | 11.7 |  |  | False | 30 | 30 | 10 | 0 |  | False | Space Constrained | 07/06/2023 |  | 11/15/2023
First Co. | First Co. | FPG **N8C18B | FPG **N8C18B |  |  | Voluntarily Certified | Single-package space-constrain | False | False | 17500 |  | 13 | 11.7 |  |  | False | 30 | 30 | 11 | 0 |  | False | Space Constrained | 07/06/2023 |  | 11/15/2023
First Co. | First Co. | FPG **N8C24B | FPG **N8C24B |  |  | Voluntarily Certified | Single-package space-constrain | False | False | 22000 |  | 12 | 11.7 |  |  | False | 30 | 30 | 9.5 | 0 |  | False | Space Constrained | 07/06/2023 |  | 11/15/2023
GD Midea Air-Conditioning Equipment Co., Ltd. | AC PRO | AOD30-24CFN1-MW | AOD30-24CFN1-MW | AAC-24HWDN1-MN0 |  | Voluntarily Certified | Single-split-system air condit | False | False | 24000 |  | 17 | 13.4 |  |  | True | 30 | 30 | 11.4 | 0 | Coil-Only System | True | Conventional | 07/06/2023 |  | 11/15/2023
GD Midea Air-Conditioning Equipment Co., Ltd. | AC PRO | AOD30U-30CFN1-M | AOD30U-30CFN1-M | AAC-36HWDN1-MN0 |  | Voluntarily Certified | Single-split-system air condit | False | False | 30000 |  | 15.6 | 13.4 |  |  | True | 30 | 30 | 11.5 | 0 | Coil-Only System | True | Conventional | 07/06/2023 |  | 11/15/2023
GD Midea Air-Conditioning Equipment Co., Ltd. | AC PRO | AOD30U-36CFN1-M | AOD30U-36CFN1-M | AAC-36HWDN1-MN0 |  | Voluntarily Certified | Single-split-system air condit | False | False | 32600 |  | 15.3 | 13.4 |  |  | True | 30 | 30 | 11 | 0 | Coil-Only System | True | Conventional | 07/06/2023 |  | 11/15/2023
GD Midea Air-Conditioning Equipment Co., Ltd. | AC PRO | AOX430U-18CFN1-M | AOX430U-18CFN1-M | AAC-24HWDN1-MN0 |  | Voluntarily Certified | Single-split-system air condit | False | False | 18000 |  | 16.5 | 13.4 |  |  | True | 30 | 30 | 11.7 | 0 | Coil-Only System | True | Conventional | 07/06/2023 |  | 11/15/2023
GD Midea Air-Conditioning Equipment Co., Ltd. | MDV | MOD30-24CFN1-MW | MOD30-24CFN1-MW | MAC-24HWDN1-MN0 |  | Voluntarily Certified | Single-split-system air condit | False | False | 24000 |  | 17 | 13.4 |  |  | True | 30 | 30 | 11.4 | 0 | Coil-Only System | True | Conventional | 07/06/2023 |  | 11/15/2023
GD Midea Air-Conditioning Equipment Co., Ltd. | MDV | MOD30U-30CFN1-M | MOD30U-30CFN1-M | MAC-36HWDN1-MN0 |  | Voluntarily Certified | Single-split-system air condit | False | False | 30000 |  | 15.6 | 13.4 |  |  | True | 30 | 30 | 11.5 | 0 | Coil-Only System | True | Conventional | 07/06/2023 |  | 11/15/2023
GD Midea Air-Conditioning Equipment Co., Ltd. | MDV | MOD30U-36CFN1-M | MOD30U-36CFN1-M | MAC-36HWDN1-MN0 |  | Voluntarily Certified | Single-split-system air condit | False | False | 32600 |  | 15.3 | 13.4 |  |  | True | 30 | 30 | 11 | 0 | Coil-Only System | True | Conventional | 07/06/2023 |  | 11/15/2023
GD Midea Air-Conditioning Equipment Co., Ltd. | MDV | MOE30U-48CFN1-M-[X2] | MOE30U-48CFN1-M-[X2] | MAC-60HWDN1-MN0 |  | Voluntarily Certified | Single-split-system air condit | False | False | 44000 |  | 15.9 | 13.4 |  |  | True | 30 | 30 | 11 | 0 | Coil-Only System | True | Conventional | 07/06/2023 |  | 11/15/2023
GD Midea Air-Conditioning Equipment Co., Ltd. | MDV | MOX430U-18CFN1-M | MOX430U-18CFN1-M | MAC-24HWDN1-MN0 |  | Voluntarily Certified | Single-split-system air condit | False | False | 18000 |  | 16.5 | 13.4 |  |  | True | 30 | 30 | 11.7 | 0 | Coil-Only System | True | Conventional | 07/06/2023 |  | 11/15/2023
Nordyne, LLC | AMERICAN STANDARD | 4YCL4024A1055A | 4YCL4024A1055A |  |  | Voluntarily Certified | Single-package air conditioner | False | False | 23600 |  | 13.4 | 13.4 |  |  | False | 30 | 30 | 10.6 | 0 |  | False | Conventional | 07/06/2023 |  | 11/16/2023
Nordyne, LLC | RunTru | 4YCL4024A1055A | 4YCL4024A1055A |  |  | Voluntarily Certified | Single-package air conditioner | False | False | 23600 |  | 13.4 | 13.4 |  |  | False | 30 | 30 | 10.6 | 0 |  | False | Conventional | 07/06/2023 |  | 11/16/2023
Nordyne, LLC | Trane | 4YCL4024A1055A | 4YCL4024A1055A |  |  | Voluntarily Certified | Single-package air conditioner | False | False | 23600 |  | 13.4 | 13.4 |  |  | False | 30 | 30 | 10.6 | 0 |  | False | Conventional | 07/06/2023 |  | 11/16/2023
Nordyne, LLC | AMERICAN STANDARD | 4YCL4024B1055A | 4YCL4024B1055A |  |  | Voluntarily Certified | Single-package air conditioner | False | False | 24000 |  | 13.4 | 13.4 |  |  | False | 30 | 30 | 10.6 | 0 |  | False | Conventional | 07/06/2023 |  | 11/16/2023
Nordyne, LLC | RunTru | 4YCL4024B1055A | 4YCL4024B1055A |  |  | Voluntarily Certified | Single-package air conditioner | False | False | 24000 |  | 13.4 | 13.4 |  |  | False | 30 | 30 | 10.6 | 0 |  | False | Conventional | 07/06/2023 |  | 11/16/2023
Nordyne, LLC | AMERICAN STANDARD | 4YCL4030A1070A | 4YCL4030A1070A |  |  | Voluntarily Certified | Single-package air conditioner | False | False | 29000 |  | 13.4 | 13.4 |  |  | False | 30 | 30 | 10.6 | 0 |  | False | Conventional | 07/06/2023 |  | 11/16/2023
Nordyne, LLC | RunTru | 4YCL4030A1070A | 4YCL4030A1070A |  |  | Voluntarily Certified | Single-package air conditioner | False | False | 29000 |  | 13.4 | 13.4 |  |  | False | 30 | 30 | 10.6 | 0 |  | False | Conventional | 07/06/2023 |  | 11/16/2023
Nordyne, LLC | Trane | 4YCL4030A1070A | 4YCL4030A1070A |  |  | Voluntarily Certified | Single-package air conditioner | False | False | 29000 |  | 13.4 | 13.4 |  |  | False | 30 | 30 | 10.6 | 0 |  | False | Conventional | 07/06/2023 |  | 11/16/2023
Nordyne, LLC | AMERICAN STANDARD | 4YCL4030B1070A | 4YCL4030B1070A |  |  | Voluntarily Certified | Single-package air conditioner | False | False | 29400 |  | 13.4 | 13.4 |  |  | False | 30 | 30 | 10.6 | 0 |  | False | Conventional | 07/06/2023 |  | 11/16/2023
Nordyne, LLC | RunTru | 4YCL4030B1070A | 4YCL4030B1070A |  |  | Voluntarily Certified | Single-package air conditioner | False | False | 29400 |  | 13.4 | 13.4 |  |  | False | 30 | 30 | 10.6 | 0 |  | False | Conventional | 07/06/2023 |  | 11/16/2023
Nordyne, LLC | AMERICAN STANDARD | 4YCL4036A1070A | 4YCL4036A1070A |  |  | Voluntarily Certified | Single-package air conditioner | False | False | 35200 |  | 13.4 | 13.4 |  |  | False | 30 | 30 | 10.6 | 0 |  | False | Conventional | 07/06/2023 |  | 11/16/2023
Nordyne, LLC | RunTru | 4YCL4036A1070A | 4YCL4036A1070A |  |  | Voluntarily Certified | Single-package air conditioner | False | False | 35200 |  | 13.4 | 13.4 |  |  | False | 30 | 30 | 10.6 | 0 |  | False | Conventional | 07/06/2023 |  | 11/16/2023
Nordyne, LLC | Trane | 4YCL4036A1070A | 4YCL4036A1070A |  |  | Voluntarily Certified | Single-package air conditioner | False | False | 35200 |  | 13.4 | 13.4 |  |  | False | 30 | 30 | 10.6 | 0 |  | False | Conventional | 07/06/2023 |  | 11/16/2023
Nordyne, LLC | AMERICAN STANDARD | 4YCL4036B1070A | 4YCL4036B1070A |  |  | Voluntarily Certified | Single-package air conditioner | False | False | 35200 |  | 13.4 | 13.4 |  |  | False | 30 | 30 | 10.6 | 0 |  | False | Conventional | 07/06/2023 |  | 11/16/2023
Nordyne, LLC | RunTru | 4YCL4036B1070A | 4YCL4036B1070A |  |  | Voluntarily Certified | Single-package air conditioner | False | False | 35200 |  | 13.4 | 13.4 |  |  | False | 30 | 30 | 10.6 | 0 |  | False | Conventional | 07/06/2023 |  | 11/16/2023
Nordyne, LLC | AMERICAN STANDARD | 4YCL4042B1100A | 4YCL4042B1100A |  |  | Voluntarily Certified | Single-package air conditioner | False | False | 40000 |  | 13.4 | 13.4 |  |  | False | 30 | 30 | 10.6 | 0 |  | False | Conventional | 07/06/2023 |  | 11/16/2023
Nordyne, LLC | RunTru | 4YCL4042B1100A | 4YCL4042B1100A |  |  | Voluntarily Certified | Single-package air conditioner | False | False | 40000 |  | 13.4 | 13.4 |  |  | False | 30 | 30 | 10.6 | 0 |  | False | Conventional | 07/06/2023 |  | 11/16/2023
Nordyne, LLC | AMERICAN STANDARD | 4YCL4048B1100A | 4YCL4048B1100A |  |  | Voluntarily Certified | Single-package air conditioner | False | False | 47500 |  | 13.4 | 13.4 |  |  | False | 30 | 30 | 10.6 | 0 |  | False | Conventional | 07/06/2023 |  | 11/16/2023
Nordyne, LLC | RunTru | 4YCL4048B1100A | 4YCL4048B1100A |  |  | Voluntarily Certified | Single-package air conditioner | False | False | 47500 |  | 13.4 | 13.4 |  |  | False | 30 | 30 | 10.6 | 0 |  | False | Conventional | 07/06/2023 |  | 11/16/2023
Nordyne, LLC | AMERICAN STANDARD | 4YCL4060B1100A | 4YCL4060B1100A |  |  | Voluntarily Certified | Single-package air conditioner | False | False | 59000 |  | 13.4 | 13.4 |  |  | False | 30 | 30 | 10.6 | 0 |  | False | Conventional | 07/06/2023 |  | 11/16/2023
Nordyne, LLC | RunTru | 4YCL4060B1100A | 4YCL4060B1100A |  |  | Voluntarily Certified | Single-package air conditioner | False | False | 59000 |  | 13.4 | 13.4 |  |  | False | 30 | 30 | 10.6 | 0 |  | False | Conventional | 07/06/2023 |  | 11/16/2023
Nordyne, LLC | Maytag | CSA3BE4M1SN18K | CSA3BE4M1SN18K | C74B(A,H)MX24C-A |  | Voluntarily Certified | Single-split-system air condit | False | False | 18000 |  | 14.3 | 13.4 |  |  | False | 30 | 30 | 11.7 | 0 | Coil-Only System | False | Conventional | 07/06/2023 |  | 11/16/2023
Nordyne, LLC | Maytag | CSA3BE4M1SN24K | CSA3BE4M1SN24K | C74B(A,H)MX24C-A |  | Voluntarily Certified | Single-split-system air condit | False | False | 23600 |  | 14.3 | 13.4 |  |  | False | 30 | 30 | 11.7 | 0 | Coil-Only System | False | Conventional | 07/06/2023 |  | 11/16/2023
Nordyne, LLC | Maytag | CSA3BE4M1SN30K | CSA3BE4M1SN30K | C74B(A,H)MX30C-A |  | Voluntarily Certified | Single-split-system air condit | False | False | 28600 |  | 14.3 | 13.4 |  |  | False | 30 | 30 | 11.7 | 0 | Coil-Only System | False | Conventional | 07/06/2023 |  | 11/16/2023
Nordyne, LLC | Maytag | CSA3BE4M1SN36K | CSA3BE4M1SN36K | C74B(A,H)MX36C-B |  | Voluntarily Certified | Single-split-system air condit | False | False | 34800 |  | 14.3 | 13.4 |  |  | False | 30 | 30 | 11.7 | 0 | Coil-Only System | False | Conventional | 07/06/2023 |  | 11/16/2023
Nordyne, LLC | Maytag | CSA3BE4M1SN42K | CSA3BE4M1SN42K | C74B(A,H)MX42C-C |  | Voluntarily Certified | Single-split-system air condit | False | False | 40500 |  | 14.3 | 13.4 |  |  | False | 30 | 30 | 11.7 | 0 | Coil-Only System | False | Conventional | 07/06/2023 |  | 11/16/2023
Nordyne, LLC | Maytag | CSA3BE4M1SN48K | CSA3BE4M1SN48K | C74B(A,H)MX48C-C |  | Voluntarily Certified | Single-split-system air condit | False | False | 45000 |  | 13.8 | 13.4 |  |  | False | 30 | 30 | 11.2 | 0 | Coil-Only System | False | Conventional | 07/06/2023 |  | 11/16/2023
Nordyne, LLC | Maytag | CSA3BE4M2SN60K | CSA3BE4M2SN60K | C74B(A,H)MX60C-C |  | Voluntarily Certified | Single-split-system air condit | False | False | 55000 |  | 13.8 | 13.4 |  |  | False | 30 | 30 | 11.2 | 0 | Coil-Only System | False | Conventional | 07/06/2023 |  | 11/16/2023
Nordyne, LLC | Maytag | CSA3BE4M2SN60KA | CSA3BE4M2SN60KA | C74B(A,H)MX60C-C |  | Voluntarily Certified | Single-split-system air condit | False | False | 56000 |  | 13.8 | 13.4 |  |  | False | 30 | 30 | 11.2 | 0 | Coil-Only System | False | Conventional | 07/06/2023 |  | 11/16/2023
Nordyne, LLC | Maytag | CSA3BF4M2SN24K | CSA3BF4M2SN24K | C74B(A,H)MX36C-B |  | Voluntarily Certified | Single-split-system air condit | False | False | 23400 |  | 14.3 | 13.4 |  |  | False | 30 | 30 | 11.7 | 0 | Coil-Only System | False | Conventional | 07/06/2023 |  | 11/16/2023
Nordyne, LLC | Maytag | CSA3BF4M2SN36K | CSA3BF4M2SN36K | C74B(A,H)MX36C-B |  | Voluntarily Certified | Single-split-system air condit | False | False | 35000 |  | 14.3 | 13.4 |  |  | False | 30 | 30 | 11.7 | 0 | Coil-Only System | False | Conventional | 07/06/2023 |  | 11/16/2023
Nordyne, LLC | Maytag | CSA3BF4M2SN48K | CSA3BF4M2SN48K | C74B(A,H)MX48C-C |  | Voluntarily Certified | Single-split-system air condit | False | False | 47000 |  | 14.3 | 13.4 |  |  | False | 30 | 30 | 11.7 | 0 | Coil-Only System | False | Conventional | 07/06/2023 |  | 11/16/2023
Nordyne, LLC | Maytag | CSA3BF4M2SN60K | CSA3BF4M2SN60K | C74B(A,H)MX60C-C |  | Voluntarily Certified | Single-split-system air condit | False | False | 55000 |  | 14.3 | 13.4 |  |  | False | 30 | 30 | 11.7 | 0 | Coil-Only System | False | Conventional | 07/06/2023 |  | 11/16/2023
Nordyne, LLC | AC PRO | FSA1BG4MVRN24KP | FSA1BG4MVRN24KP | C74B(A,H)MX24C-B | FG7T(*)-V(*)B(*) | Voluntarily Certified | Single-split-system air condit | False | False | 23000 |  | 19 | 13.4 |  |  | False | 30 | 30 | 12 | 0 | Blower Coil System | True | Conventional | 07/06/2023 |  | 11/16/2023
Nordyne, LLC | AireForce | FSA1BG4MVRN24KP | FSA1BG4MVRN24KP | C74B(A,H)MX24C-B | FG7T(*)-V(*)B(*) | Voluntarily Certified | Single-split-system air condit | False | False | 23000 |  | 19 | 13.4 |  |  | False | 30 | 30 | 12 | 0 | Blower Coil System | True | Conventional | 07/06/2023 |  | 11/16/2023
Nordyne, LLC | Broan | FSA1BG4MVRN24KP | FSA1BG4MVRN24KP | C74B(A,H)MX24C-B | FG7T(*)-V(*)B(*) | Voluntarily Certified | Single-split-system air condit | False | False | 23000 |  | 19 | 13.4 |  |  | False | 30 | 30 | 12 | 0 | Blower Coil System | True | Conventional | 07/06/2023 |  | 11/16/2023
Nordyne, LLC | Frigidaire | FSA1BG4MVRN24KP | FSA1BG4MVRN24KP | C74B(A,H)MX24C-B | FG7T(*)-V(*)B(*) | Voluntarily Certified | Single-split-system air condit | False | False | 23000 |  | 19 | 13.4 |  |  | False | 30 | 30 | 12 | 0 | Blower Coil System | True | Conventional | 07/06/2023 |  | 11/16/2023
Nordyne, LLC | Moss Mechanical | FSA1BG4MVRN24KP | FSA1BG4MVRN24KP | C74B(A,H)MX24C-B | FG7T(*)-V(*)B(*) | Voluntarily Certified | Single-split-system air condit | False | False | 23000 |  | 19 | 13.4 |  |  | False | 30 | 30 | 12 | 0 | Blower Coil System | True | Conventional | 07/06/2023 |  | 11/16/2023
Nordyne, LLC | AC PRO | FSA1BG4MVRN36KP | FSA1BG4MVRN36KP | C74B(A,H)MX36C-B | FG7T(*)-V(*)B(*) | Voluntarily Certified | Single-split-system air condit | False | False | 34400 |  | 19 | 13.4 |  |  | False | 30 | 30 | 11.5 | 0 | Blower Coil System | True | Conventional | 07/06/2023 |  | 11/16/2023
Nordyne, LLC | AireForce | FSA1BG4MVRN36KP | FSA1BG4MVRN36KP | C74B(A,H)MX36C-B | FG7T(*)-V(*)B(*) | Voluntarily Certified | Single-split-system air condit | False | False | 34400 |  | 19 | 13.4 |  |  | False | 30 | 30 | 11.5 | 0 | Blower Coil System | True | Conventional | 07/06/2023 |  | 11/16/2023
Nordyne, LLC | Broan | FSA1BG4MVRN36KP | FSA1BG4MVRN36KP | C74B(A,H)MX36C-B | FG7T(*)-V(*)B(*) | Voluntarily Certified | Single-split-system air condit | False | False | 34400 |  | 19 | 13.4 |  |  | False | 30 | 30 | 11.5 | 0 | Blower Coil System | True | Conventional | 07/06/2023 |  | 11/16/2023
Nordyne, LLC | Frigidaire | FSA1BG4MVRN36KP | FSA1BG4MVRN36KP | C74B(A,H)MX36C-B | FG7T(*)-V(*)B(*) | Voluntarily Certified | Single-split-system air condit | False | False | 34400 |  | 19 | 13.4 |  |  | False | 30 | 30 | 11.5 | 0 | Blower Coil System | True | Conventional | 07/06/2023 |  | 11/16/2023
Nordyne, LLC | Moss Mechanical | FSA1BG4MVRN36KP | FSA1BG4MVRN36KP | C74B(A,H)MX36C-B | FG7T(*)-V(*)B(*) | Voluntarily Certified | Single-split-system air condit | False | False | 34400 |  | 19 | 13.4 |  |  | False | 30 | 30 | 11.5 | 0 | Blower Coil System | True | Conventional | 07/06/2023 |  | 11/16/2023
Nordyne, LLC | AC PRO | FSA1BG4MVRN48KP | FSA1BG4MVRN48KP | C74B(A,H)MX48C-C | FG7T(*)-V(*)C(*) | Voluntarily Certified | Single-split-system air condit | False | False | 44000 |  | 18 | 13.4 |  |  | False | 30 | 30 | 11.5 | 0 | Blower Coil System | True | Conventional | 07/06/2023 |  | 11/16/2023
Nordyne, LLC | AireForce | FSA1BG4MVRN48KP | FSA1BG4MVRN48KP | C74B(A,H)MX48C-C | FG7T(*)-V(*)C(*) | Voluntarily Certified | Single-split-system air condit | False | False | 44000 |  | 18 | 13.4 |  |  | False | 30 | 30 | 11.5 | 0 | Blower Coil System | True | Conventional | 07/06/2023 |  | 11/16/2023
Nordyne, LLC | Broan | FSA1BG4MVRN48KP | FSA1BG4MVRN48KP | C74B(A,H)MX48C-C | FG7T(*)-V(*)C(*) | Voluntarily Certified | Single-split-system air condit | False | False | 44000 |  | 18 | 13.4 |  |  | False | 30 | 30 | 11.5 | 0 | Blower Coil System | True | Conventional | 07/06/2023 |  | 11/16/2023
Nordyne, LLC | Frigidaire | FSA1BG4MVRN48KP | FSA1BG4MVRN48KP | C74B(A,H)MX48C-C | FG7T(*)-V(*)C(*) | Voluntarily Certified | Single-split-system air condit | False | False | 44000 |  | 18 | 13.4 |  |  | False | 30 | 30 | 11.5 | 0 | Blower Coil System | True | Conventional | 07/06/2023 |  | 11/16/2023
Nordyne, LLC | Moss Mechanical | FSA1BG4MVRN48KP | FSA1BG4MVRN48KP | C74B(A,H)MX48C-C | FG7T(*)-V(*)C(*) | Voluntarily Certified | Single-split-system air condit | False | False | 44000 |  | 18 | 13.4 |  |  | False | 30 | 30 | 11.5 | 0 | Blower Coil System | True | Conventional | 07/06/2023 |  | 11/16/2023
Nordyne, LLC | AC PRO | FSA1BG4MVRN60KP | FSA1BG4MVRN60KP | C74B(A,H)MX60C-C | FG7T(*)-V(*)C(*) | Voluntarily Certified | Single-split-system air condit | False | False | 52000 |  | 18 | 13.4 |  |  | False | 30 | 30 | 11 | 0 | Blower Coil System | True | Conventional | 07/06/2023 |  | 11/16/2023
Nordyne, LLC | AireForce | FSA1BG4MVRN60KP | FSA1BG4MVRN60KP | C74B(A,H)MX60C-C | FG7T(*)-V(*)C(*) | Voluntarily Certified | Single-split-system air condit | False | False | 52000 |  | 18 | 13.4 |  |  | False | 30 | 30 | 11 | 0 | Blower Coil System | True | Conventional | 07/06/2023 |  | 11/16/2023
Nordyne, LLC | Broan | FSA1BG4MVRN60KP | FSA1BG4MVRN60KP | C74B(A,H)MX60C-C | FG7T(*)-V(*)C(*) | Voluntarily Certified | Single-split-system air condit | False | False | 52000 |  | 18 | 13.4 |  |  | False | 30 | 30 | 11 | 0 | Blower Coil System | True | Conventional | 07/06/2023 |  | 11/16/2023
Nordyne, LLC | Frigidaire | FSA1BG4MVRN60KP | FSA1BG4MVRN60KP | C74B(A,H)MX60C-C | FG7T(*)-V(*)C(*) | Voluntarily Certified | Single-split-system air condit | False | False | 52000 |  | 18 | 13.4 |  |  | False | 30 | 30 | 11 | 0 | Blower Coil System | True | Conventional | 07/06/2023 |  | 11/16/2023
Nordyne, LLC | Moss Mechanical | FSA1BG4MVRN60KP | FSA1BG4MVRN60KP | C74B(A,H)MX60C-C | FG7T(*)-V(*)C(*) | Voluntarily Certified | Single-split-system air condit | False | False | 52000 |  | 18 | 13.4 |  |  | False | 30 | 30 | 11 | 0 | Blower Coil System | True | Conventional | 07/06/2023 |  | 11/16/2023
Nordyne, LLC | AC PRO | FSA3BE4M1SN18K | FSA3BE4M1SN18K | C74B(A,H)MX24C-A |  | Voluntarily Certified | Single-split-system air condit | False | False | 18000 |  | 14.3 | 13.4 |  |  | False | 30 | 30 | 11.7 | 0 | Coil-Only System | False | Conventional | 07/06/2023 |  | 11/16/2023
Nordyne, LLC | Broan | FSA3BE4M1SN18K | FSA3BE4M1SN18K | C74B(A,H)MX24C-A |  | Voluntarily Certified | Single-split-system air condit | False | False | 18000 |  | 14.3 | 13.4 |  |  | False | 30 | 30 | 11.7 | 0 | Coil-Only System | False | Conventional | 07/06/2023 |  | 11/16/2023
Nordyne, LLC | Frigidaire | FSA3BE4M1SN18K | FSA3BE4M1SN18K | C74B(A,H)MX24C-A |  | Voluntarily Certified | Single-split-system air condit | False | False | 18000 |  | 14.3 | 13.4 |  |  | False | 30 | 30 | 11.7 | 0 | Coil-Only System | False | Conventional | 07/06/2023 |  | 11/16/2023
Nordyne, LLC | Moss Mechanical | FSA3BE4M1SN18K | FSA3BE4M1SN18K | C74B(A,H)MX24C-A |  | Voluntarily Certified | Single-split-system air condit | False | False | 18000 |  | 14.3 | 13.4 |  |  | False | 30 | 30 | 11.7 | 0 | Coil-Only System | False | Conventional | 07/06/2023 |  | 11/16/2023
Nordyne, LLC | ONYX | FSA3BE4M1SN18K | FSA3BE4M1SN18K | C74B(A,H)MX24C-A |  | Voluntarily Certified | Single-split-system air condit | False | False | 18000 |  | 14.3 | 13.4 |  |  | False | 30 | 30 | 11.7 | 0 | Coil-Only System | False | Conventional | 07/06/2023 |  | 11/16/2023
Nordyne, LLC | AC PRO | FSA3BE4M1SN24K | FSA3BE4M1SN24K | C74B(A,H)MX24C-A |  | Voluntarily Certified | Single-split-system air condit | False | False | 23600 |  | 14.3 | 13.4 |  |  | False | 30 | 30 | 11.7 | 0 | Coil-Only System | False | Conventional | 07/06/2023 |  | 11/16/2023
Nordyne, LLC | Broan | FSA3BE4M1SN24K | FSA3BE4M1SN24K | C74B(A,H)MX24C-A |  | Voluntarily Certified | Single-split-system air condit | False | False | 23600 |  | 14.3 | 13.4 |  |  | False | 30 | 30 | 11.7 | 0 | Coil-Only System | False | Conventional | 07/06/2023 |  | 11/16/2023
Nordyne, LLC | Frigidaire | FSA3BE4M1SN24K | FSA3BE4M1SN24K | C74B(A,H)MX24C-A |  | Voluntarily Certified | Single-split-system air condit | False | False | 23600 |  | 14.3 | 13.4 |  |  | False | 30 | 30 | 11.7 | 0 | Coil-Only System | False | Conventional | 07/06/2023 |  | 11/16/2023
Nordyne, LLC | Moss Mechanical | FSA3BE4M1SN24K | FSA3BE4M1SN24K | C74B(A,H)MX24C-A |  | Voluntarily Certified | Single-split-system air condit | False | False | 23600 |  | 14.3 | 13.4 |  |  | False | 30 | 30 | 11.7 | 0 | Coil-Only System | False | Conventional | 07/06/2023 |  | 11/16/2023
Nordyne, LLC | ONYX | FSA3BE4M1SN24K | FSA3BE4M1SN24K | C74B(A,H)MX24C-A |  | Voluntarily Certified | Single-split-system air condit | False | False | 23600 |  | 14.3 | 13.4 |  |  | False | 30 | 30 | 11.7 | 0 | Coil-Only System | False | Conventional | 07/06/2023 |  | 11/16/2023
Nordyne, LLC | AC PRO | FSA3BE4M1SN30K | FSA3BE4M1SN30K | C74B(A,H)MX30C-A |  | Voluntarily Certified | Single-split-system air condit | False | False | 28600 |  | 14.3 | 13.4 |  |  | False | 30 | 30 | 11.7 | 0 | Coil-Only System | False | Conventional | 07/06/2023 |  | 11/16/2023
Nordyne, LLC | Broan | FSA3BE4M1SN30K | FSA3BE4M1SN30K | C74B(A,H)MX30C-A |  | Voluntarily Certified | Single-split-system air condit | False | False | 28600 |  | 14.3 | 13.4 |  |  | False | 30 | 30 | 11.7 | 0 | Coil-Only System | False | Conventional | 07/06/2023 |  | 11/16/2023
Nordyne, LLC | Frigidaire | FSA3BE4M1SN30K | FSA3BE4M1SN30K | C74B(A,H)MX30C-A |  | Voluntarily Certified | Single-split-system air condit | False | False | 28600 |  | 14.3 | 13.4 |  |  | False | 30 | 30 | 11.7 | 0 | Coil-Only System | False | Conventional | 07/06/2023 |  | 11/16/2023
Nordyne, LLC | Moss Mechanical | FSA3BE4M1SN30K | FSA3BE4M1SN30K | C74B(A,H)MX30C-A |  | Voluntarily Certified | Single-split-system air condit | False | False | 28600 |  | 14.3 | 13.4 |  |  | False | 30 | 30 | 11.7 | 0 | Coil-Only System | False | Conventional | 07/06/2023 |  | 11/16/2023
Nordyne, LLC | ONYX | FSA3BE4M1SN30K | FSA3BE4M1SN30K | C74B(A,H)MX30C-A |  | Voluntarily Certified | Single-split-system air condit | False | False | 28600 |  | 14.3 | 13.4 |  |  | False | 30 | 30 | 11.7 | 0 | Coil-Only System | False | Conventional | 07/06/2023 |  | 11/16/2023
Nordyne, LLC | AC PRO | FSA3BE4M1SN36K | FSA3BE4M1SN36K | C74B(A,H)MX36C-B |  | Voluntarily Certified | Single-split-system air condit | False | False | 34800 |  | 14.3 | 13.4 |  |  | False | 30 | 30 | 11.7 | 0 | Coil-Only System | False | Conventional | 07/06/2023 |  | 11/16/2023
Nordyne, LLC | Broan | FSA3BE4M1SN36K | FSA3BE4M1SN36K | C74B(A,H)MX36C-B |  | Voluntarily Certified | Single-split-system air condit | False | False | 34800 |  | 14.3 | 13.4 |  |  | False | 30 | 30 | 11.7 | 0 | Coil-Only System | False | Conventional | 07/06/2023 |  | 11/16/2023
Nordyne, LLC | Frigidaire | FSA3BE4M1SN36K | FSA3BE4M1SN36K | C74B(A,H)MX36C-B |  | Voluntarily Certified | Single-split-system air condit | False | False | 34800 |  | 14.3 | 13.4 |  |  | False | 30 | 30 | 11.7 | 0 | Coil-Only System | False | Conventional | 07/06/2023 |  | 11/16/2023
Nordyne, LLC | Moss Mechanical | FSA3BE4M1SN36K | FSA3BE4M1SN36K | C74B(A,H)MX36C-B |  | Voluntarily Certified | Single-split-system air condit | False | False | 34800 |  | 14.3 | 13.4 |  |  | False | 30 | 30 | 11.7 | 0 | Coil-Only System | False | Conventional | 07/06/2023 |  | 11/16/2023
Nordyne, LLC | ONYX | FSA3BE4M1SN36K | FSA3BE4M1SN36K | C74B(A,H)MX36C-B |  | Voluntarily Certified | Single-split-system air condit | False | False | 34800 |  | 14.3 | 13.4 |  |  | False | 30 | 30 | 11.7 | 0 | Coil-Only System | False | Conventional | 07/06/2023 |  | 11/16/2023
Nordyne, LLC | AC PRO | FSA3BE4M1SN42K | FSA3BE4M1SN42K | C74B(A,H)MX42C-C |  | Voluntarily Certified | Single-split-system air condit | False | False | 40500 |  | 14.3 | 13.4 |  |  | False | 30 | 30 | 11.7 | 0 | Coil-Only System | False | Conventional | 07/06/2023 |  | 11/16/2023
Nordyne, LLC | Broan | FSA3BE4M1SN42K | FSA3BE4M1SN42K | C74B(A,H)MX42C-C |  | Voluntarily Certified | Single-split-system air condit | False | False | 40500 |  | 14.3 | 13.4 |  |  | False | 30 | 30 | 11.7 | 0 | Coil-Only System | False | Conventional | 07/06/2023 |  | 11/16/2023
Nordyne, LLC | Frigidaire | FSA3BE4M1SN42K | FSA3BE4M1SN42K | C74B(A,H)MX42C-C |  | Voluntarily Certified | Single-split-system air condit | False | False | 40500 |  | 14.3 | 13.4 |  |  | False | 30 | 30 | 11.7 | 0 | Coil-Only System | False | Conventional | 07/06/2023 |  | 11/16/2023
Nordyne, LLC | Moss Mechanical | FSA3BE4M1SN42K | FSA3BE4M1SN42K | C74B(A,H)MX42C-C |  | Voluntarily Certified | Single-split-system air condit | False | False | 40500 |  | 14.3 | 13.4 |  |  | False | 30 | 30 | 11.7 | 0 | Coil-Only System | False | Conventional | 07/06/2023 |  | 11/16/2023
Nordyne, LLC | ONYX | FSA3BE4M1SN42K | FSA3BE4M1SN42K | C74B(A,H)MX42C-C |  | Voluntarily Certified | Single-split-system air condit | False | False | 40500 |  | 14.3 | 13.4 |  |  | False | 30 | 30 | 11.7 | 0 | Coil-Only System | False | Conventional | 07/06/2023 |  | 11/16/2023
Nordyne, LLC | AC PRO | FSA3BE4M1SN48K | FSA3BE4M1SN48K | C74B(A,H)MX48C-C |  | Voluntarily Certified | Single-split-system air condit | False | False | 45000 |  | 13.8 | 13.4 |  |  | False | 30 | 30 | 11.2 | 0 | Coil-Only System | False | Conventional | 07/06/2023 |  | 11/16/2023
Nordyne, LLC | Broan | FSA3BE4M1SN48K | FSA3BE4M1SN48K | C74B(A,H)MX48C-C |  | Voluntarily Certified | Single-split-system air condit | False | False | 45000 |  | 13.8 | 13.4 |  |  | False | 30 | 30 | 11.2 | 0 | Coil-Only System | False | Conventional | 07/06/2023 |  | 11/16/2023
Nordyne, LLC | Frigidaire | FSA3BE4M1SN48K | FSA3BE4M1SN48K | C74B(A,H)MX48C-C |  | Voluntarily Certified | Single-split-system air condit | False | False | 45000 |  | 13.8 | 13.4 |  |  | False | 30 | 30 | 11.2 | 0 | Coil-Only System | False | Conventional | 07/06/2023 |  | 11/16/2023
Nordyne, LLC | Moss Mechanical | FSA3BE4M1SN48K | FSA3BE4M1SN48K | C74B(A,H)MX48C-C |  | Voluntarily Certified | Single-split-system air condit | False | False | 45000 |  | 13.8 | 13.4 |  |  | False | 30 | 30 | 11.2 | 0 | Coil-Only System | False | Conventional | 07/06/2023 |  | 11/16/2023
Nordyne, LLC | ONYX | FSA3BE4M1SN48K | FSA3BE4M1SN48K | C74B(A,H)MX48C-C |  | Voluntarily Certified | Single-split-system air condit | False | False | 45000 |  | 13.8 | 13.4 |  |  | False | 30 | 30 | 11.2 | 0 | Coil-Only System | False | Conventional | 07/06/2023 |  | 11/16/2023
Nordyne, LLC | AC PRO | FSA3BE4M2SN60K | FSA3BE4M2SN60K | C74B(A,H)MX60C-C |  | Voluntarily Certified | Single-split-system air condit | False | False | 55000 |  | 13.8 | 13.4 |  |  | False | 30 | 30 | 11.2 | 0 | Coil-Only System | False | Conventional | 07/06/2023 |  | 11/16/2023
Nordyne, LLC | Broan | FSA3BE4M2SN60K | FSA3BE4M2SN60K | C74B(A,H)MX60C-C |  | Voluntarily Certified | Single-split-system air condit | False | False | 55000 |  | 13.8 | 13.4 |  |  | False | 30 | 30 | 11.2 | 0 | Coil-Only System | False | Conventional | 07/06/2023 |  | 11/16/2023
Nordyne, LLC | Frigidaire | FSA3BE4M2SN60K | FSA3BE4M2SN60K | C74B(A,H)MX60C-C |  | Voluntarily Certified | Single-split-system air condit | False | False | 55000 |  | 13.8 | 13.4 |  |  | False | 30 | 30 | 11.2 | 0 | Coil-Only System | False | Conventional | 07/06/2023 |  | 11/16/2023
Nordyne, LLC | Moss Mechanical | FSA3BE4M2SN60K | FSA3BE4M2SN60K | C74B(A,H)MX60C-C |  | Voluntarily Certified | Single-split-system air condit | False | False | 55000 |  | 13.8 | 13.4 |  |  | False | 30 | 30 | 11.2 | 0 | Coil-Only System | False | Conventional | 07/06/2023 |  | 11/16/2023
Nordyne, LLC | ONYX | FSA3BE4M2SN60K | FSA3BE4M2SN60K | C74B(A,H)MX60C-C |  | Voluntarily Certified | Single-split-system air condit | False | False | 55000 |  | 13.8 | 13.4 |  |  | False | 30 | 30 | 11.2 | 0 | Coil-Only System | False | Conventional | 07/06/2023 |  | 11/16/2023
Nordyne, LLC | AC PRO | FSA3BE4M2SN60KA | FSA3BE4M2SN60KA | C74B(A,H)MX60C-C |  | Voluntarily Certified | Single-split-system air condit | False | False | 56000 |  | 13.8 | 13.4 |  |  | False | 30 | 30 | 11.2 | 0 | Coil-Only System | False | Conventional | 07/06/2023 |  | 11/16/2023
Nordyne, LLC | Broan | FSA3BE4M2SN60KA | FSA3BE4M2SN60KA | C74B(A,H)MX60C-C |  | Voluntarily Certified | Single-split-system air condit | False | False | 56000 |  | 13.8 | 13.4 |  |  | False | 30 | 30 | 11.2 | 0 | Coil-Only System | False | Conventional | 07/06/2023 |  | 11/16/2023
Nordyne, LLC | Frigidaire | FSA3BE4M2SN60KA | FSA3BE4M2SN60KA | C74B(A,H)MX60C-C |  | Voluntarily Certified | Single-split-system air condit | False | False | 56000 |  | 13.8 | 13.4 |  |  | False | 30 | 30 | 11.2 | 0 | Coil-Only System | False | Conventional | 07/06/2023 |  | 11/16/2023
Nordyne, LLC | Moss Mechanical | FSA3BE4M2SN60KA | FSA3BE4M2SN60KA | C74B(A,H)MX60C-C |  | Voluntarily Certified | Single-split-system air condit | False | False | 56000 |  | 13.8 | 13.4 |  |  | False | 30 | 30 | 11.2 | 0 | Coil-Only System | False | Conventional | 07/06/2023 |  | 11/16/2023
Nordyne, LLC | AC PRO | FSA3BF4M2SN24K | FSA3BF4M2SN24K | C74B(A,H)MX36C-B |  | Voluntarily Certified | Single-split-system air condit | False | False | 23400 |  | 14.3 | 13.4 |  |  | False | 30 | 30 | 11.7 | 0 | Coil-Only System | False | Conventional | 07/06/2023 |  | 11/16/2023
Nordyne, LLC | AireForce | FSA3BF4M2SN24K | FSA3BF4M2SN24K | C74B(A,H)MX36C-B |  | Voluntarily Certified | Single-split-system air condit | False | False | 23400 |  | 14.3 | 13.4 |  |  | False | 30 | 30 | 11.7 | 0 | Coil-Only System | False | Conventional | 07/06/2023 |  | 11/16/2023
Nordyne, LLC | Broan | FSA3BF4M2SN24K | FSA3BF4M2SN24K | C74B(A,H)MX36C-B |  | Voluntarily Certified | Single-split-system air condit | False | False | 23400 |  | 14.3 | 13.4 |  |  | False | 30 | 30 | 11.7 | 0 | Coil-Only System | False | Conventional | 07/06/2023 |  | 11/16/2023
Nordyne, LLC | Frigidaire | FSA3BF4M2SN24K | FSA3BF4M2SN24K | C74B(A,H)MX36C-B |  | Voluntarily Certified | Single-split-system air condit | False | False | 23400 |  | 14.3 | 13.4 |  |  | False | 30 | 30 | 11.7 | 0 | Coil-Only System | False | Conventional | 07/06/2023 |  | 11/16/2023
Nordyne, LLC | Moss Mechanical | FSA3BF4M2SN24K | FSA3BF4M2SN24K | C74B(A,H)MX36C-B |  | Voluntarily Certified | Single-split-system air condit | False | False | 23400 |  | 14.3 | 13.4 |  |  | False | 30 | 30 | 11.7 | 0 | Coil-Only System | False | Conventional | 07/06/2023 |  | 11/16/2023
Nordyne, LLC | AC PRO | FSA3BF4M2SN36K | FSA3BF4M2SN36K | C74B(A,H)MX36C-B |  | Voluntarily Certified | Single-split-system air condit | False | False | 35000 |  | 14.3 | 13.4 |  |  | False | 30 | 30 | 11.7 | 0 | Coil-Only System | False | Conventional | 07/06/2023 |  | 11/16/2023
Nordyne, LLC | AireForce | FSA3BF4M2SN36K | FSA3BF4M2SN36K | C74B(A,H)MX36C-B |  | Voluntarily Certified | Single-split-system air condit | False | False | 35000 |  | 14.3 | 13.4 |  |  | False | 30 | 30 | 11.7 | 0 | Coil-Only System | False | Conventional | 07/06/2023 |  | 11/16/2023
Nordyne, LLC | Broan | FSA3BF4M2SN36K | FSA3BF4M2SN36K | C74B(A,H)MX36C-B |  | Voluntarily Certified | Single-split-system air condit | False | False | 35000 |  | 14.3 | 13.4 |  |  | False | 30 | 30 | 11.7 | 0 | Coil-Only System | False | Conventional | 07/06/2023 |  | 11/16/2023
Nordyne, LLC | Frigidaire | FSA3BF4M2SN36K | FSA3BF4M2SN36K | C74B(A,H)MX36C-B |  | Voluntarily Certified | Single-split-system air condit | False | False | 35000 |  | 14.3 | 13.4 |  |  | False | 30 | 30 | 11.7 | 0 | Coil-Only System | False | Conventional | 07/06/2023 |  | 11/16/2023
Nordyne, LLC | Moss Mechanical | FSA3BF4M2SN36K | FSA3BF4M2SN36K | C74B(A,H)MX36C-B |  | Voluntarily Certified | Single-split-system air condit | False | False | 35000 |  | 14.3 | 13.4 |  |  | False | 30 | 30 | 11.7 | 0 | Coil-Only System | False | Conventional | 07/06/2023 |  | 11/16/2023
Nordyne, LLC | AC PRO | FSA3BF4M2SN48K | FSA3BF4M2SN48K | C74B(A,H)MX48C-C |  | Voluntarily Certified | Single-split-system air condit | False | False | 47000 |  | 14.3 | 13.4 |  |  | False | 30 | 30 | 11.7 | 0 | Coil-Only System | False | Conventional | 07/06/2023 |  | 11/16/2023
Nordyne, LLC | AireForce | FSA3BF4M2SN48K | FSA3BF4M2SN48K | C74B(A,H)MX48C-C |  | Voluntarily Certified | Single-split-system air condit | False | False | 47000 |  | 14.3 | 13.4 |  |  | False | 30 | 30 | 11.7 | 0 | Coil-Only System | False | Conventional | 07/06/2023 |  | 11/16/2023
Nordyne, LLC | Broan | FSA3BF4M2SN48K | FSA3BF4M2SN48K | C74B(A,H)MX48C-C |  | Voluntarily Certified | Single-split-system air condit | False | False | 47000 |  | 14.3 | 13.4 |  |  | False | 30 | 30 | 11.7 | 0 | Coil-Only System | False | Conventional | 07/06/2023 |  | 11/16/2023
Nordyne, LLC | Frigidaire | FSA3BF4M2SN48K | FSA3BF4M2SN48K | C74B(A,H)MX48C-C |  | Voluntarily Certified | Single-split-system air condit | False | False | 47000 |  | 14.3 | 13.4 |  |  | False | 30 | 30 | 11.7 | 0 | Coil-Only System | False | Conventional | 07/06/2023 |  | 11/16/2023
Nordyne, LLC | Moss Mechanical | FSA3BF4M2SN48K | FSA3BF4M2SN48K | C74B(A,H)MX48C-C |  | Voluntarily Certified | Single-split-system air condit | False | False | 47000 |  | 14.3 | 13.4 |  |  | False | 30 | 30 | 11.7 | 0 | Coil-Only System | False | Conventional | 07/06/2023 |  | 11/16/2023
Nordyne, LLC | AC PRO | FSA3BF4M2SN60K | FSA3BF4M2SN60K | C74B(A,H)MX60C-C |  | Voluntarily Certified | Single-split-system air condit | False | False | 55000 |  | 14.3 | 13.4 |  |  | False | 30 | 30 | 11.7 | 0 | Coil-Only System | False | Conventional | 07/06/2023 |  | 11/16/2023
Nordyne, LLC | AireForce | FSA3BF4M2SN60K | FSA3BF4M2SN60K | C74B(A,H)MX60C-C |  | Voluntarily Certified | Single-split-system air condit | False | False | 55000 |  | 14.3 | 13.4 |  |  | False | 30 | 30 | 11.7 | 0 | Coil-Only System | False | Conventional | 07/06/2023 |  | 11/16/2023
Nordyne, LLC | Broan | FSA3BF4M2SN60K | FSA3BF4M2SN60K | C74B(A,H)MX60C-C |  | Voluntarily Certified | Single-split-system air condit | False | False | 55000 |  | 14.3 | 13.4 |  |  | False | 30 | 30 | 11.7 | 0 | Coil-Only System | False | Conventional | 07/06/2023 |  | 11/16/2023
Nordyne, LLC | Frigidaire | FSA3BF4M2SN60K | FSA3BF4M2SN60K | C74B(A,H)MX60C-C |  | Voluntarily Certified | Single-split-system air condit | False | False | 55000 |  | 14.3 | 13.4 |  |  | False | 30 | 30 | 11.7 | 0 | Coil-Only System | False | Conventional | 07/06/2023 |  | 11/16/2023
Nordyne, LLC | Moss Mechanical | FSA3BF4M2SN60K | FSA3BF4M2SN60K | C74B(A,H)MX60C-C |  | Voluntarily Certified | Single-split-system air condit | False | False | 55000 |  | 14.3 | 13.4 |  |  | False | 30 | 30 | 11.7 | 0 | Coil-Only System | False | Conventional | 07/06/2023 |  | 11/16/2023
Nordyne, LLC | Intertherm | GSA3ME4M1RN24K | GSA3ME4M1RN24K | C84DAMX24U-B |  | Voluntarily Certified | Single-split-system air condit | False | False | 23400 |  | 14.3 | 13.4 |  |  | False | 30 | 30 | 11.7 | 0 | Coil-Only System | False | Mobile Home | 07/06/2023 |  | 11/16/2023
Nordyne, LLC | Miller | GSA3ME4M1RN24K | GSA3ME4M1RN24K | C84DAMX24U-B |  | Voluntarily Certified | Single-split-system air condit | False | False | 23400 |  | 14.3 | 13.4 |  |  | False | 30 | 30 | 11.7 | 0 | Coil-Only System | False | Mobile Home | 07/06/2023 |  | 11/16/2023
Nordyne, LLC | Intertherm | GSA3ME4M1RN30K | GSA3ME4M1RN30K | C84DAMX30U-B |  | Voluntarily Certified | Single-split-system air condit | False | False | 28400 |  | 14.3 | 13.4 |  |  | False | 30 | 30 | 11.7 | 0 | Coil-Only System | False | Mobile Home | 07/06/2023 |  | 11/16/2023
Nordyne, LLC | Miller | GSA3ME4M1RN30K | GSA3ME4M1RN30K | C84DAMX30U-B |  | Voluntarily Certified | Single-split-system air condit | False | False | 28400 |  | 14.3 | 13.4 |  |  | False | 30 | 30 | 11.7 | 0 | Coil-Only System | False | Mobile Home | 07/06/2023 |  | 11/16/2023
Nordyne, LLC | Intertherm | GSA3ME4M1SN36K | GSA3ME4M1SN36K | C84DAMX36U-B |  | Voluntarily Certified | Single-split-system air condit | False | False | 35000 |  | 14.3 | 13.4 |  |  | False | 30 | 30 | 11.7 | 0 | Coil-Only System | False | Mobile Home | 07/06/2023 |  | 11/16/2023
Nordyne, LLC | Miller | GSA3ME4M1SN36K | GSA3ME4M1SN36K | C84DAMX36U-B |  | Voluntarily Certified | Single-split-system air condit | False | False | 35000 |  | 14.3 | 13.4 |  |  | False | 30 | 30 | 11.7 | 0 | Coil-Only System | False | Mobile Home | 07/06/2023 |  | 11/16/2023
Nordyne, LLC | Intertherm | GSA3ME4M1SN42K | GSA3ME4M1SN42K | C84DAMX42U-B |  | Voluntarily Certified | Single-split-system air condit | False | False | 39500 |  | 14.3 | 13.4 |  |  | False | 30 | 30 | 11.7 | 0 | Coil-Only System | False | Mobile Home | 07/06/2023 |  | 11/16/2023
Nordyne, LLC | Miller | GSA3ME4M1SN42K | GSA3ME4M1SN42K | C84DAMX42U-B |  | Voluntarily Certified | Single-split-system air condit | False | False | 39500 |  | 14.3 | 13.4 |  |  | False | 30 | 30 | 11.7 | 0 | Coil-Only System | False | Mobile Home | 07/06/2023 |  | 11/16/2023
Nordyne, LLC | Intertherm | GSA3ME4M1SN48K | GSA3ME4M1SN48K | C84DAMX48U-B |  | Voluntarily Certified | Single-split-system air condit | False | False | 45000 |  | 13.8 | 13.4 |  |  | False | 30 | 30 | 11.2 | 0 | Coil-Only System | False | Mobile Home | 07/06/2023 |  | 11/16/2023
Nordyne, LLC | Miller | GSA3ME4M1SN48K | GSA3ME4M1SN48K | C84DAMX48U-B |  | Voluntarily Certified | Single-split-system air condit | False | False | 45000 |  | 13.8 | 13.4 |  |  | False | 30 | 30 | 11.2 | 0 | Coil-Only System | False | Mobile Home | 07/06/2023 |  | 11/16/2023
Nordyne, LLC | Intertherm | GSA3QE4M1RN24K | GSA3QE4M1RN24K | C84QAMX24U-B |  | Voluntarily Certified | Single-split-system air condit | False | False | 23400 |  | 14.3 | 13.4 |  |  | False | 30 | 30 | 11.7 | 0 | Coil-Only System | False | Mobile Home | 07/06/2023 |  | 11/16/2023
Nordyne, LLC | Miller | GSA3QE4M1RN24K | GSA3QE4M1RN24K | C84QAMX24U-B |  | Voluntarily Certified | Single-split-system air condit | False | False | 23400 |  | 14.3 | 13.4 |  |  | False | 30 | 30 | 11.7 | 0 | Coil-Only System | False | Mobile Home | 07/06/2023 |  | 11/16/2023
Nordyne, LLC | Intertherm | GSA3QE4M1RN30K | GSA3QE4M1RN30K | C84QAMX30U-B |  | Voluntarily Certified | Single-split-system air condit | False | False | 28400 |  | 14.3 | 13.4 |  |  | False | 30 | 30 | 11.7 | 0 | Coil-Only System | False | Mobile Home | 07/06/2023 |  | 11/16/2023
Nordyne, LLC | Miller | GSA3QE4M1RN30K | GSA3QE4M1RN30K | C84QAMX30U-B |  | Voluntarily Certified | Single-split-system air condit | False | False | 28400 |  | 14.3 | 13.4 |  |  | False | 30 | 30 | 11.7 | 0 | Coil-Only System | False | Mobile Home | 07/06/2023 |  | 11/16/2023
Nordyne, LLC | Intertherm | GSA3QE4M1SN36K | GSA3QE4M1SN36K | C84QAMX36U-B |  | Voluntarily Certified | Single-split-system air condit | False | False | 35000 |  | 14.3 | 13.4 |  |  | False | 30 | 30 | 11.7 | 0 | Coil-Only System | False | Mobile Home | 07/06/2023 |  | 11/16/2023
Nordyne, LLC | Miller | GSA3QE4M1SN36K | GSA3QE4M1SN36K | C84QAMX36U-B |  | Voluntarily Certified | Single-split-system air condit | False | False | 35000 |  | 14.3 | 13.4 |  |  | False | 30 | 30 | 11.7 | 0 | Coil-Only System | False | Mobile Home | 07/06/2023 |  | 11/16/2023
Nordyne, LLC | Intertherm | GSA3QE4M1SN42K | GSA3QE4M1SN42K | C84QAMX42U-B |  | Voluntarily Certified | Single-split-system air condit | False | False | 39500 |  | 14.3 | 13.4 |  |  | False | 30 | 30 | 11.7 | 0 | Coil-Only System | False | Mobile Home | 07/06/2023 |  | 11/16/2023
Nordyne, LLC | Miller | GSA3QE4M1SN42K | GSA3QE4M1SN42K | C84QAMX42U-B |  | Voluntarily Certified | Single-split-system air condit | False | False | 39500 |  | 14.3 | 13.4 |  |  | False | 30 | 30 | 11.7 | 0 | Coil-Only System | False | Mobile Home | 07/06/2023 |  | 11/16/2023
Nordyne, LLC | Intertherm | GSA3QE4M1SN48K | GSA3QE4M1SN48K | C84QAMX48U-B |  | Voluntarily Certified | Single-split-system air condit | False | False | 45000 |  | 13.8 | 13.4 |  |  | False | 30 | 30 | 11.2 | 0 | Coil-Only System | False | Mobile Home | 07/06/2023 |  | 11/16/2023
Nordyne, LLC | Miller | GSA3QE4M1SN48K | GSA3QE4M1SN48K | C84QAMX48U-B |  | Voluntarily Certified | Single-split-system air condit | False | False | 45000 |  | 13.8 | 13.4 |  |  | False | 30 | 30 | 11.2 | 0 | Coil-Only System | False | Mobile Home | 07/06/2023 |  | 11/16/2023
Nordyne, LLC | OXBOX | J4PG4L24A1055A | J4PG4L24A1055A |  |  | Voluntarily Certified | Single-package air conditioner | False | False | 23600 |  | 13.4 | 13.4 |  |  | False | 30 | 30 | 10.6 | 0 |  | False | Conventional | 07/06/2023 |  | 11/16/2023
Nordyne, LLC | OXBOX | J4PG4L24B1055* | J4PG4L24B1055* |  |  | Voluntarily Certified | Single-package air conditioner | False | False | 24000 |  | 13.4 | 13.4 |  |  | False | 30 | 30 | 10.6 | 0 |  | False | Conventional | 07/06/2023 |  | 11/16/2023
Nordyne, LLC | OXBOX | J4PG4L30A1070A | J4PG4L30A1070A |  |  | Voluntarily Certified | Single-package air conditioner | False | False | 29000 |  | 13.4 | 13.4 |  |  | False | 30 | 30 | 10.6 | 0 |  | False | Conventional | 07/06/2023 |  | 11/16/2023
Nordyne, LLC | OXBOX | J4PG4L30B1070* | J4PG4L30B1070* |  |  | Voluntarily Certified | Single-package air conditioner | False | False | 29400 |  | 13.4 | 13.4 |  |  | False | 30 | 30 | 10.6 | 0 |  | False | Conventional | 07/06/2023 |  | 11/16/2023
Nordyne, LLC | OXBOX | J4PG4L36A1070A | J4PG4L36A1070A |  |  | Voluntarily Certified | Single-package air conditioner | False | False | 35200 |  | 13.4 | 13.4 |  |  | False | 30 | 30 | 10.6 | 0 |  | False | Conventional | 07/06/2023 |  | 11/16/2023
Nordyne, LLC | OXBOX | J4PG4L36B1070* | J4PG4L36B1070* |  |  | Voluntarily Certified | Single-package air conditioner | False | False | 35200 |  | 13.4 | 13.4 |  |  | False | 30 | 30 | 10.6 | 0 |  | False | Conventional | 07/06/2023 |  | 11/16/2023
Nordyne, LLC | OXBOX | J4PG4L42B1100* | J4PG4L42B1100* |  |  | Voluntarily Certified | Single-package air conditioner | False | False | 40000 |  | 13.4 | 13.4 |  |  | False | 30 | 30 | 10.6 | 0 |  | False | Conventional | 07/06/2023 |  | 11/16/2023
Nordyne, LLC | OXBOX | J4PG4L48B1100* | J4PG4L48B1100* |  |  | Voluntarily Certified | Single-package air conditioner | False | False | 47500 |  | 13.4 | 13.4 |  |  | False | 30 | 30 | 10.6 | 0 |  | False | Conventional | 07/06/2023 |  | 11/16/2023
Nordyne, LLC | OXBOX | J4PG4L60B1100* | J4PG4L60B1100* |  |  | Voluntarily Certified | Single-package air conditioner | False | False | 59000 |  | 13.4 | 13.4 |  |  | False | 30 | 30 | 10.6 | 0 |  | False | Conventional | 07/06/2023 |  | 11/16/2023
Nordyne, LLC | NORTEK GLOBAL HVAC LLC | P94RD-018K | P94RD-018K |  |  | Voluntarily Certified | Single-package air conditioner | False | False | 17800 |  | 13.4 | 13.4 |  |  | False | 30 | 30 | 10.6 | 0 |  | False | Conventional | 07/06/2023 |  | 11/16/2023
Nordyne, LLC | AC PRO | P94RD-024K | P94RD-024K |  |  | Voluntarily Certified | Single-package air conditioner | False | False | 22600 |  | 13.4 | 13.4 |  |  | False | 30 | 30 | 10.6 | 0 |  | False | Conventional | 07/06/2023 |  | 11/16/2023
Nordyne, LLC | AireForce | P94RD-024K | P94RD-024K |  |  | Voluntarily Certified | Single-package air conditioner | False | False | 22600 |  | 13.4 | 13.4 |  |  | False | 30 | 30 | 10.6 | 0 |  | False | Conventional | 07/06/2023 |  | 11/16/2023
Nordyne, LLC | Broan | P94RD-024K | P94RD-024K |  |  | Voluntarily Certified | Single-package air conditioner | False | False | 22600 |  | 13.4 | 13.4 |  |  | False | 30 | 30 | 10.6 | 0 |  | False | Conventional | 07/06/2023 |  | 11/16/2023
Nordyne, LLC | Frigidaire | P94RD-024K | P94RD-024K |  |  | Voluntarily Certified | Single-package air conditioner | False | False | 22600 |  | 13.4 | 13.4 |  |  | False | 30 | 30 | 10.6 | 0 |  | False | Conventional | 07/06/2023 |  | 11/16/2023
Nordyne, LLC | Gibson | P94RD-024K | P94RD-024K |  |  | Voluntarily Certified | Single-package air conditioner | False | False | 22600 |  | 13.4 | 13.4 |  |  | False | 30 | 30 | 10.6 | 0 |  | False | Conventional | 07/06/2023 |  | 11/16/2023
Nordyne, LLC | Intertherm | P94RD-024K | P94RD-024K |  |  | Voluntarily Certified | Single-package air conditioner | False | False | 22600 |  | 13.4 | 13.4 |  |  | False | 30 | 30 | 10.6 | 0 |  | False | Conventional | 07/06/2023 |  | 11/16/2023
Nordyne, LLC | Maytag | P94RD-024K | P94RD-024K |  |  | Voluntarily Certified | Single-package air conditioner | False | False | 22600 |  | 13.4 | 13.4 |  |  | False | 30 | 30 | 10.6 | 0 |  | False | Conventional | 07/06/2023 |  | 11/16/2023
Nordyne, LLC | Miller | P94RD-024K | P94RD-024K |  |  | Voluntarily Certified | Single-package air conditioner | False | False | 22600 |  | 13.4 | 13.4 |  |  | False | 30 | 30 | 10.6 | 0 |  | False | Conventional | 07/06/2023 |  | 11/16/2023
Nordyne, LLC | NORTEK GLOBAL HVAC LLC | P94RD-024K | P94RD-024K |  |  | Voluntarily Certified | Single-package air conditioner | False | False | 22600 |  | 13.4 | 13.4 |  |  | False | 30 | 30 | 10.6 | 0 |  | False | Conventional | 07/06/2023 |  | 11/16/2023
Nordyne, LLC | ONYX | P94RD-024K | P94RD-024K |  |  | Voluntarily Certified | Single-package air conditioner | False | False | 22600 |  | 13.4 | 13.4 |  |  | False | 30 | 30 | 10.6 | 0 |  | False | Conventional | 07/06/2023 |  | 11/16/2023
Nordyne, LLC | AC PRO | P94RD-030K | P94RD-030K |  |  | Voluntarily Certified | Single-package air conditioner | False | False | 29000 |  | 13.4 | 13.4 |  |  | False | 30 | 30 | 10.6 | 0 |  | False | Conventional | 07/06/2023 |  | 11/16/2023
Nordyne, LLC | AireForce | P94RD-030K | P94RD-030K |  |  | Voluntarily Certified | Single-package air conditioner | False | False | 29000 |  | 13.4 | 13.4 |  |  | False | 30 | 30 | 10.6 | 0 |  | False | Conventional | 07/06/2023 |  | 11/16/2023
Nordyne, LLC | Broan | P94RD-030K | P94RD-030K |  |  | Voluntarily Certified | Single-package air conditioner | False | False | 29000 |  | 13.4 | 13.4 |  |  | False | 30 | 30 | 10.6 | 0 |  | False | Conventional | 07/06/2023 |  | 11/16/2023
Nordyne, LLC | Frigidaire | P94RD-030K | P94RD-030K |  |  | Voluntarily Certified | Single-package air conditioner | False | False | 29000 |  | 13.4 | 13.4 |  |  | False | 30 | 30 | 10.6 | 0 |  | False | Conventional | 07/06/2023 |  | 11/16/2023
Nordyne, LLC | Gibson | P94RD-030K | P94RD-030K |  |  | Voluntarily Certified | Single-package air conditioner | False | False | 29000 |  | 13.4 | 13.4 |  |  | False | 30 | 30 | 10.6 | 0 |  | False | Conventional | 07/06/2023 |  | 11/16/2023
Nordyne, LLC | Intertherm | P94RD-030K | P94RD-030K |  |  | Voluntarily Certified | Single-package air conditioner | False | False | 29000 |  | 13.4 | 13.4 |  |  | False | 30 | 30 | 10.6 | 0 |  | False | Conventional | 07/06/2023 |  | 11/16/2023
Nordyne, LLC | Maytag | P94RD-030K | P94RD-030K |  |  | Voluntarily Certified | Single-package air conditioner | False | False | 29000 |  | 13.4 | 13.4 |  |  | False | 30 | 30 | 10.6 | 0 |  | False | Conventional | 07/06/2023 |  | 11/16/2023
Nordyne, LLC | Miller | P94RD-030K | P94RD-030K |  |  | Voluntarily Certified | Single-package air conditioner | False | False | 29000 |  | 13.4 | 13.4 |  |  | False | 30 | 30 | 10.6 | 0 |  | False | Conventional | 07/06/2023 |  | 11/16/2023
Nordyne, LLC | NORTEK GLOBAL HVAC LLC | P94RD-030K | P94RD-030K |  |  | Voluntarily Certified | Single-package air conditioner | False | False | 29000 |  | 13.4 | 13.4 |  |  | False | 30 | 30 | 10.6 | 0 |  | False | Conventional | 07/06/2023 |  | 11/16/2023
Nordyne, LLC | ONYX | P94RD-030K | P94RD-030K |  |  | Voluntarily Certified | Single-package air conditioner | False | False | 29000 |  | 13.4 | 13.4 |  |  | False | 30 | 30 | 10.6 | 0 |  | False | Conventional | 07/06/2023 |  | 11/16/2023
Nordyne, LLC | AC PRO | P94RD-036K | P94RD-036K |  |  | Voluntarily Certified | Single-package air conditioner | False | False | 34600 |  | 13.4 | 13.4 |  |  | False | 30 | 30 | 10.6 | 0 |  | False | Conventional | 07/06/2023 |  | 11/16/2023
Nordyne, LLC | AireForce | P94RD-036K | P94RD-036K |  |  | Voluntarily Certified | Single-package air conditioner | False | False | 34600 |  | 13.4 | 13.4 |  |  | False | 30 | 30 | 10.6 | 0 |  | False | Conventional | 07/06/2023 |  | 11/16/2023
Nordyne, LLC | Broan | P94RD-036K | P94RD-036K |  |  | Voluntarily Certified | Single-package air conditioner | False | False | 34600 |  | 13.4 | 13.4 |  |  | False | 30 | 30 | 10.6 | 0 |  | False | Conventional | 07/06/2023 |  | 11/16/2023
Nordyne, LLC | Frigidaire | P94RD-036K | P94RD-036K |  |  | Voluntarily Certified | Single-package air conditioner | False | False | 34600 |  | 13.4 | 13.4 |  |  | False | 30 | 30 | 10.6 | 0 |  | False | Conventional | 07/06/2023 |  | 11/16/2023
Nordyne, LLC | Gibson | P94RD-036K | P94RD-036K |  |  | Voluntarily Certified | Single-package air conditioner | False | False | 34600 |  | 13.4 | 13.4 |  |  | False | 30 | 30 | 10.6 | 0 |  | False | Conventional | 07/06/2023 |  | 11/16/2023
Nordyne, LLC | Intertherm | P94RD-036K | P94RD-036K |  |  | Voluntarily Certified | Single-package air conditioner | False | False | 34600 |  | 13.4 | 13.4 |  |  | False | 30 | 30 | 10.6 | 0 |  | False | Conventional | 07/06/2023 |  | 11/16/2023
Nordyne, LLC | Maytag | P94RD-036K | P94RD-036K |  |  | Voluntarily Certified | Single-package air conditioner | False | False | 34600 |  | 13.4 | 13.4 |  |  | False | 30 | 30 | 10.6 | 0 |  | False | Conventional | 07/06/2023 |  | 11/16/2023
Nordyne, LLC | Miller | P94RD-036K | P94RD-036K |  |  | Voluntarily Certified | Single-package air conditioner | False | False | 34600 |  | 13.4 | 13.4 |  |  | False | 30 | 30 | 10.6 | 0 |  | False | Conventional | 07/06/2023 |  | 11/16/2023
Nordyne, LLC | NORTEK GLOBAL HVAC LLC | P94RD-036K | P94RD-036K |  |  | Voluntarily Certified | Single-package air conditioner | False | False | 34600 |  | 13.4 | 13.4 |  |  | False | 30 | 30 | 10.6 | 0 |  | False | Conventional | 07/06/2023 |  | 11/16/2023
Nordyne, LLC | ONYX | P94RD-036K | P94RD-036K |  |  | Voluntarily Certified | Single-package air conditioner | False | False | 34600 |  | 13.4 | 13.4 |  |  | False | 30 | 30 | 10.6 | 0 |  | False | Conventional | 07/06/2023 |  | 11/16/2023
Nordyne, LLC | AC PRO | P94RD-042K | P94RD-042K |  |  | Voluntarily Certified | Single-package air conditioner | False | False | 39500 |  | 13.4 | 13.4 |  |  | False | 30 | 30 | 10.6 | 0 |  | False | Conventional | 07/06/2023 |  | 11/16/2023
Nordyne, LLC | AireForce | P94RD-042K | P94RD-042K |  |  | Voluntarily Certified | Single-package air conditioner | False | False | 39500 |  | 13.4 | 13.4 |  |  | False | 30 | 30 | 10.6 | 0 |  | False | Conventional | 07/06/2023 |  | 11/16/2023
Nordyne, LLC | Broan | P94RD-042K | P94RD-042K |  |  | Voluntarily Certified | Single-package air conditioner | False | False | 39500 |  | 13.4 | 13.4 |  |  | False | 30 | 30 | 10.6 | 0 |  | False | Conventional | 07/06/2023 |  | 11/16/2023
Nordyne, LLC | Frigidaire | P94RD-042K | P94RD-042K |  |  | Voluntarily Certified | Single-package air conditioner | False | False | 39500 |  | 13.4 | 13.4 |  |  | False | 30 | 30 | 10.6 | 0 |  | False | Conventional | 07/06/2023 |  | 11/16/2023
Nordyne, LLC | Gibson | P94RD-042K | P94RD-042K |  |  | Voluntarily Certified | Single-package air conditioner | False | False | 39500 |  | 13.4 | 13.4 |  |  | False | 30 | 30 | 10.6 | 0 |  | False | Conventional | 07/06/2023 |  | 11/16/2023
Nordyne, LLC | Intertherm | P94RD-042K | P94RD-042K |  |  | Voluntarily Certified | Single-package air conditioner | False | False | 39500 |  | 13.4 | 13.4 |  |  | False | 30 | 30 | 10.6 | 0 |  | False | Conventional | 07/06/2023 |  | 11/16/2023
Nordyne, LLC | Maytag | P94RD-042K | P94RD-042K |  |  | Voluntarily Certified | Single-package air conditioner | False | False | 39500 |  | 13.4 | 13.4 |  |  | False | 30 | 30 | 10.6 | 0 |  | False | Conventional | 07/06/2023 |  | 11/16/2023
Nordyne, LLC | Miller | P94RD-042K | P94RD-042K |  |  | Voluntarily Certified | Single-package air conditioner | False | False | 39500 |  | 13.4 | 13.4 |  |  | False | 30 | 30 | 10.6 | 0 |  | False | Conventional | 07/06/2023 |  | 11/16/2023
Nordyne, LLC | NORTEK GLOBAL HVAC LLC | P94RD-042K | P94RD-042K |  |  | Voluntarily Certified | Single-package air conditioner | False | False | 39500 |  | 13.4 | 13.4 |  |  | False | 30 | 30 | 10.6 | 0 |  | False | Conventional | 07/06/2023 |  | 11/16/2023
Nordyne, LLC | ONYX | P94RD-042K | P94RD-042K |  |  | Voluntarily Certified | Single-package air conditioner | False | False | 39500 |  | 13.4 | 13.4 |  |  | False | 30 | 30 | 10.6 | 0 |  | False | Conventional | 07/06/2023 |  | 11/16/2023
Nordyne, LLC | AC PRO | P94RD-048K | P94RD-048K |  |  | Voluntarily Certified | Single-package air conditioner | False | False | 46000 |  | 13.4 | 13.4 |  |  | False | 30 | 30 | 10.6 | 0 |  | False | Conventional | 07/06/2023 |  | 11/16/2023
Nordyne, LLC | AireForce | P94RD-048K | P94RD-048K |  |  | Voluntarily Certified | Single-package air conditioner | False | False | 46000 |  | 13.4 | 13.4 |  |  | False | 30 | 30 | 10.6 | 0 |  | False | Conventional | 07/06/2023 |  | 11/16/2023
Nordyne, LLC | Broan | P94RD-048K | P94RD-048K |  |  | Voluntarily Certified | Single-package air conditioner | False | False | 46000 |  | 13.4 | 13.4 |  |  | False | 30 | 30 | 10.6 | 0 |  | False | Conventional | 07/06/2023 |  | 11/16/2023
Nordyne, LLC | Frigidaire | P94RD-048K | P94RD-048K |  |  | Voluntarily Certified | Single-package air conditioner | False | False | 46000 |  | 13.4 | 13.4 |  |  | False | 30 | 30 | 10.6 | 0 |  | False | Conventional | 07/06/2023 |  | 11/16/2023
Nordyne, LLC | Gibson | P94RD-048K | P94RD-048K |  |  | Voluntarily Certified | Single-package air conditioner | False | False | 46000 |  | 13.4 | 13.4 |  |  | False | 30 | 30 | 10.6 | 0 |  | False | Conventional | 07/06/2023 |  | 11/16/2023
Nordyne, LLC | Intertherm | P94RD-048K | P94RD-048K |  |  | Voluntarily Certified | Single-package air conditioner | False | False | 46000 |  | 13.4 | 13.4 |  |  | False | 30 | 30 | 10.6 | 0 |  | False | Conventional | 07/06/2023 |  | 11/16/2023
Nordyne, LLC | Maytag | P94RD-048K | P94RD-048K |  |  | Voluntarily Certified | Single-package air conditioner | False | False | 46000 |  | 13.4 | 13.4 |  |  | False | 30 | 30 | 10.6 | 0 |  | False | Conventional | 07/06/2023 |  | 11/16/2023
Nordyne, LLC | Miller | P94RD-048K | P94RD-048K |  |  | Voluntarily Certified | Single-package air conditioner | False | False | 46000 |  | 13.4 | 13.4 |  |  | False | 30 | 30 | 10.6 | 0 |  | False | Conventional | 07/06/2023 |  | 11/16/2023
Nordyne, LLC | NORTEK GLOBAL HVAC LLC | P94RD-048K | P94RD-048K |  |  | Voluntarily Certified | Single-package air conditioner | False | False | 46000 |  | 13.4 | 13.4 |  |  | False | 30 | 30 | 10.6 | 0 |  | False | Conventional | 07/06/2023 |  | 11/16/2023
Nordyne, LLC | ONYX | P94RD-048K | P94RD-048K |  |  | Voluntarily Certified | Single-package air conditioner | False | False | 46000 |  | 13.4 | 13.4 |  |  | False | 30 | 30 | 10.6 | 0 |  | False | Conventional | 07/06/2023 |  | 11/16/2023
Nordyne, LLC | AC PRO | P94RD-060K | P94RD-060K |  |  | Voluntarily Certified | Single-package air conditioner | False | False | 57500 |  | 13.4 | 13.4 |  |  | False | 30 | 30 | 10.6 | 0 |  | False | Conventional | 07/06/2023 |  | 11/16/2023
Nordyne, LLC | AireForce | P94RD-060K | P94RD-060K |  |  | Voluntarily Certified | Single-package air conditioner | False | False | 57500 |  | 13.4 | 13.4 |  |  | False | 30 | 30 | 10.6 | 0 |  | False | Conventional | 07/06/2023 |  | 11/16/2023
Nordyne, LLC | Broan | P94RD-060K | P94RD-060K |  |  | Voluntarily Certified | Single-package air conditioner | False | False | 57500 |  | 13.4 | 13.4 |  |  | False | 30 | 30 | 10.6 | 0 |  | False | Conventional | 07/06/2023 |  | 11/16/2023
Nordyne, LLC | Frigidaire | P94RD-060K | P94RD-060K |  |  | Voluntarily Certified | Single-package air conditioner | False | False | 57500 |  | 13.4 | 13.4 |  |  | False | 30 | 30 | 10.6 | 0 |  | False | Conventional | 07/06/2023 |  | 11/16/2023
Nordyne, LLC | Gibson | P94RD-060K | P94RD-060K |  |  | Voluntarily Certified | Single-package air conditioner | False | False | 57500 |  | 13.4 | 13.4 |  |  | False | 30 | 30 | 10.6 | 0 |  | False | Conventional | 07/06/2023 |  | 11/16/2023
Nordyne, LLC | Intertherm | P94RD-060K | P94RD-060K |  |  | Voluntarily Certified | Single-package air conditioner | False | False | 57500 |  | 13.4 | 13.4 |  |  | False | 30 | 30 | 10.6 | 0 |  | False | Conventional | 07/06/2023 |  | 11/16/2023
Nordyne, LLC | Maytag | P94RD-060K | P94RD-060K |  |  | Voluntarily Certified | Single-package air conditioner | False | False | 57500 |  | 13.4 | 13.4 |  |  | False | 30 | 30 | 10.6 | 0 |  | False | Conventional | 07/06/2023 |  | 11/16/2023
Nordyne, LLC | Miller | P94RD-060K | P94RD-060K |  |  | Voluntarily Certified | Single-package air conditioner | False | False | 57500 |  | 13.4 | 13.4 |  |  | False | 30 | 30 | 10.6 | 0 |  | False | Conventional | 07/06/2023 |  | 11/16/2023
Nordyne, LLC | NORTEK GLOBAL HVAC LLC | P94RD-060K | P94RD-060K |  |  | Voluntarily Certified | Single-package air conditioner | False | False | 57500 |  | 13.4 | 13.4 |  |  | False | 30 | 30 | 10.6 | 0 |  | False | Conventional | 07/06/2023 |  | 11/16/2023
Nordyne, LLC | ONYX | P94RD-060K | P94RD-060K |  |  | Voluntarily Certified | Single-package air conditioner | False | False | 57500 |  | 13.4 | 13.4 |  |  | False | 30 | 30 | 10.6 | 0 |  | False | Conventional | 07/06/2023 |  | 11/16/2023
Nordyne, LLC | Maytag | PSA1BG4MVRN24K | PSA1BG4MVRN24K | C74B(A,H)MX24C-B | PGC2T(*)-V(*)B(*) | Voluntarily Certified | Single-split-system air condit | False | False | 23000 |  | 19 | 13.4 |  |  | False | 30 | 30 | 12 | 0 | Blower Coil System | True | Conventional | 07/06/2023 |  | 11/16/2023
Nordyne, LLC | Maytag | PSA1BG4MVRN36K | PSA1BG4MVRN36K | C74B(A,H)MX36C-B | PGC2T(*)-V(*)B(*) | Voluntarily Certified | Single-split-system air condit | False | False | 34400 |  | 19 | 13.4 |  |  | False | 30 | 30 | 11.5 | 0 | Blower Coil System | True | Conventional | 07/06/2023 |  | 11/16/2023
Nordyne, LLC | Maytag | PSA1BG4MVRN48K | PSA1BG4MVRN48K | C74B(A,H)MX48C-C | PGC2T(*)-V(*)C(*) | Voluntarily Certified | Single-split-system air condit | False | False | 44000 |  | 18 | 13.4 |  |  | False | 30 | 30 | 11.5 | 0 | Blower Coil System | True | Conventional | 07/06/2023 |  | 11/16/2023
Nordyne, LLC | Maytag | PSA1BG4MVRN60K | PSA1BG4MVRN60K | C74B(A,H)MX60C-C | PGC2T(*)-V(*)C(*) | Voluntarily Certified | Single-split-system air condit | False | False | 52000 |  | 18 | 13.4 |  |  | False | 30 | 30 | 11 | 0 | Blower Coil System | True | Conventional | 07/06/2023 |  | 11/16/2023
Nordyne, LLC | Maytag | PSA3BE4M1SN18K | PSA3BE4M1SN18K | C74B(A,H)MX24C-A |  | Voluntarily Certified | Single-split-system air condit | False | False | 18000 |  | 14.3 | 13.4 |  |  | False | 30 | 30 | 11.7 | 0 | Coil-Only System | False | Conventional | 07/06/2023 |  | 11/16/2023
Nordyne, LLC | Maytag | PSA3BE4M1SN24K | PSA3BE4M1SN24K | C74B(A,H)MX24C-A |  | Voluntarily Certified | Single-split-system air condit | False | False | 23600 |  | 14.3 | 13.4 |  |  | False | 30 | 30 | 11.7 | 0 | Coil-Only System | False | Conventional | 07/06/2023 |  | 11/16/2023
Nordyne, LLC | Maytag | PSA3BE4M1SN30K | PSA3BE4M1SN30K | C74B(A,H)MX30C-A |  | Voluntarily Certified | Single-split-system air condit | False | False | 28600 |  | 14.3 | 13.4 |  |  | False | 30 | 30 | 11.7 | 0 | Coil-Only System | False | Conventional | 07/06/2023 |  | 11/16/2023
Nordyne, LLC | Maytag | PSA3BE4M1SN36K | PSA3BE4M1SN36K | C74B(A,H)MX36C-B |  | Voluntarily Certified | Single-split-system air condit | False | False | 34800 |  | 14.3 | 13.4 |  |  | False | 30 | 30 | 11.7 | 0 | Coil-Only System | False | Conventional | 07/06/2023 |  | 11/16/2023
Nordyne, LLC | Maytag | PSA3BE4M1SN42K | PSA3BE4M1SN42K | C74B(A,H)MX42C-C |  | Voluntarily Certified | Single-split-system air condit | False | False | 40500 |  | 14.3 | 13.4 |  |  | False | 30 | 30 | 11.7 | 0 | Coil-Only System | False | Conventional | 07/06/2023 |  | 11/16/2023
Nordyne, LLC | Maytag | PSA3BE4M1SN48K | PSA3BE4M1SN48K | C74B(A,H)MX48C-C |  | Voluntarily Certified | Single-split-system air condit | False | False | 45000 |  | 13.8 | 13.4 |  |  | False | 30 | 30 | 11.2 | 0 | Coil-Only System | False | Conventional | 07/06/2023 |  | 11/16/2023
Nordyne, LLC | Maytag | PSA3BE4M2SN60K | PSA3BE4M2SN60K | C74B(A,H)MX60C-C |  | Voluntarily Certified | Single-split-system air condit | False | False | 55000 |  | 13.8 | 13.4 |  |  | False | 30 | 30 | 11.2 | 0 | Coil-Only System | False | Conventional | 07/06/2023 |  | 11/16/2023
Nordyne, LLC | Maytag | PSA3BE4M2SN60KA | PSA3BE4M2SN60KA | C74B(A,H)MX60C-C |  | Voluntarily Certified | Single-split-system air condit | False | False | 56000 |  | 13.8 | 13.4 |  |  | False | 30 | 30 | 11.2 | 0 | Coil-Only System | False | Conventional | 07/06/2023 |  | 11/16/2023
Nordyne, LLC | Maytag | PSA3BF4M2SN24K | PSA3BF4M2SN24K | C74B(A,H)MX36C-B |  | Voluntarily Certified | Single-split-system air condit | False | False | 23400 |  | 14.3 | 13.4 |  |  | False | 30 | 30 | 11.7 | 0 | Coil-Only System | False | Conventional | 07/06/2023 |  | 11/16/2023
Nordyne, LLC | Maytag | PSA3BF4M2SN36K | PSA3BF4M2SN36K | C74B(A,H)MX36C-B |  | Voluntarily Certified | Single-split-system air condit | False | False | 35000 |  | 14.3 | 13.4 |  |  | False | 30 | 30 | 11.7 | 0 | Coil-Only System | False | Conventional | 07/06/2023 |  | 11/16/2023
Nordyne, LLC | Maytag | PSA3BF4M2SN48K | PSA3BF4M2SN48K | C74B(A,H)MX48C-C |  | Voluntarily Certified | Single-split-system air condit | False | False | 47000 |  | 14.3 | 13.4 |  |  | False | 30 | 30 | 11.7 | 0 | Coil-Only System | False | Conventional | 07/06/2023 |  | 11/16/2023
Nordyne, LLC | Maytag | PSA3BF4M2SN60K | PSA3BF4M2SN60K | C74B(A,H)MX60C-C |  | Voluntarily Certified | Single-split-system air condit | False | False | 55000 |  | 14.3 | 13.4 |  |  | False | 30 | 30 | 11.7 | 0 | Coil-Only System | False | Conventional | 07/06/2023 |  | 11/16/2023
Nordyne, LLC | Broan | R104GD-024K045C | R104GD-024K045C |  |  | Voluntarily Certified | Single-package air conditioner | False | False | 24000 |  | 13.4 | 13.4 |  |  | False | 30 | 30 | 10.6 | 0 |  | False | Conventional | 07/06/2023 |  | 11/16/2023
Nordyne, LLC | Frigidaire | R104GD-024K045C | R104GD-024K045C |  |  | Voluntarily Certified | Single-package air conditioner | False | False | 24000 |  | 13.4 | 13.4 |  |  | False | 30 | 30 | 10.6 | 0 |  | False | Conventional | 07/06/2023 |  | 11/16/2023
Nordyne, LLC | Gibson | R104GD-024K045C | R104GD-024K045C |  |  | Voluntarily Certified | Single-package air conditioner | False | False | 24000 |  | 13.4 | 13.4 |  |  | False | 30 | 30 | 10.6 | 0 |  | False | Conventional | 07/06/2023 |  | 11/16/2023
Nordyne, LLC | Intertherm | R104GD-024K045C | R104GD-024K045C |  |  | Voluntarily Certified | Single-package air conditioner | False | False | 24000 |  | 13.4 | 13.4 |  |  | False | 30 | 30 | 10.6 | 0 |  | False | Conventional | 07/06/2023 |  | 11/16/2023
Nordyne, LLC | Maytag | R104GD-024K045C | R104GD-024K045C |  |  | Voluntarily Certified | Single-package air conditioner | False | False | 24000 |  | 13.4 | 13.4 |  |  | False | 30 | 30 | 10.6 | 0 |  | False | Conventional | 07/06/2023 |  | 11/16/2023
Nordyne, LLC | Miller | R104GD-024K045C | R104GD-024K045C |  |  | Voluntarily Certified | Single-package air conditioner | False | False | 24000 |  | 13.4 | 13.4 |  |  | False | 30 | 30 | 10.6 | 0 |  | False | Conventional | 07/06/2023 |  | 11/16/2023
Nordyne, LLC | NORTEK GLOBAL HVAC LLC | R104GD-024K045C | R104GD-024K045C |  |  | Voluntarily Certified | Single-package air conditioner | False | False | 24000 |  | 13.4 | 13.4 |  |  | False | 30 | 30 | 10.6 | 0 |  | False | Conventional | 07/06/2023 |  | 11/16/2023
Nordyne, LLC | AC PRO | R104GD-024K055U | R104GD-024K055U |  |  | Voluntarily Certified | Single-package air conditioner | False | False | 24000 |  | 13.4 | 13.4 |  |  | False | 30 | 30 | 10.6 | 0 |  | False | Conventional | 07/06/2023 |  | 11/16/2023
Nordyne, LLC | AireForce | R104GD-024K055U | R104GD-024K055U |  |  | Voluntarily Certified | Single-package air conditioner | False | False | 24000 |  | 13.4 | 13.4 |  |  | False | 30 | 30 | 10.6 | 0 |  | False | Conventional | 07/06/2023 |  | 11/16/2023
Nordyne, LLC | Broan | R104GD-024K055U | R104GD-024K055U |  |  | Voluntarily Certified | Single-package air conditioner | False | False | 24000 |  | 13.4 | 13.4 |  |  | False | 30 | 30 | 10.6 | 0 |  | False | Conventional | 07/06/2023 |  | 11/16/2023
Nordyne, LLC | Frigidaire | R104GD-024K055U | R104GD-024K055U |  |  | Voluntarily Certified | Single-package air conditioner | False | False | 24000 |  | 13.4 | 13.4 |  |  | False | 30 | 30 | 10.6 | 0 |  | False | Conventional | 07/06/2023 |  | 11/16/2023
Nordyne, LLC | Gibson | R104GD-024K055U | R104GD-024K055U |  |  | Voluntarily Certified | Single-package air conditioner | False | False | 24000 |  | 13.4 | 13.4 |  |  | False | 30 | 30 | 10.6 | 0 |  | False | Conventional | 07/06/2023 |  | 11/16/2023
Nordyne, LLC | Intertherm | R104GD-024K055U | R104GD-024K055U |  |  | Voluntarily Certified | Single-package air conditioner | False | False | 24000 |  | 13.4 | 13.4 |  |  | False | 30 | 30 | 10.6 | 0 |  | False | Conventional | 07/06/2023 |  | 11/16/2023
Nordyne, LLC | Maytag | R104GD-024K055U | R104GD-024K055U |  |  | Voluntarily Certified | Single-package air conditioner | False | False | 24000 |  | 13.4 | 13.4 |  |  | False | 30 | 30 | 10.6 | 0 |  | False | Conventional | 07/06/2023 |  | 11/16/2023
Nordyne, LLC | Miller | R104GD-024K055U | R104GD-024K055U |  |  | Voluntarily Certified | Single-package air conditioner | False | False | 24000 |  | 13.4 | 13.4 |  |  | False | 30 | 30 | 10.6 | 0 |  | False | Conventional | 07/06/2023 |  | 11/16/2023
Nordyne, LLC | Moss Mechanical | R104GD-024K055U | R104GD-024K055U |  |  | Voluntarily Certified | Single-package air conditioner | False | False | 24000 |  | 13.4 | 13.4 |  |  | False | 30 | 30 | 10.6 | 0 |  | False | Conventional | 07/06/2023 |  | 11/16/2023
Nordyne, LLC | NORTEK GLOBAL HVAC LLC | R104GD-024K055U | R104GD-024K055U |  |  | Voluntarily Certified | Single-package air conditioner | False | False | 24000 |  | 13.4 | 13.4 |  |  | False | 30 | 30 | 10.6 | 0 |  | False | Conventional | 07/06/2023 |  | 11/16/2023
Nordyne, LLC | Broan | R104GD-024K072C | R104GD-024K072C |  |  | Voluntarily Certified | Single-package air conditioner | False | False | 24000 |  | 13.4 | 13.4 |  |  | False | 30 | 30 | 10.6 | 0 |  | False | Conventional | 07/06/2023 |  | 11/16/2023
Nordyne, LLC | Frigidaire | R104GD-024K072C | R104GD-024K072C |  |  | Voluntarily Certified | Single-package air conditioner | False | False | 24000 |  | 13.4 | 13.4 |  |  | False | 30 | 30 | 10.6 | 0 |  | False | Conventional | 07/06/2023 |  | 11/16/2023
Nordyne, LLC | Gibson | R104GD-024K072C | R104GD-024K072C |  |  | Voluntarily Certified | Single-package air conditioner | False | False | 24000 |  | 13.4 | 13.4 |  |  | False | 30 | 30 | 10.6 | 0 |  | False | Conventional | 07/06/2023 |  | 11/16/2023
Nordyne, LLC | Intertherm | R104GD-024K072C | R104GD-024K072C |  |  | Voluntarily Certified | Single-package air conditioner | False | False | 24000 |  | 13.4 | 13.4 |  |  | False | 30 | 30 | 10.6 | 0 |  | False | Conventional | 07/06/2023 |  | 11/16/2023
Nordyne, LLC | Maytag | R104GD-024K072C | R104GD-024K072C |  |  | Voluntarily Certified | Single-package air conditioner | False | False | 24000 |  | 13.4 | 13.4 |  |  | False | 30 | 30 | 10.6 | 0 |  | False | Conventional | 07/06/2023 |  | 11/16/2023
Nordyne, LLC | Miller | R104GD-024K072C | R104GD-024K072C |  |  | Voluntarily Certified | Single-package air conditioner | False | False | 24000 |  | 13.4 | 13.4 |  |  | False | 30 | 30 | 10.6 | 0 |  | False | Conventional | 07/06/2023 |  | 11/16/2023
Nordyne, LLC | NORTEK GLOBAL HVAC LLC | R104GD-024K072C | R104GD-024K072C |  |  | Voluntarily Certified | Single-package air conditioner | False | False | 24000 |  | 13.4 | 13.4 |  |  | False | 30 | 30 | 10.6 | 0 |  | False | Conventional | 07/06/2023 |  | 11/16/2023
Nordyne, LLC | Broan | R104GD-030K045C | R104GD-030K045C |  |  | Voluntarily Certified | Single-package air conditioner | False | False | 29000 |  | 13.4 | 13.4 |  |  | False | 30 | 30 | 10.6 | 0 |  | False | Conventional | 07/06/2023 |  | 11/16/2023
Nordyne, LLC | Frigidaire | R104GD-030K045C | R104GD-030K045C |  |  | Voluntarily Certified | Single-package air conditioner | False | False | 29000 |  | 13.4 | 13.4 |  |  | False | 30 | 30 | 10.6 | 0 |  | False | Conventional | 07/06/2023 |  | 11/16/2023
Nordyne, LLC | Gibson | R104GD-030K045C | R104GD-030K045C |  |  | Voluntarily Certified | Single-package air conditioner | False | False | 29000 |  | 13.4 | 13.4 |  |  | False | 30 | 30 | 10.6 | 0 |  | False | Conventional | 07/06/2023 |  | 11/16/2023
Nordyne, LLC | Intertherm | R104GD-030K045C | R104GD-030K045C |  |  | Voluntarily Certified | Single-package air conditioner | False | False | 29000 |  | 13.4 | 13.4 |  |  | False | 30 | 30 | 10.6 | 0 |  | False | Conventional | 07/06/2023 |  | 11/16/2023
Nordyne, LLC | Maytag | R104GD-030K045C | R104GD-030K045C |  |  | Voluntarily Certified | Single-package air conditioner | False | False | 29000 |  | 13.4 | 13.4 |  |  | False | 30 | 30 | 10.6 | 0 |  | False | Conventional | 07/06/2023 |  | 11/16/2023
Nordyne, LLC | Miller | R104GD-030K045C | R104GD-030K045C |  |  | Voluntarily Certified | Single-package air conditioner | False | False | 29000 |  | 13.4 | 13.4 |  |  | False | 30 | 30 | 10.6 | 0 |  | False | Conventional | 07/06/2023 |  | 11/16/2023
Nordyne, LLC | NORTEK GLOBAL HVAC LLC | R104GD-030K045C | R104GD-030K045C |  |  | Voluntarily Certified | Single-package air conditioner | False | False | 29000 |  | 13.4 | 13.4 |  |  | False | 30 | 30 | 10.6 | 0 |  | False | Conventional | 07/06/2023 |  | 11/16/2023
Nordyne, LLC | AC PRO | R104GD-030K070U | R104GD-030K070U |  |  | Voluntarily Certified | Single-package air conditioner | False | False | 29400 |  | 13.4 | 13.4 |  |  | False | 30 | 30 | 10.6 | 0 |  | False | Conventional | 07/06/2023 |  | 11/16/2023
Nordyne, LLC | AireForce | R104GD-030K070U | R104GD-030K070U |  |  | Voluntarily Certified | Single-package air conditioner | False | False | 29400 |  | 13.4 | 13.4 |  |  | False | 30 | 30 | 10.6 | 0 |  | False | Conventional | 07/06/2023 |  | 11/16/2023
Nordyne, LLC | Broan | R104GD-030K070U | R104GD-030K070U |  |  | Voluntarily Certified | Single-package air conditioner | False | False | 29400 |  | 13.4 | 13.4 |  |  | False | 30 | 30 | 10.6 | 0 |  | False | Conventional | 07/06/2023 |  | 11/16/2023
Nordyne, LLC | Frigidaire | R104GD-030K070U | R104GD-030K070U |  |  | Voluntarily Certified | Single-package air conditioner | False | False | 29400 |  | 13.4 | 13.4 |  |  | False | 30 | 30 | 10.6 | 0 |  | False | Conventional | 07/06/2023 |  | 11/16/2023
Nordyne, LLC | Gibson | R104GD-030K070U | R104GD-030K070U |  |  | Voluntarily Certified | Single-package air conditioner | False | False | 29400 |  | 13.4 | 13.4 |  |  | False | 30 | 30 | 10.6 | 0 |  | False | Conventional | 07/06/2023 |  | 11/16/2023
Nordyne, LLC | Intertherm | R104GD-030K070U | R104GD-030K070U |  |  | Voluntarily Certified | Single-package air conditioner | False | False | 29400 |  | 13.4 | 13.4 |  |  | False | 30 | 30 | 10.6 | 0 |  | False | Conventional | 07/06/2023 |  | 11/16/2023
Nordyne, LLC | Maytag | R104GD-030K070U | R104GD-030K070U |  |  | Voluntarily Certified | Single-package air conditioner | False | False | 29400 |  | 13.4 | 13.4 |  |  | False | 30 | 30 | 10.6 | 0 |  | False | Conventional | 07/06/2023 |  | 11/16/2023
Nordyne, LLC | Miller | R104GD-030K070U | R104GD-030K070U |  |  | Voluntarily Certified | Single-package air conditioner | False | False | 29400 |  | 13.4 | 13.4 |  |  | False | 30 | 30 | 10.6 | 0 |  | False | Conventional | 07/06/2023 |  | 11/16/2023
Nordyne, LLC | Moss Mechanical | R104GD-030K070U | R104GD-030K070U |  |  | Voluntarily Certified | Single-package air conditioner | False | False | 29400 |  | 13.4 | 13.4 |  |  | False | 30 | 30 | 10.6 | 0 |  | False | Conventional | 07/06/2023 |  | 11/16/2023
Nordyne, LLC | NORTEK GLOBAL HVAC LLC | R104GD-030K070U | R104GD-030K070U |  |  | Voluntarily Certified | Single-package air conditioner | False | False | 29400 |  | 13.4 | 13.4 |  |  | False | 30 | 30 | 10.6 | 0 |  | False | Conventional | 07/06/2023 |  | 11/16/2023
Nordyne, LLC | Broan | R104GD-030K072C | R104GD-030K072C |  |  | Voluntarily Certified | Single-package air conditioner | False | False | 29000 |  | 13.4 | 13.4 |  |  | False | 30 | 30 | 10.6 | 0 |  | False | Conventional | 07/06/2023 |  | 11/16/2023
Nordyne, LLC | Frigidaire | R104GD-030K072C | R104GD-030K072C |  |  | Voluntarily Certified | Single-package air conditioner | False | False | 29000 |  | 13.4 | 13.4 |  |  | False | 30 | 30 | 10.6 | 0 |  | False | Conventional | 07/06/2023 |  | 11/16/2023
Nordyne, LLC | Gibson | R104GD-030K072C | R104GD-030K072C |  |  | Voluntarily Certified | Single-package air conditioner | False | False | 29000 |  | 13.4 | 13.4 |  |  | False | 30 | 30 | 10.6 | 0 |  | False | Conventional | 07/06/2023 |  | 11/16/2023
Nordyne, LLC | Intertherm | R104GD-030K072C | R104GD-030K072C |  |  | Voluntarily Certified | Single-package air conditioner | False | False | 29000 |  | 13.4 | 13.4 |  |  | False | 30 | 30 | 10.6 | 0 |  | False | Conventional | 07/06/2023 |  | 11/16/2023
Nordyne, LLC | Maytag | R104GD-030K072C | R104GD-030K072C |  |  | Voluntarily Certified | Single-package air conditioner | False | False | 29000 |  | 13.4 | 13.4 |  |  | False | 30 | 30 | 10.6 | 0 |  | False | Conventional | 07/06/2023 |  | 11/16/2023
Nordyne, LLC | Miller | R104GD-030K072C | R104GD-030K072C |  |  | Voluntarily Certified | Single-package air conditioner | False | False | 29000 |  | 13.4 | 13.4 |  |  | False | 30 | 30 | 10.6 | 0 |  | False | Conventional | 07/06/2023 |  | 11/16/2023
Nordyne, LLC | NORTEK GLOBAL HVAC LLC | R104GD-030K072C | R104GD-030K072C |  |  | Voluntarily Certified | Single-package air conditioner | False | False | 29000 |  | 13.4 | 13.4 |  |  | False | 30 | 30 | 10.6 | 0 |  | False | Conventional | 07/06/2023 |  | 11/16/2023
Nordyne, LLC | AC PRO | R104GD-036K070U | R104GD-036K070U |  |  | Voluntarily Certified | Single-package air conditioner | False | False | 35200 |  | 13.4 | 13.4 |  |  | False | 30 | 30 | 10.6 | 0 |  | False | Conventional | 07/06/2023 |  | 11/16/2023
Nordyne, LLC | AireForce | R104GD-036K070U | R104GD-036K070U |  |  | Voluntarily Certified | Single-package air conditioner | False | False | 35200 |  | 13.4 | 13.4 |  |  | False | 30 | 30 | 10.6 | 0 |  | False | Conventional | 07/06/2023 |  | 11/16/2023
Nordyne, LLC | Broan | R104GD-036K070U | R104GD-036K070U |  |  | Voluntarily Certified | Single-package air conditioner | False | False | 35200 |  | 13.4 | 13.4 |  |  | False | 30 | 30 | 10.6 | 0 |  | False | Conventional | 07/06/2023 |  | 11/16/2023
Nordyne, LLC | Frigidaire | R104GD-036K070U | R104GD-036K070U |  |  | Voluntarily Certified | Single-package air conditioner | False | False | 35200 |  | 13.4 | 13.4 |  |  | False | 30 | 30 | 10.6 | 0 |  | False | Conventional | 07/06/2023 |  | 11/16/2023
Nordyne, LLC | Gibson | R104GD-036K070U | R104GD-036K070U |  |  | Voluntarily Certified | Single-package air conditioner | False | False | 35200 |  | 13.4 | 13.4 |  |  | False | 30 | 30 | 10.6 | 0 |  | False | Conventional | 07/06/2023 |  | 11/16/2023
Nordyne, LLC | Intertherm | R104GD-036K070U | R104GD-036K070U |  |  | Voluntarily Certified | Single-package air conditioner | False | False | 35200 |  | 13.4 | 13.4 |  |  | False | 30 | 30 | 10.6 | 0 |  | False | Conventional | 07/06/2023 |  | 11/16/2023
Nordyne, LLC | Maytag | R104GD-036K070U | R104GD-036K070U |  |  | Voluntarily Certified | Single-package air conditioner | False | False | 35200 |  | 13.4 | 13.4 |  |  | False | 30 | 30 | 10.6 | 0 |  | False | Conventional | 07/06/2023 |  | 11/16/2023
Nordyne, LLC | Miller | R104GD-036K070U | R104GD-036K070U |  |  | Voluntarily Certified | Single-package air conditioner | False | False | 35200 |  | 13.4 | 13.4 |  |  | False | 30 | 30 | 10.6 | 0 |  | False | Conventional | 07/06/2023 |  | 11/16/2023
Nordyne, LLC | Moss Mechanical | R104GD-036K070U | R104GD-036K070U |  |  | Voluntarily Certified | Single-package air conditioner | False | False | 35200 |  | 13.4 | 13.4 |  |  | False | 30 | 30 | 10.6 | 0 |  | False | Conventional | 07/06/2023 |  | 11/16/2023
Nordyne, LLC | NORTEK GLOBAL HVAC LLC | R104GD-036K070U | R104GD-036K070U |  |  | Voluntarily Certified | Single-package air conditioner | False | False | 35200 |  | 13.4 | 13.4 |  |  | False | 30 | 30 | 10.6 | 0 |  | False | Conventional | 07/06/2023 |  | 11/16/2023
Nordyne, LLC | Broan | R104GD-036K072C | R104GD-036K072C |  |  | Voluntarily Certified | Single-package air conditioner | False | False | 35200 |  | 13.4 | 13.4 |  |  | False | 30 | 30 | 10.6 | 0 |  | False | Conventional | 07/06/2023 |  | 11/16/2023
Nordyne, LLC | Frigidaire | R104GD-036K072C | R104GD-036K072C |  |  | Voluntarily Certified | Single-package air conditioner | False | False | 35200 |  | 13.4 | 13.4 |  |  | False | 30 | 30 | 10.6 | 0 |  | False | Conventional | 07/06/2023 |  | 11/16/2023
Nordyne, LLC | Gibson | R104GD-036K072C | R104GD-036K072C |  |  | Voluntarily Certified | Single-package air conditioner | False | False | 35200 |  | 13.4 | 13.4 |  |  | False | 30 | 30 | 10.6 | 0 |  | False | Conventional | 07/06/2023 |  | 11/16/2023
Nordyne, LLC | Intertherm | R104GD-036K072C | R104GD-036K072C |  |  | Voluntarily Certified | Single-package air conditioner | False | False | 35200 |  | 13.4 | 13.4 |  |  | False | 30 | 30 | 10.6 | 0 |  | False | Conventional | 07/06/2023 |  | 11/16/2023
Nordyne, LLC | Maytag | R104GD-036K072C | R104GD-036K072C |  |  | Voluntarily Certified | Single-package air conditioner | False | False | 35200 |  | 13.4 | 13.4 |  |  | False | 30 | 30 | 10.6 | 0 |  | False | Conventional | 07/06/2023 |  | 11/16/2023
Nordyne, LLC | Miller | R104GD-036K072C | R104GD-036K072C |  |  | Voluntarily Certified | Single-package air conditioner | False | False | 35200 |  | 13.4 | 13.4 |  |  | False | 30 | 30 | 10.6 | 0 |  | False | Conventional | 07/06/2023 |  | 11/16/2023
Nordyne, LLC | NORTEK GLOBAL HVAC LLC | R104GD-036K072C | R104GD-036K072C |  |  | Voluntarily Certified | Single-package air conditioner | False | False | 35200 |  | 13.4 | 13.4 |  |  | False | 30 | 30 | 10.6 | 0 |  | False | Conventional | 07/06/2023 |  | 11/16/2023
Nordyne, LLC | Broan | R104GD-036K096C | R104GD-036K096C |  |  | Voluntarily Certified | Single-package air conditioner | False | False | 35200 |  | 13.4 | 13.4 |  |  | False | 30 | 30 | 10.6 | 0 |  | False | Conventional | 07/06/2023 |  | 11/16/2023
Nordyne, LLC | Frigidaire | R104GD-036K096C | R104GD-036K096C |  |  | Voluntarily Certified | Single-package air conditioner | False | False | 35200 |  | 13.4 | 13.4 |  |  | False | 30 | 30 | 10.6 | 0 |  | False | Conventional | 07/06/2023 |  | 11/16/2023
Nordyne, LLC | Gibson | R104GD-036K096C | R104GD-036K096C |  |  | Voluntarily Certified | Single-package air conditioner | False | False | 35200 |  | 13.4 | 13.4 |  |  | False | 30 | 30 | 10.6 | 0 |  | False | Conventional | 07/06/2023 |  | 11/16/2023
Nordyne, LLC | Intertherm | R104GD-036K096C | R104GD-036K096C |  |  | Voluntarily Certified | Single-package air conditioner | False | False | 35200 |  | 13.4 | 13.4 |  |  | False | 30 | 30 | 10.6 | 0 |  | False | Conventional | 07/06/2023 |  | 11/16/2023
Nordyne, LLC | Maytag | R104GD-036K096C | R104GD-036K096C |  |  | Voluntarily Certified | Single-package air conditioner | False | False | 35200 |  | 13.4 | 13.4 |  |  | False | 30 | 30 | 10.6 | 0 |  | False | Conventional | 07/06/2023 |  | 11/16/2023
Nordyne, LLC | Miller | R104GD-036K096C | R104GD-036K096C |  |  | Voluntarily Certified | Single-package air conditioner | False | False | 35200 |  | 13.4 | 13.4 |  |  | False | 30 | 30 | 10.6 | 0 |  | False | Conventional | 07/06/2023 |  | 11/16/2023
Nordyne, LLC | NORTEK GLOBAL HVAC LLC | R104GD-036K096C | R104GD-036K096C |  |  | Voluntarily Certified | Single-package air conditioner | False | False | 35200 |  | 13.4 | 13.4 |  |  | False | 30 | 30 | 10.6 | 0 |  | False | Conventional | 07/06/2023 |  | 11/16/2023
Nordyne, LLC | Broan | R104GD-042K072C | R104GD-042K072C |  |  | Voluntarily Certified | Single-package air conditioner | False | False | 41000 |  | 13.4 | 13.4 |  |  | False | 30 | 30 | 10.6 | 0 |  | False | Conventional | 07/06/2023 |  | 11/16/2023
Nordyne, LLC | Frigidaire | R104GD-042K072C | R104GD-042K072C |  |  | Voluntarily Certified | Single-package air conditioner | False | False | 41000 |  | 13.4 | 13.4 |  |  | False | 30 | 30 | 10.6 | 0 |  | False | Conventional | 07/06/2023 |  | 11/16/2023
Nordyne, LLC | Gibson | R104GD-042K072C | R104GD-042K072C |  |  | Voluntarily Certified | Single-package air conditioner | False | False | 41000 |  | 13.4 | 13.4 |  |  | False | 30 | 30 | 10.6 | 0 |  | False | Conventional | 07/06/2023 |  | 11/16/2023
Nordyne, LLC | Intertherm | R104GD-042K072C | R104GD-042K072C |  |  | Voluntarily Certified | Single-package air conditioner | False | False | 41000 |  | 13.4 | 13.4 |  |  | False | 30 | 30 | 10.6 | 0 |  | False | Conventional | 07/06/2023 |  | 11/16/2023
Nordyne, LLC | Maytag | R104GD-042K072C | R104GD-042K072C |  |  | Voluntarily Certified | Single-package air conditioner | False | False | 41000 |  | 13.4 | 13.4 |  |  | False | 30 | 30 | 10.6 | 0 |  | False | Conventional | 07/06/2023 |  | 11/16/2023
Nordyne, LLC | Miller | R104GD-042K072C | R104GD-042K072C |  |  | Voluntarily Certified | Single-package air conditioner | False | False | 41000 |  | 13.4 | 13.4 |  |  | False | 30 | 30 | 10.6 | 0 |  | False | Conventional | 07/06/2023 |  | 11/16/2023
Nordyne, LLC | NORTEK GLOBAL HVAC LLC | R104GD-042K072C | R104GD-042K072C |  |  | Voluntarily Certified | Single-package air conditioner | False | False | 41000 |  | 13.4 | 13.4 |  |  | False | 30 | 30 | 10.6 | 0 |  | False | Conventional | 07/06/2023 |  | 11/16/2023
Nordyne, LLC | Broan | R104GD-042K096C | R104GD-042K096C |  |  | Voluntarily Certified | Single-package air conditioner | False | False | 41000 |  | 13.4 | 13.4 |  |  | False | 30 | 30 | 10.6 | 0 |  | False | Conventional | 07/06/2023 |  | 11/16/2023
Nordyne, LLC | Frigidaire | R104GD-042K096C | R104GD-042K096C |  |  | Voluntarily Certified | Single-package air conditioner | False | False | 41000 |  | 13.4 | 13.4 |  |  | False | 30 | 30 | 10.6 | 0 |  | False | Conventional | 07/06/2023 |  | 11/16/2023
Nordyne, LLC | Gibson | R104GD-042K096C | R104GD-042K096C |  |  | Voluntarily Certified | Single-package air conditioner | False | False | 41000 |  | 13.4 | 13.4 |  |  | False | 30 | 30 | 10.6 | 0 |  | False | Conventional | 07/06/2023 |  | 11/16/2023
Nordyne, LLC | Intertherm | R104GD-042K096C | R104GD-042K096C |  |  | Voluntarily Certified | Single-package air conditioner | False | False | 41000 |  | 13.4 | 13.4 |  |  | False | 30 | 30 | 10.6 | 0 |  | False | Conventional | 07/06/2023 |  | 11/16/2023
Nordyne, LLC | Maytag | R104GD-042K096C | R104GD-042K096C |  |  | Voluntarily Certified | Single-package air conditioner | False | False | 41000 |  | 13.4 | 13.4 |  |  | False | 30 | 30 | 10.6 | 0 |  | False | Conventional | 07/06/2023 |  | 11/16/2023
Nordyne, LLC | Miller | R104GD-042K096C | R104GD-042K096C |  |  | Voluntarily Certified | Single-package air conditioner | False | False | 41000 |  | 13.4 | 13.4 |  |  | False | 30 | 30 | 10.6 | 0 |  | False | Conventional | 07/06/2023 |  | 11/16/2023
Nordyne, LLC | NORTEK GLOBAL HVAC LLC | R104GD-042K096C | R104GD-042K096C |  |  | Voluntarily Certified | Single-package air conditioner | False | False | 41000 |  | 13.4 | 13.4 |  |  | False | 30 | 30 | 10.6 | 0 |  | False | Conventional | 07/06/2023 |  | 11/16/2023
Nordyne, LLC | AC PRO | R104GD-042K100U | R104GD-042K100U |  |  | Voluntarily Certified | Single-package air conditioner | False | False | 40000 |  | 13.4 | 13.4 |  |  | False | 30 | 30 | 10.6 | 0 |  | False | Conventional | 07/06/2023 |  | 11/16/2023
Nordyne, LLC | AireForce | R104GD-042K100U | R104GD-042K100U |  |  | Voluntarily Certified | Single-package air conditioner | False | False | 40000 |  | 13.4 | 13.4 |  |  | False | 30 | 30 | 10.6 | 0 |  | False | Conventional | 07/06/2023 |  | 11/16/2023
Nordyne, LLC | Broan | R104GD-042K100U | R104GD-042K100U |  |  | Voluntarily Certified | Single-package air conditioner | False | False | 40000 |  | 13.4 | 13.4 |  |  | False | 30 | 30 | 10.6 | 0 |  | False | Conventional | 07/06/2023 |  | 11/16/2023
Nordyne, LLC | Frigidaire | R104GD-042K100U | R104GD-042K100U |  |  | Voluntarily Certified | Single-package air conditioner | False | False | 40000 |  | 13.4 | 13.4 |  |  | False | 30 | 30 | 10.6 | 0 |  | False | Conventional | 07/06/2023 |  | 11/16/2023
Nordyne, LLC | Gibson | R104GD-042K100U | R104GD-042K100U |  |  | Voluntarily Certified | Single-package air conditioner | False | False | 40000 |  | 13.4 | 13.4 |  |  | False | 30 | 30 | 10.6 | 0 |  | False | Conventional | 07/06/2023 |  | 11/16/2023
Nordyne, LLC | Intertherm | R104GD-042K100U | R104GD-042K100U |  |  | Voluntarily Certified | Single-package air conditioner | False | False | 40000 |  | 13.4 | 13.4 |  |  | False | 30 | 30 | 10.6 | 0 |  | False | Conventional | 07/06/2023 |  | 11/16/2023
Nordyne, LLC | Maytag | R104GD-042K100U | R104GD-042K100U |  |  | Voluntarily Certified | Single-package air conditioner | False | False | 40000 |  | 13.4 | 13.4 |  |  | False | 30 | 30 | 10.6 | 0 |  | False | Conventional | 07/06/2023 |  | 11/16/2023
Nordyne, LLC | Miller | R104GD-042K100U | R104GD-042K100U |  |  | Voluntarily Certified | Single-package air conditioner | False | False | 40000 |  | 13.4 | 13.4 |  |  | False | 30 | 30 | 10.6 | 0 |  | False | Conventional | 07/06/2023 |  | 11/16/2023
Nordyne, LLC | Moss Mechanical | R104GD-042K100U | R104GD-042K100U |  |  | Voluntarily Certified | Single-package air conditioner | False | False | 40000 |  | 13.4 | 13.4 |  |  | False | 30 | 30 | 10.6 | 0 |  | False | Conventional | 07/06/2023 |  | 11/16/2023
Nordyne, LLC | NORTEK GLOBAL HVAC LLC | R104GD-042K100U | R104GD-042K100U |  |  | Voluntarily Certified | Single-package air conditioner | False | False | 40000 |  | 13.4 | 13.4 |  |  | False | 30 | 30 | 10.6 | 0 |  | False | Conventional | 07/06/2023 |  | 11/16/2023
Nordyne, LLC | Broan | R104GD-048K096C | R104GD-048K096C |  |  | Voluntarily Certified | Single-package air conditioner | False | False | 47500 |  | 13.4 | 13.4 |  |  | False | 30 | 30 | 10.6 | 0 |  | False | Conventional | 07/06/2023 |  | 11/16/2023
Nordyne, LLC | Frigidaire | R104GD-048K096C | R104GD-048K096C |  |  | Voluntarily Certified | Single-package air conditioner | False | False | 47500 |  | 13.4 | 13.4 |  |  | False | 30 | 30 | 10.6 | 0 |  | False | Conventional | 07/06/2023 |  | 11/16/2023
Nordyne, LLC | Gibson | R104GD-048K096C | R104GD-048K096C |  |  | Voluntarily Certified | Single-package air conditioner | False | False | 47500 |  | 13.4 | 13.4 |  |  | False | 30 | 30 | 10.6 | 0 |  | False | Conventional | 07/06/2023 |  | 11/16/2023
Nordyne, LLC | Intertherm | R104GD-048K096C | R104GD-048K096C |  |  | Voluntarily Certified | Single-package air conditioner | False | False | 47500 |  | 13.4 | 13.4 |  |  | False | 30 | 30 | 10.6 | 0 |  | False | Conventional | 07/06/2023 |  | 11/16/2023
Nordyne, LLC | Maytag | R104GD-048K096C | R104GD-048K096C |  |  | Voluntarily Certified | Single-package air conditioner | False | False | 47500 |  | 13.4 | 13.4 |  |  | False | 30 | 30 | 10.6 | 0 |  | False | Conventional | 07/06/2023 |  | 11/16/2023
Nordyne, LLC | Miller | R104GD-048K096C | R104GD-048K096C |  |  | Voluntarily Certified | Single-package air conditioner | False | False | 47500 |  | 13.4 | 13.4 |  |  | False | 30 | 30 | 10.6 | 0 |  | False | Conventional | 07/06/2023 |  | 11/16/2023
Nordyne, LLC | NORTEK GLOBAL HVAC LLC | R104GD-048K096C | R104GD-048K096C |  |  | Voluntarily Certified | Single-package air conditioner | False | False | 47500 |  | 13.4 | 13.4 |  |  | False | 30 | 30 | 10.6 | 0 |  | False | Conventional | 07/06/2023 |  | 11/16/2023
Nordyne, LLC | AC PRO | R104GD-048K100U | R104GD-048K100U |  |  | Voluntarily Certified | Single-package air conditioner | False | False | 47500 |  | 13.4 | 13.4 |  |  | False | 30 | 30 | 10.6 | 0 |  | False | Conventional | 07/06/2023 |  | 11/16/2023
Nordyne, LLC | AireForce | R104GD-048K100U | R104GD-048K100U |  |  | Voluntarily Certified | Single-package air conditioner | False | False | 47500 |  | 13.4 | 13.4 |  |  | False | 30 | 30 | 10.6 | 0 |  | False | Conventional | 07/06/2023 |  | 11/16/2023
Nordyne, LLC | Broan | R104GD-048K100U | R104GD-048K100U |  |  | Voluntarily Certified | Single-package air conditioner | False | False | 47500 |  | 13.4 | 13.4 |  |  | False | 30 | 30 | 10.6 | 0 |  | False | Conventional | 07/06/2023 |  | 11/16/2023
Nordyne, LLC | Frigidaire | R104GD-048K100U | R104GD-048K100U |  |  | Voluntarily Certified | Single-package air conditioner | False | False | 47500 |  | 13.4 | 13.4 |  |  | False | 30 | 30 | 10.6 | 0 |  | False | Conventional | 07/06/2023 |  | 11/16/2023
Nordyne, LLC | Gibson | R104GD-048K100U | R104GD-048K100U |  |  | Voluntarily Certified | Single-package air conditioner | False | False | 47500 |  | 13.4 | 13.4 |  |  | False | 30 | 30 | 10.6 | 0 |  | False | Conventional | 07/06/2023 |  | 11/16/2023
Nordyne, LLC | Intertherm | R104GD-048K100U | R104GD-048K100U |  |  | Voluntarily Certified | Single-package air conditioner | False | False | 47500 |  | 13.4 | 13.4 |  |  | False | 30 | 30 | 10.6 | 0 |  | False | Conventional | 07/06/2023 |  | 11/16/2023
Nordyne, LLC | Maytag | R104GD-048K100U | R104GD-048K100U |  |  | Voluntarily Certified | Single-package air conditioner | False | False | 47500 |  | 13.4 | 13.4 |  |  | False | 30 | 30 | 10.6 | 0 |  | False | Conventional | 07/06/2023 |  | 11/16/2023
Nordyne, LLC | Miller | R104GD-048K100U | R104GD-048K100U |  |  | Voluntarily Certified | Single-package air conditioner | False | False | 47500 |  | 13.4 | 13.4 |  |  | False | 30 | 30 | 10.6 | 0 |  | False | Conventional | 07/06/2023 |  | 11/16/2023
Nordyne, LLC | Moss Mechanical | R104GD-048K100U | R104GD-048K100U |  |  | Voluntarily Certified | Single-package air conditioner | False | False | 47500 |  | 13.4 | 13.4 |  |  | False | 30 | 30 | 10.6 | 0 |  | False | Conventional | 07/06/2023 |  | 11/16/2023
Nordyne, LLC | NORTEK GLOBAL HVAC LLC | R104GD-048K100U | R104GD-048K100U |  |  | Voluntarily Certified | Single-package air conditioner | False | False | 47500 |  | 13.4 | 13.4 |  |  | False | 30 | 30 | 10.6 | 0 |  | False | Conventional | 07/06/2023 |  | 11/16/2023
Nordyne, LLC | Broan | R104GD-048K120C | R104GD-048K120C |  |  | Voluntarily Certified | Single-package air conditioner | False | False | 47500 |  | 13.4 | 13.4 |  |  | False | 30 | 30 | 10.6 | 0 |  | False | Conventional | 07/06/2023 |  | 11/16/2023
Nordyne, LLC | Frigidaire | R104GD-048K120C | R104GD-048K120C |  |  | Voluntarily Certified | Single-package air conditioner | False | False | 47500 |  | 13.4 | 13.4 |  |  | False | 30 | 30 | 10.6 | 0 |  | False | Conventional | 07/06/2023 |  | 11/16/2023
Nordyne, LLC | Gibson | R104GD-048K120C | R104GD-048K120C |  |  | Voluntarily Certified | Single-package air conditioner | False | False | 47500 |  | 13.4 | 13.4 |  |  | False | 30 | 30 | 10.6 | 0 |  | False | Conventional | 07/06/2023 |  | 11/16/2023
Nordyne, LLC | Intertherm | R104GD-048K120C | R104GD-048K120C |  |  | Voluntarily Certified | Single-package air conditioner | False | False | 47500 |  | 13.4 | 13.4 |  |  | False | 30 | 30 | 10.6 | 0 |  | False | Conventional | 07/06/2023 |  | 11/16/2023
Nordyne, LLC | Maytag | R104GD-048K120C | R104GD-048K120C |  |  | Voluntarily Certified | Single-package air conditioner | False | False | 47500 |  | 13.4 | 13.4 |  |  | False | 30 | 30 | 10.6 | 0 |  | False | Conventional | 07/06/2023 |  | 11/16/2023
Nordyne, LLC | Miller | R104GD-048K120C | R104GD-048K120C |  |  | Voluntarily Certified | Single-package air conditioner | False | False | 47500 |  | 13.4 | 13.4 |  |  | False | 30 | 30 | 10.6 | 0 |  | False | Conventional | 07/06/2023 |  | 11/16/2023
Nordyne, LLC | NORTEK GLOBAL HVAC LLC | R104GD-048K120C | R104GD-048K120C |  |  | Voluntarily Certified | Single-package air conditioner | False | False | 47500 |  | 13.4 | 13.4 |  |  | False | 30 | 30 | 10.6 | 0 |  | False | Conventional | 07/06/2023 |  | 11/16/2023
Nordyne, LLC | Broan | R104GD-X60K096C | R104GD-X60K096C |  |  | Voluntarily Certified | Single-package air conditioner | False | False | 58500 |  | 13.4 | 13.4 |  |  | False | 30 | 30 | 10.6 | 0 |  | False | Conventional | 07/06/2023 |  | 11/16/2023
Nordyne, LLC | Frigidaire | R104GD-X60K096C | R104GD-X60K096C |  |  | Voluntarily Certified | Single-package air conditioner | False | False | 58500 |  | 13.4 | 13.4 |  |  | False | 30 | 30 | 10.6 | 0 |  | False | Conventional | 07/06/2023 |  | 11/16/2023
Nordyne, LLC | Gibson | R104GD-X60K096C | R104GD-X60K096C |  |  | Voluntarily Certified | Single-package air conditioner | False | False | 58500 |  | 13.4 | 13.4 |  |  | False | 30 | 30 | 10.6 | 0 |  | False | Conventional | 07/06/2023 |  | 11/16/2023
Nordyne, LLC | Intertherm | R104GD-X60K096C | R104GD-X60K096C |  |  | Voluntarily Certified | Single-package air conditioner | False | False | 58500 |  | 13.4 | 13.4 |  |  | False | 30 | 30 | 10.6 | 0 |  | False | Conventional | 07/06/2023 |  | 11/16/2023
Nordyne, LLC | Maytag | R104GD-X60K096C | R104GD-X60K096C |  |  | Voluntarily Certified | Single-package air conditioner | False | False | 58500 |  | 13.4 | 13.4 |  |  | False | 30 | 30 | 10.6 | 0 |  | False | Conventional | 07/06/2023 |  | 11/16/2023
Nordyne, LLC | Miller | R104GD-X60K096C | R104GD-X60K096C |  |  | Voluntarily Certified | Single-package air conditioner | False | False | 58500 |  | 13.4 | 13.4 |  |  | False | 30 | 30 | 10.6 | 0 |  | False | Conventional | 07/06/2023 |  | 11/16/2023
Nordyne, LLC | NORTEK GLOBAL HVAC LLC | R104GD-X60K096C | R104GD-X60K096C |  |  | Voluntarily Certified | Single-package air conditioner | False | False | 58500 |  | 13.4 | 13.4 |  |  | False | 30 | 30 | 10.6 | 0 |  | False | Conventional | 07/06/2023 |  | 11/16/2023
Nordyne, LLC | AC PRO | R104GD-X60K100U | R104GD-X60K100U |  |  | Voluntarily Certified | Single-package air conditioner | False | False | 59000 |  | 13.4 | 13.4 |  |  | False | 30 | 30 | 10.6 | 0 |  | False | Conventional | 07/06/2023 |  | 11/16/2023
Nordyne, LLC | AireForce | R104GD-X60K100U | R104GD-X60K100U |  |  | Voluntarily Certified | Single-package air conditioner | False | False | 59000 |  | 13.4 | 13.4 |  |  | False | 30 | 30 | 10.6 | 0 |  | False | Conventional | 07/06/2023 |  | 11/16/2023
Nordyne, LLC | Broan | R104GD-X60K100U | R104GD-X60K100U |  |  | Voluntarily Certified | Single-package air conditioner | False | False | 59000 |  | 13.4 | 13.4 |  |  | False | 30 | 30 | 10.6 | 0 |  | False | Conventional | 07/06/2023 |  | 11/16/2023
Nordyne, LLC | Frigidaire | R104GD-X60K100U | R104GD-X60K100U |  |  | Voluntarily Certified | Single-package air conditioner | False | False | 59000 |  | 13.4 | 13.4 |  |  | False | 30 | 30 | 10.6 | 0 |  | False | Conventional | 07/06/2023 |  | 11/16/2023
Nordyne, LLC | Gibson | R104GD-X60K100U | R104GD-X60K100U |  |  | Voluntarily Certified | Single-package air conditioner | False | False | 59000 |  | 13.4 | 13.4 |  |  | False | 30 | 30 | 10.6 | 0 |  | False | Conventional | 07/06/2023 |  | 11/16/2023
Nordyne, LLC | Intertherm | R104GD-X60K100U | R104GD-X60K100U |  |  | Voluntarily Certified | Single-package air conditioner | False | False | 59000 |  | 13.4 | 13.4 |  |  | False | 30 | 30 | 10.6 | 0 |  | False | Conventional | 07/06/2023 |  | 11/16/2023
Nordyne, LLC | Maytag | R104GD-X60K100U | R104GD-X60K100U |  |  | Voluntarily Certified | Single-package air conditioner | False | False | 59000 |  | 13.4 | 13.4 |  |  | False | 30 | 30 | 10.6 | 0 |  | False | Conventional | 07/06/2023 |  | 11/16/2023
Nordyne, LLC | Miller | R104GD-X60K100U | R104GD-X60K100U |  |  | Voluntarily Certified | Single-package air conditioner | False | False | 59000 |  | 13.4 | 13.4 |  |  | False | 30 | 30 | 10.6 | 0 |  | False | Conventional | 07/06/2023 |  | 11/16/2023
Nordyne, LLC | Moss Mechanical | R104GD-X60K100U | R104GD-X60K100U |  |  | Voluntarily Certified | Single-package air conditioner | False | False | 59000 |  | 13.4 | 13.4 |  |  | False | 30 | 30 | 10.6 | 0 |  | False | Conventional | 07/06/2023 |  | 11/16/2023
Nordyne, LLC | NORTEK GLOBAL HVAC LLC | R104GD-X60K100U | R104GD-X60K100U |  |  | Voluntarily Certified | Single-package air conditioner | False | False | 59000 |  | 13.4 | 13.4 |  |  | False | 30 | 30 | 10.6 | 0 |  | False | Conventional | 07/06/2023 |  | 11/16/2023
Nordyne, LLC | Broan | R104GD-X60K120C | R104GD-X60K120C |  |  | Voluntarily Certified | Single-package air conditioner | False | False | 58500 |  | 13.4 | 13.4 |  |  | False | 30 | 30 | 10.6 | 0 |  | False | Conventional | 07/06/2023 |  | 11/16/2023
Nordyne, LLC | Frigidaire | R104GD-X60K120C | R104GD-X60K120C |  |  | Voluntarily Certified | Single-package air conditioner | False | False | 58500 |  | 13.4 | 13.4 |  |  | False | 30 | 30 | 10.6 | 0 |  | False | Conventional | 07/06/2023 |  | 11/16/2023
Nordyne, LLC | Gibson | R104GD-X60K120C | R104GD-X60K120C |  |  | Voluntarily Certified | Single-package air conditioner | False | False | 58500 |  | 13.4 | 13.4 |  |  | False | 30 | 30 | 10.6 | 0 |  | False | Conventional | 07/06/2023 |  | 11/16/2023
Nordyne, LLC | Intertherm | R104GD-X60K120C | R104GD-X60K120C |  |  | Voluntarily Certified | Single-package air conditioner | False | False | 58500 |  | 13.4 | 13.4 |  |  | False | 30 | 30 | 10.6 | 0 |  | False | Conventional | 07/06/2023 |  | 11/16/2023
Nordyne, LLC | Maytag | R104GD-X60K120C | R104GD-X60K120C |  |  | Voluntarily Certified | Single-package air conditioner | False | False | 58500 |  | 13.4 | 13.4 |  |  | False | 30 | 30 | 10.6 | 0 |  | False | Conventional | 07/06/2023 |  | 11/16/2023
Nordyne, LLC | Miller | R104GD-X60K120C | R104GD-X60K120C |  |  | Voluntarily Certified | Single-package air conditioner | False | False | 58500 |  | 13.4 | 13.4 |  |  | False | 30 | 30 | 10.6 | 0 |  | False | Conventional | 07/06/2023 |  | 11/16/2023
Nordyne, LLC | NORTEK GLOBAL HVAC LLC | R104GD-X60K120C | R104GD-X60K120C |  |  | Voluntarily Certified | Single-package air conditioner | False | False | 58500 |  | 13.4 | 13.4 |  |  | False | 30 | 30 | 10.6 | 0 |  | False | Conventional | 07/06/2023 |  | 11/16/2023
Nordyne, LLC | AC PRO | R104HD-X24K060C | R104HD-X24K060C |  |  | Voluntarily Certified | Single-package air conditioner | False | False | 24000 |  | 13.4 | 13.4 |  |  | False | 30 | 30 | 10.6 | 0 |  | False | Conventional | 07/06/2023 |  | 11/16/2023
Nordyne, LLC | Broan | R104HD-X24K060C | R104HD-X24K060C |  |  | Voluntarily Certified | Single-package air conditioner | False | False | 24000 |  | 13.4 | 13.4 |  |  | False | 30 | 30 | 10.6 | 0 |  | False | Conventional | 07/06/2023 |  | 11/16/2023
Nordyne, LLC | Frigidaire | R104HD-X24K060C | R104HD-X24K060C |  |  | Voluntarily Certified | Single-package air conditioner | False | False | 24000 |  | 13.4 | 13.4 |  |  | False | 30 | 30 | 10.6 | 0 |  | False | Conventional | 07/06/2023 |  | 11/16/2023
Nordyne, LLC | Gibson | R104HD-X24K060C | R104HD-X24K060C |  |  | Voluntarily Certified | Single-package air conditioner | False | False | 24000 |  | 13.4 | 13.4 |  |  | False | 30 | 30 | 10.6 | 0 |  | False | Conventional | 07/06/2023 |  | 11/16/2023
Nordyne, LLC | Intertherm | R104HD-X24K060C | R104HD-X24K060C |  |  | Voluntarily Certified | Single-package air conditioner | False | False | 24000 |  | 13.4 | 13.4 |  |  | False | 30 | 30 | 10.6 | 0 |  | False | Conventional | 07/06/2023 |  | 11/16/2023
Nordyne, LLC | Maytag | R104HD-X24K060C | R104HD-X24K060C |  |  | Voluntarily Certified | Single-package air conditioner | False | False | 24000 |  | 13.4 | 13.4 |  |  | False | 30 | 30 | 10.6 | 0 |  | False | Conventional | 07/06/2023 |  | 11/16/2023
Nordyne, LLC | Miller | R104HD-X24K060C | R104HD-X24K060C |  |  | Voluntarily Certified | Single-package air conditioner | False | False | 24000 |  | 13.4 | 13.4 |  |  | False | 30 | 30 | 10.6 | 0 |  | False | Conventional | 07/06/2023 |  | 11/16/2023
Nordyne, LLC | NORTEK GLOBAL HVAC LLC | R104HD-X24K060C | R104HD-X24K060C |  |  | Voluntarily Certified | Single-package air conditioner | False | False | 24000 |  | 13.4 | 13.4 |  |  | False | 30 | 30 | 10.6 | 0 |  | False | Conventional | 07/06/2023 |  | 11/16/2023
Nordyne, LLC | AC PRO | R104HD-X30K060C | R104HD-X30K060C |  |  | Voluntarily Certified | Single-package air conditioner | False | False | 28600 |  | 13.4 | 13.4 |  |  | False | 30 | 30 | 10.6 | 0 |  | False | Conventional | 07/06/2023 |  | 11/16/2023
Nordyne, LLC | Broan | R104HD-X30K060C | R104HD-X30K060C |  |  | Voluntarily Certified | Single-package air conditioner | False | False | 28600 |  | 13.4 | 13.4 |  |  | False | 30 | 30 | 10.6 | 0 |  | False | Conventional | 07/06/2023 |  | 11/16/2023
Nordyne, LLC | Frigidaire | R104HD-X30K060C | R104HD-X30K060C |  |  | Voluntarily Certified | Single-package air conditioner | False | False | 28600 |  | 13.4 | 13.4 |  |  | False | 30 | 30 | 10.6 | 0 |  | False | Conventional | 07/06/2023 |  | 11/16/2023
Nordyne, LLC | Gibson | R104HD-X30K060C | R104HD-X30K060C |  |  | Voluntarily Certified | Single-package air conditioner | False | False | 28600 |  | 13.4 | 13.4 |  |  | False | 30 | 30 | 10.6 | 0 |  | False | Conventional | 07/06/2023 |  | 11/16/2023
Nordyne, LLC | Intertherm | R104HD-X30K060C | R104HD-X30K060C |  |  | Voluntarily Certified | Single-package air conditioner | False | False | 28600 |  | 13.4 | 13.4 |  |  | False | 30 | 30 | 10.6 | 0 |  | False | Conventional | 07/06/2023 |  | 11/16/2023
Nordyne, LLC | Maytag | R104HD-X30K060C | R104HD-X30K060C |  |  | Voluntarily Certified | Single-package air conditioner | False | False | 28600 |  | 13.4 | 13.4 |  |  | False | 30 | 30 | 10.6 | 0 |  | False | Conventional | 07/06/2023 |  | 11/16/2023
Nordyne, LLC | Miller | R104HD-X30K060C | R104HD-X30K060C |  |  | Voluntarily Certified | Single-package air conditioner | False | False | 28600 |  | 13.4 | 13.4 |  |  | False | 30 | 30 | 10.6 | 0 |  | False | Conventional | 07/06/2023 |  | 11/16/2023
Nordyne, LLC | NORTEK GLOBAL HVAC LLC | R104HD-X30K060C | R104HD-X30K060C |  |  | Voluntarily Certified | Single-package air conditioner | False | False | 28600 |  | 13.4 | 13.4 |  |  | False | 30 | 30 | 10.6 | 0 |  | False | Conventional | 07/06/2023 |  | 11/16/2023
Nordyne, LLC | AC PRO | R104HD-X36K080C | R104HD-X36K080C |  |  | Voluntarily Certified | Single-package air conditioner | False | False | 34600 |  | 13.4 | 13.4 |  |  | False | 30 | 30 | 10.6 | 0 |  | False | Conventional | 07/06/2023 |  | 11/16/2023
Nordyne, LLC | Broan | R104HD-X36K080C | R104HD-X36K080C |  |  | Voluntarily Certified | Single-package air conditioner | False | False | 34600 |  | 13.4 | 13.4 |  |  | False | 30 | 30 | 10.6 | 0 |  | False | Conventional | 07/06/2023 |  | 11/16/2023
Nordyne, LLC | Frigidaire | R104HD-X36K080C | R104HD-X36K080C |  |  | Voluntarily Certified | Single-package air conditioner | False | False | 34600 |  | 13.4 | 13.4 |  |  | False | 30 | 30 | 10.6 | 0 |  | False | Conventional | 07/06/2023 |  | 11/16/2023
Nordyne, LLC | Gibson | R104HD-X36K080C | R104HD-X36K080C |  |  | Voluntarily Certified | Single-package air conditioner | False | False | 34600 |  | 13.4 | 13.4 |  |  | False | 30 | 30 | 10.6 | 0 |  | False | Conventional | 07/06/2023 |  | 11/16/2023
Nordyne, LLC | Intertherm | R104HD-X36K080C | R104HD-X36K080C |  |  | Voluntarily Certified | Single-package air conditioner | False | False | 34600 |  | 13.4 | 13.4 |  |  | False | 30 | 30 | 10.6 | 0 |  | False | Conventional | 07/06/2023 |  | 11/16/2023
Nordyne, LLC | Maytag | R104HD-X36K080C | R104HD-X36K080C |  |  | Voluntarily Certified | Single-package air conditioner | False | False | 34600 |  | 13.4 | 13.4 |  |  | False | 30 | 30 | 10.6 | 0 |  | False | Conventional | 07/06/2023 |  | 11/16/2023
Nordyne, LLC | Miller | R104HD-X36K080C | R104HD-X36K080C |  |  | Voluntarily Certified | Single-package air conditioner | False | False | 34600 |  | 13.4 | 13.4 |  |  | False | 30 | 30 | 10.6 | 0 |  | False | Conventional | 07/06/2023 |  | 11/16/2023
Nordyne, LLC | NORTEK GLOBAL HVAC LLC | R104HD-X36K080C | R104HD-X36K080C |  |  | Voluntarily Certified | Single-package air conditioner | False | False | 34600 |  | 13.4 | 13.4 |  |  | False | 30 | 30 | 10.6 | 0 |  | False | Conventional | 07/06/2023 |  | 11/16/2023
Nordyne, LLC | AC PRO | R104HD-X42K080C | R104HD-X42K080C |  |  | Voluntarily Certified | Single-package air conditioner | False | False | 41000 |  | 13.4 | 13.4 |  |  | False | 30 | 30 | 10.6 | 0 |  | False | Conventional | 07/06/2023 |  | 11/16/2023
Nordyne, LLC | Broan | R104HD-X42K080C | R104HD-X42K080C |  |  | Voluntarily Certified | Single-package air conditioner | False | False | 41000 |  | 13.4 | 13.4 |  |  | False | 30 | 30 | 10.6 | 0 |  | False | Conventional | 07/06/2023 |  | 11/16/2023
Nordyne, LLC | Frigidaire | R104HD-X42K080C | R104HD-X42K080C |  |  | Voluntarily Certified | Single-package air conditioner | False | False | 41000 |  | 13.4 | 13.4 |  |  | False | 30 | 30 | 10.6 | 0 |  | False | Conventional | 07/06/2023 |  | 11/16/2023
Nordyne, LLC | Gibson | R104HD-X42K080C | R104HD-X42K080C |  |  | Voluntarily Certified | Single-package air conditioner | False | False | 41000 |  | 13.4 | 13.4 |  |  | False | 30 | 30 | 10.6 | 0 |  | False | Conventional | 07/06/2023 |  | 11/16/2023
Nordyne, LLC | Intertherm | R104HD-X42K080C | R104HD-X42K080C |  |  | Voluntarily Certified | Single-package air conditioner | False | False | 41000 |  | 13.4 | 13.4 |  |  | False | 30 | 30 | 10.6 | 0 |  | False | Conventional | 07/06/2023 |  | 11/16/2023
Nordyne, LLC | Maytag | R104HD-X42K080C | R104HD-X42K080C |  |  | Voluntarily Certified | Single-package air conditioner | False | False | 41000 |  | 13.4 | 13.4 |  |  | False | 30 | 30 | 10.6 | 0 |  | False | Conventional | 07/06/2023 |  | 11/16/2023
Nordyne, LLC | Miller | R104HD-X42K080C | R104HD-X42K080C |  |  | Voluntarily Certified | Single-package air conditioner | False | False | 41000 |  | 13.4 | 13.4 |  |  | False | 30 | 30 | 10.6 | 0 |  | False | Conventional | 07/06/2023 |  | 11/16/2023
Nordyne, LLC | NORTEK GLOBAL HVAC LLC | R104HD-X42K080C | R104HD-X42K080C |  |  | Voluntarily Certified | Single-package air conditioner | False | False | 41000 |  | 13.4 | 13.4 |  |  | False | 30 | 30 | 10.6 | 0 |  | False | Conventional | 07/06/2023 |  | 11/16/2023
Nordyne, LLC | AC PRO | R104HD-X48K096C | R104HD-X48K096C |  |  | Voluntarily Certified | Single-package air conditioner | False | False | 47000 |  | 13.4 | 13.4 |  |  | False | 30 | 30 | 10.6 | 0 |  | False | Conventional | 07/06/2023 |  | 11/16/2023
Nordyne, LLC | Broan | R104HD-X48K096C | R104HD-X48K096C |  |  | Voluntarily Certified | Single-package air conditioner | False | False | 47000 |  | 13.4 | 13.4 |  |  | False | 30 | 30 | 10.6 | 0 |  | False | Conventional | 07/06/2023 |  | 11/16/2023
Nordyne, LLC | Frigidaire | R104HD-X48K096C | R104HD-X48K096C |  |  | Voluntarily Certified | Single-package air conditioner | False | False | 47000 |  | 13.4 | 13.4 |  |  | False | 30 | 30 | 10.6 | 0 |  | False | Conventional | 07/06/2023 |  | 11/16/2023
Nordyne, LLC | Gibson | R104HD-X48K096C | R104HD-X48K096C |  |  | Voluntarily Certified | Single-package air conditioner | False | False | 47000 |  | 13.4 | 13.4 |  |  | False | 30 | 30 | 10.6 | 0 |  | False | Conventional | 07/06/2023 |  | 11/16/2023
Nordyne, LLC | Intertherm | R104HD-X48K096C | R104HD-X48K096C |  |  | Voluntarily Certified | Single-package air conditioner | False | False | 47000 |  | 13.4 | 13.4 |  |  | False | 30 | 30 | 10.6 | 0 |  | False | Conventional | 07/06/2023 |  | 11/16/2023
Nordyne, LLC | Maytag | R104HD-X48K096C | R104HD-X48K096C |  |  | Voluntarily Certified | Single-package air conditioner | False | False | 47000 |  | 13.4 | 13.4 |  |  | False | 30 | 30 | 10.6 | 0 |  | False | Conventional | 07/06/2023 |  | 11/16/2023
Nordyne, LLC | Miller | R104HD-X48K096C | R104HD-X48K096C |  |  | Voluntarily Certified | Single-package air conditioner | False | False | 47000 |  | 13.4 | 13.4 |  |  | False | 30 | 30 | 10.6 | 0 |  | False | Conventional | 07/06/2023 |  | 11/16/2023
Nordyne, LLC | NORTEK GLOBAL HVAC LLC | R104HD-X48K096C | R104HD-X48K096C |  |  | Voluntarily Certified | Single-package air conditioner | False | False | 47000 |  | 13.4 | 13.4 |  |  | False | 30 | 30 | 10.6 | 0 |  | False | Conventional | 07/06/2023 |  | 11/16/2023
Nordyne, LLC | AC PRO | R104HD-X60K096C | R104HD-X60K096C |  |  | Voluntarily Certified | Single-package air conditioner | False | False | 57000 |  | 13.4 | 13.4 |  |  | False | 30 | 30 | 10.6 | 0 |  | False | Conventional | 07/06/2023 |  | 11/16/2023
Nordyne, LLC | Broan | R104HD-X60K096C | R104HD-X60K096C |  |  | Voluntarily Certified | Single-package air conditioner | False | False | 57000 |  | 13.4 | 13.4 |  |  | False | 30 | 30 | 10.6 | 0 |  | False | Conventional | 07/06/2023 |  | 11/16/2023
Nordyne, LLC | Frigidaire | R104HD-X60K096C | R104HD-X60K096C |  |  | Voluntarily Certified | Single-package air conditioner | False | False | 57000 |  | 13.4 | 13.4 |  |  | False | 30 | 30 | 10.6 | 0 |  | False | Conventional | 07/06/2023 |  | 11/16/2023
Nordyne, LLC | Gibson | R104HD-X60K096C | R104HD-X60K096C |  |  | Voluntarily Certified | Single-package air conditioner | False | False | 57000 |  | 13.4 | 13.4 |  |  | False | 30 | 30 | 10.6 | 0 |  | False | Conventional | 07/06/2023 |  | 11/16/2023
Nordyne, LLC | Intertherm | R104HD-X60K096C | R104HD-X60K096C |  |  | Voluntarily Certified | Single-package air conditioner | False | False | 57000 |  | 13.4 | 13.4 |  |  | False | 30 | 30 | 10.6 | 0 |  | False | Conventional | 07/06/2023 |  | 11/16/2023
Nordyne, LLC | Maytag | R104HD-X60K096C | R104HD-X60K096C |  |  | Voluntarily Certified | Single-package air conditioner | False | False | 57000 |  | 13.4 | 13.4 |  |  | False | 30 | 30 | 10.6 | 0 |  | False | Conventional | 07/06/2023 |  | 11/16/2023
Nordyne, LLC | Miller | R104HD-X60K096C | R104HD-X60K096C |  |  | Voluntarily Certified | Single-package air conditioner | False | False | 57000 |  | 13.4 | 13.4 |  |  | False | 30 | 30 | 10.6 | 0 |  | False | Conventional | 07/06/2023 |  | 11/16/2023
Nordyne, LLC | NORTEK GLOBAL HVAC LLC | R104HD-X60K096C | R104HD-X60K096C |  |  | Voluntarily Certified | Single-package air conditioner | False | False | 57000 |  | 13.4 | 13.4 |  |  | False | 30 | 30 | 10.6 | 0 |  | False | Conventional | 07/06/2023 |  | 11/16/2023
Nordyne, LLC | Moss Mechanical | R8GE-024K055U1 | R8GE-024K055U1 |  |  | Voluntarily Certified | Single-package air conditioner | False | False | 23600 |  | 13.4 | 13.4 |  |  | False | 30 | 30 | 10.6 | 0 |  | False | Conventional | 07/06/2023 |  | 11/16/2023
Nordyne, LLC | NORTEK GLOBAL HVAC LLC | R8GE-024K055U1 | R8GE-024K055U1 |  |  | Voluntarily Certified | Single-package air conditioner | False | False | 23600 |  | 13.4 | 13.4 |  |  | False | 30 | 30 | 10.6 | 0 |  | False | Conventional | 07/06/2023 |  | 11/16/2023
Nordyne, LLC | Moss Mechanical | R8GE-030K070U1 | R8GE-030K070U1 |  |  | Voluntarily Certified | Single-package air conditioner | False | False | 29000 |  | 13.4 | 13.4 |  |  | False | 30 | 30 | 10.6 | 0 |  | False | Conventional | 07/06/2023 |  | 11/16/2023
Nordyne, LLC | NORTEK GLOBAL HVAC LLC | R8GE-030K070U1 | R8GE-030K070U1 |  |  | Voluntarily Certified | Single-package air conditioner | False | False | 29000 |  | 13.4 | 13.4 |  |  | False | 30 | 30 | 10.6 | 0 |  | False | Conventional | 07/06/2023 |  | 11/16/2023
Nordyne, LLC | Moss Mechanical | R8GE-036K070U1 | R8GE-036K070U1 |  |  | Voluntarily Certified | Single-package air conditioner | False | False | 35200 |  | 13.4 | 13.4 |  |  | False | 30 | 30 | 10.6 | 0 |  | False | Conventional | 07/06/2023 |  | 11/16/2023
Nordyne, LLC | NORTEK GLOBAL HVAC LLC | R8GE-036K070U1 | R8GE-036K070U1 |  |  | Voluntarily Certified | Single-package air conditioner | False | False | 35200 |  | 13.4 | 13.4 |  |  | False | 30 | 30 | 10.6 | 0 |  | False | Conventional | 07/06/2023 |  | 11/16/2023
Nordyne, LLC | REVOLV | RP94RD-018K | RP94RD-018K |  |  | Voluntarily Certified | Single-package air conditioner | False | False | 17800 |  | 13.4 | 13.4 |  |  | False | 30 | 30 | 10.6 | 0 |  | False | Conventional | 07/06/2023 |  | 11/16/2023
Nordyne, LLC | REVOLV | RP94RD-024K | RP94RD-024K |  |  | Voluntarily Certified | Single-package air conditioner | False | False | 22600 |  | 13.4 | 13.4 |  |  | False | 30 | 30 | 10.6 | 0 |  | False | Conventional | 07/06/2023 |  | 11/16/2023
Nordyne, LLC | REVOLV | RP94RD-030K | RP94RD-030K |  |  | Voluntarily Certified | Single-package air conditioner | False | False | 29000 |  | 13.4 | 13.4 |  |  | False | 30 | 30 | 10.6 | 0 |  | False | Conventional | 07/06/2023 |  | 11/16/2023
Nordyne, LLC | REVOLV | RP94RD-036K | RP94RD-036K |  |  | Voluntarily Certified | Single-package air conditioner | False | False | 34600 |  | 13.4 | 13.4 |  |  | False | 30 | 30 | 10.6 | 0 |  | False | Conventional | 07/06/2023 |  | 11/16/2023
Nordyne, LLC | REVOLV | RP94RD-042K | RP94RD-042K |  |  | Voluntarily Certified | Single-package air conditioner | False | False | 39500 |  | 13.4 | 13.4 |  |  | False | 30 | 30 | 10.6 | 0 |  | False | Conventional | 07/06/2023 |  | 11/16/2023
Nordyne, LLC | REVOLV | RP94RD-048K | RP94RD-048K |  |  | Voluntarily Certified | Single-package air conditioner | False | False | 46000 |  | 13.4 | 13.4 |  |  | False | 30 | 30 | 10.6 | 0 |  | False | Conventional | 07/06/2023 |  | 11/16/2023
Nordyne, LLC | REVOLV | RP94RD-060K | RP94RD-060K |  |  | Voluntarily Certified | Single-package air conditioner | False | False | 57500 |  | 13.4 | 13.4 |  |  | False | 30 | 30 | 10.6 | 0 |  | False | Conventional | 07/06/2023 |  | 11/16/2023
Nordyne, LLC | REVOLV | RSA3ME4M1RN24K | RSA3ME4M1RN24K | C84DAMX24U-B |  | Voluntarily Certified | Single-split-system air condit | False | False | 23400 |  | 14.3 | 13.4 |  |  | False | 30 | 30 | 11.7 | 0 | Coil-Only System | False | Mobile Home | 07/06/2023 |  | 11/16/2023
Nordyne, LLC | REVOLV | RSA3ME4M1RN30K | RSA3ME4M1RN30K | C84DAMX30U-B |  | Voluntarily Certified | Single-split-system air condit | False | False | 28400 |  | 14.3 | 13.4 |  |  | False | 30 | 30 | 11.7 | 0 | Coil-Only System | False | Mobile Home | 07/06/2023 |  | 11/16/2023
Nordyne, LLC | REVOLV | RSA3ME4M1SN36K | RSA3ME4M1SN36K | C84DAMX36U-B |  | Voluntarily Certified | Single-split-system air condit | False | False | 35000 |  | 14.3 | 13.4 |  |  | False | 30 | 30 | 11.7 | 0 | Coil-Only System | False | Mobile Home | 07/06/2023 |  | 11/16/2023
Nordyne, LLC | REVOLV | RSA3ME4M1SN42K | RSA3ME4M1SN42K | C84DAMX42U-B |  | Voluntarily Certified | Single-split-system air condit | False | False | 39500 |  | 14.3 | 13.4 |  |  | False | 30 | 30 | 11.7 | 0 | Coil-Only System | False | Mobile Home | 07/06/2023 |  | 11/16/2023
Nordyne, LLC | REVOLV | RSA3ME4M1SN48K | RSA3ME4M1SN48K | C84DAMX48U-B |  | Voluntarily Certified | Single-split-system air condit | False | False | 45000 |  | 13.8 | 13.4 |  |  | False | 30 | 30 | 11.2 | 0 | Coil-Only System | False | Mobile Home | 07/06/2023 |  | 11/16/2023
Nordyne, LLC | REVOLV | RSA3ME4M1SN60K | RSA3ME4M1SN60K | C84DAMX60U-B |  | Voluntarily Certified | Single-split-system air condit | False | False | 55500 |  | 13.8 | 13.4 |  |  | False | 30 | 30 | 11.2 | 0 | Coil-Only System | False | Mobile Home | 07/06/2023 |  | 11/16/2023
Nordyne, LLC | Maytag | RSA3QE4M1RN24K | RSA3QE4M1RN24K | C84QAMX24U-B |  | Voluntarily Certified | Single-split-system air condit | False | False | 23400 |  | 14.3 | 13.4 |  |  | False | 30 | 30 | 11.7 | 0 | Coil-Only System | False | Mobile Home | 07/06/2023 |  | 11/16/2023
Nordyne, LLC | REVOLV | RSA3QE4M1RN24K | RSA3QE4M1RN24K | C84QAMX24U-B |  | Voluntarily Certified | Single-split-system air condit | False | False | 23400 |  | 14.3 | 13.4 |  |  | False | 30 | 30 | 11.7 | 0 | Coil-Only System | False | Mobile Home | 07/06/2023 |  | 11/16/2023
Nordyne, LLC | Maytag | RSA3QE4M1RN30K | RSA3QE4M1RN30K | C84QAMX30U-B |  | Voluntarily Certified | Single-split-system air condit | False | False | 28400 |  | 14.3 | 13.4 |  |  | False | 30 | 30 | 11.7 | 0 | Coil-Only System | False | Mobile Home | 07/06/2023 |  | 11/16/2023
Nordyne, LLC | REVOLV | RSA3QE4M1RN30K | RSA3QE4M1RN30K | C84QAMX30U-B |  | Voluntarily Certified | Single-split-system air condit | False | False | 28400 |  | 14.3 | 13.4 |  |  | False | 30 | 30 | 11.7 | 0 | Coil-Only System | False | Mobile Home | 07/06/2023 |  | 11/16/2023
Nordyne, LLC | Maytag | RSA3QE4M1SN36K | RSA3QE4M1SN36K | C84QAMX36U-B |  | Voluntarily Certified | Single-split-system air condit | False | False | 35000 |  | 14.3 | 13.4 |  |  | False | 30 | 30 | 11.7 | 0 | Coil-Only System | False | Mobile Home | 07/06/2023 |  | 11/16/2023
Nordyne, LLC | REVOLV | RSA3QE4M1SN36K | RSA3QE4M1SN36K | C84QAMX36U-B |  | Voluntarily Certified | Single-split-system air condit | False | False | 35000 |  | 14.3 | 13.4 |  |  | False | 30 | 30 | 11.7 | 0 | Coil-Only System | False | Mobile Home | 07/06/2023 |  | 11/16/2023
Nordyne, LLC | Maytag | RSA3QE4M1SN42K | RSA3QE4M1SN42K | C84QAMX42U-B |  | Voluntarily Certified | Single-split-system air condit | False | False | 39500 |  | 14.3 | 13.4 |  |  | False | 30 | 30 | 11.7 | 0 | Coil-Only System | False | Mobile Home | 07/06/2023 |  | 11/16/2023
Nordyne, LLC | REVOLV | RSA3QE4M1SN42K | RSA3QE4M1SN42K | C84QAMX42U-B |  | Voluntarily Certified | Single-split-system air condit | False | False | 39500 |  | 14.3 | 13.4 |  |  | False | 30 | 30 | 11.7 | 0 | Coil-Only System | False | Mobile Home | 07/06/2023 |  | 11/16/2023
Nordyne, LLC | Maytag | RSA3QE4M1SN48K | RSA3QE4M1SN48K | C84QAMX48U-B |  | Voluntarily Certified | Single-split-system air condit | False | False | 45000 |  | 13.8 | 13.4 |  |  | False | 30 | 30 | 11.2 | 0 | Coil-Only System | False | Mobile Home | 07/06/2023 |  | 11/16/2023
Nordyne, LLC | REVOLV | RSA3QE4M1SN48K | RSA3QE4M1SN48K | C84QAMX48U-B |  | Voluntarily Certified | Single-split-system air condit | False | False | 45000 |  | 13.8 | 13.4 |  |  | False | 30 | 30 | 11.2 | 0 | Coil-Only System | False | Mobile Home | 07/06/2023 |  | 11/16/2023
Nordyne, LLC | NORTEK GLOBAL HVAC LLC | SA1BG4MVRN24KP | SA1BG4MVRN24KP | C74B(A,H)MX24C-B | G7T(*)-V(*)B(*) | Voluntarily Certified | Single-split-system air condit | False | False | 23000 |  | 19 | 13.4 |  |  | False | 30 | 30 | 12 | 0 | Blower Coil System | True | Conventional | 07/06/2023 |  | 11/16/2023
Nordyne, LLC | NORTEK GLOBAL HVAC LLC | SA1BG4MVRN36KP | SA1BG4MVRN36KP | C74B(A,H)MX36C-B | G7T(*)-V(*)B(*) | Voluntarily Certified | Single-split-system air condit | False | False | 34400 |  | 19 | 13.4 |  |  | False | 30 | 30 | 11.5 | 0 | Blower Coil System | True | Conventional | 07/06/2023 |  | 11/16/2023
Nordyne, LLC | NORTEK GLOBAL HVAC LLC | SA1BG4MVRN48KP | SA1BG4MVRN48KP | C74B(A,H)MX48C-C | G7T(*)-V(*)C(*) | Voluntarily Certified | Single-split-system air condit | False | False | 44000 |  | 18 | 13.4 |  |  | False | 30 | 30 | 11.5 | 0 | Blower Coil System | True | Conventional | 07/06/2023 |  | 11/16/2023
Nordyne, LLC | NORTEK GLOBAL HVAC LLC | SA1BG4MVRN60KP | SA1BG4MVRN60KP | C74B(A,H)MX60C-C | G7T(*)-V(*)C(*) | Voluntarily Certified | Single-split-system air condit | False | False | 52000 |  | 18 | 13.4 |  |  | False | 30 | 30 | 11 | 0 | Blower Coil System | True | Conventional | 07/06/2023 |  | 11/16/2023
Nordyne, LLC | NORTEK GLOBAL HVAC LLC | SA3BE4M1SN18K | SA3BE4M1SN18K | C74B(A,H)MX24C-A |  | Voluntarily Certified | Single-split-system air condit | False | False | 18000 |  | 14.3 | 13.4 |  |  | False | 30 | 30 | 11.7 | 0 | Coil-Only System | False | Conventional | 07/06/2023 |  | 11/16/2023
Nordyne, LLC | NORTEK GLOBAL HVAC LLC | SA3BE4M1SN24K | SA3BE4M1SN24K | C74B(A,H)MX24C-A |  | Voluntarily Certified | Single-split-system air condit | False | False | 23600 |  | 14.3 | 13.4 |  |  | False | 30 | 30 | 11.7 | 0 | Coil-Only System | False | Conventional | 07/06/2023 |  | 11/16/2023
Nordyne, LLC | NORTEK GLOBAL HVAC LLC | SA3BE4M1SN30K | SA3BE4M1SN30K | C74B(A,H)MX30C-A |  | Voluntarily Certified | Single-split-system air condit | False | False | 28600 |  | 14.3 | 13.4 |  |  | False | 30 | 30 | 11.7 | 0 | Coil-Only System | False | Conventional | 07/06/2023 |  | 11/16/2023
Nordyne, LLC | NORTEK GLOBAL HVAC LLC | SA3BE4M1SN36K | SA3BE4M1SN36K | C74B(A,H)MX36C-B |  | Voluntarily Certified | Single-split-system air condit | False | False | 34800 |  | 14.3 | 13.4 |  |  | False | 30 | 30 | 11.7 | 0 | Coil-Only System | False | Conventional | 07/06/2023 |  | 11/16/2023
Nordyne, LLC | NORTEK GLOBAL HVAC LLC | SA3BE4M1SN42K | SA3BE4M1SN42K | C74B(A,H)MX42C-C |  | Voluntarily Certified | Single-split-system air condit | False | False | 40500 |  | 14.3 | 13.4 |  |  | False | 30 | 30 | 11.7 | 0 | Coil-Only System | False | Conventional | 07/06/2023 |  | 11/16/2023
Nordyne, LLC | NORTEK GLOBAL HVAC LLC | SA3BE4M1SN48K | SA3BE4M1SN48K | C74B(A,H)MX48C-C |  | Voluntarily Certified | Single-split-system air condit | False | False | 45000 |  | 13.8 | 13.4 |  |  | False | 30 | 30 | 11.2 | 0 | Coil-Only System | False | Conventional | 07/06/2023 |  | 11/16/2023
Nordyne, LLC | NORTEK GLOBAL HVAC LLC | SA3BE4M2SN60K | SA3BE4M2SN60K | C74B(A,H)MX60C-C |  | Voluntarily Certified | Single-split-system air condit | False | False | 55000 |  | 13.8 | 13.4 |  |  | False | 30 | 30 | 11.2 | 0 | Coil-Only System | False | Conventional | 07/06/2023 |  | 11/16/2023
Nordyne, LLC | NORTEK GLOBAL HVAC LLC | SA3BE4M2SN60KA | SA3BE4M2SN60KA | C74B(A,H)MX60C-C |  | Voluntarily Certified | Single-split-system air condit | False | False | 56000 |  | 13.8 | 13.4 |  |  | False | 30 | 30 | 11.2 | 0 | Coil-Only System | False | Conventional | 07/06/2023 |  | 11/16/2023
Nordyne, LLC | NORTEK GLOBAL HVAC LLC | SA3BF4M2SN24K | SA3BF4M2SN24K | C74B(A,H)MX36C-B |  | Voluntarily Certified | Single-split-system air condit | False | False | 23400 |  | 14.3 | 13.4 |  |  | False | 30 | 30 | 11.7 | 0 | Coil-Only System | False | Conventional | 07/06/2023 |  | 11/16/2023
Nordyne, LLC | NORTEK GLOBAL HVAC LLC | SA3BF4M2SN36K | SA3BF4M2SN36K | C74B(A,H)MX36C-B |  | Voluntarily Certified | Single-split-system air condit | False | False | 35000 |  | 14.3 | 13.4 |  |  | False | 30 | 30 | 11.7 | 0 | Coil-Only System | False | Conventional | 07/06/2023 |  | 11/16/2023
Nordyne, LLC | NORTEK GLOBAL HVAC LLC | SA3BF4M2SN48K | SA3BF4M2SN48K | C74B(A,H)MX48C-C |  | Voluntarily Certified | Single-split-system air condit | False | False | 47000 |  | 14.3 | 13.4 |  |  | False | 30 | 30 | 11.7 | 0 | Coil-Only System | False | Conventional | 07/06/2023 |  | 11/16/2023
Nordyne, LLC | NORTEK GLOBAL HVAC LLC | SA3BF4M2SN60K | SA3BF4M2SN60K | C74B(A,H)MX60C-C |  | Voluntarily Certified | Single-split-system air condit | False | False | 55000 |  | 14.3 | 13.4 |  |  | False | 30 | 30 | 11.7 | 0 | Coil-Only System | False | Conventional | 07/06/2023 |  | 11/16/2023
Nordyne, LLC | NORTEK GLOBAL HVAC LLC | SA3ME4M1RN24K | SA3ME4M1RN24K | C84DAMX24U-B |  | Voluntarily Certified | Single-split-system air condit | False | False | 23400 |  | 14.3 | 13.4 |  |  | False | 30 | 30 | 11.7 | 0 | Coil-Only System | False | Mobile Home | 07/06/2023 |  | 11/16/2023
Nordyne, LLC | NORTEK GLOBAL HVAC LLC | SA3ME4M1RN30K | SA3ME4M1RN30K | C84DAMX30U-B |  | Voluntarily Certified | Single-split-system air condit | False | False | 28400 |  | 14.3 | 13.4 |  |  | False | 30 | 30 | 11.7 | 0 | Coil-Only System | False | Mobile Home | 07/06/2023 |  | 11/16/2023
Nordyne, LLC | NORTEK GLOBAL HVAC LLC | SA3ME4M1SN36K | SA3ME4M1SN36K | C84DAMX36U-B |  | Voluntarily Certified | Single-split-system air condit | False | False | 35000 |  | 14.3 | 13.4 |  |  | False | 30 | 30 | 11.7 | 0 | Coil-Only System | False | Mobile Home | 07/06/2023 |  | 11/16/2023
Nordyne, LLC | NORTEK GLOBAL HVAC LLC | SA3ME4M1SN42K | SA3ME4M1SN42K | C84DAMX42U-B |  | Voluntarily Certified | Single-split-system air condit | False | False | 39500 |  | 14.3 | 13.4 |  |  | False | 30 | 30 | 11.7 | 0 | Coil-Only System | False | Mobile Home | 07/06/2023 |  | 11/16/2023
Nordyne, LLC | NORTEK GLOBAL HVAC LLC | SA3ME4M1SN48K | SA3ME4M1SN48K | C84DAMX48U-B |  | Voluntarily Certified | Single-split-system air condit | False | False | 45000 |  | 13.8 | 13.4 |  |  | False | 30 | 30 | 11.2 | 0 | Coil-Only System | False | Mobile Home | 07/06/2023 |  | 11/16/2023
Nordyne, LLC | NORTEK GLOBAL HVAC LLC | SA3ME4M1SN60K | SA3ME4M1SN60K | C84DAMX60U-B |  | Voluntarily Certified | Single-split-system air condit | False | False | 55500 |  | 13.8 | 13.4 |  |  | False | 30 | 30 | 11.2 | 0 | Coil-Only System | False | Mobile Home | 07/06/2023 |  | 11/16/2023
Nordyne, LLC | NORTEK GLOBAL HVAC LLC | SA3QE4M1RN24K | SA3QE4M1RN24K | C84QAMX24U-B |  | Voluntarily Certified | Single-split-system air condit | False | False | 23400 |  | 14.3 | 13.4 |  |  | False | 30 | 30 | 11.7 | 0 | Coil-Only System | False | Mobile Home | 07/06/2023 |  | 11/16/2023
Nordyne, LLC | NORTEK GLOBAL HVAC LLC | SA3QE4M1RN30K | SA3QE4M1RN30K | C84QAMX30U-B |  | Voluntarily Certified | Single-split-system air condit | False | False | 28400 |  | 14.3 | 13.4 |  |  | False | 30 | 30 | 11.7 | 0 | Coil-Only System | False | Mobile Home | 07/06/2023 |  | 11/16/2023
Nordyne, LLC | NORTEK GLOBAL HVAC LLC | SA3QE4M1SN36K | SA3QE4M1SN36K | C84QAMX36U-B |  | Voluntarily Certified | Single-split-system air condit | False | False | 35000 |  | 14.3 | 13.4 |  |  | False | 30 | 30 | 11.7 | 0 | Coil-Only System | False | Mobile Home | 07/06/2023 |  | 11/16/2023
Nordyne, LLC | NORTEK GLOBAL HVAC LLC | SA3QE4M1SN42K | SA3QE4M1SN42K | C84QAMX42U-B |  | Voluntarily Certified | Single-split-system air condit | False | False | 39500 |  | 14.3 | 13.4 |  |  | False | 30 | 30 | 11.7 | 0 | Coil-Only System | False | Mobile Home | 07/06/2023 |  | 11/16/2023
Nordyne, LLC | NORTEK GLOBAL HVAC LLC | SA3QE4M1SN48K | SA3QE4M1SN48K | C84QAMX48U-B |  | Voluntarily Certified | Single-split-system air condit | False | False | 45000 |  | 13.8 | 13.4 |  |  | False | 30 | 30 | 11.2 | 0 | Coil-Only System | False | Mobile Home | 07/06/2023 |  | 11/16/2023
Nordyne, LLC | Airtemp | VP94RD-024K | VP94RD-024K |  |  | Voluntarily Certified | Single-package air conditioner | False | False | 22600 |  | 13.4 | 13.4 |  |  | False | 30 | 30 | 10.6 | 0 |  | False | Conventional | 07/06/2023 |  | 11/16/2023
Nordyne, LLC | Airtemp | VP94RD-030K | VP94RD-030K |  |  | Voluntarily Certified | Single-package air conditioner | False | False | 29000 |  | 13.4 | 13.4 |  |  | False | 30 | 30 | 10.6 | 0 |  | False | Conventional | 07/06/2023 |  | 11/16/2023
Nordyne, LLC | Airtemp | VP94RD-036K | VP94RD-036K |  |  | Voluntarily Certified | Single-package air conditioner | False | False | 34600 |  | 13.4 | 13.4 |  |  | False | 30 | 30 | 10.6 | 0 |  | False | Conventional | 07/06/2023 |  | 11/16/2023
Nordyne, LLC | Airtemp | VP94RD-042K | VP94RD-042K |  |  | Voluntarily Certified | Single-package air conditioner | False | False | 39500 |  | 13.4 | 13.4 |  |  | False | 30 | 30 | 10.6 | 0 |  | False | Conventional | 07/06/2023 |  | 11/16/2023
Nordyne, LLC | Airtemp | VP94RD-048K | VP94RD-048K |  |  | Voluntarily Certified | Single-package air conditioner | False | False | 46000 |  | 13.4 | 13.4 |  |  | False | 30 | 30 | 10.6 | 0 |  | False | Conventional | 07/06/2023 |  | 11/16/2023
Nordyne, LLC | Airtemp | VP94RD-060K | VP94RD-060K |  |  | Voluntarily Certified | Single-package air conditioner | False | False | 57500 |  | 13.4 | 13.4 |  |  | False | 30 | 30 | 10.6 | 0 |  | False | Conventional | 07/06/2023 |  | 11/16/2023
Nordyne, LLC | Airtemp | VR104GD-024K055U | VR104GD-024K055U |  |  | Voluntarily Certified | Single-package air conditioner | False | False | 24000 |  | 13.4 | 13.4 |  |  | False | 30 | 30 | 10.6 | 0 |  | False | Conventional | 07/06/2023 |  | 11/16/2023
Nordyne, LLC | All Pro | VR104GD-024K055U | VR104GD-024K055U |  |  | Voluntarily Certified | Single-package air conditioner | False | False | 24000 |  | 13.4 | 13.4 |  |  | False | 30 | 30 | 10.6 | 0 |  | False | Conventional | 07/06/2023 |  | 11/16/2023
Nordyne, LLC | Airtemp | VR104GD-030K070U | VR104GD-030K070U |  |  | Voluntarily Certified | Single-package air conditioner | False | False | 29400 |  | 13.4 | 13.4 |  |  | False | 30 | 30 | 10.6 | 0 |  | False | Conventional | 07/06/2023 |  | 11/16/2023
Nordyne, LLC | All Pro | VR104GD-030K070U | VR104GD-030K070U |  |  | Voluntarily Certified | Single-package air conditioner | False | False | 29400 |  | 13.4 | 13.4 |  |  | False | 30 | 30 | 10.6 | 0 |  | False | Conventional | 07/06/2023 |  | 11/16/2023
Nordyne, LLC | Airtemp | VR104GD-036K070U | VR104GD-036K070U |  |  | Voluntarily Certified | Single-package air conditioner | False | False | 35200 |  | 13.4 | 13.4 |  |  | False | 30 | 30 | 10.6 | 0 |  | False | Conventional | 07/06/2023 |  | 11/16/2023
Nordyne, LLC | All Pro | VR104GD-036K070U | VR104GD-036K070U |  |  | Voluntarily Certified | Single-package air conditioner | False | False | 35200 |  | 13.4 | 13.4 |  |  | False | 30 | 30 | 10.6 | 0 |  | False | Conventional | 07/06/2023 |  | 11/16/2023
Nordyne, LLC | Airtemp | VR104GD-042K100U | VR104GD-042K100U |  |  | Voluntarily Certified | Single-package air conditioner | False | False | 40000 |  | 13.4 | 13.4 |  |  | False | 30 | 30 | 10.6 | 0 |  | False | Conventional | 07/06/2023 |  | 11/16/2023
Nordyne, LLC | All Pro | VR104GD-042K100U | VR104GD-042K100U |  |  | Voluntarily Certified | Single-package air conditioner | False | False | 40000 |  | 13.4 | 13.4 |  |  | False | 30 | 30 | 10.6 | 0 |  | False | Conventional | 07/06/2023 |  | 11/16/2023
Nordyne, LLC | Airtemp | VR104GD-048K100U | VR104GD-048K100U |  |  | Voluntarily Certified | Single-package air conditioner | False | False | 47500 |  | 13.4 | 13.4 |  |  | False | 30 | 30 | 10.6 | 0 |  | False | Conventional | 07/06/2023 |  | 11/16/2023
Nordyne, LLC | All Pro | VR104GD-048K100U | VR104GD-048K100U |  |  | Voluntarily Certified | Single-package air conditioner | False | False | 47500 |  | 13.4 | 13.4 |  |  | False | 30 | 30 | 10.6 | 0 |  | False | Conventional | 07/06/2023 |  | 11/16/2023
Nordyne, LLC | Airtemp | VR104GD-X60K100U | VR104GD-X60K100U |  |  | Voluntarily Certified | Single-package air conditioner | False | False | 59000 |  | 13.4 | 13.4 |  |  | False | 30 | 30 | 10.6 | 0 |  | False | Conventional | 07/06/2023 |  | 11/16/2023
Nordyne, LLC | All Pro | VR104GD-X60K100U | VR104GD-X60K100U |  |  | Voluntarily Certified | Single-package air conditioner | False | False | 59000 |  | 13.4 | 13.4 |  |  | False | 30 | 30 | 10.6 | 0 |  | False | Conventional | 07/06/2023 |  | 11/16/2023
Nordyne, LLC | Airtemp | VR8GE-024K055U1 | VR8GE-024K055U1 |  |  | Voluntarily Certified | Single-package air conditioner | False | False | 23600 |  | 13.4 | 13.4 |  |  | False | 30 | 30 | 10.6 | 0 |  | False | Conventional | 07/06/2023 |  | 11/16/2023
Nordyne, LLC | All Pro | VR8GE-024K055U1 | VR8GE-024K055U1 |  |  | Voluntarily Certified | Single-package air conditioner | False | False | 23600 |  | 13.4 | 13.4 |  |  | False | 30 | 30 | 10.6 | 0 |  | False | Conventional | 07/06/2023 |  | 11/16/2023
Nordyne, LLC | Airtemp | VR8GE-030K070U1 | VR8GE-030K070U1 |  |  | Voluntarily Certified | Single-package air conditioner | False | False | 29000 |  | 13.4 | 13.4 |  |  | False | 30 | 30 | 10.6 | 0 |  | False | Conventional | 07/06/2023 |  | 11/16/2023
Nordyne, LLC | All Pro | VR8GE-030K070U1 | VR8GE-030K070U1 |  |  | Voluntarily Certified | Single-package air conditioner | False | False | 29000 |  | 13.4 | 13.4 |  |  | False | 30 | 30 | 10.6 | 0 |  | False | Conventional | 07/06/2023 |  | 11/16/2023
Nordyne, LLC | Airtemp | VR8GE-036K070U1 | VR8GE-036K070U1 |  |  | Voluntarily Certified | Single-package air conditioner | False | False | 35200 |  | 13.4 | 13.4 |  |  | False | 30 | 30 | 10.6 | 0 |  | False | Conventional | 07/06/2023 |  | 11/16/2023
Nordyne, LLC | All Pro | VR8GE-036K070U1 | VR8GE-036K070U1 |  |  | Voluntarily Certified | Single-package air conditioner | False | False | 35200 |  | 13.4 | 13.4 |  |  | False | 30 | 30 | 10.6 | 0 |  | False | Conventional | 07/06/2023 |  | 11/16/2023
Nordyne, LLC | Airtemp | VSA3BE4M1SN18K | VSA3BE4M1SN18K | C74B(A,H)MX24C-A |  | Voluntarily Certified | Single-split-system air condit | False | False | 18000 |  | 14.3 | 13.4 |  |  | False | 30 | 30 | 11.7 | 0 | Coil-Only System | False | Conventional | 07/06/2023 |  | 11/16/2023
Nordyne, LLC | All Pro | VSA3BE4M1SN18K | VSA3BE4M1SN18K | C74B(A,H)MX24C-A |  | Voluntarily Certified | Single-split-system air condit | False | False | 18000 |  | 14.3 | 13.4 |  |  | False | 30 | 30 | 11.7 | 0 | Coil-Only System | False | Conventional | 07/06/2023 |  | 11/16/2023
Nordyne, LLC | Airtemp | VSA3BE4M1SN24K | VSA3BE4M1SN24K | C74B(A,H)MX24C-A |  | Voluntarily Certified | Single-split-system air condit | False | False | 23600 |  | 14.3 | 13.4 |  |  | False | 30 | 30 | 11.7 | 0 | Coil-Only System | False | Conventional | 07/06/2023 |  | 11/16/2023
Nordyne, LLC | All Pro | VSA3BE4M1SN24K | VSA3BE4M1SN24K | C74B(A,H)MX24C-A |  | Voluntarily Certified | Single-split-system air condit | False | False | 23600 |  | 14.3 | 13.4 |  |  | False | 30 | 30 | 11.7 | 0 | Coil-Only System | False | Conventional | 07/06/2023 |  | 11/16/2023
Nordyne, LLC | Airtemp | VSA3BE4M1SN30K | VSA3BE4M1SN30K | C74B(A,H)MX30C-A |  | Voluntarily Certified | Single-split-system air condit | False | False | 28600 |  | 14.3 | 13.4 |  |  | False | 30 | 30 | 11.7 | 0 | Coil-Only System | False | Conventional | 07/06/2023 |  | 11/16/2023
Nordyne, LLC | All Pro | VSA3BE4M1SN30K | VSA3BE4M1SN30K | C74B(A,H)MX30C-A |  | Voluntarily Certified | Single-split-system air condit | False | False | 28600 |  | 14.3 | 13.4 |  |  | False | 30 | 30 | 11.7 | 0 | Coil-Only System | False | Conventional | 07/06/2023 |  | 11/16/2023
Nordyne, LLC | Airtemp | VSA3BE4M1SN36K | VSA3BE4M1SN36K | C74B(A,H)MX36C-B |  | Voluntarily Certified | Single-split-system air condit | False | False | 34800 |  | 14.3 | 13.4 |  |  | False | 30 | 30 | 11.7 | 0 | Coil-Only System | False | Conventional | 07/06/2023 |  | 11/16/2023
Nordyne, LLC | All Pro | VSA3BE4M1SN36K | VSA3BE4M1SN36K | C74B(A,H)MX36C-B |  | Voluntarily Certified | Single-split-system air condit | False | False | 34800 |  | 14.3 | 13.4 |  |  | False | 30 | 30 | 11.7 | 0 | Coil-Only System | False | Conventional | 07/06/2023 |  | 11/16/2023
Nordyne, LLC | Airtemp | VSA3BE4M1SN42K | VSA3BE4M1SN42K | C74B(A,H)MX42C-C |  | Voluntarily Certified | Single-split-system air condit | False | False | 40500 |  | 14.3 | 13.4 |  |  | False | 30 | 30 | 11.7 | 0 | Coil-Only System | False | Conventional | 07/06/2023 |  | 11/16/2023
Nordyne, LLC | All Pro | VSA3BE4M1SN42K | VSA3BE4M1SN42K | C74B(A,H)MX42C-C |  | Voluntarily Certified | Single-split-system air condit | False | False | 40500 |  | 14.3 | 13.4 |  |  | False | 30 | 30 | 11.7 | 0 | Coil-Only System | False | Conventional | 07/06/2023 |  | 11/16/2023
Nordyne, LLC | Airtemp | VSA3BE4M1SN48K | VSA3BE4M1SN48K | C74B(A,H)MX48C-C |  | Voluntarily Certified | Single-split-system air condit | False | False | 45000 |  | 13.8 | 13.4 |  |  | False | 30 | 30 | 11.2 | 0 | Coil-Only System | False | Conventional | 07/06/2023 |  | 11/16/2023
Nordyne, LLC | All Pro | VSA3BE4M1SN48K | VSA3BE4M1SN48K | C74B(A,H)MX48C-C |  | Voluntarily Certified | Single-split-system air condit | False | False | 45000 |  | 13.8 | 13.4 |  |  | False | 30 | 30 | 11.2 | 0 | Coil-Only System | False | Conventional | 07/06/2023 |  | 11/16/2023
Nordyne, LLC | Airtemp | VSA3BE4M2SN60K | VSA3BE4M2SN60K | C74B(A,H)MX60C-C |  | Voluntarily Certified | Single-split-system air condit | False | False | 55000 |  | 13.8 | 13.4 |  |  | False | 30 | 30 | 11.2 | 0 | Coil-Only System | False | Conventional | 07/06/2023 |  | 11/16/2023
Nordyne, LLC | All Pro | VSA3BE4M2SN60K | VSA3BE4M2SN60K | C74B(A,H)MX60C-C |  | Voluntarily Certified | Single-split-system air condit | False | False | 55000 |  | 13.8 | 13.4 |  |  | False | 30 | 30 | 11.2 | 0 | Coil-Only System | False | Conventional | 07/06/2023 |  | 11/16/2023
Nordyne, LLC | Airtemp | VSA3BE4M2SN60KA | VSA3BE4M2SN60KA | C74B(A,H)MX60C-C |  | Voluntarily Certified | Single-split-system air condit | False | False | 56000 |  | 13.8 | 13.4 |  |  | False | 30 | 30 | 11.2 | 0 | Coil-Only System | False | Conventional | 07/06/2023 |  | 11/16/2023
Nordyne, LLC | All Pro | VSA3BE4M2SN60KA | VSA3BE4M2SN60KA | C74B(A,H)MX60C-C |  | Voluntarily Certified | Single-split-system air condit | False | False | 56000 |  | 13.8 | 13.4 |  |  | False | 30 | 30 | 11.2 | 0 | Coil-Only System | False | Conventional | 07/06/2023 |  | 11/16/2023
Nordyne, LLC | Airtemp | VSA3BF4M2SN24K | VSA3BF4M2SN24K | C74B(A,H)MX36C-B |  | Voluntarily Certified | Single-split-system air condit | False | False | 23400 |  | 14.3 | 13.4 |  |  | False | 30 | 30 | 11.7 | 0 | Coil-Only System | False | Conventional | 07/06/2023 |  | 11/16/2023
Nordyne, LLC | All Pro | VSA3BF4M2SN24K | VSA3BF4M2SN24K | C74B(A,H)MX36C-B |  | Voluntarily Certified | Single-split-system air condit | False | False | 23400 |  | 14.3 | 13.4 |  |  | False | 30 | 30 | 11.7 | 0 | Coil-Only System | False | Conventional | 07/06/2023 |  | 11/16/2023
Nordyne, LLC | Airtemp | VSA3BF4M2SN36K | VSA3BF4M2SN36K | C74B(A,H)MX36C-B |  | Voluntarily Certified | Single-split-system air condit | False | False | 35000 |  | 14.3 | 13.4 |  |  | False | 30 | 30 | 11.7 | 0 | Coil-Only System | False | Conventional | 07/06/2023 |  | 11/16/2023
Nordyne, LLC | All Pro | VSA3BF4M2SN36K | VSA3BF4M2SN36K | C74B(A,H)MX36C-B |  | Voluntarily Certified | Single-split-system air condit | False | False | 35000 |  | 14.3 | 13.4 |  |  | False | 30 | 30 | 11.7 | 0 | Coil-Only System | False | Conventional | 07/06/2023 |  | 11/16/2023
Nordyne, LLC | Airtemp | VSA3BF4M2SN48K | VSA3BF4M2SN48K | C74B(A,H)MX48C-C |  | Voluntarily Certified | Single-split-system air condit | False | False | 47000 |  | 14.3 | 13.4 |  |  | False | 30 | 30 | 11.7 | 0 | Coil-Only System | False | Conventional | 07/06/2023 |  | 11/16/2023
Nordyne, LLC | All Pro | VSA3BF4M2SN48K | VSA3BF4M2SN48K | C74B(A,H)MX48C-C |  | Voluntarily Certified | Single-split-system air condit | False | False | 47000 |  | 14.3 | 13.4 |  |  | False | 30 | 30 | 11.7 | 0 | Coil-Only System | False | Conventional | 07/06/2023 |  | 11/16/2023
Nordyne, LLC | Airtemp | VSA3BF4M2SN60K | VSA3BF4M2SN60K | C74B(A,H)MX60C-C |  | Voluntarily Certified | Single-split-system air condit | False | False | 55000 |  | 14.3 | 13.4 |  |  | False | 30 | 30 | 11.7 | 0 | Coil-Only System | False | Conventional | 07/06/2023 |  | 11/16/2023
Nordyne, LLC | All Pro | VSA3BF4M2SN60K | VSA3BF4M2SN60K | C74B(A,H)MX60C-C |  | Voluntarily Certified | Single-split-system air condit | False | False | 55000 |  | 14.3 | 13.4 |  |  | False | 30 | 30 | 11.7 | 0 | Coil-Only System | False | Conventional | 07/06/2023 |  | 11/16/2023
Nordyne, LLC | AC PRO | WSA3BE4M1SN18K | WSA3BE4M1SN18K | C74B(A,H)MX24C-A |  | Voluntarily Certified | Single-split-system air condit | False | False | 18000 |  | 14.3 | 13.4 |  |  | False | 30 | 30 | 11.7 | 0 | Coil-Only System | False | Conventional | 07/06/2023 |  | 11/16/2023
Nordyne, LLC | AireForce | WSA3BE4M1SN18K | WSA3BE4M1SN18K | C74B(A,H)MX24C-A |  | Voluntarily Certified | Single-split-system air condit | False | False | 18000 |  | 14.3 | 13.4 |  |  | False | 30 | 30 | 11.7 | 0 | Coil-Only System | False | Conventional | 07/06/2023 |  | 11/16/2023
Nordyne, LLC | Frigidaire | WSA3BE4M1SN18K | WSA3BE4M1SN18K | C74B(A,H)MX24C-A |  | Voluntarily Certified | Single-split-system air condit | False | False | 18000 |  | 14.3 | 13.4 |  |  | False | 30 | 30 | 11.7 | 0 | Coil-Only System | False | Conventional | 07/06/2023 |  | 11/16/2023
Nordyne, LLC | Gibson | WSA3BE4M1SN18K | WSA3BE4M1SN18K | C74B(A,H)MX24C-A |  | Voluntarily Certified | Single-split-system air condit | False | False | 18000 |  | 14.3 | 13.4 |  |  | False | 30 | 30 | 11.7 | 0 | Coil-Only System | False | Conventional | 07/06/2023 |  | 11/16/2023
Nordyne, LLC | Mammoth | WSA3BE4M1SN18K | WSA3BE4M1SN18K | C74B(A,H)MX24C-A |  | Voluntarily Certified | Single-split-system air condit | False | False | 18000 |  | 14.3 | 13.4 |  |  | False | 30 | 30 | 11.7 | 0 | Coil-Only System | False | Conventional | 07/06/2023 |  | 11/16/2023
Nordyne, LLC | Moss Mechanical | WSA3BE4M1SN18K | WSA3BE4M1SN18K | C74B(A,H)MX24C-A |  | Voluntarily Certified | Single-split-system air condit | False | False | 18000 |  | 14.3 | 13.4 |  |  | False | 30 | 30 | 11.7 | 0 | Coil-Only System | False | Conventional | 07/06/2023 |  | 11/16/2023
Nordyne, LLC | ONYX | WSA3BE4M1SN18K | WSA3BE4M1SN18K | C74B(A,H)MX24C-A |  | Voluntarily Certified | Single-split-system air condit | False | False | 18000 |  | 14.3 | 13.4 |  |  | False | 30 | 30 | 11.7 | 0 | Coil-Only System | False | Conventional | 07/06/2023 |  | 11/16/2023
Nordyne, LLC | AC PRO | WSA3BE4M1SN24K | WSA3BE4M1SN24K | C74B(A,H)MX24C-A |  | Voluntarily Certified | Single-split-system air condit | False | False | 23600 |  | 14.3 | 13.4 |  |  | False | 30 | 30 | 11.7 | 0 | Coil-Only System | False | Conventional | 07/06/2023 |  | 11/16/2023
Nordyne, LLC | AireForce | WSA3BE4M1SN24K | WSA3BE4M1SN24K | C74B(A,H)MX24C-A |  | Voluntarily Certified | Single-split-system air condit | False | False | 23600 |  | 14.3 | 13.4 |  |  | False | 30 | 30 | 11.7 | 0 | Coil-Only System | False | Conventional | 07/06/2023 |  | 11/16/2023
Nordyne, LLC | Frigidaire | WSA3BE4M1SN24K | WSA3BE4M1SN24K | C74B(A,H)MX24C-A |  | Voluntarily Certified | Single-split-system air condit | False | False | 23600 |  | 14.3 | 13.4 |  |  | False | 30 | 30 | 11.7 | 0 | Coil-Only System | False | Conventional | 07/06/2023 |  | 11/16/2023
Nordyne, LLC | Gibson | WSA3BE4M1SN24K | WSA3BE4M1SN24K | C74B(A,H)MX24C-A |  | Voluntarily Certified | Single-split-system air condit | False | False | 23600 |  | 14.3 | 13.4 |  |  | False | 30 | 30 | 11.7 | 0 | Coil-Only System | False | Conventional | 07/06/2023 |  | 11/16/2023
Nordyne, LLC | Mammoth | WSA3BE4M1SN24K | WSA3BE4M1SN24K | C74B(A,H)MX24C-A |  | Voluntarily Certified | Single-split-system air condit | False | False | 23600 |  | 14.3 | 13.4 |  |  | False | 30 | 30 | 11.7 | 0 | Coil-Only System | False | Conventional | 07/06/2023 |  | 11/16/2023
Nordyne, LLC | Moss Mechanical | WSA3BE4M1SN24K | WSA3BE4M1SN24K | C74B(A,H)MX24C-A |  | Voluntarily Certified | Single-split-system air condit | False | False | 23600 |  | 14.3 | 13.4 |  |  | False | 30 | 30 | 11.7 | 0 | Coil-Only System | False | Conventional | 07/06/2023 |  | 11/16/2023
Nordyne, LLC | ONYX | WSA3BE4M1SN24K | WSA3BE4M1SN24K | C74B(A,H)MX24C-A |  | Voluntarily Certified | Single-split-system air condit | False | False | 23600 |  | 14.3 | 13.4 |  |  | False | 30 | 30 | 11.7 | 0 | Coil-Only System | False | Conventional | 07/06/2023 |  | 11/16/2023
Nordyne, LLC | AC PRO | WSA3BE4M1SN30K | WSA3BE4M1SN30K | C74B(A,H)MX30C-A |  | Voluntarily Certified | Single-split-system air condit | False | False | 28600 |  | 14.3 | 13.4 |  |  | False | 30 | 30 | 11.7 | 0 | Coil-Only System | False | Conventional | 07/06/2023 |  | 11/16/2023
Nordyne, LLC | AireForce | WSA3BE4M1SN30K | WSA3BE4M1SN30K | C74B(A,H)MX30C-A |  | Voluntarily Certified | Single-split-system air condit | False | False | 28600 |  | 14.3 | 13.4 |  |  | False | 30 | 30 | 11.7 | 0 | Coil-Only System | False | Conventional | 07/06/2023 |  | 11/16/2023
Nordyne, LLC | Frigidaire | WSA3BE4M1SN30K | WSA3BE4M1SN30K | C74B(A,H)MX30C-A |  | Voluntarily Certified | Single-split-system air condit | False | False | 28600 |  | 14.3 | 13.4 |  |  | False | 30 | 30 | 11.7 | 0 | Coil-Only System | False | Conventional | 07/06/2023 |  | 11/16/2023
Nordyne, LLC | Gibson | WSA3BE4M1SN30K | WSA3BE4M1SN30K | C74B(A,H)MX30C-A |  | Voluntarily Certified | Single-split-system air condit | False | False | 28600 |  | 14.3 | 13.4 |  |  | False | 30 | 30 | 11.7 | 0 | Coil-Only System | False | Conventional | 07/06/2023 |  | 11/16/2023
Nordyne, LLC | Mammoth | WSA3BE4M1SN30K | WSA3BE4M1SN30K | C74B(A,H)MX30C-A |  | Voluntarily Certified | Single-split-system air condit | False | False | 28600 |  | 14.3 | 13.4 |  |  | False | 30 | 30 | 11.7 | 0 | Coil-Only System | False | Conventional | 07/06/2023 |  | 11/16/2023
Nordyne, LLC | Moss Mechanical | WSA3BE4M1SN30K | WSA3BE4M1SN30K | C74B(A,H)MX30C-A |  | Voluntarily Certified | Single-split-system air condit | False | False | 28600 |  | 14.3 | 13.4 |  |  | False | 30 | 30 | 11.7 | 0 | Coil-Only System | False | Conventional | 07/06/2023 |  | 11/16/2023
Nordyne, LLC | ONYX | WSA3BE4M1SN30K | WSA3BE4M1SN30K | C74B(A,H)MX30C-A |  | Voluntarily Certified | Single-split-system air condit | False | False | 28600 |  | 14.3 | 13.4 |  |  | False | 30 | 30 | 11.7 | 0 | Coil-Only System | False | Conventional | 07/06/2023 |  | 11/16/2023
Nordyne, LLC | AC PRO | WSA3BE4M1SN36K | WSA3BE4M1SN36K | C74B(A,H)MX36C-B |  | Voluntarily Certified | Single-split-system air condit | False | False | 34800 |  | 14.3 | 13.4 |  |  | False | 30 | 30 | 11.7 | 0 | Coil-Only System | False | Conventional | 07/06/2023 |  | 11/16/2023
Nordyne, LLC | AireForce | WSA3BE4M1SN36K | WSA3BE4M1SN36K | C74B(A,H)MX36C-B |  | Voluntarily Certified | Single-split-system air condit | False | False | 34800 |  | 14.3 | 13.4 |  |  | False | 30 | 30 | 11.7 | 0 | Coil-Only System | False | Conventional | 07/06/2023 |  | 11/16/2023
Nordyne, LLC | Frigidaire | WSA3BE4M1SN36K | WSA3BE4M1SN36K | C74B(A,H)MX36C-B |  | Voluntarily Certified | Single-split-system air condit | False | False | 34800 |  | 14.3 | 13.4 |  |  | False | 30 | 30 | 11.7 | 0 | Coil-Only System | False | Conventional | 07/06/2023 |  | 11/16/2023
Nordyne, LLC | Gibson | WSA3BE4M1SN36K | WSA3BE4M1SN36K | C74B(A,H)MX36C-B |  | Voluntarily Certified | Single-split-system air condit | False | False | 34800 |  | 14.3 | 13.4 |  |  | False | 30 | 30 | 11.7 | 0 | Coil-Only System | False | Conventional | 07/06/2023 |  | 11/16/2023
Nordyne, LLC | Mammoth | WSA3BE4M1SN36K | WSA3BE4M1SN36K | C74B(A,H)MX36C-B |  | Voluntarily Certified | Single-split-system air condit | False | False | 34800 |  | 14.3 | 13.4 |  |  | False | 30 | 30 | 11.7 | 0 | Coil-Only System | False | Conventional | 07/06/2023 |  | 11/16/2023
Nordyne, LLC | Moss Mechanical | WSA3BE4M1SN36K | WSA3BE4M1SN36K | C74B(A,H)MX36C-B |  | Voluntarily Certified | Single-split-system air condit | False | False | 34800 |  | 14.3 | 13.4 |  |  | False | 30 | 30 | 11.7 | 0 | Coil-Only System | False | Conventional | 07/06/2023 |  | 11/16/2023
Nordyne, LLC | ONYX | WSA3BE4M1SN36K | WSA3BE4M1SN36K | C74B(A,H)MX36C-B |  | Voluntarily Certified | Single-split-system air condit | False | False | 34800 |  | 14.3 | 13.4 |  |  | False | 30 | 30 | 11.7 | 0 | Coil-Only System | False | Conventional | 07/06/2023 |  | 11/16/2023
Nordyne, LLC | AC PRO | WSA3BE4M1SN42K | WSA3BE4M1SN42K | C74B(A,H)MX42C-C |  | Voluntarily Certified | Single-split-system air condit | False | False | 40500 |  | 14.3 | 13.4 |  |  | False | 30 | 30 | 11.7 | 0 | Coil-Only System | False | Conventional | 07/06/2023 |  | 11/16/2023
Nordyne, LLC | AireForce | WSA3BE4M1SN42K | WSA3BE4M1SN42K | C74B(A,H)MX42C-C |  | Voluntarily Certified | Single-split-system air condit | False | False | 40500 |  | 14.3 | 13.4 |  |  | False | 30 | 30 | 11.7 | 0 | Coil-Only System | False | Conventional | 07/06/2023 |  | 11/16/2023
Nordyne, LLC | Frigidaire | WSA3BE4M1SN42K | WSA3BE4M1SN42K | C74B(A,H)MX42C-C |  | Voluntarily Certified | Single-split-system air condit | False | False | 40500 |  | 14.3 | 13.4 |  |  | False | 30 | 30 | 11.7 | 0 | Coil-Only System | False | Conventional | 07/06/2023 |  | 11/16/2023
Nordyne, LLC | Gibson | WSA3BE4M1SN42K | WSA3BE4M1SN42K | C74B(A,H)MX42C-C |  | Voluntarily Certified | Single-split-system air condit | False | False | 40500 |  | 14.3 | 13.4 |  |  | False | 30 | 30 | 11.7 | 0 | Coil-Only System | False | Conventional | 07/06/2023 |  | 11/16/2023
Nordyne, LLC | Mammoth | WSA3BE4M1SN42K | WSA3BE4M1SN42K | C74B(A,H)MX42C-C |  | Voluntarily Certified | Single-split-system air condit | False | False | 40500 |  | 14.3 | 13.4 |  |  | False | 30 | 30 | 11.7 | 0 | Coil-Only System | False | Conventional | 07/06/2023 |  | 11/16/2023
Nordyne, LLC | Moss Mechanical | WSA3BE4M1SN42K | WSA3BE4M1SN42K | C74B(A,H)MX42C-C |  | Voluntarily Certified | Single-split-system air condit | False | False | 40500 |  | 14.3 | 13.4 |  |  | False | 30 | 30 | 11.7 | 0 | Coil-Only System | False | Conventional | 07/06/2023 |  | 11/16/2023
Nordyne, LLC | ONYX | WSA3BE4M1SN42K | WSA3BE4M1SN42K | C74B(A,H)MX42C-C |  | Voluntarily Certified | Single-split-system air condit | False | False | 40500 |  | 14.3 | 13.4 |  |  | False | 30 | 30 | 11.7 | 0 | Coil-Only System | False | Conventional | 07/06/2023 |  | 11/16/2023
Nordyne, LLC | AC PRO | WSA3BE4M1SN48K | WSA3BE4M1SN48K | C74B(A,H)MX48C-C |  | Voluntarily Certified | Single-split-system air condit | False | False | 45000 |  | 13.8 | 13.4 |  |  | False | 30 | 30 | 11.2 | 0 | Coil-Only System | False | Conventional | 07/06/2023 |  | 11/16/2023
Nordyne, LLC | AireForce | WSA3BE4M1SN48K | WSA3BE4M1SN48K | C74B(A,H)MX48C-C |  | Voluntarily Certified | Single-split-system air condit | False | False | 45000 |  | 13.8 | 13.4 |  |  | False | 30 | 30 | 11.2 | 0 | Coil-Only System | False | Conventional | 07/06/2023 |  | 11/16/2023
Nordyne, LLC | Frigidaire | WSA3BE4M1SN48K | WSA3BE4M1SN48K | C74B(A,H)MX48C-C |  | Voluntarily Certified | Single-split-system air condit | False | False | 45000 |  | 13.8 | 13.4 |  |  | False | 30 | 30 | 11.2 | 0 | Coil-Only System | False | Conventional | 07/06/2023 |  | 11/16/2023
Nordyne, LLC | Gibson | WSA3BE4M1SN48K | WSA3BE4M1SN48K | C74B(A,H)MX48C-C |  | Voluntarily Certified | Single-split-system air condit | False | False | 45000 |  | 13.8 | 13.4 |  |  | False | 30 | 30 | 11.2 | 0 | Coil-Only System | False | Conventional | 07/06/2023 |  | 11/16/2023
Nordyne, LLC | Mammoth | WSA3BE4M1SN48K | WSA3BE4M1SN48K | C74B(A,H)MX48C-C |  | Voluntarily Certified | Single-split-system air condit | False | False | 45000 |  | 13.8 | 13.4 |  |  | False | 30 | 30 | 11.2 | 0 | Coil-Only System | False | Conventional | 07/06/2023 |  | 11/16/2023
Nordyne, LLC | Moss Mechanical | WSA3BE4M1SN48K | WSA3BE4M1SN48K | C74B(A,H)MX48C-C |  | Voluntarily Certified | Single-split-system air condit | False | False | 45000 |  | 13.8 | 13.4 |  |  | False | 30 | 30 | 11.2 | 0 | Coil-Only System | False | Conventional | 07/06/2023 |  | 11/16/2023
Nordyne, LLC | ONYX | WSA3BE4M1SN48K | WSA3BE4M1SN48K | C74B(A,H)MX48C-C |  | Voluntarily Certified | Single-split-system air condit | False | False | 45000 |  | 13.8 | 13.4 |  |  | False | 30 | 30 | 11.2 | 0 | Coil-Only System | False | Conventional | 07/06/2023 |  | 11/16/2023
Nordyne, LLC | AC PRO | WSA3BE4M2SN60K | WSA3BE4M2SN60K | C74B(A,H)MX60C-C |  | Voluntarily Certified | Single-split-system air condit | False | False | 55000 |  | 13.8 | 13.4 |  |  | False | 30 | 30 | 11.2 | 0 | Coil-Only System | False | Conventional | 07/06/2023 |  | 11/16/2023
Nordyne, LLC | AireForce | WSA3BE4M2SN60K | WSA3BE4M2SN60K | C74B(A,H)MX60C-C |  | Voluntarily Certified | Single-split-system air condit | False | False | 55000 |  | 13.8 | 13.4 |  |  | False | 30 | 30 | 11.2 | 0 | Coil-Only System | False | Conventional | 07/06/2023 |  | 11/16/2023
Nordyne, LLC | Frigidaire | WSA3BE4M2SN60K | WSA3BE4M2SN60K | C74B(A,H)MX60C-C |  | Voluntarily Certified | Single-split-system air condit | False | False | 55000 |  | 13.8 | 13.4 |  |  | False | 30 | 30 | 11.2 | 0 | Coil-Only System | False | Conventional | 07/06/2023 |  | 11/16/2023
Nordyne, LLC | Gibson | WSA3BE4M2SN60K | WSA3BE4M2SN60K | C74B(A,H)MX60C-C |  | Voluntarily Certified | Single-split-system air condit | False | False | 55000 |  | 13.8 | 13.4 |  |  | False | 30 | 30 | 11.2 | 0 | Coil-Only System | False | Conventional | 07/06/2023 |  | 11/16/2023
Nordyne, LLC | Mammoth | WSA3BE4M2SN60K | WSA3BE4M2SN60K | C74B(A,H)MX60C-C |  | Voluntarily Certified | Single-split-system air condit | False | False | 55000 |  | 13.8 | 13.4 |  |  | False | 30 | 30 | 11.2 | 0 | Coil-Only System | False | Conventional | 07/06/2023 |  | 11/16/2023
Nordyne, LLC | Moss Mechanical | WSA3BE4M2SN60K | WSA3BE4M2SN60K | C74B(A,H)MX60C-C |  | Voluntarily Certified | Single-split-system air condit | False | False | 55000 |  | 13.8 | 13.4 |  |  | False | 30 | 30 | 11.2 | 0 | Coil-Only System | False | Conventional | 07/06/2023 |  | 11/16/2023
Nordyne, LLC | ONYX | WSA3BE4M2SN60K | WSA3BE4M2SN60K | C74B(A,H)MX60C-C |  | Voluntarily Certified | Single-split-system air condit | False | False | 55000 |  | 13.8 | 13.4 |  |  | False | 30 | 30 | 11.2 | 0 | Coil-Only System | False | Conventional | 07/06/2023 |  | 11/16/2023
Nordyne, LLC | AC PRO | WSA3BE4M2SN60KA | WSA3BE4M2SN60KA | C74B(A,H)MX60C-C |  | Voluntarily Certified | Single-split-system air condit | False | False | 56000 |  | 13.8 | 13.4 |  |  | False | 30 | 30 | 11.2 | 0 | Coil-Only System | False | Conventional | 07/06/2023 |  | 11/16/2023
Nordyne, LLC | AireForce | WSA3BE4M2SN60KA | WSA3BE4M2SN60KA | C74B(A,H)MX60C-C |  | Voluntarily Certified | Single-split-system air condit | False | False | 56000 |  | 13.8 | 13.4 |  |  | False | 30 | 30 | 11.2 | 0 | Coil-Only System | False | Conventional | 07/06/2023 |  | 11/16/2023
Nordyne, LLC | Frigidaire | WSA3BE4M2SN60KA | WSA3BE4M2SN60KA | C74B(A,H)MX60C-C |  | Voluntarily Certified | Single-split-system air condit | False | False | 56000 |  | 13.8 | 13.4 |  |  | False | 30 | 30 | 11.2 | 0 | Coil-Only System | False | Conventional | 07/06/2023 |  | 11/16/2023
Nordyne, LLC | Gibson | WSA3BE4M2SN60KA | WSA3BE4M2SN60KA | C74B(A,H)MX60C-C |  | Voluntarily Certified | Single-split-system air condit | False | False | 56000 |  | 13.8 | 13.4 |  |  | False | 30 | 30 | 11.2 | 0 | Coil-Only System | False | Conventional | 07/06/2023 |  | 11/16/2023
Nordyne, LLC | Moss Mechanical | WSA3BE4M2SN60KA | WSA3BE4M2SN60KA | C74B(A,H)MX60C-C |  | Voluntarily Certified | Single-split-system air condit | False | False | 56000 |  | 13.8 | 13.4 |  |  | False | 30 | 30 | 11.2 | 0 | Coil-Only System | False | Conventional | 07/06/2023 |  | 11/16/2023
Johnson Controls, Inc. | Coleman | AC19B2421 | AC19B2421 | XAFC48FBAN1 |  | Voluntarily Certified | Single-split-system air condit | False | False | 23400 |  | 14.75 | 13.4 |  |  | False | 30 | 30 | 12.5 |  | Coil-Only System | False | Conventional | 07/10/2023 |  | 11/16/2023
Johnson Controls, Inc. | Coleman | AC19B3621 | AC19B3621 | XAFC60HBCN1 |  | Voluntarily Certified | Single-split-system air condit | False | False | 35200 |  | 14.5 | 13.4 |  |  | False | 30 | 30 | 12.5 |  | Coil-Only System | False | Conventional | 07/10/2023 |  | 11/16/2023
Johnson Controls, Inc. | Coleman | AC19B4821 | AC19B4821 | XAFD60JBCN1 |  | Voluntarily Certified | Single-split-system air condit | False | False | 48000 |  | 14.75 | 13.4 |  |  | False | 30 | 30 | 12.25 |  | Coil-Only System | False | Conventional | 07/10/2023 |  | 11/16/2023
Johnson Controls, Inc. | Coleman | AC19B6021 | AC19B6021 | XAFD60JBCN1 |  | Voluntarily Certified | Single-split-system air condit | False | False | 57000 |  | 14.3 | 13.4 |  |  | False | 30 | 30 | 11.75 |  | Coil-Only System | False | Conventional | 07/10/2023 |  | 11/16/2023
Johnson Controls, Inc. | Coleman | AC21B2421 | AC21B2421 | JHVVB24DE1C2N1+CC |  | Voluntarily Certified | Single-split-system air condit | True | False | 23600 |  | 20 | 13.4 |  |  | False | 30 | 30 | 14 |  | Blower Coil System | True | Conventional | 07/10/2023 |  | 11/16/2023
Johnson Controls, Inc. | Coleman | AC21B3621 | AC21B3621 | JHVVB36DE2C2N1+CC |  | Voluntarily Certified | Single-split-system air condit | True | False | 35800 |  | 19 | 13.4 |  |  | False | 30 | 30 | 13 |  | Blower Coil System | True | Conventional | 07/10/2023 |  | 11/16/2023
Johnson Controls, Inc. | Coleman | AC21B4821 | AC21B4821 | JHVVC48HE3C2N1+CC |  | Voluntarily Certified | Single-split-system air condit | True | False | 45500 |  | 20 | 13.4 |  |  | False | 30 | 30 | 12.5 |  | Blower Coil System | True | Conventional | 07/10/2023 |  | 11/16/2023
Johnson Controls, Inc. | Coleman | AC21B6021 | AC21B6021 | JHVVC60HE4C2N1+CC |  | Voluntarily Certified | Single-split-system air condit | True | False | 52000 |  | 20 | 13.4 |  |  | False | 30 | 30 | 12.5 |  | Blower Coil System | True | Conventional | 07/10/2023 |  | 11/16/2023
Johnson Controls, Inc. | CHAMPION HEATING AND COOLING | AL19B2421 | AL19B2421 | XAFC48FBAN1 |  | Voluntarily Certified | Single-split-system air condit | False | False | 23400 |  | 14.75 | 13.4 |  |  | False | 30 | 30 | 12.5 |  | Coil-Only System | False | Conventional | 07/10/2023 |  | 11/16/2023
Johnson Controls, Inc. | FRASER-JOHNSTON | AL19B2421 | AL19B2421 | XAFC48FBAN1 |  | Voluntarily Certified | Single-split-system air condit | False | False | 23400 |  | 14.75 | 13.4 |  |  | False | 30 | 30 | 12.5 |  | Coil-Only System | False | Conventional | 07/10/2023 |  | 11/16/2023
Johnson Controls, Inc. | Johnson Controls | AL19B2421 | AL19B2421 | XAFC48FBAN1 |  | Voluntarily Certified | Single-split-system air condit | False | False | 23400 |  | 14.75 |  |  |  | False | 30 |  | 12.5 |  | Coil-Only System | False | Conventional | 07/10/2023 |  | 11/16/2023
Johnson Controls, Inc. | Luxaire | AL19B2421 | AL19B2421 | XAFC48FBAN1 |  | Voluntarily Certified | Single-split-system air condit | False | False | 23400 |  | 14.75 | 13.4 |  |  | False | 30 | 30 | 12.5 |  | Coil-Only System | False | Conventional | 07/10/2023 |  | 11/16/2023
Johnson Controls, Inc. | CHAMPION HEATING AND COOLING | AL19B3621 | AL19B3621 | XAFC60HBCN1 |  | Voluntarily Certified | Single-split-system air condit | False | False | 35200 |  | 14.5 | 13.4 |  |  | False | 30 | 30 | 12.5 |  | Coil-Only System | False | Conventional | 07/10/2023 |  | 11/16/2023
Johnson Controls, Inc. | FRASER-JOHNSTON | AL19B3621 | AL19B3621 | XAFC60HBCN1 |  | Voluntarily Certified | Single-split-system air condit | False | False | 35200 |  | 14.5 | 13.4 |  |  | False | 30 | 30 | 12.5 |  | Coil-Only System | False | Conventional | 07/10/2023 |  | 11/16/2023
Johnson Controls, Inc. | Johnson Controls | AL19B3621 | AL19B3621 | XAFC60HBCN1 |  | Voluntarily Certified | Single-split-system air condit | False | False | 35200 |  | 14.5 |  |  |  | False | 30 |  | 12.5 |  | Coil-Only System | False | Conventional | 07/10/2023 |  | 11/16/2023
Johnson Controls, Inc. | Luxaire | AL19B3621 | AL19B3621 | XAFC60HBCN1 |  | Voluntarily Certified | Single-split-system air condit | False | False | 35200 |  | 14.5 | 13.4 |  |  | False | 30 | 30 | 12.5 |  | Coil-Only System | False | Conventional | 07/10/2023 |  | 11/16/2023
Johnson Controls, Inc. | CHAMPION HEATING AND COOLING | AL19B4821 | AL19B4821 | XAFD60JBCN1 |  | Voluntarily Certified | Single-split-system air condit | False | False | 48000 |  | 14.75 | 13.4 |  |  | False | 30 | 30 | 12.25 |  | Coil-Only System | False | Conventional | 07/10/2023 |  | 11/16/2023
Johnson Controls, Inc. | FRASER-JOHNSTON | AL19B4821 | AL19B4821 | XAFD60JBCN1 |  | Voluntarily Certified | Single-split-system air condit | False | False | 48000 |  | 14.75 | 13.4 |  |  | False | 30 | 30 | 12.25 |  | Coil-Only System | False | Conventional | 07/10/2023 |  | 11/16/2023
Johnson Controls, Inc. | Johnson Controls | AL19B4821 | AL19B4821 | XAFD60JBCN1 |  | Voluntarily Certified | Single-split-system air condit | False | False | 48000 |  | 14.75 |  |  |  | False | 30 |  | 12.25 |  | Coil-Only System | False | Conventional | 07/10/2023 |  | 11/16/2023
Johnson Controls, Inc. | Luxaire | AL19B4821 | AL19B4821 | XAFD60JBCN1 |  | Voluntarily Certified | Single-split-system air condit | False | False | 48000 |  | 14.75 | 13.4 |  |  | False | 30 | 30 | 12.25 |  | Coil-Only System | False | Conventional | 07/10/2023 |  | 11/16/2023
Johnson Controls, Inc. | CHAMPION HEATING AND COOLING | AL19B6021 | AL19B6021 | XAFD60JBCN1 |  | Voluntarily Certified | Single-split-system air condit | False | False | 57000 |  | 14.3 | 13.4 |  |  | False | 30 | 30 | 11.75 |  | Coil-Only System | False | Conventional | 07/10/2023 |  | 11/16/2023
Johnson Controls, Inc. | FRASER-JOHNSTON | AL19B6021 | AL19B6021 | XAFD60JBCN1 |  | Voluntarily Certified | Single-split-system air condit | False | False | 57000 |  | 14.3 | 13.4 |  |  | False | 30 | 30 | 11.75 |  | Coil-Only System | False | Conventional | 07/10/2023 |  | 11/16/2023
Johnson Controls, Inc. | Johnson Controls | AL19B6021 | AL19B6021 | XAFD60JBCN1 |  | Voluntarily Certified | Single-split-system air condit | False | False | 57000 |  | 14.3 |  |  |  | False | 30 |  | 11.75 |  | Coil-Only System | False | Conventional | 07/10/2023 |  | 11/16/2023
Johnson Controls, Inc. | Luxaire | AL19B6021 | AL19B6021 | XAFD60JBCN1 |  | Voluntarily Certified | Single-split-system air condit | False | False | 57000 |  | 14.3 | 13.4 |  |  | False | 30 | 30 | 11.75 |  | Coil-Only System | False | Conventional | 07/10/2023 |  | 11/16/2023
Johnson Controls, Inc. | CHAMPION HEATING AND COOLING | AL21B2421 | AL21B2421 | JHVVB24DE1C2N1+CC |  | Voluntarily Certified | Single-split-system air condit | True | False | 23600 |  | 20 | 13.4 |  |  | False | 30 | 30 | 14 |  | Blower Coil System | True | Conventional | 07/10/2023 |  | 11/16/2023
Johnson Controls, Inc. | FRASER-JOHNSTON | AL21B2421 | AL21B2421 | JHVVB24DE1C2N1+CC |  | Voluntarily Certified | Single-split-system air condit | True | False | 23600 |  | 20 | 13.4 |  |  | False | 30 | 30 | 14 |  | Blower Coil System | True | Conventional | 07/10/2023 |  | 11/16/2023
Johnson Controls, Inc. | Johnson Controls | AL21B2421 | AL21B2421 | JHVVB24DE1C2N1+CC |  | Voluntarily Certified | Single-split-system air condit | True | False | 23600 |  | 20 |  |  |  | False | 30 |  | 14 |  | Blower Coil System | True | Conventional | 07/10/2023 |  | 11/16/2023
Johnson Controls, Inc. | Luxaire | AL21B2421 | AL21B2421 | JHVVB24DE1C2N1+CC |  | Voluntarily Certified | Single-split-system air condit | True | False | 23600 |  | 20 | 13.4 |  |  | False | 30 | 30 | 14 |  | Blower Coil System | True | Conventional | 07/10/2023 |  | 11/16/2023
Johnson Controls, Inc. | CHAMPION HEATING AND COOLING | AL21B3621 | AL21B3621 | JHVVB36DE2C2N1+CC |  | Voluntarily Certified | Single-split-system air condit | True | False | 35800 |  | 19 | 13.4 |  |  | False | 30 | 30 | 13 |  | Blower Coil System | True | Conventional | 07/10/2023 |  | 11/16/2023
Johnson Controls, Inc. | FRASER-JOHNSTON | AL21B3621 | AL21B3621 | JHVVB36DE2C2N1+CC |  | Voluntarily Certified | Single-split-system air condit | True | False | 35800 |  | 19 | 13.4 |  |  | False | 30 | 30 | 13 |  | Blower Coil System | True | Conventional | 07/10/2023 |  | 11/16/2023
Johnson Controls, Inc. | Johnson Controls | AL21B3621 | AL21B3621 | JHVVB36DE2C2N1+CC |  | Voluntarily Certified | Single-split-system air condit | True | False | 35800 |  | 19 |  |  |  | False | 30 |  | 13 |  | Blower Coil System | True | Conventional | 07/10/2023 |  | 11/16/2023
Johnson Controls, Inc. | Luxaire | AL21B3621 | AL21B3621 | JHVVB36DE2C2N1+CC |  | Voluntarily Certified | Single-split-system air condit | True | False | 35800 |  | 19 | 13.4 |  |  | False | 30 | 30 | 13 |  | Blower Coil System | True | Conventional | 07/10/2023 |  | 11/16/2023
Johnson Controls, Inc. | CHAMPION HEATING AND COOLING | AL21B4821 | AL21B4821 | JHVVC48HE3C2N1+CC |  | Voluntarily Certified | Single-split-system air condit | True | False | 45500 |  | 20 | 13.4 |  |  | False | 30 | 30 | 12.5 |  | Blower Coil System | True | Conventional | 07/10/2023 |  | 11/16/2023
Johnson Controls, Inc. | FRASER-JOHNSTON | AL21B4821 | AL21B4821 | JHVVC48HE3C2N1+CC |  | Voluntarily Certified | Single-split-system air condit | True | False | 45500 |  | 20 | 13.4 |  |  | False | 30 | 30 | 12.5 |  | Blower Coil System | True | Conventional | 07/10/2023 |  | 11/16/2023
Johnson Controls, Inc. | Johnson Controls | AL21B4821 | AL21B4821 | JHVVC48HE3C2N1+CC |  | Voluntarily Certified | Single-split-system air condit | True | False | 45500 |  | 20 | 13.4 |  |  | False | 30 | 30 | 12.5 |  | Blower Coil System | True | Conventional | 07/10/2023 |  | 11/16/2023
Johnson Controls, Inc. | Luxaire | AL21B4821 | AL21B4821 | JHVVC48HE3C2N1+CC |  | Voluntarily Certified | Single-split-system air condit | True | False | 45500 |  | 20 | 13.4 |  |  | False | 30 | 30 | 12.5 |  | Blower Coil System | True | Conventional | 07/10/2023 |  | 11/16/2023
Johnson Controls, Inc. | CHAMPION HEATING AND COOLING | AL21B6021 | AL21B6021 | JHVVC60HE4C2N1+CC |  | Voluntarily Certified | Single-split-system air condit | True | False | 52000 |  | 20 | 13.4 |  |  | False | 30 | 30 | 12.5 |  | Blower Coil System | True | Conventional | 07/10/2023 |  | 11/16/2023
Johnson Controls, Inc. | FRASER-JOHNSTON | AL21B6021 | AL21B6021 | JHVVC60HE4C2N1+CC |  | Voluntarily Certified | Single-split-system air condit | True | False | 52000 |  | 20 | 13.4 |  |  | False | 30 | 30 | 12.5 |  | Blower Coil System | True | Conventional | 07/10/2023 |  | 11/16/2023
Johnson Controls, Inc. | Johnson Controls | AL21B6021 | AL21B6021 | JHVVC60HE4C2N1+CC |  | Voluntarily Certified | Single-split-system air condit | True | False | 52000 |  | 20 |  |  |  | False | 30 |  | 12.5 |  | Blower Coil System | True | Conventional | 07/10/2023 |  | 11/16/2023
Johnson Controls, Inc. | Luxaire | AL21B6021 | AL21B6021 | JHVVC60HE4C2N1+CC |  | Voluntarily Certified | Single-split-system air condit | True | False | 52000 |  | 20 | 13.4 |  |  | False | 30 | 30 | 12.5 |  | Blower Coil System | True | Conventional | 07/10/2023 |  | 11/16/2023
Johnson Controls, Inc. | CHAMPION HEATING AND COOLING | HMCG22B241 | HMCG22B241 | JHETB18BBAS2N1 |  | Voluntarily Certified | Single-split-system air condit | False | False | 24000 |  | 18 | 13.4 |  |  | False | 30 | 30 | 11.5 |  | Blower Coil System | True | Conventional | 07/10/2023 |  | 11/16/2023
Johnson Controls, Inc. | Coleman | HMCG22B241 | HMCG22B241 | JHETB18BBAS2N1 |  | Voluntarily Certified | Single-split-system air condit | False | False | 24000 |  | 18 | 13.4 |  |  | False | 30 | 30 | 11.5 |  | Blower Coil System | True | Conventional | 07/10/2023 |  | 11/16/2023
Johnson Controls, Inc. | FRASER-JOHNSTON | HMCG22B241 | HMCG22B241 | JHETB18BBAS2N1 |  | Voluntarily Certified | Single-split-system air condit | False | False | 24000 |  | 18 | 13.4 |  |  | False | 30 | 30 | 11.5 |  | Blower Coil System | True | Conventional | 07/10/2023 |  | 11/16/2023
Johnson Controls, Inc. | Johnson Controls | HMCG22B241 | HMCG22B241 | JHETB18BBAS2N1 |  | Voluntarily Certified | Single-split-system air condit | False | False | 24000 |  | 18 |  |  |  | False | 30 |  | 11.5 |  | Blower Coil System | True | Conventional | 07/10/2023 |  | 11/16/2023
Johnson Controls, Inc. | Luxaire | HMCG22B241 | HMCG22B241 | JHETB18BBAS2N1 |  | Voluntarily Certified | Single-split-system air condit | False | False | 24000 |  | 18 | 13.4 |  |  | False | 30 | 30 | 11.5 |  | Blower Coil System | True | Conventional | 07/10/2023 |  | 11/16/2023
Johnson Controls, Inc. | York | HMCG22B241 | HMCG22B241 | JHETB18BBAS2N1 |  | Voluntarily Certified | Single-split-system air condit | False | False | 24000 |  | 18 | 13.4 |  |  | False | 30 | 30 | 11.5 |  | Blower Coil System | True | Conventional | 07/10/2023 |  | 11/16/2023
Johnson Controls, Inc. | CHAMPION HEATING AND COOLING | HMCG22B361 | HMCG22B361 | JHETB36DBCS2N1 |  | Voluntarily Certified | Single-split-system air condit | False | False | 36000 |  | 17 | 13.4 |  |  | False | 30 | 30 | 10 |  | Blower Coil System | True | Conventional | 07/10/2023 |  | 11/16/2023
Johnson Controls, Inc. | Coleman | HMCG22B361 | HMCG22B361 | JHETB36DBCS2N1 |  | Voluntarily Certified | Single-split-system air condit | False | False | 36000 |  | 17 | 13.4 |  |  | False | 30 | 30 | 10 |  | Blower Coil System | True | Conventional | 07/10/2023 |  | 11/16/2023
Johnson Controls, Inc. | FRASER-JOHNSTON | HMCG22B361 | HMCG22B361 | JHETB36DBCS2N1 |  | Voluntarily Certified | Single-split-system air condit | False | False | 36000 |  | 17 | 13.4 |  |  | False | 30 | 30 | 10 |  | Blower Coil System | True | Conventional | 07/10/2023 |  | 11/16/2023
Johnson Controls, Inc. | Johnson Controls | HMCG22B361 | HMCG22B361 | JHETB36DBCS2N1 |  | Voluntarily Certified | Single-split-system air condit | False | False | 36000 |  | 17 |  |  |  | False | 30 |  | 10 |  | Blower Coil System | True | Conventional | 07/10/2023 |  | 11/16/2023
Johnson Controls, Inc. | Luxaire | HMCG22B361 | HMCG22B361 | JHETB36DBCS2N1 |  | Voluntarily Certified | Single-split-system air condit | False | False | 36000 |  | 17 | 13.4 |  |  | False | 30 | 30 | 10 |  | Blower Coil System | True | Conventional | 07/10/2023 |  | 11/16/2023
Johnson Controls, Inc. | York | HMCG22B361 | HMCG22B361 | JHETB36DBCS2N1 |  | Voluntarily Certified | Single-split-system air condit | False | False | 36000 |  | 17 | 13.4 |  |  | False | 30 | 30 | 10 |  | Blower Coil System | True | Conventional | 07/10/2023 |  | 11/16/2023
Johnson Controls, Inc. | CHAMPION HEATING AND COOLING | HMCG22B481 | HMCG22B481 | JHETC48GBCS2N1 |  | Voluntarily Certified | Single-split-system air condit | False | False | 48000 |  | 16.5 | 13.4 |  |  | False | 30 | 30 | 10 |  | Blower Coil System | True | Conventional | 07/10/2023 |  | 11/16/2023
Johnson Controls, Inc. | Coleman | HMCG22B481 | HMCG22B481 | JHETC48GBCS2N1 |  | Voluntarily Certified | Single-split-system air condit | False | False | 48000 |  | 16.5 | 13.4 |  |  | False | 30 | 30 | 10 |  | Blower Coil System | True | Conventional | 07/10/2023 |  | 11/16/2023
Johnson Controls, Inc. | FRASER-JOHNSTON | HMCG22B481 | HMCG22B481 | JHETC48GBCS2N1 |  | Voluntarily Certified | Single-split-system air condit | False | False | 48000 |  | 16.5 | 13.4 |  |  | False | 30 | 30 | 10 |  | Blower Coil System | True | Conventional | 07/10/2023 |  | 11/16/2023
Johnson Controls, Inc. | Johnson Controls | HMCG22B481 | HMCG22B481 | JHETC48GBCS2N1 |  | Voluntarily Certified | Single-split-system air condit | False | False | 48000 |  | 16.5 |  |  |  | False | 30 |  | 10 |  | Blower Coil System | True | Conventional | 07/10/2023 |  | 11/16/2023
Johnson Controls, Inc. | Luxaire | HMCG22B481 | HMCG22B481 | JHETC48GBCS2N1 |  | Voluntarily Certified | Single-split-system air condit | False | False | 48000 |  | 16.5 | 13.4 |  |  | False | 30 | 30 | 10 |  | Blower Coil System | True | Conventional | 07/10/2023 |  | 11/16/2023
Johnson Controls, Inc. | York | HMCG22B481 | HMCG22B481 | JHETC48GBCS2N1 |  | Voluntarily Certified | Single-split-system air condit | False | False | 48000 |  | 16.5 | 13.4 |  |  | False | 30 | 30 | 10 |  | Blower Coil System | True | Conventional | 07/10/2023 |  | 11/16/2023
Johnson Controls, Inc. | CHAMPION HEATING AND COOLING | HMCG22B601 | HMCG22B601 | JHETD60JBCS2N1 |  | Voluntarily Certified | Single-split-system air condit | False | False | 56000 |  | 18.5 | 13.4 |  |  | False | 30 | 30 | 10 |  | Blower Coil System | True | Conventional | 07/10/2023 |  | 11/16/2023
Johnson Controls, Inc. | Coleman | HMCG22B601 | HMCG22B601 | JHETD60JBCS2N1 |  | Voluntarily Certified | Single-split-system air condit | False | False | 56000 |  | 18.5 | 13.4 |  |  | False | 30 | 30 | 10 |  | Blower Coil System | True | Conventional | 07/10/2023 |  | 11/16/2023
Johnson Controls, Inc. | FRASER-JOHNSTON | HMCG22B601 | HMCG22B601 | JHETD60JBCS2N1 |  | Voluntarily Certified | Single-split-system air condit | False | False | 56000 |  | 18.5 | 13.4 |  |  | False | 30 | 30 | 10 |  | Blower Coil System | True | Conventional | 07/10/2023 |  | 11/16/2023
Johnson Controls, Inc. | Johnson Controls | HMCG22B601 | HMCG22B601 | JHETD60JBCS2N1 |  | Voluntarily Certified | Single-split-system air condit | False | False | 56000 |  | 18.5 |  |  |  | False | 30 |  | 10 |  | Blower Coil System | True | Conventional | 07/10/2023 |  | 11/16/2023
Johnson Controls, Inc. | Luxaire | HMCG22B601 | HMCG22B601 | JHETD60JBCS2N1 |  | Voluntarily Certified | Single-split-system air condit | False | False | 56000 |  | 18.5 | 13.4 |  |  | False | 30 | 30 | 10 |  | Blower Coil System | True | Conventional | 07/10/2023 |  | 11/16/2023
Johnson Controls, Inc. | York | HMCG22B601 | HMCG22B601 | JHETD60JBCS2N1 |  | Voluntarily Certified | Single-split-system air condit | False | False | 56000 |  | 18.5 | 13.4 |  |  | False | 30 | 30 | 10 |  | Blower Coil System | True | Conventional | 07/10/2023 |  | 11/16/2023
Johnson Controls, Inc. | CHAMPION HEATING AND COOLING | PCE4A2424 | PCE4A2424 |  |  | Voluntarily Certified | Single-package air conditioner | False | False | 23000 |  | 13.4 | 13.4 |  |  | False | 30 | 30 | 11 |  |  | False | Conventional | 07/10/2023 |  | 11/16/2023
Johnson Controls, Inc. | Coleman | PCE4A2424 | PCE4A2424 |  |  | Voluntarily Certified | Single-package air conditioner | False | False | 23000 |  | 13.4 | 13.4 |  |  | False | 30 | 30 | 11 |  |  | False | Conventional | 07/10/2023 |  | 11/16/2023
Johnson Controls, Inc. | Evcon | PCE4A2424 | PCE4A2424 |  |  | Voluntarily Certified | Single-package air conditioner | False | False | 23000 |  | 13.4 | 13.4 |  |  | False | 30 | 30 | 11 |  |  | False | Conventional | 07/10/2023 |  | 11/16/2023
Johnson Controls, Inc. | FRASER-JOHNSTON | PCE4A2424 | PCE4A2424 |  |  | Voluntarily Certified | Single-package air conditioner | False | False | 23000 |  | 13.4 | 13.4 |  |  | False | 30 | 30 | 11 |  |  | False | Conventional | 07/10/2023 |  | 11/16/2023
Johnson Controls, Inc. | Guardian | PCE4A2424 | PCE4A2424 |  |  | Voluntarily Certified | Single-package air conditioner | False | False | 23000 |  | 13.4 |  |  |  | False | 30 |  | 11 |  |  | False | Conventional | 07/10/2023 |  | 11/16/2023
Johnson Controls, Inc. | Johnson Controls | PCE4A2424 | PCE4A2424 |  |  | Voluntarily Certified | Single-package air conditioner | False | False | 23000 |  | 13.4 |  |  |  | False | 30 |  | 11 |  |  | False | Conventional | 07/10/2023 |  | 11/16/2023
Johnson Controls, Inc. | Luxaire | PCE4A2424 | PCE4A2424 |  |  | Voluntarily Certified | Single-package air conditioner | False | False | 23000 |  | 13.4 | 13.4 |  |  | False | 30 | 30 | 11 |  |  | False | Conventional | 07/10/2023 |  | 11/16/2023
Johnson Controls, Inc. | York | PCE4A2424 | PCE4A2424 |  |  | Voluntarily Certified | Single-package air conditioner | False | False | 23000 |  | 13.4 | 13.4 |  |  | False | 30 | 30 | 11 |  |  | False | Conventional | 07/10/2023 |  | 11/16/2023
Johnson Controls, Inc. | CHAMPION HEATING AND COOLING | PCE4A3024 | PCE4A3024 |  |  | Voluntarily Certified | Single-package air conditioner | False | False | 28800 |  | 13.4 | 13.4 |  |  | False | 30 | 30 | 11 |  |  | False | Conventional | 07/10/2023 |  | 11/16/2023
Johnson Controls, Inc. | Coleman | PCE4A3024 | PCE4A3024 |  |  | Voluntarily Certified | Single-package air conditioner | False | False | 28800 |  | 13.4 | 13.4 |  |  | False | 30 | 30 | 11 |  |  | False | Conventional | 07/10/2023 |  | 11/16/2023
Johnson Controls, Inc. | Evcon | PCE4A3024 | PCE4A3024 |  |  | Voluntarily Certified | Single-package air conditioner | False | False | 28800 |  | 13.4 | 13.4 |  |  | False | 30 | 30 | 11 |  |  | False | Conventional | 07/10/2023 |  | 11/16/2023
Johnson Controls, Inc. | FRASER-JOHNSTON | PCE4A3024 | PCE4A3024 |  |  | Voluntarily Certified | Single-package air conditioner | False | False | 28800 |  | 13.4 | 13.4 |  |  | False | 30 | 30 | 11 |  |  | False | Conventional | 07/10/2023 |  | 11/16/2023
Johnson Controls, Inc. | Guardian | PCE4A3024 | PCE4A3024 |  |  | Voluntarily Certified | Single-package air conditioner | False | False | 28800 |  | 13.4 |  |  |  | False | 30 |  | 11 |  |  | False | Conventional | 07/10/2023 |  | 11/16/2023
Johnson Controls, Inc. | Johnson Controls | PCE4A3024 | PCE4A3024 |  |  | Voluntarily Certified | Single-package air conditioner | False | False | 28800 |  | 13.4 | 13.4 |  |  | False | 30 | 30 | 11 |  |  | False | Conventional | 07/10/2023 |  | 11/16/2023
Johnson Controls, Inc. | Luxaire | PCE4A3024 | PCE4A3024 |  |  | Voluntarily Certified | Single-package air conditioner | False | False | 28800 |  | 13.4 | 13.4 |  |  | False | 30 | 30 | 11 |  |  | False | Conventional | 07/10/2023 |  | 11/16/2023
Johnson Controls, Inc. | York | PCE4A3024 | PCE4A3024 |  |  | Voluntarily Certified | Single-package air conditioner | False | False | 28800 |  | 13.4 | 13.4 |  |  | False | 30 | 30 | 11 |  |  | False | Conventional | 07/10/2023 |  | 11/16/2023
Johnson Controls, Inc. | CHAMPION HEATING AND COOLING | PCE4A3624 | PCE4A3624 |  |  | Voluntarily Certified | Single-package air conditioner | False | False | 34800 |  | 13.4 | 13.4 |  |  | False | 30 | 30 | 11 |  |  | False | Conventional | 07/10/2023 |  | 11/16/2023
Johnson Controls, Inc. | Coleman | PCE4A3624 | PCE4A3624 |  |  | Voluntarily Certified | Single-package air conditioner | False | False | 34800 |  | 13.4 | 13.4 |  |  | False | 30 | 30 | 11 |  |  | False | Conventional | 07/10/2023 |  | 11/16/2023
Johnson Controls, Inc. | Evcon | PCE4A3624 | PCE4A3624 |  |  | Voluntarily Certified | Single-package air conditioner | False | False | 34800 |  | 13.4 | 13.4 |  |  | False | 30 | 30 | 11 |  |  | False | Conventional | 07/10/2023 |  | 11/16/2023
Johnson Controls, Inc. | FRASER-JOHNSTON | PCE4A3624 | PCE4A3624 |  |  | Voluntarily Certified | Single-package air conditioner | False | False | 34800 |  | 13.4 | 13.4 |  |  | False | 30 | 30 | 11 |  |  | False | Conventional | 07/10/2023 |  | 11/16/2023
Johnson Controls, Inc. | Guardian | PCE4A3624 | PCE4A3624 |  |  | Voluntarily Certified | Single-package air conditioner | False | False | 34800 |  | 13.4 | 13.4 |  |  | False | 30 | 30 | 11 |  |  | False | Conventional | 07/10/2023 |  | 11/16/2023
Johnson Controls, Inc. | Johnson Controls | PCE4A3624 | PCE4A3624 |  |  | Voluntarily Certified | Single-package air conditioner | False | False | 34800 |  | 13.4 |  |  |  | False | 30 |  | 11 |  |  | False | Conventional | 07/10/2023 |  | 11/16/2023
Johnson Controls, Inc. | Luxaire | PCE4A3624 | PCE4A3624 |  |  | Voluntarily Certified | Single-package air conditioner | False | False | 34800 |  | 13.4 | 13.4 |  |  | False | 30 | 30 | 11 |  |  | False | Conventional | 07/10/2023 |  | 11/16/2023
Johnson Controls, Inc. | York | PCE4A3624 | PCE4A3624 |  |  | Voluntarily Certified | Single-package air conditioner | False | False | 34800 |  | 13.4 | 13.4 |  |  | False | 30 | 30 | 11 |  |  | False | Conventional | 07/10/2023 |  | 11/16/2023
Johnson Controls, Inc. | CHAMPION HEATING AND COOLING | PCE4A4224 | PCE4A4224 |  |  | Voluntarily Certified | Single-package air conditioner | False | False | 40000 |  | 13.4 | 13.4 |  |  | False | 30 | 30 | 11 |  |  | False | Conventional | 07/10/2023 |  | 11/16/2023
Johnson Controls, Inc. | Coleman | PCE4A4224 | PCE4A4224 |  |  | Voluntarily Certified | Single-package air conditioner | False | False | 40000 |  | 13.4 | 13.4 |  |  | False | 30 | 30 | 11 |  |  | False | Conventional | 07/10/2023 |  | 11/16/2023
Johnson Controls, Inc. | Evcon | PCE4A4224 | PCE4A4224 |  |  | Voluntarily Certified | Single-package air conditioner | False | False | 40000 |  | 13.4 | 13.4 |  |  | False | 30 | 30 | 11 |  |  | False | Conventional | 07/10/2023 |  | 11/16/2023
Johnson Controls, Inc. | FRASER-JOHNSTON | PCE4A4224 | PCE4A4224 |  |  | Voluntarily Certified | Single-package air conditioner | False | False | 40000 |  | 13.4 | 13.4 |  |  | False | 30 | 30 | 11 |  |  | False | Conventional | 07/10/2023 |  | 11/16/2023
Johnson Controls, Inc. | Guardian | PCE4A4224 | PCE4A4224 |  |  | Voluntarily Certified | Single-package air conditioner | False | False | 40000 |  | 13.4 |  |  |  | False | 30 |  | 11 |  |  | False | Conventional | 07/10/2023 |  | 11/16/2023
Johnson Controls, Inc. | Johnson Controls | PCE4A4224 | PCE4A4224 |  |  | Voluntarily Certified | Single-package air conditioner | False | False | 40000 |  | 13.4 |  |  |  | False | 30 |  | 11 |  |  | False | Conventional | 07/10/2023 |  | 11/16/2023
Johnson Controls, Inc. | Luxaire | PCE4A4224 | PCE4A4224 |  |  | Voluntarily Certified | Single-package air conditioner | False | False | 40000 |  | 13.4 | 13.4 |  |  | False | 30 | 30 | 11 |  |  | False | Conventional | 07/10/2023 |  | 11/16/2023
Johnson Controls, Inc. | York | PCE4A4224 | PCE4A4224 |  |  | Voluntarily Certified | Single-package air conditioner | False | False | 40000 |  | 13.4 | 13.4 |  |  | False | 30 | 30 | 11 |  |  | False | Conventional | 07/10/2023 |  | 11/16/2023
Johnson Controls, Inc. | CHAMPION HEATING AND COOLING | PCE4B4824 | PCE4B4824 |  |  | Voluntarily Certified | Single-package air conditioner | False | False | 46500 |  | 13.4 | 13.4 |  |  | False | 30 | 30 | 11 |  |  | False | Conventional | 07/10/2023 |  | 11/16/2023
Johnson Controls, Inc. | Coleman | PCE4B4824 | PCE4B4824 |  |  | Voluntarily Certified | Single-package air conditioner | False | False | 46500 |  | 13.4 | 13.4 |  |  | False | 30 | 30 | 11 |  |  | False | Conventional | 07/10/2023 |  | 11/16/2023
Johnson Controls, Inc. | Evcon | PCE4B4824 | PCE4B4824 |  |  | Voluntarily Certified | Single-package air conditioner | False | False | 46500 |  | 13.4 | 13.4 |  |  | False | 30 | 30 | 11 |  |  | False | Conventional | 07/10/2023 |  | 11/16/2023
Johnson Controls, Inc. | FRASER-JOHNSTON | PCE4B4824 | PCE4B4824 |  |  | Voluntarily Certified | Single-package air conditioner | False | False | 46500 |  | 13.4 | 13.4 |  |  | False | 30 | 30 | 11 |  |  | False | Conventional | 07/10/2023 |  | 11/16/2023
Johnson Controls, Inc. | Guardian | PCE4B4824 | PCE4B4824 |  |  | Voluntarily Certified | Single-package air conditioner | False | False | 46500 |  | 13.4 | 13.4 |  |  | False | 30 | 30 | 11 |  |  | False | Conventional | 07/10/2023 |  | 11/16/2023
Johnson Controls, Inc. | Johnson Controls | PCE4B4824 | PCE4B4824 |  |  | Voluntarily Certified | Single-package air conditioner | False | False | 46500 |  | 13.4 |  |  |  | False | 30 |  | 11 |  |  | False | Conventional | 07/10/2023 |  | 11/16/2023
Johnson Controls, Inc. | Luxaire | PCE4B4824 | PCE4B4824 |  |  | Voluntarily Certified | Single-package air conditioner | False | False | 46500 |  | 13.4 | 13.4 |  |  | False | 30 | 30 | 11 |  |  | False | Conventional | 07/10/2023 |  | 11/16/2023
Johnson Controls, Inc. | York | PCE4B4824 | PCE4B4824 |  |  | Voluntarily Certified | Single-package air conditioner | False | False | 46500 |  | 13.4 | 13.4 |  |  | False | 30 | 30 | 11 |  |  | False | Conventional | 07/10/2023 |  | 11/16/2023
Johnson Controls, Inc. | CHAMPION HEATING AND COOLING | PCE4B6024 | PCE4B6024 |  |  | Voluntarily Certified | Single-package air conditioner | False | False | 56000 |  | 13.4 | 13.4 |  |  | False | 30 | 30 | 11 |  |  | False | Conventional | 07/10/2023 |  | 11/16/2023
Johnson Controls, Inc. | Coleman | PCE4B6024 | PCE4B6024 |  |  | Voluntarily Certified | Single-package air conditioner | False | False | 56000 |  | 13.4 | 13.4 |  |  | False | 30 | 30 | 11 |  |  | False | Conventional | 07/10/2023 |  | 11/16/2023
Johnson Controls, Inc. | Evcon | PCE4B6024 | PCE4B6024 |  |  | Voluntarily Certified | Single-package air conditioner | False | False | 56000 |  | 13.4 | 13.4 |  |  | False | 30 | 30 | 11 |  |  | False | Conventional | 07/10/2023 |  | 11/16/2023
Johnson Controls, Inc. | FRASER-JOHNSTON | PCE4B6024 | PCE4B6024 |  |  | Voluntarily Certified | Single-package air conditioner | False | False | 56000 |  | 13.4 | 13.4 |  |  | False | 30 | 30 | 11 |  |  | False | Conventional | 07/10/2023 |  | 11/16/2023
Johnson Controls, Inc. | Guardian | PCE4B6024 | PCE4B6024 |  |  | Voluntarily Certified | Single-package air conditioner | False | False | 56000 |  | 13.4 |  |  |  | False | 30 |  | 11 |  |  | False | Conventional | 07/10/2023 |  | 11/16/2023
Johnson Controls, Inc. | Johnson Controls | PCE4B6024 | PCE4B6024 |  |  | Voluntarily Certified | Single-package air conditioner | False | False | 56000 |  | 13.4 | 13.4 |  |  | False | 30 | 30 | 11 |  |  | False | Conventional | 07/10/2023 |  | 11/16/2023
Johnson Controls, Inc. | Luxaire | PCE4B6024 | PCE4B6024 |  |  | Voluntarily Certified | Single-package air conditioner | False | False | 56000 |  | 13.4 | 13.4 |  |  | False | 30 | 30 | 11 |  |  | False | Conventional | 07/10/2023 |  | 11/16/2023
Johnson Controls, Inc. | York | PCE4B6024 | PCE4B6024 |  |  | Voluntarily Certified | Single-package air conditioner | False | False | 56000 |  | 13.4 | 13.4 |  |  | False | 30 | 30 | 11 |  |  | False | Conventional | 07/10/2023 |  | 11/16/2023
Johnson Controls, Inc. | CHAMPION HEATING AND COOLING | PCE6A2424 | PCE6A2424 |  |  | Voluntarily Certified | Single-package air conditioner | False | False | 23000 |  | 15.2 | 13.4 |  |  | False | 30 | 30 | 11.5 |  |  | False | Conventional | 07/10/2023 |  | 11/16/2023
Johnson Controls, Inc. | Coleman | PCE6A2424 | PCE6A2424 |  |  | Voluntarily Certified | Single-package air conditioner | False | False | 23000 |  | 15.2 | 13.4 |  |  | False | 30 | 30 | 11.5 |  |  | False | Conventional | 07/10/2023 |  | 11/16/2023
Johnson Controls, Inc. | FRASER-JOHNSTON | PCE6A2424 | PCE6A2424 |  |  | Voluntarily Certified | Single-package air conditioner | False | False | 23000 |  | 15.2 | 13.4 |  |  | False | 30 | 30 | 11.5 |  |  | False | Conventional | 07/10/2023 |  | 11/16/2023
Johnson Controls, Inc. | Johnson Controls | PCE6A2424 | PCE6A2424 |  |  | Voluntarily Certified | Single-package air conditioner | False | False | 23000 |  | 15.2 | 13.4 |  |  | False | 30 | 30 | 11.5 |  |  | False | Conventional | 07/10/2023 |  | 11/16/2023
Johnson Controls, Inc. | Luxaire | PCE6A2424 | PCE6A2424 |  |  | Voluntarily Certified | Single-package air conditioner | False | False | 23000 |  | 15.2 | 13.4 |  |  | False | 30 | 30 | 11.5 |  |  | False | Conventional | 07/10/2023 |  | 11/16/2023
Johnson Controls, Inc. | York | PCE6A2424 | PCE6A2424 |  |  | Voluntarily Certified | Single-package air conditioner | False | False | 23000 |  | 15.2 | 13.4 |  |  | False | 30 | 30 | 11.5 |  |  | False | Conventional | 07/10/2023 |  | 11/16/2023
Johnson Controls, Inc. | CHAMPION HEATING AND COOLING | PCE6A3624 | PCE6A3624 |  |  | Voluntarily Certified | Single-package air conditioner | False | False | 35000 |  | 15.2 | 13.4 |  |  | False | 30 | 30 | 11.5 |  |  | False | Conventional | 07/10/2023 |  | 11/16/2023
Johnson Controls, Inc. | Coleman | PCE6A3624 | PCE6A3624 |  |  | Voluntarily Certified | Single-package air conditioner | False | False | 35000 |  | 15.2 | 13.4 |  |  | False | 30 | 30 | 11.5 |  |  | False | Conventional | 07/10/2023 |  | 11/16/2023
Johnson Controls, Inc. | FRASER-JOHNSTON | PCE6A3624 | PCE6A3624 |  |  | Voluntarily Certified | Single-package air conditioner | False | False | 35000 |  | 15.2 | 13.4 |  |  | False | 30 | 30 | 11.5 |  |  | False | Conventional | 07/10/2023 |  | 11/16/2023
Johnson Controls, Inc. | Johnson Controls | PCE6A3624 | PCE6A3624 |  |  | Voluntarily Certified | Single-package air conditioner | False | False | 35000 |  | 15.2 |  |  |  | False | 30 |  | 11.5 |  |  | False | Conventional | 07/10/2023 |  | 11/16/2023
Johnson Controls, Inc. | Luxaire | PCE6A3624 | PCE6A3624 |  |  | Voluntarily Certified | Single-package air conditioner | False | False | 35000 |  | 15.2 | 13.4 |  |  | False | 30 | 30 | 11.5 |  |  | False | Conventional | 07/10/2023 |  | 11/16/2023
Johnson Controls, Inc. | York | PCE6A3624 | PCE6A3624 |  |  | Voluntarily Certified | Single-package air conditioner | False | False | 35000 |  | 15.2 | 13.4 |  |  | False | 30 | 30 | 11.5 |  |  | False | Conventional | 07/10/2023 |  | 11/16/2023
Johnson Controls, Inc. | CHAMPION HEATING AND COOLING | PCE6B4824 | PCE6B4824 |  |  | Voluntarily Certified | Single-package air conditioner | False | False | 46000 |  | 15.2 | 13.4 |  |  | False | 30 | 30 | 11.5 |  |  | False | Conventional | 07/10/2023 |  | 11/16/2023
Johnson Controls, Inc. | Coleman | PCE6B4824 | PCE6B4824 |  |  | Voluntarily Certified | Single-package air conditioner | False | False | 46000 |  | 15.2 | 13.4 |  |  | False | 30 | 30 | 11.5 |  |  | False | Conventional | 07/10/2023 |  | 11/16/2023
Johnson Controls, Inc. | FRASER-JOHNSTON | PCE6B4824 | PCE6B4824 |  |  | Voluntarily Certified | Single-package air conditioner | False | False | 46000 |  | 15.2 | 13.4 |  |  | False | 30 | 30 | 11.5 |  |  | False | Conventional | 07/10/2023 |  | 11/16/2023
Johnson Controls, Inc. | Johnson Controls | PCE6B4824 | PCE6B4824 |  |  | Voluntarily Certified | Single-package air conditioner | False | False | 46000 |  | 15.2 |  |  |  | False | 30 |  | 11.5 |  |  | False | Conventional | 07/10/2023 |  | 11/16/2023
Johnson Controls, Inc. | Luxaire | PCE6B4824 | PCE6B4824 |  |  | Voluntarily Certified | Single-package air conditioner | False | False | 46000 |  | 15.2 | 13.4 |  |  | False | 30 | 30 | 11.5 |  |  | False | Conventional | 07/10/2023 |  | 11/16/2023
Johnson Controls, Inc. | York | PCE6B4824 | PCE6B4824 |  |  | Voluntarily Certified | Single-package air conditioner | False | False | 46000 |  | 15.2 | 13.4 |  |  | False | 30 | 30 | 11.5 |  |  | False | Conventional | 07/10/2023 |  | 11/16/2023
Johnson Controls, Inc. | CHAMPION HEATING AND COOLING | PCE6B6024 | PCE6B6024 |  |  | Voluntarily Certified | Single-package air conditioner | False | False | 58000 |  | 15.2 | 13.4 |  |  | False | 30 | 30 | 11.5 |  |  | False | Conventional | 07/10/2023 |  | 11/16/2023
Johnson Controls, Inc. | Coleman | PCE6B6024 | PCE6B6024 |  |  | Voluntarily Certified | Single-package air conditioner | False | False | 58000 |  | 15.2 | 13.4 |  |  | False | 30 | 30 | 11.5 |  |  | False | Conventional | 07/10/2023 |  | 11/16/2023
Johnson Controls, Inc. | FRASER-JOHNSTON | PCE6B6024 | PCE6B6024 |  |  | Voluntarily Certified | Single-package air conditioner | False | False | 58000 |  | 15.2 | 13.4 |  |  | False | 30 | 30 | 11.5 |  |  | False | Conventional | 07/10/2023 |  | 11/16/2023
Johnson Controls, Inc. | Johnson Controls | PCE6B6024 | PCE6B6024 |  |  | Voluntarily Certified | Single-package air conditioner | False | False | 58000 |  | 15.2 |  |  |  | False | 30 |  | 11.5 |  |  | False | Conventional | 07/10/2023 |  | 11/16/2023
Johnson Controls, Inc. | Luxaire | PCE6B6024 | PCE6B6024 |  |  | Voluntarily Certified | Single-package air conditioner | False | False | 58000 |  | 15.2 | 13.4 |  |  | False | 30 | 30 | 11.5 |  |  | False | Conventional | 07/10/2023 |  | 11/16/2023
Johnson Controls, Inc. | York | PCE6B6024 | PCE6B6024 |  |  | Voluntarily Certified | Single-package air conditioner | False | False | 58000 |  | 15.2 | 13.4 |  |  | False | 30 | 30 | 11.5 |  |  | False | Conventional | 07/10/2023 |  | 11/16/2023
Johnson Controls, Inc. | CHAMPION HEATING AND COOLING | PCG4A240502L1 | PCG4A240502L1 |  |  | Voluntarily Certified | Single-package air conditioner | False | False | 23000 |  | 13.4 | 13.4 |  |  | False | 30 | 30 | 11 |  |  | False | Conventional | 07/10/2023 |  | 11/16/2023
Johnson Controls, Inc. | Coleman | PCG4A240502L1 | PCG4A240502L1 |  |  | Voluntarily Certified | Single-package air conditioner | False | False | 23000 |  | 13.4 | 13.4 |  |  | False | 30 | 30 | 11 |  |  | False | Conventional | 07/10/2023 |  | 11/16/2023
Johnson Controls, Inc. | Evcon | PCG4A240502L1 | PCG4A240502L1 |  |  | Voluntarily Certified | Single-package air conditioner | False | False | 23000 |  | 13.4 | 13.4 |  |  | False | 30 | 30 | 11 |  |  | False | Conventional | 07/10/2023 |  | 11/16/2023
Johnson Controls, Inc. | FRASER-JOHNSTON | PCG4A240502L1 | PCG4A240502L1 |  |  | Voluntarily Certified | Single-package air conditioner | False | False | 23000 |  | 13.4 | 13.4 |  |  | False | 30 | 30 | 11 |  |  | False | Conventional | 07/10/2023 |  | 11/16/2023
Johnson Controls, Inc. | Guardian | PCG4A240502L1 | PCG4A240502L1 |  |  | Voluntarily Certified | Single-package air conditioner | False | False | 23000 |  | 13.4 | 13.4 |  |  | False | 30 | 30 | 11 |  |  | False | Conventional | 07/10/2023 |  | 11/16/2023
Johnson Controls, Inc. | Luxaire | PCG4A240502L1 | PCG4A240502L1 |  |  | Voluntarily Certified | Single-package air conditioner | False | False | 23000 |  | 13.4 | 13.4 |  |  | False | 30 | 30 | 11 |  |  | False | Conventional | 07/10/2023 |  | 11/16/2023
Johnson Controls, Inc. | York | PCG4A240502L1 | PCG4A240502L1 |  |  | Voluntarily Certified | Single-package air conditioner | False | False | 23000 |  | 13.4 | 13.4 |  |  | False | 30 | 30 | 11 |  |  | False | Conventional | 07/10/2023 |  | 11/16/2023
Johnson Controls, Inc. | CHAMPION HEATING AND COOLING | PCG4A240502X4 | PCG4A240502X4 |  |  | Voluntarily Certified | Single-package air conditioner | False | False | 23000 |  | 13.4 | 13.4 |  |  | False | 30 | 30 | 11 |  |  | False | Conventional | 07/10/2023 |  | 11/16/2023
Johnson Controls, Inc. | Coleman | PCG4A240502X4 | PCG4A240502X4 |  |  | Voluntarily Certified | Single-package air conditioner | False | False | 23000 |  | 13.4 | 13.4 |  |  | False | 30 | 30 | 11 |  |  | False | Conventional | 07/10/2023 |  | 11/16/2023
Johnson Controls, Inc. | Evcon | PCG4A240502X4 | PCG4A240502X4 |  |  | Voluntarily Certified | Single-package air conditioner | False | False | 23000 |  | 13.4 | 13.4 |  |  | False | 30 | 30 | 11 |  |  | False | Conventional | 07/10/2023 |  | 11/16/2023
Johnson Controls, Inc. | FRASER-JOHNSTON | PCG4A240502X4 | PCG4A240502X4 |  |  | Voluntarily Certified | Single-package air conditioner | False | False | 23000 |  | 13.4 | 13.4 |  |  | False | 30 | 30 | 11 |  |  | False | Conventional | 07/10/2023 |  | 11/16/2023
Johnson Controls, Inc. | Guardian | PCG4A240502X4 | PCG4A240502X4 |  |  | Voluntarily Certified | Single-package air conditioner | False | False | 23000 |  | 13.4 |  |  |  | False | 30 |  | 11 |  |  | False | Conventional | 07/10/2023 |  | 11/16/2023
Johnson Controls, Inc. | Johnson Controls | PCG4A240502X4 | PCG4A240502X4 |  |  | Voluntarily Certified | Single-package air conditioner | False | False | 23000 |  | 13.4 |  |  |  | False | 30 |  | 11 |  |  | False | Conventional | 07/10/2023 |  | 11/16/2023
Johnson Controls, Inc. | Luxaire | PCG4A240502X4 | PCG4A240502X4 |  |  | Voluntarily Certified | Single-package air conditioner | False | False | 23000 |  | 13.4 | 13.4 |  |  | False | 30 | 30 | 11 |  |  | False | Conventional | 07/10/2023 |  | 11/16/2023
Johnson Controls, Inc. | York | PCG4A240502X4 | PCG4A240502X4 |  |  | Voluntarily Certified | Single-package air conditioner | False | False | 23000 |  | 13.4 | 13.4 |  |  | False | 30 | 30 | 11 |  |  | False | Conventional | 07/10/2023 |  | 11/16/2023
Johnson Controls, Inc. | CHAMPION HEATING AND COOLING | PCG4A240752X4 | PCG4A240752X4 |  |  | Voluntarily Certified | Single-package air conditioner | False | False | 23000 |  | 13.4 | 13.4 |  |  | False | 30 | 30 | 11 |  |  | False | Conventional | 07/10/2023 |  | 11/16/2023
Johnson Controls, Inc. | Coleman | PCG4A240752X4 | PCG4A240752X4 |  |  | Voluntarily Certified | Single-package air conditioner | False | False | 23000 |  | 13.4 | 13.4 |  |  | False | 30 | 30 | 11 |  |  | False | Conventional | 07/10/2023 |  | 11/16/2023
Johnson Controls, Inc. | Evcon | PCG4A240752X4 | PCG4A240752X4 |  |  | Voluntarily Certified | Single-package air conditioner | False | False | 23000 |  | 13.4 | 13.4 |  |  | False | 30 | 30 | 11 |  |  | False | Conventional | 07/10/2023 |  | 11/16/2023
Johnson Controls, Inc. | FRASER-JOHNSTON | PCG4A240752X4 | PCG4A240752X4 |  |  | Voluntarily Certified | Single-package air conditioner | False | False | 23000 |  | 13.4 | 13.4 |  |  | False | 30 | 30 | 11 |  |  | False | Conventional | 07/10/2023 |  | 11/16/2023
Johnson Controls, Inc. | Guardian | PCG4A240752X4 | PCG4A240752X4 |  |  | Voluntarily Certified | Single-package air conditioner | False | False | 23000 |  | 13.4 | 13.4 |  |  | False | 30 | 30 | 11 |  |  | False | Conventional | 07/10/2023 |  | 11/16/2023
Johnson Controls, Inc. | Johnson Controls | PCG4A240752X4 | PCG4A240752X4 |  |  | Voluntarily Certified | Single-package air conditioner | False | False | 23000 |  | 13.4 |  |  |  | False | 30 |  | 11 |  |  | False | Conventional | 07/10/2023 |  | 11/16/2023
Johnson Controls, Inc. | Luxaire | PCG4A240752X4 | PCG4A240752X4 |  |  | Voluntarily Certified | Single-package air conditioner | False | False | 23000 |  | 13.4 | 13.4 |  |  | False | 30 | 30 | 11 |  |  | False | Conventional | 07/10/2023 |  | 11/16/2023
Johnson Controls, Inc. | York | PCG4A240752X4 | PCG4A240752X4 |  |  | Voluntarily Certified | Single-package air conditioner | False | False | 23000 |  | 13.4 | 13.4 |  |  | False | 30 | 30 | 11 |  |  | False | Conventional | 07/10/2023 |  | 11/16/2023
Johnson Controls, Inc. | CHAMPION HEATING AND COOLING | PCG4A300502X4 | PCG4A300502X4 |  |  | Voluntarily Certified | Single-package air conditioner | False | False | 28800 |  | 13.4 | 13.4 |  |  | False | 30 | 30 | 11 |  |  | False | Conventional | 07/10/2023 |  | 11/16/2023
Johnson Controls, Inc. | Coleman | PCG4A300502X4 | PCG4A300502X4 |  |  | Voluntarily Certified | Single-package air conditioner | False | False | 28800 |  | 13.4 | 13.4 |  |  | False | 30 | 30 | 11 |  |  | False | Conventional | 07/10/2023 |  | 11/16/2023
Johnson Controls, Inc. | Evcon | PCG4A300502X4 | PCG4A300502X4 |  |  | Voluntarily Certified | Single-package air conditioner | False | False | 28800 |  | 13.4 | 13.4 |  |  | False | 30 | 30 | 11 |  |  | False | Conventional | 07/10/2023 |  | 11/16/2023
Johnson Controls, Inc. | FRASER-JOHNSTON | PCG4A300502X4 | PCG4A300502X4 |  |  | Voluntarily Certified | Single-package air conditioner | False | False | 28800 |  | 13.4 | 13.4 |  |  | False | 30 | 30 | 11 |  |  | False | Conventional | 07/10/2023 |  | 11/16/2023
Johnson Controls, Inc. | Guardian | PCG4A300502X4 | PCG4A300502X4 |  |  | Voluntarily Certified | Single-package air conditioner | False | False | 28800 |  | 13.4 |  |  |  | False | 30 |  | 11 |  |  | False | Conventional | 07/10/2023 |  | 11/16/2023
Johnson Controls, Inc. | Johnson Controls | PCG4A300502X4 | PCG4A300502X4 |  |  | Voluntarily Certified | Single-package air conditioner | False | False | 28800 |  | 13.4 |  |  |  | False | 30 |  | 11 |  |  | False | Conventional | 07/10/2023 |  | 11/16/2023
Johnson Controls, Inc. | Luxaire | PCG4A300502X4 | PCG4A300502X4 |  |  | Voluntarily Certified | Single-package air conditioner | False | False | 28800 |  | 13.4 | 13.4 |  |  | False | 30 | 30 | 11 |  |  | False | Conventional | 07/10/2023 |  | 11/16/2023
Johnson Controls, Inc. | York | PCG4A300502X4 | PCG4A300502X4 |  |  | Voluntarily Certified | Single-package air conditioner | False | False | 28800 |  | 13.4 | 13.4 |  |  | False | 30 | 30 | 11 |  |  | False | Conventional | 07/10/2023 |  | 11/16/2023
Johnson Controls, Inc. | CHAMPION HEATING AND COOLING | PCG4A300752X4 | PCG4A300752X4 |  |  | Voluntarily Certified | Single-package air conditioner | False | False | 28800 |  | 13.4 | 13.4 |  |  | False | 30 | 30 | 11 |  |  | False | Conventional | 07/10/2023 |  | 11/16/2023
Johnson Controls, Inc. | Coleman | PCG4A300752X4 | PCG4A300752X4 |  |  | Voluntarily Certified | Single-package air conditioner | False | False | 28800 |  | 13.4 | 13.4 |  |  | False | 30 | 30 | 11 |  |  | False | Conventional | 07/10/2023 |  | 11/16/2023
Johnson Controls, Inc. | Evcon | PCG4A300752X4 | PCG4A300752X4 |  |  | Voluntarily Certified | Single-package air conditioner | False | False | 28800 |  | 13.4 | 13.4 |  |  | False | 30 | 30 | 11 |  |  | False | Conventional | 07/10/2023 |  | 11/16/2023
Johnson Controls, Inc. | FRASER-JOHNSTON | PCG4A300752X4 | PCG4A300752X4 |  |  | Voluntarily Certified | Single-package air conditioner | False | False | 28800 |  | 13.4 | 13.4 |  |  | False | 30 | 30 | 11 |  |  | False | Conventional | 07/10/2023 |  | 11/16/2023
Johnson Controls, Inc. | Guardian | PCG4A300752X4 | PCG4A300752X4 |  |  | Voluntarily Certified | Single-package air conditioner | False | False | 28800 |  | 13.4 | 13.4 |  |  | False | 30 | 30 | 11 |  |  | False | Conventional | 07/10/2023 |  | 11/16/2023
Johnson Controls, Inc. | Johnson Controls | PCG4A300752X4 | PCG4A300752X4 |  |  | Voluntarily Certified | Single-package air conditioner | False | False | 28800 |  | 13.4 |  |  |  | False | 30 |  | 11 |  |  | False | Conventional | 07/10/2023 |  | 11/16/2023
Johnson Controls, Inc. | Luxaire | PCG4A300752X4 | PCG4A300752X4 |  |  | Voluntarily Certified | Single-package air conditioner | False | False | 28800 |  | 13.4 | 13.4 |  |  | False | 30 | 30 | 11 |  |  | False | Conventional | 07/10/2023 |  | 11/16/2023
Johnson Controls, Inc. | York | PCG4A300752X4 | PCG4A300752X4 |  |  | Voluntarily Certified | Single-package air conditioner | False | False | 28800 |  | 13.4 | 13.4 |  |  | False | 30 | 30 | 11 |  |  | False | Conventional | 07/10/2023 |  | 11/16/2023
Johnson Controls, Inc. | CHAMPION HEATING AND COOLING | PCG4A360502L1 | PCG4A360502L1 |  |  | Voluntarily Certified | Single-package air conditioner | False | False | 34800 |  | 13.4 | 13.4 |  |  | False | 30 | 30 | 11 |  |  | False | Conventional | 07/10/2023 |  | 11/16/2023
Johnson Controls, Inc. | Coleman | PCG4A360502L1 | PCG4A360502L1 |  |  | Voluntarily Certified | Single-package air conditioner | False | False | 34800 |  | 13.4 | 13.4 |  |  | False | 30 | 30 | 11 |  |  | False | Conventional | 07/10/2023 |  | 11/16/2023
Johnson Controls, Inc. | Evcon | PCG4A360502L1 | PCG4A360502L1 |  |  | Voluntarily Certified | Single-package air conditioner | False | False | 34800 |  | 13.4 | 13.4 |  |  | False | 30 | 30 | 11 |  |  | False | Conventional | 07/10/2023 |  | 11/16/2023
Johnson Controls, Inc. | FRASER-JOHNSTON | PCG4A360502L1 | PCG4A360502L1 |  |  | Voluntarily Certified | Single-package air conditioner | False | False | 34800 |  | 13.4 | 13.4 |  |  | False | 30 | 30 | 11 |  |  | False | Conventional | 07/10/2023 |  | 11/16/2023
Johnson Controls, Inc. | Guardian | PCG4A360502L1 | PCG4A360502L1 |  |  | Voluntarily Certified | Single-package air conditioner | False | False | 34800 |  | 13.4 | 13.4 |  |  | False | 30 | 30 | 11 |  |  | False | Conventional | 07/10/2023 |  | 11/16/2023
Johnson Controls, Inc. | Luxaire | PCG4A360502L1 | PCG4A360502L1 |  |  | Voluntarily Certified | Single-package air conditioner | False | False | 34800 |  | 13.4 | 13.4 |  |  | False | 30 | 30 | 11 |  |  | False | Conventional | 07/10/2023 |  | 11/16/2023
Johnson Controls, Inc. | York | PCG4A360502L1 | PCG4A360502L1 |  |  | Voluntarily Certified | Single-package air conditioner | False | False | 34800 |  | 13.4 | 13.4 |  |  | False | 30 | 30 | 11 |  |  | False | Conventional | 07/10/2023 |  | 11/16/2023
Johnson Controls, Inc. | CHAMPION HEATING AND COOLING | PCG4A360502X4 | PCG4A360502X4 |  |  | Voluntarily Certified | Single-package air conditioner | False | False | 34800 |  | 13.4 | 13.4 |  |  | False | 30 | 30 | 11 |  |  | False | Conventional | 07/10/2023 |  | 11/16/2023
Johnson Controls, Inc. | Coleman | PCG4A360502X4 | PCG4A360502X4 |  |  | Voluntarily Certified | Single-package air conditioner | False | False | 34800 |  | 13.4 | 13.4 |  |  | False | 30 | 30 | 11 |  |  | False | Conventional | 07/10/2023 |  | 11/16/2023
Johnson Controls, Inc. | Evcon | PCG4A360502X4 | PCG4A360502X4 |  |  | Voluntarily Certified | Single-package air conditioner | False | False | 34800 |  | 13.4 | 13.4 |  |  | False | 30 | 30 | 11 |  |  | False | Conventional | 07/10/2023 |  | 11/16/2023
Johnson Controls, Inc. | FRASER-JOHNSTON | PCG4A360502X4 | PCG4A360502X4 |  |  | Voluntarily Certified | Single-package air conditioner | False | False | 34800 |  | 13.4 | 13.4 |  |  | False | 30 | 30 | 11 |  |  | False | Conventional | 07/10/2023 |  | 11/16/2023
Johnson Controls, Inc. | Guardian | PCG4A360502X4 | PCG4A360502X4 |  |  | Voluntarily Certified | Single-package air conditioner | False | False | 34800 |  | 13.4 | 13.4 |  |  | False | 30 | 30 | 11 |  |  | False | Conventional | 07/10/2023 |  | 11/16/2023
Johnson Controls, Inc. | Johnson Controls | PCG4A360502X4 | PCG4A360502X4 |  |  | Voluntarily Certified | Single-package air conditioner | False | False | 34800 |  | 13.4 |  |  |  | False | 30 |  | 11 |  |  | False | Conventional | 07/10/2023 |  | 11/16/2023
Johnson Controls, Inc. | Luxaire | PCG4A360502X4 | PCG4A360502X4 |  |  | Voluntarily Certified | Single-package air conditioner | False | False | 34800 |  | 13.4 | 13.4 |  |  | False | 30 | 30 | 11 |  |  | False | Conventional | 07/10/2023 |  | 11/16/2023
Johnson Controls, Inc. | York | PCG4A360502X4 | PCG4A360502X4 |  |  | Voluntarily Certified | Single-package air conditioner | False | False | 34800 |  | 13.4 | 13.4 |  |  | False | 30 | 30 | 11 |  |  | False | Conventional | 07/10/2023 |  | 11/16/2023
Johnson Controls, Inc. | CHAMPION HEATING AND COOLING | PCG4A360752X4 | PCG4A360752X4 |  |  | Voluntarily Certified | Single-package air conditioner | False | False | 34800 |  | 13.4 | 13.4 |  |  | False | 30 | 30 | 11 |  |  | False | Conventional | 07/10/2023 |  | 11/16/2023
Johnson Controls, Inc. | Coleman | PCG4A360752X4 | PCG4A360752X4 |  |  | Voluntarily Certified | Single-package air conditioner | False | False | 34800 |  | 13.4 | 13.4 |  |  | False | 30 | 30 | 11 |  |  | False | Conventional | 07/10/2023 |  | 11/16/2023
Johnson Controls, Inc. | Evcon | PCG4A360752X4 | PCG4A360752X4 |  |  | Voluntarily Certified | Single-package air conditioner | False | False | 34800 |  | 13.4 | 13.4 |  |  | False | 30 | 30 | 11 |  |  | False | Conventional | 07/10/2023 |  | 11/16/2023
Johnson Controls, Inc. | FRASER-JOHNSTON | PCG4A360752X4 | PCG4A360752X4 |  |  | Voluntarily Certified | Single-package air conditioner | False | False | 34800 |  | 13.4 | 13.4 |  |  | False | 30 | 30 | 11 |  |  | False | Conventional | 07/10/2023 |  | 11/16/2023
Johnson Controls, Inc. | Guardian | PCG4A360752X4 | PCG4A360752X4 |  |  | Voluntarily Certified | Single-package air conditioner | False | False | 34800 |  | 13.4 | 13.4 |  |  | False | 30 | 30 | 11 |  |  | False | Conventional | 07/10/2023 |  | 11/16/2023
Johnson Controls, Inc. | Johnson Controls | PCG4A360752X4 | PCG4A360752X4 |  |  | Voluntarily Certified | Single-package air conditioner | False | False | 34800 |  | 13.4 |  |  |  | False | 30 |  | 11 |  |  | False | Conventional | 07/10/2023 |  | 11/16/2023
Johnson Controls, Inc. | Luxaire | PCG4A360752X4 | PCG4A360752X4 |  |  | Voluntarily Certified | Single-package air conditioner | False | False | 34800 |  | 13.4 | 13.4 |  |  | False | 30 | 30 | 11 |  |  | False | Conventional | 07/10/2023 |  | 11/16/2023
Johnson Controls, Inc. | York | PCG4A360752X4 | PCG4A360752X4 |  |  | Voluntarily Certified | Single-package air conditioner | False | False | 34800 |  | 13.4 | 13.4 |  |  | False | 30 | 30 | 11 |  |  | False | Conventional | 07/10/2023 |  | 11/16/2023
Johnson Controls, Inc. | CHAMPION HEATING AND COOLING | PCG4A361002X4 | PCG4A361002X4 |  |  | Voluntarily Certified | Single-package air conditioner | False | False | 34800 |  | 13.4 | 13.4 |  |  | False | 30 | 30 | 11 |  |  | False | Conventional | 07/10/2023 |  | 11/16/2023
Johnson Controls, Inc. | Coleman | PCG4A361002X4 | PCG4A361002X4 |  |  | Voluntarily Certified | Single-package air conditioner | False | False | 34800 |  | 13.4 | 13.4 |  |  | False | 30 | 30 | 11 |  |  | False | Conventional | 07/10/2023 |  | 11/16/2023
Johnson Controls, Inc. | Evcon | PCG4A361002X4 | PCG4A361002X4 |  |  | Voluntarily Certified | Single-package air conditioner | False | False | 34800 |  | 13.4 | 13.4 |  |  | False | 30 | 30 | 11 |  |  | False | Conventional | 07/10/2023 |  | 11/16/2023
Johnson Controls, Inc. | FRASER-JOHNSTON | PCG4A361002X4 | PCG4A361002X4 |  |  | Voluntarily Certified | Single-package air conditioner | False | False | 34800 |  | 13.4 | 13.4 |  |  | False | 30 | 30 | 11 |  |  | False | Conventional | 07/10/2023 |  | 11/16/2023
Johnson Controls, Inc. | Guardian | PCG4A361002X4 | PCG4A361002X4 |  |  | Voluntarily Certified | Single-package air conditioner | False | False | 34800 |  | 13.4 | 13.4 |  |  | False | 30 | 30 | 11 |  |  | False | Conventional | 07/10/2023 |  | 11/16/2023
Johnson Controls, Inc. | Johnson Controls | PCG4A361002X4 | PCG4A361002X4 |  |  | Voluntarily Certified | Single-package air conditioner | False | False | 34800 |  | 13.4 |  |  |  | False | 30 |  | 11 |  |  | False | Conventional | 07/10/2023 |  | 11/16/2023
Johnson Controls, Inc. | Luxaire | PCG4A361002X4 | PCG4A361002X4 |  |  | Voluntarily Certified | Single-package air conditioner | False | False | 34800 |  | 13.4 | 13.4 |  |  | False | 30 | 30 | 11 |  |  | False | Conventional | 07/10/2023 |  | 11/16/2023
Johnson Controls, Inc. | York | PCG4A361002X4 | PCG4A361002X4 |  |  | Voluntarily Certified | Single-package air conditioner | False | False | 34800 |  | 13.4 | 13.4 |  |  | False | 30 | 30 | 11 |  |  | False | Conventional | 07/10/2023 |  | 11/16/2023
Johnson Controls, Inc. | CHAMPION HEATING AND COOLING | PCG4A420752X4 | PCG4A420752X4 |  |  | Voluntarily Certified | Single-package air conditioner | False | False | 40000 |  | 13.4 | 13.4 |  |  | False | 30 | 30 | 11 |  |  | False | Conventional | 07/10/2023 |  | 11/16/2023
Johnson Controls, Inc. | Coleman | PCG4A420752X4 | PCG4A420752X4 |  |  | Voluntarily Certified | Single-package air conditioner | False | False | 40000 |  | 13.4 | 13.4 |  |  | False | 30 | 30 | 11 |  |  | False | Conventional | 07/10/2023 |  | 11/16/2023
Johnson Controls, Inc. | Evcon | PCG4A420752X4 | PCG4A420752X4 |  |  | Voluntarily Certified | Single-package air conditioner | False | False | 40000 |  | 13.4 | 13.4 |  |  | False | 30 | 30 | 11 |  |  | False | Conventional | 07/10/2023 |  | 11/16/2023
Johnson Controls, Inc. | FRASER-JOHNSTON | PCG4A420752X4 | PCG4A420752X4 |  |  | Voluntarily Certified | Single-package air conditioner | False | False | 40000 |  | 13.4 | 13.4 |  |  | False | 30 | 30 | 11 |  |  | False | Conventional | 07/10/2023 |  | 11/16/2023
Johnson Controls, Inc. | Guardian | PCG4A420752X4 | PCG4A420752X4 |  |  | Voluntarily Certified | Single-package air conditioner | False | False | 40000 |  | 13.4 | 13.4 |  |  | False | 30 | 30 | 11 |  |  | False | Conventional | 07/10/2023 |  | 11/16/2023
Johnson Controls, Inc. | Johnson Controls | PCG4A420752X4 | PCG4A420752X4 |  |  | Voluntarily Certified | Single-package air conditioner | False | False | 40000 |  | 13.4 |  |  |  | False | 30 |  | 11 |  |  | False | Conventional | 07/10/2023 |  | 11/16/2023
Johnson Controls, Inc. | Luxaire | PCG4A420752X4 | PCG4A420752X4 |  |  | Voluntarily Certified | Single-package air conditioner | False | False | 40000 |  | 13.4 | 13.4 |  |  | False | 30 | 30 | 11 |  |  | False | Conventional | 07/10/2023 |  | 11/16/2023
Johnson Controls, Inc. | York | PCG4A420752X4 | PCG4A420752X4 |  |  | Voluntarily Certified | Single-package air conditioner | False | False | 40000 |  | 13.4 | 13.4 |  |  | False | 30 | 30 | 11 |  |  | False | Conventional | 07/10/2023 |  | 11/16/2023
Johnson Controls, Inc. | CHAMPION HEATING AND COOLING | PCG4A421002X4 | PCG4A421002X4 |  |  | Voluntarily Certified | Single-package air conditioner | False | False | 40000 |  | 13.4 | 13.4 |  |  | False | 30 | 30 | 11 |  |  | False | Conventional | 07/10/2023 |  | 11/16/2023
Johnson Controls, Inc. | Coleman | PCG4A421002X4 | PCG4A421002X4 |  |  | Voluntarily Certified | Single-package air conditioner | False | False | 40000 |  | 13.4 | 13.4 |  |  | False | 30 | 30 | 11 |  |  | False | Conventional | 07/10/2023 |  | 11/16/2023
Johnson Controls, Inc. | Evcon | PCG4A421002X4 | PCG4A421002X4 |  |  | Voluntarily Certified | Single-package air conditioner | False | False | 40000 |  | 13.4 | 13.4 |  |  | False | 30 | 30 | 11 |  |  | False | Conventional | 07/10/2023 |  | 11/16/2023
Johnson Controls, Inc. | FRASER-JOHNSTON | PCG4A421002X4 | PCG4A421002X4 |  |  | Voluntarily Certified | Single-package air conditioner | False | False | 40000 |  | 13.4 | 13.4 |  |  | False | 30 | 30 | 11 |  |  | False | Conventional | 07/10/2023 |  | 11/16/2023
Johnson Controls, Inc. | Guardian | PCG4A421002X4 | PCG4A421002X4 |  |  | Voluntarily Certified | Single-package air conditioner | False | False | 40000 |  | 13.4 | 13.4 |  |  | False | 30 | 30 | 11 |  |  | False | Conventional | 07/10/2023 |  | 11/16/2023
Johnson Controls, Inc. | Johnson Controls | PCG4A421002X4 | PCG4A421002X4 |  |  | Voluntarily Certified | Single-package air conditioner | False | False | 40000 |  | 13.4 |  |  |  | False | 30 |  | 11 |  |  | False | Conventional | 07/10/2023 |  | 11/16/2023
Johnson Controls, Inc. | Luxaire | PCG4A421002X4 | PCG4A421002X4 |  |  | Voluntarily Certified | Single-package air conditioner | False | False | 40000 |  | 13.4 | 13.4 |  |  | False | 30 | 30 | 11 |  |  | False | Conventional | 07/10/2023 |  | 11/16/2023
Johnson Controls, Inc. | York | PCG4A421002X4 | PCG4A421002X4 |  |  | Voluntarily Certified | Single-package air conditioner | False | False | 40000 |  | 13.4 | 13.4 |  |  | False | 30 | 30 | 11 |  |  | False | Conventional | 07/10/2023 |  | 11/16/2023
Johnson Controls, Inc. | CHAMPION HEATING AND COOLING | PCG4B480652L1 | PCG4B480652L1 |  |  | Voluntarily Certified | Single-package air conditioner | False | False | 46500 |  | 13.4 | 13.4 |  |  | False | 30 | 30 | 11 |  |  | False | Conventional | 07/10/2023 |  | 11/16/2023
Johnson Controls, Inc. | Coleman | PCG4B480652L1 | PCG4B480652L1 |  |  | Voluntarily Certified | Single-package air conditioner | False | False | 46500 |  | 13.4 | 13.4 |  |  | False | 30 | 30 | 11 |  |  | False | Conventional | 07/10/2023 |  | 11/16/2023
Johnson Controls, Inc. | Evcon | PCG4B480652L1 | PCG4B480652L1 |  |  | Voluntarily Certified | Single-package air conditioner | False | False | 46500 |  | 13.4 | 13.4 |  |  | False | 30 | 30 | 11 |  |  | False | Conventional | 07/10/2023 |  | 11/16/2023
Johnson Controls, Inc. | FRASER-JOHNSTON | PCG4B480652L1 | PCG4B480652L1 |  |  | Voluntarily Certified | Single-package air conditioner | False | False | 46500 |  | 13.4 | 13.4 |  |  | False | 30 | 30 | 11 |  |  | False | Conventional | 07/10/2023 |  | 11/16/2023
Johnson Controls, Inc. | Guardian | PCG4B480652L1 | PCG4B480652L1 |  |  | Voluntarily Certified | Single-package air conditioner | False | False | 46500 |  | 13.4 | 13.4 |  |  | False | 30 | 30 | 11 |  |  | False | Conventional | 07/10/2023 |  | 11/16/2023
Johnson Controls, Inc. | Luxaire | PCG4B480652L1 | PCG4B480652L1 |  |  | Voluntarily Certified | Single-package air conditioner | False | False | 46500 |  | 13.4 | 13.4 |  |  | False | 30 | 30 | 11 |  |  | False | Conventional | 07/10/2023 |  | 11/16/2023
Johnson Controls, Inc. | York | PCG4B480652L1 | PCG4B480652L1 |  |  | Voluntarily Certified | Single-package air conditioner | False | False | 46500 |  | 13.4 | 13.4 |  |  | False | 30 | 30 | 11 |  |  | False | Conventional | 07/10/2023 |  | 11/16/2023
Johnson Controls, Inc. | CHAMPION HEATING AND COOLING | PCG4B480652X4 | PCG4B480652X4 |  |  | Voluntarily Certified | Single-package air conditioner | False | False | 46500 |  | 13.4 | 13.4 |  |  | False | 30 | 30 | 11 |  |  | False | Conventional | 07/10/2023 |  | 11/16/2023
Johnson Controls, Inc. | Coleman | PCG4B480652X4 | PCG4B480652X4 |  |  | Voluntarily Certified | Single-package air conditioner | False | False | 46500 |  | 13.4 | 13.4 |  |  | False | 30 | 30 | 11 |  |  | False | Conventional | 07/10/2023 |  | 11/16/2023
Johnson Controls, Inc. | Evcon | PCG4B480652X4 | PCG4B480652X4 |  |  | Voluntarily Certified | Single-package air conditioner | False | False | 46500 |  | 13.4 | 13.4 |  |  | False | 30 | 30 | 11 |  |  | False | Conventional | 07/10/2023 |  | 11/16/2023
Johnson Controls, Inc. | FRASER-JOHNSTON | PCG4B480652X4 | PCG4B480652X4 |  |  | Voluntarily Certified | Single-package air conditioner | False | False | 46500 |  | 13.4 | 13.4 |  |  | False | 30 | 30 | 11 |  |  | False | Conventional | 07/10/2023 |  | 11/16/2023
Johnson Controls, Inc. | Guardian | PCG4B480652X4 | PCG4B480652X4 |  |  | Voluntarily Certified | Single-package air conditioner | False | False | 46500 |  | 13.4 | 13.4 |  |  | False | 30 | 30 | 11 |  |  | False | Conventional | 07/10/2023 |  | 11/16/2023
Johnson Controls, Inc. | Johnson Controls | PCG4B480652X4 | PCG4B480652X4 |  |  | Voluntarily Certified | Single-package air conditioner | False | False | 46500 |  | 13.4 |  |  |  | False | 30 |  | 11 |  |  | False | Conventional | 07/10/2023 |  | 11/16/2023
Johnson Controls, Inc. | Luxaire | PCG4B480652X4 | PCG4B480652X4 |  |  | Voluntarily Certified | Single-package air conditioner | False | False | 46500 |  | 13.4 | 13.4 |  |  | False | 30 | 30 | 11 |  |  | False | Conventional | 07/10/2023 |  | 11/16/2023
Johnson Controls, Inc. | York | PCG4B480652X4 | PCG4B480652X4 |  |  | Voluntarily Certified | Single-package air conditioner | False | False | 46500 |  | 13.4 | 13.4 |  |  | False | 30 | 30 | 11 |  |  | False | Conventional | 07/10/2023 |  | 11/16/2023
Johnson Controls, Inc. | CHAMPION HEATING AND COOLING | PCG4B481002X4 | PCG4B481002X4 |  |  | Voluntarily Certified | Single-package air conditioner | False | False | 46500 |  | 13.4 | 13.4 |  |  | False | 30 | 30 | 11 |  |  | False | Conventional | 07/10/2023 |  | 11/16/2023
Johnson Controls, Inc. | Coleman | PCG4B481002X4 | PCG4B481002X4 |  |  | Voluntarily Certified | Single-package air conditioner | False | False | 46500 |  | 13.4 | 13.4 |  |  | False | 30 | 30 | 11 |  |  | False | Conventional | 07/10/2023 |  | 11/16/2023
Johnson Controls, Inc. | Evcon | PCG4B481002X4 | PCG4B481002X4 |  |  | Voluntarily Certified | Single-package air conditioner | False | False | 46500 |  | 13.4 | 13.4 |  |  | False | 30 | 30 | 11 |  |  | False | Conventional | 07/10/2023 |  | 11/16/2023
Johnson Controls, Inc. | FRASER-JOHNSTON | PCG4B481002X4 | PCG4B481002X4 |  |  | Voluntarily Certified | Single-package air conditioner | False | False | 46500 |  | 13.4 | 13.4 |  |  | False | 30 | 30 | 11 |  |  | False | Conventional | 07/10/2023 |  | 11/16/2023
Johnson Controls, Inc. | Guardian | PCG4B481002X4 | PCG4B481002X4 |  |  | Voluntarily Certified | Single-package air conditioner | False | False | 46500 |  | 13.4 | 13.4 |  |  | False | 30 | 30 | 11 |  |  | False | Conventional | 07/10/2023 |  | 11/16/2023
Johnson Controls, Inc. | Johnson Controls | PCG4B481002X4 | PCG4B481002X4 |  |  | Voluntarily Certified | Single-package air conditioner | False | False | 46500 |  | 13.4 |  |  |  | False | 30 |  | 11 |  |  | False | Conventional | 07/10/2023 |  | 11/16/2023
Johnson Controls, Inc. | Luxaire | PCG4B481002X4 | PCG4B481002X4 |  |  | Voluntarily Certified | Single-package air conditioner | False | False | 46500 |  | 13.4 | 13.4 |  |  | False | 30 | 30 | 11 |  |  | False | Conventional | 07/10/2023 |  | 11/16/2023
Johnson Controls, Inc. | York | PCG4B481002X4 | PCG4B481002X4 |  |  | Voluntarily Certified | Single-package air conditioner | False | False | 46500 |  | 13.4 | 13.4 |  |  | False | 30 | 30 | 11 |  |  | False | Conventional | 07/10/2023 |  | 11/16/2023
Johnson Controls, Inc. | CHAMPION HEATING AND COOLING | PCG4B481252X4 | PCG4B481252X4 |  |  | Voluntarily Certified | Single-package air conditioner | False | False | 46500 |  | 13.4 | 13.4 |  |  | False | 30 | 30 | 11 |  |  | False | Conventional | 07/10/2023 |  | 11/16/2023
Johnson Controls, Inc. | Coleman | PCG4B481252X4 | PCG4B481252X4 |  |  | Voluntarily Certified | Single-package air conditioner | False | False | 46500 |  | 13.4 | 13.4 |  |  | False | 30 | 30 | 11 |  |  | False | Conventional | 07/10/2023 |  | 11/16/2023
Johnson Controls, Inc. | Evcon | PCG4B481252X4 | PCG4B481252X4 |  |  | Voluntarily Certified | Single-package air conditioner | False | False | 46500 |  | 13.4 | 13.4 |  |  | False | 30 | 30 | 11 |  |  | False | Conventional | 07/10/2023 |  | 11/16/2023
Johnson Controls, Inc. | FRASER-JOHNSTON | PCG4B481252X4 | PCG4B481252X4 |  |  | Voluntarily Certified | Single-package air conditioner | False | False | 46500 |  | 13.4 | 13.4 |  |  | False | 30 | 30 | 11 |  |  | False | Conventional | 07/10/2023 |  | 11/16/2023
Johnson Controls, Inc. | Guardian | PCG4B481252X4 | PCG4B481252X4 |  |  | Voluntarily Certified | Single-package air conditioner | False | False | 46500 |  | 13.4 |  |  |  | False | 30 |  | 11 |  |  | False | Conventional | 07/10/2023 |  | 11/16/2023
Johnson Controls, Inc. | Johnson Controls | PCG4B481252X4 | PCG4B481252X4 |  |  | Voluntarily Certified | Single-package air conditioner | False | False | 46500 |  | 13.4 |  |  |  | False | 30 |  | 11 |  |  | False | Conventional | 07/10/2023 |  | 11/16/2023
Johnson Controls, Inc. | Luxaire | PCG4B481252X4 | PCG4B481252X4 |  |  | Voluntarily Certified | Single-package air conditioner | False | False | 46500 |  | 13.4 | 13.4 |  |  | False | 30 | 30 | 11 |  |  | False | Conventional | 07/10/2023 |  | 11/16/2023
Johnson Controls, Inc. | York | PCG4B481252X4 | PCG4B481252X4 |  |  | Voluntarily Certified | Single-package air conditioner | False | False | 46500 |  | 13.4 | 13.4 |  |  | False | 30 | 30 | 11 |  |  | False | Conventional | 07/10/2023 |  | 11/16/2023
Johnson Controls, Inc. | CHAMPION HEATING AND COOLING | PCG4B600652L1 | PCG4B600652L1 |  |  | Voluntarily Certified | Single-package air conditioner | False | False | 56000 |  | 13.4 | 13.4 |  |  | False | 30 | 30 | 11 |  |  | False | Conventional | 07/10/2023 |  | 11/16/2023
Johnson Controls, Inc. | Coleman | PCG4B600652L1 | PCG4B600652L1 |  |  | Voluntarily Certified | Single-package air conditioner | False | False | 56000 |  | 13.4 | 13.4 |  |  | False | 30 | 30 | 11 |  |  | False | Conventional | 07/10/2023 |  | 11/16/2023
Johnson Controls, Inc. | Evcon | PCG4B600652L1 | PCG4B600652L1 |  |  | Voluntarily Certified | Single-package air conditioner | False | False | 56000 |  | 13.4 | 13.4 |  |  | False | 30 | 30 | 11 |  |  | False | Conventional | 07/10/2023 |  | 11/16/2023
Johnson Controls, Inc. | FRASER-JOHNSTON | PCG4B600652L1 | PCG4B600652L1 |  |  | Voluntarily Certified | Single-package air conditioner | False | False | 56000 |  | 13.4 | 13.4 |  |  | False | 30 | 30 | 11 |  |  | False | Conventional | 07/10/2023 |  | 11/16/2023
Johnson Controls, Inc. | Guardian | PCG4B600652L1 | PCG4B600652L1 |  |  | Voluntarily Certified | Single-package air conditioner | False | False | 56000 |  | 13.4 | 13.4 |  |  | False | 30 | 30 | 11 |  |  | False | Conventional | 07/10/2023 |  | 11/16/2023
Johnson Controls, Inc. | Luxaire | PCG4B600652L1 | PCG4B600652L1 |  |  | Voluntarily Certified | Single-package air conditioner | False | False | 56000 |  | 13.4 | 13.4 |  |  | False | 30 | 30 | 11 |  |  | False | Conventional | 07/10/2023 |  | 11/16/2023
Johnson Controls, Inc. | York | PCG4B600652L1 | PCG4B600652L1 |  |  | Voluntarily Certified | Single-package air conditioner | False | False | 56000 |  | 13.4 | 13.4 |  |  | False | 30 | 30 | 11 |  |  | False | Conventional | 07/10/2023 |  | 11/16/2023
Johnson Controls, Inc. | CHAMPION HEATING AND COOLING | PCG4B600652X4 | PCG4B600652X4 |  |  | Voluntarily Certified | Single-package air conditioner | False | False | 56000 |  | 13.4 | 13.4 |  |  | False | 30 | 30 | 11 |  |  | False | Conventional | 07/10/2023 |  | 11/16/2023
Johnson Controls, Inc. | Coleman | PCG4B600652X4 | PCG4B600652X4 |  |  | Voluntarily Certified | Single-package air conditioner | False | False | 56000 |  | 13.4 | 13.4 |  |  | False | 30 | 30 | 11 |  |  | False | Conventional | 07/10/2023 |  | 11/16/2023
Johnson Controls, Inc. | Evcon | PCG4B600652X4 | PCG4B600652X4 |  |  | Voluntarily Certified | Single-package air conditioner | False | False | 56000 |  | 13.4 | 13.4 |  |  | False | 30 | 30 | 11 |  |  | False | Conventional | 07/10/2023 |  | 11/16/2023
Johnson Controls, Inc. | FRASER-JOHNSTON | PCG4B600652X4 | PCG4B600652X4 |  |  | Voluntarily Certified | Single-package air conditioner | False | False | 56000 |  | 13.4 | 13.4 |  |  | False | 30 | 30 | 11 |  |  | False | Conventional | 07/10/2023 |  | 11/16/2023
Johnson Controls, Inc. | Guardian | PCG4B600652X4 | PCG4B600652X4 |  |  | Voluntarily Certified | Single-package air conditioner | False | False | 56000 |  | 13.4 | 13.4 |  |  | False | 30 | 30 | 11 |  |  | False | Conventional | 07/10/2023 |  | 11/16/2023
Johnson Controls, Inc. | Johnson Controls | PCG4B600652X4 | PCG4B600652X4 |  |  | Voluntarily Certified | Single-package air conditioner | False | False | 56000 |  | 13.4 |  |  |  | False | 30 |  | 11 |  |  | False | Conventional | 07/10/2023 |  | 11/16/2023
Johnson Controls, Inc. | Luxaire | PCG4B600652X4 | PCG4B600652X4 |  |  | Voluntarily Certified | Single-package air conditioner | False | False | 56000 |  | 13.4 | 13.4 |  |  | False | 30 | 30 | 11 |  |  | False | Conventional | 07/10/2023 |  | 11/16/2023
Johnson Controls, Inc. | York | PCG4B600652X4 | PCG4B600652X4 |  |  | Voluntarily Certified | Single-package air conditioner | False | False | 56000 |  | 13.4 | 13.4 |  |  | False | 30 | 30 | 11 |  |  | False | Conventional | 07/10/2023 |  | 11/16/2023
Johnson Controls, Inc. | CHAMPION HEATING AND COOLING | PCG4B601002X4 | PCG4B601002X4 |  |  | Voluntarily Certified | Single-package air conditioner | False | False | 56000 |  | 13.4 | 13.4 |  |  | False | 30 | 30 | 11 |  |  | False | Conventional | 07/10/2023 |  | 11/16/2023
Johnson Controls, Inc. | Coleman | PCG4B601002X4 | PCG4B601002X4 |  |  | Voluntarily Certified | Single-package air conditioner | False | False | 56000 |  | 13.4 | 13.4 |  |  | False | 30 | 30 | 11 |  |  | False | Conventional | 07/10/2023 |  | 11/16/2023
Johnson Controls, Inc. | Evcon | PCG4B601002X4 | PCG4B601002X4 |  |  | Voluntarily Certified | Single-package air conditioner | False | False | 56000 |  | 13.4 | 13.4 |  |  | False | 30 | 30 | 11 |  |  | False | Conventional | 07/10/2023 |  | 11/16/2023
Johnson Controls, Inc. | FRASER-JOHNSTON | PCG4B601002X4 | PCG4B601002X4 |  |  | Voluntarily Certified | Single-package air conditioner | False | False | 56000 |  | 13.4 | 13.4 |  |  | False | 30 | 30 | 11 |  |  | False | Conventional | 07/10/2023 |  | 11/16/2023
Johnson Controls, Inc. | Guardian | PCG4B601002X4 | PCG4B601002X4 |  |  | Voluntarily Certified | Single-package air conditioner | False | False | 56000 |  | 13.4 | 13.4 |  |  | False | 30 | 30 | 11 |  |  | False | Conventional | 07/10/2023 |  | 11/16/2023
Johnson Controls, Inc. | Johnson Controls | PCG4B601002X4 | PCG4B601002X4 |  |  | Voluntarily Certified | Single-package air conditioner | False | False | 56000 |  | 13.4 |  |  |  | False | 30 |  | 11 |  |  | False | Conventional | 07/10/2023 |  | 11/16/2023
Johnson Controls, Inc. | Luxaire | PCG4B601002X4 | PCG4B601002X4 |  |  | Voluntarily Certified | Single-package air conditioner | False | False | 56000 |  | 13.4 | 13.4 |  |  | False | 30 | 30 | 11 |  |  | False | Conventional | 07/10/2023 |  | 11/16/2023
Johnson Controls, Inc. | York | PCG4B601002X4 | PCG4B601002X4 |  |  | Voluntarily Certified | Single-package air conditioner | False | False | 56000 |  | 13.4 | 13.4 |  |  | False | 30 | 30 | 11 |  |  | False | Conventional | 07/10/2023 |  | 11/16/2023
Johnson Controls, Inc. | CHAMPION HEATING AND COOLING | PCG4B601252X4 | PCG4B601252X4 |  |  | Voluntarily Certified | Single-package air conditioner | False | False | 56000 |  | 13.4 | 13.4 |  |  | False | 30 | 30 | 11 |  |  | False | Conventional | 07/10/2023 |  | 11/16/2023
Johnson Controls, Inc. | Coleman | PCG4B601252X4 | PCG4B601252X4 |  |  | Voluntarily Certified | Single-package air conditioner | False | False | 56000 |  | 13.4 | 13.4 |  |  | False | 30 | 30 | 11 |  |  | False | Conventional | 07/10/2023 |  | 11/16/2023
Johnson Controls, Inc. | Evcon | PCG4B601252X4 | PCG4B601252X4 |  |  | Voluntarily Certified | Single-package air conditioner | False | False | 56000 |  | 13.4 | 13.4 |  |  | False | 30 | 30 | 11 |  |  | False | Conventional | 07/10/2023 |  | 11/16/2023
Johnson Controls, Inc. | FRASER-JOHNSTON | PCG4B601252X4 | PCG4B601252X4 |  |  | Voluntarily Certified | Single-package air conditioner | False | False | 56000 |  | 13.4 | 13.4 |  |  | False | 30 | 30 | 11 |  |  | False | Conventional | 07/10/2023 |  | 11/16/2023
Johnson Controls, Inc. | Guardian | PCG4B601252X4 | PCG4B601252X4 |  |  | Voluntarily Certified | Single-package air conditioner | False | False | 56000 |  | 13.4 | 13.4 |  |  | False | 30 | 30 | 11 |  |  | False | Conventional | 07/10/2023 |  | 11/16/2023
Johnson Controls, Inc. | Johnson Controls | PCG4B601252X4 | PCG4B601252X4 |  |  | Voluntarily Certified | Single-package air conditioner | False | False | 56000 |  | 13.4 |  |  |  | False | 30 |  | 11 |  |  | False | Conventional | 07/10/2023 |  | 11/16/2023
Johnson Controls, Inc. | Luxaire | PCG4B601252X4 | PCG4B601252X4 |  |  | Voluntarily Certified | Single-package air conditioner | False | False | 56000 |  | 13.4 | 13.4 |  |  | False | 30 | 30 | 11 |  |  | False | Conventional | 07/10/2023 |  | 11/16/2023
Johnson Controls, Inc. | York | PCG4B601252X4 | PCG4B601252X4 |  |  | Voluntarily Certified | Single-package air conditioner | False | False | 56000 |  | 13.4 | 13.4 |  |  | False | 30 | 30 | 11 |  |  | False | Conventional | 07/10/2023 |  | 11/16/2023
Johnson Controls, Inc. | CHAMPION HEATING AND COOLING | PCG6A240502X4 | PCG6A240502X4 |  |  | Voluntarily Certified | Single-package air conditioner | False | False | 23000 |  | 15.2 | 13.4 |  |  | False | 30 | 30 | 11.5 |  |  | False | Conventional | 07/10/2023 |  | 11/16/2023
Johnson Controls, Inc. | Coleman | PCG6A240502X4 | PCG6A240502X4 |  |  | Voluntarily Certified | Single-package air conditioner | False | False | 23000 |  | 15.2 | 13.4 |  |  | False | 30 | 30 | 11.5 |  |  | False | Conventional | 07/10/2023 |  | 11/16/2023
Johnson Controls, Inc. | FRASER-JOHNSTON | PCG6A240502X4 | PCG6A240502X4 |  |  | Voluntarily Certified | Single-package air conditioner | False | False | 23000 |  | 15.2 | 13.4 |  |  | False | 30 | 30 | 11.5 |  |  | False | Conventional | 07/10/2023 |  | 11/16/2023
Johnson Controls, Inc. | Johnson Controls | PCG6A240502X4 | PCG6A240502X4 |  |  | Voluntarily Certified | Single-package air conditioner | False | False | 23000 |  | 15.2 |  |  |  | False | 30 |  | 11.5 |  |  | False | Conventional | 07/10/2023 |  | 11/16/2023
Johnson Controls, Inc. | Luxaire | PCG6A240502X4 | PCG6A240502X4 |  |  | Voluntarily Certified | Single-package air conditioner | False | False | 23000 |  | 15.2 | 13.4 |  |  | False | 30 | 30 | 11.5 |  |  | False | Conventional | 07/10/2023 |  | 11/16/2023
Johnson Controls, Inc. | York | PCG6A240502X4 | PCG6A240502X4 |  |  | Voluntarily Certified | Single-package air conditioner | False | False | 23000 |  | 15.2 | 13.4 |  |  | False | 30 | 30 | 11.5 |  |  | False | Conventional | 07/10/2023 |  | 11/16/2023
Johnson Controls, Inc. | CHAMPION HEATING AND COOLING | PCG6A240752X4 | PCG6A240752X4 |  |  | Voluntarily Certified | Single-package air conditioner | False | False | 23000 |  | 15.2 | 13.4 |  |  | False | 30 | 30 | 11.5 |  |  | False | Conventional | 07/10/2023 |  | 11/16/2023
Johnson Controls, Inc. | Coleman | PCG6A240752X4 | PCG6A240752X4 |  |  | Voluntarily Certified | Single-package air conditioner | False | False | 23000 |  | 15.2 | 13.4 |  |  | False | 30 | 30 | 11.5 |  |  | False | Conventional | 07/10/2023 |  | 11/16/2023
Johnson Controls, Inc. | FRASER-JOHNSTON | PCG6A240752X4 | PCG6A240752X4 |  |  | Voluntarily Certified | Single-package air conditioner | False | False | 23000 |  | 15.2 | 13.4 |  |  | False | 30 | 30 | 11.5 |  |  | False | Conventional | 07/10/2023 |  | 11/16/2023
Johnson Controls, Inc. | Johnson Controls | PCG6A240752X4 | PCG6A240752X4 |  |  | Voluntarily Certified | Single-package air conditioner | False | False | 23000 |  | 15.2 |  |  |  | False | 30 |  | 11.5 |  |  | False | Conventional | 07/10/2023 |  | 11/16/2023
Johnson Controls, Inc. | Luxaire | PCG6A240752X4 | PCG6A240752X4 |  |  | Voluntarily Certified | Single-package air conditioner | False | False | 23000 |  | 15.2 | 13.4 |  |  | False | 30 | 30 | 11.5 |  |  | False | Conventional | 07/10/2023 |  | 11/16/2023
Johnson Controls, Inc. | York | PCG6A240752X4 | PCG6A240752X4 |  |  | Voluntarily Certified | Single-package air conditioner | False | False | 23000 |  | 15.2 | 13.4 |  |  | False | 30 | 30 | 11.5 |  |  | False | Conventional | 07/10/2023 |  | 11/16/2023
Johnson Controls, Inc. | CHAMPION HEATING AND COOLING | PCG6A360752X4 | PCG6A360752X4 |  |  | Voluntarily Certified | Single-package air conditioner | False | False | 35000 |  | 15.2 | 13.4 |  |  | False | 30 | 30 | 11.5 |  |  | False | Conventional | 07/10/2023 |  | 11/16/2023
Johnson Controls, Inc. | Coleman | PCG6A360752X4 | PCG6A360752X4 |  |  | Voluntarily Certified | Single-package air conditioner | False | False | 35000 |  | 15.2 | 13.4 |  |  | False | 30 | 30 | 11.5 |  |  | False | Conventional | 07/10/2023 |  | 11/16/2023
Johnson Controls, Inc. | FRASER-JOHNSTON | PCG6A360752X4 | PCG6A360752X4 |  |  | Voluntarily Certified | Single-package air conditioner | False | False | 35000 |  | 15.2 | 13.4 |  |  | False | 30 | 30 | 11.5 |  |  | False | Conventional | 07/10/2023 |  | 11/16/2023
Johnson Controls, Inc. | Johnson Controls | PCG6A360752X4 | PCG6A360752X4 |  |  | Voluntarily Certified | Single-package air conditioner | False | False | 35000 |  | 15.2 |  |  |  | False | 30 |  | 11.5 |  |  | False | Conventional | 07/10/2023 |  | 11/16/2023
Johnson Controls, Inc. | Luxaire | PCG6A360752X4 | PCG6A360752X4 |  |  | Voluntarily Certified | Single-package air conditioner | False | False | 35000 |  | 15.2 | 13.4 |  |  | False | 30 | 30 | 11.5 |  |  | False | Conventional | 07/10/2023 |  | 11/16/2023
Johnson Controls, Inc. | York | PCG6A360752X4 | PCG6A360752X4 |  |  | Voluntarily Certified | Single-package air conditioner | False | False | 35000 |  | 15.2 | 13.4 |  |  | False | 30 | 30 | 11.5 |  |  | False | Conventional | 07/10/2023 |  | 11/16/2023
Johnson Controls, Inc. | CHAMPION HEATING AND COOLING | PCG6A361002X4 | PCG6A361002X4 |  |  | Voluntarily Certified | Single-package air conditioner | False | False | 35000 |  | 15.2 | 13.4 |  |  | False | 30 | 30 | 11.5 |  |  | False | Conventional | 07/10/2023 |  | 11/16/2023
Johnson Controls, Inc. | Coleman | PCG6A361002X4 | PCG6A361002X4 |  |  | Voluntarily Certified | Single-package air conditioner | False | False | 35000 |  | 15.2 | 13.4 |  |  | False | 30 | 30 | 11.5 |  |  | False | Conventional | 07/10/2023 |  | 11/16/2023
Johnson Controls, Inc. | FRASER-JOHNSTON | PCG6A361002X4 | PCG6A361002X4 |  |  | Voluntarily Certified | Single-package air conditioner | False | False | 35000 |  | 15.2 | 13.4 |  |  | False | 30 | 30 | 11.5 |  |  | False | Conventional | 07/10/2023 |  | 11/16/2023
Johnson Controls, Inc. | Johnson Controls | PCG6A361002X4 | PCG6A361002X4 |  |  | Voluntarily Certified | Single-package air conditioner | False | False | 35000 |  | 15.2 |  |  |  | False | 30 |  | 11.5 |  |  | False | Conventional | 07/10/2023 |  | 11/16/2023
Johnson Controls, Inc. | Luxaire | PCG6A361002X4 | PCG6A361002X4 |  |  | Voluntarily Certified | Single-package air conditioner | False | False | 35000 |  | 15.2 | 13.4 |  |  | False | 30 | 30 | 11.5 |  |  | False | Conventional | 07/10/2023 |  | 11/16/2023
Johnson Controls, Inc. | York | PCG6A361002X4 | PCG6A361002X4 |  |  | Voluntarily Certified | Single-package air conditioner | False | False | 35000 |  | 15.2 | 13.4 |  |  | False | 30 | 30 | 11.5 |  |  | False | Conventional | 07/10/2023 |  | 11/16/2023
Johnson Controls, Inc. | CHAMPION HEATING AND COOLING | PCG6B480652X4 | PCG6B480652X4 |  |  | Voluntarily Certified | Single-package air conditioner | False | False | 46000 |  | 15.2 | 13.4 |  |  | False | 30 | 30 | 11.5 |  |  | False | Conventional | 07/10/2023 |  | 11/16/2023
Johnson Controls, Inc. | Coleman | PCG6B480652X4 | PCG6B480652X4 |  |  | Voluntarily Certified | Single-package air conditioner | False | False | 46000 |  | 15.2 | 13.4 |  |  | False | 30 | 30 | 11.5 |  |  | False | Conventional | 07/10/2023 |  | 11/16/2023
Johnson Controls, Inc. | FRASER-JOHNSTON | PCG6B480652X4 | PCG6B480652X4 |  |  | Voluntarily Certified | Single-package air conditioner | False | False | 46000 |  | 15.2 | 13.4 |  |  | False | 30 | 30 | 11.5 |  |  | False | Conventional | 07/10/2023 |  | 11/16/2023
Johnson Controls, Inc. | Johnson Controls | PCG6B480652X4 | PCG6B480652X4 |  |  | Voluntarily Certified | Single-package air conditioner | False | False | 46000 |  | 15.2 |  |  |  | False | 30 |  | 11.5 |  |  | False | Conventional | 07/10/2023 |  | 11/16/2023
Johnson Controls, Inc. | Luxaire | PCG6B480652X4 | PCG6B480652X4 |  |  | Voluntarily Certified | Single-package air conditioner | False | False | 46000 |  | 15.2 | 13.4 |  |  | False | 30 | 30 | 11.5 |  |  | False | Conventional | 07/10/2023 |  | 11/16/2023
Johnson Controls, Inc. | York | PCG6B480652X4 | PCG6B480652X4 |  |  | Voluntarily Certified | Single-package air conditioner | False | False | 46000 |  | 15.2 | 13.4 |  |  | False | 30 | 30 | 11.5 |  |  | False | Conventional | 07/10/2023 |  | 11/16/2023
Johnson Controls, Inc. | CHAMPION HEATING AND COOLING | PCG6B481002X4 | PCG6B481002X4 |  |  | Voluntarily Certified | Single-package air conditioner | False | False | 46000 |  | 15.2 | 13.4 |  |  | False | 30 | 30 | 11.5 |  |  | False | Conventional | 07/10/2023 |  | 11/16/2023
Johnson Controls, Inc. | Coleman | PCG6B481002X4 | PCG6B481002X4 |  |  | Voluntarily Certified | Single-package air conditioner | False | False | 46000 |  | 15.2 | 13.4 |  |  | False | 30 | 30 | 11.5 |  |  | False | Conventional | 07/10/2023 |  | 11/16/2023
Johnson Controls, Inc. | FRASER-JOHNSTON | PCG6B481002X4 | PCG6B481002X4 |  |  | Voluntarily Certified | Single-package air conditioner | False | False | 46000 |  | 15.2 | 13.4 |  |  | False | 30 | 30 | 11.5 |  |  | False | Conventional | 07/10/2023 |  | 11/16/2023
Johnson Controls, Inc. | Johnson Controls | PCG6B481002X4 | PCG6B481002X4 |  |  | Voluntarily Certified | Single-package air conditioner | False | False | 46000 |  | 15.2 |  |  |  | False | 30 |  | 11.5 |  |  | False | Conventional | 07/10/2023 |  | 11/16/2023
Johnson Controls, Inc. | Luxaire | PCG6B481002X4 | PCG6B481002X4 |  |  | Voluntarily Certified | Single-package air conditioner | False | False | 46000 |  | 15.2 | 13.4 |  |  | False | 30 | 30 | 11.5 |  |  | False | Conventional | 07/10/2023 |  | 11/16/2023
Johnson Controls, Inc. | York | PCG6B481002X4 | PCG6B481002X4 |  |  | Voluntarily Certified | Single-package air conditioner | False | False | 46000 |  | 15.2 | 13.4 |  |  | False | 30 | 30 | 11.5 |  |  | False | Conventional | 07/10/2023 |  | 11/16/2023
Johnson Controls, Inc. | CHAMPION HEATING AND COOLING | PCG6B481252X4 | PCG6B481252X4 |  |  | Voluntarily Certified | Single-package air conditioner | False | False | 46000 |  | 15.2 | 13.4 |  |  | False | 30 | 30 | 11.5 |  |  | False | Conventional | 07/10/2023 |  | 11/16/2023
Johnson Controls, Inc. | Coleman | PCG6B481252X4 | PCG6B481252X4 |  |  | Voluntarily Certified | Single-package air conditioner | False | False | 46000 |  | 15.2 | 13.4 |  |  | False | 30 | 30 | 11.5 |  |  | False | Conventional | 07/10/2023 |  | 11/16/2023
Johnson Controls, Inc. | FRASER-JOHNSTON | PCG6B481252X4 | PCG6B481252X4 |  |  | Voluntarily Certified | Single-package air conditioner | False | False | 46000 |  | 15.2 | 13.4 |  |  | False | 30 | 30 | 11.5 |  |  | False | Conventional | 07/10/2023 |  | 11/16/2023
Johnson Controls, Inc. | Johnson Controls | PCG6B481252X4 | PCG6B481252X4 |  |  | Voluntarily Certified | Single-package air conditioner | False | False | 46000 |  | 15.2 |  |  |  | False | 30 |  | 11.5 |  |  | False | Conventional | 07/10/2023 |  | 11/16/2023
Johnson Controls, Inc. | Luxaire | PCG6B481252X4 | PCG6B481252X4 |  |  | Voluntarily Certified | Single-package air conditioner | False | False | 46000 |  | 15.2 | 13.4 |  |  | False | 30 | 30 | 11.5 |  |  | False | Conventional | 07/10/2023 |  | 11/16/2023
Johnson Controls, Inc. | York | PCG6B481252X4 | PCG6B481252X4 |  |  | Voluntarily Certified | Single-package air conditioner | False | False | 46000 |  | 15.2 | 13.4 |  |  | False | 30 | 30 | 11.5 |  |  | False | Conventional | 07/10/2023 |  | 11/16/2023
Johnson Controls, Inc. | CHAMPION HEATING AND COOLING | PCG6B600652X4 | PCG6B600652X4 |  |  | Voluntarily Certified | Single-package air conditioner | False | False | 58000 |  | 15.2 | 13.4 |  |  | False | 30 | 30 | 11.5 |  |  | False | Conventional | 07/10/2023 |  | 11/16/2023
Johnson Controls, Inc. | Coleman | PCG6B600652X4 | PCG6B600652X4 |  |  | Voluntarily Certified | Single-package air conditioner | False | False | 58000 |  | 15.2 | 13.4 |  |  | False | 30 | 30 | 11.5 |  |  | False | Conventional | 07/10/2023 |  | 11/16/2023
Johnson Controls, Inc. | FRASER-JOHNSTON | PCG6B600652X4 | PCG6B600652X4 |  |  | Voluntarily Certified | Single-package air conditioner | False | False | 58000 |  | 15.2 | 13.4 |  |  | False | 30 | 30 | 11.5 |  |  | False | Conventional | 07/10/2023 |  | 11/16/2023
Johnson Controls, Inc. | Johnson Controls | PCG6B600652X4 | PCG6B600652X4 |  |  | Voluntarily Certified | Single-package air conditioner | False | False | 58000 |  | 15.2 |  |  |  | False | 30 |  | 11.5 |  |  | False | Conventional | 07/10/2023 |  | 11/16/2023
Johnson Controls, Inc. | Luxaire | PCG6B600652X4 | PCG6B600652X4 |  |  | Voluntarily Certified | Single-package air conditioner | False | False | 58000 |  | 15.2 | 13.4 |  |  | False | 30 | 30 | 11.5 |  |  | False | Conventional | 07/10/2023 |  | 11/16/2023
Johnson Controls, Inc. | York | PCG6B600652X4 | PCG6B600652X4 |  |  | Voluntarily Certified | Single-package air conditioner | False | False | 58000 |  | 15.2 | 13.4 |  |  | False | 30 | 30 | 11.5 |  |  | False | Conventional | 07/10/2023 |  | 11/16/2023
Johnson Controls, Inc. | CHAMPION HEATING AND COOLING | PCG6B601002X4 | PCG6B601002X4 |  |  | Voluntarily Certified | Single-package air conditioner | False | False | 58000 |  | 15.2 | 13.4 |  |  | False | 30 | 30 | 11.5 |  |  | False | Conventional | 07/10/2023 |  | 11/16/2023
Johnson Controls, Inc. | Coleman | PCG6B601002X4 | PCG6B601002X4 |  |  | Voluntarily Certified | Single-package air conditioner | False | False | 58000 |  | 15.2 | 13.4 |  |  | False | 30 | 30 | 11.5 |  |  | False | Conventional | 07/10/2023 |  | 11/16/2023
Johnson Controls, Inc. | FRASER-JOHNSTON | PCG6B601002X4 | PCG6B601002X4 |  |  | Voluntarily Certified | Single-package air conditioner | False | False | 58000 |  | 15.2 | 13.4 |  |  | False | 30 | 30 | 11.5 |  |  | False | Conventional | 07/10/2023 |  | 11/16/2023
Johnson Controls, Inc. | Johnson Controls | PCG6B601002X4 | PCG6B601002X4 |  |  | Voluntarily Certified | Single-package air conditioner | False | False | 58000 |  | 15.2 |  |  |  | False | 30 |  | 11.5 |  |  | False | Conventional | 07/10/2023 |  | 11/16/2023
Johnson Controls, Inc. | Luxaire | PCG6B601002X4 | PCG6B601002X4 |  |  | Voluntarily Certified | Single-package air conditioner | False | False | 58000 |  | 15.2 | 13.4 |  |  | False | 30 | 30 | 11.5 |  |  | False | Conventional | 07/10/2023 |  | 11/16/2023
Johnson Controls, Inc. | York | PCG6B601002X4 | PCG6B601002X4 |  |  | Voluntarily Certified | Single-package air conditioner | False | False | 58000 |  | 15.2 | 13.4 |  |  | False | 30 | 30 | 11.5 |  |  | False | Conventional | 07/10/2023 |  | 11/16/2023
Johnson Controls, Inc. | CHAMPION HEATING AND COOLING | PCG6B601252X4 | PCG6B601252X4 |  |  | Voluntarily Certified | Single-package air conditioner | False | False | 58000 |  | 15.2 | 13.4 |  |  | False | 30 | 30 | 11.5 |  |  | False | Conventional | 07/10/2023 |  | 11/16/2023
Johnson Controls, Inc. | Coleman | PCG6B601252X4 | PCG6B601252X4 |  |  | Voluntarily Certified | Single-package air conditioner | False | False | 58000 |  | 15.2 | 13.4 |  |  | False | 30 | 30 | 11.5 |  |  | False | Conventional | 07/10/2023 |  | 11/16/2023
Johnson Controls, Inc. | FRASER-JOHNSTON | PCG6B601252X4 | PCG6B601252X4 |  |  | Voluntarily Certified | Single-package air conditioner | False | False | 58000 |  | 15.2 | 13.4 |  |  | False | 30 | 30 | 11.5 |  |  | False | Conventional | 07/10/2023 |  | 11/16/2023
Johnson Controls, Inc. | Johnson Controls | PCG6B601252X4 | PCG6B601252X4 |  |  | Voluntarily Certified | Single-package air conditioner | False | False | 58000 |  | 15.2 |  |  |  | False | 30 |  | 11.5 |  |  | False | Conventional | 07/10/2023 |  | 11/16/2023
Johnson Controls, Inc. | Luxaire | PCG6B601252X4 | PCG6B601252X4 |  |  | Voluntarily Certified | Single-package air conditioner | False | False | 58000 |  | 15.2 | 13.4 |  |  | False | 30 | 30 | 11.5 |  |  | False | Conventional | 07/10/2023 |  | 11/16/2023
Johnson Controls, Inc. | York | PCG6B601252X4 | PCG6B601252X4 |  |  | Voluntarily Certified | Single-package air conditioner | False | False | 58000 |  | 15.2 | 13.4 |  |  | False | 30 | 30 | 11.5 |  |  | False | Conventional | 07/10/2023 |  | 11/16/2023
Johnson Controls, Inc. | Evcon | RAC13418B21 | RAC13418B21 | XAFA18ABAN1 |  | Voluntarily Certified | Single-split-system air condit | False | False | 18000 |  | 13.4 | 13.4 |  |  | False | 30 | 30 | 11.25 |  | Coil-Only System | False | Conventional | 07/10/2023 |  | 11/16/2023
Johnson Controls, Inc. | Guardian | RAC13418B21 | RAC13418B21 | XAFA18ABAN1 |  | Voluntarily Certified | Single-split-system air condit | False | False | 18000 |  | 13.4 | 13.4 |  |  | False | 30 | 30 | 11.25 |  | Coil-Only System | False | Conventional | 07/10/2023 |  | 11/16/2023
Johnson Controls, Inc. | Evcon | RAC13424B21 | RAC13424B21 | XAFA24BBAN1 |  | Voluntarily Certified | Single-split-system air condit | False | False | 23800 |  | 13.4 | 13.4 |  |  | False | 30 | 30 | 11.25 |  | Coil-Only System | False | Conventional | 07/10/2023 |  | 11/16/2023
Johnson Controls, Inc. | Guardian | RAC13424B21 | RAC13424B21 | XAFA24BBAN1 |  | Voluntarily Certified | Single-split-system air condit | False | False | 23800 |  | 13.4 | 13.4 |  |  | False | 30 | 30 | 11.25 |  | Coil-Only System | False | Conventional | 07/10/2023 |  | 11/16/2023
Johnson Controls, Inc. | Evcon | RAC13430B21 | RAC13430B21 | XAFB30CBAN1 |  | Voluntarily Certified | Single-split-system air condit | False | False | 28800 |  | 13.4 | 13.4 |  |  | False | 30 | 30 | 11.25 |  | Coil-Only System | False | Conventional | 07/10/2023 |  | 11/16/2023
Johnson Controls, Inc. | Guardian | RAC13430B21 | RAC13430B21 | XAFB30CBAN1 |  | Voluntarily Certified | Single-split-system air condit | False | False | 28800 |  | 13.4 | 13.4 |  |  | False | 30 | 30 | 11.25 |  | Coil-Only System | False | Conventional | 07/10/2023 |  | 11/16/2023
Johnson Controls, Inc. | Evcon | RAC13436B21 | RAC13436B21 | XAFB36DBCN1 |  | Voluntarily Certified | Single-split-system air condit | False | False | 35400 |  | 13.4 | 13.4 |  |  | False | 30 | 30 | 11.25 |  | Coil-Only System | False | Conventional | 07/10/2023 |  | 11/16/2023
Johnson Controls, Inc. | Guardian | RAC13436B21 | RAC13436B21 | XAFB36DBCN1 |  | Voluntarily Certified | Single-split-system air condit | False | False | 35400 |  | 13.4 | 13.4 |  |  | False | 30 | 30 | 11.25 |  | Coil-Only System | False | Conventional | 07/10/2023 |  | 11/16/2023
Johnson Controls, Inc. | Evcon | RAC13442B21 | RAC13442B21 | XAFC42EBCN1 |  | Voluntarily Certified | Single-split-system air condit | False | False | 40000 |  | 13.4 | 13.4 |  |  | False | 30 | 30 | 11.25 |  | Coil-Only System | False | Conventional | 07/10/2023 |  | 11/16/2023
Johnson Controls, Inc. | Guardian | RAC13442B21 | RAC13442B21 | XAFC42EBCN1 |  | Voluntarily Certified | Single-split-system air condit | False | False | 40000 |  | 13.4 | 13.4 |  |  | False | 30 | 30 | 11.25 |  | Coil-Only System | False | Conventional | 07/10/2023 |  | 11/16/2023
Johnson Controls, Inc. | Evcon | RAC13448B21 | RAC13448B21 | XAFC48FBCN1 |  | Voluntarily Certified | Single-split-system air condit | False | False | 47000 |  | 13.4 | 13.4 |  |  | False | 30 | 30 | 11 |  | Coil-Only System | False | Conventional | 07/10/2023 |  | 11/16/2023
Johnson Controls, Inc. | Guardian | RAC13448B21 | RAC13448B21 | XAFC48FBCN1 |  | Voluntarily Certified | Single-split-system air condit | False | False | 47000 |  | 13.4 | 13.4 |  |  | False | 30 | 30 | 11 |  | Coil-Only System | False | Conventional | 07/10/2023 |  | 11/16/2023
Johnson Controls, Inc. | Evcon | RAC13460B21 | RAC13460B21 | XAFC60GBCN1 |  | Voluntarily Certified | Single-split-system air condit | False | False | 55500 |  | 13.4 | 13.4 |  |  | False | 30 | 30 | 11 |  | Coil-Only System | False | Conventional | 07/10/2023 |  | 11/16/2023
Johnson Controls, Inc. | Guardian | RAC13460B21 | RAC13460B21 | XAFC60GBCN1 |  | Voluntarily Certified | Single-split-system air condit | False | False | 55500 |  | 13.4 |  |  |  | False | 30 |  | 11 |  | Coil-Only System | False | Conventional | 07/10/2023 |  | 11/16/2023
Johnson Controls, Inc. | Evcon | RAC14318B21 | RAC14318B21 | XAFA24BBAN1 |  | Voluntarily Certified | Single-split-system air condit | False | False | 17600 |  | 14.3 | 13.4 |  |  | False | 30 | 30 | 11.75 |  | Coil-Only System | False | Conventional | 07/10/2023 |  | 11/16/2023
Johnson Controls, Inc. | Guardian | RAC14318B21 | RAC14318B21 | XAFA24BBAN1 |  | Voluntarily Certified | Single-split-system air condit | False | False | 17600 |  | 14.3 |  |  |  | False | 30 |  | 11.75 |  | Coil-Only System | False | Conventional | 07/10/2023 |  | 11/16/2023
Johnson Controls, Inc. | Evcon | RAC14324B21 | RAC14324B21 | XAFB24BBAN1 |  | Voluntarily Certified | Single-split-system air condit | False | False | 23200 |  | 14.3 | 13.4 |  |  | False | 30 | 30 | 11.75 |  | Coil-Only System | False | Conventional | 07/10/2023 |  | 11/16/2023
Johnson Controls, Inc. | Guardian | RAC14324B21 | RAC14324B21 | XAFB24BBAN1 |  | Voluntarily Certified | Single-split-system air condit | False | False | 23200 |  | 14.3 | 13.4 |  |  | False | 30 | 30 | 11.75 |  | Coil-Only System | False | Conventional | 07/10/2023 |  | 11/16/2023
Johnson Controls, Inc. | Evcon | RAC14330B21 | RAC14330B21 | XAFB30CBAN1 |  | Voluntarily Certified | Single-split-system air condit | False | False | 29000 |  | 14.3 | 13.4 |  |  | False | 30 | 30 | 11.75 |  | Coil-Only System | False | Conventional | 07/10/2023 |  | 11/16/2023
Johnson Controls, Inc. | Guardian | RAC14330B21 | RAC14330B21 | XAFB30CBAN1 |  | Voluntarily Certified | Single-split-system air condit | False | False | 29000 |  | 14.3 | 13.4 |  |  | False | 30 | 30 | 11.75 |  | Coil-Only System | False | Conventional | 07/10/2023 |  | 11/16/2023
Johnson Controls, Inc. | Evcon | RAC14336B21 | RAC14336B21 | XAFB36DBCN1 |  | Voluntarily Certified | Single-split-system air condit | False | False | 35000 |  | 14.3 | 13.4 |  |  | False | 30 | 30 | 11.75 |  | Coil-Only System | False | Conventional | 07/10/2023 |  | 11/16/2023
Johnson Controls, Inc. | Guardian | RAC14336B21 | RAC14336B21 | XAFB36DBCN1 |  | Voluntarily Certified | Single-split-system air condit | False | False | 35000 |  | 14.3 | 13.4 |  |  | False | 30 | 30 | 11.75 |  | Coil-Only System | False | Conventional | 07/10/2023 |  | 11/16/2023
Johnson Controls, Inc. | Evcon | RAC14342B21 | RAC14342B21 | XAFC42EBCN1 |  | Voluntarily Certified | Single-split-system air condit | False | False | 40000 |  | 14.3 | 13.4 |  |  | False | 30 | 30 | 11.75 |  | Coil-Only System | False | Conventional | 07/10/2023 |  | 11/16/2023
Johnson Controls, Inc. | Guardian | RAC14342B21 | RAC14342B21 | XAFC42EBCN1 |  | Voluntarily Certified | Single-split-system air condit | False | False | 40000 |  | 14.3 | 13.4 |  |  | False | 30 | 30 | 11.75 |  | Coil-Only System | False | Conventional | 07/10/2023 |  | 11/16/2023
Johnson Controls, Inc. | Evcon | RAC14348B21 | RAC14348B21 | XAFC48FBCN1 |  | Voluntarily Certified | Single-split-system air condit | False | False | 47000 |  | 13.8 | 13.4 |  |  | False | 30 | 30 | 11.25 |  | Coil-Only System | False | Conventional | 07/10/2023 |  | 11/16/2023
Johnson Controls, Inc. | Guardian | RAC14348B21 | RAC14348B21 | XAFC48FBCN1 |  | Voluntarily Certified | Single-split-system air condit | False | False | 47000 |  | 13.8 |  |  |  | False | 30 |  | 11.25 |  | Coil-Only System | False | Conventional | 07/10/2023 |  | 11/16/2023
Johnson Controls, Inc. | Evcon | RAC14360B21 | RAC14360B21 | XAFC60GBCN1 |  | Voluntarily Certified | Single-split-system air condit | False | False | 56000 |  | 13.8 | 13.4 |  |  | False | 30 | 30 | 11.25 |  | Coil-Only System | False | Conventional | 07/10/2023 |  | 11/16/2023
Johnson Controls, Inc. | Guardian | RAC14360B21 | RAC14360B21 | XAFC60GBCN1 |  | Voluntarily Certified | Single-split-system air condit | False | False | 56000 |  | 13.8 | 13.4 |  |  | False | 30 | 30 | 11.25 |  | Coil-Only System | False | Conventional | 07/10/2023 |  | 11/16/2023
Johnson Controls, Inc. | Evcon | RAC15018B21 | RAC15018B21 | XAFA24BBAN1 |  | Voluntarily Certified | Single-split-system air condit | False | False | 17800 |  | 14.75 | 13.4 |  |  | False | 30 | 30 | 12.5 |  | Coil-Only System | False | Conventional | 07/10/2023 |  | 11/16/2023
Johnson Controls, Inc. | Guardian | RAC15018B21 | RAC15018B21 | XAFA24BBAN1 |  | Voluntarily Certified | Single-split-system air condit | False | False | 17800 |  | 14.75 | 13.4 |  |  | False | 30 | 30 | 12.5 |  | Coil-Only System | False | Conventional | 07/10/2023 |  | 11/16/2023
Johnson Controls, Inc. | Evcon | RAC15024B21 | RAC15024B21 | XAFA24BBAN1 |  | Voluntarily Certified | Single-split-system air condit | False | False | 23600 |  | 14.75 | 13.4 |  |  | False | 30 | 30 | 12.5 |  | Coil-Only System | False | Conventional | 07/10/2023 |  | 11/16/2023
Johnson Controls, Inc. | Guardian | RAC15024B21 | RAC15024B21 | XAFA24BBAN1 |  | Voluntarily Certified | Single-split-system air condit | False | False | 23600 |  | 14.75 |  |  |  | False | 30 |  | 12.5 |  | Coil-Only System | False | Conventional | 07/10/2023 |  | 11/16/2023
Johnson Controls, Inc. | Evcon | RAC15030B21 | RAC15030B21 | XAFB36DBAN1 |  | Voluntarily Certified | Single-split-system air condit | False | False | 28600 |  | 14.75 | 13.4 |  |  | False | 30 | 30 | 12.5 |  | Coil-Only System | False | Conventional | 07/10/2023 |  | 11/16/2023
Johnson Controls, Inc. | Guardian | RAC15030B21 | RAC15030B21 | XAFB36DBAN1 |  | Voluntarily Certified | Single-split-system air condit | False | False | 28600 |  | 14.75 | 13.4 |  |  | False | 30 | 30 | 12.5 |  | Coil-Only System | False | Conventional | 07/10/2023 |  | 11/16/2023
Johnson Controls, Inc. | Evcon | RAC15036B21 | RAC15036B21 | XAFC36DBCN1 |  | Voluntarily Certified | Single-split-system air condit | False | False | 35800 |  | 14.75 | 13.4 |  |  | False | 30 | 30 | 12.5 |  | Coil-Only System | False | Conventional | 07/10/2023 |  | 11/16/2023
Johnson Controls, Inc. | Guardian | RAC15036B21 | RAC15036B21 | XAFC36DBCN1 |  | Voluntarily Certified | Single-split-system air condit | False | False | 35800 |  | 14.75 | 13.4 |  |  | False | 30 | 30 | 12.5 |  | Coil-Only System | False | Conventional | 07/10/2023 |  | 11/16/2023
Johnson Controls, Inc. | Evcon | RAC15042B21 | RAC15042B21 | XAFC48FBCN1 |  | Voluntarily Certified | Single-split-system air condit | False | False | 42000 |  | 14.5 | 13.4 |  |  | False | 30 | 30 | 12 |  | Coil-Only System | False | Conventional | 07/10/2023 |  | 11/16/2023
Johnson Controls, Inc. | Guardian | RAC15042B21 | RAC15042B21 | XAFC48FBCN1 |  | Voluntarily Certified | Single-split-system air condit | False | False | 42000 |  | 14.5 | 13.4 |  |  | False | 30 | 30 | 12 |  | Coil-Only System | False | Conventional | 07/10/2023 |  | 11/16/2023
Johnson Controls, Inc. | Evcon | RAC15048B21 | RAC15048B21 | XAFC60GBCN1 |  | Voluntarily Certified | Single-split-system air condit | False | False | 47000 |  | 14.75 | 13.4 |  |  | False | 30 | 30 | 12 |  | Coil-Only System | False | Conventional | 07/10/2023 |  | 11/16/2023
Johnson Controls, Inc. | Guardian | RAC15048B21 | RAC15048B21 | XAFC60GBCN1 |  | Voluntarily Certified | Single-split-system air condit | False | False | 47000 |  | 14.75 | 13.4 |  |  | False | 30 | 30 | 12 |  | Coil-Only System | False | Conventional | 07/10/2023 |  | 11/16/2023
Johnson Controls, Inc. | Evcon | RAC15060B21 | RAC15060B21 | XAFD60JBCN1 |  | Voluntarily Certified | Single-split-system air condit | False | False | 57000 |  | 14.75 | 13.4 |  |  | False | 30 | 30 | 12 |  | Coil-Only System | False | Conventional | 07/10/2023 |  | 11/16/2023
Johnson Controls, Inc. | Guardian | RAC15060B21 | RAC15060B21 | XAFD60JBCN1 |  | Voluntarily Certified | Single-split-system air condit | False | False | 57000 |  | 14.75 |  |  |  | False | 30 |  | 12 |  | Coil-Only System | False | Conventional | 07/10/2023 |  | 11/16/2023
Johnson Controls, Inc. | CHAMPION HEATING AND COOLING | TCD2B18S21 | TCD2B18S21 | XAFA18ABAN1 |  | Voluntarily Certified | Single-split-system air condit | False | False | 18000 |  | 13.4 | 13.4 |  |  | False | 30 | 30 | 11.25 |  | Coil-Only System | False | Conventional | 07/10/2023 |  | 11/16/2023
Johnson Controls, Inc. | Coleman | TCD2B18S21 | TCD2B18S21 | XAFA18ABAN1 |  | Voluntarily Certified | Single-split-system air condit | False | False | 18000 |  | 13.4 | 13.4 |  |  | False | 30 | 30 | 11.25 |  | Coil-Only System | False | Conventional | 07/10/2023 |  | 11/16/2023
Johnson Controls, Inc. | FRASER-JOHNSTON | TCD2B18S21 | TCD2B18S21 | XAFA18ABAN1 |  | Voluntarily Certified | Single-split-system air condit | False | False | 18000 |  | 13.4 | 13.4 |  |  | False | 30 | 30 | 11.25 |  | Coil-Only System | False | Conventional | 07/10/2023 |  | 11/16/2023
Johnson Controls, Inc. | Johnson Controls | TCD2B18S21 | TCD2B18S21 | XAFA18ABAN1 |  | Voluntarily Certified | Single-split-system air condit | False | False | 18000 |  | 13.4 |  |  |  | False | 30 |  | 11.25 |  | Coil-Only System | False | Conventional | 07/10/2023 |  | 11/16/2023
Johnson Controls, Inc. | Luxaire | TCD2B18S21 | TCD2B18S21 | XAFA18ABAN1 |  | Voluntarily Certified | Single-split-system air condit | False | False | 18000 |  | 13.4 | 13.4 |  |  | False | 30 | 30 | 11.25 |  | Coil-Only System | False | Conventional | 07/10/2023 |  | 11/16/2023
Johnson Controls, Inc. | CHAMPION HEATING AND COOLING | TCD2B24S21 | TCD2B24S21 | XAFA24BBAN1 |  | Voluntarily Certified | Single-split-system air condit | False | False | 23800 |  | 13.4 | 13.4 |  |  | False | 30 | 30 | 11.25 |  | Coil-Only System | False | Conventional | 07/10/2023 |  | 11/16/2023
Johnson Controls, Inc. | Coleman | TCD2B24S21 | TCD2B24S21 | XAFA24BBAN1 |  | Voluntarily Certified | Single-split-system air condit | False | False | 23800 |  | 13.4 | 13.4 |  |  | False | 30 | 30 | 11.25 |  | Coil-Only System | False | Conventional | 07/10/2023 |  | 11/16/2023
Johnson Controls, Inc. | FRASER-JOHNSTON | TCD2B24S21 | TCD2B24S21 | XAFA24BBAN1 |  | Voluntarily Certified | Single-split-system air condit | False | False | 23800 |  | 13.4 | 13.4 |  |  | False | 30 | 30 | 11.25 |  | Coil-Only System | False | Conventional | 07/10/2023 |  | 11/16/2023
Johnson Controls, Inc. | Johnson Controls | TCD2B24S21 | TCD2B24S21 | XAFA24BBAN1 |  | Voluntarily Certified | Single-split-system air condit | False | False | 23800 |  | 13.4 |  |  |  | False | 30 |  | 11.25 |  | Coil-Only System | False | Conventional | 07/10/2023 |  | 11/16/2023
Johnson Controls, Inc. | Luxaire | TCD2B24S21 | TCD2B24S21 | XAFA24BBAN1 |  | Voluntarily Certified | Single-split-system air condit | False | False | 23800 |  | 13.4 | 13.4 |  |  | False | 30 | 30 | 11.25 |  | Coil-Only System | False | Conventional | 07/10/2023 |  | 11/16/2023
Johnson Controls, Inc. | CHAMPION HEATING AND COOLING | TCD2B30S21 | TCD2B30S21 | XAFB30CBAN1 |  | Voluntarily Certified | Single-split-system air condit | False | False | 28800 |  | 13.4 | 13.4 |  |  | False | 30 | 30 | 11.25 |  | Coil-Only System | False | Conventional | 07/10/2023 |  | 11/16/2023
Johnson Controls, Inc. | Coleman | TCD2B30S21 | TCD2B30S21 | XAFB30CBAN1 |  | Voluntarily Certified | Single-split-system air condit | False | False | 28800 |  | 13.4 | 13.4 |  |  | False | 30 | 30 | 11.25 |  | Coil-Only System | False | Conventional | 07/10/2023 |  | 11/16/2023
Johnson Controls, Inc. | FRASER-JOHNSTON | TCD2B30S21 | TCD2B30S21 | XAFB30CBAN1 |  | Voluntarily Certified | Single-split-system air condit | False | False | 28800 |  | 13.4 | 13.4 |  |  | False | 30 | 30 | 11.25 |  | Coil-Only System | False | Conventional | 07/10/2023 |  | 11/16/2023
Johnson Controls, Inc. | Johnson Controls | TCD2B30S21 | TCD2B30S21 | XAFB30CBAN1 |  | Voluntarily Certified | Single-split-system air condit | False | False | 28800 |  | 13.4 |  |  |  | False | 30 |  | 11.25 |  | Coil-Only System | False | Conventional | 07/10/2023 |  | 11/16/2023
Johnson Controls, Inc. | Luxaire | TCD2B30S21 | TCD2B30S21 | XAFB30CBAN1 |  | Voluntarily Certified | Single-split-system air condit | False | False | 28800 |  | 13.4 | 13.4 |  |  | False | 30 | 30 | 11.25 |  | Coil-Only System | False | Conventional | 07/10/2023 |  | 11/16/2023
Johnson Controls, Inc. | CHAMPION HEATING AND COOLING | TCD2B36S21 | TCD2B36S21 | XAFB36DBCN1 |  | Voluntarily Certified | Single-split-system air condit | False | False | 35400 |  | 13.4 | 13.4 |  |  | False | 30 | 30 | 11.25 |  | Coil-Only System | False | Conventional | 07/10/2023 |  | 11/16/2023
Johnson Controls, Inc. | Coleman | TCD2B36S21 | TCD2B36S21 | XAFB36DBCN1 |  | Voluntarily Certified | Single-split-system air condit | False | False | 35400 |  | 13.4 | 13.4 |  |  | False | 30 | 30 | 11.25 |  | Coil-Only System | False | Conventional | 07/10/2023 |  | 11/16/2023
Johnson Controls, Inc. | FRASER-JOHNSTON | TCD2B36S21 | TCD2B36S21 | XAFB36DBCN1 |  | Voluntarily Certified | Single-split-system air condit | False | False | 35400 |  | 13.4 | 13.4 |  |  | False | 30 | 30 | 11.25 |  | Coil-Only System | False | Conventional | 07/10/2023 |  | 11/16/2023
Johnson Controls, Inc. | Johnson Controls | TCD2B36S21 | TCD2B36S21 | XAFB36DBCN1 |  | Voluntarily Certified | Single-split-system air condit | False | False | 35400 |  | 13.4 |  |  |  | False | 30 |  | 11.25 |  | Coil-Only System | False | Conventional | 07/10/2023 |  | 11/16/2023
Johnson Controls, Inc. | Luxaire | TCD2B36S21 | TCD2B36S21 | XAFB36DBCN1 |  | Voluntarily Certified | Single-split-system air condit | False | False | 35400 |  | 13.4 | 13.4 |  |  | False | 30 | 30 | 11.25 |  | Coil-Only System | False | Conventional | 07/10/2023 |  | 11/16/2023
Johnson Controls, Inc. | CHAMPION HEATING AND COOLING | TCD2B42S21 | TCD2B42S21 | XAFC42EBCN1 |  | Voluntarily Certified | Single-split-system air condit | False | False | 40000 |  | 13.4 | 13.4 |  |  | False | 30 | 30 | 11.25 |  | Coil-Only System | False | Conventional | 07/10/2023 |  | 11/16/2023
Johnson Controls, Inc. | Coleman | TCD2B42S21 | TCD2B42S21 | XAFC42EBCN1 |  | Voluntarily Certified | Single-split-system air condit | False | False | 40000 |  | 13.4 | 13.4 |  |  | False | 30 | 30 | 11.25 |  | Coil-Only System | False | Conventional | 07/10/2023 |  | 11/16/2023
Johnson Controls, Inc. | FRASER-JOHNSTON | TCD2B42S21 | TCD2B42S21 | XAFC42EBCN1 |  | Voluntarily Certified | Single-split-system air condit | False | False | 40000 |  | 13.4 | 13.4 |  |  | False | 30 | 30 | 11.25 |  | Coil-Only System | False | Conventional | 07/10/2023 |  | 11/16/2023
Johnson Controls, Inc. | Johnson Controls | TCD2B42S21 | TCD2B42S21 | XAFC42EBCN1 |  | Voluntarily Certified | Single-split-system air condit | False | False | 40000 |  | 13.4 |  |  |  | False | 30 |  | 11.25 |  | Coil-Only System | False | Conventional | 07/10/2023 |  | 11/16/2023
Johnson Controls, Inc. | Luxaire | TCD2B42S21 | TCD2B42S21 | XAFC42EBCN1 |  | Voluntarily Certified | Single-split-system air condit | False | False | 40000 |  | 13.4 | 13.4 |  |  | False | 30 | 30 | 11.25 |  | Coil-Only System | False | Conventional | 07/10/2023 |  | 11/16/2023
Johnson Controls, Inc. | CHAMPION HEATING AND COOLING | TCD2B48S21 | TCD2B48S21 | XAFC48FBCN1 |  | Voluntarily Certified | Single-split-system air condit | False | False | 47000 |  | 13.4 | 13.4 |  |  | False | 30 | 30 | 11 |  | Coil-Only System | False | Conventional | 07/10/2023 |  | 11/16/2023
Johnson Controls, Inc. | Coleman | TCD2B48S21 | TCD2B48S21 | XAFC48FBCN1 |  | Voluntarily Certified | Single-split-system air condit | False | False | 47000 |  | 13.4 | 13.4 |  |  | False | 30 | 30 | 11 |  | Coil-Only System | False | Conventional | 07/10/2023 |  | 11/16/2023
Johnson Controls, Inc. | FRASER-JOHNSTON | TCD2B48S21 | TCD2B48S21 | XAFC48FBCN1 |  | Voluntarily Certified | Single-split-system air condit | False | False | 47000 |  | 13.4 | 13.4 |  |  | False | 30 | 30 | 11 |  | Coil-Only System | False | Conventional | 07/10/2023 |  | 11/16/2023
Johnson Controls, Inc. | Johnson Controls | TCD2B48S21 | TCD2B48S21 | XAFC48FBCN1 |  | Voluntarily Certified | Single-split-system air condit | False | False | 47000 |  | 13.4 |  |  |  | False | 30 |  | 11 |  | Coil-Only System | False | Conventional | 07/10/2023 |  | 11/16/2023
Johnson Controls, Inc. | Luxaire | TCD2B48S21 | TCD2B48S21 | XAFC48FBCN1 |  | Voluntarily Certified | Single-split-system air condit | False | False | 47000 |  | 13.4 | 13.4 |  |  | False | 30 | 30 | 11 |  | Coil-Only System | False | Conventional | 07/10/2023 |  | 11/16/2023
Johnson Controls, Inc. | CHAMPION HEATING AND COOLING | TCD2B60S21 | TCD2B60S21 | XAFC60GBCN1 |  | Voluntarily Certified | Single-split-system air condit | False | False | 55500 |  | 13.4 | 13.4 |  |  | False | 30 | 30 | 11 |  | Coil-Only System | False | Conventional | 07/10/2023 |  | 11/16/2023
Johnson Controls, Inc. | Coleman | TCD2B60S21 | TCD2B60S21 | XAFC60GBCN1 |  | Voluntarily Certified | Single-split-system air condit | False | False | 55500 |  | 13.4 | 13.4 |  |  | False | 30 | 30 | 11 |  | Coil-Only System | False | Conventional | 07/10/2023 |  | 11/16/2023
Johnson Controls, Inc. | FRASER-JOHNSTON | TCD2B60S21 | TCD2B60S21 | XAFC60GBCN1 |  | Voluntarily Certified | Single-split-system air condit | False | False | 55500 |  | 13.4 | 13.4 |  |  | False | 30 | 30 | 11 |  | Coil-Only System | False | Conventional | 07/10/2023 |  | 11/16/2023
Johnson Controls, Inc. | Johnson Controls | TCD2B60S21 | TCD2B60S21 | XAFC60GBCN1 |  | Voluntarily Certified | Single-split-system air condit | False | False | 55500 |  | 13.4 |  |  |  | False | 30 |  | 11 |  | Coil-Only System | False | Conventional | 07/10/2023 |  | 11/16/2023
Johnson Controls, Inc. | Luxaire | TCD2B60S21 | TCD2B60S21 | XAFC60GBCN1 |  | Voluntarily Certified | Single-split-system air condit | False | False | 55500 |  | 13.4 | 13.4 |  |  | False | 30 | 30 | 11 |  | Coil-Only System | False | Conventional | 07/10/2023 |  | 11/16/2023
Johnson Controls, Inc. | CHAMPION HEATING AND COOLING | TCE2B18S21 | TCE2B18S21 | XAFA24BBAN1 |  | Voluntarily Certified | Single-split-system air condit | False | False | 17600 |  | 14.3 | 13.4 |  |  | False | 30 | 30 | 11.75 |  | Coil-Only System | False | Conventional | 07/10/2023 |  | 11/16/2023
Johnson Controls, Inc. | Coleman | TCE2B18S21 | TCE2B18S21 | XAFA24BBAN1 |  | Voluntarily Certified | Single-split-system air condit | False | False | 17600 |  | 14.3 | 13.4 |  |  | False | 30 | 30 | 11.75 |  | Coil-Only System | False | Conventional | 07/10/2023 |  | 11/16/2023
Johnson Controls, Inc. | FRASER-JOHNSTON | TCE2B18S21 | TCE2B18S21 | XAFA24BBAN1 |  | Voluntarily Certified | Single-split-system air condit | False | False | 17600 |  | 14.3 | 13.4 |  |  | False | 30 | 30 | 11.75 |  | Coil-Only System | False | Conventional | 07/10/2023 |  | 11/16/2023
Johnson Controls, Inc. | Johnson Controls | TCE2B18S21 | TCE2B18S21 | XAFA24BBAN1 |  | Voluntarily Certified | Single-split-system air condit | False | False | 17600 |  | 14.3 |  |  |  | False | 30 |  | 11.75 |  | Coil-Only System | False | Conventional | 07/10/2023 |  | 11/16/2023
Johnson Controls, Inc. | Luxaire | TCE2B18S21 | TCE2B18S21 | XAFA24BBAN1 |  | Voluntarily Certified | Single-split-system air condit | False | False | 17600 |  | 14.3 | 13.4 |  |  | False | 30 | 30 | 11.75 |  | Coil-Only System | False | Conventional | 07/10/2023 |  | 11/16/2023
Johnson Controls, Inc. | CHAMPION HEATING AND COOLING | TCE2B24S21 | TCE2B24S21 | XAFB24BBAN1 |  | Voluntarily Certified | Single-split-system air condit | False | False | 23200 |  | 14.3 | 13.4 |  |  | False | 30 | 30 | 11.75 |  | Coil-Only System | False | Conventional | 07/10/2023 |  | 11/16/2023
Johnson Controls, Inc. | Coleman | TCE2B24S21 | TCE2B24S21 | XAFB24BBAN1 |  | Voluntarily Certified | Single-split-system air condit | False | False | 23200 |  | 14.3 | 13.4 |  |  | False | 30 | 30 | 11.75 |  | Coil-Only System | False | Conventional | 07/10/2023 |  | 11/16/2023
Johnson Controls, Inc. | FRASER-JOHNSTON | TCE2B24S21 | TCE2B24S21 | XAFB24BBAN1 |  | Voluntarily Certified | Single-split-system air condit | False | False | 23200 |  | 14.3 | 13.4 |  |  | False | 30 | 30 | 11.75 |  | Coil-Only System | False | Conventional | 07/10/2023 |  | 11/16/2023
Johnson Controls, Inc. | Johnson Controls | TCE2B24S21 | TCE2B24S21 | XAFB24BBAN1 |  | Voluntarily Certified | Single-split-system air condit | False | False | 23200 |  | 14.3 |  |  |  | False | 30 |  | 11.75 |  | Coil-Only System | False | Conventional | 07/10/2023 |  | 11/16/2023
Johnson Controls, Inc. | Luxaire | TCE2B24S21 | TCE2B24S21 | XAFB24BBAN1 |  | Voluntarily Certified | Single-split-system air condit | False | False | 23200 |  | 14.3 | 13.4 |  |  | False | 30 | 30 | 11.75 |  | Coil-Only System | False | Conventional | 07/10/2023 |  | 11/16/2023
Johnson Controls, Inc. | CHAMPION HEATING AND COOLING | TCE2B30S21 | TCE2B30S21 | XAFB30CBAN1 |  | Voluntarily Certified | Single-split-system air condit | False | False | 29000 |  | 14.3 | 13.4 |  |  | False | 30 | 30 | 11.75 |  | Coil-Only System | False | Conventional | 07/10/2023 |  | 11/16/2023
Johnson Controls, Inc. | Coleman | TCE2B30S21 | TCE2B30S21 | XAFB30CBAN1 |  | Voluntarily Certified | Single-split-system air condit | False | False | 29000 |  | 14.3 | 13.4 |  |  | False | 30 | 30 | 11.75 |  | Coil-Only System | False | Conventional | 07/10/2023 |  | 11/16/2023
Johnson Controls, Inc. | FRASER-JOHNSTON | TCE2B30S21 | TCE2B30S21 | XAFB30CBAN1 |  | Voluntarily Certified | Single-split-system air condit | False | False | 29000 |  | 14.3 | 13.4 |  |  | False | 30 | 30 | 11.75 |  | Coil-Only System | False | Conventional | 07/10/2023 |  | 11/16/2023
Johnson Controls, Inc. | Johnson Controls | TCE2B30S21 | TCE2B30S21 | XAFB30CBAN1 |  | Voluntarily Certified | Single-split-system air condit | False | False | 29000 |  | 14.3 |  |  |  | False | 30 |  | 11.75 |  | Coil-Only System | False | Conventional | 07/10/2023 |  | 11/16/2023
Johnson Controls, Inc. | Luxaire | TCE2B30S21 | TCE2B30S21 | XAFB30CBAN1 |  | Voluntarily Certified | Single-split-system air condit | False | False | 29000 |  | 14.3 | 13.4 |  |  | False | 30 | 30 | 11.75 |  | Coil-Only System | False | Conventional | 07/10/2023 |  | 11/16/2023
Johnson Controls, Inc. | CHAMPION HEATING AND COOLING | TCE2B36S21 | TCE2B36S21 | XAFB36DBCN1 |  | Voluntarily Certified | Single-split-system air condit | False | False | 35000 |  | 14.3 | 13.4 |  |  | False | 30 | 30 | 11.75 |  | Coil-Only System | False | Conventional | 07/10/2023 |  | 11/16/2023
Johnson Controls, Inc. | Coleman | TCE2B36S21 | TCE2B36S21 | XAFB36DBCN1 |  | Voluntarily Certified | Single-split-system air condit | False | False | 35000 |  | 14.3 | 13.4 |  |  | False | 30 | 30 | 11.75 |  | Coil-Only System | False | Conventional | 07/10/2023 |  | 11/16/2023
Johnson Controls, Inc. | FRASER-JOHNSTON | TCE2B36S21 | TCE2B36S21 | XAFB36DBCN1 |  | Voluntarily Certified | Single-split-system air condit | False | False | 35000 |  | 14.3 | 13.4 |  |  | False | 30 | 30 | 11.75 |  | Coil-Only System | False | Conventional | 07/10/2023 |  | 11/16/2023
Johnson Controls, Inc. | Johnson Controls | TCE2B36S21 | TCE2B36S21 | XAFB36DBCN1 |  | Voluntarily Certified | Single-split-system air condit | False | False | 35000 |  | 14.3 |  |  |  | False | 30 |  | 11.75 |  | Coil-Only System | False | Conventional | 07/10/2023 |  | 11/16/2023
Johnson Controls, Inc. | Luxaire | TCE2B36S21 | TCE2B36S21 | XAFB36DBCN1 |  | Voluntarily Certified | Single-split-system air condit | False | False | 35000 |  | 14.3 | 13.4 |  |  | False | 30 | 30 | 11.75 |  | Coil-Only System | False | Conventional | 07/10/2023 |  | 11/16/2023
Johnson Controls, Inc. | CHAMPION HEATING AND COOLING | TCE2B42S21 | TCE2B42S21 | XAFC42EBCN1 |  | Voluntarily Certified | Single-split-system air condit | False | False | 40000 |  | 14.3 | 13.4 |  |  | False | 30 | 30 | 11.75 |  | Coil-Only System | False | Conventional | 07/10/2023 |  | 11/16/2023
Johnson Controls, Inc. | Coleman | TCE2B42S21 | TCE2B42S21 | XAFC42EBCN1 |  | Voluntarily Certified | Single-split-system air condit | False | False | 40000 |  | 14.3 | 13.4 |  |  | False | 30 | 30 | 11.75 |  | Coil-Only System | False | Conventional | 07/10/2023 |  | 11/16/2023
Johnson Controls, Inc. | FRASER-JOHNSTON | TCE2B42S21 | TCE2B42S21 | XAFC42EBCN1 |  | Voluntarily Certified | Single-split-system air condit | False | False | 40000 |  | 14.3 | 13.4 |  |  | False | 30 | 30 | 11.75 |  | Coil-Only System | False | Conventional | 07/10/2023 |  | 11/16/2023
Johnson Controls, Inc. | Johnson Controls | TCE2B42S21 | TCE2B42S21 | XAFC42EBCN1 |  | Voluntarily Certified | Single-split-system air condit | False | False | 40000 |  | 14.3 |  |  |  | False | 30 |  | 11.75 |  | Coil-Only System | False | Conventional | 07/10/2023 |  | 11/16/2023
Johnson Controls, Inc. | Luxaire | TCE2B42S21 | TCE2B42S21 | XAFC42EBCN1 |  | Voluntarily Certified | Single-split-system air condit | False | False | 40000 |  | 14.3 | 13.4 |  |  | False | 30 | 30 | 11.75 |  | Coil-Only System | False | Conventional | 07/10/2023 |  | 11/16/2023
Johnson Controls, Inc. | CHAMPION HEATING AND COOLING | TCE2B48S21 | TCE2B48S21 | XAFC48FBCN1 |  | Voluntarily Certified | Single-split-system air condit | False | False | 47000 |  | 13.8 | 13.4 |  |  | False | 30 | 30 | 11.25 |  | Coil-Only System | False | Conventional | 07/10/2023 |  | 11/16/2023
Johnson Controls, Inc. | Coleman | TCE2B48S21 | TCE2B48S21 | XAFC48FBCN1 |  | Voluntarily Certified | Single-split-system air condit | False | False | 47000 |  | 13.8 | 13.4 |  |  | False | 30 | 30 | 11.25 |  | Coil-Only System | False | Conventional | 07/10/2023 |  | 11/16/2023
Johnson Controls, Inc. | FRASER-JOHNSTON | TCE2B48S21 | TCE2B48S21 | XAFC48FBCN1 |  | Voluntarily Certified | Single-split-system air condit | False | False | 47000 |  | 13.8 | 13.4 |  |  | False | 30 | 30 | 11.25 |  | Coil-Only System | False | Conventional | 07/10/2023 |  | 11/16/2023
Johnson Controls, Inc. | Johnson Controls | TCE2B48S21 | TCE2B48S21 | XAFC48FBCN1 |  | Voluntarily Certified | Single-split-system air condit | False | False | 47000 |  | 13.8 |  |  |  | False | 30 |  | 11.25 |  | Coil-Only System | False | Conventional | 07/10/2023 |  | 11/16/2023
Johnson Controls, Inc. | Luxaire | TCE2B48S21 | TCE2B48S21 | XAFC48FBCN1 |  | Voluntarily Certified | Single-split-system air condit | False | False | 47000 |  | 13.8 | 13.4 |  |  | False | 30 | 30 | 11.25 |  | Coil-Only System | False | Conventional | 07/10/2023 |  | 11/16/2023
Johnson Controls, Inc. | CHAMPION HEATING AND COOLING | TCE2B60S21 | TCE2B60S21 | XAFC60GBCN1 |  | Voluntarily Certified | Single-split-system air condit | False | False | 56000 |  | 13.8 | 13.4 |  |  | False | 30 | 30 | 11.25 |  | Coil-Only System | False | Conventional | 07/10/2023 |  | 11/16/2023
Johnson Controls, Inc. | Coleman | TCE2B60S21 | TCE2B60S21 | XAFC60GBCN1 |  | Voluntarily Certified | Single-split-system air condit | False | False | 56000 |  | 13.8 | 13.4 |  |  | False | 30 | 30 | 11.25 |  | Coil-Only System | False | Conventional | 07/10/2023 |  | 11/16/2023
Johnson Controls, Inc. | FRASER-JOHNSTON | TCE2B60S21 | TCE2B60S21 | XAFC60GBCN1 |  | Voluntarily Certified | Single-split-system air condit | False | False | 56000 |  | 13.8 | 13.4 |  |  | False | 30 | 30 | 11.25 |  | Coil-Only System | False | Conventional | 07/10/2023 |  | 11/16/2023
Johnson Controls, Inc. | Johnson Controls | TCE2B60S21 | TCE2B60S21 | XAFC60GBCN1 |  | Voluntarily Certified | Single-split-system air condit | False | False | 56000 |  | 13.8 |  |  |  | False | 30 |  | 11.25 |  | Coil-Only System | False | Conventional | 07/10/2023 |  | 11/16/2023
Johnson Controls, Inc. | Luxaire | TCE2B60S21 | TCE2B60S21 | XAFC60GBCN1 |  | Voluntarily Certified | Single-split-system air condit | False | False | 56000 |  | 13.8 | 13.4 |  |  | False | 30 | 30 | 11.25 |  | Coil-Only System | False | Conventional | 07/10/2023 |  | 11/16/2023
Johnson Controls, Inc. | CHAMPION HEATING AND COOLING | TCF2B18S21 | TCF2B18S21 | XAFA24BBAN1 |  | Voluntarily Certified | Single-split-system air condit | False | False | 17800 |  | 14.75 | 13.4 |  |  | False | 30 | 30 | 12.5 |  | Coil-Only System | False | Conventional | 07/10/2023 |  | 11/16/2023
Johnson Controls, Inc. | Coleman | TCF2B18S21 | TCF2B18S21 | XAFA24BBAN1 |  | Voluntarily Certified | Single-split-system air condit | False | False | 17800 |  | 14.75 | 13.4 |  |  | False | 30 | 30 | 12.5 |  | Coil-Only System | False | Conventional | 07/10/2023 |  | 11/16/2023
Johnson Controls, Inc. | FRASER-JOHNSTON | TCF2B18S21 | TCF2B18S21 | XAFA24BBAN1 |  | Voluntarily Certified | Single-split-system air condit | False | False | 17800 |  | 14.75 | 13.4 |  |  | False | 30 | 30 | 12.5 |  | Coil-Only System | False | Conventional | 07/10/2023 |  | 11/16/2023
Johnson Controls, Inc. | Johnson Controls | TCF2B18S21 | TCF2B18S21 | XAFA24BBAN1 |  | Voluntarily Certified | Single-split-system air condit | False | False | 17800 |  | 14.75 |  |  |  | False | 30 |  | 12.5 |  | Coil-Only System | False | Conventional | 07/10/2023 |  | 11/16/2023
Johnson Controls, Inc. | Luxaire | TCF2B18S21 | TCF2B18S21 | XAFA24BBAN1 |  | Voluntarily Certified | Single-split-system air condit | False | False | 17800 |  | 14.75 | 13.4 |  |  | False | 30 | 30 | 12.5 |  | Coil-Only System | False | Conventional | 07/10/2023 |  | 11/16/2023
Johnson Controls, Inc. | CHAMPION HEATING AND COOLING | TCF2B24S21 | TCF2B24S21 | XAFA24BBAN1 |  | Voluntarily Certified | Single-split-system air condit | False | False | 23600 |  | 14.75 | 13.4 |  |  | False | 30 | 30 | 12.5 |  | Coil-Only System | False | Conventional | 07/10/2023 |  | 11/16/2023
Johnson Controls, Inc. | Coleman | TCF2B24S21 | TCF2B24S21 | XAFA24BBAN1 |  | Voluntarily Certified | Single-split-system air condit | False | False | 23600 |  | 14.75 | 13.4 |  |  | False | 30 | 30 | 12.5 |  | Coil-Only System | False | Conventional | 07/10/2023 |  | 11/16/2023
Johnson Controls, Inc. | FRASER-JOHNSTON | TCF2B24S21 | TCF2B24S21 | XAFA24BBAN1 |  | Voluntarily Certified | Single-split-system air condit | False | False | 23600 |  | 14.75 | 13.4 |  |  | False | 30 | 30 | 12.5 |  | Coil-Only System | False | Conventional | 07/10/2023 |  | 11/16/2023
Johnson Controls, Inc. | Johnson Controls | TCF2B24S21 | TCF2B24S21 | XAFA24BBAN1 |  | Voluntarily Certified | Single-split-system air condit | False | False | 23600 |  | 14.75 |  |  |  | False | 30 |  | 12.5 |  | Coil-Only System | False | Conventional | 07/10/2023 |  | 11/16/2023
Johnson Controls, Inc. | Luxaire | TCF2B24S21 | TCF2B24S21 | XAFA24BBAN1 |  | Voluntarily Certified | Single-split-system air condit | False | False | 23600 |  | 14.75 | 13.4 |  |  | False | 30 | 30 | 12.5 |  | Coil-Only System | False | Conventional | 07/10/2023 |  | 11/16/2023
Johnson Controls, Inc. | CHAMPION HEATING AND COOLING | TCF2B30S21 | TCF2B30S21 | XAFB36DBAN1 |  | Voluntarily Certified | Single-split-system air condit | False | False | 28600 |  | 14.75 | 13.4 |  |  | False | 30 | 30 | 12.5 |  | Coil-Only System | False | Conventional | 07/10/2023 |  | 11/16/2023
Johnson Controls, Inc. | Coleman | TCF2B30S21 | TCF2B30S21 | XAFB36DBAN1 |  | Voluntarily Certified | Single-split-system air condit | False | False | 28600 |  | 14.75 | 13.4 |  |  | False | 30 | 30 | 12.5 |  | Coil-Only System | False | Conventional | 07/10/2023 |  | 11/16/2023
Johnson Controls, Inc. | FRASER-JOHNSTON | TCF2B30S21 | TCF2B30S21 | XAFB36DBAN1 |  | Voluntarily Certified | Single-split-system air condit | False | False | 28600 |  | 14.75 | 13.4 |  |  | False | 30 | 30 | 12.5 |  | Coil-Only System | False | Conventional | 07/10/2023 |  | 11/16/2023
Johnson Controls, Inc. | Johnson Controls | TCF2B30S21 | TCF2B30S21 | XAFB36DBAN1 |  | Voluntarily Certified | Single-split-system air condit | False | False | 28600 |  | 14.75 |  |  |  | False | 30 |  | 12.5 |  | Coil-Only System | False | Conventional | 07/10/2023 |  | 11/16/2023
Johnson Controls, Inc. | Luxaire | TCF2B30S21 | TCF2B30S21 | XAFB36DBAN1 |  | Voluntarily Certified | Single-split-system air condit | False | False | 28600 |  | 14.75 | 13.4 |  |  | False | 30 | 30 | 12.5 |  | Coil-Only System | False | Conventional | 07/10/2023 |  | 11/16/2023
Johnson Controls, Inc. | CHAMPION HEATING AND COOLING | TCF2B36S21 | TCF2B36S21 | XAFC36DBCN1 |  | Voluntarily Certified | Single-split-system air condit | False | False | 35800 |  | 14.75 | 13.4 |  |  | False | 30 | 30 | 12.5 |  | Coil-Only System | False | Conventional | 07/10/2023 |  | 11/16/2023
Johnson Controls, Inc. | Coleman | TCF2B36S21 | TCF2B36S21 | XAFC36DBCN1 |  | Voluntarily Certified | Single-split-system air condit | False | False | 35800 |  | 14.75 | 13.4 |  |  | False | 30 | 30 | 12.5 |  | Coil-Only System | False | Conventional | 07/10/2023 |  | 11/16/2023
Johnson Controls, Inc. | FRASER-JOHNSTON | TCF2B36S21 | TCF2B36S21 | XAFC36DBCN1 |  | Voluntarily Certified | Single-split-system air condit | False | False | 35800 |  | 14.75 | 13.4 |  |  | False | 30 | 30 | 12.5 |  | Coil-Only System | False | Conventional | 07/10/2023 |  | 11/16/2023
Johnson Controls, Inc. | Johnson Controls | TCF2B36S21 | TCF2B36S21 | XAFC36DBCN1 |  | Voluntarily Certified | Single-split-system air condit | False | False | 35800 |  | 14.75 |  |  |  | False | 30 |  | 12.5 |  | Coil-Only System | False | Conventional | 07/10/2023 |  | 11/16/2023
Johnson Controls, Inc. | Luxaire | TCF2B36S21 | TCF2B36S21 | XAFC36DBCN1 |  | Voluntarily Certified | Single-split-system air condit | False | False | 35800 |  | 14.75 | 13.4 |  |  | False | 30 | 30 | 12.5 |  | Coil-Only System | False | Conventional | 07/10/2023 |  | 11/16/2023
Johnson Controls, Inc. | CHAMPION HEATING AND COOLING | TCF2B42T21 | TCF2B42T21 | XAFC48FBCN1 |  | Voluntarily Certified | Single-split-system air condit | False | False | 42000 |  | 14.5 | 13.4 |  |  | False | 30 | 30 | 12 |  | Coil-Only System | False | Conventional | 07/10/2023 |  | 11/16/2023
Johnson Controls, Inc. | Coleman | TCF2B42T21 | TCF2B42T21 | XAFC48FBCN1 |  | Voluntarily Certified | Single-split-system air condit | False | False | 42000 |  | 14.5 | 13.4 |  |  | False | 30 | 30 | 12 |  | Coil-Only System | False | Conventional | 07/10/2023 |  | 11/16/2023
Johnson Controls, Inc. | FRASER-JOHNSTON | TCF2B42T21 | TCF2B42T21 | XAFC48FBCN1 |  | Voluntarily Certified | Single-split-system air condit | False | False | 42000 |  | 14.5 | 13.4 |  |  | False | 30 | 30 | 12 |  | Coil-Only System | False | Conventional | 07/10/2023 |  | 11/16/2023
Johnson Controls, Inc. | Johnson Controls | TCF2B42T21 | TCF2B42T21 | XAFC48FBCN1 |  | Voluntarily Certified | Single-split-system air condit | False | False | 42000 |  | 14.5 |  |  |  | False | 30 |  | 12 |  | Coil-Only System | False | Conventional | 07/10/2023 |  | 11/16/2023
Johnson Controls, Inc. | Luxaire | TCF2B42T21 | TCF2B42T21 | XAFC48FBCN1 |  | Voluntarily Certified | Single-split-system air condit | False | False | 42000 |  | 14.5 | 13.4 |  |  | False | 30 | 30 | 12 |  | Coil-Only System | False | Conventional | 07/10/2023 |  | 11/16/2023
Johnson Controls, Inc. | CHAMPION HEATING AND COOLING | TCF2B48T21 | TCF2B48T21 | XAFC60GBCN1 |  | Voluntarily Certified | Single-split-system air condit | False | False | 47000 |  | 14.75 | 13.4 |  |  | False | 30 | 30 | 12 |  | Coil-Only System | False | Conventional | 07/10/2023 |  | 11/16/2023
Johnson Controls, Inc. | Coleman | TCF2B48T21 | TCF2B48T21 | XAFC60GBCN1 |  | Voluntarily Certified | Single-split-system air condit | False | False | 47000 |  | 14.75 | 13.4 |  |  | False | 30 | 30 | 12 |  | Coil-Only System | False | Conventional | 07/10/2023 |  | 11/16/2023
Johnson Controls, Inc. | FRASER-JOHNSTON | TCF2B48T21 | TCF2B48T21 | XAFC60GBCN1 |  | Voluntarily Certified | Single-split-system air condit | False | False | 47000 |  | 14.75 | 13.4 |  |  | False | 30 | 30 | 12 |  | Coil-Only System | False | Conventional | 07/10/2023 |  | 11/16/2023
Johnson Controls, Inc. | Johnson Controls | TCF2B48T21 | TCF2B48T21 | XAFC60GBCN1 |  | Voluntarily Certified | Single-split-system air condit | False | False | 47000 |  | 14.75 |  |  |  | False | 30 |  | 12 |  | Coil-Only System | False | Conventional | 07/10/2023 |  | 11/16/2023
Johnson Controls, Inc. | Luxaire | TCF2B48T21 | TCF2B48T21 | XAFC60GBCN1 |  | Voluntarily Certified | Single-split-system air condit | False | False | 47000 |  | 14.75 | 13.4 |  |  | False | 30 | 30 | 12 |  | Coil-Only System | False | Conventional | 07/10/2023 |  | 11/16/2023
Johnson Controls, Inc. | CHAMPION HEATING AND COOLING | TCF2B60T21 | TCF2B60T21 | XAFD60JBCN1 |  | Voluntarily Certified | Single-split-system air condit | False | False | 57000 |  | 14.75 | 13.4 |  |  | False | 30 | 30 | 12 |  | Coil-Only System | False | Conventional | 07/10/2023 |  | 11/16/2023
Johnson Controls, Inc. | Coleman | TCF2B60T21 | TCF2B60T21 | XAFD60JBCN1 |  | Voluntarily Certified | Single-split-system air condit | False | False | 57000 |  | 14.75 | 13.4 |  |  | False | 30 | 30 | 12 |  | Coil-Only System | False | Conventional | 07/10/2023 |  | 11/16/2023
Johnson Controls, Inc. | FRASER-JOHNSTON | TCF2B60T21 | TCF2B60T21 | XAFD60JBCN1 |  | Voluntarily Certified | Single-split-system air condit | False | False | 57000 |  | 14.75 | 13.4 |  |  | False | 30 | 30 | 12 |  | Coil-Only System | False | Conventional | 07/10/2023 |  | 11/16/2023
Johnson Controls, Inc. | Johnson Controls | TCF2B60T21 | TCF2B60T21 | XAFD60JBCN1 |  | Voluntarily Certified | Single-split-system air condit | False | False | 57000 |  | 14.75 |  |  |  | False | 30 |  | 12 |  | Coil-Only System | False | Conventional | 07/10/2023 |  | 11/16/2023
Johnson Controls, Inc. | Luxaire | TCF2B60T21 | TCF2B60T21 | XAFD60JBCN1 |  | Voluntarily Certified | Single-split-system air condit | False | False | 57000 |  | 14.75 | 13.4 |  |  | False | 30 | 30 | 12 |  | Coil-Only System | False | Conventional | 07/10/2023 |  | 11/16/2023
Johnson Controls, Inc. | York | YC2D18SB21 | YC2D18SB21 | XAFA18ABAN1 |  | Voluntarily Certified | Single-split-system air condit | False | False | 18000 |  | 13.4 | 13.4 |  |  | False | 30 | 30 | 11.25 |  | Coil-Only System | False | Conventional | 07/10/2023 |  | 11/16/2023
Johnson Controls, Inc. | York | YC2D24SB21 | YC2D24SB21 | XAFA24BBAN1 |  | Voluntarily Certified | Single-split-system air condit | False | False | 23800 |  | 13.4 | 13.4 |  |  | False | 30 | 30 | 11.25 |  | Coil-Only System | False | Conventional | 07/10/2023 |  | 11/16/2023
Johnson Controls, Inc. | York | YC2D30SB21 | YC2D30SB21 | XAFB30CBAN1 |  | Voluntarily Certified | Single-split-system air condit | False | False | 28800 |  | 13.4 | 13.4 |  |  | False | 30 | 30 | 11.25 |  | Coil-Only System | False | Conventional | 07/10/2023 |  | 11/16/2023
Johnson Controls, Inc. | York | YC2D36SB21 | YC2D36SB21 | XAFB36DBCN1 |  | Voluntarily Certified | Single-split-system air condit | False | False | 35400 |  | 13.4 | 13.4 |  |  | False | 30 | 30 | 11.25 |  | Coil-Only System | False | Conventional | 07/10/2023 |  | 11/16/2023
Johnson Controls, Inc. | York | YC2D42SB21 | YC2D42SB21 | XAFC42EBCN1 |  | Voluntarily Certified | Single-split-system air condit | False | False | 40000 |  | 13.4 | 13.4 |  |  | False | 30 | 30 | 11.25 |  | Coil-Only System | False | Conventional | 07/10/2023 |  | 11/16/2023
Johnson Controls, Inc. | York | YC2D48SB21 | YC2D48SB21 | XAFC48FBCN1 |  | Voluntarily Certified | Single-split-system air condit | False | False | 47000 |  | 13.4 | 13.4 |  |  | False | 30 | 30 | 11 |  | Coil-Only System | False | Conventional | 07/10/2023 |  | 11/16/2023
Johnson Controls, Inc. | York | YC2D60SB21 | YC2D60SB21 | XAFC60GBCN1 |  | Voluntarily Certified | Single-split-system air condit | False | False | 55500 |  | 13.4 | 13.4 |  |  | False | 30 | 30 | 11 |  | Coil-Only System | False | Conventional | 07/10/2023 |  | 11/16/2023
Johnson Controls, Inc. | York | YC2E18SB21 | YC2E18SB21 | XAFA24BBAN1 |  | Voluntarily Certified | Single-split-system air condit | False | False | 17600 |  | 14.3 | 13.4 |  |  | False | 30 | 30 | 11.75 |  | Coil-Only System | False | Conventional | 07/10/2023 |  | 11/16/2023
Johnson Controls, Inc. | York | YC2E24SB21 | YC2E24SB21 | XAFB24BBAN1 |  | Voluntarily Certified | Single-split-system air condit | False | False | 23200 |  | 14.3 | 13.4 |  |  | False | 30 | 30 | 11.75 |  | Coil-Only System | False | Conventional | 07/10/2023 |  | 11/16/2023
Johnson Controls, Inc. | York | YC2E30SB21 | YC2E30SB21 | XAFB30CBAN1 |  | Voluntarily Certified | Single-split-system air condit | False | False | 29000 |  | 14.3 | 13.4 |  |  | False | 30 | 30 | 11.75 |  | Coil-Only System | False | Conventional | 07/10/2023 |  | 11/16/2023
Johnson Controls, Inc. | York | YC2E36SB21 | YC2E36SB21 | XAFB36DBCN1 |  | Voluntarily Certified | Single-split-system air condit | False | False | 35000 |  | 14.3 | 13.4 |  |  | False | 30 | 30 | 11.75 |  | Coil-Only System | False | Conventional | 07/10/2023 |  | 11/16/2023
Johnson Controls, Inc. | York | YC2E42SB21 | YC2E42SB21 | XAFC42EBCN1 |  | Voluntarily Certified | Single-split-system air condit | False | False | 40000 |  | 14.3 | 13.4 |  |  | False | 30 | 30 | 11.75 |  | Coil-Only System | False | Conventional | 07/10/2023 |  | 11/16/2023
Johnson Controls, Inc. | York | YC2E48SB21 | YC2E48SB21 | XAFC48FBCN1 |  | Voluntarily Certified | Single-split-system air condit | False | False | 47000 |  | 13.8 | 13.4 |  |  | False | 30 | 30 | 11.25 |  | Coil-Only System | False | Conventional | 07/10/2023 |  | 11/16/2023
Johnson Controls, Inc. | York | YC2E60SB21 | YC2E60SB21 | XAFC60GBCN1 |  | Voluntarily Certified | Single-split-system air condit | False | False | 56000 |  | 13.8 | 13.4 |  |  | False | 30 | 30 | 11.25 |  | Coil-Only System | False | Conventional | 07/10/2023 |  | 11/16/2023
Johnson Controls, Inc. | York | YC2F18SB21 | YC2F18SB21 | XAFA24BBAN1 |  | Voluntarily Certified | Single-split-system air condit | False | False | 17800 |  | 14.75 | 13.4 |  |  | False | 30 | 30 | 12.5 |  | Coil-Only System | False | Conventional | 07/10/2023 |  | 11/16/2023
Johnson Controls, Inc. | York | YC2F24SB21 | YC2F24SB21 | XAFA24BBAN1 |  | Voluntarily Certified | Single-split-system air condit | False | False | 23600 |  | 14.75 | 13.4 |  |  | False | 30 | 30 | 12.5 |  | Coil-Only System | False | Conventional | 07/10/2023 |  | 11/16/2023
Johnson Controls, Inc. | York | YC2F30SB21 | YC2F30SB21 | XAFB36DBAN1 |  | Voluntarily Certified | Single-split-system air condit | False | False | 28600 |  | 14.75 | 13.4 |  |  | False | 30 | 30 | 12.5 |  | Coil-Only System | False | Conventional | 07/10/2023 |  | 11/16/2023
Johnson Controls, Inc. | York | YC2F36SB21 | YC2F36SB21 | XAFC36DBCN1 |  | Voluntarily Certified | Single-split-system air condit | False | False | 35800 |  | 14.75 | 13.4 |  |  | False | 30 | 30 | 12.5 |  | Coil-Only System | False | Conventional | 07/10/2023 |  | 11/16/2023
Johnson Controls, Inc. | York | YC2F42TB21 | YC2F42TB21 | XAFC48FBCN1 |  | Voluntarily Certified | Single-split-system air condit | False | False | 42000 |  | 14.5 | 13.4 |  |  | False | 30 | 30 | 12 |  | Coil-Only System | False | Conventional | 07/10/2023 |  | 11/16/2023
Johnson Controls, Inc. | York | YC2F48TB21 | YC2F48TB21 | XAFC60GBCN1 |  | Voluntarily Certified | Single-split-system air condit | False | False | 47000 |  | 14.75 | 13.4 |  |  | False | 30 | 30 | 12 |  | Coil-Only System | False | Conventional | 07/10/2023 |  | 11/16/2023
Johnson Controls, Inc. | York | YC2F60TB21 | YC2F60TB21 | XAFD60JBCN1 |  | Voluntarily Certified | Single-split-system air condit | False | False | 57000 |  | 14.75 | 13.4 |  |  | False | 30 | 30 | 12 |  | Coil-Only System | False | Conventional | 07/10/2023 |  | 11/16/2023
Johnson Controls, Inc. | York | YXT24B21 | YXT24B21 | XAFC48FBAN1 |  | Voluntarily Certified | Single-split-system air condit | False | False | 23400 |  | 14.75 | 13.4 |  |  | False | 30 | 30 | 12.5 |  | Coil-Only System | False | Conventional | 07/10/2023 |  | 11/16/2023
Johnson Controls, Inc. | York | YXT36B21 | YXT36B21 | XAFC60HBCN1 |  | Voluntarily Certified | Single-split-system air condit | False | False | 35200 |  | 14.5 | 13.4 |  |  | False | 30 | 30 | 12.5 |  | Coil-Only System | False | Conventional | 07/10/2023 |  | 11/16/2023
Johnson Controls, Inc. | York | YXT48B21 | YXT48B21 | XAFD60JBCN1 |  | Voluntarily Certified | Single-split-system air condit | False | False | 48000 |  | 14.75 | 13.4 |  |  | False | 30 | 30 | 12.25 |  | Coil-Only System | False | Conventional | 07/10/2023 |  | 11/16/2023
Johnson Controls, Inc. | York | YXT60B21 | YXT60B21 | XAFD60JBCN1 |  | Voluntarily Certified | Single-split-system air condit | False | False | 57000 |  | 14.3 | 13.4 |  |  | False | 30 | 30 | 11.75 |  | Coil-Only System | False | Conventional | 07/10/2023 |  | 11/16/2023
Johnson Controls, Inc. | York | YXV24B21 | YXV24B21 | JHVVB24DE1C2N1+CC |  | Voluntarily Certified | Single-split-system air condit | True | False | 23600 |  | 20 | 13.4 |  |  | False | 30 | 30 | 14 |  | Blower Coil System | True | Conventional | 07/10/2023 |  | 11/16/2023
Johnson Controls, Inc. | York | YXV36B21 | YXV36B21 | JHVVB36DE2C2N1+CC |  | Voluntarily Certified | Single-split-system air condit | True | False | 35800 |  | 19 | 13.4 |  |  | False | 30 | 30 | 13 |  | Blower Coil System | True | Conventional | 07/10/2023 |  | 11/16/2023
Johnson Controls, Inc. | York | YXV48B21 | YXV48B21 | JHVVC48HE3C2N1+CC |  | Voluntarily Certified | Single-split-system air condit | True | False | 45500 |  | 20 | 13.4 |  |  | False | 30 | 30 | 12.5 |  | Blower Coil System | True | Conventional | 07/10/2023 |  | 11/16/2023
Johnson Controls, Inc. | York | YXV60B21 | YXV60B21 | JHVVC60HE4C2N1+CC |  | Voluntarily Certified | Single-split-system air condit | True | False | 52000 |  | 20 | 13.4 |  |  | False | 30 | 30 | 12.5 |  | Blower Coil System | True | Conventional | 07/10/2023 |  | 11/16/2023
Johnson Controls, Inc. | CHAMPION HEATING AND COOLING | ZE036[H,J,K,L]***1*******3 | ZE036[H,J,K,L]***1*******3 |  |  | Voluntarily Certified | Single-package air conditioner | False | False | 35400 |  | 13.4 | 13.4 |  |  | True | 30 | 30 | 11.4 |  |  | False | Conventional | 07/10/2023 |  | 11/16/2023
Johnson Controls, Inc. | Coleman | ZE036[H,J,K,L]***1*******3 | ZE036[H,J,K,L]***1*******3 |  |  | Voluntarily Certified | Single-package air conditioner | False | False | 35400 |  | 13.4 | 13.4 |  |  | True | 30 | 30 | 11.4 |  |  | False | Conventional | 07/10/2023 |  | 11/16/2023
Johnson Controls, Inc. | FRASER-JOHNSTON | ZE036[H,J,K,L]***1*******3 | ZE036[H,J,K,L]***1*******3 |  |  | Voluntarily Certified | Single-package air conditioner | False | False | 35400 |  | 13.4 | 13.4 |  |  | True | 30 | 30 | 11.4 |  |  | False | Conventional | 07/10/2023 |  | 11/16/2023
Johnson Controls, Inc. | Johnson Controls | ZE036[H,J,K,L]***1*******3 | ZE036[H,J,K,L]***1*******3 |  |  | Voluntarily Certified | Single-package air conditioner | False | False | 35400 |  | 13.4 | 13.4 |  |  | True | 30 | 30 | 11.4 |  |  | False | Conventional | 07/10/2023 |  | 11/16/2023
Johnson Controls, Inc. | Luxaire | ZE036[H,J,K,L]***1*******3 | ZE036[H,J,K,L]***1*******3 |  |  | Voluntarily Certified | Single-package air conditioner | False | False | 35400 |  | 13.4 | 13.4 |  |  | True | 30 | 30 | 11.4 |  |  | False | Conventional | 07/10/2023 |  | 11/16/2023
Johnson Controls, Inc. | Tempmaster | ZE036[H,J,K,L]***1*******3 | ZE036[H,J,K,L]***1*******3 |  |  | Voluntarily Certified | Single-package air conditioner | False | False | 35400 |  | 13.4 | 13.4 |  |  | True | 30 | 30 | 11.4 |  |  | False | Conventional | 07/10/2023 |  | 11/16/2023
Johnson Controls, Inc. | York | ZE036[H,J,K,L]***1*******3 | ZE036[H,J,K,L]***1*******3 |  |  | Voluntarily Certified | Single-package air conditioner | False | False | 35400 |  | 13.4 | 13.4 |  |  | True | 30 | 30 | 11.4 |  |  | False | Conventional | 07/10/2023 |  | 11/16/2023
Johnson Controls, Inc. | CHAMPION HEATING AND COOLING | ZE036C***1*******3 | ZE036C***1*******3 |  |  | Voluntarily Certified | Single-package air conditioner | False | False | 35400 |  | 13.4 | 13.4 |  |  | True | 30 | 30 | 11.4 |  |  | False | Conventional | 07/10/2023 |  | 11/16/2023
Johnson Controls, Inc. | Coleman | ZE036C***1*******3 | ZE036C***1*******3 |  |  | Voluntarily Certified | Single-package air conditioner | False | False | 35400 |  | 13.4 | 13.4 |  |  | True | 30 | 30 | 11.4 |  |  | False | Conventional | 07/10/2023 |  | 11/16/2023
Johnson Controls, Inc. | FRASER-JOHNSTON | ZE036C***1*******3 | ZE036C***1*******3 |  |  | Voluntarily Certified | Single-package air conditioner | False | False | 35400 |  | 13.4 | 13.4 |  |  | True | 30 | 30 | 11.4 |  |  | False | Conventional | 07/10/2023 |  | 11/16/2023
Johnson Controls, Inc. | Johnson Controls | ZE036C***1*******3 | ZE036C***1*******3 |  |  | Voluntarily Certified | Single-package air conditioner | False | False | 35400 |  | 13.4 | 13.4 |  |  | True | 30 | 30 | 11.4 |  |  | False | Conventional | 07/10/2023 |  | 11/16/2023
Johnson Controls, Inc. | Luxaire | ZE036C***1*******3 | ZE036C***1*******3 |  |  | Voluntarily Certified | Single-package air conditioner | False | False | 35400 |  | 13.4 | 13.4 |  |  | True | 30 | 30 | 11.4 |  |  | False | Conventional | 07/10/2023 |  | 11/16/2023
Johnson Controls, Inc. | Tempmaster | ZE036C***1*******3 | ZE036C***1*******3 |  |  | Voluntarily Certified | Single-package air conditioner | False | False | 35400 |  | 13.4 | 13.4 |  |  | True | 30 | 30 | 11.4 |  |  | False | Conventional | 07/10/2023 |  | 11/16/2023
Johnson Controls, Inc. | York | ZE036C***1*******3 | ZE036C***1*******3 |  |  | Voluntarily Certified | Single-package air conditioner | False | False | 35400 |  | 13.4 | 13.4 |  |  | True | 30 | 30 | 11.4 |  |  | False | Conventional | 07/10/2023 |  | 11/16/2023
Johnson Controls, Inc. | CHAMPION HEATING AND COOLING | ZE036E***1*******3 | ZE036E***1*******3 |  |  | Voluntarily Certified | Single-package air conditioner | False | False | 35400 |  | 13.4 | 13.4 |  |  | True | 30 | 30 | 11.4 |  |  | False | Conventional | 07/10/2023 |  | 11/16/2023
Johnson Controls, Inc. | Coleman | ZE036E***1*******3 | ZE036E***1*******3 |  |  | Voluntarily Certified | Single-package air conditioner | False | False | 35400 |  | 13.4 | 13.4 |  |  | True | 30 | 30 | 11.4 |  |  | False | Conventional | 07/10/2023 |  | 11/16/2023
Johnson Controls, Inc. | FRASER-JOHNSTON | ZE036E***1*******3 | ZE036E***1*******3 |  |  | Voluntarily Certified | Single-package air conditioner | False | False | 35400 |  | 13.4 | 13.4 |  |  | True | 30 | 30 | 11.4 |  |  | False | Conventional | 07/10/2023 |  | 11/16/2023
Johnson Controls, Inc. | Johnson Controls | ZE036E***1*******3 | ZE036E***1*******3 |  |  | Voluntarily Certified | Single-package air conditioner | False | False | 35400 |  | 13.4 | 13.4 |  |  | True | 30 | 30 | 11.4 |  |  | False | Conventional | 07/10/2023 |  | 11/16/2023
Johnson Controls, Inc. | Luxaire | ZE036E***1*******3 | ZE036E***1*******3 |  |  | Voluntarily Certified | Single-package air conditioner | False | False | 35400 |  | 13.4 | 13.4 |  |  | True | 30 | 30 | 11.4 |  |  | False | Conventional | 07/10/2023 |  | 11/16/2023
Johnson Controls, Inc. | Tempmaster | ZE036E***1*******3 | ZE036E***1*******3 |  |  | Voluntarily Certified | Single-package air conditioner | False | False | 35400 |  | 13.4 | 13.4 |  |  | True | 30 | 30 | 11.4 |  |  | False | Conventional | 07/10/2023 |  | 11/16/2023
Johnson Controls, Inc. | York | ZE036E***1*******3 | ZE036E***1*******3 |  |  | Voluntarily Certified | Single-package air conditioner | False | False | 35400 |  | 13.4 | 13.4 |  |  | True | 30 | 30 | 11.4 |  |  | False | Conventional | 07/10/2023 |  | 11/16/2023
Johnson Controls, Inc. | CHAMPION HEATING AND COOLING | ZE048[H,J,K,L]***1*******3 | ZE048[H,J,K,L]***1*******3 |  |  | Voluntarily Certified | Single-package air conditioner | False | False | 47000 |  | 13.4 | 13.4 |  |  | True | 30 | 30 | 11.2 |  |  | False | Conventional | 07/10/2023 |  | 11/16/2023
Johnson Controls, Inc. | Coleman | ZE048[H,J,K,L]***1*******3 | ZE048[H,J,K,L]***1*******3 |  |  | Voluntarily Certified | Single-package air conditioner | False | False | 47000 |  | 13.4 | 13.4 |  |  | True | 30 | 30 | 11.2 |  |  | False | Conventional | 07/10/2023 |  | 11/16/2023
Johnson Controls, Inc. | FRASER-JOHNSTON | ZE048[H,J,K,L]***1*******3 | ZE048[H,J,K,L]***1*******3 |  |  | Voluntarily Certified | Single-package air conditioner | False | False | 47000 |  | 13.4 | 13.4 |  |  | True | 30 | 30 | 11.2 |  |  | False | Conventional | 07/10/2023 |  | 11/16/2023
Johnson Controls, Inc. | Johnson Controls | ZE048[H,J,K,L]***1*******3 | ZE048[H,J,K,L]***1*******3 |  |  | Voluntarily Certified | Single-package air conditioner | False | False | 47000 |  | 13.4 | 13.4 |  |  | True | 30 | 30 | 11.2 |  |  | False | Conventional | 07/10/2023 |  | 11/16/2023
Johnson Controls, Inc. | Luxaire | ZE048[H,J,K,L]***1*******3 | ZE048[H,J,K,L]***1*******3 |  |  | Voluntarily Certified | Single-package air conditioner | False | False | 47000 |  | 13.4 | 13.4 |  |  | True | 30 | 30 | 11.2 |  |  | False | Conventional | 07/10/2023 |  | 11/16/2023
Johnson Controls, Inc. | Tempmaster | ZE048[H,J,K,L]***1*******3 | ZE048[H,J,K,L]***1*******3 |  |  | Voluntarily Certified | Single-package air conditioner | False | False | 47000 |  | 13.4 | 13.4 |  |  | True | 30 | 30 | 11.2 |  |  | False | Conventional | 07/10/2023 |  | 11/16/2023
Johnson Controls, Inc. | York | ZE048[H,J,K,L]***1*******3 | ZE048[H,J,K,L]***1*******3 |  |  | Voluntarily Certified | Single-package air conditioner | False | False | 47000 |  | 13.4 | 13.4 |  |  | True | 30 | 30 | 11.2 |  |  | False | Conventional | 07/10/2023 |  | 11/16/2023
Johnson Controls, Inc. | CHAMPION HEATING AND COOLING | ZE048C***1*******3 | ZE048C***1*******3 |  |  | Voluntarily Certified | Single-package air conditioner | False | False | 47000 |  | 13.4 | 13.4 |  |  | True | 30 | 30 | 11.2 |  |  | False | Conventional | 07/10/2023 |  | 11/16/2023
Johnson Controls, Inc. | Coleman | ZE048C***1*******3 | ZE048C***1*******3 |  |  | Voluntarily Certified | Single-package air conditioner | False | False | 47000 |  | 13.4 | 13.4 |  |  | True | 30 | 30 | 11.2 |  |  | False | Conventional | 07/10/2023 |  | 11/16/2023
Johnson Controls, Inc. | FRASER-JOHNSTON | ZE048C***1*******3 | ZE048C***1*******3 |  |  | Voluntarily Certified | Single-package air conditioner | False | False | 47000 |  | 13.4 | 13.4 |  |  | True | 30 | 30 | 11.2 |  |  | False | Conventional | 07/10/2023 |  | 11/16/2023
Johnson Controls, Inc. | Johnson Controls | ZE048C***1*******3 | ZE048C***1*******3 |  |  | Voluntarily Certified | Single-package air conditioner | False | False | 47000 |  | 13.4 | 13.4 |  |  | True | 30 | 30 | 11.2 |  |  | False | Conventional | 07/10/2023 |  | 11/16/2023
Johnson Controls, Inc. | Luxaire | ZE048C***1*******3 | ZE048C***1*******3 |  |  | Voluntarily Certified | Single-package air conditioner | False | False | 47000 |  | 13.4 | 13.4 |  |  | True | 30 | 30 | 11.2 |  |  | False | Conventional | 07/10/2023 |  | 11/16/2023
Johnson Controls, Inc. | Tempmaster | ZE048C***1*******3 | ZE048C***1*******3 |  |  | Voluntarily Certified | Single-package air conditioner | False | False | 47000 |  | 13.4 | 13.4 |  |  | True | 30 | 30 | 11.2 |  |  | False | Conventional | 07/10/2023 |  | 11/16/2023
Johnson Controls, Inc. | York | ZE048C***1*******3 | ZE048C***1*******3 |  |  | Voluntarily Certified | Single-package air conditioner | False | False | 47000 |  | 13.4 | 13.4 |  |  | True | 30 | 30 | 11.2 |  |  | False | Conventional | 07/10/2023 |  | 11/16/2023
Johnson Controls, Inc. | CHAMPION HEATING AND COOLING | ZE048E***1*******3 | ZE048E***1*******3 |  |  | Voluntarily Certified | Single-package air conditioner | False | False | 47000 |  | 13.4 | 13.4 |  |  | True | 30 | 30 | 11.2 |  |  | False | Conventional | 07/10/2023 |  | 11/16/2023
Johnson Controls, Inc. | Coleman | ZE048E***1*******3 | ZE048E***1*******3 |  |  | Voluntarily Certified | Single-package air conditioner | False | False | 47000 |  | 13.4 | 13.4 |  |  | True | 30 | 30 | 11.2 |  |  | False | Conventional | 07/10/2023 |  | 11/16/2023
Johnson Controls, Inc. | FRASER-JOHNSTON | ZE048E***1*******3 | ZE048E***1*******3 |  |  | Voluntarily Certified | Single-package air conditioner | False | False | 47000 |  | 13.4 | 13.4 |  |  | True | 30 | 30 | 11.2 |  |  | False | Conventional | 07/10/2023 |  | 11/16/2023
Johnson Controls, Inc. | Johnson Controls | ZE048E***1*******3 | ZE048E***1*******3 |  |  | Voluntarily Certified | Single-package air conditioner | False | False | 47000 |  | 13.4 | 13.4 |  |  | True | 30 | 30 | 11.2 |  |  | False | Conventional | 07/10/2023 |  | 11/16/2023
Johnson Controls, Inc. | Luxaire | ZE048E***1*******3 | ZE048E***1*******3 |  |  | Voluntarily Certified | Single-package air conditioner | False | False | 47000 |  | 13.4 | 13.4 |  |  | True | 30 | 30 | 11.2 |  |  | False | Conventional | 07/10/2023 |  | 11/16/2023
Johnson Controls, Inc. | Tempmaster | ZE048E***1*******3 | ZE048E***1*******3 |  |  | Voluntarily Certified | Single-package air conditioner | False | False | 47000 |  | 13.4 | 13.4 |  |  | True | 30 | 30 | 11.2 |  |  | False | Conventional | 07/10/2023 |  | 11/16/2023
Johnson Controls, Inc. | York | ZE048E***1*******3 | ZE048E***1*******3 |  |  | Voluntarily Certified | Single-package air conditioner | False | False | 47000 |  | 13.4 | 13.4 |  |  | True | 30 | 30 | 11.2 |  |  | False | Conventional | 07/10/2023 |  | 11/16/2023
Johnson Controls, Inc. | CHAMPION HEATING AND COOLING | ZLE04A1*1********3 | ZLE04A1*1********3 |  |  | Voluntarily Certified | Single-package air conditioner | False | False | 34800 |  | 16 | 13.4 |  |  | True | 30 | 30 | 12.2 |  |  | False | Conventional | 07/10/2023 |  | 11/16/2023
Johnson Controls, Inc. | Coleman | ZLE04A1*1********3 | ZLE04A1*1********3 |  |  | Voluntarily Certified | Single-package air conditioner | False | False | 34800 |  | 16 | 13.4 |  |  | True | 30 | 30 | 12.2 |  |  | False | Conventional | 07/10/2023 |  | 11/16/2023
Johnson Controls, Inc. | FRASER-JOHNSTON | ZLE04A1*1********3 | ZLE04A1*1********3 |  |  | Voluntarily Certified | Single-package air conditioner | False | False | 34800 |  | 16 | 13.4 |  |  | True | 30 | 30 | 12.2 |  |  | False | Conventional | 07/10/2023 |  | 11/16/2023
Johnson Controls, Inc. | Johnson Controls | ZLE04A1*1********3 | ZLE04A1*1********3 |  |  | Voluntarily Certified | Single-package air conditioner | False | False | 34800 |  | 16 | 13.4 |  |  | True | 30 | 30 | 12.2 |  |  | False | Conventional | 07/10/2023 |  | 11/16/2023
Johnson Controls, Inc. | Luxaire | ZLE04A1*1********3 | ZLE04A1*1********3 |  |  | Voluntarily Certified | Single-package air conditioner | False | False | 34800 |  | 16 | 13.4 |  |  | True | 30 | 30 | 12.2 |  |  | False | Conventional | 07/10/2023 |  | 11/16/2023
Johnson Controls, Inc. | Tempmaster | ZLE04A1*1********3 | ZLE04A1*1********3 |  |  | Voluntarily Certified | Single-package air conditioner | False | False | 34800 |  | 16 | 13.4 |  |  | True | 30 | 30 | 12.2 |  |  | False | Conventional | 07/10/2023 |  | 11/16/2023
Johnson Controls, Inc. | York | ZLE04A1*1********3 | ZLE04A1*1********3 |  |  | Voluntarily Certified | Single-package air conditioner | False | False | 34800 |  | 16 | 13.4 |  |  | True | 30 | 30 | 12.2 |  |  | False | Conventional | 07/10/2023 |  | 11/16/2023
Johnson Controls, Inc. | CHAMPION HEATING AND COOLING | ZLE04A1*3********3 | ZLE04A1*3********3 |  |  | Voluntarily Certified | Single-package air conditioner | False | False | 34200 |  | 14 | 13.4 |  |  | True | 30 | 30 | 11.2 |  |  | False | Conventional | 07/10/2023 |  | 11/16/2023
Johnson Controls, Inc. | Coleman | ZLE04A1*3********3 | ZLE04A1*3********3 |  |  | Voluntarily Certified | Single-package air conditioner | False | False | 34200 |  | 14 | 13.4 |  |  | True | 30 | 30 | 11.2 |  |  | False | Conventional | 07/10/2023 |  | 11/16/2023
Johnson Controls, Inc. | FRASER-JOHNSTON | ZLE04A1*3********3 | ZLE04A1*3********3 |  |  | Voluntarily Certified | Single-package air conditioner | False | False | 34200 |  | 14 | 13.4 |  |  | True | 30 | 30 | 11.2 |  |  | False | Conventional | 07/10/2023 |  | 11/16/2023
Johnson Controls, Inc. | Johnson Controls | ZLE04A1*3********3 | ZLE04A1*3********3 |  |  | Voluntarily Certified | Single-package air conditioner | False | False | 34200 |  | 14 | 13.4 |  |  | True | 30 | 30 | 11.2 |  |  | False | Conventional | 07/10/2023 |  | 11/16/2023
Johnson Controls, Inc. | Luxaire | ZLE04A1*3********3 | ZLE04A1*3********3 |  |  | Voluntarily Certified | Single-package air conditioner | False | False | 34200 |  | 14 | 13.4 |  |  | True | 30 | 30 | 11.2 |  |  | False | Conventional | 07/10/2023 |  | 11/16/2023
Johnson Controls, Inc. | Tempmaster | ZLE04A1*3********3 | ZLE04A1*3********3 |  |  | Voluntarily Certified | Single-package air conditioner | False | False | 34200 |  | 14 | 13.4 |  |  | True | 30 | 30 | 11.2 |  |  | False | Conventional | 07/10/2023 |  | 11/16/2023
Johnson Controls, Inc. | York | ZLE04A1*3********3 | ZLE04A1*3********3 |  |  | Voluntarily Certified | Single-package air conditioner | False | False | 34200 |  | 14 | 13.4 |  |  | True | 30 | 30 | 11.2 |  |  | False | Conventional | 07/10/2023 |  | 11/16/2023
Johnson Controls, Inc. | CHAMPION HEATING AND COOLING | ZLG04*1*1********3 | ZLG04*1*1********3 |  |  | Voluntarily Certified | Single-package air conditioner | False | False | 34800 |  | 16 | 13.4 |  |  | True | 30 | 30 | 12.2 |  |  | False | Conventional | 07/10/2023 |  | 11/16/2023
Johnson Controls, Inc. | Coleman | ZLG04*1*1********3 | ZLG04*1*1********3 |  |  | Voluntarily Certified | Single-package air conditioner | False | False | 34800 |  | 16 | 13.4 |  |  | True | 30 | 30 | 12.2 |  |  | False | Conventional | 07/10/2023 |  | 11/16/2023
Johnson Controls, Inc. | FRASER-JOHNSTON | ZLG04*1*1********3 | ZLG04*1*1********3 |  |  | Voluntarily Certified | Single-package air conditioner | False | False | 34800 |  | 16 | 13.4 |  |  | True | 30 | 30 | 12.2 |  |  | False | Conventional | 07/10/2023 |  | 11/16/2023
Johnson Controls, Inc. | Johnson Controls | ZLG04*1*1********3 | ZLG04*1*1********3 |  |  | Voluntarily Certified | Single-package air conditioner | False | False | 34800 |  | 16 | 13.4 |  |  | True | 30 | 30 | 12.2 |  |  | False | Conventional | 07/10/2023 |  | 11/16/2023
Johnson Controls, Inc. | Luxaire | ZLG04*1*1********3 | ZLG04*1*1********3 |  |  | Voluntarily Certified | Single-package air conditioner | False | False | 34800 |  | 16 | 13.4 |  |  | True | 30 | 30 | 12.2 |  |  | False | Conventional | 07/10/2023 |  | 11/16/2023
Johnson Controls, Inc. | Tempmaster | ZLG04*1*1********3 | ZLG04*1*1********3 |  |  | Voluntarily Certified | Single-package air conditioner | False | False | 34800 |  | 16 | 13.4 |  |  | True | 30 | 30 | 12.2 |  |  | False | Conventional | 07/10/2023 |  | 11/16/2023
Johnson Controls, Inc. | York | ZLG04*1*1********3 | ZLG04*1*1********3 |  |  | Voluntarily Certified | Single-package air conditioner | False | False | 34800 |  | 16 | 13.4 |  |  | True | 30 | 30 | 12.2 |  |  | False | Conventional | 07/10/2023 |  | 11/16/2023
Johnson Controls, Inc. | CHAMPION HEATING AND COOLING | ZLG04*1*3********3 | ZLG04*1*3********3 |  |  | Voluntarily Certified | Single-package air conditioner | False | False | 34200 |  | 14 | 13.4 |  |  | True | 30 | 30 | 11.2 |  |  | False | Conventional | 07/10/2023 |  | 11/16/2023
Johnson Controls, Inc. | Coleman | ZLG04*1*3********3 | ZLG04*1*3********3 |  |  | Voluntarily Certified | Single-package air conditioner | False | False | 34200 |  | 14 | 13.4 |  |  | True | 30 | 30 | 11.2 |  |  | False | Conventional | 07/10/2023 |  | 11/16/2023
Johnson Controls, Inc. | FRASER-JOHNSTON | ZLG04*1*3********3 | ZLG04*1*3********3 |  |  | Voluntarily Certified | Single-package air conditioner | False | False | 34200 |  | 14 | 13.4 |  |  | True | 30 | 30 | 11.2 |  |  | False | Conventional | 07/10/2023 |  | 11/16/2023
Johnson Controls, Inc. | Johnson Controls | ZLG04*1*3********3 | ZLG04*1*3********3 |  |  | Voluntarily Certified | Single-package air conditioner | False | False | 34200 |  | 14 | 13.4 |  |  | True | 30 | 30 | 11.2 |  |  | False | Conventional | 07/10/2023 |  | 11/16/2023
Johnson Controls, Inc. | Luxaire | ZLG04*1*3********3 | ZLG04*1*3********3 |  |  | Voluntarily Certified | Single-package air conditioner | False | False | 34200 |  | 14 | 13.4 |  |  | True | 30 | 30 | 11.2 |  |  | False | Conventional | 07/10/2023 |  | 11/16/2023
Johnson Controls, Inc. | Tempmaster | ZLG04*1*3********3 | ZLG04*1*3********3 |  |  | Voluntarily Certified | Single-package air conditioner | False | False | 34200 |  | 14 | 13.4 |  |  | True | 30 | 30 | 11.2 |  |  | False | Conventional | 07/10/2023 |  | 11/16/2023
Johnson Controls, Inc. | York | ZLG04*1*3********3 | ZLG04*1*3********3 |  |  | Voluntarily Certified | Single-package air conditioner | False | False | 34200 |  | 14 | 13.4 |  |  | True | 30 | 30 | 11.2 |  |  | False | Conventional | 07/10/2023 |  | 11/16/2023
Johnson Controls, Inc. | CHAMPION HEATING AND COOLING | ZQE04A1**********4 | ZQE04A1**********4 |  |  | Voluntarily Certified | Single-package air conditioner | False | False | 34600 |  | 13.4 | 13.4 |  |  | True | 30 | 30 | 11.7 |  |  | False | Conventional | 07/10/2023 |  | 11/16/2023
Johnson Controls, Inc. | Coleman | ZQE04A1**********4 | ZQE04A1**********4 |  |  | Voluntarily Certified | Single-package air conditioner | False | False | 34600 |  | 13.4 | 13.4 |  |  | True | 30 | 30 | 11.7 |  |  | False | Conventional | 07/10/2023 |  | 11/16/2023
Johnson Controls, Inc. | FRASER-JOHNSTON | ZQE04A1**********4 | ZQE04A1**********4 |  |  | Voluntarily Certified | Single-package air conditioner | False | False | 34600 |  | 13.4 | 13.4 |  |  | True | 30 | 30 | 11.7 |  |  | False | Conventional | 07/10/2023 |  | 11/16/2023
Johnson Controls, Inc. | Johnson Controls | ZQE04A1**********4 | ZQE04A1**********4 |  |  | Voluntarily Certified | Single-package air conditioner | False | False | 34600 |  | 13.4 | 13.4 |  |  | True | 30 | 30 | 11.7 |  |  | False | Conventional | 07/10/2023 |  | 11/16/2023
Johnson Controls, Inc. | Luxaire | ZQE04A1**********4 | ZQE04A1**********4 |  |  | Voluntarily Certified | Single-package air conditioner | False | False | 34600 |  | 13.4 | 13.4 |  |  | True | 30 | 30 | 11.7 |  |  | False | Conventional | 07/10/2023 |  | 11/16/2023
Johnson Controls, Inc. | Tempmaster | ZQE04A1**********4 | ZQE04A1**********4 |  |  | Voluntarily Certified | Single-package air conditioner | False | False | 34600 |  | 13.4 | 13.4 |  |  | True | 30 | 30 | 11.7 |  |  | False | Conventional | 07/10/2023 |  | 11/16/2023
Johnson Controls, Inc. | York | ZQE04A1**********4 | ZQE04A1**********4 |  |  | Voluntarily Certified | Single-package air conditioner | False | False | 34600 |  | 13.4 | 13.4 |  |  | True | 30 | 30 | 11.7 |  |  | False | Conventional | 07/10/2023 |  | 11/16/2023
Johnson Controls, Inc. | CHAMPION HEATING AND COOLING | ZQE05A1**********4 | ZQE05A1**********4 |  |  | Voluntarily Certified | Single-package air conditioner | False | False | 47000 |  | 13.4 | 13.4 |  |  | True | 30 | 30 | 11.3 |  |  | False | Conventional | 07/10/2023 |  | 11/16/2023
Johnson Controls, Inc. | Coleman | ZQE05A1**********4 | ZQE05A1**********4 |  |  | Voluntarily Certified | Single-package air conditioner | False | False | 47000 |  | 13.4 | 13.4 |  |  | True | 30 | 30 | 11.3 |  |  | False | Conventional | 07/10/2023 |  | 11/16/2023
Johnson Controls, Inc. | FRASER-JOHNSTON | ZQE05A1**********4 | ZQE05A1**********4 |  |  | Voluntarily Certified | Single-package air conditioner | False | False | 47000 |  | 13.4 | 13.4 |  |  | True | 30 | 30 | 11.3 |  |  | False | Conventional | 07/10/2023 |  | 11/16/2023
Johnson Controls, Inc. | Johnson Controls | ZQE05A1**********4 | ZQE05A1**********4 |  |  | Voluntarily Certified | Single-package air conditioner | False | False | 47000 |  | 13.4 | 13.4 |  |  | True | 30 | 30 | 11.3 |  |  | False | Conventional | 07/10/2023 |  | 11/16/2023
Johnson Controls, Inc. | Luxaire | ZQE05A1**********4 | ZQE05A1**********4 |  |  | Voluntarily Certified | Single-package air conditioner | False | False | 47000 |  | 13.4 | 13.4 |  |  | True | 30 | 30 | 11.3 |  |  | False | Conventional | 07/10/2023 |  | 11/16/2023
Johnson Controls, Inc. | Tempmaster | ZQE05A1**********4 | ZQE05A1**********4 |  |  | Voluntarily Certified | Single-package air conditioner | False | False | 47000 |  | 13.4 | 13.4 |  |  | True | 30 | 30 | 11.3 |  |  | False | Conventional | 07/10/2023 |  | 11/16/2023
Johnson Controls, Inc. | York | ZQE05A1**********4 | ZQE05A1**********4 |  |  | Voluntarily Certified | Single-package air conditioner | False | False | 47000 |  | 13.4 | 13.4 |  |  | True | 30 | 30 | 11.3 |  |  | False | Conventional | 07/10/2023 |  | 11/16/2023
Johnson Controls, Inc. | CHAMPION HEATING AND COOLING | ZQE06A1**********5 | ZQE06A1**********5 |  |  | Voluntarily Certified | Single-package air conditioner | False | False | 58000 |  | 13.4 | 13.4 |  |  | True | 30 | 30 | 11.5 |  |  | False | Conventional | 07/10/2023 |  | 11/16/2023
Johnson Controls, Inc. | Coleman | ZQE06A1**********5 | ZQE06A1**********5 |  |  | Voluntarily Certified | Single-package air conditioner | False | False | 58000 |  | 13.4 | 13.4 |  |  | True | 30 | 30 | 11.5 |  |  | False | Conventional | 07/10/2023 |  | 11/16/2023
Johnson Controls, Inc. | FRASER-JOHNSTON | ZQE06A1**********5 | ZQE06A1**********5 |  |  | Voluntarily Certified | Single-package air conditioner | False | False | 58000 |  | 13.4 | 13.4 |  |  | True | 30 | 30 | 11.5 |  |  | False | Conventional | 07/10/2023 |  | 11/16/2023
Johnson Controls, Inc. | Johnson Controls | ZQE06A1**********5 | ZQE06A1**********5 |  |  | Voluntarily Certified | Single-package air conditioner | False | False | 58000 |  | 13.4 | 13.4 |  |  | True | 30 | 30 | 11.5 |  |  | False | Conventional | 07/10/2023 |  | 11/16/2023
Johnson Controls, Inc. | Luxaire | ZQE06A1**********5 | ZQE06A1**********5 |  |  | Voluntarily Certified | Single-package air conditioner | False | False | 58000 |  | 13.4 | 13.4 |  |  | True | 30 | 30 | 11.5 |  |  | False | Conventional | 07/10/2023 |  | 11/16/2023
Johnson Controls, Inc. | Tempmaster | ZQE06A1**********5 | ZQE06A1**********5 |  |  | Voluntarily Certified | Single-package air conditioner | False | False | 58000 |  | 13.4 | 13.4 |  |  | True | 30 | 30 | 11.5 |  |  | False | Conventional | 07/10/2023 |  | 11/16/2023
Johnson Controls, Inc. | York | ZQE06A1**********5 | ZQE06A1**********5 |  |  | Voluntarily Certified | Single-package air conditioner | False | False | 58000 |  | 13.4 | 13.4 |  |  | True | 30 | 30 | 11.5 |  |  | False | Conventional | 07/10/2023 |  | 11/16/2023
Johnson Controls, Inc. | CHAMPION HEATING AND COOLING | ZQG04*1**********4 | ZQG04*1**********4 |  |  | Voluntarily Certified | Single-package air conditioner | False | False | 34600 |  | 13.4 | 13.4 |  |  | True | 30 | 30 | 11.7 |  |  | False | Conventional | 07/10/2023 |  | 11/16/2023
Johnson Controls, Inc. | Coleman | ZQG04*1**********4 | ZQG04*1**********4 |  |  | Voluntarily Certified | Single-package air conditioner | False | False | 34600 |  | 13.4 | 13.4 |  |  | True | 30 | 30 | 11.7 |  |  | False | Conventional | 07/10/2023 |  | 11/16/2023
Johnson Controls, Inc. | FRASER-JOHNSTON | ZQG04*1**********4 | ZQG04*1**********4 |  |  | Voluntarily Certified | Single-package air conditioner | False | False | 34600 |  | 13.4 | 13.4 |  |  | True | 30 | 30 | 11.7 |  |  | False | Conventional | 07/10/2023 |  | 11/16/2023
Johnson Controls, Inc. | Johnson Controls | ZQG04*1**********4 | ZQG04*1**********4 |  |  | Voluntarily Certified | Single-package air conditioner | False | False | 34600 |  | 13.4 | 13.4 |  |  | True | 30 | 30 | 11.7 |  |  | False | Conventional | 07/10/2023 |  | 11/16/2023
Johnson Controls, Inc. | Luxaire | ZQG04*1**********4 | ZQG04*1**********4 |  |  | Voluntarily Certified | Single-package air conditioner | False | False | 34600 |  | 13.4 | 13.4 |  |  | True | 30 | 30 | 11.7 |  |  | False | Conventional | 07/10/2023 |  | 11/16/2023
Johnson Controls, Inc. | Tempmaster | ZQG04*1**********4 | ZQG04*1**********4 |  |  | Voluntarily Certified | Single-package air conditioner | False | False | 34600 |  | 13.4 | 13.4 |  |  | True | 30 | 30 | 11.7 |  |  | False | Conventional | 07/10/2023 |  | 11/16/2023
Johnson Controls, Inc. | York | ZQG04*1**********4 | ZQG04*1**********4 |  |  | Voluntarily Certified | Single-package air conditioner | False | False | 34600 |  | 13.4 | 13.4 |  |  | True | 30 | 30 | 11.7 |  |  | False | Conventional | 07/10/2023 |  | 11/16/2023
Johnson Controls, Inc. | CHAMPION HEATING AND COOLING | ZQG05*1**********4 | ZQG05*1**********4 |  |  | Voluntarily Certified | Single-package air conditioner | False | False | 47000 |  | 13.4 | 13.4 |  |  | True | 30 | 30 | 11.3 |  |  | False | Conventional | 07/10/2023 |  | 11/16/2023
Johnson Controls, Inc. | Coleman | ZQG05*1**********4 | ZQG05*1**********4 |  |  | Voluntarily Certified | Single-package air conditioner | False | False | 47000 |  | 13.4 | 13.4 |  |  | True | 30 | 30 | 11.3 |  |  | False | Conventional | 07/10/2023 |  | 11/16/2023
Johnson Controls, Inc. | FRASER-JOHNSTON | ZQG05*1**********4 | ZQG05*1**********4 |  |  | Voluntarily Certified | Single-package air conditioner | False | False | 47000 |  | 13.4 | 13.4 |  |  | True | 30 | 30 | 11.3 |  |  | False | Conventional | 07/10/2023 |  | 11/16/2023
Johnson Controls, Inc. | Johnson Controls | ZQG05*1**********4 | ZQG05*1**********4 |  |  | Voluntarily Certified | Single-package air conditioner | False | False | 47000 |  | 13.4 | 13.4 |  |  | True | 30 | 30 | 11.3 |  |  | False | Conventional | 07/10/2023 |  | 11/16/2023
Johnson Controls, Inc. | Luxaire | ZQG05*1**********4 | ZQG05*1**********4 |  |  | Voluntarily Certified | Single-package air conditioner | False | False | 47000 |  | 13.4 | 13.4 |  |  | True | 30 | 30 | 11.3 |  |  | False | Conventional | 07/10/2023 |  | 11/16/2023
Johnson Controls, Inc. | Tempmaster | ZQG05*1**********4 | ZQG05*1**********4 |  |  | Voluntarily Certified | Single-package air conditioner | False | False | 47000 |  | 13.4 | 13.4 |  |  | True | 30 | 30 | 11.3 |  |  | False | Conventional | 07/10/2023 |  | 11/16/2023
Johnson Controls, Inc. | York | ZQG05*1**********4 | ZQG05*1**********4 |  |  | Voluntarily Certified | Single-package air conditioner | False | False | 47000 |  | 13.4 | 13.4 |  |  | True | 30 | 30 | 11.3 |  |  | False | Conventional | 07/10/2023 |  | 11/16/2023
Johnson Controls, Inc. | CHAMPION HEATING AND COOLING | ZQG06*1**********5 | ZQG06*1**********5 |  |  | Voluntarily Certified | Single-package air conditioner | False | False | 58000 |  | 13.4 | 13.4 |  |  | True | 30 | 30 | 11.5 |  |  | False | Conventional | 07/10/2023 |  | 11/16/2023
Johnson Controls, Inc. | Coleman | ZQG06*1**********5 | ZQG06*1**********5 |  |  | Voluntarily Certified | Single-package air conditioner | False | False | 58000 |  | 13.4 | 13.4 |  |  | True | 30 | 30 | 11.5 |  |  | False | Conventional | 07/10/2023 |  | 11/16/2023
Johnson Controls, Inc. | FRASER-JOHNSTON | ZQG06*1**********5 | ZQG06*1**********5 |  |  | Voluntarily Certified | Single-package air conditioner | False | False | 58000 |  | 13.4 | 13.4 |  |  | True | 30 | 30 | 11.5 |  |  | False | Conventional | 07/10/2023 |  | 11/16/2023
Johnson Controls, Inc. | Johnson Controls | ZQG06*1**********5 | ZQG06*1**********5 |  |  | Voluntarily Certified | Single-package air conditioner | False | False | 58000 |  | 13.4 | 13.4 |  |  | True | 30 | 30 | 11.5 |  |  | False | Conventional | 07/10/2023 |  | 11/16/2023
Johnson Controls, Inc. | Luxaire | ZQG06*1**********5 | ZQG06*1**********5 |  |  | Voluntarily Certified | Single-package air conditioner | False | False | 58000 |  | 13.4 | 13.4 |  |  | True | 30 | 30 | 11.5 |  |  | False | Conventional | 07/10/2023 |  | 11/16/2023
Johnson Controls, Inc. | Tempmaster | ZQG06*1**********5 | ZQG06*1**********5 |  |  | Voluntarily Certified | Single-package air conditioner | False | False | 58000 |  | 13.4 | 13.4 |  |  | True | 30 | 30 | 11.5 |  |  | False | Conventional | 07/10/2023 |  | 11/16/2023
Johnson Controls, Inc. | York | ZQG06*1**********5 | ZQG06*1**********5 |  |  | Voluntarily Certified | Single-package air conditioner | False | False | 58000 |  | 13.4 | 13.4 |  |  | True | 30 | 30 | 11.5 |  |  | False | Conventional | 07/10/2023 |  | 11/16/2023
Johnson Controls, Inc. | CHAMPION HEATING AND COOLING | ZYE04A1**********4 | ZYE04A1**********4 |  |  | Voluntarily Certified | Single-package air conditioner | False | False | 36000 |  | 14.5 | 13.4 |  |  | True | 30 | 30 | 12 |  |  | False | Conventional | 07/10/2023 |  | 11/16/2023
Johnson Controls, Inc. | Coleman | ZYE04A1**********4 | ZYE04A1**********4 |  |  | Voluntarily Certified | Single-package air conditioner | False | False | 36000 |  | 14.5 | 13.4 |  |  | True | 30 | 30 | 12 |  |  | False | Conventional | 07/10/2023 |  | 11/16/2023
Johnson Controls, Inc. | FRASER-JOHNSTON | ZYE04A1**********4 | ZYE04A1**********4 |  |  | Voluntarily Certified | Single-package air conditioner | False | False | 36000 |  | 14.5 | 13.4 |  |  | True | 30 | 30 | 12 |  |  | False | Conventional | 07/10/2023 |  | 11/16/2023
Johnson Controls, Inc. | Johnson Controls | ZYE04A1**********4 | ZYE04A1**********4 |  |  | Voluntarily Certified | Single-package air conditioner | False | False | 36000 |  | 14.5 | 13.4 |  |  | True | 30 | 30 | 12 |  |  | False | Conventional | 07/10/2023 |  | 11/16/2023
Johnson Controls, Inc. | Luxaire | ZYE04A1**********4 | ZYE04A1**********4 |  |  | Voluntarily Certified | Single-package air conditioner | False | False | 36000 |  | 14.5 | 13.4 |  |  | True | 30 | 30 | 12 |  |  | False | Conventional | 07/10/2023 |  | 11/16/2023
Johnson Controls, Inc. | Tempmaster | ZYE04A1**********4 | ZYE04A1**********4 |  |  | Voluntarily Certified | Single-package air conditioner | False | False | 36000 |  | 14.5 | 13.4 |  |  | True | 30 | 30 | 12 |  |  | False | Conventional | 07/10/2023 |  | 11/16/2023
Johnson Controls, Inc. | York | ZYE04A1**********4 | ZYE04A1**********4 |  |  | Voluntarily Certified | Single-package air conditioner | False | False | 36000 |  | 14.5 | 13.4 |  |  | True | 30 | 30 | 12 |  |  | False | Conventional | 07/10/2023 |  | 11/16/2023
Johnson Controls, Inc. | CHAMPION HEATING AND COOLING | ZYE05A1**********4 | ZYE05A1**********4 |  |  | Voluntarily Certified | Single-package air conditioner | False | False | 49000 |  | 14.5 | 13.4 |  |  | True | 30 | 30 | 12 |  |  | False | Conventional | 07/10/2023 |  | 11/16/2023
Johnson Controls, Inc. | Coleman | ZYE05A1**********4 | ZYE05A1**********4 |  |  | Voluntarily Certified | Single-package air conditioner | False | False | 49000 |  | 14.5 | 13.4 |  |  | True | 30 | 30 | 12 |  |  | False | Conventional | 07/10/2023 |  | 11/16/2023
Johnson Controls, Inc. | FRASER-JOHNSTON | ZYE05A1**********4 | ZYE05A1**********4 |  |  | Voluntarily Certified | Single-package air conditioner | False | False | 49000 |  | 14.5 | 13.4 |  |  | True | 30 | 30 | 12 |  |  | False | Conventional | 07/10/2023 |  | 11/16/2023
Johnson Controls, Inc. | Johnson Controls | ZYE05A1**********4 | ZYE05A1**********4 |  |  | Voluntarily Certified | Single-package air conditioner | False | False | 49000 |  | 14.5 | 13.4 |  |  | True | 30 | 30 | 12 |  |  | False | Conventional | 07/10/2023 |  | 11/16/2023
Johnson Controls, Inc. | Luxaire | ZYE05A1**********4 | ZYE05A1**********4 |  |  | Voluntarily Certified | Single-package air conditioner | False | False | 49000 |  | 14.5 | 13.4 |  |  | True | 30 | 30 | 12 |  |  | False | Conventional | 07/10/2023 |  | 11/16/2023
Johnson Controls, Inc. | Tempmaster | ZYE05A1**********4 | ZYE05A1**********4 |  |  | Voluntarily Certified | Single-package air conditioner | False | False | 49000 |  | 14.5 | 13.4 |  |  | True | 30 | 30 | 12 |  |  | False | Conventional | 07/10/2023 |  | 11/16/2023
Johnson Controls, Inc. | York | ZYE05A1**********4 | ZYE05A1**********4 |  |  | Voluntarily Certified | Single-package air conditioner | False | False | 49000 |  | 14.5 | 13.4 |  |  | True | 30 | 30 | 12 |  |  | False | Conventional | 07/10/2023 |  | 11/16/2023
Johnson Controls, Inc. | CHAMPION HEATING AND COOLING | ZYE06A1**********4 | ZYE06A1**********4 |  |  | Voluntarily Certified | Single-package air conditioner | False | False | 56000 |  | 14.3 | 13.4 |  |  | True | 30 | 30 | 12 |  |  | False | Conventional | 07/10/2023 |  | 11/16/2023
Johnson Controls, Inc. | Coleman | ZYE06A1**********4 | ZYE06A1**********4 |  |  | Voluntarily Certified | Single-package air conditioner | False | False | 56000 |  | 14.3 | 13.4 |  |  | True | 30 | 30 | 12 |  |  | False | Conventional | 07/10/2023 |  | 11/16/2023
Johnson Controls, Inc. | FRASER-JOHNSTON | ZYE06A1**********4 | ZYE06A1**********4 |  |  | Voluntarily Certified | Single-package air conditioner | False | False | 56000 |  | 14.3 | 13.4 |  |  | True | 30 | 30 | 12 |  |  | False | Conventional | 07/10/2023 |  | 11/16/2023
Johnson Controls, Inc. | Johnson Controls | ZYE06A1**********4 | ZYE06A1**********4 |  |  | Voluntarily Certified | Single-package air conditioner | False | False | 56000 |  | 14.3 | 13.4 |  |  | True | 30 | 30 | 12 |  |  | False | Conventional | 07/10/2023 |  | 11/16/2023
Johnson Controls, Inc. | Luxaire | ZYE06A1**********4 | ZYE06A1**********4 |  |  | Voluntarily Certified | Single-package air conditioner | False | False | 56000 |  | 14.3 | 13.4 |  |  | True | 30 | 30 | 12 |  |  | False | Conventional | 07/10/2023 |  | 11/16/2023
Johnson Controls, Inc. | Tempmaster | ZYE06A1**********4 | ZYE06A1**********4 |  |  | Voluntarily Certified | Single-package air conditioner | False | False | 56000 |  | 14.3 | 13.4 |  |  | True | 30 | 30 | 12 |  |  | False | Conventional | 07/10/2023 |  | 11/16/2023
Johnson Controls, Inc. | York | ZYE06A1**********4 | ZYE06A1**********4 |  |  | Voluntarily Certified | Single-package air conditioner | False | False | 56000 |  | 14.3 | 13.4 |  |  | True | 30 | 30 | 12 |  |  | False | Conventional | 07/10/2023 |  | 11/16/2023
Johnson Controls, Inc. | CHAMPION HEATING AND COOLING | ZYG04*1**********4 | ZYG04*1**********4 |  |  | Voluntarily Certified | Single-package air conditioner | False | False | 36000 |  | 14.5 | 13.4 |  |  | True | 30 | 30 | 12 |  |  | False | Conventional | 07/10/2023 |  | 11/16/2023
Johnson Controls, Inc. | Coleman | ZYG04*1**********4 | ZYG04*1**********4 |  |  | Voluntarily Certified | Single-package air conditioner | False | False | 36000 |  | 14.5 | 13.4 |  |  | True | 30 | 30 | 12 |  |  | False | Conventional | 07/10/2023 |  | 11/16/2023
Johnson Controls, Inc. | FRASER-JOHNSTON | ZYG04*1**********4 | ZYG04*1**********4 |  |  | Voluntarily Certified | Single-package air conditioner | False | False | 36000 |  | 14.5 | 13.4 |  |  | True | 30 | 30 | 12 |  |  | False | Conventional | 07/10/2023 |  | 11/16/2023
Johnson Controls, Inc. | Johnson Controls | ZYG04*1**********4 | ZYG04*1**********4 |  |  | Voluntarily Certified | Single-package air conditioner | False | False | 36000 |  | 14.5 | 13.4 |  |  | True | 30 | 30 | 12 |  |  | False | Conventional | 07/10/2023 |  | 11/16/2023
Johnson Controls, Inc. | Luxaire | ZYG04*1**********4 | ZYG04*1**********4 |  |  | Voluntarily Certified | Single-package air conditioner | False | False | 36000 |  | 14.5 | 13.4 |  |  | True | 30 | 30 | 12 |  |  | False | Conventional | 07/10/2023 |  | 11/16/2023
Johnson Controls, Inc. | Tempmaster | ZYG04*1**********4 | ZYG04*1**********4 |  |  | Voluntarily Certified | Single-package air conditioner | False | False | 36000 |  | 14.5 | 13.4 |  |  | True | 30 | 30 | 12 |  |  | False | Conventional | 07/10/2023 |  | 11/16/2023
Johnson Controls, Inc. | York | ZYG04*1**********4 | ZYG04*1**********4 |  |  | Voluntarily Certified | Single-package air conditioner | False | False | 36000 |  | 14.5 | 13.4 |  |  | True | 30 | 30 | 12 |  |  | False | Conventional | 07/10/2023 |  | 11/16/2023
Johnson Controls, Inc. | CHAMPION HEATING AND COOLING | ZYG05*1**********4 | ZYG05*1**********4 |  |  | Voluntarily Certified | Single-package air conditioner | False | False | 49000 |  | 14.5 | 13.4 |  |  | True | 30 | 30 | 12 |  |  | False | Conventional | 07/10/2023 |  | 11/16/2023
Johnson Controls, Inc. | Coleman | ZYG05*1**********4 | ZYG05*1**********4 |  |  | Voluntarily Certified | Single-package air conditioner | False | False | 49000 |  | 14.5 | 13.4 |  |  | True | 30 | 30 | 12 |  |  | False | Conventional | 07/10/2023 |  | 11/16/2023
Johnson Controls, Inc. | FRASER-JOHNSTON | ZYG05*1**********4 | ZYG05*1**********4 |  |  | Voluntarily Certified | Single-package air conditioner | False | False | 49000 |  | 14.5 | 13.4 |  |  | True | 30 | 30 | 12 |  |  | False | Conventional | 07/10/2023 |  | 11/16/2023
Johnson Controls, Inc. | Johnson Controls | ZYG05*1**********4 | ZYG05*1**********4 |  |  | Voluntarily Certified | Single-package air conditioner | False | False | 49000 |  | 14.5 | 13.4 |  |  | True | 30 | 30 | 12 |  |  | False | Conventional | 07/10/2023 |  | 11/16/2023
Johnson Controls, Inc. | Luxaire | ZYG05*1**********4 | ZYG05*1**********4 |  |  | Voluntarily Certified | Single-package air conditioner | False | False | 49000 |  | 14.5 | 13.4 |  |  | True | 30 | 30 | 12 |  |  | False | Conventional | 07/10/2023 |  | 11/16/2023
Johnson Controls, Inc. | Tempmaster | ZYG05*1**********4 | ZYG05*1**********4 |  |  | Voluntarily Certified | Single-package air conditioner | False | False | 49000 |  | 14.5 | 13.4 |  |  | True | 30 | 30 | 12 |  |  | False | Conventional | 07/10/2023 |  | 11/16/2023
Johnson Controls, Inc. | York | ZYG05*1**********4 | ZYG05*1**********4 |  |  | Voluntarily Certified | Single-package air conditioner | False | False | 49000 |  | 14.5 | 13.4 |  |  | True | 30 | 30 | 12 |  |  | False | Conventional | 07/10/2023 |  | 11/16/2023
Johnson Controls, Inc. | CHAMPION HEATING AND COOLING | ZYG06*1**********4 | ZYG06*1**********4 |  |  | Voluntarily Certified | Single-package air conditioner | False | False | 56000 |  | 14.3 | 13.4 |  |  | True | 30 | 30 | 12 |  |  | False | Conventional | 07/10/2023 |  | 11/16/2023
Johnson Controls, Inc. | Coleman | ZYG06*1**********4 | ZYG06*1**********4 |  |  | Voluntarily Certified | Single-package air conditioner | False | False | 56000 |  | 14.3 | 13.4 |  |  | True | 30 | 30 | 12 |  |  | False | Conventional | 07/10/2023 |  | 11/16/2023
Johnson Controls, Inc. | FRASER-JOHNSTON | ZYG06*1**********4 | ZYG06*1**********4 |  |  | Voluntarily Certified | Single-package air conditioner | False | False | 56000 |  | 14.3 | 13.4 |  |  | True | 30 | 30 | 12 |  |  | False | Conventional | 07/10/2023 |  | 11/16/2023
Johnson Controls, Inc. | Johnson Controls | ZYG06*1**********4 | ZYG06*1**********4 |  |  | Voluntarily Certified | Single-package air conditioner | False | False | 56000 |  | 14.3 | 13.4 |  |  | True | 30 | 30 | 12 |  |  | False | Conventional | 07/10/2023 |  | 11/16/2023
Johnson Controls, Inc. | Luxaire | ZYG06*1**********4 | ZYG06*1**********4 |  |  | Voluntarily Certified | Single-package air conditioner | False | False | 56000 |  | 14.3 | 13.4 |  |  | True | 30 | 30 | 12 |  |  | False | Conventional | 07/10/2023 |  | 11/16/2023
Johnson Controls, Inc. | Tempmaster | ZYG06*1**********4 | ZYG06*1**********4 |  |  | Voluntarily Certified | Single-package air conditioner | False | False | 56000 |  | 14.3 | 13.4 |  |  | True | 30 | 30 | 12 |  |  | False | Conventional | 07/10/2023 |  | 11/16/2023
Johnson Controls, Inc. | York | ZYG06*1**********4 | ZYG06*1**********4 |  |  | Voluntarily Certified | Single-package air conditioner | False | False | 56000 |  | 14.3 | 13.4 |  |  | True | 30 | 30 | 12 |  |  | False | Conventional | 07/10/2023 |  | 11/16/2023
Trane U.S. Inc. | AMERISTAR | 4TCA4024A1 | 4TCA4024A1 |  |  | Voluntarily Certified | Single-package air conditioner | False | False | 23000 |  | 13.4 | 13.4 |  |  | False | 3 | 30 | 10.6 | 0 |  | False | Conventional | 07/06/2023 |  | 11/16/2023
Trane U.S. Inc. | AMERISTAR | 4TCA4030A1 | 4TCA4030A1 |  |  | Voluntarily Certified | Single-package air conditioner | False | False | 28000 |  | 13.4 | 13.4 |  |  | False | 3 | 30 | 10.6 | 0 |  | False | Conventional | 07/06/2023 |  | 11/16/2023
Trane U.S. Inc. | AMERISTAR | 4TCA4036A1 | 4TCA4036A1 |  |  | Voluntarily Certified | Single-package air conditioner | False | False | 35000 |  | 13.4 | 13.4 |  |  | False | 3 | 30 | 10.6 | 0 |  | False | Conventional | 07/06/2023 |  | 11/16/2023
Trane U.S. Inc. | AMERISTAR | 4TCA4042A1 | 4TCA4042A1 |  |  | Voluntarily Certified | Single-package air conditioner | False | False | 40500 |  | 13.4 | 13.4 |  |  | False | 3 | 30 | 10.6 | 0 |  | False | Conventional | 07/06/2023 |  | 11/16/2023
Trane U.S. Inc. | AMERISTAR | 4TCA4048A1 | 4TCA4048A1 |  |  | Voluntarily Certified | Single-package air conditioner | False | False | 47000 |  | 13.4 | 13.4 |  |  | False | 2 | 30 | 10.6 | 0 |  | False | Conventional | 07/06/2023 |  | 11/16/2023
Trane U.S. Inc. | RunTru | 4TCA4024A1 | 4TCA4024A1 |  |  | Voluntarily Certified | Single-package air conditioner | False | False | 23000 |  | 13.4 | 13.4 |  |  | False | 3 | 30 | 10.6 | 0 |  | False | Conventional | 07/06/2023 |  | 11/16/2023
Trane U.S. Inc. | RunTru | 4TCA4024C1 | 4TCA4024C1 |  |  | Voluntarily Certified | Single-package air conditioner | False | False | 23000 |  | 13.4 | 13.4 |  |  | False | 3 | 30 | 10.6 | 0 |  | False | Conventional | 07/06/2023 |  | 11/16/2023
Trane U.S. Inc. | RunTru | 4TCA4030A1 | 4TCA4030A1 |  |  | Voluntarily Certified | Single-package air conditioner | False | False | 28000 |  | 13.4 | 13.4 |  |  | False | 3 | 30 | 10.6 | 0 |  | False | Conventional | 07/06/2023 |  | 11/16/2023
Trane U.S. Inc. | RunTru | 4TCA4030C1 | 4TCA4030C1 |  |  | Voluntarily Certified | Single-package air conditioner | False | False | 27800 |  | 13.4 | 13.4 |  |  | False | 3 | 30 | 10.6 | 0 |  | False | Conventional | 07/06/2023 |  | 11/16/2023
Trane U.S. Inc. | RunTru | 4TCA4036A1 | 4TCA4036A1 |  |  | Voluntarily Certified | Single-package air conditioner | False | False | 35000 |  | 13.4 | 13.4 |  |  | False | 3 | 30 | 10.6 | 0 |  | False | Conventional | 07/06/2023 |  | 11/16/2023
Trane U.S. Inc. | RunTru | 4TCA4036C1 | 4TCA4036C1 |  |  | Voluntarily Certified | Single-package air conditioner | False | False | 35000 |  | 13.4 | 13.4 |  |  | False | 3 | 30 | 10.6 | 0 |  | False | Conventional | 07/06/2023 |  | 11/16/2023
Trane U.S. Inc. | RunTru | 4TCA4042A1 | 4TCA4042A1 |  |  | Voluntarily Certified | Single-package air conditioner | False | False | 40500 |  | 13.4 | 13.4 |  |  | False | 3 | 30 | 10.6 | 0 |  | False | Conventional | 07/06/2023 |  | 11/16/2023
Trane U.S. Inc. | RunTru | 4TCA4042C1 | 4TCA4042C1 |  |  | Voluntarily Certified | Single-package air conditioner | False | False | 39500 |  | 13.4 | 13.4 |  |  | False | 3 | 30 | 10.6 | 0 |  | False | Conventional | 07/06/2023 |  | 11/16/2023
Trane U.S. Inc. | RunTru | 4TCA4048A1 | 4TCA4048A1 |  |  | Voluntarily Certified | Single-package air conditioner | False | False | 47000 |  | 13.4 | 13.4 |  |  | False | 2 | 30 | 10.6 | 0 |  | False | Conventional | 07/06/2023 |  | 11/16/2023
Trane U.S. Inc. | RunTru | 4TCA4048C1 | 4TCA4048C1 |  |  | Voluntarily Certified | Single-package air conditioner | False | False | 45500 |  | 13.4 | 13.4 |  |  | False | 2 | 30 | 10.6 | 0 |  | False | Conventional | 07/06/2023 |  | 11/16/2023
Trane U.S. Inc. | RunTru | 4TCA4060B1 | 4TCA4060B1 |  |  | Voluntarily Certified | Single-package air conditioner | False | False | 56500 |  | 13.4 | 13.4 |  |  | True | 3 | 30 | 10.6 | 0 |  | False | Conventional | 07/06/2023 |  | 11/16/2023
Trane U.S. Inc. | RunTru | 4TCA4060C1 | 4TCA4060C1 |  |  | Voluntarily Certified | Single-package air conditioner | False | False | 57000 |  | 13.4 | 13.4 |  |  | False | 1 | 30 | 10.6 | 0 |  | False | Conventional | 07/06/2023 |  | 11/16/2023
Trane U.S. Inc. | RunTru | A4AC3018D1 | A4AC3018D1 | 4PX*BU30BS3 |  | Voluntarily Certified | Single-split-system air condit | False | False | 17800 |  | 13.4 | 13.4 |  |  | False | 1 | 30 | 11 | 0 | Coil-Only System | False | Conventional | 07/06/2023 |  | 11/16/2023
Trane U.S. Inc. | RunTru | A4AC3023D1 | A4AC3023D1 | 4PX*BU36BS3 |  | Voluntarily Certified | Single-split-system air condit | False | False | 23400 |  | 13.4 | 13.4 |  |  | False | 1 | 30 | 11 | 0 | Coil-Only System | False | Conventional | 07/06/2023 |  | 11/16/2023
Trane U.S. Inc. | RunTru | A4AC3024D1 | A4AC3024D1 | 4PX*BU30BS3 |  | Voluntarily Certified | Single-split-system air condit | False | False | 24000 |  | 13.4 | 13.4 |  |  | False | 1 | 30 | 11 | 0 | Coil-Only System | False | Conventional | 07/06/2023 |  | 11/16/2023
Trane U.S. Inc. | RunTru | A4AC3030D1 | A4AC3030D1 | 4PX*BU30BS3 |  | Voluntarily Certified | Single-split-system air condit | False | False | 27800 |  | 13.4 | 13.4 |  |  | False | 1 | 30 | 11 | 0 | Coil-Only System | False | Conventional | 07/06/2023 |  | 11/16/2023
Trane U.S. Inc. | RunTru | A4AC3035D1 | A4AC3035D1 | 4PX*CU42BS3 |  | Voluntarily Certified | Single-split-system air condit | False | False | 33000 |  | 13.4 | 13.4 |  |  | False | 1 | 30 | 11 | 0 | Coil-Only System | False | Conventional | 07/06/2023 |  | 11/16/2023
Trane U.S. Inc. | RunTru | A4AC3036D1 | A4AC3036D1 | 4PX*CU42BS3 |  | Voluntarily Certified | Single-split-system air condit | False | False | 33200 |  | 13.4 | 13.4 |  |  | False | 1 | 30 | 11 | 0 | Coil-Only System | False | Conventional | 07/06/2023 |  | 11/16/2023
Trane U.S. Inc. | RunTru | A4AC3042D1 | A4AC3042D1 | 4PX*CU42BS3 |  | Voluntarily Certified | Single-split-system air condit | False | False | 39500 |  | 13.4 | 13.4 |  |  | False | 1 | 30 | 11 | 0 | Coil-Only System | False | Conventional | 07/06/2023 |  | 11/16/2023
Trane U.S. Inc. | RunTru | A4AC3048D1 | A4AC3048D1 | 4PX*CU48BS3 |  | Voluntarily Certified | Single-split-system air condit | False | False | 46000 |  | 13.4 | 13.4 |  |  | False | 1 | 30 | 11 | 0 | Coil-Only System | False | Conventional | 07/06/2023 |  | 11/16/2023
Trane U.S. Inc. | RunTru | A4AC3060D1 | A4AC3060D1 | 4PX*DU60BS3 |  | Voluntarily Certified | Single-split-system air condit | False | False | 55000 |  | 13.4 | 13.4 |  |  | False | 1 | 30 | 11 | 0 | Coil-Only System | False | Conventional | 07/06/2023 |  | 11/16/2023
Trane U.S. Inc. | RunTru | A4AC4018D1 | A4AC4018D1 | 4PX*BU24BS3 |  | Voluntarily Certified | Single-split-system air condit | False | False | 18000 |  | 14.3 | 13.4 |  |  | False | 1 | 30 | 11.7 | 0 | Coil-Only System | False | Conventional | 07/06/2023 |  | 11/16/2023
Trane U.S. Inc. | RunTru | A4AC4023D1 | A4AC4023D1 | 4PX*BU24BS3 |  | Voluntarily Certified | Single-split-system air condit | False | False | 24000 |  | 14.3 | 13.4 |  |  | False | 1 | 30 | 11.7 | 0 | Coil-Only System | False | Conventional | 07/06/2023 |  | 11/16/2023
Trane U.S. Inc. | RunTru | A4AC4024D1 | A4AC4024D1 | 4PX*BU30BS3 |  | Voluntarily Certified | Single-split-system air condit | False | False | 23600 |  | 14.3 | 13.4 |  |  | False | 1 | 30 | 11.7 | 0 | Coil-Only System | False | Conventional | 07/06/2023 |  | 11/16/2023
Trane U.S. Inc. | RunTru | A4AC4029D1 | A4AC4029D1 | 4PX*CU42BS3 |  | Voluntarily Certified | Single-split-system air condit | False | False | 30000 |  | 14.3 | 13.4 |  |  | False | 1 | 30 | 11.7 | 0 | Coil-Only System | False | Conventional | 07/06/2023 |  | 11/16/2023
Trane U.S. Inc. | RunTru | A4AC4030D1 | A4AC4030D1 | 4PX*BU36BS3 |  | Voluntarily Certified | Single-split-system air condit | False | False | 28600 |  | 14.3 | 13.4 |  |  | False | 1 | 30 | 11.7 | 0 | Coil-Only System | False | Conventional | 07/06/2023 |  | 11/16/2023
Trane U.S. Inc. | RunTru | A4AC4036D1 | A4AC4036D1 | 4PX*CU42BS3 |  | Voluntarily Certified | Single-split-system air condit | False | False | 33400 |  | 14.3 | 13.4 |  |  | False | 1 | 30 | 11.7 | 0 | Coil-Only System | False | Conventional | 07/06/2023 |  | 11/16/2023
Trane U.S. Inc. | RunTru | A4AC4042D1 | A4AC4042D1 | 4PX*CU60BS3 |  | Voluntarily Certified | Single-split-system air condit | False | False | 39500 |  | 14.3 | 13.4 |  |  | False | 1 | 30 | 11.7 | 0 | Coil-Only System | False | Conventional | 07/06/2023 |  | 11/16/2023
Trane U.S. Inc. | RunTru | A4AC4048D1 | A4AC4048D1 | 4PX*CU60BS3 |  | Voluntarily Certified | Single-split-system air condit | False | False | 45500 |  | 13.8 | 13.4 |  |  | False | 1 | 30 | 11.2 | 0 | Coil-Only System | False | Conventional | 07/06/2023 |  | 11/16/2023
Trane U.S. Inc. | RunTru | A4AC4060D1 | A4AC4060D1 | 4TXCD010DS3 |  | Voluntarily Certified | Single-split-system air condit | False | False | 55000 |  | 13.8 | 13.4 |  |  | False | 1 | 30 | 11.2 | 0 | Coil-Only System | False | Conventional | 07/06/2023 |  | 11/16/2023
Trane U.S. Inc. | RunTru | A4AC5018D1 | A4AC5018D1 | 4PX*BU24BS3 |  | Voluntarily Certified | Single-split-system air condit | False | False | 17800 |  | 14.3 | 13.4 |  |  | False | 1 | 30 | 11.7 | 0 | Coil-Only System | False | Conventional | 07/06/2023 |  | 11/16/2023
Trane U.S. Inc. | RunTru | A4AC5024D1 | A4AC5024D1 | 4PX*BU30BS3 |  | Voluntarily Certified | Single-split-system air condit | False | False | 23600 |  | 14.3 | 13.4 |  |  | False | 1 | 30 | 11.7 | 0 | Coil-Only System | False | Conventional | 07/06/2023 |  | 11/16/2023
Trane U.S. Inc. | RunTru | A4AC5030D1 | A4AC5030D1 | 4PX*BU36BS3 |  | Voluntarily Certified | Single-split-system air condit | False | False | 28600 |  | 14.3 | 13.4 |  |  | False | 1 | 30 | 11.7 | 0 | Coil-Only System | False | Conventional | 07/06/2023 |  | 11/16/2023
Trane U.S. Inc. | RunTru | A4AC5036D1 | A4AC5036D1 | 4PX*BU48BS3 |  | Voluntarily Certified | Single-split-system air condit | False | False | 34600 |  | 14.3 | 13.4 |  |  | False | 1 | 30 | 11.7 | 0 | Coil-Only System | False | Conventional | 07/06/2023 |  | 11/16/2023
Trane U.S. Inc. | RunTru | A4AC5042D1 | A4AC5042D1 | 4PX*CU60BS3 |  | Voluntarily Certified | Single-split-system air condit | False | False | 39500 |  | 14.3 | 13.4 |  |  | False | 1 | 30 | 11.7 | 0 | Coil-Only System | False | Conventional | 07/06/2023 |  | 11/16/2023
Trane U.S. Inc. | RunTru | A4AC5048D1 | A4AC5048D1 | 4PX*CU60BS3 |  | Voluntarily Certified | Single-split-system air condit | False | False | 39500 |  | 14.3 | 13.4 |  |  | False | 1 | 30 | 11.7 | 0 | Coil-Only System | False | Conventional | 07/06/2023 |  | 11/16/2023
Trane U.S. Inc. | RunTru | A4AC5060D1 | A4AC5060D1 | 4TXCD010DS3 |  | Voluntarily Certified | Single-split-system air condit | False | False | 55000 |  | 14.3 | 13.4 |  |  | False | 1 | 30 | 11.7 | 0 | Coil-Only System | False | Conventional | 07/06/2023 |  | 11/16/2023
Trane U.S. Inc. | RunTru | A4AC6031A1 | A4AC6031A1 | 4PX*BU36BS3 |  | Voluntarily Certified | Single-split-system air condit | False | False | 28000 |  | 14.3 | 13.4 |  |  | False | 1 | 30 | 12 | 0 | Coil-Only System | False | Conventional | 07/06/2023 |  | 11/16/2023
Trane U.S. Inc. | RunTru | A4AC6036B1 | A4AC6036B1 | 4PX*CU42BS3 |  | Voluntarily Certified | Single-split-system air condit | False | False | 33800 |  | 14.3 | 13.4 |  |  | False | 1 | 30 | 12 | 0 | Coil-Only System | False | Conventional | 07/06/2023 |  | 11/16/2023
Trane U.S. Inc. | RunTru | A4AC6037A1 | A4AC6037A1 | 4PX*BU48BS3 |  | Voluntarily Certified | Single-split-system air condit | False | False | 34400 |  | 15 | 13.4 |  |  | False | 1 | 30 | 12 | 0 | Coil-Only System | False | Conventional | 07/06/2023 |  | 11/16/2023
Trane U.S. Inc. | RunTru | A4AC6048A1 | A4AC6048A1 | 4PX*CU60BS3 |  | Voluntarily Certified | Single-split-system air condit | False | False | 45000 |  | 14.3 | 13.4 |  |  | False | 1 | 30 | 12 | 0 | Coil-Only System | False | Conventional | 07/06/2023 |  | 11/16/2023
Trane U.S. Inc. | RunTru | A4AC6060B1 | A4AC6060B1 | 4TXCD010DS3 |  | Voluntarily Certified | Single-split-system air condit | False | False | 55500 |  | 14.3 | 13.4 |  |  | False | 1 | 30 | 12 | 0 | Coil-Only System | False | Conventional | 07/06/2023 |  | 11/16/2023
Trane U.S. Inc. | RunTru | 4TCA4024A1 | 4TCA4024A1 |  |  | Voluntarily Certified | Single-package air conditioner | False | False | 23000 |  | 13.4 | 13.4 |  |  | False | 3 | 30 | 10.6 | 0 |  | False | Conventional | 07/06/2023 |  | 11/16/2023
Trane U.S. Inc. | RunTru | 4TCA4024C1 | 4TCA4024C1 |  |  | Voluntarily Certified | Single-package air conditioner | False | False | 23000 |  | 13.4 | 13.4 |  |  | False | 3 | 30 | 10.6 | 0 |  | False | Conventional | 07/06/2023 |  | 11/16/2023
Trane U.S. Inc. | RunTru | 4TCA4030A1 | 4TCA4030A1 |  |  | Voluntarily Certified | Single-package air conditioner | False | False | 28000 |  | 13.4 | 13.4 |  |  | False | 3 | 30 | 10.6 | 0 |  | False | Conventional | 07/06/2023 |  | 11/16/2023
Trane U.S. Inc. | RunTru | 4TCA4030C1 | 4TCA4030C1 |  |  | Voluntarily Certified | Single-package air conditioner | False | False | 27800 |  | 13.4 | 13.4 |  |  | False | 3 | 30 | 10.6 | 0 |  | False | Conventional | 07/06/2023 |  | 11/16/2023
Trane U.S. Inc. | RunTru | 4TCA4036A1 | 4TCA4036A1 |  |  | Voluntarily Certified | Single-package air conditioner | False | False | 35000 |  | 13.4 | 13.4 |  |  | False | 3 | 30 | 10.6 | 0 |  | False | Conventional | 07/06/2023 |  | 11/16/2023
Trane U.S. Inc. | RunTru | 4TCA4036C1 | 4TCA4036C1 |  |  | Voluntarily Certified | Single-package air conditioner | False | False | 35000 |  | 13.4 | 13.4 |  |  | False | 3 | 30 | 10.6 | 0 |  | False | Conventional | 07/06/2023 |  | 11/16/2023
Trane U.S. Inc. | RunTru | 4TCA4042A1 | 4TCA4042A1 |  |  | Voluntarily Certified | Single-package air conditioner | False | False | 40500 |  | 13.4 | 13.4 |  |  | False | 3 | 30 | 10.6 | 0 |  | False | Conventional | 07/06/2023 |  | 11/16/2023
Trane U.S. Inc. | RunTru | 4TCA4042C1 | 4TCA4042C1 |  |  | Voluntarily Certified | Single-package air conditioner | False | False | 39500 |  | 13.4 | 13.4 |  |  | False | 3 | 30 | 10.6 | 0 |  | False | Conventional | 07/06/2023 |  | 11/16/2023
Trane U.S. Inc. | RunTru | 4TCA4048A1 | 4TCA4048A1 |  |  | Voluntarily Certified | Single-package air conditioner | False | False | 47000 |  | 13.4 | 13.4 |  |  | False | 2 | 30 | 10.6 | 0 |  | False | Conventional | 07/06/2023 |  | 11/16/2023
Trane U.S. Inc. | RunTru | 4TCA4048C1 | 4TCA4048C1 |  |  | Voluntarily Certified | Single-package air conditioner | False | False | 45500 |  | 13.4 | 13.4 |  |  | False | 2 | 30 | 10.6 | 0 |  | False | Conventional | 07/06/2023 |  | 11/16/2023
Trane U.S. Inc. | RunTru | 4TCA4060B1 | 4TCA4060B1 |  |  | Voluntarily Certified | Single-package air conditioner | False | False | 56500 |  | 13.4 | 13.4 |  |  | True | 3 | 30 | 10.6 | 0 |  | False | Conventional | 07/06/2023 |  | 11/16/2023
Trane U.S. Inc. | RunTru | 4TCA4060C1 | 4TCA4060C1 |  |  | Voluntarily Certified | Single-package air conditioner | False | False | 57000 |  | 13.4 | 13.4 |  |  | False | 1 | 30 | 10.6 | 0 |  | False | Conventional | 07/06/2023 |  | 11/16/2023
Trane U.S. Inc. | RunTru | A4AC3018D1 | A4AC3018D1 | 4PX*BU30BS3 |  | Voluntarily Certified | Single-split-system air condit | False | False | 17800 |  | 13.4 | 13.4 |  |  | False | 1 | 30 | 11 | 0 | Coil-Only System | False | Conventional | 07/06/2023 |  | 11/16/2023
Trane U.S. Inc. | RunTru | A4AC3023D1 | A4AC3023D1 | 4PX*BU36BS3 |  | Voluntarily Certified | Single-split-system air condit | False | False | 23400 |  | 13.4 | 13.4 |  |  | False | 1 | 30 | 11 | 0 | Coil-Only System | False | Conventional | 07/06/2023 |  | 11/16/2023
Trane U.S. Inc. | RunTru | A4AC3024D1 | A4AC3024D1 | 4PX*BU30BS3 |  | Voluntarily Certified | Single-split-system air condit | False | False | 24000 |  | 13.4 | 13.4 |  |  | False | 1 | 30 | 11 | 0 | Coil-Only System | False | Conventional | 07/06/2023 |  | 11/16/2023
Trane U.S. Inc. | RunTru | A4AC3030D1 | A4AC3030D1 | 4PX*BU30BS3 |  | Voluntarily Certified | Single-split-system air condit | False | False | 27800 |  | 13.4 | 13.4 |  |  | False | 1 | 30 | 11 | 0 | Coil-Only System | False | Conventional | 07/06/2023 |  | 11/16/2023
Trane U.S. Inc. | RunTru | A4AC3035D1 | A4AC3035D1 | 4PX*CU42BS3 |  | Voluntarily Certified | Single-split-system air condit | False | False | 33000 |  | 13.4 | 13.4 |  |  | False | 1 | 30 | 11 | 0 | Coil-Only System | False | Conventional | 07/06/2023 |  | 11/16/2023
Trane U.S. Inc. | RunTru | A4AC3036D1 | A4AC3036D1 | 4PX*CU42BS3 |  | Voluntarily Certified | Single-split-system air condit | False | False | 33200 |  | 13.4 | 13.4 |  |  | False | 1 | 30 | 11 | 0 | Coil-Only System | False | Conventional | 07/06/2023 |  | 11/16/2023
Trane U.S. Inc. | RunTru | A4AC3042D1 | A4AC3042D1 | 4PX*CU42BS3 |  | Voluntarily Certified | Single-split-system air condit | False | False | 39500 |  | 13.4 | 13.4 |  |  | False | 1 | 30 | 11 | 0 | Coil-Only System | False | Conventional | 07/06/2023 |  | 11/16/2023
Trane U.S. Inc. | RunTru | A4AC3048D1 | A4AC3048D1 | 4PX*CU48BS3 |  | Voluntarily Certified | Single-split-system air condit | False | False | 46000 |  | 13.4 | 13.4 |  |  | False | 1 | 30 | 11 | 0 | Coil-Only System | False | Conventional | 07/06/2023 |  | 11/16/2023
Trane U.S. Inc. | RunTru | A4AC3060D1 | A4AC3060D1 | 4PX*DU60BS3 |  | Voluntarily Certified | Single-split-system air condit | False | False | 55000 |  | 13.4 | 13.4 |  |  | False | 1 | 30 | 11 | 0 | Coil-Only System | False | Conventional | 07/06/2023 |  | 11/16/2023
Trane U.S. Inc. | RunTru | A4AC4018D1 | A4AC4018D1 | 4PX*BU24BS3 |  | Voluntarily Certified | Single-split-system air condit | False | False | 18000 |  | 14.3 | 13.4 |  |  | False | 1 | 30 | 11.7 | 0 | Coil-Only System | False | Conventional | 07/06/2023 |  | 11/16/2023
Trane U.S. Inc. | RunTru | A4AC4023D1 | A4AC4023D1 | 4PX*BU24BS3 |  | Voluntarily Certified | Single-split-system air condit | False | False | 24000 |  | 14.3 | 13.4 |  |  | False | 1 | 30 | 11.7 | 0 | Coil-Only System | False | Conventional | 07/06/2023 |  | 11/16/2023
Trane U.S. Inc. | RunTru | A4AC4024D1 | A4AC4024D1 | 4PX*BU30BS3 |  | Voluntarily Certified | Single-split-system air condit | False | False | 23600 |  | 14.3 | 13.4 |  |  | False | 1 | 30 | 11.7 | 0 | Coil-Only System | False | Conventional | 07/06/2023 |  | 11/16/2023
Trane U.S. Inc. | RunTru | A4AC4029D1 | A4AC4029D1 | 4PX*CU42BS3 |  | Voluntarily Certified | Single-split-system air condit | False | False | 30000 |  | 14.3 | 13.4 |  |  | False | 1 | 30 | 11.7 | 0 | Coil-Only System | False | Conventional | 07/06/2023 |  | 11/16/2023
Trane U.S. Inc. | RunTru | A4AC4030D1 | A4AC4030D1 | 4PX*BU36BS3 |  | Voluntarily Certified | Single-split-system air condit | False | False | 28600 |  | 14.3 | 13.4 |  |  | False | 1 | 30 | 11.7 | 0 | Coil-Only System | False | Conventional | 07/06/2023 |  | 11/16/2023
Trane U.S. Inc. | RunTru | A4AC4036D1 | A4AC4036D1 | 4PX*CU42BS3 |  | Voluntarily Certified | Single-split-system air condit | False | False | 33400 |  | 14.3 | 13.4 |  |  | False | 1 | 30 | 11.7 | 0 | Coil-Only System | False | Conventional | 07/06/2023 |  | 11/16/2023
Trane U.S. Inc. | RunTru | A4AC4042D1 | A4AC4042D1 | 4PX*CU60BS3 |  | Voluntarily Certified | Single-split-system air condit | False | False | 39500 |  | 14.3 | 13.4 |  |  | False | 1 | 30 | 11.7 | 0 | Coil-Only System | False | Conventional | 07/06/2023 |  | 11/16/2023
Trane U.S. Inc. | RunTru | A4AC4048D1 | A4AC4048D1 | 4PX*CU60BS3 |  | Voluntarily Certified | Single-split-system air condit | False | False | 45500 |  | 13.8 | 13.4 |  |  | False | 1 | 30 | 11.2 | 0 | Coil-Only System | False | Conventional | 07/06/2023 |  | 11/16/2023
Trane U.S. Inc. | RunTru | A4AC4060D1 | A4AC4060D1 | 4TXCD010DS3 |  | Voluntarily Certified | Single-split-system air condit | False | False | 55000 |  | 13.8 | 13.4 |  |  | False | 1 | 30 | 11.2 | 0 | Coil-Only System | False | Conventional | 07/06/2023 |  | 11/16/2023
Trane U.S. Inc. | RunTru | A4AC5018D1 | A4AC5018D1 | 4PX*BU24BS3 |  | Voluntarily Certified | Single-split-system air condit | False | False | 17800 |  | 14.3 | 13.4 |  |  | False | 1 | 30 | 11.7 | 0 | Coil-Only System | False | Conventional | 07/06/2023 |  | 11/16/2023
Trane U.S. Inc. | RunTru | A4AC5024D1 | A4AC5024D1 | 4PX*BU30BS3 |  | Voluntarily Certified | Single-split-system air condit | False | False | 23600 |  | 14.3 | 13.4 |  |  | False | 1 | 30 | 11.7 | 0 | Coil-Only System | False | Conventional | 07/06/2023 |  | 11/16/2023
Trane U.S. Inc. | RunTru | A4AC5030D1 | A4AC5030D1 | 4PX*BU36BS3 |  | Voluntarily Certified | Single-split-system air condit | False | False | 28600 |  | 14.3 | 13.4 |  |  | False | 1 | 30 | 11.7 | 0 | Coil-Only System | False | Conventional | 07/06/2023 |  | 11/16/2023
Trane U.S. Inc. | RunTru | A4AC5036D1 | A4AC5036D1 | 4PX*BU48BS3 |  | Voluntarily Certified | Single-split-system air condit | False | False | 34600 |  | 14.3 | 13.4 |  |  | False | 1 | 30 | 11.7 | 0 | Coil-Only System | False | Conventional | 07/06/2023 |  | 11/16/2023
Trane U.S. Inc. | RunTru | A4AC5042D1 | A4AC5042D1 | 4PX*CU60BS3 |  | Voluntarily Certified | Single-split-system air condit | False | False | 39500 |  | 14.3 | 13.4 |  |  | False | 1 | 30 | 11.7 | 0 | Coil-Only System | False | Conventional | 07/06/2023 |  | 11/16/2023
Trane U.S. Inc. | RunTru | A4AC5048D1 | A4AC5048D1 | 4PX*CU60BS3 |  | Voluntarily Certified | Single-split-system air condit | False | False | 39500 |  | 14.3 | 13.4 |  |  | False | 1 | 30 | 11.7 | 0 | Coil-Only System | False | Conventional | 07/06/2023 |  | 11/16/2023
Trane U.S. Inc. | RunTru | A4AC5060D1 | A4AC5060D1 | 4TXCD010DS3 |  | Voluntarily Certified | Single-split-system air condit | False | False | 55000 |  | 14.3 | 13.4 |  |  | False | 1 | 30 | 11.7 | 0 | Coil-Only System | False | Conventional | 07/06/2023 |  | 11/16/2023
Trane U.S. Inc. | RunTru | A4AC6031A1 | A4AC6031A1 | 4PX*BU36BS3 |  | Voluntarily Certified | Single-split-system air condit | False | False | 28000 |  | 14.3 | 13.4 |  |  | False | 1 | 30 | 12 | 0 | Coil-Only System | False | Conventional | 07/06/2023 |  | 11/16/2023
Trane U.S. Inc. | RunTru | A4AC6036B1 | A4AC6036B1 | 4PX*CU42BS3 |  | Voluntarily Certified | Single-split-system air condit | False | False | 33800 |  | 14.3 | 13.4 |  |  | False | 1 | 30 | 12 | 0 | Coil-Only System | False | Conventional | 07/06/2023 |  | 11/16/2023
Trane U.S. Inc. | RunTru | A4AC6037A1 | A4AC6037A1 | 4PX*BU48BS3 |  | Voluntarily Certified | Single-split-system air condit | False | False | 34400 |  | 15 | 13.4 |  |  | False | 1 | 30 | 12 | 0 | Coil-Only System | False | Conventional | 07/06/2023 |  | 11/16/2023
Trane U.S. Inc. | RunTru | A4AC6048A1 | A4AC6048A1 | 4PX*CU60BS3 |  | Voluntarily Certified | Single-split-system air condit | False | False | 45000 |  | 14.3 | 13.4 |  |  | False | 1 | 30 | 12 | 0 | Coil-Only System | False | Conventional | 07/06/2023 |  | 11/16/2023
Trane U.S. Inc. | RunTru | A4AC6060B1 | A4AC6060B1 | 4TXCD010DS3 |  | Voluntarily Certified | Single-split-system air condit | False | False | 55500 |  | 14.3 | 13.4 |  |  | False | 1 | 30 | 12 | 0 | Coil-Only System | False | Conventional | 07/06/2023 |  | 11/16/2023
Trane U.S. Inc. | Trane | 4TCC4024A1 | 4TCC4024A1 |  |  | Voluntarily Certified | Single-package air conditioner | False | False | 23000 |  | 13.4 | 13.4 |  |  | True | 6 | 30 | 10.6 | 0 |  | False | Conventional | 07/06/2023 |  | 11/16/2023
Trane U.S. Inc. | Trane | 4TCC4024E1 | 4TCC4024E1 |  |  | Voluntarily Certified | Single-package air conditioner | False | False | 23200 |  | 13.4 | 13.4 |  |  | False | 4 | 30 | 11 | 0 |  | False | Conventional | 07/06/2023 |  | 11/16/2023
Trane U.S. Inc. | Trane | 4TCC4030A1 | 4TCC4030A1 |  |  | Voluntarily Certified | Single-package air conditioner | False | False | 28000 |  | 13.4 | 13.4 |  |  | False | 4 | 30 | 10.6 | 0 |  | False | Conventional | 07/06/2023 |  | 11/16/2023
Trane U.S. Inc. | Trane | 4TCC4030E1 | 4TCC4030E1 |  |  | Voluntarily Certified | Single-package air conditioner | False | False | 28000 |  | 13.4 | 13.4 |  |  | False | 4 | 30 | 11 | 0 |  | False | Conventional | 07/06/2023 |  | 11/16/2023
Trane U.S. Inc. | Trane | 4TCC4036A1 | 4TCC4036A1 |  |  | Voluntarily Certified | Single-package air conditioner | False | False | 35000 |  | 13.4 | 13.4 |  |  | False | 4 | 30 | 10.6 | 0 |  | False | Conventional | 07/06/2023 |  | 11/16/2023
Trane U.S. Inc. | Trane | 4TCC4036E1 | 4TCC4036E1 |  |  | Voluntarily Certified | Single-package air conditioner | False | False | 36400 |  | 13.4 | 13.4 |  |  | False | 4 | 30 | 11 | 0 |  | False | Conventional | 07/06/2023 |  | 11/16/2023
Trane U.S. Inc. | Trane | 4TCC4042A1 | 4TCC4042A1 |  |  | Voluntarily Certified | Single-package air conditioner | False | False | 39500 |  | 13.4 | 13.4 |  |  | False | 4 | 30 | 10.6 | 0 |  | False | Conventional | 07/06/2023 |  | 11/16/2023
Trane U.S. Inc. | Trane | 4TCC4042E1 | 4TCC4042E1 |  |  | Voluntarily Certified | Single-package air conditioner | False | False | 40000 |  | 13.4 | 13.4 |  |  | False | 4 | 30 | 11 | 0 |  | False | Conventional | 07/06/2023 |  | 11/16/2023
Trane U.S. Inc. | Trane | 4TCC4048A1 | 4TCC4048A1 |  |  | Voluntarily Certified | Single-package air conditioner | False | False | 45000 |  | 13.4 | 13.4 |  |  | False | 3 | 30 | 10.6 | 0 |  | False | Conventional | 07/06/2023 |  | 11/16/2023
Trane U.S. Inc. | Trane | 4TCC4048E1 | 4TCC4048E1 |  |  | Voluntarily Certified | Single-package air conditioner | False | False | 46000 |  | 13.4 | 13.4 |  |  | False | 3 | 30 | 10.8 | 0 |  | False | Conventional | 07/06/2023 |  | 11/16/2023
Trane U.S. Inc. | Trane | 4TCC4060A1 | 4TCC4060A1 |  |  | Voluntarily Certified | Single-package air conditioner | False | False | 55500 |  | 13.4 | 13.4 |  |  | False | 2 | 30 | 10.6 | 0 |  | False | Conventional | 07/06/2023 |  | 11/16/2023
Trane U.S. Inc. | Trane | 4TCC4060E1 | 4TCC4060E1 |  |  | Voluntarily Certified | Single-package air conditioner | False | False | 57500 |  | 13.4 | 13.4 |  |  | False | 3 | 30 | 11 | 0 |  | False | Conventional | 07/06/2023 |  | 11/16/2023
Trane U.S. Inc. | Trane | 4TCY5024A1 | 4TCY5024A1 |  |  | Voluntarily Certified | Single-package air conditioner | False | False | 23000 |  | 14 | 13.4 |  |  | False | 5 | 30 | 10.6 | 0 |  | False | Conventional | 07/06/2023 |  | 11/16/2023
Trane U.S. Inc. | Trane | 4TCY5030A1 | 4TCY5030A1 |  |  | Voluntarily Certified | Single-package air conditioner | False | False | 27600 |  | 14 | 13.4 |  |  | False | 5 | 30 | 10.6 | 0 |  | False | Conventional | 07/06/2023 |  | 11/16/2023
Trane U.S. Inc. | Trane | 4TCY5036A1 | 4TCY5036A1 |  |  | Voluntarily Certified | Single-package air conditioner | False | False | 35400 |  | 14 | 13.4 |  |  | False | 5 | 30 | 10.6 | 0 |  | False | Conventional | 07/06/2023 |  | 11/16/2023
Trane U.S. Inc. | Trane | 4TCY5042A1 | 4TCY5042A1 |  |  | Voluntarily Certified | Single-package air conditioner | False | False | 40000 |  | 14 | 13.4 |  |  | False | 4 | 30 | 10.6 | 0 |  | False | Conventional | 07/06/2023 |  | 11/16/2023
Trane U.S. Inc. | Trane | 4TCY5048A1 | 4TCY5048A1 |  |  | Voluntarily Certified | Single-package air conditioner | False | False | 47000 |  | 14 | 13.4 |  |  | True | 2 | 30 | 10.6 | 0 |  | False | Conventional | 07/06/2023 |  | 11/16/2023
Trane U.S. Inc. | Trane | 4TCY5060A1 | 4TCY5060A1 |  |  | Voluntarily Certified | Single-package air conditioner | False | False | 55500 |  | 14 | 13.4 |  |  | True | 2 | 30 | 10.6 | 0 |  | False | Conventional | 07/06/2023 |  | 11/16/2023
Trane U.S. Inc. | Trane | 4TTL5024N1 | 4TTL5024N1 | 4TXCB006DS3 |  | Voluntarily Certified | Single-split-system air condit | False | False | 23000 |  | 14.3 | 13.4 |  |  | False | 2 | 30 | 11.7 | 0 | Coil-Only System | False | Conventional | 07/06/2023 |  | 11/16/2023
Trane U.S. Inc. | Trane | 4TTL5030N1 | 4TTL5030N1 | 4TXCB006DS3 |  | Voluntarily Certified | Single-split-system air condit | False | False | 29000 |  | 14.3 | 13.4 |  |  | False | 2 | 30 | 11.7 | 0 | Coil-Only System | False | Conventional | 07/06/2023 |  | 11/16/2023
Trane U.S. Inc. | Trane | 4TTL5036N1 | 4TTL5036N1 | 4PX*CU60BS3 |  | Voluntarily Certified | Single-split-system air condit | False | False | 35000 |  | 14.3 | 13.4 |  |  | False | 2 | 30 | 11.7 | 0 | Coil-Only System | False | Conventional | 07/06/2023 |  | 11/16/2023
Trane U.S. Inc. | Trane | 4TTL5042N1 | 4TTL5042N1 | 4PX*CU60BS3 |  | Voluntarily Certified | Single-split-system air condit | False | False | 45000 |  | 13.8 | 13.4 |  |  | False | 2 | 30 | 11.2 | 0 | Coil-Only System | False | Conventional | 07/06/2023 |  | 11/16/2023
Trane U.S. Inc. | Trane | 4TTL5048N1 | 4TTL5048N1 | 4PX*CU60BS3 |  | Voluntarily Certified | Single-split-system air condit | False | False | 46500 |  | 13.8 | 13.4 |  |  | False | 2 | 30 | 11.2 | 0 | Coil-Only System | False | Conventional | 07/06/2023 |  | 11/16/2023
Trane U.S. Inc. | Trane | 4TTR3018N1 | 4TTR3018N1 | 4PX*BU24BS3 |  | Voluntarily Certified | Single-split-system air condit | False | False | 17600 |  | 13.4 | 13.4 |  |  | False | 1 | 30 | 11.2 | 0 | Coil-Only System | False | Conventional | 07/06/2023 |  | 11/16/2023
Trane U.S. Inc. | Trane | 4TTR3024N1 | 4TTR3024N1 | 4PX*BU24BS3 |  | Voluntarily Certified | Single-split-system air condit | False | False | 23200 |  | 13.4 | 13.4 |  |  | False | 1 | 30 | 11.2 | 0 | Coil-Only System | False | Conventional | 07/06/2023 |  | 11/16/2023
Trane U.S. Inc. | Trane | 4TTR3030N1 | 4TTR3030N1 | 4PX*BU30BS3 |  | Voluntarily Certified | Single-split-system air condit | False | False | 27800 |  | 13.4 | 13.4 |  |  | False | 1 | 30 | 11.5 | 0 | Coil-Only System | False | Conventional | 07/06/2023 |  | 11/16/2023
Trane U.S. Inc. | Trane | 4TTR3036N1 | 4TTR3036N1 | 4PX*CU42BS3 |  | Voluntarily Certified | Single-split-system air condit | False | False | 33000 |  | 13.4 | 13.4 |  |  | False | 1 | 30 | 11.7 | 0 | Coil-Only System | False | Conventional | 07/06/2023 |  | 11/16/2023
Trane U.S. Inc. | Trane | 4TTR3042N1 | 4TTR3042N1 | 4PX*CU42BS3 |  | Voluntarily Certified | Single-split-system air condit | False | False | 39500 |  | 13.4 | 13.4 |  |  | False | 1 | 30 | 11.2 | 0 | Coil-Only System | False | Conventional | 07/06/2023 |  | 11/16/2023
Trane U.S. Inc. | Trane | 4TTR3048N1 | 4TTR3048N1 | 4PX*CU48BS3 |  | Voluntarily Certified | Single-split-system air condit | False | False | 46000 |  | 13.4 | 13.4 |  |  | False | 1 | 30 | 11.5 | 0 | Coil-Only System | False | Conventional | 07/06/2023 |  | 11/16/2023
Trane U.S. Inc. | Trane | 4TTR3060N1 | 4TTR3060N1 | 4PX*DU60BS3 |  | Voluntarily Certified | Single-split-system air condit | False | False | 55000 |  | 13.4 | 13.4 |  |  | False | 1 | 30 | 11 | 0 | Coil-Only System | False | Conventional | 07/06/2023 |  | 11/16/2023
Trane U.S. Inc. | Trane | 4TTR4018N1 | 4TTR4018N1 | 4PX*BU24BS3 |  | Voluntarily Certified | Single-split-system air condit | False | False | 18000 |  | 14.3 | 13.4 |  |  | False | 1 | 30 | 11.7 | 0 | Coil-Only System | False | Conventional | 07/06/2023 |  | 11/16/2023
Trane U.S. Inc. | Trane | 4TTR4019N1 | 4TTR4019N1 | 4PX*BU24BS3 |  | Voluntarily Certified | Single-split-system air condit | False | False | 17800 |  | 14.3 | 13.4 |  |  | False | 1 | 30 | 11.7 | 0 | Coil-Only System | False | Conventional | 07/06/2023 |  | 11/16/2023
Trane U.S. Inc. | Trane | 4TTR4024N1 | 4TTR4024N1 | 4PX*BU24BS3 |  | Voluntarily Certified | Single-split-system air condit | False | False | 24000 |  | 14.3 | 13.4 |  |  | False | 1 | 30 | 11.7 | 0 | Coil-Only System | False | Conventional | 07/06/2023 |  | 11/16/2023
Trane U.S. Inc. | Trane | 4TTR4025N1 | 4TTR4025N1 | 4PX*BU30BS3 |  | Voluntarily Certified | Single-split-system air condit | False | False | 23600 |  | 14.3 | 13.4 |  |  | False | 1 | 30 | 11.7 | 0 | Coil-Only System | False | Conventional | 07/06/2023 |  | 11/16/2023
Trane U.S. Inc. | Trane | 4TTR4030N1 | 4TTR4030N1 | 4PX*CU42BS3 |  | Voluntarily Certified | Single-split-system air condit | False | False | 30000 |  | 14.3 | 13.4 |  |  | False | 1 | 30 | 11.7 | 0 | Coil-Only System | False | Conventional | 07/06/2023 |  | 11/16/2023
Trane U.S. Inc. | Trane | 4TTR4036N1 | 4TTR4036N1 | 4PX*CU42BS3 |  | Voluntarily Certified | Single-split-system air condit | False | False | 33400 |  | 14.3 | 13.4 |  |  | False | 1 | 30 | 11.7 | 0 | Coil-Only System | False | Conventional | 07/06/2023 |  | 11/16/2023
Trane U.S. Inc. | Trane | 4TTR4042N1 | 4TTR4042N1 | 4PX*CU60BS3 |  | Voluntarily Certified | Single-split-system air condit | False | False | 39500 |  | 14.3 | 13.4 |  |  | False | 1 | 30 | 11.7 | 0 | Coil-Only System | False | Conventional | 07/06/2023 |  | 11/16/2023
Trane U.S. Inc. | Trane | 4TTR4048N1 | 4TTR4048N1 | 4PX*CU48BS3 |  | Voluntarily Certified | Single-split-system air condit | False | False | 46500 |  | 13.8 | 13.4 |  |  | False | 1 | 30 | 11.2 | 0 | Coil-Only System | False | Conventional | 07/06/2023 |  | 11/16/2023
Trane U.S. Inc. | Trane | 4TTR4049N1 | 4TTR4049N1 | 4PX*CU60BS3 |  | Voluntarily Certified | Single-split-system air condit | False | False | 45500 |  | 13.8 | 13.4 |  |  | False | 1 | 30 | 11.2 | 0 | Coil-Only System | False | Conventional | 07/06/2023 |  | 11/16/2023
Trane U.S. Inc. | Trane | 4TTR4060N1 | 4TTR4060N1 | 4TXCD010DS3 |  | Voluntarily Certified | Single-split-system air condit | False | False | 55000 |  | 13.8 | 13.4 |  |  | False | 1 | 30 | 11.2 | 0 | Coil-Only System | False | Conventional | 07/06/2023 |  | 11/16/2023
Trane U.S. Inc. | Trane | 4TTR5018N1 | 4TTR5018N1 | 4PX*BU24BS3 |  | Voluntarily Certified | Single-split-system air condit | False | False | 17500 |  | 14.3 | 13.4 |  |  | False | 1 | 30 | 11.7 | 0 | Coil-Only System | False | Conventional | 07/06/2023 |  | 11/16/2023
Trane U.S. Inc. | Trane | 4TTR5024N1 | 4TTR5024N1 | 4PX*BU30BS3 |  | Voluntarily Certified | Single-split-system air condit | False | False | 23600 |  | 14.3 | 13.4 |  |  | False | 1 | 30 | 11.7 | 0 | Coil-Only System | False | Conventional | 07/06/2023 |  | 11/16/2023
Trane U.S. Inc. | Trane | 4TTR5030N1 | 4TTR5030N1 | 4PX*BU36BS3 |  | Voluntarily Certified | Single-split-system air condit | False | False | 28600 |  | 14.3 | 13.4 |  |  | False | 1 | 30 | 11.7 | 0 | Coil-Only System | False | Conventional | 07/06/2023 |  | 11/16/2023
Trane U.S. Inc. | Trane | 4TTR5036N1 | 4TTR5036N1 | 4PX*BU48BS3 |  | Voluntarily Certified | Single-split-system air condit | False | False | 34400 |  | 14.3 | 13.4 |  |  | False | 1 | 30 | 11.7 | 0 | Coil-Only System | False | Conventional | 07/06/2023 |  | 11/16/2023
Trane U.S. Inc. | Trane | 4TTR5042N1 | 4TTR5042N1 | 4PX*CU48BS3 |  | Voluntarily Certified | Single-split-system air condit | False | False | 39500 |  | 14.3 | 13.4 |  |  | False | 1 | 30 | 11.7 | 0 | Coil-Only System | False | Conventional | 07/06/2023 |  | 11/16/2023
Trane U.S. Inc. | Trane | 4TTR5048N1 | 4TTR5048N1 | 4PX*CU60BS3 |  | Voluntarily Certified | Single-split-system air condit | False | False | 45500 |  | 14.3 | 13.4 |  |  | False | 1 | 30 | 11.7 | 0 | Coil-Only System | False | Conventional | 07/06/2023 |  | 11/16/2023
Trane U.S. Inc. | Trane | 4TTR5060N1 | 4TTR5060N1 | 4TXCD010DS3 |  | Voluntarily Certified | Single-split-system air condit | False | False | 55000 |  | 13.8 | 13.4 |  |  | False | 1 | 30 | 11.2 | 0 | Coil-Only System | False | Conventional | 07/06/2023 |  | 11/16/2023
Trane U.S. Inc. | Trane | 4TTR6024J1 | 4TTR6024J1 | 4PX*BU30BS3 |  | Voluntarily Certified | Single-split-system air condit | False | False | 23400 |  | 14.3 | 13.4 |  |  | False | 1 | 30 | 12 | 0 | Coil-Only System | False | Conventional | 07/06/2023 |  | 11/16/2023
Trane U.S. Inc. | Trane | 4TTR6024N1 | 4TTR6024N1 | 4TXCB004DS3 |  | Voluntarily Certified | Single-split-system air condit | False | False | 23600 |  | 14.3 | 13.4 |  |  | False | 1 | 30 | 11.7 | 0 | Coil-Only System | False | Conventional | 07/06/2023 |  | 11/16/2023
Trane U.S. Inc. | Trane | 4TTR6030J1 | 4TTR6030J1 | 4PX*BU36BS3 |  | Voluntarily Certified | Single-split-system air condit | False | False | 28000 |  | 14.3 | 13.4 |  |  | False | 1 | 30 | 12 | 0 | Coil-Only System | False | Conventional | 07/06/2023 |  | 11/16/2023
Trane U.S. Inc. | Trane | 4TTR6035J1 | 4TTR6035J1 | 4PX*CU42BS3 |  | Voluntarily Certified | Single-split-system air condit | False | False | 33400 |  | 14.3 | 13.4 |  |  | False | 1 | 30 | 12 | 0 | Coil-Only System | False | Conventional | 07/06/2023 |  | 11/16/2023
Trane U.S. Inc. | Trane | 4TTR6036J1 | 4TTR6036J1 | 4PX*BU48BS3 |  | Voluntarily Certified | Single-split-system air condit | False | False | 35200 |  | 15.2 | 13.4 |  |  | False | 1 | 30 | 12 | 0 | Coil-Only System | False | Conventional | 07/06/2023 |  | 11/16/2023
Trane U.S. Inc. | Trane | 4TTR6036N1 | 4TTR6036N1 | 4TXCB006DS3 |  | Voluntarily Certified | Single-split-system air condit | False | False | 35000 |  | 14.3 | 13.4 |  |  | False | 1 | 30 | 11.7 | 0 | Coil-Only System | False | Conventional | 07/06/2023 |  | 11/16/2023
Trane U.S. Inc. | Trane | 4TTR6042J1 | 4TTR6042J1 | 4PX*CU48BS3 |  | Voluntarily Certified | Single-split-system air condit | False | False | 39000 |  | 14.3 | 13.4 |  |  | False | 1 | 30 | 12 | 0 | Coil-Only System | False | Conventional | 07/06/2023 |  | 11/16/2023
Trane U.S. Inc. | Trane | 4TTR6048J1 | 4TTR6048J1 | 4PX*CU60BS3 |  | Voluntarily Certified | Single-split-system air condit | False | False | 45500 |  | 14.3 | 13.4 |  |  | False | 1 | 30 | 12 | 0 | Coil-Only System | False | Conventional | 07/06/2023 |  | 11/16/2023
Trane U.S. Inc. | Trane | 4TTR6048N1 | 4TTR6048N1 | 4TXCC007DS3 |  | Voluntarily Certified | Single-split-system air condit | False | False | 45000 |  | 14.3 | 13.4 |  |  | False | 1 | 30 | 11.5 | 0 | Coil-Only System | False | Conventional | 07/06/2023 |  | 11/16/2023
Trane U.S. Inc. | Trane | 4TTR6049J1 | 4TTR6049J1 | 4PX*DU60BS3 |  | Voluntarily Certified | Single-split-system air condit | False | False | 46500 |  | 15 | 13.4 |  |  | False | 1 | 30 | 12 | 0 | Coil-Only System | False | Conventional | 07/06/2023 |  | 11/16/2023
Trane U.S. Inc. | Trane | 4TTR6060J1 | 4TTR6060J1 | 4PX*DU60BS3 |  | Voluntarily Certified | Single-split-system air condit | False | False | 56000 |  | 13.8 | 13.4 |  |  | False | 1 | 30 | 11.2 | 0 | Coil-Only System | False | Conventional | 07/06/2023 |  | 11/16/2023
Trane U.S. Inc. | Trane | 4TTR6060K1 | 4TTR6060K1 | 4TXCD010DS3 |  | Voluntarily Certified | Single-split-system air condit | False | False | 55500 |  | 14.3 | 13.4 |  |  | False | 1 | 30 | 12 | 0 | Coil-Only System | False | Conventional | 07/06/2023 |  | 11/16/2023
Trane U.S. Inc. | Trane | 4TTR6060N1 | 4TTR6060N1 | 4TXCD010DS3 |  | Voluntarily Certified | Single-split-system air condit | False | False | 55000 |  | 14 | 13.4 |  |  | False | 1 | 30 | 11.2 | 0 | Coil-Only System | False | Conventional | 07/06/2023 |  | 11/16/2023
Trane U.S. Inc. | Trane | 4TTR6061C1 | 4TTR6061C1 | 4PX*DU60BS3 |  | Voluntarily Certified | Single-split-system air condit | False | False | 57000 |  | 14.3 | 13.4 |  |  | True | 1 | 30 | 12 | 0 | Coil-Only System | False | Conventional | 07/06/2023 |  | 11/16/2023
Trane U.S. Inc. | Trane | 4TTV0024A1 | 4TTV0024A1 | TAM9A0B30V31 |  | Voluntarily Certified | Single-split-system air condit | False | False | 24400 |  | 19 | 13.4 |  |  | False | 23 | 30 | 13 | 0 | Blower Coil System | True | Conventional | 07/06/2023 |  | 11/16/2023
Trane U.S. Inc. | Trane | 4TTV7X24A1 | 4TTV7X24A1 | TAMXA0B30V31 |  | Voluntarily Certified | Single-split-system air condit | False | False | 24200 |  | 17 | 13.4 |  |  | False | 25 | 30 | 12 | 0 | Blower Coil System | True | Conventional | 07/06/2023 |  | 11/16/2023
Trane U.S. Inc. | Trane | 4TTV7X36A1 | 4TTV7X36A1 | TAMXA0C36V31 |  | Voluntarily Certified | Single-split-system air condit | False | False | 35000 |  | 17 | 13.4 |  |  | False | 21 | 30 | 12 | 0 | Blower Coil System | True | Conventional | 07/06/2023 |  | 11/16/2023
Trane U.S. Inc. | Trane | 4TTV7X48A1 | 4TTV7X48A1 | TAMXA0C48V41 |  | Voluntarily Certified | Single-split-system air condit | False | False | 46500 |  | 17 | 13.4 |  |  | False | 17 | 30 | 12 | 0 | Blower Coil System | True | Conventional | 07/06/2023 |  | 11/16/2023
Trane U.S. Inc. | Trane | 4TTV7X60A1 | 4TTV7X60A1 | TAMXA0C60V51 |  | Voluntarily Certified | Single-split-system air condit | False | False | 53500 |  | 17 | 13.4 |  |  | False | 15 | 30 | 12 | 0 | Blower Coil System | True | Conventional | 07/06/2023 |  | 11/16/2023
Trane U.S. Inc. | Trane | 4TTV8036A1 | 4TTV8036A1 | TAM9A0C36V31 |  | Voluntarily Certified | Single-split-system air condit | False | False | 35200 |  | 18 | 13.4 |  |  | False | 19 | 30 | 12.5 | 0 | Blower Coil System | True | Conventional | 07/06/2023 |  | 11/16/2023
Trane U.S. Inc. | Trane | 4TTX5018N1 | 4TTX5018N1 | 4PX*BU24BS3 |  | Voluntarily Certified | Single-split-system air condit | False | False | 17800 |  | 14.3 | 13.4 |  |  | False | 1 | 30 | 11.7 | 0 | Coil-Only System | False | Conventional | 07/06/2023 |  | 11/16/2023
Trane U.S. Inc. | Trane | 4TTX5024N1 | 4TTX5024N1 | 4PX*BU30BS3 |  | Voluntarily Certified | Single-split-system air condit | False | False | 23600 |  | 14.3 | 13.4 |  |  | False | 1 | 30 | 11.7 | 0 | Coil-Only System | False | Conventional | 07/06/2023 |  | 11/16/2023
Trane U.S. Inc. | Trane | 4TTX5030N1 | 4TTX5030N1 | 4PX*BU36BS3 |  | Voluntarily Certified | Single-split-system air condit | False | False | 28600 |  | 14.3 | 13.4 |  |  | False | 1 | 30 | 11.7 | 0 | Coil-Only System | False | Conventional | 07/06/2023 |  | 11/16/2023
Trane U.S. Inc. | Trane | 4TTX5036N1 | 4TTX5036N1 | 4PX*BU48BS3 |  | Voluntarily Certified | Single-split-system air condit | False | False | 34600 |  | 14.3 | 13.4 |  |  | False | 1 | 30 | 11.7 | 0 | Coil-Only System | False | Conventional | 07/06/2023 |  | 11/16/2023
Trane U.S. Inc. | Trane | 4TTX5042N1 | 4TTX5042N1 | 4PX*CU48BS3 |  | Voluntarily Certified | Single-split-system air condit | False | False | 39500 |  | 14.3 | 13.4 |  |  | False | 1 | 30 | 11.7 | 0 | Coil-Only System | False | Conventional | 07/06/2023 |  | 11/16/2023
Trane U.S. Inc. | Trane | 4TTX5048N1 | 4TTX5048N1 | 4PX*CU60BS3 |  | Voluntarily Certified | Single-split-system air condit | False | False | 46000 |  | 14.3 | 13.4 |  |  | False | 1 | 30 | 11.7 | 0 | Coil-Only System | False | Conventional | 07/06/2023 |  | 11/16/2023
Trane U.S. Inc. | Trane | 4TTX5060N1 | 4TTX5060N1 | 4TXCD010DS3 |  | Voluntarily Certified | Single-split-system air condit | False | False | 55000 |  | 14.3 | 13.4 |  |  | False | 1 | 30 | 11.7 | 0 | Coil-Only System | False | Conventional | 07/06/2023 |  | 11/16/2023
Trane U.S. Inc. | Trane | 4TTX6024J1 | 4TTX6024J1 | 4PX*BU30BS3 |  | Voluntarily Certified | Single-split-system air condit | False | False | 23400 |  | 14.3 | 13.4 |  |  | False | 1 | 30 | 12 | 0 | Coil-Only System | False | Conventional | 07/06/2023 |  | 11/16/2023
Trane U.S. Inc. | Trane | 4TTX6024J1 | 4TTX6024J1 | 4TXCB003DS3 |  | Voluntarily Certified | Single-split-system air condit | False | False | 23400 |  | 14.3 | 13.4 |  |  | False | 1 | 30 | 12 | 0 | Coil-Only System | False | Conventional | 07/06/2023 |  | 11/16/2023
Trane U.S. Inc. | Trane | 4TTX6030J1 | 4TTX6030J1 | 4PX*BU36BS3 |  | Voluntarily Certified | Single-split-system air condit | False | False | 28000 |  | 14.3 | 13.4 |  |  | False | 1 | 30 | 12 | 0 | Coil-Only System | False | Conventional | 07/06/2023 |  | 11/16/2023
Trane U.S. Inc. | Trane | 4TTX6035J1 | 4TTX6035J1 | 4PX*CU42BS3 |  | Voluntarily Certified | Single-split-system air condit | False | False | 33400 |  | 14.3 | 13.4 |  |  | False | 1 | 30 | 11.7 | 0 | Coil-Only System | False | Conventional | 07/06/2023 |  | 11/16/2023
Trane U.S. Inc. | Trane | 4TTX6036J1 | 4TTX6036J1 | 4PX*BU48BS3 |  | Voluntarily Certified | Single-split-system air condit | False | False | 35200 |  | 15.2 | 13.4 |  |  | False | 1 | 30 | 12 | 0 | Coil-Only System | False | Conventional | 07/06/2023 |  | 11/16/2023
Trane U.S. Inc. | Trane | 4TTX6041J1 | 4TTX6041J1 | 4PX*CU60BS3 |  | Voluntarily Certified | Single-split-system air condit | False | False | 40500 |  | 14.3 | 13.4 |  |  | False | 1 | 30 | 12 | 0 | Coil-Only System | False | Conventional | 07/06/2023 |  | 11/16/2023
Trane U.S. Inc. | Trane | 4TTX6048J1 | 4TTX6048J1 | 4PX*CU60BS3 |  | Voluntarily Certified | Single-split-system air condit | False | False | 46000 |  | 14.3 | 13.4 |  |  | False | 1 | 30 | 12 | 0 | Coil-Only System | False | Conventional | 07/06/2023 |  | 11/16/2023
Trane U.S. Inc. | Trane | 4TTX6049J1 | 4TTX6049J1 | 4PX*DU60BS3 |  | Voluntarily Certified | Single-split-system air condit | False | False | 46500 |  | 15 | 13.4 |  |  | False | 1 | 30 | 12 | 0 | Coil-Only System | False | Conventional | 07/06/2023 |  | 11/16/2023
Trane U.S. Inc. | Trane | 4TTX6060J1 | 4TTX6060J1 | 4PX*DU60BS3 |  | Voluntarily Certified | Single-split-system air condit | False | False | 56000 |  | 13.8 | 13.4 |  |  | False | 1 | 30 | 11.2 | 0 | Coil-Only System | False | Conventional | 07/06/2023 |  | 11/16/2023
Trane U.S. Inc. | Trane | 4TTX6060K1 | 4TTX6060K1 | 4TXCD010DS3 |  | Voluntarily Certified | Single-split-system air condit | False | False | 56000 |  | 14.3 | 13.4 |  |  | False | 1 | 30 | 12 | 0 | Coil-Only System | False | Conventional | 07/06/2023 |  | 11/16/2023
Trane U.S. Inc. | Trane | 4TTX7024E1 | 4TTX7024E1 | 4TXCB004DS3 |  | Voluntarily Certified | Single-split-system air condit | False | False | 23600 |  | 14.3 | 13.4 |  |  | False | 1 | 30 | 11.7 | 0 | Coil-Only System | False | Conventional | 07/06/2023 |  | 11/16/2023
Trane U.S. Inc. | Trane | 4TTX7036E1 | 4TTX7036E1 | 4TXCB006DS3 |  | Voluntarily Certified | Single-split-system air condit | False | False | 35000 |  | 14.3 | 13.4 |  |  | False | 1 | 30 | 11.7 | 0 | Coil-Only System | False | Conventional | 07/06/2023 |  | 11/16/2023
Trane U.S. Inc. | Trane | 4TTX7048E1 | 4TTX7048E1 | 4TXCC007DS3 |  | Voluntarily Certified | Single-split-system air condit | False | False | 45000 |  | 14.3 | 13.4 |  |  | False | 1 | 30 | 11.5 | 0 | Coil-Only System | False | Conventional | 07/06/2023 |  | 11/16/2023
Trane U.S. Inc. | Trane | 4TTX7060E1 | 4TTX7060E1 | 4TXCD010DS3 |  | Voluntarily Certified | Single-split-system air condit | False | False | 55000 |  | 14 | 13.4 |  |  | False | 1 | 30 | 11.2 | 0 | Coil-Only System | False | Conventional | 07/06/2023 |  | 11/16/2023
Trane U.S. Inc. | Trane | 4YCC4024A1 | 4YCC4024A1 |  |  | Voluntarily Certified | Single-package air conditioner | False | False | 23000 |  | 13.4 | 13.4 |  |  | False | 8 | 30 | 10.6 | 0 |  | False | Conventional | 07/06/2023 |  | 11/16/2023
Trane U.S. Inc. | Trane | 4YCC4024E1 | 4YCC4024E1 |  |  | Voluntarily Certified | Single-package air conditioner | False | False | 23200 |  | 13.4 | 13.4 |  |  | False | 8 | 30 | 11 | 0 |  | False | Conventional | 07/06/2023 |  | 11/16/2023
Trane U.S. Inc. | Trane | 4YCC4030A1 | 4YCC4030A1 |  |  | Voluntarily Certified | Single-package air conditioner | False | False | 28000 |  | 13.4 | 13.4 |  |  | False | 8 | 30 | 10.6 | 0 |  | False | Conventional | 07/06/2023 |  | 11/16/2023
Trane U.S. Inc. | Trane | 4YCC4030E1 | 4YCC4030E1 |  |  | Voluntarily Certified | Single-package air conditioner | False | False | 28000 |  | 13.4 | 13.4 |  |  | False | 8 | 30 | 11 | 0 |  | False | Conventional | 07/06/2023 |  | 11/16/2023
Trane U.S. Inc. | Trane | 4YCC4036A1 | 4YCC4036A1 |  |  | Voluntarily Certified | Single-package air conditioner | False | False | 35000 |  | 13.4 | 13.4 |  |  | False | 8 | 30 | 10.6 | 0 |  | False | Conventional | 07/06/2023 |  | 11/16/2023
Trane U.S. Inc. | Trane | 4YCC4036E1 | 4YCC4036E1 |  |  | Voluntarily Certified | Single-package air conditioner | False | False | 36400 |  | 13.4 | 13.4 |  |  | False | 8 | 30 | 11 | 0 |  | False | Conventional | 07/06/2023 |  | 11/16/2023
Trane U.S. Inc. | Trane | 4YCC4042A1 | 4YCC4042A1 |  |  | Voluntarily Certified | Single-package air conditioner | False | False | 39500 |  | 13.4 | 13.4 |  |  | False | 7 | 30 | 10.6 | 0 |  | False | Conventional | 07/06/2023 |  | 11/16/2023
Trane U.S. Inc. | Trane | 4YCC4042E1 | 4YCC4042E1 |  |  | Voluntarily Certified | Single-package air conditioner | False | False | 40000 |  | 13.4 | 13.4 |  |  | False | 7 | 30 | 11 | 0 |  | False | Conventional | 07/06/2023 |  | 11/16/2023
Trane U.S. Inc. | Trane | 4YCC4048A1 | 4YCC4048A1 |  |  | Voluntarily Certified | Single-package air conditioner | False | False | 45000 |  | 13.4 | 13.4 |  |  | False | 6 | 30 | 10.6 | 0 |  | False | Conventional | 07/06/2023 |  | 11/16/2023
Trane U.S. Inc. | Trane | 4YCC4048E1 | 4YCC4048E1 |  |  | Voluntarily Certified | Single-package air conditioner | False | False | 46000 |  | 13.4 | 13.4 |  |  | False | 6 | 30 | 10.8 | 0 |  | False | Conventional | 07/06/2023 |  | 11/16/2023
Trane U.S. Inc. | Trane | 4YCC4060A1 | 4YCC4060A1 |  |  | Voluntarily Certified | Single-package air conditioner | False | False | 55500 |  | 13.4 | 13.4 |  |  | False | 5 | 30 | 10.6 | 0 |  | False | Conventional | 07/06/2023 |  | 11/16/2023
Trane U.S. Inc. | Trane | 4YCC4060E1 | 4YCC4060E1 |  |  | Voluntarily Certified | Single-package air conditioner | False | False | 57500 |  | 13.4 | 13.4 |  |  | False | 5 | 30 | 11 | 0 |  | False | Conventional | 07/06/2023 |  | 11/16/2023
Trane U.S. Inc. | Trane | 4YCY5024A1 | 4YCY5024A1 |  |  | Voluntarily Certified | Single-package air conditioner | False | False | 23000 |  | 14 | 13.4 |  |  | False | 8 | 30 | 10.6 | 0 |  | False | Conventional | 07/06/2023 |  | 11/16/2023
Trane U.S. Inc. | Trane | 4YCY5030A1 | 4YCY5030A1 |  |  | Voluntarily Certified | Single-package air conditioner | False | False | 27600 |  | 14 | 13.4 |  |  | False | 8 | 30 | 10.6 | 0 |  | False | Conventional | 07/06/2023 |  | 11/16/2023
Trane U.S. Inc. | Trane | 4YCY5036A1 | 4YCY5036A1 |  |  | Voluntarily Certified | Single-package air conditioner | False | False | 35400 |  | 14 | 13.4 |  |  | False | 8 | 30 | 10.6 | 0 |  | False | Conventional | 07/06/2023 |  | 11/16/2023
Trane U.S. Inc. | Trane | 4YCY5042A1 | 4YCY5042A1 |  |  | Voluntarily Certified | Single-package air conditioner | False | False | 40000 |  | 14 | 13.4 |  |  | False | 7 | 30 | 10.6 | 0 |  | False | Conventional | 07/06/2023 |  | 11/16/2023
Trane U.S. Inc. | Trane | 4YCY5048A1 | 4YCY5048A1 |  |  | Voluntarily Certified | Single-package air conditioner | False | False | 47000 |  | 14 | 13.4 |  |  | True | 3 | 30 | 10.6 | 0 |  | False | Conventional | 07/06/2023 |  | 11/16/2023
Trane U.S. Inc. | Trane | 4YCY5060A1 | 4YCY5060A1 |  |  | Voluntarily Certified | Single-package air conditioner | False | False | 55500 |  | 14 | 13.4 |  |  | True | 3 | 30 | 10.6 | 0 |  | False | Conventional | 07/06/2023 |  | 11/16/2023
Trane U.S. Inc. | Trane | 4YCZ5024E1 | 4YCZ5024E1 |  |  | Voluntarily Certified | Single-package air conditioner | False | False | 24000 |  | 15 | 13.4 |  |  | False | 5 | 30 | 11 | 0 |  | False | Conventional | 07/06/2023 |  | 11/16/2023
Trane U.S. Inc. | Trane | 4YCZ5024F1 | 4YCZ5024F1 |  |  | Voluntarily Certified | Single-package air conditioner | False | False | 24000 |  | 15.2 | 13.4 |  |  | False | 5 | 30 | 11.5 | 0 |  | False | Conventional | 07/06/2023 |  | 11/16/2023
Trane U.S. Inc. | Trane | 4YCZ5036E1 | 4YCZ5036E1 |  |  | Voluntarily Certified | Single-package air conditioner | False | False | 35200 |  | 15 | 13.4 |  |  | False | 5 | 30 | 11 | 0 |  | False | Conventional | 07/06/2023 |  | 11/16/2023
Trane U.S. Inc. | Trane | 4YCZ5036F1 | 4YCZ5036F1 |  |  | Voluntarily Certified | Single-package air conditioner | False | False | 35200 |  | 15.2 | 13.4 |  |  | False | 5 | 30 | 11.5 | 0 |  | False | Conventional | 07/06/2023 |  | 11/16/2023
Trane U.S. Inc. | Trane | 4YCZ5048E1 | 4YCZ5048E1 |  |  | Voluntarily Certified | Single-package air conditioner | False | False | 47500 |  | 15 | 13.4 |  |  | False | 3 | 30 | 11 | 0 |  | False | Conventional | 07/06/2023 |  | 11/16/2023
Trane U.S. Inc. | Trane | 4YCZ5060E1 | 4YCZ5060E1 |  |  | Voluntarily Certified | Single-package air conditioner | False | False | 57500 |  | 15 | 13.4 |  |  | False | 3 | 30 | 10.9 | 0 |  | False | Conventional | 07/06/2023 |  | 11/16/2023
Trane U.S. Inc. | Trane | 4YCZ6024A1 | 4YCZ6024A1 |  |  | Voluntarily Certified | Single-package air conditioner | False | False | 23600 |  | 14.8 | 13.4 |  |  | True | 8 | 30 | 10.6 | 0 |  | False | Conventional | 07/06/2023 |  | 11/16/2023
Trane U.S. Inc. | Trane | 4YCZ6036C1 | 4YCZ6036C1 |  |  | Voluntarily Certified | Single-package air conditioner | False | False | 35000 |  | 14.8 | 13.4 |  |  | True | 8 | 30 | 10.6 | 0 |  | False | Conventional | 07/06/2023 |  | 11/16/2023
Trane U.S. Inc. | Trane | 4YCZ6048C1 | 4YCZ6048C1 |  |  | Voluntarily Certified | Single-package air conditioner | False | False | 47000 |  | 14.8 | 13.4 |  |  | True | 8 | 30 | 10.6 | 0 |  | False | Conventional | 07/06/2023 |  | 11/16/2023
Trane U.S. Inc. | Trane | 4YCZ6060C1 | 4YCZ6060C1 |  |  | Voluntarily Certified | Single-package air conditioner | False | False | 55500 |  | 14.6 | 13.4 |  |  | True | 8 | 30 | 10.6 | 0 |  | False | Conventional | 07/06/2023 |  | 11/16/2023
Trane U.S. Inc. | Trane | 4TCC4024A1 | 4TCC4024A1 |  |  | Voluntarily Certified | Single-package air conditioner | False | False | 23000 |  | 13.4 | 13.4 |  |  | True | 6 | 30 | 10.6 | 0 |  | False | Conventional | 07/06/2023 |  | 11/16/2023
Trane U.S. Inc. | Trane | 4TCC4024E1 | 4TCC4024E1 |  |  | Voluntarily Certified | Single-package air conditioner | False | False | 23200 |  | 13.4 | 13.4 |  |  | False | 4 | 30 | 11 | 0 |  | False | Conventional | 07/06/2023 |  | 11/16/2023
Trane U.S. Inc. | Trane | 4TCC4030A1 | 4TCC4030A1 |  |  | Voluntarily Certified | Single-package air conditioner | False | False | 28000 |  | 13.4 | 13.4 |  |  | False | 4 | 30 | 10.6 | 0 |  | False | Conventional | 07/06/2023 |  | 11/16/2023
Trane U.S. Inc. | Trane | 4TCC4030E1 | 4TCC4030E1 |  |  | Voluntarily Certified | Single-package air conditioner | False | False | 28000 |  | 13.4 | 13.4 |  |  | False | 4 | 30 | 11 | 0 |  | False | Conventional | 07/06/2023 |  | 11/16/2023
Trane U.S. Inc. | Trane | 4TCC4036A1 | 4TCC4036A1 |  |  | Voluntarily Certified | Single-package air conditioner | False | False | 35000 |  | 13.4 | 13.4 |  |  | False | 4 | 30 | 10.6 | 0 |  | False | Conventional | 07/06/2023 |  | 11/16/2023
Trane U.S. Inc. | Trane | 4TCC4036E1 | 4TCC4036E1 |  |  | Voluntarily Certified | Single-package air conditioner | False | False | 36400 |  | 13.4 | 13.4 |  |  | False | 4 | 30 | 11 | 0 |  | False | Conventional | 07/06/2023 |  | 11/16/2023
Trane U.S. Inc. | Trane | 4TCC4042A1 | 4TCC4042A1 |  |  | Voluntarily Certified | Single-package air conditioner | False | False | 39500 |  | 13.4 | 13.4 |  |  | False | 4 | 30 | 10.6 | 0 |  | False | Conventional | 07/06/2023 |  | 11/16/2023
Trane U.S. Inc. | Trane | 4TCC4042E1 | 4TCC4042E1 |  |  | Voluntarily Certified | Single-package air conditioner | False | False | 40000 |  | 13.4 | 13.4 |  |  | False | 4 | 30 | 11 | 0 |  | False | Conventional | 07/06/2023 |  | 11/16/2023
Trane U.S. Inc. | Trane | 4TCC4048A1 | 4TCC4048A1 |  |  | Voluntarily Certified | Single-package air conditioner | False | False | 45000 |  | 13.4 | 13.4 |  |  | False | 3 | 30 | 10.6 | 0 |  | False | Conventional | 07/06/2023 |  | 11/16/2023
Trane U.S. Inc. | Trane | 4TCC4048E1 | 4TCC4048E1 |  |  | Voluntarily Certified | Single-package air conditioner | False | False | 46000 |  | 13.4 | 13.4 |  |  | False | 3 | 30 | 10.8 | 0 |  | False | Conventional | 07/06/2023 |  | 11/16/2023
Trane U.S. Inc. | Trane | 4TCC4060A1 | 4TCC4060A1 |  |  | Voluntarily Certified | Single-package air conditioner | False | False | 55500 |  | 13.4 | 13.4 |  |  | False | 2 | 30 | 10.6 | 0 |  | False | Conventional | 07/06/2023 |  | 11/16/2023
Trane U.S. Inc. | Trane | 4TCC4060E1 | 4TCC4060E1 |  |  | Voluntarily Certified | Single-package air conditioner | False | False | 57500 |  | 13.4 | 13.4 |  |  | False | 3 | 30 | 11 | 0 |  | False | Conventional | 07/06/2023 |  | 11/16/2023
Trane U.S. Inc. | Trane | 4TCY5024A1 | 4TCY5024A1 |  |  | Voluntarily Certified | Single-package air conditioner | False | False | 23000 |  | 14 | 13.4 |  |  | False | 5 | 30 | 10.6 | 0 |  | False | Conventional | 07/06/2023 |  | 11/16/2023
Trane U.S. Inc. | Trane | 4TCY5030A1 | 4TCY5030A1 |  |  | Voluntarily Certified | Single-package air conditioner | False | False | 27600 |  | 14 | 13.4 |  |  | False | 5 | 30 | 10.6 | 0 |  | False | Conventional | 07/06/2023 |  | 11/16/2023
Trane U.S. Inc. | Trane | 4TCY5036A1 | 4TCY5036A1 |  |  | Voluntarily Certified | Single-package air conditioner | False | False | 35400 |  | 14 | 13.4 |  |  | False | 5 | 30 | 10.6 | 0 |  | False | Conventional | 07/06/2023 |  | 11/16/2023
Trane U.S. Inc. | Trane | 4TCY5042A1 | 4TCY5042A1 |  |  | Voluntarily Certified | Single-package air conditioner | False | False | 40000 |  | 14 | 13.4 |  |  | False | 4 | 30 | 10.6 | 0 |  | False | Conventional | 07/06/2023 |  | 11/16/2023
Trane U.S. Inc. | Trane | 4TCY5048A1 | 4TCY5048A1 |  |  | Voluntarily Certified | Single-package air conditioner | False | False | 47000 |  | 14 | 13.4 |  |  | True | 2 | 30 | 10.6 | 0 |  | False | Conventional | 07/06/2023 |  | 11/16/2023
Trane U.S. Inc. | Trane | 4TCY5060A1 | 4TCY5060A1 |  |  | Voluntarily Certified | Single-package air conditioner | False | False | 55500 |  | 14 | 13.4 |  |  | True | 2 | 30 | 10.6 | 0 |  | False | Conventional | 07/06/2023 |  | 11/16/2023
Trane U.S. Inc. | Trane | 4TTL5024N1 | 4TTL5024N1 | 4TXCB006DS3 |  | Voluntarily Certified | Single-split-system air condit | False | False | 23000 |  | 14.3 | 13.4 |  |  | False | 2 | 30 | 11.7 | 0 | Coil-Only System | False | Conventional | 07/06/2023 |  | 11/16/2023
Trane U.S. Inc. | Trane | 4TTL5030N1 | 4TTL5030N1 | 4TXCB006DS3 |  | Voluntarily Certified | Single-split-system air condit | False | False | 29000 |  | 14.3 | 13.4 |  |  | False | 2 | 30 | 11.7 | 0 | Coil-Only System | False | Conventional | 07/06/2023 |  | 11/16/2023
Trane U.S. Inc. | Trane | 4TTL5036N1 | 4TTL5036N1 | 4PX*CU60BS3 |  | Voluntarily Certified | Single-split-system air condit | False | False | 35000 |  | 14.3 | 13.4 |  |  | False | 2 | 30 | 11.7 | 0 | Coil-Only System | False | Conventional | 07/06/2023 |  | 11/16/2023
Trane U.S. Inc. | Trane | 4TTL5042N1 | 4TTL5042N1 | 4PX*CU60BS3 |  | Voluntarily Certified | Single-split-system air condit | False | False | 45000 |  | 13.8 | 13.4 |  |  | False | 2 | 30 | 11.2 | 0 | Coil-Only System | False | Conventional | 07/06/2023 |  | 11/16/2023
Trane U.S. Inc. | Trane | 4TTL5048N1 | 4TTL5048N1 | 4PX*CU60BS3 |  | Voluntarily Certified | Single-split-system air condit | False | False | 46500 |  | 13.8 | 13.4 |  |  | False | 2 | 30 | 11.2 | 0 | Coil-Only System | False | Conventional | 07/06/2023 |  | 11/16/2023
Trane U.S. Inc. | Trane | 4TTR3018N1 | 4TTR3018N1 | 4PX*BU24BS3 |  | Voluntarily Certified | Single-split-system air condit | False | False | 17600 |  | 13.4 | 13.4 |  |  | False | 1 | 30 | 11.2 | 0 | Coil-Only System | False | Conventional | 07/06/2023 |  | 11/16/2023
Trane U.S. Inc. | Trane | 4TTR3024N1 | 4TTR3024N1 | 4PX*BU24BS3 |  | Voluntarily Certified | Single-split-system air condit | False | False | 23200 |  | 13.4 | 13.4 |  |  | False | 1 | 30 | 11.2 | 0 | Coil-Only System | False | Conventional | 07/06/2023 |  | 11/16/2023
Trane U.S. Inc. | Trane | 4TTR3030N1 | 4TTR3030N1 | 4PX*BU30BS3 |  | Voluntarily Certified | Single-split-system air condit | False | False | 27800 |  | 13.4 | 13.4 |  |  | False | 1 | 30 | 11.5 | 0 | Coil-Only System | False | Conventional | 07/06/2023 |  | 11/16/2023
Trane U.S. Inc. | Trane | 4TTR3036N1 | 4TTR3036N1 | 4PX*CU42BS3 |  | Voluntarily Certified | Single-split-system air condit | False | False | 33000 |  | 13.4 | 13.4 |  |  | False | 1 | 30 | 11.7 | 0 | Coil-Only System | False | Conventional | 07/06/2023 |  | 11/16/2023
Trane U.S. Inc. | Trane | 4TTR3042N1 | 4TTR3042N1 | 4PX*CU42BS3 |  | Voluntarily Certified | Single-split-system air condit | False | False | 39500 |  | 13.4 | 13.4 |  |  | False | 1 | 30 | 11.2 | 0 | Coil-Only System | False | Conventional | 07/06/2023 |  | 11/16/2023
Trane U.S. Inc. | Trane | 4TTR3048N1 | 4TTR3048N1 | 4PX*CU48BS3 |  | Voluntarily Certified | Single-split-system air condit | False | False | 46000 |  | 13.4 | 13.4 |  |  | False | 1 | 30 | 11.5 | 0 | Coil-Only System | False | Conventional | 07/06/2023 |  | 11/16/2023
Trane U.S. Inc. | Trane | 4TTR3060N1 | 4TTR3060N1 | 4PX*DU60BS3 |  | Voluntarily Certified | Single-split-system air condit | False | False | 55000 |  | 13.4 | 13.4 |  |  | False | 1 | 30 | 11 | 0 | Coil-Only System | False | Conventional | 07/06/2023 |  | 11/16/2023
Trane U.S. Inc. | Trane | 4TTR4018N1 | 4TTR4018N1 | 4PX*BU24BS3 |  | Voluntarily Certified | Single-split-system air condit | False | False | 18000 |  | 14.3 | 13.4 |  |  | False | 1 | 30 | 11.7 | 0 | Coil-Only System | False | Conventional | 07/06/2023 |  | 11/16/2023
Trane U.S. Inc. | Trane | 4TTR4019N1 | 4TTR4019N1 | 4PX*BU24BS3 |  | Voluntarily Certified | Single-split-system air condit | False | False | 17800 |  | 14.3 | 13.4 |  |  | False | 1 | 30 | 11.7 | 0 | Coil-Only System | False | Conventional | 07/06/2023 |  | 11/16/2023
Trane U.S. Inc. | Trane | 4TTR4024N1 | 4TTR4024N1 | 4PX*BU24BS3 |  | Voluntarily Certified | Single-split-system air condit | False | False | 24000 |  | 14.3 | 13.4 |  |  | False | 1 | 30 | 11.7 | 0 | Coil-Only System | False | Conventional | 07/06/2023 |  | 11/16/2023
Trane U.S. Inc. | Trane | 4TTR4025N1 | 4TTR4025N1 | 4PX*BU30BS3 |  | Voluntarily Certified | Single-split-system air condit | False | False | 23600 |  | 14.3 | 13.4 |  |  | False | 1 | 30 | 11.7 | 0 | Coil-Only System | False | Conventional | 07/06/2023 |  | 11/16/2023
Trane U.S. Inc. | Trane | 4TTR4030N1 | 4TTR4030N1 | 4PX*CU42BS3 |  | Voluntarily Certified | Single-split-system air condit | False | False | 30000 |  | 14.3 | 13.4 |  |  | False | 1 | 30 | 11.7 | 0 | Coil-Only System | False | Conventional | 07/06/2023 |  | 11/16/2023
Trane U.S. Inc. | Trane | 4TTR4036N1 | 4TTR4036N1 | 4PX*CU42BS3 |  | Voluntarily Certified | Single-split-system air condit | False | False | 33400 |  | 14.3 | 13.4 |  |  | False | 1 | 30 | 11.7 | 0 | Coil-Only System | False | Conventional | 07/06/2023 |  | 11/16/2023
Trane U.S. Inc. | Trane | 4TTR4042N1 | 4TTR4042N1 | 4PX*CU60BS3 |  | Voluntarily Certified | Single-split-system air condit | False | False | 39500 |  | 14.3 | 13.4 |  |  | False | 1 | 30 | 11.7 | 0 | Coil-Only System | False | Conventional | 07/06/2023 |  | 11/16/2023
Trane U.S. Inc. | Trane | 4TTR4048N1 | 4TTR4048N1 | 4PX*CU48BS3 |  | Voluntarily Certified | Single-split-system air condit | False | False | 46500 |  | 13.8 | 13.4 |  |  | False | 1 | 30 | 11.2 | 0 | Coil-Only System | False | Conventional | 07/06/2023 |  | 11/16/2023
Trane U.S. Inc. | Trane | 4TTR4049N1 | 4TTR4049N1 | 4PX*CU60BS3 |  | Voluntarily Certified | Single-split-system air condit | False | False | 45500 |  | 13.8 | 13.4 |  |  | False | 1 | 30 | 11.2 | 0 | Coil-Only System | False | Conventional | 07/06/2023 |  | 11/16/2023
Trane U.S. Inc. | Trane | 4TTR4060N1 | 4TTR4060N1 | 4TXCD010DS3 |  | Voluntarily Certified | Single-split-system air condit | False | False | 55000 |  | 13.8 | 13.4 |  |  | False | 1 | 30 | 11.2 | 0 | Coil-Only System | False | Conventional | 07/06/2023 |  | 11/16/2023
Trane U.S. Inc. | Trane | 4TTR5018N1 | 4TTR5018N1 | 4PX*BU24BS3 |  | Voluntarily Certified | Single-split-system air condit | False | False | 17500 |  | 14.3 | 13.4 |  |  | False | 1 | 30 | 11.7 | 0 | Coil-Only System | False | Conventional | 07/06/2023 |  | 11/16/2023
Trane U.S. Inc. | Trane | 4TTR5024N1 | 4TTR5024N1 | 4PX*BU30BS3 |  | Voluntarily Certified | Single-split-system air condit | False | False | 23600 |  | 14.3 | 13.4 |  |  | False | 1 | 30 | 11.7 | 0 | Coil-Only System | False | Conventional | 07/06/2023 |  | 11/16/2023
Trane U.S. Inc. | Trane | 4TTR5030N1 | 4TTR5030N1 | 4PX*BU36BS3 |  | Voluntarily Certified | Single-split-system air condit | False | False | 28600 |  | 14.3 | 13.4 |  |  | False | 1 | 30 | 11.7 | 0 | Coil-Only System | False | Conventional | 07/06/2023 |  | 11/16/2023
Trane U.S. Inc. | Trane | 4TTR5036N1 | 4TTR5036N1 | 4PX*BU48BS3 |  | Voluntarily Certified | Single-split-system air condit | False | False | 34400 |  | 14.3 | 13.4 |  |  | False | 1 | 30 | 11.7 | 0 | Coil-Only System | False | Conventional | 07/06/2023 |  | 11/16/2023
Trane U.S. Inc. | Trane | 4TTR5042N1 | 4TTR5042N1 | 4PX*CU48BS3 |  | Voluntarily Certified | Single-split-system air condit | False | False | 39500 |  | 14.3 | 13.4 |  |  | False | 1 | 30 | 11.7 | 0 | Coil-Only System | False | Conventional | 07/06/2023 |  | 11/16/2023
Trane U.S. Inc. | Trane | 4TTR5048N1 | 4TTR5048N1 | 4PX*CU60BS3 |  | Voluntarily Certified | Single-split-system air condit | False | False | 45500 |  | 14.3 | 13.4 |  |  | False | 1 | 30 | 11.7 | 0 | Coil-Only System | False | Conventional | 07/06/2023 |  | 11/16/2023
Trane U.S. Inc. | Trane | 4TTR5060N1 | 4TTR5060N1 | 4TXCD010DS3 |  | Voluntarily Certified | Single-split-system air condit | False | False | 55000 |  | 13.8 | 13.4 |  |  | False | 1 | 30 | 11.2 | 0 | Coil-Only System | False | Conventional | 07/06/2023 |  | 11/16/2023
Trane U.S. Inc. | Trane | 4TTR6024J1 | 4TTR6024J1 | 4PX*BU30BS3 |  | Voluntarily Certified | Single-split-system air condit | False | False | 23400 |  | 14.3 | 13.4 |  |  | False | 1 | 30 | 12 | 0 | Coil-Only System | False | Conventional | 07/06/2023 |  | 11/16/2023
Trane U.S. Inc. | Trane | 4TTR6024N1 | 4TTR6024N1 | 4TXCB004DS3 |  | Voluntarily Certified | Single-split-system air condit | False | False | 23600 |  | 14.3 | 13.4 |  |  | False | 1 | 30 | 11.7 | 0 | Coil-Only System | False | Conventional | 07/06/2023 |  | 11/16/2023
Trane U.S. Inc. | Trane | 4TTR6030J1 | 4TTR6030J1 | 4PX*BU36BS3 |  | Voluntarily Certified | Single-split-system air condit | False | False | 28000 |  | 14.3 | 13.4 |  |  | False | 1 | 30 | 12 | 0 | Coil-Only System | False | Conventional | 07/06/2023 |  | 11/16/2023
Trane U.S. Inc. | Trane | 4TTR6035J1 | 4TTR6035J1 | 4PX*CU42BS3 |  | Voluntarily Certified | Single-split-system air condit | False | False | 33400 |  | 14.3 | 13.4 |  |  | False | 1 | 30 | 12 | 0 | Coil-Only System | False | Conventional | 07/06/2023 |  | 11/16/2023
Trane U.S. Inc. | Trane | 4TTR6036J1 | 4TTR6036J1 | 4PX*BU48BS3 |  | Voluntarily Certified | Single-split-system air condit | False | False | 35200 |  | 15.2 | 13.4 |  |  | False | 1 | 30 | 12 | 0 | Coil-Only System | False | Conventional | 07/06/2023 |  | 11/16/2023
Trane U.S. Inc. | Trane | 4TTR6036N1 | 4TTR6036N1 | 4TXCB006DS3 |  | Voluntarily Certified | Single-split-system air condit | False | False | 35000 |  | 14.3 | 13.4 |  |  | False | 1 | 30 | 11.7 | 0 | Coil-Only System | False | Conventional | 07/06/2023 |  | 11/16/2023
Trane U.S. Inc. | Trane | 4TTR6042J1 | 4TTR6042J1 | 4PX*CU48BS3 |  | Voluntarily Certified | Single-split-system air condit | False | False | 39000 |  | 14.3 | 13.4 |  |  | False | 1 | 30 | 12 | 0 | Coil-Only System | False | Conventional | 07/06/2023 |  | 11/16/2023
Trane U.S. Inc. | Trane | 4TTR6048J1 | 4TTR6048J1 | 4PX*CU60BS3 |  | Voluntarily Certified | Single-split-system air condit | False | False | 45500 |  | 14.3 | 13.4 |  |  | False | 1 | 30 | 12 | 0 | Coil-Only System | False | Conventional | 07/06/2023 |  | 11/16/2023
Trane U.S. Inc. | Trane | 4TTR6048N1 | 4TTR6048N1 | 4TXCC007DS3 |  | Voluntarily Certified | Single-split-system air condit | False | False | 45000 |  | 14.3 | 13.4 |  |  | False | 1 | 30 | 11.5 | 0 | Coil-Only System | False | Conventional | 07/06/2023 |  | 11/16/2023
Trane U.S. Inc. | Trane | 4TTR6049J1 | 4TTR6049J1 | 4PX*DU60BS3 |  | Voluntarily Certified | Single-split-system air condit | False | False | 46500 |  | 15 | 13.4 |  |  | False | 1 | 30 | 12 | 0 | Coil-Only System | False | Conventional | 07/06/2023 |  | 11/16/2023
Trane U.S. Inc. | Trane | 4TTR6060J1 | 4TTR6060J1 | 4PX*DU60BS3 |  | Voluntarily Certified | Single-split-system air condit | False | False | 56000 |  | 13.8 | 13.4 |  |  | False | 1 | 30 | 11.2 | 0 | Coil-Only System | False | Conventional | 07/06/2023 |  | 11/16/2023
Trane U.S. Inc. | Trane | 4TTR6060K1 | 4TTR6060K1 | 4TXCD010DS3 |  | Voluntarily Certified | Single-split-system air condit | False | False | 55500 |  | 14.3 | 13.4 |  |  | False | 1 | 30 | 12 | 0 | Coil-Only System | False | Conventional | 07/06/2023 |  | 11/16/2023
Trane U.S. Inc. | Trane | 4TTR6060N1 | 4TTR6060N1 | 4TXCD010DS3 |  | Voluntarily Certified | Single-split-system air condit | False | False | 55000 |  | 14 | 13.4 |  |  | False | 1 | 30 | 11.2 | 0 | Coil-Only System | False | Conventional | 07/06/2023 |  | 11/16/2023
Trane U.S. Inc. | Trane | 4TTR6061C1 | 4TTR6061C1 | 4PX*DU60BS3 |  | Voluntarily Certified | Single-split-system air condit | False | False | 57000 |  | 14.3 | 13.4 |  |  | True | 1 | 30 | 12 | 0 | Coil-Only System | False | Conventional | 07/06/2023 |  | 11/16/2023
Trane U.S. Inc. | Trane | 4TTV0024A1 | 4TTV0024A1 | TAM9A0B30V31 |  | Voluntarily Certified | Single-split-system air condit | False | False | 24400 |  | 19 | 13.4 |  |  | False | 23 | 30 | 13 | 0 | Blower Coil System | True | Conventional | 07/06/2023 |  | 11/16/2023
Trane U.S. Inc. | Trane | 4TTV7X24A1 | 4TTV7X24A1 | TAMXA0B30V31 |  | Voluntarily Certified | Single-split-system air condit | False | False | 24200 |  | 17 | 13.4 |  |  | False | 25 | 30 | 12 | 0 | Blower Coil System | True | Conventional | 07/06/2023 |  | 11/16/2023
Trane U.S. Inc. | Trane | 4TTV7X36A1 | 4TTV7X36A1 | TAMXA0C36V31 |  | Voluntarily Certified | Single-split-system air condit | False | False | 35000 |  | 17 | 13.4 |  |  | False | 21 | 30 | 12 | 0 | Blower Coil System | True | Conventional | 07/06/2023 |  | 11/16/2023
Trane U.S. Inc. | Trane | 4TTV7X48A1 | 4TTV7X48A1 | TAMXA0C48V41 |  | Voluntarily Certified | Single-split-system air condit | False | False | 46500 |  | 17 | 13.4 |  |  | False | 17 | 30 | 12 | 0 | Blower Coil System | True | Conventional | 07/06/2023 |  | 11/16/2023
Trane U.S. Inc. | Trane | 4TTV7X60A1 | 4TTV7X60A1 | TAMXA0C60V51 |  | Voluntarily Certified | Single-split-system air condit | False | False | 53500 |  | 17 | 13.4 |  |  | False | 15 | 30 | 12 | 0 | Blower Coil System | True | Conventional | 07/06/2023 |  | 11/16/2023
Trane U.S. Inc. | Trane | 4TTV8036A1 | 4TTV8036A1 | TAM9A0C36V31 |  | Voluntarily Certified | Single-split-system air condit | False | False | 35200 |  | 18 | 13.4 |  |  | False | 19 | 30 | 12.5 | 0 | Blower Coil System | True | Conventional | 07/06/2023 |  | 11/16/2023
Trane U.S. Inc. | Trane | 4TTX5018N1 | 4TTX5018N1 | 4PX*BU24BS3 |  | Voluntarily Certified | Single-split-system air condit | False | False | 17800 |  | 14.3 | 13.4 |  |  | False | 1 | 30 | 11.7 | 0 | Coil-Only System | False | Conventional | 07/06/2023 |  | 11/16/2023
Trane U.S. Inc. | Trane | 4TTX5024N1 | 4TTX5024N1 | 4PX*BU30BS3 |  | Voluntarily Certified | Single-split-system air condit | False | False | 23600 |  | 14.3 | 13.4 |  |  | False | 1 | 30 | 11.7 | 0 | Coil-Only System | False | Conventional | 07/06/2023 |  | 11/16/2023
Trane U.S. Inc. | Trane | 4TTX5030N1 | 4TTX5030N1 | 4PX*BU36BS3 |  | Voluntarily Certified | Single-split-system air condit | False | False | 28600 |  | 14.3 | 13.4 |  |  | False | 1 | 30 | 11.7 | 0 | Coil-Only System | False | Conventional | 07/06/2023 |  | 11/16/2023
Trane U.S. Inc. | Trane | 4TTX5036N1 | 4TTX5036N1 | 4PX*BU48BS3 |  | Voluntarily Certified | Single-split-system air condit | False | False | 34600 |  | 14.3 | 13.4 |  |  | False | 1 | 30 | 11.7 | 0 | Coil-Only System | False | Conventional | 07/06/2023 |  | 11/16/2023
Trane U.S. Inc. | Trane | 4TTX5042N1 | 4TTX5042N1 | 4PX*CU48BS3 |  | Voluntarily Certified | Single-split-system air condit | False | False | 39500 |  | 14.3 | 13.4 |  |  | False | 1 | 30 | 11.7 | 0 | Coil-Only System | False | Conventional | 07/06/2023 |  | 11/16/2023
Trane U.S. Inc. | Trane | 4TTX5048N1 | 4TTX5048N1 | 4PX*CU60BS3 |  | Voluntarily Certified | Single-split-system air condit | False | False | 46000 |  | 14.3 | 13.4 |  |  | False | 1 | 30 | 11.7 | 0 | Coil-Only System | False | Conventional | 07/06/2023 |  | 11/16/2023
Trane U.S. Inc. | Trane | 4TTX5060N1 | 4TTX5060N1 | 4TXCD010DS3 |  | Voluntarily Certified | Single-split-system air condit | False | False | 55000 |  | 14.3 | 13.4 |  |  | False | 1 | 30 | 11.7 | 0 | Coil-Only System | False | Conventional | 07/06/2023 |  | 11/16/2023
Trane U.S. Inc. | Trane | 4TTX6024J1 | 4TTX6024J1 | 4PX*BU30BS3 |  | Voluntarily Certified | Single-split-system air condit | False | False | 23400 |  | 14.3 | 13.4 |  |  | False | 1 | 30 | 12 | 0 | Coil-Only System | False | Conventional | 07/06/2023 |  | 11/16/2023
Trane U.S. Inc. | Trane | 4TTX6024J1 | 4TTX6024J1 | 4TXCB003DS3 |  | Voluntarily Certified | Single-split-system air condit | False | False | 23400 |  | 14.3 | 13.4 |  |  | False | 1 | 30 | 12 | 0 | Coil-Only System | False | Conventional | 07/06/2023 |  | 11/16/2023
Trane U.S. Inc. | Trane | 4TTX6030J1 | 4TTX6030J1 | 4PX*BU36BS3 |  | Voluntarily Certified | Single-split-system air condit | False | False | 28000 |  | 14.3 | 13.4 |  |  | False | 1 | 30 | 12 | 0 | Coil-Only System | False | Conventional | 07/06/2023 |  | 11/16/2023
Trane U.S. Inc. | Trane | 4TTX6035J1 | 4TTX6035J1 | 4PX*CU42BS3 |  | Voluntarily Certified | Single-split-system air condit | False | False | 33400 |  | 14.3 | 13.4 |  |  | False | 1 | 30 | 11.7 | 0 | Coil-Only System | False | Conventional | 07/06/2023 |  | 11/16/2023
Trane U.S. Inc. | Trane | 4TTX6036J1 | 4TTX6036J1 | 4PX*BU48BS3 |  | Voluntarily Certified | Single-split-system air condit | False | False | 35200 |  | 15.2 | 13.4 |  |  | False | 1 | 30 | 12 | 0 | Coil-Only System | False | Conventional | 07/06/2023 |  | 11/16/2023
Trane U.S. Inc. | Trane | 4TTX6041J1 | 4TTX6041J1 | 4PX*CU60BS3 |  | Voluntarily Certified | Single-split-system air condit | False | False | 40500 |  | 14.3 | 13.4 |  |  | False | 1 | 30 | 12 | 0 | Coil-Only System | False | Conventional | 07/06/2023 |  | 11/16/2023
Trane U.S. Inc. | Trane | 4TTX6048J1 | 4TTX6048J1 | 4PX*CU60BS3 |  | Voluntarily Certified | Single-split-system air condit | False | False | 46000 |  | 14.3 | 13.4 |  |  | False | 1 | 30 | 12 | 0 | Coil-Only System | False | Conventional | 07/06/2023 |  | 11/16/2023
Trane U.S. Inc. | Trane | 4TTX6049J1 | 4TTX6049J1 | 4PX*DU60BS3 |  | Voluntarily Certified | Single-split-system air condit | False | False | 46500 |  | 15 | 13.4 |  |  | False | 1 | 30 | 12 | 0 | Coil-Only System | False | Conventional | 07/06/2023 |  | 11/16/2023
Trane U.S. Inc. | Trane | 4TTX6060J1 | 4TTX6060J1 | 4PX*DU60BS3 |  | Voluntarily Certified | Single-split-system air condit | False | False | 56000 |  | 13.8 | 13.4 |  |  | False | 1 | 30 | 11.2 | 0 | Coil-Only System | False | Conventional | 07/06/2023 |  | 11/16/2023
Trane U.S. Inc. | Trane | 4TTX6060K1 | 4TTX6060K1 | 4TXCD010DS3 |  | Voluntarily Certified | Single-split-system air condit | False | False | 56000 |  | 14.3 | 13.4 |  |  | False | 1 | 30 | 12 | 0 | Coil-Only System | False | Conventional | 07/06/2023 |  | 11/16/2023
Trane U.S. Inc. | Trane | 4TTX7024E1 | 4TTX7024E1 | 4TXCB004DS3 |  | Voluntarily Certified | Single-split-system air condit | False | False | 23600 |  | 14.3 | 13.4 |  |  | False | 1 | 30 | 11.7 | 0 | Coil-Only System | False | Conventional | 07/06/2023 |  | 11/16/2023
Trane U.S. Inc. | Trane | 4TTX7036E1 | 4TTX7036E1 | 4TXCB006DS3 |  | Voluntarily Certified | Single-split-system air condit | False | False | 35000 |  | 14.3 | 13.4 |  |  | False | 1 | 30 | 11.7 | 0 | Coil-Only System | False | Conventional | 07/06/2023 |  | 11/16/2023
Trane U.S. Inc. | Trane | 4TTX7048E1 | 4TTX7048E1 | 4TXCC007DS3 |  | Voluntarily Certified | Single-split-system air condit | False | False | 45000 |  | 14.3 | 13.4 |  |  | False | 1 | 30 | 11.5 | 0 | Coil-Only System | False | Conventional | 07/06/2023 |  | 11/16/2023
Trane U.S. Inc. | Trane | 4TTX7060E1 | 4TTX7060E1 | 4TXCD010DS3 |  | Voluntarily Certified | Single-split-system air condit | False | False | 55000 |  | 14 | 13.4 |  |  | False | 1 | 30 | 11.2 | 0 | Coil-Only System | False | Conventional | 07/06/2023 |  | 11/16/2023
Trane U.S. Inc. | Trane | 4YCC4024A1 | 4YCC4024A1 |  |  | Voluntarily Certified | Single-package air conditioner | False | False | 23000 |  | 13.4 | 13.4 |  |  | False | 8 | 30 | 10.6 | 0 |  | False | Conventional | 07/06/2023 |  | 11/16/2023
Trane U.S. Inc. | Trane | 4YCC4024E1 | 4YCC4024E1 |  |  | Voluntarily Certified | Single-package air conditioner | False | False | 23200 |  | 13.4 | 13.4 |  |  | False | 8 | 30 | 11 | 0 |  | False | Conventional | 07/06/2023 |  | 11/16/2023
Trane U.S. Inc. | Trane | 4YCC4030A1 | 4YCC4030A1 |  |  | Voluntarily Certified | Single-package air conditioner | False | False | 28000 |  | 13.4 | 13.4 |  |  | False | 8 | 30 | 10.6 | 0 |  | False | Conventional | 07/06/2023 |  | 11/16/2023
Trane U.S. Inc. | Trane | 4YCC4030E1 | 4YCC4030E1 |  |  | Voluntarily Certified | Single-package air conditioner | False | False | 28000 |  | 13.4 | 13.4 |  |  | False | 8 | 30 | 11 | 0 |  | False | Conventional | 07/06/2023 |  | 11/16/2023
Trane U.S. Inc. | Trane | 4YCC4036A1 | 4YCC4036A1 |  |  | Voluntarily Certified | Single-package air conditioner | False | False | 35000 |  | 13.4 | 13.4 |  |  | False | 8 | 30 | 10.6 | 0 |  | False | Conventional | 07/06/2023 |  | 11/16/2023
Trane U.S. Inc. | Trane | 4YCC4036E1 | 4YCC4036E1 |  |  | Voluntarily Certified | Single-package air conditioner | False | False | 36400 |  | 13.4 | 13.4 |  |  | False | 8 | 30 | 11 | 0 |  | False | Conventional | 07/06/2023 |  | 11/16/2023
Trane U.S. Inc. | Trane | 4YCC4042A1 | 4YCC4042A1 |  |  | Voluntarily Certified | Single-package air conditioner | False | False | 39500 |  | 13.4 | 13.4 |  |  | False | 7 | 30 | 10.6 | 0 |  | False | Conventional | 07/06/2023 |  | 11/16/2023
Trane U.S. Inc. | Trane | 4YCC4042E1 | 4YCC4042E1 |  |  | Voluntarily Certified | Single-package air conditioner | False | False | 40000 |  | 13.4 | 13.4 |  |  | False | 7 | 30 | 11 | 0 |  | False | Conventional | 07/06/2023 |  | 11/16/2023
Trane U.S. Inc. | Trane | 4YCC4048A1 | 4YCC4048A1 |  |  | Voluntarily Certified | Single-package air conditioner | False | False | 45000 |  | 13.4 | 13.4 |  |  | False | 6 | 30 | 10.6 | 0 |  | False | Conventional | 07/06/2023 |  | 11/16/2023
Trane U.S. Inc. | Trane | 4YCC4048E1 | 4YCC4048E1 |  |  | Voluntarily Certified | Single-package air conditioner | False | False | 46000 |  | 13.4 | 13.4 |  |  | False | 6 | 30 | 10.8 | 0 |  | False | Conventional | 07/06/2023 |  | 11/16/2023
Trane U.S. Inc. | Trane | 4YCC4060A1 | 4YCC4060A1 |  |  | Voluntarily Certified | Single-package air conditioner | False | False | 55500 |  | 13.4 | 13.4 |  |  | False | 5 | 30 | 10.6 | 0 |  | False | Conventional | 07/06/2023 |  | 11/16/2023
Trane U.S. Inc. | Trane | 4YCC4060E1 | 4YCC4060E1 |  |  | Voluntarily Certified | Single-package air conditioner | False | False | 57500 |  | 13.4 | 13.4 |  |  | False | 5 | 30 | 11 | 0 |  | False | Conventional | 07/06/2023 |  | 11/16/2023
Trane U.S. Inc. | Trane | 4YCY5024A1 | 4YCY5024A1 |  |  | Voluntarily Certified | Single-package air conditioner | False | False | 23000 |  | 14 | 13.4 |  |  | False | 8 | 30 | 10.6 | 0 |  | False | Conventional | 07/06/2023 |  | 11/16/2023
Trane U.S. Inc. | Trane | 4YCY5030A1 | 4YCY5030A1 |  |  | Voluntarily Certified | Single-package air conditioner | False | False | 27600 |  | 14 | 13.4 |  |  | False | 8 | 30 | 10.6 | 0 |  | False | Conventional | 07/06/2023 |  | 11/16/2023
Trane U.S. Inc. | Trane | 4YCY5036A1 | 4YCY5036A1 |  |  | Voluntarily Certified | Single-package air conditioner | False | False | 35400 |  | 14 | 13.4 |  |  | False | 8 | 30 | 10.6 | 0 |  | False | Conventional | 07/06/2023 |  | 11/16/2023
Trane U.S. Inc. | Trane | 4YCY5042A1 | 4YCY5042A1 |  |  | Voluntarily Certified | Single-package air conditioner | False | False | 40000 |  | 14 | 13.4 |  |  | False | 7 | 30 | 10.6 | 0 |  | False | Conventional | 07/06/2023 |  | 11/16/2023
Trane U.S. Inc. | Trane | 4YCY5048A1 | 4YCY5048A1 |  |  | Voluntarily Certified | Single-package air conditioner | False | False | 47000 |  | 14 | 13.4 |  |  | True | 3 | 30 | 10.6 | 0 |  | False | Conventional | 07/06/2023 |  | 11/16/2023
Trane U.S. Inc. | Trane | 4YCY5060A1 | 4YCY5060A1 |  |  | Voluntarily Certified | Single-package air conditioner | False | False | 55500 |  | 14 | 13.4 |  |  | True | 3 | 30 | 10.6 |  |  | False | Conventional | 11/16/2023 |  | 11/16/2023
Daikin Comfort Technologies Manufacturing, L.P. | Liberty Heating & Air Conditioning | ASXS603610A* | ASXS603610A* | CA*EA3026*4A*+MBVC1600**-1A* |  | Voluntarily Certified | Single-split-system air condit | False | False | 32400 |  | 16.6 | 13.4 |  |  | True | 30 | 30 | 9.8 |  | Blower Coil System | True | Conventional | 07/07/2023 |  | 11/16/2023
Daikin Comfort Technologies Manufacturing, L.P. | Liberty Heating & Air Conditioning | ASXV902410A* | ASXV902410A* | CA*F3137*6A*+MBVC1201**-1A*+TX |  | Voluntarily Certified | Single-split-system air condit | False | False | 22600 |  | 22.5 | 13.4 |  |  | True | 30 | 30 | 13 |  | Blower Coil System | True | Conventional | 07/07/2023 |  | 11/16/2023
Daikin Comfort Technologies Manufacturing, L.P. | Liberty Heating & Air Conditioning | ASXV903610A* | ASXV903610A* | CA*F3743*6D*+MBVC1601**-1A*+TX |  | Voluntarily Certified | Single-split-system air condit | False | False | 32800 |  | 20 | 13.4 |  |  | True | 30 | 30 | 12 |  | Blower Coil System | True | Conventional | 07/07/2023 |  | 11/16/2023
Daikin Comfort Technologies Manufacturing, L.P. | Liberty Heating & Air Conditioning | ASXV904810A* | ASXV904810A* | CA*F4961*6D*+MBVC2001**-1A*+TX |  | Voluntarily Certified | Single-split-system air condit | False | False | 45000 |  | 20.5 | 13.4 |  |  | True | 30 | 30 | 12.4 |  | Blower Coil System | True | Conventional | 07/07/2023 |  | 11/16/2023
Daikin Comfort Technologies Manufacturing, L.P. | Liberty Heating & Air Conditioning | ASXV906010A* | ASXV906010A* | CA*F4961*6D*+MBVC2001**-1A*+TX |  | Voluntarily Certified | Single-split-system air condit | False | False | 52000 |  | 19 | 13.4 |  |  | True | 30 | 30 | 12.4 |  | Blower Coil System | True | Conventional | 07/07/2023 |  | 11/16/2023
Rheem Sales Company, Inc. | CLIMATEMASTER | RACAZR024AJT | RACAZR024AJT |  |  | Voluntarily Certified | Single-package air conditioner | False | False | 23000 |  | 13.4 | 13.4 |  |  | True | 30 | 30 | 10.6 | 0 |  | False | Conventional | 07/06/2023 |  | 11/21/2023
Rheem Sales Company, Inc. | CLIMATEMASTER | RACAZR030AJT | RACAZR030AJT |  |  | Voluntarily Certified | Single-package air conditioner | False | False | 28400 |  | 13.4 | 13.4 |  |  | True | 30 | 30 | 10.6 | 0 |  | False | Conventional | 07/06/2023 |  | 11/21/2023
Rheem Sales Company, Inc. | CLIMATEMASTER | RACAZR036AJT | RACAZR036AJT |  |  | Voluntarily Certified | Single-package air conditioner | False | False | 34200 |  | 13.4 | 13.4 |  |  | True | 30 | 30 | 10.6 | 0 |  | False | Conventional | 07/06/2023 |  | 11/21/2023
Rheem Sales Company, Inc. | CLIMATEMASTER | RACAZR042AJT | RACAZR042AJT |  |  | Voluntarily Certified | Single-package air conditioner | False | False | 40500 |  | 13.4 | 13.4 |  |  | True | 30 | 30 | 10.6 | 0 |  | False | Conventional | 07/06/2023 |  | 11/21/2023
Rheem Sales Company, Inc. | CLIMATEMASTER | RACAZR048AJT | RACAZR048AJT |  |  | Voluntarily Certified | Single-package air conditioner | False | False | 46000 |  | 13.4 | 13.4 |  |  | True | 30 | 30 | 10.6 | 0 |  | False | Conventional | 07/06/2023 |  | 11/21/2023
Rheem Sales Company, Inc. | CLIMATEMASTER | RACAZR060AJT | RACAZR060AJT |  |  | Voluntarily Certified | Single-package air conditioner | False | False | 56000 |  | 13.4 | 13.4 |  |  | True | 30 | 30 | 10.6 | 0 |  | False | Conventional | 07/06/2023 |  | 11/21/2023
Rheem Sales Company, Inc. | CLIMATEMASTER | RACBZR024AJT | RACBZR024AJT |  |  | Voluntarily Certified | Single-package air conditioner | False | False | 23000 |  | 13.4 | 13.4 |  |  | False | 30 | 30 | 10.6 | 0 |  | False | Conventional | 07/06/2023 |  | 11/21/2023
Rheem Sales Company, Inc. | CLIMATEMASTER | RACBZR030AJT | RACBZR030AJT |  |  | Voluntarily Certified | Single-package air conditioner | False | False | 28000 |  | 13.4 | 13.4 |  |  | False | 30 | 30 | 10.6 | 0 |  | False | Conventional | 07/06/2023 |  | 11/21/2023
Rheem Sales Company, Inc. | CLIMATEMASTER | RACBZR036AJT | RACBZR036AJT |  |  | Voluntarily Certified | Single-package air conditioner | False | False | 35200 |  | 13.4 | 13.4 |  |  | False | 30 | 30 | 10.6 | 0 |  | False | Conventional | 07/06/2023 |  | 11/21/2023
Rheem Sales Company, Inc. | CLIMATEMASTER | RACBZR042AJT | RACBZR042AJT |  |  | Voluntarily Certified | Single-package air conditioner | False | False | 40000 |  | 13.4 | 13.4 |  |  | False | 30 | 30 | 10.6 | 0 |  | False | Conventional | 07/06/2023 |  | 11/21/2023
Rheem Sales Company, Inc. | CLIMATEMASTER | RACBZR048AJT | RACBZR048AJT |  |  | Voluntarily Certified | Single-package air conditioner | False | False | 47000 |  | 13.4 | 13.4 |  |  | False | 30 | 30 | 10.6 | 0 |  | False | Conventional | 07/06/2023 |  | 11/21/2023
Rheem Sales Company, Inc. | CLIMATEMASTER | RACBZR060AJT | RACBZR060AJT |  |  | Voluntarily Certified | Single-package air conditioner | False | False | 57000 |  | 13.4 | 13.4 |  |  | False | 30 | 30 | 10.6 | 0 |  | False | Conventional | 07/06/2023 |  | 11/21/2023
Rheem Sales Company, Inc. | CLIMATEMASTER | RACCZR036AJ | RACCZR036AJ |  |  | Voluntarily Certified | Single-package air conditioner | False | False | 34200 |  | 13.4 | 13.4 |  |  | True | 30 | 30 | 10.6 | 0 |  | False | Conventional | 07/06/2023 |  | 11/21/2023
Rheem Sales Company, Inc. | CLIMATEMASTER | RACCZR048AJ | RACCZR048AJ |  |  | Voluntarily Certified | Single-package air conditioner | False | False | 45000 |  | 13.4 | 13.4 |  |  | True | 30 | 30 | 10.6 | 0 |  | False | Conventional | 07/06/2023 |  | 11/21/2023
Rheem Sales Company, Inc. | CLIMATEMASTER | RACCZR060AJ | RACCZR060AJ |  |  | Voluntarily Certified | Single-package air conditioner | False | False | 56500 |  | 13.4 | 13.4 |  |  | True | 30 | 30 | 10.6 | 0 |  | False | Conventional | 07/06/2023 |  | 11/21/2023
Rheem Sales Company, Inc. | CLIMATEMASTER | RGEAZR024AJT | RGEAZR024AJT |  |  | Voluntarily Certified | Single-package air conditioner | False | False | 23000 |  | 13.4 | 13.4 |  |  | True | 30 | 30 | 10.6 | 0 |  | False | Conventional | 07/06/2023 |  | 11/21/2023
Rheem Sales Company, Inc. | CLIMATEMASTER | RGEAZR030AJT | RGEAZR030AJT |  |  | Voluntarily Certified | Single-package air conditioner | False | False | 28400 |  | 13.4 | 13.4 |  |  | True | 30 | 30 | 10.6 | 0 |  | False | Conventional | 07/06/2023 |  | 11/21/2023
Rheem Sales Company, Inc. | CLIMATEMASTER | RGEAZR036AJT | RGEAZR036AJT |  |  | Voluntarily Certified | Single-package air conditioner | False | False | 34200 |  | 13.4 | 13.4 |  |  | True | 30 | 30 | 10.6 | 0 |  | False | Conventional | 07/06/2023 |  | 11/21/2023
Rheem Sales Company, Inc. | CLIMATEMASTER | RGEAZR042AJT | RGEAZR042AJT |  |  | Voluntarily Certified | Single-package air conditioner | False | False | 40500 |  | 13.4 | 13.4 |  |  | True | 30 | 30 | 10.6 | 0 |  | False | Conventional | 07/06/2023 |  | 11/21/2023
Rheem Sales Company, Inc. | CLIMATEMASTER | RGEAZR048AJT | RGEAZR048AJT |  |  | Voluntarily Certified | Single-package air conditioner | False | False | 46000 |  | 13.4 | 13.4 |  |  | True | 30 | 30 | 10.6 | 0 |  | False | Conventional | 07/06/2023 |  | 11/21/2023
Rheem Sales Company, Inc. | CLIMATEMASTER | RGEAZR060AJT | RGEAZR060AJT |  |  | Voluntarily Certified | Single-package air conditioner | False | False | 56000 |  | 13.4 | 13.4 |  |  | True | 30 | 30 | 10.6 | 0 |  | False | Conventional | 07/06/2023 |  | 11/21/2023
Rheem Sales Company, Inc. | CLIMATEMASTER | RGECZR036AJ | RGECZR036AJ |  |  | Voluntarily Certified | Single-package air conditioner | False | False | 34200 |  | 13.4 | 13.4 |  |  | True | 30 | 30 | 10.6 | 0 |  | False | Conventional | 07/06/2023 |  | 11/21/2023
Rheem Sales Company, Inc. | CLIMATEMASTER | RGECZR048AJ | RGECZR048AJ |  |  | Voluntarily Certified | Single-package air conditioner | False | False | 45500 |  | 13.4 | 13.4 |  |  | True | 30 | 30 | 10.6 | 0 |  | False | Conventional | 07/06/2023 |  | 11/21/2023
Rheem Sales Company, Inc. | CLIMATEMASTER | RGECZR060AJ | RGECZR060AJ |  |  | Voluntarily Certified | Single-package air conditioner | False | False | 57000 |  | 13.4 | 13.4 |  |  | True | 30 | 30 | 10.6 | 0 |  | False | Conventional | 07/06/2023 |  | 11/21/2023
Rheem Sales Company, Inc. | Daikin | MPSA03DGJ | MPSA03DGJ |  |  | Voluntarily Certified | Single-package air conditioner | False | False | 34200 |  | 13.4 | 13.4 |  |  | True | 30 | 30 | 10.6 | 0 |  | False | Conventional | 07/06/2023 |  | 11/21/2023
Rheem Sales Company, Inc. | Daikin | MPSA04DGJ | MPSA04DGJ |  |  | Voluntarily Certified | Single-package air conditioner | False | False | 45500 |  | 13.4 | 13.4 |  |  | True | 30 | 30 | 10.6 | 0 |  | False | Conventional | 07/06/2023 |  | 11/21/2023
Rheem Sales Company, Inc. | Daikin | MPSA05DGJ | MPSA05DGJ |  |  | Voluntarily Certified | Single-package air conditioner | False | False | 57000 |  | 13.4 | 13.4 |  |  | True | 30 | 30 | 10.6 | 0 |  | False | Conventional | 07/06/2023 |  | 11/21/2023
Rheem Sales Company, Inc. | Daikin | MPSA05DYJ | MPSA05DYJ |  |  | Voluntarily Certified | Single-package air conditioner | False | False | 56500 |  | 13.4 | 13.4 |  |  | True | 30 | 30 | 10.6 | 0 |  | False | Conventional | 07/06/2023 |  | 11/21/2023
Rheem Sales Company, Inc. | Friedrich | RACCZR036AJ | RACCZR036AJ |  |  | Voluntarily Certified | Single-package air conditioner | False | False | 34200 |  | 13.4 | 13.4 |  |  | True | 30 | 30 | 10.6 | 0 |  | False | Conventional | 07/06/2023 |  | 11/21/2023
Rheem Sales Company, Inc. | Friedrich | RACCZR048AJ | RACCZR048AJ |  |  | Voluntarily Certified | Single-package air conditioner | False | False | 45000 |  | 13.4 | 13.4 |  |  | True | 30 | 30 | 10.6 | 0 |  | False | Conventional | 07/06/2023 |  | 11/21/2023
Rheem Sales Company, Inc. | Friedrich | RACCZR060AJ | RACCZR060AJ |  |  | Voluntarily Certified | Single-package air conditioner | False | False | 56500 |  | 13.4 | 13.4 |  |  | True | 30 | 30 | 10.6 | 0 |  | False | Conventional | 07/06/2023 |  | 11/21/2023
Rheem Sales Company, Inc. | Friedrich | RACCZT036AJ | RACCZT036AJ |  |  | Voluntarily Certified | Single-package air conditioner | False | False | 34800 |  | 16.2 | 13.4 |  |  | True | 30 | 30 | 12 | 0 |  | False | Conventional | 07/06/2023 |  | 11/21/2023
Rheem Sales Company, Inc. | Friedrich | RACCZT048AJ | RACCZT048AJ |  |  | Voluntarily Certified | Single-package air conditioner | False | False | 48000 |  | 16.2 | 13.4 |  |  | True | 30 | 30 | 12 | 0 |  | False | Conventional | 07/06/2023 |  | 11/21/2023
Rheem Sales Company, Inc. | Friedrich | RACCZT060AJ | RACCZT060AJ |  |  | Voluntarily Certified | Single-package air conditioner | False | False | 57500 |  | 16.2 | 13.4 |  |  | True | 30 | 30 | 12 | 0 |  | False | Conventional | 07/06/2023 |  | 11/21/2023
Rheem Sales Company, Inc. | Friedrich | RGECZR036AJ | RGECZR036AJ |  |  | Voluntarily Certified | Single-package air conditioner | False | False | 34200 |  | 13.4 | 13.4 |  |  | True | 30 | 30 | 10.6 | 0 |  | False | Conventional | 07/06/2023 |  | 11/21/2023
Rheem Sales Company, Inc. | Friedrich | RGECZR048AJ | RGECZR048AJ |  |  | Voluntarily Certified | Single-package air conditioner | False | False | 45500 |  | 13.4 | 13.4 |  |  | True | 30 | 30 | 10.6 | 0 |  | False | Conventional | 07/06/2023 |  | 11/21/2023
Rheem Sales Company, Inc. | Friedrich | RGECZR060AJ | RGECZR060AJ |  |  | Voluntarily Certified | Single-package air conditioner | False | False | 57000 |  | 13.4 | 13.4 |  |  | True | 30 | 30 | 10.6 | 0 |  | False | Conventional | 07/06/2023 |  | 11/21/2023
Rheem Sales Company, Inc. | Friedrich | RGECZT036AJ | RGECZT036AJ |  |  | Voluntarily Certified | Single-package air conditioner | False | False | 34800 |  | 16.2 | 13.4 |  |  | True | 30 | 30 | 12 | 0 |  | False | Conventional | 07/06/2023 |  | 11/21/2023
Rheem Sales Company, Inc. | Friedrich | RGECZT048AJ | RGECZT048AJ |  |  | Voluntarily Certified | Single-package air conditioner | False | False | 48000 |  | 16.2 | 13.4 |  |  | True | 30 | 30 | 12 | 0 |  | False | Conventional | 07/06/2023 |  | 11/21/2023
Rheem Sales Company, Inc. | Friedrich | RGECZT060AJ | RGECZT060AJ |  |  | Voluntarily Certified | Single-package air conditioner | False | False | 57500 |  | 16.2 | 13.4 |  |  | True | 30 | 30 | 12 | 0 |  | False | Conventional | 07/06/2023 |  | 11/21/2023
Rheem Sales Company, Inc. | DURASTAR | DRAC14A18AJ1AN | DRAC14A18AJ1AN | DRAEF2417STANM+RXMD-C04 |  | Voluntarily Certified | Single-split-system air condit | False | False | 17600 |  | 14.3 | 13.4 |  |  | True | 0.5 | 30 | 11.7 | 0 | Coil-Only System | False | Conventional | 07/06/2023 |  | 11/21/2023
Rheem Sales Company, Inc. | DURASTAR | DRAC14A24AJ1AN | DRAC14A24AJ1AN | DRAEF2417STANM+RXMD-C03 |  | Voluntarily Certified | Single-split-system air condit | False | False | 22800 |  | 14.3 | 13.4 |  |  | False | 0.5 | 30 | 11.7 | 0 | Coil-Only System | False | Conventional | 07/06/2023 |  | 11/21/2023
Rheem Sales Company, Inc. | DURASTAR | DRAC14A30AJ1AN | DRAC14A30AJ1AN | DRAEF3617STANM+RXMD-C03 |  | Voluntarily Certified | Single-split-system air condit | False | False | 28600 |  | 14.3 | 13.4 |  |  | False | 0.5 | 30 | 11.7 | 0 | Coil-Only System | False | Conventional | 07/06/2023 |  | 11/21/2023
Rheem Sales Company, Inc. | DURASTAR | DRAC14A30AJ1AN | DRAC14A30AJ1AN | DRAEF3617STAM+RXMD-C03 |  | Voluntarily Certified | Single-split-system air condit | False | False | 28600 |  | 14.3 | 13.4 |  |  | False | 0.5 | 30 | 11.7 | 0 | Coil-Only System | False | Conventional | 07/06/2023 |  | 11/21/2023
Rheem Sales Company, Inc. | DURASTAR | DRAC14A36AJ1AN | DRAC14A36AJ1AN | DRAEF3617STAM+RXMD-C03 |  | Voluntarily Certified | Single-split-system air condit | False | False | 34200 |  | 14.3 | 13.4 |  |  | False | 0.5 | 30 | 11.7 | 0 | Coil-Only System | False | Conventional | 07/06/2023 |  | 11/21/2023
Rheem Sales Company, Inc. | DURASTAR | DRAC14A36AJ1AN | DRAC14A36AJ1AN | DRAEF3617STANM+RXMD-C03 |  | Voluntarily Certified | Single-split-system air condit | False | False | 34200 |  | 14.3 | 13.4 |  |  | False | 0.5 | 30 | 11.7 | 0 | Coil-Only System | False | Conventional | 07/06/2023 |  | 11/21/2023
Rheem Sales Company, Inc. | DURASTAR | DRAC14A42AJ1AN | DRAC14A42AJ1AN | DRAEF4821STANM+RXMD-C03 |  | Voluntarily Certified | Single-split-system air condit | False | False | 39500 |  | 14.3 | 13.4 |  |  | False | 0.5 | 30 | 11.7 | 0 | Coil-Only System | False | Conventional | 07/06/2023 |  | 11/21/2023
Rheem Sales Company, Inc. | DURASTAR | DRAC14A42AJ1AN | DRAC14A42AJ1AN | DRAEF4821STAM+RXMD-C03 |  | Voluntarily Certified | Single-split-system air condit | False | False | 39500 |  | 14.3 | 13.4 |  |  | False | 0.5 | 30 | 11.7 | 0 | Coil-Only System | False | Conventional | 07/06/2023 |  | 11/21/2023
Rheem Sales Company, Inc. | DURASTAR | DRAC14A48AJ1AN | DRAC14A48AJ1AN | DRAEF4821STAM+RXMD-C03 |  | Voluntarily Certified | Single-split-system air condit | False | False | 46000 |  | 13.8 | 13.4 |  |  | False | 0.5 | 30 | 11.2 | 0 | Coil-Only System | False | Conventional | 07/06/2023 |  | 11/21/2023
Rheem Sales Company, Inc. | DURASTAR | DRAC14A48AJ1AN | DRAC14A48AJ1AN | DRAEF4821STANM+RXMD-C03 |  | Voluntarily Certified | Single-split-system air condit | False | False | 46000 |  | 13.8 | 13.4 |  |  | False | 0.5 | 30 | 11.2 | 0 | Coil-Only System | False | Conventional | 07/06/2023 |  | 11/21/2023
Rheem Sales Company, Inc. | DURASTAR | DRAC14A60AJ1AN | DRAC14A60AJ1AN | DRAEF6024STANM+RXMD-C04 |  | Voluntarily Certified | Single-split-system air condit | False | False | 56000 |  | 13.8 | 13.4 |  |  | True | 0.5 | 30 | 11.2 | 0 | Coil-Only System | False | Conventional | 07/06/2023 |  | 11/21/2023
Rheem Sales Company, Inc. | DURASTAR | DRAC14A60AJ1AN | DRAC14A60AJ1AN | DRAEF4821STAM+RXMD-C04 |  | Voluntarily Certified | Single-split-system air condit | False | False | 56000 |  | 13.8 | 13.4 |  |  | True | 0.5 | 30 | 11.2 | 0 | Coil-Only System | False | Conventional | 07/06/2023 |  | 11/21/2023
Rheem Sales Company, Inc. | DURASTAR | DRAC15A24AJ3AN | DRAC15A24AJ3AN | DRAH3LA2417ASTNN |  | Voluntarily Certified | Single-split-system air condit | False | False | 22800 |  | 15.2 | 13.4 |  |  | True | 16 | 30 | 9.8 | 0 | Blower Coil System | True | Conventional | 07/06/2023 |  | 11/21/2023
Rheem Sales Company, Inc. | DURASTAR | DRAC15A36AJ3AN | DRAC15A36AJ3AN | DRAH3LA3617ASTNN |  | Voluntarily Certified | Single-split-system air condit | False | False | 34200 |  | 15.2 | 13.4 |  |  | True | 16 | 30 | 9.8 | 0 | Blower Coil System | True | Conventional | 07/06/2023 |  | 11/21/2023
Rheem Sales Company, Inc. | DURASTAR | DRAC15A48AJ3AN | DRAC15A48AJ3AN | DRAH3LA4821ASTNN |  | Voluntarily Certified | Single-split-system air condit | False | False | 45500 |  | 15.2 | 13.4 |  |  | True | 16 | 30 | 9.8 | 0 | Blower Coil System | True | Conventional | 07/06/2023 |  | 11/21/2023
Rheem Sales Company, Inc. | DURASTAR | DRAC15A60AJ3AN | DRAC15A60AJ3AN | DRAH3LA6024ASTNN |  | Voluntarily Certified | Single-split-system air condit | False | False | 55500 |  | 15.2 | 13.4 |  |  | True | 16 | 30 | 9.8 | 0 | Blower Coil System | True | Conventional | 07/06/2023 |  | 11/21/2023
Rheem Sales Company, Inc. | DURASTAR | DRACS14A18AJ1AN | DRACS14A18AJ1AN | DRAEF2417STANM+RXMD-C03 |  | Voluntarily Certified | Single-split-system air condit | False | False | 17100 |  | 14.3 | 13.4 |  |  | True | 3 | 30 | 11.7 | 0 | Coil-Only System | False | Conventional | 07/06/2023 |  | 11/21/2023
Rheem Sales Company, Inc. | DURASTAR | DRACS14A24AJ1AN | DRACS14A24AJ1AN | DRAEF3617STANM+RXMD-C04 |  | Voluntarily Certified | Single-split-system air condit | False | False | 22800 |  | 14.3 | 13.4 |  |  | True | 3 | 30 | 11.7 | 0 | Coil-Only System | False | Conventional | 07/06/2023 |  | 11/21/2023
Rheem Sales Company, Inc. | DURASTAR | DRACS14A30AJ1AN | DRACS14A30AJ1AN | DRAEF3617STANM+RXMD-C04 |  | Voluntarily Certified | Single-split-system air condit | False | False | 27600 |  | 14.3 | 13.4 |  |  | True | 3 | 30 | 11.7 | 0 | Coil-Only System | False | Conventional | 07/06/2023 |  | 11/21/2023
Rheem Sales Company, Inc. | Fujitsu | FOC1418SJAZNA | FOC1418SJAZNA | FCCN2417SZTA+RXMD-C04 |  | Voluntarily Certified | Single-split-system air condit | False | False | 17600 |  | 14.3 | 13.4 |  |  | True | 0.5 | 30 | 11.7 | 0 | Coil-Only System | False | Conventional | 07/06/2023 |  | 11/21/2023
Rheem Sales Company, Inc. | Fujitsu | FOC1424SJAZNA | FOC1424SJAZNA | FCCN2417SZTA+RXMD-C03 |  | Voluntarily Certified | Single-split-system air condit | False | False | 22800 |  | 14.3 | 13.4 |  |  | False | 0.5 | 30 | 11.7 | 0 | Coil-Only System | False | Conventional | 07/06/2023 |  | 11/21/2023
Rheem Sales Company, Inc. | Fujitsu | FOC1430SJAZNA | FOC1430SJAZNA | FCCN3617SZTA+RXMD-C03 |  | Voluntarily Certified | Single-split-system air condit | False | False | 28600 |  | 14.3 | 13.4 |  |  | False | 0.5 | 30 | 11.7 | 0 | Coil-Only System | False | Conventional | 07/06/2023 |  | 11/21/2023
Rheem Sales Company, Inc. | Fujitsu | FOC1436SJAZNA | FOC1436SJAZNA | FCCN3617SZTA+RXMD-C03 |  | Voluntarily Certified | Single-split-system air condit | False | False | 34200 |  | 14.3 | 13.4 |  |  | False | 0.5 | 30 | 11.7 | 0 | Coil-Only System | False | Conventional | 07/06/2023 |  | 11/21/2023
Rheem Sales Company, Inc. | Fujitsu | FOC1442SJAZNA | FOC1442SJAZNA | FCCN4821SZTA+RXMD-C03 |  | Voluntarily Certified | Single-split-system air condit | False | False | 39500 |  | 14.3 | 13.4 |  |  | False | 0.5 | 30 | 11.7 | 0 | Coil-Only System | False | Conventional | 07/06/2023 |  | 11/21/2023
Rheem Sales Company, Inc. | Fujitsu | FOC1448SJAZNA | FOC1448SJAZNA | FCCN4821SZTA+RXMD-C03 |  | Voluntarily Certified | Single-split-system air condit | False | False | 46000 |  | 13.8 | 13.4 |  |  | False | 0.5 | 30 | 11.2 | 0 | Coil-Only System | False | Conventional | 07/06/2023 |  | 11/21/2023
Rheem Sales Company, Inc. | Fujitsu | FOC1460SJAZNA | FOC1460SJAZNA | FCCN6024SZTA+RXMD-C04 |  | Voluntarily Certified | Single-split-system air condit | False | False | 56000 |  | 13.8 | 13.4 |  |  | True | 0.5 | 30 | 11.2 | 0 | Coil-Only System | False | Conventional | 07/06/2023 |  | 11/21/2023
Rheem Sales Company, Inc. | Fujitsu | FOC1524VJAZCA | FOC1524VJAZCA | FHRNVV2417S*ZTCA |  | Voluntarily Certified | Single-split-system air condit | False | False | 22800 |  | 15.2 | 13.4 |  |  | True | 16 | 30 | 9.8 | 0 | Blower Coil System | True | Conventional | 07/06/2023 |  | 11/21/2023
Rheem Sales Company, Inc. | Fujitsu | FOC1536VJAZCA | FOC1536VJAZCA | FHRNVV3617SJZTCA |  | Voluntarily Certified | Single-split-system air condit | False | False | 34200 |  | 15.2 | 13.4 |  |  | True | 16 | 30 | 9.8 | 0 | Blower Coil System | True | Conventional | 07/06/2023 |  | 11/21/2023
Rheem Sales Company, Inc. | Fujitsu | FOC1548VJAZCA | FOC1548VJAZCA | FHRNVV4821SJZTCA |  | Voluntarily Certified | Single-split-system air condit | False | False | 45500 |  | 15.2 | 13.4 |  |  | True | 16 | 30 | 9.8 | 0 | Blower Coil System | True | Conventional | 07/06/2023 |  | 11/21/2023
Rheem Sales Company, Inc. | Fujitsu | FOC1560VJAZCA | FOC1560VJAZCA | FHRNVV6024SJZTCA |  | Voluntarily Certified | Single-split-system air condit | False | False | 55500 |  | 15.2 | 13.4 |  |  | True | 16 | 30 | 9.8 | 0 | Blower Coil System | True | Conventional | 07/06/2023 |  | 11/21/2023
Rheem Sales Company, Inc. | Fujitsu | FOC1624VJAZCA | FOC1624VJAZCA | FHRNVV2417S*ZTCA |  | Voluntarily Certified | Single-split-system air condit | False | False | 22800 |  | 16 | 13.4 |  |  | True | 16 | 30 | 10.5 | 0 | Blower Coil System | True | Conventional | 07/06/2023 |  | 11/21/2023
Rheem Sales Company, Inc. | Fujitsu | FOC1636VJAZCA | FOC1636VJAZCA | FHRNVV3617SJZTCA |  | Voluntarily Certified | Single-split-system air condit | False | False | 34200 |  | 16 | 13.4 |  |  | True | 16 | 30 | 10.5 | 0 | Blower Coil System | True | Conventional | 07/06/2023 |  | 11/21/2023
Rheem Sales Company, Inc. | Fujitsu | FOC1648VJAZCA | FOC1648VJAZCA | FHRNVV4821SJZTCA |  | Voluntarily Certified | Single-split-system air condit | False | False | 45500 |  | 16 | 13.4 |  |  | True | 16 | 30 | 10.5 | 0 | Blower Coil System | True | Conventional | 07/06/2023 |  | 11/21/2023
Rheem Sales Company, Inc. | Fujitsu | FOC1660VJAZCA | FOC1660VJAZCA | FHRNVV6024SJZTCA |  | Voluntarily Certified | Single-split-system air condit | False | False | 55500 |  | 15.5 | 13.4 |  |  | True | 16 | 30 | 9.8 | 0 | Blower Coil System | True | Conventional | 07/06/2023 |  | 11/21/2023
Rheem Sales Company, Inc. | Fujitsu | FOC1824MJAZCA | FOC1824MJAZCA | FHRNVM2421M*ZECA |  | Voluntarily Certified | Single-split-system air condit | False | False | 22400 |  | 18 | 13.4 |  |  | True | 14.5 | 30 | 10.5 | 0 | Blower Coil System | True | Conventional | 07/06/2023 |  | 11/21/2023
Rheem Sales Company, Inc. | Fujitsu | FOC1836MJAZCA | FOC1836MJAZCA | FHRAVM6021S*ZECA |  | Voluntarily Certified | Single-split-system air condit | False | False | 34600 |  | 18 | 13.4 |  |  | True | 14 | 30 | 10.5 | 0 | Blower Coil System | True | Conventional | 07/06/2023 |  | 11/21/2023
Rheem Sales Company, Inc. | Fujitsu | FOC1848MJAZCA | FOC1848MJAZCA | FHRAVM6021S*ZECA |  | Voluntarily Certified | Single-split-system air condit | False | False | 45000 |  | 18 | 13.4 |  |  | True | 12 | 30 | 10.5 | 0 | Blower Coil System | True | Conventional | 07/06/2023 |  | 11/21/2023
Rheem Sales Company, Inc. | Fujitsu | FOC1860MJAZCA | FOC1860MJAZCA | FHRNVM6024S*ZECA |  | Voluntarily Certified | Single-split-system air condit | False | False | 55000 |  | 18 | 13.4 |  |  | True | 14.5 | 30 | 10.5 | 0 | Blower Coil System | True | Conventional | 07/06/2023 |  | 11/21/2023
Rheem Sales Company, Inc. | Fujitsu | RACAZR024AJT | RACAZR024AJT |  |  | Voluntarily Certified | Single-package air conditioner | False | False | 23000 |  | 13.4 | 13.4 |  |  | True | 30 | 30 | 10.6 | 0 |  | False | Conventional | 07/06/2023 |  | 11/21/2023
Rheem Sales Company, Inc. | Fujitsu | RACAZR030AJT | RACAZR030AJT |  |  | Voluntarily Certified | Single-package air conditioner | False | False | 28400 |  | 13.4 | 13.4 |  |  | True | 30 | 30 | 10.6 | 0 |  | False | Conventional | 07/06/2023 |  | 11/21/2023
Rheem Sales Company, Inc. | Fujitsu | RACAZR036AJT | RACAZR036AJT |  |  | Voluntarily Certified | Single-package air conditioner | False | False | 34200 |  | 13.4 | 13.4 |  |  | True | 30 | 30 | 10.6 | 0 |  | False | Conventional | 07/06/2023 |  | 11/21/2023
Rheem Sales Company, Inc. | Fujitsu | RACAZR042AJT | RACAZR042AJT |  |  | Voluntarily Certified | Single-package air conditioner | False | False | 40500 |  | 13.4 | 13.4 |  |  | True | 30 | 30 | 10.6 | 0 |  | False | Conventional | 07/06/2023 |  | 11/21/2023
Rheem Sales Company, Inc. | Fujitsu | RACAZR048AJT | RACAZR048AJT |  |  | Voluntarily Certified | Single-package air conditioner | False | False | 46000 |  | 13.4 | 13.4 |  |  | True | 30 | 30 | 10.6 | 0 |  | False | Conventional | 07/06/2023 |  | 11/21/2023
Rheem Sales Company, Inc. | Fujitsu | RACAZR060AJT | RACAZR060AJT |  |  | Voluntarily Certified | Single-package air conditioner | False | False | 56000 |  | 13.4 | 13.4 |  |  | True | 30 | 30 | 10.6 | 0 |  | False | Conventional | 07/06/2023 |  | 11/21/2023
Rheem Sales Company, Inc. | Fujitsu | RACAZS024AJT | RACAZS024AJT |  |  | Voluntarily Certified | Single-package air conditioner | False | False | 23400 |  | 15.2 | 13.4 |  |  | True | 30 | 30 | 11.5 | 0 |  | False | Conventional | 07/06/2023 |  | 11/21/2023
Rheem Sales Company, Inc. | Fujitsu | RACAZS036AJT | RACAZS036AJT |  |  | Voluntarily Certified | Single-package air conditioner | False | False | 35000 |  | 15.2 | 13.4 |  |  | True | 30 | 30 | 11.5 | 0 |  | False | Conventional | 07/06/2023 |  | 11/21/2023
Rheem Sales Company, Inc. | Fujitsu | RACBZR024AJT | RACBZR024AJT |  |  | Voluntarily Certified | Single-package air conditioner | False | False | 23000 |  | 13.4 | 13.4 |  |  | False | 30 | 30 | 10.6 | 0 |  | False | Conventional | 07/06/2023 |  | 11/21/2023
Rheem Sales Company, Inc. | Fujitsu | RACBZR030AJT | RACBZR030AJT |  |  | Voluntarily Certified | Single-package air conditioner | False | False | 28000 |  | 13.4 | 13.4 |  |  | False | 30 | 30 | 10.6 | 0 |  | False | Conventional | 07/06/2023 |  | 11/21/2023
Rheem Sales Company, Inc. | Fujitsu | RACBZR036AJT | RACBZR036AJT |  |  | Voluntarily Certified | Single-package air conditioner | False | False | 35200 |  | 13.4 | 13.4 |  |  | False | 30 | 30 | 10.6 | 0 |  | False | Conventional | 07/06/2023 |  | 11/21/2023
Rheem Sales Company, Inc. | Fujitsu | RACBZR042AJT | RACBZR042AJT |  |  | Voluntarily Certified | Single-package air conditioner | False | False | 40000 |  | 13.4 | 13.4 |  |  | False | 30 | 30 | 10.6 | 0 |  | False | Conventional | 07/06/2023 |  | 11/21/2023
Rheem Sales Company, Inc. | Fujitsu | RACBZR048AJT | RACBZR048AJT |  |  | Voluntarily Certified | Single-package air conditioner | False | False | 47000 |  | 13.4 | 13.4 |  |  | False | 30 | 30 | 10.6 | 0 |  | False | Conventional | 07/06/2023 |  | 11/21/2023
Rheem Sales Company, Inc. | Fujitsu | RACBZR060AJT | RACBZR060AJT |  |  | Voluntarily Certified | Single-package air conditioner | False | False | 57000 |  | 13.4 | 13.4 |  |  | False | 30 | 30 | 10.6 | 0 |  | False | Conventional | 07/06/2023 |  | 11/21/2023
Rheem Sales Company, Inc. | Fujitsu | RACCZR036AJ | RACCZR036AJ |  |  | Voluntarily Certified | Single-package air conditioner | False | False | 34200 |  | 13.4 | 13.4 |  |  | True | 30 | 30 | 10.6 | 0 |  | False | Conventional | 07/06/2023 |  | 11/21/2023
Rheem Sales Company, Inc. | Fujitsu | RACCZR048AJ | RACCZR048AJ |  |  | Voluntarily Certified | Single-package air conditioner | False | False | 45000 |  | 13.4 | 13.4 |  |  | True | 30 | 30 | 10.6 | 0 |  | False | Conventional | 07/06/2023 |  | 11/21/2023
Rheem Sales Company, Inc. | Fujitsu | RACCZR060AJ | RACCZR060AJ |  |  | Voluntarily Certified | Single-package air conditioner | False | False | 56500 |  | 13.4 | 13.4 |  |  | True | 30 | 30 | 10.6 | 0 |  | False | Conventional | 07/06/2023 |  | 11/21/2023
Rheem Sales Company, Inc. | Fujitsu | RACCZT036AJ | RACCZT036AJ |  |  | Voluntarily Certified | Single-package air conditioner | False | False | 34800 |  | 16.2 | 13.4 |  |  | True | 30 | 30 | 12 | 0 |  | False | Conventional | 07/06/2023 |  | 11/21/2023
Rheem Sales Company, Inc. | Fujitsu | RACCZT048AJ | RACCZT048AJ |  |  | Voluntarily Certified | Single-package air conditioner | False | False | 48000 |  | 16.2 | 13.4 |  |  | True | 30 | 30 | 12 | 0 |  | False | Conventional | 07/06/2023 |  | 11/21/2023
Rheem Sales Company, Inc. | Fujitsu | RACCZT060AJ | RACCZT060AJ |  |  | Voluntarily Certified | Single-package air conditioner | False | False | 57500 |  | 16.2 | 13.4 |  |  | True | 30 | 30 | 12 | 0 |  | False | Conventional | 07/06/2023 |  | 11/21/2023
Rheem Sales Company, Inc. | Fujitsu | RGEAZR024AJT | RGEAZR024AJT |  |  | Voluntarily Certified | Single-package air conditioner | False | False | 23000 |  | 13.4 | 13.4 |  |  | True | 30 | 30 | 10.6 | 0 |  | False | Conventional | 07/06/2023 |  | 11/21/2023
Rheem Sales Company, Inc. | Fujitsu | RGEAZR030AJT | RGEAZR030AJT |  |  | Voluntarily Certified | Single-package air conditioner | False | False | 28400 |  | 13.4 | 13.4 |  |  | True | 30 | 30 | 10.6 | 0 |  | False | Conventional | 07/06/2023 |  | 11/21/2023
Rheem Sales Company, Inc. | Fujitsu | RGEAZR036AJT | RGEAZR036AJT |  |  | Voluntarily Certified | Single-package air conditioner | False | False | 34200 |  | 13.4 | 13.4 |  |  | True | 30 | 30 | 10.6 | 0 |  | False | Conventional | 07/06/2023 |  | 11/21/2023
Rheem Sales Company, Inc. | Fujitsu | RGEAZR042AJT | RGEAZR042AJT |  |  | Voluntarily Certified | Single-package air conditioner | False | False | 40500 |  | 13.4 | 13.4 |  |  | True | 30 | 30 | 10.6 | 0 |  | False | Conventional | 07/06/2023 |  | 11/21/2023
Rheem Sales Company, Inc. | Fujitsu | RGEAZR048AJT | RGEAZR048AJT |  |  | Voluntarily Certified | Single-package air conditioner | False | False | 46000 |  | 13.4 | 13.4 |  |  | True | 30 | 30 | 10.6 | 0 |  | False | Conventional | 07/06/2023 |  | 11/21/2023
Rheem Sales Company, Inc. | Fujitsu | RGEAZR060AJT | RGEAZR060AJT |  |  | Voluntarily Certified | Single-package air conditioner | False | False | 56000 |  | 13.4 | 13.4 |  |  | True | 30 | 30 | 10.6 | 0 |  | False | Conventional | 07/06/2023 |  | 11/21/2023
Rheem Sales Company, Inc. | Fujitsu | RGEAZS024AJV | RGEAZS024AJV |  |  | Voluntarily Certified | Single-package air conditioner | False | False | 23400 |  | 15.2 | 13.4 |  |  | True | 30 | 30 | 11.5 | 0 |  | False | Conventional | 07/06/2023 |  | 11/21/2023
Rheem Sales Company, Inc. | Fujitsu | RGECZR036AJ | RGECZR036AJ |  |  | Voluntarily Certified | Single-package air conditioner | False | False | 34200 |  | 13.4 | 13.4 |  |  | True | 30 | 30 | 10.6 | 0 |  | False | Conventional | 07/06/2023 |  | 11/21/2023
Rheem Sales Company, Inc. | Fujitsu | RGECZR048AJ | RGECZR048AJ |  |  | Voluntarily Certified | Single-package air conditioner | False | False | 45500 |  | 13.4 | 13.4 |  |  | True | 30 | 30 | 10.6 | 0 |  | False | Conventional | 07/06/2023 |  | 11/21/2023
Rheem Sales Company, Inc. | Fujitsu | RGECZR060AJ | RGECZR060AJ |  |  | Voluntarily Certified | Single-package air conditioner | False | False | 57000 |  | 13.4 | 13.4 |  |  | True | 30 | 30 | 10.6 | 0 |  | False | Conventional | 07/06/2023 |  | 11/21/2023
Rheem Sales Company, Inc. | Fujitsu | RGECZT036AJ | RGECZT036AJ |  |  | Voluntarily Certified | Single-package air conditioner | False | False | 34800 |  | 16.2 | 13.4 |  |  | True | 30 | 30 | 12 | 0 |  | False | Conventional | 07/06/2023 |  | 11/21/2023
Rheem Sales Company, Inc. | Fujitsu | RGECZT048AJ | RGECZT048AJ |  |  | Voluntarily Certified | Single-package air conditioner | False | False | 48000 |  | 16.2 | 13.4 |  |  | True | 30 | 30 | 12 | 0 |  | False | Conventional | 07/06/2023 |  | 11/21/2023
Rheem Sales Company, Inc. | Fujitsu | RGECZT060AJ | RGECZT060AJ |  |  | Voluntarily Certified | Single-package air conditioner | False | False | 57500 |  | 16.2 | 13.4 |  |  | True | 30 | 30 | 12 | 0 |  | False | Conventional | 07/06/2023 |  | 11/21/2023
Rheem Sales Company, Inc. | Fujitsu | WA14AZ18AJ1N | WA14AZ18AJ1N | FCCN2417SZTA+RXMD-C04 |  | Voluntarily Certified | Single-split-system air condit | False | False | 17600 |  | 14.3 | 13.4 |  |  | True | 0.5 | 30 | 11.7 | 0 | Coil-Only System | False | Conventional | 07/06/2023 |  | 11/21/2023
Rheem Sales Company, Inc. | Fujitsu | WA14AZ24AJ1N | WA14AZ24AJ1N | FCCN2417SZTA+RXMD-C03 |  | Voluntarily Certified | Single-split-system air condit | False | False | 22800 |  | 14.3 | 13.4 |  |  | False | 0.5 | 30 | 11.7 | 0 | Coil-Only System | False | Conventional | 07/06/2023 |  | 11/21/2023
Rheem Sales Company, Inc. | Fujitsu | WA14AZ30AJ1N | WA14AZ30AJ1N | FCCN3617SZTA+RXMD-C03 |  | Voluntarily Certified | Single-split-system air condit | False | False | 28600 |  | 14.3 | 13.4 |  |  | False | 0.5 | 30 | 11.7 | 0 | Coil-Only System | False | Conventional | 07/06/2023 |  | 11/21/2023
Rheem Sales Company, Inc. | Fujitsu | WA14AZ36AJ1N | WA14AZ36AJ1N | FCCN3617SZTA+RXMD-C03 |  | Voluntarily Certified | Single-split-system air condit | False | False | 34200 |  | 14.3 | 13.4 |  |  | False | 0.5 | 30 | 11.7 | 0 | Coil-Only System | False | Conventional | 07/06/2023 |  | 11/21/2023
Rheem Sales Company, Inc. | Fujitsu | WA14AZ42AJ1N | WA14AZ42AJ1N | FCCN4821SZTA+RXMD-C03 |  | Voluntarily Certified | Single-split-system air condit | False | False | 39500 |  | 14.3 | 13.4 |  |  | False | 0.5 | 30 | 11.7 | 0 | Coil-Only System | False | Conventional | 07/06/2023 |  | 11/21/2023
Rheem Sales Company, Inc. | Fujitsu | WA14AZ48AJ1N | WA14AZ48AJ1N | FCCN4821SZTA+RXMD-C03 |  | Voluntarily Certified | Single-split-system air condit | False | False | 46000 |  | 13.8 | 13.4 |  |  | False | 0.5 | 30 | 11.2 | 0 | Coil-Only System | False | Conventional | 07/06/2023 |  | 11/21/2023
Rheem Sales Company, Inc. | Fujitsu | WA14AZ60AJ1N | WA14AZ60AJ1N | FCCN6024SZTA+RXMD-C04 |  | Voluntarily Certified | Single-split-system air condit | False | False | 56000 |  | 13.8 | 13.4 |  |  | True | 0.5 | 30 | 11.2 | 0 | Coil-Only System | False | Conventional | 07/06/2023 |  | 11/21/2023
Rheem Sales Company, Inc. | Fujitsu | WA15AZ24AJ3N | WA15AZ24AJ3N | FHRNVV2417S*ZTCA |  | Voluntarily Certified | Single-split-system air condit | False | False | 22800 |  | 15.2 | 13.4 |  |  | True | 16 | 30 | 9.8 | 0 | Blower Coil System | True | Conventional | 07/06/2023 |  | 11/21/2023
Rheem Sales Company, Inc. | Fujitsu | WA15AZ36AJ3N | WA15AZ36AJ3N | FHRNVV3617S*ZTCA |  | Voluntarily Certified | Single-split-system air condit | False | False | 34200 |  | 15.2 | 13.4 |  |  | True | 16 | 30 | 9.8 | 0 | Blower Coil System | True | Conventional | 07/06/2023 |  | 11/21/2023
Rheem Sales Company, Inc. | Fujitsu | WA15AZ48AJ3N | WA15AZ48AJ3N | FHRNVV4821S*ZTCA |  | Voluntarily Certified | Single-split-system air condit | False | False | 45500 |  | 15.2 | 13.4 |  |  | True | 16 | 30 | 9.8 | 0 | Blower Coil System | True | Conventional | 07/06/2023 |  | 11/21/2023
Rheem Sales Company, Inc. | Fujitsu | WA15AZ60AJ3N | WA15AZ60AJ3N | FHRNVV6024S*ZTCA |  | Voluntarily Certified | Single-split-system air condit | False | False | 55500 |  | 15.2 | 13.4 |  |  | True | 16 | 30 | 9.8 | 0 | Blower Coil System | True | Conventional | 07/06/2023 |  | 11/21/2023
Rheem Sales Company, Inc. | Fujitsu | WSA14AZ18AJ1N | WSA14AZ18AJ1N | FCCN2417SZTA+RXMD-C03 |  | Voluntarily Certified | Single-split-system air condit | False | False | 17100 |  | 14.3 | 13.4 |  |  | True | 3 | 30 | 11.7 | 0 | Coil-Only System | False | Conventional | 07/06/2023 |  | 11/21/2023
Rheem Sales Company, Inc. | Fujitsu | WSA14AZ24AJ1N | WSA14AZ24AJ1N | FCCN2417MZTA+RXMD-C04 |  | Voluntarily Certified | Single-split-system air condit | False | False | 22800 |  | 14.3 | 13.4 |  |  | True | 3 | 30 | 11.7 | 0 | Coil-Only System | False | Conventional | 07/06/2023 |  | 11/21/2023
Rheem Sales Company, Inc. | Fujitsu | WSA14AZ30AJ1N | WSA14AZ30AJ1N | FCCN3617SZTA+RXMD-C04 |  | Voluntarily Certified | Single-split-system air condit | False | False | 27600 |  | 14.3 | 13.4 |  |  | True | 3 | 30 | 11.7 | 0 | Coil-Only System | False | Conventional | 07/06/2023 |  | 11/21/2023
Rheem Sales Company, Inc. | Thermal Zone | RACAZR024AJT | RACAZR024AJT |  |  | Voluntarily Certified | Single-package air conditioner | False | False | 23000 |  | 13.4 | 13.4 |  |  | True | 30 | 30 | 10.6 | 0 |  | False | Conventional | 07/06/2023 |  | 11/21/2023
Rheem Sales Company, Inc. | Thermal Zone | RACAZR030AJT | RACAZR030AJT |  |  | Voluntarily Certified | Single-package air conditioner | False | False | 28400 |  | 13.4 | 13.4 |  |  | True | 30 | 30 | 10.6 | 0 |  | False | Conventional | 07/06/2023 |  | 11/21/2023
Rheem Sales Company, Inc. | Thermal Zone | RACAZR036AJT | RACAZR036AJT |  |  | Voluntarily Certified | Single-package air conditioner | False | False | 34200 |  | 13.4 | 13.4 |  |  | True | 30 | 30 | 10.6 | 0 |  | False | Conventional | 07/06/2023 |  | 11/21/2023
Rheem Sales Company, Inc. | Thermal Zone | RACAZR042AJT | RACAZR042AJT |  |  | Voluntarily Certified | Single-package air conditioner | False | False | 40500 |  | 13.4 | 13.4 |  |  | True | 30 | 30 | 10.6 | 0 |  | False | Conventional | 07/06/2023 |  | 11/21/2023
Rheem Sales Company, Inc. | Thermal Zone | RACAZR048AJT | RACAZR048AJT |  |  | Voluntarily Certified | Single-package air conditioner | False | False | 46000 |  | 13.4 | 13.4 |  |  | True | 30 | 30 | 10.6 | 0 |  | False | Conventional | 07/06/2023 |  | 11/21/2023
Rheem Sales Company, Inc. | Thermal Zone | RACAZR060AJT | RACAZR060AJT |  |  | Voluntarily Certified | Single-package air conditioner | False | False | 56000 |  | 13.4 | 13.4 |  |  | True | 30 | 30 | 10.6 | 0 |  | False | Conventional | 07/06/2023 |  | 11/21/2023
Rheem Sales Company, Inc. | Thermal Zone | RACAZS024AJT | RACAZS024AJT |  |  | Voluntarily Certified | Single-package air conditioner | False | False | 23400 |  | 15.2 | 13.4 |  |  | True | 30 | 30 | 11.5 | 0 |  | False | Conventional | 07/06/2023 |  | 11/21/2023
Rheem Sales Company, Inc. | Thermal Zone | RACAZS036AJT | RACAZS036AJT |  |  | Voluntarily Certified | Single-package air conditioner | False | False | 35000 |  | 15.2 | 13.4 |  |  | True | 30 | 30 | 11.5 | 0 |  | False | Conventional | 07/06/2023 |  | 11/21/2023
Rheem Sales Company, Inc. | Thermal Zone | RACBZR024AJT | RACBZR024AJT |  |  | Voluntarily Certified | Single-package air conditioner | False | False | 23000 |  | 13.4 | 13.4 |  |  | False | 30 | 30 | 10.6 | 0 |  | False | Conventional | 07/06/2023 |  | 11/21/2023
Rheem Sales Company, Inc. | Thermal Zone | RACBZR030AJT | RACBZR030AJT |  |  | Voluntarily Certified | Single-package air conditioner | False | False | 28000 |  | 13.4 | 13.4 |  |  | False | 30 | 30 | 10.6 | 0 |  | False | Conventional | 07/06/2023 |  | 11/21/2023
Rheem Sales Company, Inc. | Thermal Zone | RACBZR036AJT | RACBZR036AJT |  |  | Voluntarily Certified | Single-package air conditioner | False | False | 35200 |  | 13.4 | 13.4 |  |  | False | 30 | 30 | 10.6 | 0 |  | False | Conventional | 07/06/2023 |  | 11/21/2023
Rheem Sales Company, Inc. | Thermal Zone | RACBZR042AJT | RACBZR042AJT |  |  | Voluntarily Certified | Single-package air conditioner | False | False | 40000 |  | 13.4 | 13.4 |  |  | False | 30 | 30 | 10.6 | 0 |  | False | Conventional | 07/06/2023 |  | 11/21/2023
Rheem Sales Company, Inc. | Thermal Zone | RACBZR048AJT | RACBZR048AJT |  |  | Voluntarily Certified | Single-package air conditioner | False | False | 47000 |  | 13.4 | 13.4 |  |  | False | 30 | 30 | 10.6 | 0 |  | False | Conventional | 07/06/2023 |  | 11/21/2023
Rheem Sales Company, Inc. | Thermal Zone | RACBZR060AJT | RACBZR060AJT |  |  | Voluntarily Certified | Single-package air conditioner | False | False | 57000 |  | 13.4 | 13.4 |  |  | False | 30 | 30 | 10.6 | 0 |  | False | Conventional | 07/06/2023 |  | 11/21/2023
Rheem Sales Company, Inc. | Thermal Zone | RGEAZR024AJT | RGEAZR024AJT |  |  | Voluntarily Certified | Single-package air conditioner | False | False | 23000 |  | 13.4 | 13.4 |  |  | True | 30 | 30 | 10.6 | 0 |  | False | Conventional | 07/06/2023 |  | 11/21/2023
Rheem Sales Company, Inc. | Thermal Zone | RGEAZR030AJT | RGEAZR030AJT |  |  | Voluntarily Certified | Single-package air conditioner | False | False | 28400 |  | 13.4 | 13.4 |  |  | True | 30 | 30 | 10.6 | 0 |  | False | Conventional | 07/06/2023 |  | 11/21/2023
Rheem Sales Company, Inc. | Thermal Zone | RGEAZR036AJT | RGEAZR036AJT |  |  | Voluntarily Certified | Single-package air conditioner | False | False | 34200 |  | 13.4 | 13.4 |  |  | True | 30 | 30 | 10.6 | 0 |  | False | Conventional | 07/06/2023 |  | 11/21/2023
Rheem Sales Company, Inc. | Thermal Zone | RGEAZR042AJT | RGEAZR042AJT |  |  | Voluntarily Certified | Single-package air conditioner | False | False | 40500 |  | 13.4 | 13.4 |  |  | True | 30 | 30 | 10.6 | 0 |  | False | Conventional | 07/06/2023 |  | 11/21/2023
Rheem Sales Company, Inc. | Thermal Zone | RGEAZR048AJT | RGEAZR048AJT |  |  | Voluntarily Certified | Single-package air conditioner | False | False | 46000 |  | 13.4 | 13.4 |  |  | True | 30 | 30 | 10.6 | 0 |  | False | Conventional | 07/06/2023 |  | 11/21/2023
Rheem Sales Company, Inc. | Thermal Zone | RGEAZR060AJT | RGEAZR060AJT |  |  | Voluntarily Certified | Single-package air conditioner | False | False | 56000 |  | 13.4 | 13.4 |  |  | True | 30 | 30 | 10.6 | 0 |  | False | Conventional | 07/06/2023 |  | 11/21/2023
Rheem Sales Company, Inc. | Thermal Zone | RGEAZS024AJV | RGEAZS024AJV |  |  | Voluntarily Certified | Single-package air conditioner | False | False | 23400 |  | 15.2 | 13.4 |  |  | True | 30 | 30 | 11.5 | 0 |  | False | Conventional | 07/06/2023 |  | 11/21/2023
Rheem Sales Company, Inc. | Thermal Zone | TZA14AZ18AJ1N | TZA14AZ18AJ1N | TCFZ2417STANM+RXMD-C04 |  | Voluntarily Certified | Single-split-system air condit | False | False | 17600 |  | 14.3 | 13.4 |  |  | True | 0.5 | 30 | 11.7 | 0 | Coil-Only System | False | Conventional | 07/06/2023 |  | 11/21/2023
Rheem Sales Company, Inc. | Thermal Zone | TZA14AZ24AJ1N | TZA14AZ24AJ1N | TCFZ2417STANM+RXMD-C03 |  | Voluntarily Certified | Single-split-system air condit | False | False | 22800 |  | 14.3 | 13.4 |  |  | False | 0.5 | 30 | 11.7 | 0 | Coil-Only System | False | Conventional | 07/06/2023 |  | 11/21/2023
Rheem Sales Company, Inc. | Thermal Zone | TZA14AZ30AJ1N | TZA14AZ30AJ1N | TCFZ3617STANM+RXMD-C03 |  | Voluntarily Certified | Single-split-system air condit | False | False | 28600 |  | 14.3 | 13.4 |  |  | False | 0.5 | 30 | 11.7 | 0 | Coil-Only System | False | Conventional | 07/06/2023 |  | 11/21/2023
Rheem Sales Company, Inc. | Thermal Zone | TZA14AZ36AJ1N | TZA14AZ36AJ1N | TCFZ3617STANM+RXMD-C03 |  | Voluntarily Certified | Single-split-system air condit | False | False | 34200 |  | 14.3 | 13.4 |  |  | False | 0.5 | 30 | 11.7 | 0 | Coil-Only System | False | Conventional | 07/06/2023 |  | 11/21/2023
Rheem Sales Company, Inc. | Thermal Zone | TZA14AZ42AJ1N | TZA14AZ42AJ1N | TCFZ4821STANM+RXMD-C03 |  | Voluntarily Certified | Single-split-system air condit | False | False | 39500 |  | 14.3 | 13.4 |  |  | False | 0.5 | 30 | 11.7 | 0 | Coil-Only System | False | Conventional | 07/06/2023 |  | 11/21/2023
Rheem Sales Company, Inc. | Thermal Zone | TZA14AZ48AJ1N | TZA14AZ48AJ1N | TCFZ4821STANM+RXMD-C03 |  | Voluntarily Certified | Single-split-system air condit | False | False | 46000 |  | 13.8 | 13.4 |  |  | False | 0.5 | 30 | 11.2 | 0 | Coil-Only System | False | Conventional | 07/06/2023 |  | 11/21/2023
Rheem Sales Company, Inc. | Thermal Zone | TZA14AZ60AJ1N | TZA14AZ60AJ1N | TCFZ6024STANM+RXMD-C04 |  | Voluntarily Certified | Single-split-system air condit | False | False | 56000 |  | 13.8 | 13.4 |  |  | True | 0.5 | 30 | 11.2 | 0 | Coil-Only System | False | Conventional | 07/06/2023 |  | 11/21/2023
Rheem Sales Company, Inc. | Thermal Zone | TZA15AZ24AJ3N | TZA15AZ24AJ3N | TZHHLVST2417*NAN |  | Voluntarily Certified | Single-split-system air condit | False | False | 22800 |  | 15.2 | 13.4 |  |  | True | 16 | 30 | 9.8 | 0 | Blower Coil System | True | Conventional | 07/06/2023 |  | 11/21/2023
Rheem Sales Company, Inc. | Thermal Zone | TZA15AZ36AJ3N | TZA15AZ36AJ3N | TZHHLVST3617*NAN |  | Voluntarily Certified | Single-split-system air condit | False | False | 34200 |  | 15.2 | 13.4 |  |  | True | 16 | 30 | 9.8 | 0 | Blower Coil System | True | Conventional | 07/06/2023 |  | 11/21/2023
Rheem Sales Company, Inc. | Thermal Zone | TZA15AZ48AJ3N | TZA15AZ48AJ3N | TZHHLVST4821*NAN |  | Voluntarily Certified | Single-split-system air condit | False | False | 45500 |  | 15.2 | 13.4 |  |  | True | 16 | 30 | 9.8 | 0 | Blower Coil System | True | Conventional | 07/06/2023 |  | 11/21/2023
Rheem Sales Company, Inc. | Thermal Zone | TZA15AZ60AJ3N | TZA15AZ60AJ3N | TZHHLVST6024*NAN |  | Voluntarily Certified | Single-split-system air condit | False | False | 55500 |  | 15.2 | 13.4 |  |  | True | 16 | 30 | 9.8 | 0 | Blower Coil System | True | Conventional | 07/06/2023 |  | 11/21/2023
Rheem Sales Company, Inc. | Thermal Zone | TZALAH1536AJN | TZALAH1536AJN | TZHHLVST3617JNAN |  | Voluntarily Certified | Single-split-system air condit | False | False | 34200 |  | 15.2 | 13.4 |  |  | True | 16 | 30 | 9.8 | 0 | Blower Coil System | True | Conventional | 07/06/2023 |  | 11/21/2023
Rheem Sales Company, Inc. | Thermal Zone | TZALAH1548AJN | TZALAH1548AJN | TZHHLVST4821JNAN |  | Voluntarily Certified | Single-split-system air condit | False | False | 45500 |  | 15.2 | 13.4 |  |  | True | 16 | 30 | 9.8 | 0 | Blower Coil System | True | Conventional | 07/06/2023 |  | 11/21/2023
Rheem Sales Company, Inc. | Thermal Zone | TZALAH1560AJN | TZALAH1560AJN | TZHHLVST6024JNAN |  | Voluntarily Certified | Single-split-system air condit | False | False | 55500 |  | 15.2 | 13.4 |  |  | True | 16 | 30 | 9.8 | 0 | Blower Coil System | True | Conventional | 07/06/2023 |  | 11/21/2023
Rheem Sales Company, Inc. | Thermal Zone | TZALAS1418AJN | TZALAS1418AJN | TCFZ2417STANM+RXMD-C04 |  | Voluntarily Certified | Single-split-system air condit | False | False | 17600 |  | 14.3 | 13.4 |  |  | True | 0.5 | 30 | 11.7 | 0 | Coil-Only System | False | Conventional | 07/06/2023 |  | 11/21/2023
Rheem Sales Company, Inc. | Thermal Zone | TZALAS1424AJN | TZALAS1424AJN | TCFZ2417STANM+RXMD-C03 |  | Voluntarily Certified | Single-split-system air condit | False | False | 22800 |  | 14.3 | 13.4 |  |  | False | 0.5 | 30 | 11.7 | 0 | Coil-Only System | False | Conventional | 07/06/2023 |  | 11/21/2023
Rheem Sales Company, Inc. | Thermal Zone | TZALAS1430AJN | TZALAS1430AJN | TCFZ3617STANM+RXMD-C03 |  | Voluntarily Certified | Single-split-system air condit | False | False | 28600 |  | 14.3 | 13.4 |  |  | False | 0.5 | 30 | 11.7 | 0 | Coil-Only System | False | Conventional | 07/06/2023 |  | 11/21/2023
Rheem Sales Company, Inc. | Thermal Zone | TZALAS1436AJN | TZALAS1436AJN | TCFZ3617STANM+RXMD-C03 |  | Voluntarily Certified | Single-split-system air condit | False | False | 34200 |  | 14.3 | 13.4 |  |  | False | 0.5 | 30 | 11.7 | 0 | Coil-Only System | False | Conventional | 07/06/2023 |  | 11/21/2023
Rheem Sales Company, Inc. | Thermal Zone | TZALAS1442AJN | TZALAS1442AJN | TCFZ4821STANM+RXMD-C03 |  | Voluntarily Certified | Single-split-system air condit | False | False | 39500 |  | 14.3 | 13.4 |  |  | False | 0.5 | 30 | 11.7 | 0 | Coil-Only System | False | Conventional | 07/06/2023 |  | 11/21/2023
Rheem Sales Company, Inc. | Thermal Zone | TZALAS1448AJN | TZALAS1448AJN | TCFZ4821STANM+RXMD-C03 |  | Voluntarily Certified | Single-split-system air condit | False | False | 46000 |  | 13.8 | 13.4 |  |  | False | 0.5 | 30 | 11.2 | 0 | Coil-Only System | False | Conventional | 07/06/2023 |  | 11/21/2023
Rheem Sales Company, Inc. | Thermal Zone | TZALAS1460AJN | TZALAS1460AJN | TCFZ6024STANM+RXMD-C04 |  | Voluntarily Certified | Single-split-system air condit | False | False | 56000 |  | 13.8 | 13.4 |  |  | True | 0.5 | 30 | 11.2 | 0 | Coil-Only System | False | Conventional | 07/06/2023 |  | 11/21/2023
Rheem Sales Company, Inc. | Thermal Zone | TZSA14AZ18AJ1N | TZSA14AZ18AJ1N | TCFZ2417STANM+RXMD-C03 |  | Voluntarily Certified | Single-split-system air condit | False | False | 17100 |  | 14.3 | 13.4 |  |  | True | 3 | 30 | 11.7 | 0 | Coil-Only System | False | Conventional | 07/06/2023 |  | 11/21/2023
Rheem Sales Company, Inc. | Thermal Zone | TZSA14AZ24AJ1N | TZSA14AZ24AJ1N | TCFZ2417MTANM+RXMD-C04 |  | Voluntarily Certified | Single-split-system air condit | False | False | 22800 |  | 14.3 | 13.4 |  |  | True | 3 | 30 | 11.7 | 0 | Coil-Only System | False | Conventional | 07/06/2023 |  | 11/21/2023
Rheem Sales Company, Inc. | Thermal Zone | TZSA14AZ30AJ1N | TZSA14AZ30AJ1N | TCFZ3617STANM+RXMD-C04 |  | Voluntarily Certified | Single-split-system air condit | False | False | 27600 |  | 14.3 | 13.4 |  |  | True | 3 | 30 | 11.7 | 0 | Coil-Only System | False | Conventional | 07/06/2023 |  | 11/21/2023
Rheem Sales Company, Inc. | Mainline | MLA14AZ18AJ1N | MLA14AZ18AJ1N | TCFZ2417STANM+RXMD-C04 |  | Voluntarily Certified | Single-split-system air condit | False | False | 17600 |  | 14.3 | 13.4 |  |  | True | 0.5 | 30 | 11.7 | 0 | Coil-Only System | False | Conventional | 07/06/2023 |  | 11/21/2023
Rheem Sales Company, Inc. | Mainline | MLA14AZ24AJ1N | MLA14AZ24AJ1N | TCFZ2417STANM+RXMD-C03 |  | Voluntarily Certified | Single-split-system air condit | False | False | 22800 |  | 14.3 | 13.4 |  |  | False | 0.5 | 30 | 11.7 | 0 | Coil-Only System | False | Conventional | 07/06/2023 |  | 11/21/2023
Rheem Sales Company, Inc. | Mainline | MLA14AZ30AJ1N | MLA14AZ30AJ1N | TCFZ3617STANM+RXMD-C03 |  | Voluntarily Certified | Single-split-system air condit | False | False | 28600 |  | 14.3 | 13.4 |  |  | False | 0.5 | 30 | 11.7 | 0 | Coil-Only System | False | Conventional | 07/06/2023 |  | 11/21/2023
Rheem Sales Company, Inc. | Mainline | MLA14AZ36AJ1N | MLA14AZ36AJ1N | TCFZ3617STANM+RXMD-C03 |  | Voluntarily Certified | Single-split-system air condit | False | False | 34200 |  | 14.3 | 13.4 |  |  | False | 0.5 | 30 | 11.7 | 0 | Coil-Only System | False | Conventional | 07/06/2023 |  | 11/21/2023
Rheem Sales Company, Inc. | Mainline | MLA14AZ42AJ1N | MLA14AZ42AJ1N | TCFZ4821STANM+RXMD-C03 |  | Voluntarily Certified | Single-split-system air condit | False | False | 39500 |  | 14.3 | 13.4 |  |  | False | 0.5 | 30 | 11.7 | 0 | Coil-Only System | False | Conventional | 07/06/2023 |  | 11/21/2023
Rheem Sales Company, Inc. | Mainline | MLA14AZ48AJ1N | MLA14AZ48AJ1N | TCFZ4821STANM+RXMD-C03 |  | Voluntarily Certified | Single-split-system air condit | False | False | 46000 |  | 13.8 | 13.4 |  |  | False | 0.5 | 30 | 11.2 | 0 | Coil-Only System | False | Conventional | 07/06/2023 |  | 11/21/2023
Rheem Sales Company, Inc. | Mainline | MLA14AZ60AJ1N | MLA14AZ60AJ1N | TCFZ6024STANM+RXMD-C04 |  | Voluntarily Certified | Single-split-system air condit | False | False | 56000 |  | 13.8 | 13.4 |  |  | True | 0.5 | 30 | 11.2 | 0 | Coil-Only System | False | Conventional | 07/06/2023 |  | 11/21/2023
Rheem Sales Company, Inc. | Mainline | MLA15AZ24AJ3N | MLA15AZ24AJ3N | MLH3VZ2417STAN |  | Voluntarily Certified | Single-split-system air condit | False | False | 22800 |  | 15.2 | 13.4 |  |  | True | 16 | 30 | 9.8 | 0 | Blower Coil System | True | Conventional | 07/06/2023 |  | 11/21/2023
Rheem Sales Company, Inc. | Mainline | MLA15AZ36AJ3N | MLA15AZ36AJ3N | MLH3VZ3617STANN |  | Voluntarily Certified | Single-split-system air condit | False | False | 34200 |  | 15.2 | 13.4 |  |  | True | 16 | 30 | 9.8 | 0 | Blower Coil System | True | Conventional | 07/06/2023 |  | 11/21/2023
Rheem Sales Company, Inc. | Mainline | MLA15AZ48AJ3N | MLA15AZ48AJ3N | MLH3VZ4821STANN |  | Voluntarily Certified | Single-split-system air condit | False | False | 45500 |  | 15.2 | 13.4 |  |  | True | 16 | 30 | 9.8 | 0 | Blower Coil System | True | Conventional | 07/06/2023 |  | 11/21/2023
Rheem Sales Company, Inc. | Mainline | MLA15AZ60AJ3N | MLA15AZ60AJ3N | MLH3VZ6024STANN |  | Voluntarily Certified | Single-split-system air condit | False | False | 55500 |  | 15.2 | 13.4 |  |  | True | 16 | 30 | 9.8 | 0 | Blower Coil System | True | Conventional | 07/06/2023 |  | 11/21/2023
Rheem Sales Company, Inc. | Mainline | MLA16AZ24AJ3C | MLA16AZ24AJ3C | MLH3VZ2417STACN |  | Voluntarily Certified | Single-split-system air condit | False | False | 22800 |  | 16 | 13.4 |  |  | True | 16 | 30 | 10.5 | 0 | Blower Coil System | True | Conventional | 07/06/2023 |  | 11/21/2023
Rheem Sales Company, Inc. | Mainline | MLA16AZ36AJ3C | MLA16AZ36AJ3C | MLH3VZ3617STACN |  | Voluntarily Certified | Single-split-system air condit | False | False | 34200 |  | 16 | 13.4 |  |  | True | 16 | 30 | 10.5 | 0 | Blower Coil System | True | Conventional | 07/06/2023 |  | 11/21/2023
Rheem Sales Company, Inc. | Mainline | MLA16AZ48AJ3C | MLA16AZ48AJ3C | MLH3VZ4821STACN |  | Voluntarily Certified | Single-split-system air condit | False | False | 45500 |  | 16 | 13.4 |  |  | True | 16 | 30 | 10.5 | 0 | Blower Coil System | True | Conventional | 07/06/2023 |  | 11/21/2023
Rheem Sales Company, Inc. | Mainline | MLA16AZ60AJ3C | MLA16AZ60AJ3C | MLH3VZ6024STACN |  | Voluntarily Certified | Single-split-system air condit | False | False | 55500 |  | 15.5 | 13.4 |  |  | True | 16 | 30 | 9.8 | 0 | Blower Coil System | True | Conventional | 07/06/2023 |  | 11/21/2023
Rheem Sales Company, Inc. | Mainline | MLA18AZ24AJVC | MLA18AZ24AJVC | MLHMVZ2421MEACN |  | Voluntarily Certified | Single-split-system air condit | False | False | 22400 |  | 18 | 13.4 |  |  | True | 14.5 | 30 | 10.5 | 0 | Blower Coil System | True | Conventional | 07/06/2023 |  | 11/21/2023
Rheem Sales Company, Inc. | Mainline | MLA18AZ36AJVC | MLA18AZ36AJVC | MLHMVZ6021SEACA |  | Voluntarily Certified | Single-split-system air condit | False | False | 34600 |  | 18 | 13.4 |  |  | True | 14 | 30 | 10.5 | 0 | Blower Coil System | True | Conventional | 07/06/2023 |  | 11/21/2023
Rheem Sales Company, Inc. | Mainline | MLA18AZ48AJVC | MLA18AZ48AJVC | MLHMVZ6021SEACA |  | Voluntarily Certified | Single-split-system air condit | False | False | 45000 |  | 18 | 13.4 |  |  | True | 12 | 30 | 10.5 | 0 | Blower Coil System | True | Conventional | 07/06/2023 |  | 11/21/2023
Rheem Sales Company, Inc. | Mainline | MLA18AZ60AJVC | MLA18AZ60AJVC | MLHMVZ6024SEACN |  | Voluntarily Certified | Single-split-system air condit | False | False | 55000 |  | 18 | 13.4 |  |  | True | 14.5 | 30 | 10.5 | 0 | Blower Coil System | True | Conventional | 07/06/2023 |  | 11/21/2023
Rheem Sales Company, Inc. | Mainline | MPA14AZ18AJ1N | MPA14AZ18AJ1N | TCFZ2417STANM+RXMD-C04 |  | Voluntarily Certified | Single-split-system air condit | False | False | 17600 |  | 14.3 | 13.4 |  |  | True | 0.5 | 30 | 11.7 | 0 | Coil-Only System | False | Conventional | 07/06/2023 |  | 11/21/2023
Rheem Sales Company, Inc. | Mainline | MPA14AZ24AJ1N | MPA14AZ24AJ1N | TCFZ2417STANM+RXMD-C03 |  | Voluntarily Certified | Single-split-system air condit | False | False | 22800 |  | 14.3 | 13.4 |  |  | False | 0.5 | 30 | 11.7 | 0 | Coil-Only System | False | Conventional | 07/06/2023 |  | 11/21/2023
Rheem Sales Company, Inc. | Mainline | MPA14AZ30AJ1N | MPA14AZ30AJ1N | TCFZ3617STANM+RXMD-C03 |  | Voluntarily Certified | Single-split-system air condit | False | False | 28600 |  | 14.3 | 13.4 |  |  | False | 0.5 | 30 | 11.7 | 0 | Coil-Only System | False | Conventional | 07/06/2023 |  | 11/21/2023
Rheem Sales Company, Inc. | Mainline | MPA14AZ36AJ1N | MPA14AZ36AJ1N | TCFZ3617STANM+RXMD-C03 |  | Voluntarily Certified | Single-split-system air condit | False | False | 34200 |  | 14.3 | 13.4 |  |  | False | 0.5 | 30 | 11.7 | 0 | Coil-Only System | False | Conventional | 07/06/2023 |  | 11/21/2023
Rheem Sales Company, Inc. | Mainline | MPA14AZ42AJ1N | MPA14AZ42AJ1N | TCFZ4821STANM+RXMD-C03 |  | Voluntarily Certified | Single-split-system air condit | False | False | 39500 |  | 14.3 | 13.4 |  |  | False | 0.5 | 30 | 11.7 | 0 | Coil-Only System | False | Conventional | 07/06/2023 |  | 11/21/2023
Rheem Sales Company, Inc. | Mainline | MPA14AZ48AJ1N | MPA14AZ48AJ1N | TCFZ4821STANM+RXMD-C03 |  | Voluntarily Certified | Single-split-system air condit | False | False | 46000 |  | 13.8 | 13.4 |  |  | False | 0.5 | 30 | 11.2 | 0 | Coil-Only System | False | Conventional | 07/06/2023 |  | 11/21/2023
Rheem Sales Company, Inc. | Mainline | MPA14AZ60AJ1N | MPA14AZ60AJ1N | TCFZ6024STANM+RXMD-C04 |  | Voluntarily Certified | Single-split-system air condit | False | False | 56000 |  | 13.8 | 13.4 |  |  | True | 0.5 | 30 | 11.2 | 0 | Coil-Only System | False | Conventional | 07/06/2023 |  | 11/21/2023
Rheem Sales Company, Inc. | Mainline | MPA15AZ24AJ3N | MPA15AZ24AJ3N | MPH3VZ2417STANN |  | Voluntarily Certified | Single-split-system air condit | False | False | 22800 |  | 15.2 | 13.4 |  |  | True | 16 | 30 | 9.8 | 0 | Blower Coil System | True | Conventional | 07/06/2023 |  | 11/21/2023
Rheem Sales Company, Inc. | Mainline | MPA15AZ36AJ3N | MPA15AZ36AJ3N | MPH3VZ3617STANN |  | Voluntarily Certified | Single-split-system air condit | False | False | 34200 |  | 15.2 | 13.4 |  |  | True | 16 | 30 | 9.8 | 0 | Blower Coil System | True | Conventional | 07/06/2023 |  | 11/21/2023
Rheem Sales Company, Inc. | Mainline | MPA15AZ48AJ3N | MPA15AZ48AJ3N | MPH3VZ4821STANN |  | Voluntarily Certified | Single-split-system air condit | False | False | 45500 |  | 15.2 | 13.4 |  |  | True | 16 | 30 | 9.8 | 0 | Blower Coil System | True | Conventional | 07/06/2023 |  | 11/21/2023
Rheem Sales Company, Inc. | Mainline | MPA15AZ60AJ3N | MPA15AZ60AJ3N | MPH3VZ6024STANN |  | Voluntarily Certified | Single-split-system air condit | False | False | 55500 |  | 15.2 | 13.4 |  |  | True | 16 | 30 | 9.8 | 0 | Blower Coil System | True | Conventional | 07/06/2023 |  | 11/21/2023
Rheem Sales Company, Inc. | Mainline | MPSA14AZ18AJ1N | MPSA14AZ18AJ1N | TCFZ2417STANM+RXMD-C03 |  | Voluntarily Certified | Single-split-system air condit | False | False | 17100 |  | 14.3 | 13.4 |  |  | True | 3 | 30 | 11.7 | 0 | Coil-Only System | False | Conventional | 07/06/2023 |  | 11/21/2023
Rheem Sales Company, Inc. | Mainline | MPSA14AZ24AJ1N | MPSA14AZ24AJ1N | TCFZ2417MTANM+RXMD-C04 |  | Voluntarily Certified | Single-split-system air condit | False | False | 22800 |  | 14.3 | 13.4 |  |  | True | 3 | 30 | 11.7 | 0 | Coil-Only System | False | Conventional | 07/06/2023 |  | 11/21/2023
Rheem Sales Company, Inc. | Mainline | MPSA14AZ30AJ1N | MPSA14AZ30AJ1N | TCFZ3617STANM+RXMD-C04 |  | Voluntarily Certified | Single-split-system air condit | False | False | 27600 |  | 14.3 | 13.4 |  |  | True | 3 | 30 | 11.7 | 0 | Coil-Only System | False | Conventional | 07/06/2023 |  | 11/21/2023
Rheem Sales Company, Inc. | Mainline | RACAZR024AJT | RACAZR024AJT |  |  | Voluntarily Certified | Single-package air conditioner | False | False | 23000 |  | 13.4 | 13.4 |  |  | True | 30 | 30 | 10.6 | 0 |  | False | Conventional | 07/06/2023 |  | 11/21/2023
Rheem Sales Company, Inc. | Mainline | RACAZR030AJT | RACAZR030AJT |  |  | Voluntarily Certified | Single-package air conditioner | False | False | 28400 |  | 13.4 | 13.4 |  |  | True | 30 | 30 | 10.6 | 0 |  | False | Conventional | 07/06/2023 |  | 11/21/2023
Rheem Sales Company, Inc. | Mainline | RACAZR036AJT | RACAZR036AJT |  |  | Voluntarily Certified | Single-package air conditioner | False | False | 34200 |  | 13.4 | 13.4 |  |  | True | 30 | 30 | 10.6 | 0 |  | False | Conventional | 07/06/2023 |  | 11/21/2023
Rheem Sales Company, Inc. | Mainline | RACAZR042AJT | RACAZR042AJT |  |  | Voluntarily Certified | Single-package air conditioner | False | False | 40500 |  | 13.4 | 13.4 |  |  | True | 30 | 30 | 10.6 | 0 |  | False | Conventional | 07/06/2023 |  | 11/21/2023
Rheem Sales Company, Inc. | Mainline | RACAZR048AJT | RACAZR048AJT |  |  | Voluntarily Certified | Single-package air conditioner | False | False | 46000 |  | 13.4 | 13.4 |  |  | True | 30 | 30 | 10.6 | 0 |  | False | Conventional | 07/06/2023 |  | 11/21/2023
Rheem Sales Company, Inc. | Mainline | RACAZR060AJT | RACAZR060AJT |  |  | Voluntarily Certified | Single-package air conditioner | False | False | 56000 |  | 13.4 | 13.4 |  |  | True | 30 | 30 | 10.6 | 0 |  | False | Conventional | 07/06/2023 |  | 11/21/2023
Rheem Sales Company, Inc. | Mainline | RACAZS024AJT | RACAZS024AJT |  |  | Voluntarily Certified | Single-package air conditioner | False | False | 23400 |  | 15.2 | 13.4 |  |  | True | 30 | 30 | 11.5 | 0 |  | False | Conventional | 07/06/2023 |  | 11/21/2023
Rheem Sales Company, Inc. | Mainline | RACAZS036AJT | RACAZS036AJT |  |  | Voluntarily Certified | Single-package air conditioner | False | False | 35000 |  | 15.2 | 13.4 |  |  | True | 30 | 30 | 11.5 | 0 |  | False | Conventional | 07/06/2023 |  | 11/21/2023
Rheem Sales Company, Inc. | Mainline | RACBZR024AJT | RACBZR024AJT |  |  | Voluntarily Certified | Single-package air conditioner | False | False | 23000 |  | 13.4 | 13.4 |  |  | False | 30 | 30 | 10.6 | 0 |  | False | Conventional | 07/06/2023 |  | 11/21/2023
Rheem Sales Company, Inc. | Mainline | RACBZR030AJT | RACBZR030AJT |  |  | Voluntarily Certified | Single-package air conditioner | False | False | 28000 |  | 13.4 | 13.4 |  |  | False | 30 | 30 | 10.6 | 0 |  | False | Conventional | 07/06/2023 |  | 11/21/2023
Rheem Sales Company, Inc. | Mainline | RACBZR036AJT | RACBZR036AJT |  |  | Voluntarily Certified | Single-package air conditioner | False | False | 35200 |  | 13.4 | 13.4 |  |  | False | 30 | 30 | 10.6 | 0 |  | False | Conventional | 07/06/2023 |  | 11/21/2023
Rheem Sales Company, Inc. | Mainline | RACBZR042AJT | RACBZR042AJT |  |  | Voluntarily Certified | Single-package air conditioner | False | False | 40000 |  | 13.4 | 13.4 |  |  | False | 30 | 30 | 10.6 | 0 |  | False | Conventional | 07/06/2023 |  | 11/21/2023
Rheem Sales Company, Inc. | Mainline | RACBZR048AJT | RACBZR048AJT |  |  | Voluntarily Certified | Single-package air conditioner | False | False | 47000 |  | 13.4 | 13.4 |  |  | False | 30 | 30 | 10.6 | 0 |  | False | Conventional | 07/06/2023 |  | 11/21/2023
Rheem Sales Company, Inc. | Mainline | RACBZR060AJT | RACBZR060AJT |  |  | Voluntarily Certified | Single-package air conditioner | False | False | 57000 |  | 13.4 | 13.4 |  |  | False | 30 | 30 | 10.6 | 0 |  | False | Conventional | 07/06/2023 |  | 11/21/2023
Rheem Sales Company, Inc. | Mainline | RACCZR036AJ | RACCZR036AJ |  |  | Voluntarily Certified | Single-package air conditioner | False | False | 34200 |  | 13.4 | 13.4 |  |  | True | 30 | 30 | 10.6 | 0 |  | False | Conventional | 07/06/2023 |  | 11/21/2023
Rheem Sales Company, Inc. | Mainline | RACCZR048AJ | RACCZR048AJ |  |  | Voluntarily Certified | Single-package air conditioner | False | False | 45000 |  | 13.4 | 13.4 |  |  | True | 30 | 30 | 10.6 | 0 |  | False | Conventional | 07/06/2023 |  | 11/21/2023
Rheem Sales Company, Inc. | Mainline | RACCZR060AJ | RACCZR060AJ |  |  | Voluntarily Certified | Single-package air conditioner | False | False | 56500 |  | 13.4 | 13.4 |  |  | True | 30 | 30 | 10.6 | 0 |  | False | Conventional | 07/06/2023 |  | 11/21/2023
Rheem Sales Company, Inc. | Mainline | RACCZT036AJ | RACCZT036AJ |  |  | Voluntarily Certified | Single-package air conditioner | False | False | 34800 |  | 16.2 | 13.4 |  |  | True | 30 | 30 | 12 | 0 |  | False | Conventional | 07/06/2023 |  | 11/21/2023
Rheem Sales Company, Inc. | Mainline | RACCZT048AJ | RACCZT048AJ |  |  | Voluntarily Certified | Single-package air conditioner | False | False | 48000 |  | 16.2 | 13.4 |  |  | True | 30 | 30 | 12 | 0 |  | False | Conventional | 07/06/2023 |  | 11/21/2023
Rheem Sales Company, Inc. | Mainline | RACCZT060AJ | RACCZT060AJ |  |  | Voluntarily Certified | Single-package air conditioner | False | False | 57500 |  | 16.2 | 13.4 |  |  | True | 30 | 30 | 12 | 0 |  | False | Conventional | 07/06/2023 |  | 11/21/2023
Rheem Sales Company, Inc. | Mainline | RGEAZR024AJT | RGEAZR024AJT |  |  | Voluntarily Certified | Single-package air conditioner | False | False | 23000 |  | 13.4 | 13.4 |  |  | True | 30 | 30 | 10.6 | 0 |  | False | Conventional | 07/06/2023 |  | 11/21/2023
Rheem Sales Company, Inc. | Mainline | RGEAZR030AJT | RGEAZR030AJT |  |  | Voluntarily Certified | Single-package air conditioner | False | False | 28400 |  | 13.4 | 13.4 |  |  | True | 30 | 30 | 10.6 | 0 |  | False | Conventional | 07/06/2023 |  | 11/21/2023
Rheem Sales Company, Inc. | Mainline | RGEAZR036AJT | RGEAZR036AJT |  |  | Voluntarily Certified | Single-package air conditioner | False | False | 34200 |  | 13.4 | 13.4 |  |  | True | 30 | 30 | 10.6 | 0 |  | False | Conventional | 07/06/2023 |  | 11/21/2023
Rheem Sales Company, Inc. | Mainline | RGEAZR042AJT | RGEAZR042AJT |  |  | Voluntarily Certified | Single-package air conditioner | False | False | 40500 |  | 13.4 | 13.4 |  |  | True | 30 | 30 | 10.6 | 0 |  | False | Conventional | 07/06/2023 |  | 11/21/2023
Rheem Sales Company, Inc. | Mainline | RGEAZR048AJT | RGEAZR048AJT |  |  | Voluntarily Certified | Single-package air conditioner | False | False | 46000 |  | 13.4 | 13.4 |  |  | True | 30 | 30 | 10.6 | 0 |  | False | Conventional | 07/06/2023 |  | 11/21/2023
Rheem Sales Company, Inc. | Mainline | RGEAZR060AJT | RGEAZR060AJT |  |  | Voluntarily Certified | Single-package air conditioner | False | False | 56000 |  | 13.4 | 13.4 |  |  | True | 30 | 30 | 10.6 | 0 |  | False | Conventional | 07/06/2023 |  | 11/21/2023
Rheem Sales Company, Inc. | Mainline | RGEAZS024AJV | RGEAZS024AJV |  |  | Voluntarily Certified | Single-package air conditioner | False | False | 23400 |  | 15.2 | 13.4 |  |  | True | 30 | 30 | 11.5 | 0 |  | False | Conventional | 07/06/2023 |  | 11/21/2023
Rheem Sales Company, Inc. | Mainline | RGECZR036AJ | RGECZR036AJ |  |  | Voluntarily Certified | Single-package air conditioner | False | False | 34200 |  | 13.4 | 13.4 |  |  | True | 30 | 30 | 10.6 | 0 |  | False | Conventional | 07/06/2023 |  | 11/21/2023
Rheem Sales Company, Inc. | Mainline | RGECZR048AJ | RGECZR048AJ |  |  | Voluntarily Certified | Single-package air conditioner | False | False | 45500 |  | 13.4 | 13.4 |  |  | True | 30 | 30 | 10.6 | 0 |  | False | Conventional | 07/06/2023 |  | 11/21/2023
Rheem Sales Company, Inc. | Mainline | RGECZR060AJ | RGECZR060AJ |  |  | Voluntarily Certified | Single-package air conditioner | False | False | 57000 |  | 13.4 | 13.4 |  |  | True | 30 | 30 | 10.6 | 0 |  | False | Conventional | 07/06/2023 |  | 11/21/2023
Rheem Sales Company, Inc. | Mainline | RGECZT036AJ | RGECZT036AJ |  |  | Voluntarily Certified | Single-package air conditioner | False | False | 34800 |  | 16.2 | 13.4 |  |  | True | 30 | 30 | 12 | 0 |  | False | Conventional | 07/06/2023 |  | 11/21/2023
Rheem Sales Company, Inc. | Mainline | RGECZT048AJ | RGECZT048AJ |  |  | Voluntarily Certified | Single-package air conditioner | False | False | 48000 |  | 16.2 | 13.4 |  |  | True | 30 | 30 | 12 | 0 |  | False | Conventional | 07/06/2023 |  | 11/21/2023
Rheem Sales Company, Inc. | Mainline | RGECZT060AJ | RGECZT060AJ |  |  | Voluntarily Certified | Single-package air conditioner | False | False | 57500 |  | 16.2 | 13.4 |  |  | True | 30 | 30 | 12 | 0 |  | False | Conventional | 07/06/2023 |  | 11/21/2023
Rheem Sales Company, Inc. | Rheem | RA14AZ18AJ1N | RA14AZ18AJ1N | RCFZ2417STANM+RXMD-C04 |  | Voluntarily Certified | Single-split-system air condit | False | False | 17600 |  | 14.3 | 13.4 |  |  | True | 0.5 | 30 | 11.7 | 0 | Coil-Only System | False | Conventional | 07/06/2023 |  | 11/21/2023
Rheem Sales Company, Inc. | Rheem | RA14AZ24AJ1N | RA14AZ24AJ1N | RCFZ2417STANM+RXMD-C03 |  | Voluntarily Certified | Single-split-system air condit | False | False | 22800 |  | 14.3 | 13.4 |  |  | False | 0.5 | 30 | 11.7 | 0 | Coil-Only System | False | Conventional | 07/06/2023 |  | 11/21/2023
Rheem Sales Company, Inc. | Rheem | RA14AZ30AJ1N | RA14AZ30AJ1N | RCFZ3617STANM+RXMD-C03 |  | Voluntarily Certified | Single-split-system air condit | False | False | 28600 |  | 14.3 | 13.4 |  |  | False | 0.5 | 30 | 11.7 | 0 | Coil-Only System | False | Conventional | 07/06/2023 |  | 11/21/2023
Rheem Sales Company, Inc. | Rheem | RA14AZ36AJ1N | RA14AZ36AJ1N | RCFZ3617STANM+RXMD-C03 |  | Voluntarily Certified | Single-split-system air condit | False | False | 34200 |  | 14.3 | 13.4 |  |  | False | 0.5 | 30 | 11.7 | 0 | Coil-Only System | False | Conventional | 07/06/2023 |  | 11/21/2023
Rheem Sales Company, Inc. | Rheem | RA14AZ42AJ1N | RA14AZ42AJ1N | RCFZ4821STANM+RXMD-C03 |  | Voluntarily Certified | Single-split-system air condit | False | False | 39500 |  | 14.3 | 13.4 |  |  | False | 0.5 | 30 | 11.7 | 0 | Coil-Only System | False | Conventional | 07/06/2023 |  | 11/21/2023
Rheem Sales Company, Inc. | Rheem | RA14AZ48AJ1N | RA14AZ48AJ1N | RCFZ4821STANM+RXMD-C03 |  | Voluntarily Certified | Single-split-system air condit | False | False | 46000 |  | 13.8 | 13.4 |  |  | False | 0.5 | 30 | 11.2 | 0 | Coil-Only System | False | Conventional | 07/06/2023 |  | 11/21/2023
Rheem Sales Company, Inc. | Rheem | RA14AZ60AJ1N | RA14AZ60AJ1N | RCFZ6024STANM+RXMD-C04 |  | Voluntarily Certified | Single-split-system air condit | False | False | 56000 |  | 13.8 | 13.4 |  |  | True | 0.5 | 30 | 11.2 | 0 | Coil-Only System | False | Conventional | 07/06/2023 |  | 11/21/2023
Rheem Sales Company, Inc. | Rheem | RA15AZ24AJ3C | RA15AZ24AJ3C | RH3VZ2417STACN |  | Voluntarily Certified | Single-split-system air condit | False | False | 22800 |  | 15.2 | 13.4 |  |  | True | 16 | 30 | 9.8 | 0 | Blower Coil System | True | Conventional | 07/06/2023 |  | 11/21/2023
Rheem Sales Company, Inc. | Rheem | RA15AZ36AJ3C | RA15AZ36AJ3C | RH3VZ3617STACN |  | Voluntarily Certified | Single-split-system air condit | False | False | 34200 |  | 15.2 | 13.4 |  |  | True | 16 | 30 | 9.8 | 0 | Blower Coil System | True | Conventional | 07/06/2023 |  | 11/21/2023
Rheem Sales Company, Inc. | Rheem | RA15AZ48AJ3C | RA15AZ48AJ3C | RH3VZ4821STACN |  | Voluntarily Certified | Single-split-system air condit | False | False | 45500 |  | 15.2 | 13.4 |  |  | True | 16 | 30 | 9.8 | 0 | Blower Coil System | True | Conventional | 07/06/2023 |  | 11/21/2023
Rheem Sales Company, Inc. | Rheem | RA15AZ60AJ3C | RA15AZ60AJ3C | RH3VZ6024STACN |  | Voluntarily Certified | Single-split-system air condit | False | False | 55500 |  | 15.2 | 13.4 |  |  | True | 16 | 30 | 9.8 | 0 | Blower Coil System | True | Conventional | 07/06/2023 |  | 11/21/2023
Rheem Sales Company, Inc. | Rheem | RA16AZ24AJ3C | RA16AZ24AJ3C | RH3VZ2417STACN |  | Voluntarily Certified | Single-split-system air condit | False | False | 22800 |  | 16 | 13.4 |  |  | True | 16 | 30 | 10.5 | 0 | Blower Coil System | True | Conventional | 07/06/2023 |  | 11/21/2023
Rheem Sales Company, Inc. | Rheem | RA16AZ36AJ3C | RA16AZ36AJ3C | RH3VZ3617STACN |  | Voluntarily Certified | Single-split-system air condit | False | False | 34200 |  | 16 | 13.4 |  |  | True | 16 | 30 | 10.5 | 0 | Blower Coil System | True | Conventional | 07/06/2023 |  | 11/21/2023
Rheem Sales Company, Inc. | Rheem | RA16AZ48AJ3C | RA16AZ48AJ3C | RH3VZ4821STACN |  | Voluntarily Certified | Single-split-system air condit | False | False | 45500 |  | 16 | 13.4 |  |  | True | 16 | 30 | 10.5 | 0 | Blower Coil System | True | Conventional | 07/06/2023 |  | 11/21/2023
Rheem Sales Company, Inc. | Rheem | RA16AZ60AJ3C | RA16AZ60AJ3C | RH3VZ6024STACN |  | Voluntarily Certified | Single-split-system air condit | False | False | 55500 |  | 15.5 | 13.4 |  |  | True | 16 | 30 | 9.8 | 0 | Blower Coil System | True | Conventional | 07/06/2023 |  | 11/21/2023
Rheem Sales Company, Inc. | Rheem | RA18AZ24AJVC | RA18AZ24AJVC | RHMVZ2421MEACN |  | Voluntarily Certified | Single-split-system air condit | False | False | 22400 |  | 18 | 13.4 |  |  | True | 14.5 | 30 | 10.5 | 0 | Blower Coil System | True | Conventional | 07/06/2023 |  | 11/21/2023
Rheem Sales Company, Inc. | Rheem | RA18AZ36AJVC | RA18AZ36AJVC | RHMVZ6021SEACA |  | Voluntarily Certified | Single-split-system air condit | False | False | 34600 |  | 18 | 13.4 |  |  | True | 14 | 30 | 10.5 | 0 | Blower Coil System | True | Conventional | 07/06/2023 |  | 11/21/2023
Rheem Sales Company, Inc. | Rheem | RA18AZ48AJVC | RA18AZ48AJVC | RHMVZ6021SEACA |  | Voluntarily Certified | Single-split-system air condit | False | False | 45000 |  | 18 | 13.4 |  |  | True | 12 | 30 | 10.5 | 0 | Blower Coil System | True | Conventional | 07/06/2023 |  | 11/21/2023
Rheem Sales Company, Inc. | Rheem | RA18AZ60AJVC | RA18AZ60AJVC | RHMVZ6024SEACN |  | Voluntarily Certified | Single-split-system air condit | False | False | 55000 |  | 18 | 13.4 |  |  | True | 14.5 | 30 | 10.5 | 0 | Blower Coil System | True | Conventional | 07/06/2023 |  | 11/21/2023
Rheem Sales Company, Inc. | Rheem | RACAZR024AJT | RACAZR024AJT |  |  | Voluntarily Certified | Single-package air conditioner | False | False | 23000 |  | 13.4 | 13.4 |  |  | True | 30 | 30 | 10.6 | 0 |  | False | Conventional | 07/06/2023 |  | 11/21/2023
Rheem Sales Company, Inc. | Rheem | RACAZR030AJT | RACAZR030AJT |  |  | Voluntarily Certified | Single-package air conditioner | False | False | 28400 |  | 13.4 | 13.4 |  |  | True | 30 | 30 | 10.6 | 0 |  | False | Conventional | 07/06/2023 |  | 11/21/2023
Rheem Sales Company, Inc. | Rheem | RACAZR036AJT | RACAZR036AJT |  |  | Voluntarily Certified | Single-package air conditioner | False | False | 34200 |  | 13.4 | 13.4 |  |  | True | 30 | 30 | 10.6 | 0 |  | False | Conventional | 07/06/2023 |  | 11/21/2023
Rheem Sales Company, Inc. | Rheem | RACAZR042AJT | RACAZR042AJT |  |  | Voluntarily Certified | Single-package air conditioner | False | False | 40500 |  | 13.4 | 13.4 |  |  | True | 30 | 30 | 10.6 | 0 |  | False | Conventional | 07/06/2023 |  | 11/21/2023
Rheem Sales Company, Inc. | Rheem | RACAZR048AJT | RACAZR048AJT |  |  | Voluntarily Certified | Single-package air conditioner | False | False | 46000 |  | 13.4 | 13.4 |  |  | True | 30 | 30 | 10.6 | 0 |  | False | Conventional | 07/06/2023 |  | 11/21/2023
Rheem Sales Company, Inc. | Rheem | RACAZR060AJT | RACAZR060AJT |  |  | Voluntarily Certified | Single-package air conditioner | False | False | 56000 |  | 13.4 | 13.4 |  |  | True | 30 | 30 | 10.6 | 0 |  | False | Conventional | 07/06/2023 |  | 11/21/2023
Rheem Sales Company, Inc. | Rheem | RACAZS024AJT | RACAZS024AJT |  |  | Voluntarily Certified | Single-package air conditioner | False | False | 23400 |  | 15.2 | 13.4 |  |  | True | 30 | 30 | 11.5 | 0 |  | False | Conventional | 07/06/2023 |  | 11/21/2023
Rheem Sales Company, Inc. | Rheem | RACAZS036AJT | RACAZS036AJT |  |  | Voluntarily Certified | Single-package air conditioner | False | False | 35000 |  | 15.2 | 13.4 |  |  | True | 30 | 30 | 11.5 | 0 |  | False | Conventional | 07/06/2023 |  | 11/21/2023
Rheem Sales Company, Inc. | Rheem | RACBZR024AJT | RACBZR024AJT |  |  | Voluntarily Certified | Single-package air conditioner | False | False | 23000 |  | 13.4 | 13.4 |  |  | False | 30 | 30 | 10.6 | 0 |  | False | Conventional | 07/06/2023 |  | 11/21/2023
Rheem Sales Company, Inc. | Rheem | RACBZR030AJT | RACBZR030AJT |  |  | Voluntarily Certified | Single-package air conditioner | False | False | 28000 |  | 13.4 | 13.4 |  |  | False | 30 | 30 | 10.6 | 0 |  | False | Conventional | 07/06/2023 |  | 11/21/2023
Rheem Sales Company, Inc. | Rheem | RACBZR036AJT | RACBZR036AJT |  |  | Voluntarily Certified | Single-package air conditioner | False | False | 35200 |  | 13.4 | 13.4 |  |  | False | 30 | 30 | 10.6 | 0 |  | False | Conventional | 07/06/2023 |  | 11/21/2023
Rheem Sales Company, Inc. | Rheem | RACBZR042AJT | RACBZR042AJT |  |  | Voluntarily Certified | Single-package air conditioner | False | False | 40000 |  | 13.4 | 13.4 |  |  | False | 30 | 30 | 10.6 | 0 |  | False | Conventional | 07/06/2023 |  | 11/21/2023
Rheem Sales Company, Inc. | Rheem | RACBZR048AJT | RACBZR048AJT |  |  | Voluntarily Certified | Single-package air conditioner | False | False | 47000 |  | 13.4 | 13.4 |  |  | False | 30 | 30 | 10.6 | 0 |  | False | Conventional | 07/06/2023 |  | 11/21/2023
Rheem Sales Company, Inc. | Rheem | RACBZR060AJT | RACBZR060AJT |  |  | Voluntarily Certified | Single-package air conditioner | False | False | 57000 |  | 13.4 | 13.4 |  |  | False | 30 | 30 | 10.6 | 0 |  | False | Conventional | 07/06/2023 |  | 11/21/2023
Rheem Sales Company, Inc. | Rheem | RACCZR036AJ | RACCZR036AJ |  |  | Voluntarily Certified | Single-package air conditioner | False | False | 34200 |  | 13.4 | 13.4 |  |  | True | 30 | 30 | 10.6 | 0 |  | False | Conventional | 07/06/2023 |  | 11/21/2023
Rheem Sales Company, Inc. | Rheem | RACCZR048AJ | RACCZR048AJ |  |  | Voluntarily Certified | Single-package air conditioner | False | False | 45000 |  | 13.4 | 13.4 |  |  | True | 30 | 30 | 10.6 | 0 |  | False | Conventional | 07/06/2023 |  | 11/21/2023
Rheem Sales Company, Inc. | Rheem | RACCZR060AJ | RACCZR060AJ |  |  | Voluntarily Certified | Single-package air conditioner | False | False | 56500 |  | 13.4 | 13.4 |  |  | True | 30 | 30 | 10.6 | 0 |  | False | Conventional | 07/06/2023 |  | 11/21/2023
Rheem Sales Company, Inc. | Rheem | RACCZT036AJ | RACCZT036AJ |  |  | Voluntarily Certified | Single-package air conditioner | False | False | 34800 |  | 16.2 | 13.4 |  |  | True | 30 | 30 | 12 | 0 |  | False | Conventional | 07/06/2023 |  | 11/21/2023
Rheem Sales Company, Inc. | Rheem | RACCZT048AJ | RACCZT048AJ |  |  | Voluntarily Certified | Single-package air conditioner | False | False | 48000 |  | 16.2 | 13.4 |  |  | True | 30 | 30 | 12 | 0 |  | False | Conventional | 07/06/2023 |  | 11/21/2023
Rheem Sales Company, Inc. | Rheem | RACCZT060AJ | RACCZT060AJ |  |  | Voluntarily Certified | Single-package air conditioner | False | False | 57500 |  | 16.2 | 13.4 |  |  | True | 30 | 30 | 12 | 0 |  | False | Conventional | 07/06/2023 |  | 11/21/2023
Rheem Sales Company, Inc. | Rheem | RACXZS048AJT | RACXZS048AJT |  |  | Voluntarily Certified | Single-package air conditioner | False | False | 47500 |  | 15.2 | 13.4 |  |  | True | 30 | 30 | 11.5 | 0 |  | False | Conventional | 07/06/2023 |  | 11/21/2023
Rheem Sales Company, Inc. | Rheem | RACXZS060AJT | RACXZS060AJT |  |  | Voluntarily Certified | Single-package air conditioner | False | False | 57000 |  | 15.2 | 13.4 |  |  | True | 30 | 30 | 11.5 | 0 |  | False | Conventional | 07/06/2023 |  | 11/21/2023
Rheem Sales Company, Inc. | Rheem | RGEAZR024AJT | RGEAZR024AJT |  |  | Voluntarily Certified | Single-package air conditioner | False | False | 23000 |  | 13.4 | 13.4 |  |  | True | 30 | 30 | 10.6 | 0 |  | False | Conventional | 07/06/2023 |  | 11/21/2023
Rheem Sales Company, Inc. | Rheem | RGEAZR030AJT | RGEAZR030AJT |  |  | Voluntarily Certified | Single-package air conditioner | False | False | 28400 |  | 13.4 | 13.4 |  |  | True | 30 | 30 | 10.6 | 0 |  | False | Conventional | 07/06/2023 |  | 11/21/2023
Rheem Sales Company, Inc. | Rheem | RGEAZR036AJT | RGEAZR036AJT |  |  | Voluntarily Certified | Single-package air conditioner | False | False | 34200 |  | 13.4 | 13.4 |  |  | True | 30 | 30 | 10.6 | 0 |  | False | Conventional | 07/06/2023 |  | 11/21/2023
Rheem Sales Company, Inc. | Rheem | RGEAZR042AJT | RGEAZR042AJT |  |  | Voluntarily Certified | Single-package air conditioner | False | False | 40500 |  | 13.4 | 13.4 |  |  | True | 30 | 30 | 10.6 | 0 |  | False | Conventional | 07/06/2023 |  | 11/21/2023
Rheem Sales Company, Inc. | Rheem | RGEAZR048AJT | RGEAZR048AJT |  |  | Voluntarily Certified | Single-package air conditioner | False | False | 46000 |  | 13.4 | 13.4 |  |  | True | 30 | 30 | 10.6 | 0 |  | False | Conventional | 07/06/2023 |  | 11/21/2023
Rheem Sales Company, Inc. | Rheem | RGEAZR060AJT | RGEAZR060AJT |  |  | Voluntarily Certified | Single-package air conditioner | False | False | 56000 |  | 13.4 | 13.4 |  |  | True | 30 | 30 | 10.6 | 0 |  | False | Conventional | 07/06/2023 |  | 11/21/2023
Rheem Sales Company, Inc. | Rheem | RGEAZS024AJV | RGEAZS024AJV |  |  | Voluntarily Certified | Single-package air conditioner | False | False | 23400 |  | 15.2 | 13.4 |  |  | True | 30 | 30 | 11.5 | 0 |  | False | Conventional | 07/06/2023 |  | 11/21/2023
Rheem Sales Company, Inc. | Rheem | RGECZR036AJ | RGECZR036AJ |  |  | Voluntarily Certified | Single-package air conditioner | False | False | 34200 |  | 13.4 | 13.4 |  |  | True | 30 | 30 | 10.6 | 0 |  | False | Conventional | 07/06/2023 |  | 11/21/2023
Rheem Sales Company, Inc. | Rheem | RGECZR048AJ | RGECZR048AJ |  |  | Voluntarily Certified | Single-package air conditioner | False | False | 45500 |  | 13.4 | 13.4 |  |  | True | 30 | 30 | 10.6 | 0 |  | False | Conventional | 07/06/2023 |  | 11/21/2023
Rheem Sales Company, Inc. | Rheem | RGECZR060AJ | RGECZR060AJ |  |  | Voluntarily Certified | Single-package air conditioner | False | False | 57000 |  | 13.4 | 13.4 |  |  | True | 30 | 30 | 10.6 | 0 |  | False | Conventional | 07/06/2023 |  | 11/21/2023
Rheem Sales Company, Inc. | Rheem | RGECZT036AJ | RGECZT036AJ |  |  | Voluntarily Certified | Single-package air conditioner | False | False | 34800 |  | 16.2 | 13.4 |  |  | True | 30 | 30 | 12 | 0 |  | False | Conventional | 07/06/2023 |  | 11/21/2023
Rheem Sales Company, Inc. | Rheem | RGECZT048AJ | RGECZT048AJ |  |  | Voluntarily Certified | Single-package air conditioner | False | False | 48000 |  | 16.2 | 13.4 |  |  | True | 30 | 30 | 12 | 0 |  | False | Conventional | 07/06/2023 |  | 11/21/2023
Rheem Sales Company, Inc. | Rheem | RGECZT060AJ | RGECZT060AJ |  |  | Voluntarily Certified | Single-package air conditioner | False | False | 57500 |  | 16.2 | 13.4 |  |  | True | 30 | 30 | 12 | 0 |  | False | Conventional | 07/06/2023 |  | 11/21/2023
Rheem Sales Company, Inc. | Rheem | RGEXZS048AJV | RGEXZS048AJV |  |  | Voluntarily Certified | Single-package air conditioner | False | False | 47500 |  | 15.2 | 13.4 |  |  | True | 30 | 30 | 11.5 | 0 |  | False | Conventional | 07/06/2023 |  | 11/21/2023
Rheem Sales Company, Inc. | Rheem | RGEXZS060AJV | RGEXZS060AJV |  |  | Voluntarily Certified | Single-package air conditioner | False | False | 57000 |  | 15.2 | 13.4 |  |  | True | 30 | 30 | 11.5 | 0 |  | False | Conventional | 07/06/2023 |  | 11/21/2023
Rheem Sales Company, Inc. | Rheem | WA14AZ18AJ1N | WA14AZ18AJ1N | RCFZ2417STANM+RXMD-C04 |  | Voluntarily Certified | Single-split-system air condit | False | False | 17600 |  | 14.3 | 13.4 |  |  | True | 0.5 | 30 | 11.7 | 0 | Coil-Only System | False | Conventional | 07/06/2023 |  | 11/21/2023
Rheem Sales Company, Inc. | Rheem | WA14AZ24AJ1N | WA14AZ24AJ1N | RCFZ2417STANM+RXMD-C03 |  | Voluntarily Certified | Single-split-system air condit | False | False | 22800 |  | 14.3 | 13.4 |  |  | False | 0.5 | 30 | 11.7 | 0 | Coil-Only System | False | Conventional | 07/06/2023 |  | 11/21/2023
Rheem Sales Company, Inc. | Rheem | WA14AZ30AJ1N | WA14AZ30AJ1N | RCFZ3617STANM+RXMD-C03 |  | Voluntarily Certified | Single-split-system air condit | False | False | 28600 |  | 14.3 | 13.4 |  |  | False | 0.5 | 30 | 11.7 | 0 | Coil-Only System | False | Conventional | 07/06/2023 |  | 11/21/2023
Rheem Sales Company, Inc. | Rheem | WA14AZ36AJ1N | WA14AZ36AJ1N | RCFZ3617STANM+RXMD-C03 |  | Voluntarily Certified | Single-split-system air condit | False | False | 34200 |  | 14.3 | 13.4 |  |  | False | 0.5 | 30 | 11.7 | 0 | Coil-Only System | False | Conventional | 07/06/2023 |  | 11/21/2023
Rheem Sales Company, Inc. | Rheem | WA14AZ42AJ1N | WA14AZ42AJ1N | RCFZ4821STANM+RXMD-C03 |  | Voluntarily Certified | Single-split-system air condit | False | False | 39500 |  | 14.3 | 13.4 |  |  | False | 0.5 | 30 | 11.7 | 0 | Coil-Only System | False | Conventional | 07/06/2023 |  | 11/21/2023
Rheem Sales Company, Inc. | Rheem | WA14AZ48AJ1N | WA14AZ48AJ1N | RCFZ4821STANM+RXMD-C03 |  | Voluntarily Certified | Single-split-system air condit | False | False | 46000 |  | 13.8 | 13.4 |  |  | False | 0.5 | 30 | 11.2 | 0 | Coil-Only System | False | Conventional | 07/06/2023 |  | 11/21/2023
Rheem Sales Company, Inc. | Rheem | WA14AZ60AJ1N | WA14AZ60AJ1N | RCFZ6024STANM+RXMD-C04 |  | Voluntarily Certified | Single-split-system air condit | False | False | 56000 |  | 13.8 | 13.4 |  |  | True | 0.5 | 30 | 11.2 | 0 | Coil-Only System | False | Conventional | 07/06/2023 |  | 11/21/2023
Rheem Sales Company, Inc. | Rheem | WSA14AZ18AJ1N | WSA14AZ18AJ1N | RCFZ2417STANM+RXMD-C03 |  | Voluntarily Certified | Single-split-system air condit | False | False | 17100 |  | 14.3 | 13.4 |  |  | True | 3 | 30 | 11.7 | 0 | Coil-Only System | False | Conventional | 07/06/2023 |  | 11/21/2023
Rheem Sales Company, Inc. | Rheem | WSA14AZ24AJ1N | WSA14AZ24AJ1N | RCFZ2417MTANM+RXMD-C04 |  | Voluntarily Certified | Single-split-system air condit | False | False | 22800 |  | 14.3 | 13.4 |  |  | True | 3 | 30 | 11.7 | 0 | Coil-Only System | False | Conventional | 07/06/2023 |  | 11/21/2023
Rheem Sales Company, Inc. | Rheem | WSA14AZ30AJ1N | WSA14AZ30AJ1N | RCFZ3617STANM+RXMD-C04 |  | Voluntarily Certified | Single-split-system air condit | False | False | 27600 |  | 14.3 | 13.4 |  |  | True | 3 | 30 | 11.7 | 0 | Coil-Only System | False | Conventional | 07/06/2023 |  | 11/21/2023
Rheem Sales Company, Inc. | RUSSELL | RACAZR024AJT | RACAZR024AJT |  |  | Voluntarily Certified | Single-package air conditioner | False | False | 23000 |  | 13.4 | 13.4 |  |  | True | 30 | 30 | 10.6 | 0 |  | False | Conventional | 07/06/2023 |  | 11/21/2023
Rheem Sales Company, Inc. | RUSSELL | RACAZR030AJT | RACAZR030AJT |  |  | Voluntarily Certified | Single-package air conditioner | False | False | 28400 |  | 13.4 | 13.4 |  |  | True | 30 | 30 | 10.6 | 0 |  | False | Conventional | 07/06/2023 |  | 11/21/2023
Rheem Sales Company, Inc. | RUSSELL | RACAZR036AJT | RACAZR036AJT |  |  | Voluntarily Certified | Single-package air conditioner | False | False | 34200 |  | 13.4 | 13.4 |  |  | True | 30 | 30 | 10.6 | 0 |  | False | Conventional | 07/06/2023 |  | 11/21/2023
Rheem Sales Company, Inc. | RUSSELL | RACAZR042AJT | RACAZR042AJT |  |  | Voluntarily Certified | Single-package air conditioner | False | False | 40500 |  | 13.4 | 13.4 |  |  | True | 30 | 30 | 10.6 | 0 |  | False | Conventional | 07/06/2023 |  | 11/21/2023
Rheem Sales Company, Inc. | RUSSELL | RACAZR048AJT | RACAZR048AJT |  |  | Voluntarily Certified | Single-package air conditioner | False | False | 46000 |  | 13.4 | 13.4 |  |  | True | 30 | 30 | 10.6 | 0 |  | False | Conventional | 07/06/2023 |  | 11/21/2023
Rheem Sales Company, Inc. | RUSSELL | RACAZR060AJT | RACAZR060AJT |  |  | Voluntarily Certified | Single-package air conditioner | False | False | 56000 |  | 13.4 | 13.4 |  |  | True | 30 | 30 | 10.6 | 0 |  | False | Conventional | 07/06/2023 |  | 11/21/2023
Rheem Sales Company, Inc. | RUSSELL | RACAZS024AJT | RACAZS024AJT |  |  | Voluntarily Certified | Single-package air conditioner | False | False | 23400 |  | 15.2 | 13.4 |  |  | True | 30 | 30 | 11.5 | 0 |  | False | Conventional | 07/06/2023 |  | 11/21/2023
Rheem Sales Company, Inc. | RUSSELL | RACAZS036AJT | RACAZS036AJT |  |  | Voluntarily Certified | Single-package air conditioner | False | False | 35000 |  | 15.2 | 13.4 |  |  | True | 30 | 30 | 11.5 | 0 |  | False | Conventional | 07/06/2023 |  | 11/21/2023
Rheem Sales Company, Inc. | RUSSELL | RACBZR024AJT | RACBZR024AJT |  |  | Voluntarily Certified | Single-package air conditioner | False | False | 23000 |  | 13.4 | 13.4 |  |  | False | 30 | 30 | 10.6 | 0 |  | False | Conventional | 07/06/2023 |  | 11/21/2023
Rheem Sales Company, Inc. | RUSSELL | RACBZR030AJT | RACBZR030AJT |  |  | Voluntarily Certified | Single-package air conditioner | False | False | 28000 |  | 13.4 | 13.4 |  |  | False | 30 | 30 | 10.6 | 0 |  | False | Conventional | 07/06/2023 |  | 11/21/2023
Rheem Sales Company, Inc. | RUSSELL | RACBZR036AJT | RACBZR036AJT |  |  | Voluntarily Certified | Single-package air conditioner | False | False | 35200 |  | 13.4 | 13.4 |  |  | False | 30 | 30 | 10.6 | 0 |  | False | Conventional | 07/06/2023 |  | 11/21/2023
Rheem Sales Company, Inc. | RUSSELL | RACBZR042AJT | RACBZR042AJT |  |  | Voluntarily Certified | Single-package air conditioner | False | False | 40000 |  | 13.4 | 13.4 |  |  | False | 30 | 30 | 10.6 | 0 |  | False | Conventional | 07/06/2023 |  | 11/21/2023
Rheem Sales Company, Inc. | RUSSELL | RACBZR048AJT | RACBZR048AJT |  |  | Voluntarily Certified | Single-package air conditioner | False | False | 47000 |  | 13.4 | 13.4 |  |  | False | 30 | 30 | 10.6 | 0 |  | False | Conventional | 07/06/2023 |  | 11/21/2023
Rheem Sales Company, Inc. | RUSSELL | RACBZR060AJT | RACBZR060AJT |  |  | Voluntarily Certified | Single-package air conditioner | False | False | 57000 |  | 13.4 | 13.4 |  |  | False | 30 | 30 | 10.6 | 0 |  | False | Conventional | 07/06/2023 |  | 11/21/2023
Rheem Sales Company, Inc. | RUSSELL | RACCZR036AJ | RACCZR036AJ |  |  | Voluntarily Certified | Single-package air conditioner | False | False | 34200 |  | 13.4 | 13.4 |  |  | True | 30 | 30 | 10.6 | 0 |  | False | Conventional | 07/06/2023 |  | 11/21/2023
Rheem Sales Company, Inc. | RUSSELL | RACCZR048AJ | RACCZR048AJ |  |  | Voluntarily Certified | Single-package air conditioner | False | False | 45000 |  | 13.4 | 13.4 |  |  | True | 30 | 30 | 10.6 | 0 |  | False | Conventional | 07/06/2023 |  | 11/21/2023
Rheem Sales Company, Inc. | RUSSELL | RACCZR060AJ | RACCZR060AJ |  |  | Voluntarily Certified | Single-package air conditioner | False | False | 56500 |  | 13.4 | 13.4 |  |  | True | 30 | 30 | 10.6 | 0 |  | False | Conventional | 07/06/2023 |  | 11/21/2023
Rheem Sales Company, Inc. | RUSSELL | RACCZT036AJ | RACCZT036AJ |  |  | Voluntarily Certified | Single-package air conditioner | False | False | 34800 |  | 16.2 | 13.4 |  |  | True | 30 | 30 | 12 | 0 |  | False | Conventional | 07/06/2023 |  | 11/21/2023
Rheem Sales Company, Inc. | RUSSELL | RACCZT048AJ | RACCZT048AJ |  |  | Voluntarily Certified | Single-package air conditioner | False | False | 48000 |  | 16.2 | 13.4 |  |  | True | 30 | 30 | 12 | 0 |  | False | Conventional | 07/06/2023 |  | 11/21/2023
Rheem Sales Company, Inc. | RUSSELL | RACCZT060AJ | RACCZT060AJ |  |  | Voluntarily Certified | Single-package air conditioner | False | False | 57500 |  | 16.2 | 13.4 |  |  | True | 30 | 30 | 12 | 0 |  | False | Conventional | 07/06/2023 |  | 11/21/2023
Rheem Sales Company, Inc. | RUSSELL | RACXZS048AJT | RACXZS048AJT |  |  | Voluntarily Certified | Single-package air conditioner | False | False | 47500 |  | 15.2 | 13.4 |  |  | True | 30 | 30 | 11.5 | 0 |  | False | Conventional | 07/06/2023 |  | 11/21/2023
Rheem Sales Company, Inc. | RUSSELL | RACXZS060AJT | RACXZS060AJT |  |  | Voluntarily Certified | Single-package air conditioner | False | False | 57000 |  | 15.2 | 13.4 |  |  | True | 30 | 30 | 11.5 | 0 |  | False | Conventional | 07/06/2023 |  | 11/21/2023
Rheem Sales Company, Inc. | RUSSELL | RGEAZR024AJT | RGEAZR024AJT |  |  | Voluntarily Certified | Single-package air conditioner | False | False | 23000 |  | 13.4 | 13.4 |  |  | True | 30 | 30 | 10.6 | 0 |  | False | Conventional | 07/06/2023 |  | 11/21/2023
Rheem Sales Company, Inc. | RUSSELL | RGEAZR030AJT | RGEAZR030AJT |  |  | Voluntarily Certified | Single-package air conditioner | False | False | 28400 |  | 13.4 | 13.4 |  |  | True | 30 | 30 | 10.6 | 0 |  | False | Conventional | 07/06/2023 |  | 11/21/2023
Rheem Sales Company, Inc. | RUSSELL | RGEAZR036AJT | RGEAZR036AJT |  |  | Voluntarily Certified | Single-package air conditioner | False | False | 34200 |  | 13.4 | 13.4 |  |  | True | 30 | 30 | 10.6 | 0 |  | False | Conventional | 07/06/2023 |  | 11/21/2023
Rheem Sales Company, Inc. | RUSSELL | RGEAZR042AJT | RGEAZR042AJT |  |  | Voluntarily Certified | Single-package air conditioner | False | False | 40500 |  | 13.4 | 13.4 |  |  | True | 30 | 30 | 10.6 | 0 |  | False | Conventional | 07/06/2023 |  | 11/21/2023
Rheem Sales Company, Inc. | RUSSELL | RGEAZR048AJT | RGEAZR048AJT |  |  | Voluntarily Certified | Single-package air conditioner | False | False | 46000 |  | 13.4 | 13.4 |  |  | True | 30 | 30 | 10.6 | 0 |  | False | Conventional | 07/06/2023 |  | 11/21/2023
Rheem Sales Company, Inc. | RUSSELL | RGEAZR060AJT | RGEAZR060AJT |  |  | Voluntarily Certified | Single-package air conditioner | False | False | 56000 |  | 13.4 | 13.4 |  |  | True | 30 | 30 | 10.6 | 0 |  | False | Conventional | 07/06/2023 |  | 11/21/2023
Rheem Sales Company, Inc. | RUSSELL | RGEAZS024AJV | RGEAZS024AJV |  |  | Voluntarily Certified | Single-package air conditioner | False | False | 23400 |  | 15.2 | 13.4 |  |  | True | 30 | 30 | 11.5 | 0 |  | False | Conventional | 07/06/2023 |  | 11/21/2023
Rheem Sales Company, Inc. | RUSSELL | RGECZR036AJ | RGECZR036AJ |  |  | Voluntarily Certified | Single-package air conditioner | False | False | 34200 |  | 13.4 | 13.4 |  |  | True | 30 | 30 | 10.6 | 0 |  | False | Conventional | 07/06/2023 |  | 11/21/2023
Rheem Sales Company, Inc. | RUSSELL | RGECZR048AJ | RGECZR048AJ |  |  | Voluntarily Certified | Single-package air conditioner | False | False | 45500 |  | 13.4 | 13.4 |  |  | True | 30 | 30 | 10.6 | 0 |  | False | Conventional | 07/06/2023 |  | 11/21/2023
Rheem Sales Company, Inc. | RUSSELL | RGECZR060AJ | RGECZR060AJ |  |  | Voluntarily Certified | Single-package air conditioner | False | False | 57000 |  | 13.4 | 13.4 |  |  | True | 30 | 30 | 10.6 | 0 |  | False | Conventional | 07/06/2023 |  | 11/21/2023
Rheem Sales Company, Inc. | RUSSELL | RGECZT036AJ | RGECZT036AJ |  |  | Voluntarily Certified | Single-package air conditioner | False | False | 34800 |  | 16.2 | 13.4 |  |  | True | 30 | 30 | 12 | 0 |  | False | Conventional | 07/06/2023 |  | 11/21/2023
Rheem Sales Company, Inc. | RUSSELL | RGECZT048AJ | RGECZT048AJ |  |  | Voluntarily Certified | Single-package air conditioner | False | False | 48000 |  | 16.2 | 13.4 |  |  | True | 30 | 30 | 12 | 0 |  | False | Conventional | 07/06/2023 |  | 11/21/2023
Rheem Sales Company, Inc. | RUSSELL | RGECZT060AJ | RGECZT060AJ |  |  | Voluntarily Certified | Single-package air conditioner | False | False | 57500 |  | 16.2 | 13.4 |  |  | True | 30 | 30 | 12 | 0 |  | False | Conventional | 07/06/2023 |  | 11/21/2023
Rheem Sales Company, Inc. | RUSSELL | RGEXZS048AJV | RGEXZS048AJV |  |  | Voluntarily Certified | Single-package air conditioner | False | False | 47500 |  | 15.2 | 13.4 |  |  | True | 30 | 30 | 11.5 | 0 |  | False | Conventional | 07/06/2023 |  | 11/21/2023
Rheem Sales Company, Inc. | RUSSELL | RGEXZS060AJV | RGEXZS060AJV |  |  | Voluntarily Certified | Single-package air conditioner | False | False | 57000 |  | 15.2 | 13.4 |  |  | True | 30 | 30 | 11.5 | 0 |  | False | Conventional | 07/06/2023 |  | 11/21/2023
Rheem Sales Company, Inc. | RUSSELL | SA14AZ18AJ1N | SA14AZ18AJ1N | TCFZ2417STANM+RXMD-C04 |  | Voluntarily Certified | Single-split-system air condit | False | False | 17600 |  | 14.3 | 13.4 |  |  | True | 0.5 | 30 | 11.7 | 0 | Coil-Only System | False | Conventional | 07/06/2023 |  | 11/21/2023
Rheem Sales Company, Inc. | RUSSELL | SA14AZ24AJ1N | SA14AZ24AJ1N | TCFZ2417STANM+RXMD-C03 |  | Voluntarily Certified | Single-split-system air condit | False | False | 22800 |  | 14.3 | 13.4 |  |  | False | 0.5 | 30 | 11.7 | 0 | Coil-Only System | False | Conventional | 07/06/2023 |  | 11/21/2023
Rheem Sales Company, Inc. | RUSSELL | SA14AZ30AJ1N | SA14AZ30AJ1N | TCFZ3617STANM+RXMD-C03 |  | Voluntarily Certified | Single-split-system air condit | False | False | 28600 |  | 14.3 | 13.4 |  |  | False | 0.5 | 30 | 11.7 | 0 | Coil-Only System | False | Conventional | 07/06/2023 |  | 11/21/2023
Rheem Sales Company, Inc. | RUSSELL | SA14AZ36AJ1N | SA14AZ36AJ1N | TCFZ3617STANM+RXMD-C03 |  | Voluntarily Certified | Single-split-system air condit | False | False | 34200 |  | 14.3 | 13.4 |  |  | False | 0.5 | 30 | 11.7 | 0 | Coil-Only System | False | Conventional | 07/06/2023 |  | 11/21/2023
Rheem Sales Company, Inc. | RUSSELL | SA14AZ42AJ1N | SA14AZ42AJ1N | TCFZ4821STANM+RXMD-C03 |  | Voluntarily Certified | Single-split-system air condit | False | False | 39500 |  | 14.3 | 13.4 |  |  | False | 0.5 | 30 | 11.7 | 0 | Coil-Only System | False | Conventional | 07/06/2023 |  | 11/21/2023
Rheem Sales Company, Inc. | RUSSELL | SA14AZ48AJ1N | SA14AZ48AJ1N | TCFZ4821STANM+RXMD-C03 |  | Voluntarily Certified | Single-split-system air condit | False | False | 46000 |  | 13.8 | 13.4 |  |  | False | 0.5 | 30 | 11.2 | 0 | Coil-Only System | False | Conventional | 07/06/2023 |  | 11/21/2023
Rheem Sales Company, Inc. | RUSSELL | SA14AZ60AJ1N | SA14AZ60AJ1N | TCFZ6024STANM+RXMD-C04 |  | Voluntarily Certified | Single-split-system air condit | False | False | 56000 |  | 13.8 | 13.4 |  |  | True | 0.5 | 30 | 11.2 | 0 | Coil-Only System | False | Conventional | 07/06/2023 |  | 11/21/2023
Rheem Sales Company, Inc. | RUSSELL | SA15AZ36AJ3N | SA15AZ36AJ3N | SH3VZ3617STANN |  | Voluntarily Certified | Single-split-system air condit | False | False | 34200 |  | 15.2 | 13.4 |  |  | True | 16 | 30 | 9.8 | 0 | Blower Coil System | True | Conventional | 07/06/2023 |  | 11/21/2023
Rheem Sales Company, Inc. | RUSSELL | SA15AZ48AJ3N | SA15AZ48AJ3N | SH3VZ4821STANN |  | Voluntarily Certified | Single-split-system air condit | False | False | 45500 |  | 15.2 | 13.4 |  |  | True | 16 | 30 | 9.8 | 0 | Blower Coil System | True | Conventional | 07/06/2023 |  | 11/21/2023
Rheem Sales Company, Inc. | RUSSELL | SA15AZ60AJ3N | SA15AZ60AJ3N | SH3VZ6024STANN |  | Voluntarily Certified | Single-split-system air condit | False | False | 55500 |  | 15.2 | 13.4 |  |  | True | 16 | 30 | 9.8 | 0 | Blower Coil System | True | Conventional | 07/06/2023 |  | 11/21/2023
Rheem Sales Company, Inc. | RUSSELL | SA16AZ24AJ3C | SA16AZ24AJ3C | SH3VZ2417STACN |  | Voluntarily Certified | Single-split-system air condit | False | False | 22800 |  | 16 | 13.4 |  |  | True | 16 | 30 | 10.5 | 0 | Blower Coil System | True | Conventional | 07/06/2023 |  | 11/21/2023
Rheem Sales Company, Inc. | RUSSELL | SA16AZ36AJ3C | SA16AZ36AJ3C | SH3VZ3617STACN |  | Voluntarily Certified | Single-split-system air condit | False | False | 34200 |  | 16 | 13.4 |  |  | True | 16 | 30 | 10.5 | 0 | Blower Coil System | True | Conventional | 07/06/2023 |  | 11/21/2023
Rheem Sales Company, Inc. | RUSSELL | SA16AZ48AJ3C | SA16AZ48AJ3C | SH3VZ4821STACN |  | Voluntarily Certified | Single-split-system air condit | False | False | 45500 |  | 16 | 13.4 |  |  | True | 16 | 30 | 10.5 | 0 | Blower Coil System | True | Conventional | 07/06/2023 |  | 11/21/2023
Rheem Sales Company, Inc. | RUSSELL | SA16AZ60AJ3C | SA16AZ60AJ3C | SH3VZ6024STACN |  | Voluntarily Certified | Single-split-system air condit | False | False | 55500 |  | 15.5 | 13.4 |  |  | True | 16 | 30 | 9.8 | 0 | Blower Coil System | True | Conventional | 07/06/2023 |  | 11/21/2023
Rheem Sales Company, Inc. | RUSSELL | SA18AZ24AJVC | SA18AZ24AJVC | SHMVZ2421MEACN |  | Voluntarily Certified | Single-split-system air condit | False | False | 22400 |  | 18 | 13.4 |  |  | True | 14.5 | 30 | 10.5 | 0 | Blower Coil System | True | Conventional | 07/06/2023 |  | 11/21/2023
Rheem Sales Company, Inc. | RUSSELL | SA18AZ36AJVC | SA18AZ36AJVC | SHMVZ6021SEACA |  | Voluntarily Certified | Single-split-system air condit | False | False | 34600 |  | 18 | 13.4 |  |  | True | 14 | 30 | 10.5 | 0 | Blower Coil System | True | Conventional | 07/06/2023 |  | 11/21/2023
Rheem Sales Company, Inc. | RUSSELL | SA18AZ48AJVC | SA18AZ48AJVC | SHMVZ6021SEACA |  | Voluntarily Certified | Single-split-system air condit | False | False | 45000 |  | 18 | 13.4 |  |  | True | 12 | 30 | 10.5 | 0 | Blower Coil System | True | Conventional | 07/06/2023 |  | 11/21/2023
Rheem Sales Company, Inc. | RUSSELL | SA18AZ60AJVC | SA18AZ60AJVC | SHMVZ6024SEACN |  | Voluntarily Certified | Single-split-system air condit | False | False | 55000 |  | 18 | 13.4 |  |  | True | 14.5 | 30 | 10.5 | 0 | Blower Coil System | True | Conventional | 07/06/2023 |  | 11/21/2023
Rheem Sales Company, Inc. | Ruud | RA14AZ18AJ1N | RA14AZ18AJ1N | RCFZ2417STANM+RXMD-C04 |  | Voluntarily Certified | Single-split-system air condit | False | False | 17600 |  | 14.3 | 13.4 |  |  | True | 0.5 | 30 | 11.7 | 0 | Coil-Only System | False | Conventional | 07/06/2023 |  | 11/21/2023
Rheem Sales Company, Inc. | Ruud | RA14AZ24AJ1N | RA14AZ24AJ1N | RCFZ2417STANM+RXMD-C03 |  | Voluntarily Certified | Single-split-system air condit | False | False | 22800 |  | 14.3 | 13.4 |  |  | False | 0.5 | 30 | 11.7 | 0 | Coil-Only System | False | Conventional | 07/06/2023 |  | 11/21/2023
Rheem Sales Company, Inc. | Ruud | RA14AZ30AJ1N | RA14AZ30AJ1N | RCFZ3617STANM+RXMD-C03 |  | Voluntarily Certified | Single-split-system air condit | False | False | 28600 |  | 14.3 | 13.4 |  |  | False | 0.5 | 30 | 11.7 | 0 | Coil-Only System | False | Conventional | 07/06/2023 |  | 11/21/2023
Rheem Sales Company, Inc. | Ruud | RA14AZ36AJ1N | RA14AZ36AJ1N | RCFZ3617STANM+RXMD-C03 |  | Voluntarily Certified | Single-split-system air condit | False | False | 34200 |  | 14.3 | 13.4 |  |  | False | 0.5 | 30 | 11.7 | 0 | Coil-Only System | False | Conventional | 07/06/2023 |  | 11/21/2023
Rheem Sales Company, Inc. | Ruud | RA14AZ42AJ1N | RA14AZ42AJ1N | RCFZ4821STANM+RXMD-C03 |  | Voluntarily Certified | Single-split-system air condit | False | False | 39500 |  | 14.3 | 13.4 |  |  | False | 0.5 | 30 | 11.7 | 0 | Coil-Only System | False | Conventional | 07/06/2023 |  | 11/21/2023
Rheem Sales Company, Inc. | Ruud | RA14AZ48AJ1N | RA14AZ48AJ1N | RCFZ4821STANM+RXMD-C03 |  | Voluntarily Certified | Single-split-system air condit | False | False | 46000 |  | 13.8 | 13.4 |  |  | False | 0.5 | 30 | 11.2 | 0 | Coil-Only System | False | Conventional | 07/06/2023 |  | 11/21/2023
Rheem Sales Company, Inc. | Ruud | RA14AZ60AJ1N | RA14AZ60AJ1N | RCFZ6024STANM+RXMD-C04 |  | Voluntarily Certified | Single-split-system air condit | False | False | 56000 |  | 13.8 | 13.4 |  |  | True | 0.5 | 30 | 11.2 | 0 | Coil-Only System | False | Conventional | 07/06/2023 |  | 11/21/2023
Rheem Sales Company, Inc. | Ruud | RA15AZ24AJ3C | RA15AZ24AJ3C | RH3VZ2417STACN |  | Voluntarily Certified | Single-split-system air condit | False | False | 22800 |  | 15.2 | 13.4 |  |  | True | 16 | 30 | 9.8 | 0 | Blower Coil System | True | Conventional | 07/06/2023 |  | 11/21/2023
Rheem Sales Company, Inc. | Ruud | RA15AZ36AJ3C | RA15AZ36AJ3C | RH3VZ3617STACN |  | Voluntarily Certified | Single-split-system air condit | False | False | 34200 |  | 15.2 | 13.4 |  |  | True | 16 | 30 | 9.8 | 0 | Blower Coil System | True | Conventional | 07/06/2023 |  | 11/21/2023
Rheem Sales Company, Inc. | Ruud | RA15AZ48AJ3C | RA15AZ48AJ3C | RH3VZ4821STACN |  | Voluntarily Certified | Single-split-system air condit | False | False | 45500 |  | 15.2 | 13.4 |  |  | True | 16 | 30 | 9.8 | 0 | Blower Coil System | True | Conventional | 07/06/2023 |  | 11/21/2023
Rheem Sales Company, Inc. | Ruud | RA15AZ60AJ3C | RA15AZ60AJ3C | RH3VZ6024STACN |  | Voluntarily Certified | Single-split-system air condit | False | False | 55500 |  | 15.2 | 13.4 |  |  | True | 16 | 30 | 9.8 | 0 | Blower Coil System | True | Conventional | 07/06/2023 |  | 11/21/2023
Rheem Sales Company, Inc. | Ruud | RACAZR024AJT | RACAZR024AJT |  |  | Voluntarily Certified | Single-package air conditioner | False | False | 23000 |  | 13.4 | 13.4 |  |  | True | 30 | 30 | 10.6 | 0 |  | False | Conventional | 07/06/2023 |  | 11/21/2023
Rheem Sales Company, Inc. | Ruud | RACAZR030AJT | RACAZR030AJT |  |  | Voluntarily Certified | Single-package air conditioner | False | False | 28400 |  | 13.4 | 13.4 |  |  | True | 30 | 30 | 10.6 | 0 |  | False | Conventional | 07/06/2023 |  | 11/21/2023
Rheem Sales Company, Inc. | Ruud | RACAZR036AJT | RACAZR036AJT |  |  | Voluntarily Certified | Single-package air conditioner | False | False | 34200 |  | 13.4 | 13.4 |  |  | True | 30 | 30 | 10.6 | 0 |  | False | Conventional | 07/06/2023 |  | 11/21/2023
Rheem Sales Company, Inc. | Ruud | RACAZR042AJT | RACAZR042AJT |  |  | Voluntarily Certified | Single-package air conditioner | False | False | 40500 |  | 13.4 | 13.4 |  |  | True | 30 | 30 | 10.6 | 0 |  | False | Conventional | 07/06/2023 |  | 11/21/2023
Rheem Sales Company, Inc. | Ruud | RACAZR048AJT | RACAZR048AJT |  |  | Voluntarily Certified | Single-package air conditioner | False | False | 46000 |  | 13.4 | 13.4 |  |  | True | 30 | 30 | 10.6 | 0 |  | False | Conventional | 07/06/2023 |  | 11/21/2023
Rheem Sales Company, Inc. | Ruud | RACAZR060AJT | RACAZR060AJT |  |  | Voluntarily Certified | Single-package air conditioner | False | False | 56000 |  | 13.4 | 13.4 |  |  | True | 30 | 30 | 10.6 | 0 |  | False | Conventional | 07/06/2023 |  | 11/21/2023
Rheem Sales Company, Inc. | Ruud | RACAZS024AJT | RACAZS024AJT |  |  | Voluntarily Certified | Single-package air conditioner | False | False | 23400 |  | 15.2 | 13.4 |  |  | True | 30 | 30 | 11.5 | 0 |  | False | Conventional | 07/06/2023 |  | 11/21/2023
Rheem Sales Company, Inc. | Ruud | RACAZS036AJT | RACAZS036AJT |  |  | Voluntarily Certified | Single-package air conditioner | False | False | 35000 |  | 15.2 | 13.4 |  |  | True | 30 | 30 | 11.5 | 0 |  | False | Conventional | 07/06/2023 |  | 11/21/2023
Rheem Sales Company, Inc. | Ruud | RACBZR024AJT | RACBZR024AJT |  |  | Voluntarily Certified | Single-package air conditioner | False | False | 23000 |  | 13.4 | 13.4 |  |  | False | 30 | 30 | 10.6 | 0 |  | False | Conventional | 07/06/2023 |  | 11/21/2023
Rheem Sales Company, Inc. | Ruud | RACBZR030AJT | RACBZR030AJT |  |  | Voluntarily Certified | Single-package air conditioner | False | False | 28000 |  | 13.4 | 13.4 |  |  | False | 30 | 30 | 10.6 | 0 |  | False | Conventional | 07/06/2023 |  | 11/21/2023
Rheem Sales Company, Inc. | Ruud | RACBZR036AJT | RACBZR036AJT |  |  | Voluntarily Certified | Single-package air conditioner | False | False | 35200 |  | 13.4 | 13.4 |  |  | False | 30 | 30 | 10.6 | 0 |  | False | Conventional | 07/06/2023 |  | 11/21/2023
Rheem Sales Company, Inc. | Ruud | RACBZR042AJT | RACBZR042AJT |  |  | Voluntarily Certified | Single-package air conditioner | False | False | 40000 |  | 13.4 | 13.4 |  |  | False | 30 | 30 | 10.6 | 0 |  | False | Conventional | 07/06/2023 |  | 11/21/2023
Rheem Sales Company, Inc. | Ruud | RACBZR048AJT | RACBZR048AJT |  |  | Voluntarily Certified | Single-package air conditioner | False | False | 47000 |  | 13.4 | 13.4 |  |  | False | 30 | 30 | 10.6 | 0 |  | False | Conventional | 07/06/2023 |  | 11/21/2023
Rheem Sales Company, Inc. | Ruud | RACBZR060AJT | RACBZR060AJT |  |  | Voluntarily Certified | Single-package air conditioner | False | False | 57000 |  | 13.4 | 13.4 |  |  | False | 30 | 30 | 10.6 | 0 |  | False | Conventional | 07/06/2023 |  | 11/21/2023
Rheem Sales Company, Inc. | Ruud | RACCZR036AJ | RACCZR036AJ |  |  | Voluntarily Certified | Single-package air conditioner | False | False | 34200 |  | 13.4 | 13.4 |  |  | True | 30 | 30 | 10.6 | 0 |  | False | Conventional | 07/06/2023 |  | 11/21/2023
Rheem Sales Company, Inc. | Ruud | RACCZR048AJ | RACCZR048AJ |  |  | Voluntarily Certified | Single-package air conditioner | False | False | 45000 |  | 13.4 | 13.4 |  |  | True | 30 | 30 | 10.6 | 0 |  | False | Conventional | 07/06/2023 |  | 11/21/2023
Rheem Sales Company, Inc. | Ruud | RACCZR060AJ | RACCZR060AJ |  |  | Voluntarily Certified | Single-package air conditioner | False | False | 56500 |  | 13.4 | 13.4 |  |  | True | 30 | 30 | 10.6 | 0 |  | False | Conventional | 07/06/2023 |  | 11/21/2023
Rheem Sales Company, Inc. | Ruud | RACCZT036AJ | RACCZT036AJ |  |  | Voluntarily Certified | Single-package air conditioner | False | False | 34800 |  | 16.2 | 13.4 |  |  | True | 30 | 30 | 12 | 0 |  | False | Conventional | 07/06/2023 |  | 11/21/2023
Rheem Sales Company, Inc. | Ruud | RACCZT048AJ | RACCZT048AJ |  |  | Voluntarily Certified | Single-package air conditioner | False | False | 48000 |  | 16.2 | 13.4 |  |  | True | 30 | 30 | 12 | 0 |  | False | Conventional | 07/06/2023 |  | 11/21/2023
Rheem Sales Company, Inc. | Ruud | RACCZT060AJ | RACCZT060AJ |  |  | Voluntarily Certified | Single-package air conditioner | False | False | 57500 |  | 16.2 | 13.4 |  |  | True | 30 | 30 | 12 | 0 |  | False | Conventional | 07/06/2023 |  | 11/21/2023
Rheem Sales Company, Inc. | Ruud | RACXZS048AJT | RACXZS048AJT |  |  | Voluntarily Certified | Single-package air conditioner | False | False | 47500 |  | 15.2 | 13.4 |  |  | True | 30 | 30 | 11.5 | 0 |  | False | Conventional | 07/06/2023 |  | 11/21/2023
Rheem Sales Company, Inc. | Ruud | RACXZS060AJT | RACXZS060AJT |  |  | Voluntarily Certified | Single-package air conditioner | False | False | 57000 |  | 15.2 | 13.4 |  |  | True | 30 | 30 | 11.5 | 0 |  | False | Conventional | 07/06/2023 |  | 11/21/2023
Rheem Sales Company, Inc. | Ruud | RGEAZR024AJT | RGEAZR024AJT |  |  | Voluntarily Certified | Single-package air conditioner | False | False | 23000 |  | 13.4 | 13.4 |  |  | True | 30 | 30 | 10.6 | 0 |  | False | Conventional | 07/06/2023 |  | 11/21/2023
Rheem Sales Company, Inc. | Ruud | RGEAZR030AJT | RGEAZR030AJT |  |  | Voluntarily Certified | Single-package air conditioner | False | False | 28400 |  | 13.4 | 13.4 |  |  | True | 30 | 30 | 10.6 | 0 |  | False | Conventional | 07/06/2023 |  | 11/21/2023
Rheem Sales Company, Inc. | Ruud | RGEAZR036AJT | RGEAZR036AJT |  |  | Voluntarily Certified | Single-package air conditioner | False | False | 34200 |  | 13.4 | 13.4 |  |  | True | 30 | 30 | 10.6 | 0 |  | False | Conventional | 07/06/2023 |  | 11/21/2023
Rheem Sales Company, Inc. | Ruud | RGEAZR042AJT | RGEAZR042AJT |  |  | Voluntarily Certified | Single-package air conditioner | False | False | 40500 |  | 13.4 | 13.4 |  |  | True | 30 | 30 | 10.6 | 0 |  | False | Conventional | 07/06/2023 |  | 11/21/2023
Rheem Sales Company, Inc. | Ruud | RGEAZR048AJT | RGEAZR048AJT |  |  | Voluntarily Certified | Single-package air conditioner | False | False | 46000 |  | 13.4 | 13.4 |  |  | True | 30 | 30 | 10.6 | 0 |  | False | Conventional | 07/06/2023 |  | 11/21/2023
Rheem Sales Company, Inc. | Ruud | RGEAZR060AJT | RGEAZR060AJT |  |  | Voluntarily Certified | Single-package air conditioner | False | False | 56000 |  | 13.4 | 13.4 |  |  | True | 30 | 30 | 10.6 | 0 |  | False | Conventional | 07/06/2023 |  | 11/21/2023
Rheem Sales Company, Inc. | Ruud | RGEAZS024AJV | RGEAZS024AJV |  |  | Voluntarily Certified | Single-package air conditioner | False | False | 23400 |  | 15.2 | 13.4 |  |  | True | 30 | 30 | 11.5 | 0 |  | False | Conventional | 07/06/2023 |  | 11/21/2023
Rheem Sales Company, Inc. | Ruud | RGECZR036AJ | RGECZR036AJ |  |  | Voluntarily Certified | Single-package air conditioner | False | False | 34200 |  | 13.4 | 13.4 |  |  | True | 30 | 30 | 10.6 | 0 |  | False | Conventional | 07/06/2023 |  | 11/21/2023
Rheem Sales Company, Inc. | Ruud | RGECZR048AJ | RGECZR048AJ |  |  | Voluntarily Certified | Single-package air conditioner | False | False | 45500 |  | 13.4 | 13.4 |  |  | True | 30 | 30 | 10.6 | 0 |  | False | Conventional | 07/06/2023 |  | 11/21/2023
Rheem Sales Company, Inc. | Ruud | RGECZR060AJ | RGECZR060AJ |  |  | Voluntarily Certified | Single-package air conditioner | False | False | 57000 |  | 13.4 | 13.4 |  |  | True | 30 | 30 | 10.6 | 0 |  | False | Conventional | 07/06/2023 |  | 11/21/2023
Rheem Sales Company, Inc. | Ruud | RGECZT036AJ | RGECZT036AJ |  |  | Voluntarily Certified | Single-package air conditioner | False | False | 34800 |  | 16.2 | 13.4 |  |  | True | 30 | 30 | 12 | 0 |  | False | Conventional | 07/06/2023 |  | 11/21/2023
Rheem Sales Company, Inc. | Ruud | RGECZT048AJ | RGECZT048AJ |  |  | Voluntarily Certified | Single-package air conditioner | False | False | 48000 |  | 16.2 | 13.4 |  |  | True | 30 | 30 | 12 | 0 |  | False | Conventional | 07/06/2023 |  | 11/21/2023
Rheem Sales Company, Inc. | Ruud | RGECZT060AJ | RGECZT060AJ |  |  | Voluntarily Certified | Single-package air conditioner | False | False | 57500 |  | 16.2 | 13.4 |  |  | True | 30 | 30 | 12 | 0 |  | False | Conventional | 07/06/2023 |  | 11/21/2023
Rheem Sales Company, Inc. | Ruud | RGEXZS048AJV | RGEXZS048AJV |  |  | Voluntarily Certified | Single-package air conditioner | False | False | 47500 |  | 15.2 | 13.4 |  |  | True | 30 | 30 | 11.5 | 0 |  | False | Conventional | 07/06/2023 |  | 11/21/2023
Rheem Sales Company, Inc. | Ruud | RGEXZS060AJV | RGEXZS060AJV |  |  | Voluntarily Certified | Single-package air conditioner | False | False | 57000 |  | 15.2 | 13.4 |  |  | True | 30 | 30 | 11.5 | 0 |  | False | Conventional | 07/06/2023 |  | 11/21/2023
Rheem Sales Company, Inc. | Ruud | UA16AZ24AJ3C | UA16AZ24AJ3C | RH3VZ2417STACN |  | Voluntarily Certified | Single-split-system air condit | False | False | 22800 |  | 16 | 13.4 |  |  | True | 16 | 30 | 10.5 | 0 | Blower Coil System | True | Conventional | 07/06/2023 |  | 11/21/2023
Rheem Sales Company, Inc. | Ruud | UA16AZ36AJ3C | UA16AZ36AJ3C | RH3VZ3617STACN |  | Voluntarily Certified | Single-split-system air condit | False | False | 34200 |  | 16 | 13.4 |  |  | True | 16 | 30 | 9.8 | 0 | Blower Coil System | True | Conventional | 07/06/2023 |  | 11/21/2023
Rheem Sales Company, Inc. | Ruud | UA16AZ48AJ3C | UA16AZ48AJ3C | RH3VZ4821STACN |  | Voluntarily Certified | Single-split-system air condit | False | False | 45500 |  | 16 | 13.4 |  |  | True | 16 | 30 | 9.8 | 0 | Blower Coil System | True | Conventional | 07/06/2023 |  | 11/21/2023
Rheem Sales Company, Inc. | Ruud | UA16AZ60AJ3C | UA16AZ60AJ3C | RH3VZ6024STACN |  | Voluntarily Certified | Single-split-system air condit | False | False | 55500 |  | 15.5 | 13.4 |  |  | True | 16 | 30 | 9.8 | 0 | Blower Coil System | True | Conventional | 07/06/2023 |  | 11/21/2023
Rheem Sales Company, Inc. | Ruud | UA18AZ24AJVC | UA18AZ24AJVC | RHMVZ2421MEACN |  | Voluntarily Certified | Single-split-system air condit | False | False | 22400 |  | 18 | 13.4 |  |  | True | 14.5 | 30 | 10.5 | 0 | Blower Coil System | True | Conventional | 07/06/2023 |  | 11/21/2023
Rheem Sales Company, Inc. | Ruud | UA18AZ36AJVC | UA18AZ36AJVC | RHMVZ6021SEACA |  | Voluntarily Certified | Single-split-system air condit | False | False | 34600 |  | 18 | 13.4 |  |  | True | 14 | 30 | 10.5 | 0 | Blower Coil System | True | Conventional | 07/06/2023 |  | 11/21/2023
Rheem Sales Company, Inc. | Ruud | UA18AZ48AJVC | UA18AZ48AJVC | RHMVZ6021SEACA |  | Voluntarily Certified | Single-split-system air condit | False | False | 45000 |  | 18 | 13.4 |  |  | True | 12 | 30 | 10.5 | 0 | Blower Coil System | True | Conventional | 07/06/2023 |  | 11/21/2023
Rheem Sales Company, Inc. | Ruud | UA18AZ60AJVC | UA18AZ60AJVC | RHMVZ6024SEACN |  | Voluntarily Certified | Single-split-system air condit | False | False | 55000 |  | 18 | 13.4 |  |  | True | 14.5 | 30 | 10.5 | 0 | Blower Coil System | True | Conventional | 07/06/2023 |  | 11/21/2023
Rheem Sales Company, Inc. | Ruud | WA14AZ18AJ1N | WA14AZ18AJ1N | RCFZ2417STANM+RXMD-C04 |  | Voluntarily Certified | Single-split-system air condit | False | False | 17600 |  | 14.3 | 13.4 |  |  | True | 0.5 | 30 | 11.7 | 0 | Coil-Only System | False | Conventional | 07/06/2023 |  | 11/21/2023
Rheem Sales Company, Inc. | Ruud | WA14AZ24AJ1N | WA14AZ24AJ1N | RCFZ2417STANM+RXMD-C03 |  | Voluntarily Certified | Single-split-system air condit | False | False | 22800 |  | 14.3 | 13.4 |  |  | False | 0.5 | 30 | 11.7 | 0 | Coil-Only System | False | Conventional | 07/06/2023 |  | 11/21/2023
Rheem Sales Company, Inc. | Ruud | WA14AZ30AJ1N | WA14AZ30AJ1N | RCFZ3617STANM+RXMD-C03 |  | Voluntarily Certified | Single-split-system air condit | False | False | 28600 |  | 14.3 | 13.4 |  |  | False | 0.5 | 30 | 11.7 | 0 | Coil-Only System | False | Conventional | 07/06/2023 |  | 11/21/2023
Rheem Sales Company, Inc. | Ruud | WA14AZ36AJ1N | WA14AZ36AJ1N | RCFZ3617STANM+RXMD-C03 |  | Voluntarily Certified | Single-split-system air condit | False | False | 34200 |  | 14.3 | 13.4 |  |  | False | 0.5 | 30 | 11.7 | 0 | Coil-Only System | False | Conventional | 07/06/2023 |  | 11/21/2023
Rheem Sales Company, Inc. | Ruud | WA14AZ42AJ1N | WA14AZ42AJ1N | RCFZ4821STANM+RXMD-C03 |  | Voluntarily Certified | Single-split-system air condit | False | False | 39500 |  | 14.3 | 13.4 |  |  | False | 0.5 | 30 | 11.7 | 0 | Coil-Only System | False | Conventional | 07/06/2023 |  | 11/21/2023
Rheem Sales Company, Inc. | Ruud | WA14AZ48AJ1N | WA14AZ48AJ1N | RCFZ4821STANM+RXMD-C03 |  | Voluntarily Certified | Single-split-system air condit | False | False | 46000 |  | 13.8 | 13.4 |  |  | False | 0.5 | 30 | 11.2 | 0 | Coil-Only System | False | Conventional | 07/06/2023 |  | 11/21/2023
Rheem Sales Company, Inc. | Ruud | WA14AZ60AJ1N | WA14AZ60AJ1N | RCFZ6024STANM+RXMD-C04 |  | Voluntarily Certified | Single-split-system air condit | False | False | 56000 |  | 13.8 | 13.4 |  |  | True | 0.5 | 30 | 11.2 | 0 | Coil-Only System | False | Conventional | 07/06/2023 |  | 11/21/2023
Rheem Sales Company, Inc. | Ruud | WSA14AZ18AJ1N | WSA14AZ18AJ1N | RCFZ2417STANM+RXMD-C03 |  | Voluntarily Certified | Single-split-system air condit | False | False | 17100 |  | 14.3 | 13.4 |  |  | True | 3 | 30 | 11.7 | 0 | Coil-Only System | False | Conventional | 07/06/2023 |  | 11/21/2023
Rheem Sales Company, Inc. | Ruud | WSA14AZ24AJ1N | WSA14AZ24AJ1N | RCFZ2417MTANM+RXMD-C04 |  | Voluntarily Certified | Single-split-system air condit | False | False | 22800 |  | 14.3 | 13.4 |  |  | True | 3 | 30 | 11.7 | 0 | Coil-Only System | False | Conventional | 07/06/2023 |  | 11/21/2023
Rheem Sales Company, Inc. | Ruud | WSA14AZ30AJ1N | WSA14AZ30AJ1N | RCFZ3617STANM+RXMD-C04 |  | Voluntarily Certified | Single-split-system air condit | False | False | 27600 |  | 14.3 | 13.4 |  |  | True | 3 | 30 | 11.7 | 0 | Coil-Only System | False | Conventional | 07/06/2023 |  | 11/21/2023
Rheem Sales Company, Inc. | Sure | RACAZR024AJT | RACAZR024AJT |  |  | Voluntarily Certified | Single-package air conditioner | False | False | 23000 |  | 13.4 | 13.4 |  |  | True | 30 | 30 | 10.6 | 0 |  | False | Conventional | 07/06/2023 |  | 11/21/2023
Rheem Sales Company, Inc. | Weatherking | RACAZR024AJT | RACAZR024AJT |  |  | Voluntarily Certified | Single-package air conditioner | False | False | 23000 |  | 13.4 | 13.4 |  |  | True | 30 | 30 | 10.6 | 0 |  | False | Conventional | 07/06/2023 |  | 11/21/2023
Rheem Sales Company, Inc. | Sure | RACAZR030AJT | RACAZR030AJT |  |  | Voluntarily Certified | Single-package air conditioner | False | False | 28400 |  | 13.4 | 13.4 |  |  | True | 30 | 30 | 10.6 | 0 |  | False | Conventional | 07/06/2023 |  | 11/21/2023
Rheem Sales Company, Inc. | Weatherking | RACAZR030AJT | RACAZR030AJT |  |  | Voluntarily Certified | Single-package air conditioner | False | False | 28400 |  | 13.4 | 13.4 |  |  | True | 30 | 30 | 10.6 | 0 |  | False | Conventional | 07/06/2023 |  | 11/21/2023
Rheem Sales Company, Inc. | Sure | RACAZR036AJT | RACAZR036AJT |  |  | Voluntarily Certified | Single-package air conditioner | False | False | 34200 |  | 13.4 | 13.4 |  |  | True | 30 | 30 | 10.6 | 0 |  | False | Conventional | 07/06/2023 |  | 11/21/2023
Rheem Sales Company, Inc. | Weatherking | RACAZR036AJT | RACAZR036AJT |  |  | Voluntarily Certified | Single-package air conditioner | False | False | 34200 |  | 13.4 | 13.4 |  |  | True | 30 | 30 | 10.6 | 0 |  | False | Conventional | 07/06/2023 |  | 11/21/2023
Rheem Sales Company, Inc. | Sure | RACAZR042AJT | RACAZR042AJT |  |  | Voluntarily Certified | Single-package air conditioner | False | False | 40500 |  | 13.4 | 13.4 |  |  | True | 30 | 30 | 10.6 | 0 |  | False | Conventional | 07/06/2023 |  | 11/21/2023
Rheem Sales Company, Inc. | Weatherking | RACAZR042AJT | RACAZR042AJT |  |  | Voluntarily Certified | Single-package air conditioner | False | False | 40500 |  | 13.4 | 13.4 |  |  | True | 30 | 30 | 10.6 | 0 |  | False | Conventional | 07/06/2023 |  | 11/21/2023
Rheem Sales Company, Inc. | Sure | RACAZR048AJT | RACAZR048AJT |  |  | Voluntarily Certified | Single-package air conditioner | False | False | 46000 |  | 13.4 | 13.4 |  |  | True | 30 | 30 | 10.6 | 0 |  | False | Conventional | 07/06/2023 |  | 11/21/2023
Rheem Sales Company, Inc. | Weatherking | RACAZR048AJT | RACAZR048AJT |  |  | Voluntarily Certified | Single-package air conditioner | False | False | 46000 |  | 13.4 | 13.4 |  |  | True | 30 | 30 | 10.6 | 0 |  | False | Conventional | 07/06/2023 |  | 11/21/2023
Rheem Sales Company, Inc. | Sure | RACAZR060AJT | RACAZR060AJT |  |  | Voluntarily Certified | Single-package air conditioner | False | False | 56000 |  | 13.4 | 13.4 |  |  | True | 30 | 30 | 10.6 | 0 |  | False | Conventional | 07/06/2023 |  | 11/21/2023
Rheem Sales Company, Inc. | Weatherking | RACAZR060AJT | RACAZR060AJT |  |  | Voluntarily Certified | Single-package air conditioner | False | False | 56000 |  | 13.4 | 13.4 |  |  | True | 30 | 30 | 10.6 | 0 |  | False | Conventional | 07/06/2023 |  | 11/21/2023
Rheem Sales Company, Inc. | Sure | RACAZS024AJT | RACAZS024AJT |  |  | Voluntarily Certified | Single-package air conditioner | False | False | 23400 |  | 15.2 | 13.4 |  |  | True | 30 | 30 | 11.5 | 0 |  | False | Conventional | 07/06/2023 |  | 11/21/2023
Rheem Sales Company, Inc. | Weatherking | RACAZS024AJT | RACAZS024AJT |  |  | Voluntarily Certified | Single-package air conditioner | False | False | 23400 |  | 15.2 | 13.4 |  |  | True | 30 | 30 | 11.5 | 0 |  | False | Conventional | 07/06/2023 |  | 11/21/2023
Rheem Sales Company, Inc. | Sure | RACAZS036AJT | RACAZS036AJT |  |  | Voluntarily Certified | Single-package air conditioner | False | False | 35000 |  | 15.2 | 13.4 |  |  | True | 30 | 30 | 11.5 | 0 |  | False | Conventional | 07/06/2023 |  | 11/21/2023
Rheem Sales Company, Inc. | Weatherking | RACAZS036AJT | RACAZS036AJT |  |  | Voluntarily Certified | Single-package air conditioner | False | False | 35000 |  | 15.2 | 13.4 |  |  | True | 30 | 30 | 11.5 | 0 |  | False | Conventional | 07/06/2023 |  | 11/21/2023
Rheem Sales Company, Inc. | Sure | RACBZR024AJT | RACBZR024AJT |  |  | Voluntarily Certified | Single-package air conditioner | False | False | 23000 |  | 13.4 | 13.4 |  |  | False | 30 | 30 | 10.6 | 0 |  | False | Conventional | 07/06/2023 |  | 11/21/2023
Rheem Sales Company, Inc. | Weatherking | RACBZR024AJT | RACBZR024AJT |  |  | Voluntarily Certified | Single-package air conditioner | False | False | 23000 |  | 13.4 | 13.4 |  |  | False | 30 | 30 | 10.6 | 0 |  | False | Conventional | 07/06/2023 |  | 11/21/2023
Rheem Sales Company, Inc. | Sure | RACBZR030AJT | RACBZR030AJT |  |  | Voluntarily Certified | Single-package air conditioner | False | False | 28000 |  | 13.4 | 13.4 |  |  | False | 30 | 30 | 10.6 | 0 |  | False | Conventional | 07/06/2023 |  | 11/21/2023
Rheem Sales Company, Inc. | Weatherking | RACBZR030AJT | RACBZR030AJT |  |  | Voluntarily Certified | Single-package air conditioner | False | False | 28000 |  | 13.4 | 13.4 |  |  | False | 30 | 30 | 10.6 | 0 |  | False | Conventional | 07/06/2023 |  | 11/21/2023
Rheem Sales Company, Inc. | Sure | RACBZR036AJT | RACBZR036AJT |  |  | Voluntarily Certified | Single-package air conditioner | False | False | 35200 |  | 13.4 | 13.4 |  |  | False | 30 | 30 | 10.6 | 0 |  | False | Conventional | 07/06/2023 |  | 11/21/2023
Rheem Sales Company, Inc. | Weatherking | RACBZR036AJT | RACBZR036AJT |  |  | Voluntarily Certified | Single-package air conditioner | False | False | 35200 |  | 13.4 | 13.4 |  |  | False | 30 | 30 | 10.6 | 0 |  | False | Conventional | 07/06/2023 |  | 11/21/2023
Rheem Sales Company, Inc. | Sure | RACBZR042AJT | RACBZR042AJT |  |  | Voluntarily Certified | Single-package air conditioner | False | False | 40000 |  | 13.4 | 13.4 |  |  | False | 30 | 30 | 10.6 | 0 |  | False | Conventional | 07/06/2023 |  | 11/21/2023
Rheem Sales Company, Inc. | Weatherking | RACBZR042AJT | RACBZR042AJT |  |  | Voluntarily Certified | Single-package air conditioner | False | False | 40000 |  | 13.4 | 13.4 |  |  | False | 30 | 30 | 10.6 | 0 |  | False | Conventional | 07/06/2023 |  | 11/21/2023
Rheem Sales Company, Inc. | Sure | RACBZR048AJT | RACBZR048AJT |  |  | Voluntarily Certified | Single-package air conditioner | False | False | 47000 |  | 13.4 | 13.4 |  |  | False | 30 | 30 | 10.6 | 0 |  | False | Conventional | 07/06/2023 |  | 11/21/2023
Rheem Sales Company, Inc. | Weatherking | RACBZR048AJT | RACBZR048AJT |  |  | Voluntarily Certified | Single-package air conditioner | False | False | 47000 |  | 13.4 | 13.4 |  |  | False | 30 | 30 | 10.6 | 0 |  | False | Conventional | 07/06/2023 |  | 11/21/2023
Rheem Sales Company, Inc. | Sure | RACBZR060AJT | RACBZR060AJT |  |  | Voluntarily Certified | Single-package air conditioner | False | False | 57000 |  | 13.4 | 13.4 |  |  | False | 30 | 30 | 10.6 | 0 |  | False | Conventional | 07/06/2023 |  | 11/21/2023
Rheem Sales Company, Inc. | Weatherking | RACBZR060AJT | RACBZR060AJT |  |  | Voluntarily Certified | Single-package air conditioner | False | False | 57000 |  | 13.4 | 13.4 |  |  | False | 30 | 30 | 10.6 | 0 |  | False | Conventional | 07/06/2023 |  | 11/21/2023
Rheem Sales Company, Inc. | Sure | RACCZR036AJ | RACCZR036AJ |  |  | Voluntarily Certified | Single-package air conditioner | False | False | 34200 |  | 13.4 | 13.4 |  |  | True | 30 | 30 | 10.6 | 0 |  | False | Conventional | 07/06/2023 |  | 11/21/2023
Rheem Sales Company, Inc. | Weatherking | RACCZR036AJ | RACCZR036AJ |  |  | Voluntarily Certified | Single-package air conditioner | False | False | 34200 |  | 13.4 | 13.4 |  |  | True | 30 | 30 | 10.6 | 0 |  | False | Conventional | 07/06/2023 |  | 11/21/2023
Rheem Sales Company, Inc. | Sure | RACCZR048AJ | RACCZR048AJ |  |  | Voluntarily Certified | Single-package air conditioner | False | False | 45000 |  | 13.4 | 13.4 |  |  | True | 30 | 30 | 10.6 | 0 |  | False | Conventional | 07/06/2023 |  | 11/21/2023
Rheem Sales Company, Inc. | Weatherking | RACCZR048AJ | RACCZR048AJ |  |  | Voluntarily Certified | Single-package air conditioner | False | False | 45000 |  | 13.4 | 13.4 |  |  | True | 30 | 30 | 10.6 | 0 |  | False | Conventional | 07/06/2023 |  | 11/21/2023
Rheem Sales Company, Inc. | Sure | RACCZR060AJ | RACCZR060AJ |  |  | Voluntarily Certified | Single-package air conditioner | False | False | 56500 |  | 13.4 | 13.4 |  |  | True | 30 | 30 | 10.6 | 0 |  | False | Conventional | 07/06/2023 |  | 11/21/2023
Rheem Sales Company, Inc. | Weatherking | RACCZR060AJ | RACCZR060AJ |  |  | Voluntarily Certified | Single-package air conditioner | False | False | 56500 |  | 13.4 | 13.4 |  |  | True | 30 | 30 | 10.6 | 0 |  | False | Conventional | 07/06/2023 |  | 11/21/2023
Rheem Sales Company, Inc. | Sure | RACCZT036AJ | RACCZT036AJ |  |  | Voluntarily Certified | Single-package air conditioner | False | False | 34800 |  | 16.2 | 13.4 |  |  | True | 30 | 30 | 12 | 0 |  | False | Conventional | 07/06/2023 |  | 11/21/2023
Rheem Sales Company, Inc. | Weatherking | RACCZT036AJ | RACCZT036AJ |  |  | Voluntarily Certified | Single-package air conditioner | False | False | 34800 |  | 16.2 | 13.4 |  |  | True | 30 | 30 | 12 | 0 |  | False | Conventional | 07/06/2023 |  | 11/21/2023
Rheem Sales Company, Inc. | Sure | RACCZT048AJ | RACCZT048AJ |  |  | Voluntarily Certified | Single-package air conditioner | False | False | 48000 |  | 16.2 | 13.4 |  |  | True | 30 | 30 | 12 | 0 |  | False | Conventional | 07/06/2023 |  | 11/21/2023
Rheem Sales Company, Inc. | Weatherking | RACCZT048AJ | RACCZT048AJ |  |  | Voluntarily Certified | Single-package air conditioner | False | False | 48000 |  | 16.2 | 13.4 |  |  | True | 30 | 30 | 12 | 0 |  | False | Conventional | 07/06/2023 |  | 11/21/2023
Rheem Sales Company, Inc. | Sure | RACCZT060AJ | RACCZT060AJ |  |  | Voluntarily Certified | Single-package air conditioner | False | False | 57500 |  | 16.2 | 13.4 |  |  | True | 30 | 30 | 12 | 0 |  | False | Conventional | 07/06/2023 |  | 11/21/2023
Rheem Sales Company, Inc. | Weatherking | RACCZT060AJ | RACCZT060AJ |  |  | Voluntarily Certified | Single-package air conditioner | False | False | 57500 |  | 16.2 | 13.4 |  |  | True | 30 | 30 | 12 | 0 |  | False | Conventional | 07/06/2023 |  | 11/21/2023
Rheem Sales Company, Inc. | Sure | RACXZS048AJT | RACXZS048AJT |  |  | Voluntarily Certified | Single-package air conditioner | False | False | 47500 |  | 15.2 | 13.4 |  |  | True | 30 | 30 | 11.5 | 0 |  | False | Conventional | 07/06/2023 |  | 11/21/2023
Rheem Sales Company, Inc. | Weatherking | RACXZS048AJT | RACXZS048AJT |  |  | Voluntarily Certified | Single-package air conditioner | False | False | 47500 |  | 15.2 | 13.4 |  |  | True | 30 | 30 | 11.5 | 0 |  | False | Conventional | 07/06/2023 |  | 11/21/2023
Rheem Sales Company, Inc. | Sure | RACXZS060AJT | RACXZS060AJT |  |  | Voluntarily Certified | Single-package air conditioner | False | False | 57000 |  | 15.2 | 13.4 |  |  | True | 30 | 30 | 11.5 | 0 |  | False | Conventional | 07/06/2023 |  | 11/21/2023
Rheem Sales Company, Inc. | Weatherking | RACXZS060AJT | RACXZS060AJT |  |  | Voluntarily Certified | Single-package air conditioner | False | False | 57000 |  | 15.2 | 13.4 |  |  | True | 30 | 30 | 11.5 | 0 |  | False | Conventional | 07/06/2023 |  | 11/21/2023
Rheem Sales Company, Inc. | Sure | RGEAZR024AJT | RGEAZR024AJT |  |  | Voluntarily Certified | Single-package air conditioner | False | False | 23000 |  | 13.4 | 13.4 |  |  | True | 30 | 30 | 10.6 | 0 |  | False | Conventional | 07/06/2023 |  | 11/21/2023
Rheem Sales Company, Inc. | Weatherking | RGEAZR024AJT | RGEAZR024AJT |  |  | Voluntarily Certified | Single-package air conditioner | False | False | 23000 |  | 13.4 | 13.4 |  |  | True | 30 | 30 | 10.6 | 0 |  | False | Conventional | 07/06/2023 |  | 11/21/2023
Rheem Sales Company, Inc. | Sure | RGEAZR030AJT | RGEAZR030AJT |  |  | Voluntarily Certified | Single-package air conditioner | False | False | 28400 |  | 13.4 | 13.4 |  |  | True | 30 | 30 | 10.6 | 0 |  | False | Conventional | 07/06/2023 |  | 11/21/2023
Rheem Sales Company, Inc. | Weatherking | RGEAZR030AJT | RGEAZR030AJT |  |  | Voluntarily Certified | Single-package air conditioner | False | False | 28400 |  | 13.4 | 13.4 |  |  | True | 30 | 30 | 10.6 | 0 |  | False | Conventional | 07/06/2023 |  | 11/21/2023
Rheem Sales Company, Inc. | Sure | RGEAZR036AJT | RGEAZR036AJT |  |  | Voluntarily Certified | Single-package air conditioner | False | False | 34200 |  | 13.4 | 13.4 |  |  | True | 30 | 30 | 10.6 | 0 |  | False | Conventional | 07/06/2023 |  | 11/21/2023
Rheem Sales Company, Inc. | Weatherking | RGEAZR036AJT | RGEAZR036AJT |  |  | Voluntarily Certified | Single-package air conditioner | False | False | 34200 |  | 13.4 | 13.4 |  |  | True | 30 | 30 | 10.6 | 0 |  | False | Conventional | 07/06/2023 |  | 11/21/2023
Rheem Sales Company, Inc. | Sure | RGEAZR042AJT | RGEAZR042AJT |  |  | Voluntarily Certified | Single-package air conditioner | False | False | 40500 |  | 13.4 | 13.4 |  |  | True | 30 | 30 | 10.6 | 0 |  | False | Conventional | 07/06/2023 |  | 11/21/2023
Rheem Sales Company, Inc. | Weatherking | RGEAZR042AJT | RGEAZR042AJT |  |  | Voluntarily Certified | Single-package air conditioner | False | False | 40500 |  | 13.4 | 13.4 |  |  | True | 30 | 30 | 10.6 | 0 |  | False | Conventional | 07/06/2023 |  | 11/21/2023
Rheem Sales Company, Inc. | Sure | RGEAZR048AJT | RGEAZR048AJT |  |  | Voluntarily Certified | Single-package air conditioner | False | False | 46000 |  | 13.4 | 13.4 |  |  | True | 30 | 30 | 10.6 | 0 |  | False | Conventional | 07/06/2023 |  | 11/21/2023
Rheem Sales Company, Inc. | Weatherking | RGEAZR048AJT | RGEAZR048AJT |  |  | Voluntarily Certified | Single-package air conditioner | False | False | 46000 |  | 13.4 | 13.4 |  |  | True | 30 | 30 | 10.6 | 0 |  | False | Conventional | 07/06/2023 |  | 11/21/2023
Rheem Sales Company, Inc. | Sure | RGEAZR060AJT | RGEAZR060AJT |  |  | Voluntarily Certified | Single-package air conditioner | False | False | 56000 |  | 13.4 | 13.4 |  |  | True | 30 | 30 | 10.6 | 0 |  | False | Conventional | 07/06/2023 |  | 11/21/2023
Rheem Sales Company, Inc. | Weatherking | RGEAZR060AJT | RGEAZR060AJT |  |  | Voluntarily Certified | Single-package air conditioner | False | False | 56000 |  | 13.4 | 13.4 |  |  | True | 30 | 30 | 10.6 | 0 |  | False | Conventional | 07/06/2023 |  | 11/21/2023
Rheem Sales Company, Inc. | Sure | RGEAZS024AJV | RGEAZS024AJV |  |  | Voluntarily Certified | Single-package air conditioner | False | False | 23400 |  | 15.2 | 13.4 |  |  | True | 30 | 30 | 11.5 | 0 |  | False | Conventional | 07/06/2023 |  | 11/21/2023
Rheem Sales Company, Inc. | Weatherking | RGEAZS024AJV | RGEAZS024AJV |  |  | Voluntarily Certified | Single-package air conditioner | False | False | 23400 |  | 15.2 | 13.4 |  |  | True | 30 | 30 | 11.5 | 0 |  | False | Conventional | 07/06/2023 |  | 11/21/2023
Rheem Sales Company, Inc. | Sure | RGECZR036AJ | RGECZR036AJ |  |  | Voluntarily Certified | Single-package air conditioner | False | False | 34200 |  | 13.4 | 13.4 |  |  | True | 30 | 30 | 10.6 | 0 |  | False | Conventional | 07/06/2023 |  | 11/21/2023
Rheem Sales Company, Inc. | Weatherking | RGECZR036AJ | RGECZR036AJ |  |  | Voluntarily Certified | Single-package air conditioner | False | False | 34200 |  | 13.4 | 13.4 |  |  | True | 30 | 30 | 10.6 | 0 |  | False | Conventional | 07/06/2023 |  | 11/21/2023
Rheem Sales Company, Inc. | Sure | RGECZR048AJ | RGECZR048AJ |  |  | Voluntarily Certified | Single-package air conditioner | False | False | 45500 |  | 13.4 | 13.4 |  |  | True | 30 | 30 | 10.6 | 0 |  | False | Conventional | 07/06/2023 |  | 11/21/2023
Rheem Sales Company, Inc. | Weatherking | RGECZR048AJ | RGECZR048AJ |  |  | Voluntarily Certified | Single-package air conditioner | False | False | 45500 |  | 13.4 | 13.4 |  |  | True | 30 | 30 | 10.6 | 0 |  | False | Conventional | 07/06/2023 |  | 11/21/2023
Rheem Sales Company, Inc. | Sure | RGECZR060AJ | RGECZR060AJ |  |  | Voluntarily Certified | Single-package air conditioner | False | False | 57000 |  | 13.4 | 13.4 |  |  | True | 30 | 30 | 10.6 | 0 |  | False | Conventional | 07/06/2023 |  | 11/21/2023
Rheem Sales Company, Inc. | Weatherking | RGECZR060AJ | RGECZR060AJ |  |  | Voluntarily Certified | Single-package air conditioner | False | False | 57000 |  | 13.4 | 13.4 |  |  | True | 30 | 30 | 10.6 | 0 |  | False | Conventional | 07/06/2023 |  | 11/21/2023
Rheem Sales Company, Inc. | Sure | RGECZT036AJ | RGECZT036AJ |  |  | Voluntarily Certified | Single-package air conditioner | False | False | 34800 |  | 16.2 | 13.4 |  |  | True | 30 | 30 | 12 | 0 |  | False | Conventional | 07/06/2023 |  | 11/21/2023
Rheem Sales Company, Inc. | Weatherking | RGECZT036AJ | RGECZT036AJ |  |  | Voluntarily Certified | Single-package air conditioner | False | False | 34800 |  | 16.2 | 13.4 |  |  | True | 30 | 30 | 12 | 0 |  | False | Conventional | 07/06/2023 |  | 11/21/2023
Rheem Sales Company, Inc. | Sure | RGECZT048AJ | RGECZT048AJ |  |  | Voluntarily Certified | Single-package air conditioner | False | False | 48000 |  | 16.2 | 13.4 |  |  | True | 30 | 30 | 12 | 0 |  | False | Conventional | 07/06/2023 |  | 11/21/2023
Rheem Sales Company, Inc. | Weatherking | RGECZT048AJ | RGECZT048AJ |  |  | Voluntarily Certified | Single-package air conditioner | False | False | 48000 |  | 16.2 | 13.4 |  |  | True | 30 | 30 | 12 | 0 |  | False | Conventional | 07/06/2023 |  | 11/21/2023
Rheem Sales Company, Inc. | Sure | RGECZT060AJ | RGECZT060AJ |  |  | Voluntarily Certified | Single-package air conditioner | False | False | 57500 |  | 16.2 | 13.4 |  |  | True | 30 | 30 | 12 | 0 |  | False | Conventional | 07/06/2023 |  | 11/21/2023
Rheem Sales Company, Inc. | Weatherking | RGECZT060AJ | RGECZT060AJ |  |  | Voluntarily Certified | Single-package air conditioner | False | False | 57500 |  | 16.2 | 13.4 |  |  | True | 30 | 30 | 12 | 0 |  | False | Conventional | 07/06/2023 |  | 11/21/2023
Rheem Sales Company, Inc. | Sure | RGEXZS048AJV | RGEXZS048AJV |  |  | Voluntarily Certified | Single-package air conditioner | False | False | 47500 |  | 15.2 | 13.4 |  |  | True | 30 | 30 | 11.5 | 0 |  | False | Conventional | 07/06/2023 |  | 11/21/2023
Rheem Sales Company, Inc. | Weatherking | RGEXZS048AJV | RGEXZS048AJV |  |  | Voluntarily Certified | Single-package air conditioner | False | False | 47500 |  | 15.2 | 13.4 |  |  | True | 30 | 30 | 11.5 | 0 |  | False | Conventional | 07/06/2023 |  | 11/21/2023
Rheem Sales Company, Inc. | Sure | RGEXZS060AJV | RGEXZS060AJV |  |  | Voluntarily Certified | Single-package air conditioner | False | False | 57000 |  | 15.2 | 13.4 |  |  | True | 30 | 30 | 11.5 | 0 |  | False | Conventional | 07/06/2023 |  | 11/21/2023
Rheem Sales Company, Inc. | Weatherking | RGEXZS060AJV | RGEXZS060AJV |  |  | Voluntarily Certified | Single-package air conditioner | False | False | 57000 |  | 15.2 | 13.4 |  |  | True | 30 | 30 | 11.5 | 0 |  | False | Conventional | 07/06/2023 |  | 11/21/2023
Rheem Sales Company, Inc. | Sure | SA14AZ18AJ1N | SA14AZ18AJ1N | TCFZ2417STANM+RXMD-C04 |  | Voluntarily Certified | Single-split-system air condit | False | False | 17600 |  | 14.3 | 13.4 |  |  | True | 0.5 | 30 | 11.7 | 0 | Coil-Only System | False | Conventional | 07/06/2023 |  | 11/21/2023
Rheem Sales Company, Inc. | Sure | SA14AZ24AJ1N | SA14AZ24AJ1N | TCFZ2417STANM+RXMD-C03 |  | Voluntarily Certified | Single-split-system air condit | False | False | 22800 |  | 14.3 | 13.4 |  |  | False | 0.5 | 30 | 11.7 | 0 | Coil-Only System | False | Conventional | 07/06/2023 |  | 11/21/2023
Rheem Sales Company, Inc. | Sure | SA14AZ30AJ1N | SA14AZ30AJ1N | TCFZ3617STANM+RXMD-C03 |  | Voluntarily Certified | Single-split-system air condit | False | False | 28600 |  | 14.3 | 13.4 |  |  | False | 0.5 | 30 | 11.7 | 0 | Coil-Only System | False | Conventional | 07/06/2023 |  | 11/21/2023
Rheem Sales Company, Inc. | Sure | SA14AZ36AJ1N | SA14AZ36AJ1N | TCFZ3617STANM+RXMD-C03 |  | Voluntarily Certified | Single-split-system air condit | False | False | 34200 |  | 14.3 | 13.4 |  |  | False | 0.5 | 30 | 11.7 | 0 | Coil-Only System | False | Conventional | 07/06/2023 |  | 11/21/2023
Rheem Sales Company, Inc. | Sure | SA14AZ42AJ1N | SA14AZ42AJ1N | TCFZ4821STANM+RXMD-C03 |  | Voluntarily Certified | Single-split-system air condit | False | False | 39500 |  | 14.3 | 13.4 |  |  | False | 0.5 | 30 | 11.7 | 0 | Coil-Only System | False | Conventional | 07/06/2023 |  | 11/21/2023
Rheem Sales Company, Inc. | Sure | SA14AZ48AJ1N | SA14AZ48AJ1N | TCFZ4821STANM+RXMD-C03 |  | Voluntarily Certified | Single-split-system air condit | False | False | 46000 |  | 13.8 | 13.4 |  |  | False | 0.5 | 30 | 11.2 | 0 | Coil-Only System | False | Conventional | 07/06/2023 |  | 11/21/2023
Rheem Sales Company, Inc. | Sure | SA14AZ60AJ1N | SA14AZ60AJ1N | TCFZ6024STANM+RXMD-C04 |  | Voluntarily Certified | Single-split-system air condit | False | False | 56000 |  | 13.8 | 13.4 |  |  | True | 0.5 | 30 | 11.2 | 0 | Coil-Only System | False | Conventional | 07/06/2023 |  | 11/21/2023
Rheem Sales Company, Inc. | Sure | SA15AZ36AJ3N | SA15AZ36AJ3N | SH3VZ3617STANN |  | Voluntarily Certified | Single-split-system air condit | False | False | 34200 |  | 15.2 | 13.4 |  |  | True | 16 | 30 | 9.8 | 0 | Blower Coil System | True | Conventional | 07/06/2023 |  | 11/21/2023
Rheem Sales Company, Inc. | Sure | SA15AZ48AJ3N | SA15AZ48AJ3N | SH3VZ4821STANN |  | Voluntarily Certified | Single-split-system air condit | False | False | 45500 |  | 15.2 | 13.4 |  |  | True | 16 | 30 | 9.8 | 0 | Blower Coil System | True | Conventional | 07/06/2023 |  | 11/21/2023
Rheem Sales Company, Inc. | Sure | SA15AZ60AJ3N | SA15AZ60AJ3N | SH3VZ6024STANN |  | Voluntarily Certified | Single-split-system air condit | False | False | 55500 |  | 15.2 | 13.4 |  |  | True | 16 | 30 | 9.8 | 0 | Blower Coil System | True | Conventional | 07/06/2023 |  | 11/21/2023
Rheem Sales Company, Inc. | Sure | SA16AZ24AJ3C | SA16AZ24AJ3C | SH3VZ2417STACN |  | Voluntarily Certified | Single-split-system air condit | False | False | 22800 |  | 16 | 13.4 |  |  | True | 16 | 30 | 10.5 | 0 | Blower Coil System | True | Conventional | 07/06/2023 |  | 11/21/2023
Rheem Sales Company, Inc. | Sure | SA16AZ36AJ3C | SA16AZ36AJ3C | SH3VZ3617STACN |  | Voluntarily Certified | Single-split-system air condit | False | False | 34200 |  | 16 | 13.4 |  |  | True | 16 | 30 | 10.5 | 0 | Blower Coil System | True | Conventional | 07/06/2023 |  | 11/21/2023
Rheem Sales Company, Inc. | Sure | SA16AZ48AJ3C | SA16AZ48AJ3C | SH3VZ4821STACN |  | Voluntarily Certified | Single-split-system air condit | False | False | 45500 |  | 16 | 13.4 |  |  | True | 16 | 30 | 10.5 | 0 | Blower Coil System | True | Conventional | 07/06/2023 |  | 11/21/2023
Rheem Sales Company, Inc. | Sure | SA16AZ60AJ3C | SA16AZ60AJ3C | SH3VZ6024STACN |  | Voluntarily Certified | Single-split-system air condit | False | False | 55500 |  | 15.5 | 13.4 |  |  | True | 16 | 30 | 9.8 | 0 | Blower Coil System | True | Conventional | 07/06/2023 |  | 11/21/2023
Rheem Sales Company, Inc. | Sure | SA18AZ24AJVC | SA18AZ24AJVC | SHMVZ2421MEACN |  | Voluntarily Certified | Single-split-system air condit | False | False | 22400 |  | 18 | 13.4 |  |  | True | 14.5 | 30 | 10.5 | 0 | Blower Coil System | True | Conventional | 07/06/2023 |  | 11/21/2023
Rheem Sales Company, Inc. | Sure | SA18AZ36AJVC | SA18AZ36AJVC | SHMVZ6021SEACA |  | Voluntarily Certified | Single-split-system air condit | False | False | 34600 |  | 18 | 13.4 |  |  | True | 14 | 30 | 10.5 | 0 | Blower Coil System | True | Conventional | 07/06/2023 |  | 11/21/2023
Rheem Sales Company, Inc. | Sure | SA18AZ48AJVC | SA18AZ48AJVC | SHMVZ6021SEACA |  | Voluntarily Certified | Single-split-system air condit | False | False | 45000 |  | 18 | 13.4 |  |  | True | 12 | 30 | 10.5 | 0 | Blower Coil System | True | Conventional | 07/06/2023 |  | 11/21/2023
Rheem Sales Company, Inc. | Sure | SA18AZ60AJVC | SA18AZ60AJVC | SHMVZ6024SEACN |  | Voluntarily Certified | Single-split-system air condit | False | False | 55000 |  | 18 | 13.4 |  |  | True | 14.5 | 30 | 10.5 | 0 | Blower Coil System | True | Conventional | 07/06/2023 |  | 11/21/2023
Rheem Sales Company, Inc. | Weatherking | WA14AZ18AJ1N | WA14AZ18AJ1N | TCFZ2417STANM+RXMD-C04 |  | Voluntarily Certified | Single-split-system air condit | False | False | 17600 |  | 14.3 | 13.4 |  |  | True | 0.5 | 30 | 11.7 | 0 | Coil-Only System | False | Conventional | 07/06/2023 |  | 11/21/2023
Rheem Sales Company, Inc. | Weatherking | WA14AZ24AJ1N | WA14AZ24AJ1N | TCFZ2417STANM+RXMD-C03 |  | Voluntarily Certified | Single-split-system air condit | False | False | 22800 |  | 14.3 | 13.4 |  |  | False | 0.5 | 30 | 11.7 | 0 | Coil-Only System | False | Conventional | 07/06/2023 |  | 11/21/2023
Rheem Sales Company, Inc. | Weatherking | WA14AZ30AJ1N | WA14AZ30AJ1N | TCFZ3617STANM+RXMD-C03 |  | Voluntarily Certified | Single-split-system air condit | False | False | 28600 |  | 14.3 | 13.4 |  |  | False | 0.5 | 30 | 11.7 | 0 | Coil-Only System | False | Conventional | 07/06/2023 |  | 11/21/2023
Rheem Sales Company, Inc. | Weatherking | WA14AZ36AJ1N | WA14AZ36AJ1N | TCFZ3617STANM+RXMD-C03 |  | Voluntarily Certified | Single-split-system air condit | False | False | 34200 |  | 14.3 | 13.4 |  |  | False | 0.5 | 30 | 11.7 | 0 | Coil-Only System | False | Conventional | 07/06/2023 |  | 11/21/2023
Rheem Sales Company, Inc. | Weatherking | WA14AZ42AJ1N | WA14AZ42AJ1N | TCFZ4821STANM+RXMD-C03 |  | Voluntarily Certified | Single-split-system air condit | False | False | 39500 |  | 14.3 | 13.4 |  |  | False | 0.5 | 30 | 11.7 | 0 | Coil-Only System | False | Conventional | 07/06/2023 |  | 11/21/2023
Rheem Sales Company, Inc. | Weatherking | WA14AZ48AJ1N | WA14AZ48AJ1N | TCFZ4821STANM+RXMD-C03 |  | Voluntarily Certified | Single-split-system air condit | False | False | 46000 |  | 13.8 | 13.4 |  |  | False | 0.5 | 30 | 11.2 | 0 | Coil-Only System | False | Conventional | 07/06/2023 |  | 11/21/2023
Rheem Sales Company, Inc. | Weatherking | WA14AZ60AJ1N | WA14AZ60AJ1N | TCFZ6024STANM+RXMD-C04 |  | Voluntarily Certified | Single-split-system air condit | False | False | 56000 |  | 13.8 | 13.4 |  |  | True | 0.5 | 30 | 11.2 | 0 | Coil-Only System | False | Conventional | 07/06/2023 |  | 11/21/2023
Rheem Sales Company, Inc. | Weatherking | WA15AZ24AJ3N | WA15AZ24AJ3N | WH3VZ2417STANN |  | Voluntarily Certified | Single-split-system air condit | False | False | 22800 |  | 15.2 | 13.4 |  |  | True | 16 | 30 | 9.8 | 0 | Blower Coil System | True | Conventional | 07/06/2023 |  | 11/21/2023
Rheem Sales Company, Inc. | Weatherking | WA15AZ36AJ3N | WA15AZ36AJ3N | WH3VZ3617STANN |  | Voluntarily Certified | Single-split-system air condit | False | False | 34200 |  | 15.2 | 13.4 |  |  | True | 16 | 30 | 9.8 | 0 | Blower Coil System | True | Conventional | 07/06/2023 |  | 11/21/2023
Rheem Sales Company, Inc. | Weatherking | WA15AZ48AJ3N | WA15AZ48AJ3N | WH3VZ4821STANN |  | Voluntarily Certified | Single-split-system air condit | False | False | 45500 |  | 15.2 | 13.4 |  |  | True | 16 | 30 | 9.8 | 0 | Blower Coil System | True | Conventional | 07/06/2023 |  | 11/21/2023
Rheem Sales Company, Inc. | Weatherking | WA15AZ60AJ3N | WA15AZ60AJ3N | WH3VZ6024STANN |  | Voluntarily Certified | Single-split-system air condit | False | False | 55500 |  | 15.2 | 13.4 |  |  | True | 16 | 30 | 9.8 | 0 | Blower Coil System | True | Conventional | 07/06/2023 |  | 11/21/2023
Rheem Sales Company, Inc. | Weatherking | WSA14AZ18AJ1N | WSA14AZ18AJ1N | TCFZ2417STANM+RXMD-C03 |  | Voluntarily Certified | Single-split-system air condit | False | False | 17100 |  | 14.3 | 13.4 |  |  | True | 3 | 30 | 11.7 | 0 | Coil-Only System | False | Conventional | 07/06/2023 |  | 11/21/2023
Rheem Sales Company, Inc. | Weatherking | WSA14AZ24AJ1N | WSA14AZ24AJ1N | TCFZ2417MTANM+RXMD-C04 |  | Voluntarily Certified | Single-split-system air condit | False | False | 22800 |  | 14.3 | 13.4 |  |  | True | 3 | 30 | 11.7 | 0 | Coil-Only System | False | Conventional | 07/06/2023 |  | 11/21/2023
Rheem Sales Company, Inc. | Weatherking | WSA14AZ30AJ1N | WSA14AZ30AJ1N | TCFZ3617STANM+RXMD-C04 |  | Voluntarily Certified | Single-split-system air condit | False | False | 27600 |  | 14.3 | 13.4 |  |  | True | 3 | 30 | 11.7 | 0 | Coil-Only System | False | Conventional | 07/06/2023 |  | 11/21/2023
Rheem Sales Company, Inc. | Sure | RACAZR024AJT | RACAZR024AJT |  |  | Voluntarily Certified | Single-package air conditioner | False | False | 23000 |  | 13.4 | 13.4 |  |  | True | 30 | 30 | 10.6 | 0 |  | False | Conventional | 07/06/2023 |  | 11/21/2023
Rheem Sales Company, Inc. | Weatherking | RACAZR024AJT | RACAZR024AJT |  |  | Voluntarily Certified | Single-package air conditioner | False | False | 23000 |  | 13.4 | 13.4 |  |  | True | 30 | 30 | 10.6 | 0 |  | False | Conventional | 07/06/2023 |  | 11/21/2023
Rheem Sales Company, Inc. | Sure | RACAZR030AJT | RACAZR030AJT |  |  | Voluntarily Certified | Single-package air conditioner | False | False | 28400 |  | 13.4 | 13.4 |  |  | True | 30 | 30 | 10.6 | 0 |  | False | Conventional | 07/06/2023 |  | 11/21/2023
Rheem Sales Company, Inc. | Weatherking | RACAZR030AJT | RACAZR030AJT |  |  | Voluntarily Certified | Single-package air conditioner | False | False | 28400 |  | 13.4 | 13.4 |  |  | True | 30 | 30 | 10.6 | 0 |  | False | Conventional | 07/06/2023 |  | 11/21/2023
Rheem Sales Company, Inc. | Sure | RACAZR036AJT | RACAZR036AJT |  |  | Voluntarily Certified | Single-package air conditioner | False | False | 34200 |  | 13.4 | 13.4 |  |  | True | 30 | 30 | 10.6 | 0 |  | False | Conventional | 07/06/2023 |  | 11/21/2023
Rheem Sales Company, Inc. | Weatherking | RACAZR036AJT | RACAZR036AJT |  |  | Voluntarily Certified | Single-package air conditioner | False | False | 34200 |  | 13.4 | 13.4 |  |  | True | 30 | 30 | 10.6 | 0 |  | False | Conventional | 07/06/2023 |  | 11/21/2023
Rheem Sales Company, Inc. | Sure | RACAZR042AJT | RACAZR042AJT |  |  | Voluntarily Certified | Single-package air conditioner | False | False | 40500 |  | 13.4 | 13.4 |  |  | True | 30 | 30 | 10.6 | 0 |  | False | Conventional | 07/06/2023 |  | 11/21/2023
Rheem Sales Company, Inc. | Weatherking | RACAZR042AJT | RACAZR042AJT |  |  | Voluntarily Certified | Single-package air conditioner | False | False | 40500 |  | 13.4 | 13.4 |  |  | True | 30 | 30 | 10.6 | 0 |  | False | Conventional | 07/06/2023 |  | 11/21/2023
Rheem Sales Company, Inc. | Sure | RACAZR048AJT | RACAZR048AJT |  |  | Voluntarily Certified | Single-package air conditioner | False | False | 46000 |  | 13.4 | 13.4 |  |  | True | 30 | 30 | 10.6 | 0 |  | False | Conventional | 07/06/2023 |  | 11/21/2023
Rheem Sales Company, Inc. | Weatherking | RACAZR048AJT | RACAZR048AJT |  |  | Voluntarily Certified | Single-package air conditioner | False | False | 46000 |  | 13.4 | 13.4 |  |  | True | 30 | 30 | 10.6 | 0 |  | False | Conventional | 07/06/2023 |  | 11/21/2023
Rheem Sales Company, Inc. | Sure | RACAZR060AJT | RACAZR060AJT |  |  | Voluntarily Certified | Single-package air conditioner | False | False | 56000 |  | 13.4 | 13.4 |  |  | True | 30 | 30 | 10.6 | 0 |  | False | Conventional | 07/06/2023 |  | 11/21/2023
Rheem Sales Company, Inc. | Weatherking | RACAZR060AJT | RACAZR060AJT |  |  | Voluntarily Certified | Single-package air conditioner | False | False | 56000 |  | 13.4 | 13.4 |  |  | True | 30 | 30 | 10.6 | 0 |  | False | Conventional | 07/06/2023 |  | 11/21/2023
Rheem Sales Company, Inc. | Sure | RACAZS024AJT | RACAZS024AJT |  |  | Voluntarily Certified | Single-package air conditioner | False | False | 23400 |  | 15.2 | 13.4 |  |  | True | 30 | 30 | 11.5 | 0 |  | False | Conventional | 07/06/2023 |  | 11/21/2023
Rheem Sales Company, Inc. | Weatherking | RACAZS024AJT | RACAZS024AJT |  |  | Voluntarily Certified | Single-package air conditioner | False | False | 23400 |  | 15.2 | 13.4 |  |  | True | 30 | 30 | 11.5 | 0 |  | False | Conventional | 07/06/2023 |  | 11/21/2023
Rheem Sales Company, Inc. | Sure | RACAZS036AJT | RACAZS036AJT |  |  | Voluntarily Certified | Single-package air conditioner | False | False | 35000 |  | 15.2 | 13.4 |  |  | True | 30 | 30 | 11.5 | 0 |  | False | Conventional | 07/06/2023 |  | 11/21/2023
Rheem Sales Company, Inc. | Weatherking | RACAZS036AJT | RACAZS036AJT |  |  | Voluntarily Certified | Single-package air conditioner | False | False | 35000 |  | 15.2 | 13.4 |  |  | True | 30 | 30 | 11.5 | 0 |  | False | Conventional | 07/06/2023 |  | 11/21/2023
Rheem Sales Company, Inc. | Sure | RACBZR024AJT | RACBZR024AJT |  |  | Voluntarily Certified | Single-package air conditioner | False | False | 23000 |  | 13.4 | 13.4 |  |  | False | 30 | 30 | 10.6 | 0 |  | False | Conventional | 07/06/2023 |  | 11/21/2023
Rheem Sales Company, Inc. | Weatherking | RACBZR024AJT | RACBZR024AJT |  |  | Voluntarily Certified | Single-package air conditioner | False | False | 23000 |  | 13.4 | 13.4 |  |  | False | 30 | 30 | 10.6 | 0 |  | False | Conventional | 07/06/2023 |  | 11/21/2023
Rheem Sales Company, Inc. | Sure | RACBZR030AJT | RACBZR030AJT |  |  | Voluntarily Certified | Single-package air conditioner | False | False | 28000 |  | 13.4 | 13.4 |  |  | False | 30 | 30 | 10.6 | 0 |  | False | Conventional | 07/06/2023 |  | 11/21/2023
Rheem Sales Company, Inc. | Weatherking | RACBZR030AJT | RACBZR030AJT |  |  | Voluntarily Certified | Single-package air conditioner | False | False | 28000 |  | 13.4 | 13.4 |  |  | False | 30 | 30 | 10.6 | 0 |  | False | Conventional | 07/06/2023 |  | 11/21/2023
Rheem Sales Company, Inc. | Sure | RACBZR036AJT | RACBZR036AJT |  |  | Voluntarily Certified | Single-package air conditioner | False | False | 35200 |  | 13.4 | 13.4 |  |  | False | 30 | 30 | 10.6 | 0 |  | False | Conventional | 07/06/2023 |  | 11/21/2023
Rheem Sales Company, Inc. | Weatherking | RACBZR036AJT | RACBZR036AJT |  |  | Voluntarily Certified | Single-package air conditioner | False | False | 35200 |  | 13.4 | 13.4 |  |  | False | 30 | 30 | 10.6 | 0 |  | False | Conventional | 07/06/2023 |  | 11/21/2023
Rheem Sales Company, Inc. | Sure | RACBZR042AJT | RACBZR042AJT |  |  | Voluntarily Certified | Single-package air conditioner | False | False | 40000 |  | 13.4 | 13.4 |  |  | False | 30 | 30 | 10.6 | 0 |  | False | Conventional | 07/06/2023 |  | 11/21/2023
Rheem Sales Company, Inc. | Weatherking | RACBZR042AJT | RACBZR042AJT |  |  | Voluntarily Certified | Single-package air conditioner | False | False | 40000 |  | 13.4 | 13.4 |  |  | False | 30 | 30 | 10.6 | 0 |  | False | Conventional | 07/06/2023 |  | 11/21/2023
Rheem Sales Company, Inc. | Sure | RACBZR048AJT | RACBZR048AJT |  |  | Voluntarily Certified | Single-package air conditioner | False | False | 47000 |  | 13.4 | 13.4 |  |  | False | 30 | 30 | 10.6 | 0 |  | False | Conventional | 07/06/2023 |  | 11/21/2023
Rheem Sales Company, Inc. | Weatherking | RACBZR048AJT | RACBZR048AJT |  |  | Voluntarily Certified | Single-package air conditioner | False | False | 47000 |  | 13.4 | 13.4 |  |  | False | 30 | 30 | 10.6 | 0 |  | False | Conventional | 07/06/2023 |  | 11/21/2023
Rheem Sales Company, Inc. | Sure | RACBZR060AJT | RACBZR060AJT |  |  | Voluntarily Certified | Single-package air conditioner | False | False | 57000 |  | 13.4 | 13.4 |  |  | False | 30 | 30 | 10.6 | 0 |  | False | Conventional | 07/06/2023 |  | 11/21/2023
Rheem Sales Company, Inc. | Weatherking | RACBZR060AJT | RACBZR060AJT |  |  | Voluntarily Certified | Single-package air conditioner | False | False | 57000 |  | 13.4 | 13.4 |  |  | False | 30 | 30 | 10.6 | 0 |  | False | Conventional | 07/06/2023 |  | 11/21/2023
Rheem Sales Company, Inc. | Sure | RACCZR036AJ | RACCZR036AJ |  |  | Voluntarily Certified | Single-package air conditioner | False | False | 34200 |  | 13.4 | 13.4 |  |  | True | 30 | 30 | 10.6 | 0 |  | False | Conventional | 07/06/2023 |  | 11/21/2023
Rheem Sales Company, Inc. | Weatherking | RACCZR036AJ | RACCZR036AJ |  |  | Voluntarily Certified | Single-package air conditioner | False | False | 34200 |  | 13.4 | 13.4 |  |  | True | 30 | 30 | 10.6 | 0 |  | False | Conventional | 07/06/2023 |  | 11/21/2023
Rheem Sales Company, Inc. | Sure | RACCZR048AJ | RACCZR048AJ |  |  | Voluntarily Certified | Single-package air conditioner | False | False | 45000 |  | 13.4 | 13.4 |  |  | True | 30 | 30 | 10.6 | 0 |  | False | Conventional | 07/06/2023 |  | 11/21/2023
Rheem Sales Company, Inc. | Weatherking | RACCZR048AJ | RACCZR048AJ |  |  | Voluntarily Certified | Single-package air conditioner | False | False | 45000 |  | 13.4 | 13.4 |  |  | True | 30 | 30 | 10.6 | 0 |  | False | Conventional | 07/06/2023 |  | 11/21/2023
Rheem Sales Company, Inc. | Sure | RACCZR060AJ | RACCZR060AJ |  |  | Voluntarily Certified | Single-package air conditioner | False | False | 56500 |  | 13.4 | 13.4 |  |  | True | 30 | 30 | 10.6 | 0 |  | False | Conventional | 07/06/2023 |  | 11/21/2023
Rheem Sales Company, Inc. | Weatherking | RACCZR060AJ | RACCZR060AJ |  |  | Voluntarily Certified | Single-package air conditioner | False | False | 56500 |  | 13.4 | 13.4 |  |  | True | 30 | 30 | 10.6 | 0 |  | False | Conventional | 07/06/2023 |  | 11/21/2023
Rheem Sales Company, Inc. | Sure | RACCZT036AJ | RACCZT036AJ |  |  | Voluntarily Certified | Single-package air conditioner | False | False | 34800 |  | 16.2 | 13.4 |  |  | True | 30 | 30 | 12 | 0 |  | False | Conventional | 07/06/2023 |  | 11/21/2023
Rheem Sales Company, Inc. | Weatherking | RACCZT036AJ | RACCZT036AJ |  |  | Voluntarily Certified | Single-package air conditioner | False | False | 34800 |  | 16.2 | 13.4 |  |  | True | 30 | 30 | 12 | 0 |  | False | Conventional | 07/06/2023 |  | 11/21/2023
Rheem Sales Company, Inc. | Sure | RACCZT048AJ | RACCZT048AJ |  |  | Voluntarily Certified | Single-package air conditioner | False | False | 48000 |  | 16.2 | 13.4 |  |  | True | 30 | 30 | 12 | 0 |  | False | Conventional | 07/06/2023 |  | 11/21/2023
Rheem Sales Company, Inc. | Weatherking | RACCZT048AJ | RACCZT048AJ |  |  | Voluntarily Certified | Single-package air conditioner | False | False | 48000 |  | 16.2 | 13.4 |  |  | True | 30 | 30 | 12 | 0 |  | False | Conventional | 07/06/2023 |  | 11/21/2023
Rheem Sales Company, Inc. | Sure | RACCZT060AJ | RACCZT060AJ |  |  | Voluntarily Certified | Single-package air conditioner | False | False | 57500 |  | 16.2 | 13.4 |  |  | True | 30 | 30 | 12 | 0 |  | False | Conventional | 07/06/2023 |  | 11/21/2023
Rheem Sales Company, Inc. | Weatherking | RACCZT060AJ | RACCZT060AJ |  |  | Voluntarily Certified | Single-package air conditioner | False | False | 57500 |  | 16.2 | 13.4 |  |  | True | 30 | 30 | 12 | 0 |  | False | Conventional | 07/06/2023 |  | 11/21/2023
Rheem Sales Company, Inc. | Sure | RACXZS048AJT | RACXZS048AJT |  |  | Voluntarily Certified | Single-package air conditioner | False | False | 47500 |  | 15.2 | 13.4 |  |  | True | 30 | 30 | 11.5 | 0 |  | False | Conventional | 07/06/2023 |  | 11/21/2023
Rheem Sales Company, Inc. | Weatherking | RACXZS048AJT | RACXZS048AJT |  |  | Voluntarily Certified | Single-package air conditioner | False | False | 47500 |  | 15.2 | 13.4 |  |  | True | 30 | 30 | 11.5 | 0 |  | False | Conventional | 07/06/2023 |  | 11/21/2023
Rheem Sales Company, Inc. | Sure | RACXZS060AJT | RACXZS060AJT |  |  | Voluntarily Certified | Single-package air conditioner | False | False | 57000 |  | 15.2 | 13.4 |  |  | True | 30 | 30 | 11.5 | 0 |  | False | Conventional | 07/06/2023 |  | 11/21/2023
Rheem Sales Company, Inc. | Weatherking | RACXZS060AJT | RACXZS060AJT |  |  | Voluntarily Certified | Single-package air conditioner | False | False | 57000 |  | 15.2 | 13.4 |  |  | True | 30 | 30 | 11.5 | 0 |  | False | Conventional | 07/06/2023 |  | 11/21/2023
Rheem Sales Company, Inc. | Sure | RGEAZR024AJT | RGEAZR024AJT |  |  | Voluntarily Certified | Single-package air conditioner | False | False | 23000 |  | 13.4 | 13.4 |  |  | True | 30 | 30 | 10.6 | 0 |  | False | Conventional | 07/06/2023 |  | 11/21/2023
Rheem Sales Company, Inc. | Weatherking | RGEAZR024AJT | RGEAZR024AJT |  |  | Voluntarily Certified | Single-package air conditioner | False | False | 23000 |  | 13.4 | 13.4 |  |  | True | 30 | 30 | 10.6 | 0 |  | False | Conventional | 07/06/2023 |  | 11/21/2023
Rheem Sales Company, Inc. | Sure | RGEAZR030AJT | RGEAZR030AJT |  |  | Voluntarily Certified | Single-package air conditioner | False | False | 28400 |  | 13.4 | 13.4 |  |  | True | 30 | 30 | 10.6 | 0 |  | False | Conventional | 07/06/2023 |  | 11/21/2023
Rheem Sales Company, Inc. | Weatherking | RGEAZR030AJT | RGEAZR030AJT |  |  | Voluntarily Certified | Single-package air conditioner | False | False | 28400 |  | 13.4 | 13.4 |  |  | True | 30 | 30 | 10.6 | 0 |  | False | Conventional | 07/06/2023 |  | 11/21/2023
Rheem Sales Company, Inc. | Sure | RGEAZR036AJT | RGEAZR036AJT |  |  | Voluntarily Certified | Single-package air conditioner | False | False | 34200 |  | 13.4 | 13.4 |  |  | True | 30 | 30 | 10.6 | 0 |  | False | Conventional | 07/06/2023 |  | 11/21/2023
Rheem Sales Company, Inc. | Weatherking | RGEAZR036AJT | RGEAZR036AJT |  |  | Voluntarily Certified | Single-package air conditioner | False | False | 34200 |  | 13.4 | 13.4 |  |  | True | 30 | 30 | 10.6 | 0 |  | False | Conventional | 07/06/2023 |  | 11/21/2023
Rheem Sales Company, Inc. | Sure | RGEAZR042AJT | RGEAZR042AJT |  |  | Voluntarily Certified | Single-package air conditioner | False | False | 40500 |  | 13.4 | 13.4 |  |  | True | 30 | 30 | 10.6 | 0 |  | False | Conventional | 07/06/2023 |  | 11/21/2023
Rheem Sales Company, Inc. | Weatherking | RGEAZR042AJT | RGEAZR042AJT |  |  | Voluntarily Certified | Single-package air conditioner | False | False | 40500 |  | 13.4 | 13.4 |  |  | True | 30 | 30 | 10.6 | 0 |  | False | Conventional | 07/06/2023 |  | 11/21/2023
Rheem Sales Company, Inc. | Sure | RGEAZR048AJT | RGEAZR048AJT |  |  | Voluntarily Certified | Single-package air conditioner | False | False | 46000 |  | 13.4 | 13.4 |  |  | True | 30 | 30 | 10.6 | 0 |  | False | Conventional | 07/06/2023 |  | 11/21/2023
Rheem Sales Company, Inc. | Weatherking | RGEAZR048AJT | RGEAZR048AJT |  |  | Voluntarily Certified | Single-package air conditioner | False | False | 46000 |  | 13.4 | 13.4 |  |  | True | 30 | 30 | 10.6 | 0 |  | False | Conventional | 07/06/2023 |  | 11/21/2023
Rheem Sales Company, Inc. | Sure | RGEAZR060AJT | RGEAZR060AJT |  |  | Voluntarily Certified | Single-package air conditioner | False | False | 56000 |  | 13.4 | 13.4 |  |  | True | 30 | 30 | 10.6 | 0 |  | False | Conventional | 07/06/2023 |  | 11/21/2023
Rheem Sales Company, Inc. | Weatherking | RGEAZR060AJT | RGEAZR060AJT |  |  | Voluntarily Certified | Single-package air conditioner | False | False | 56000 |  | 13.4 | 13.4 |  |  | True | 30 | 30 | 10.6 | 0 |  | False | Conventional | 07/06/2023 |  | 11/21/2023
Rheem Sales Company, Inc. | Sure | RGEAZS024AJV | RGEAZS024AJV |  |  | Voluntarily Certified | Single-package air conditioner | False | False | 23400 |  | 15.2 | 13.4 |  |  | True | 30 | 30 | 11.5 | 0 |  | False | Conventional | 07/06/2023 |  | 11/21/2023
Rheem Sales Company, Inc. | Weatherking | RGEAZS024AJV | RGEAZS024AJV |  |  | Voluntarily Certified | Single-package air conditioner | False | False | 23400 |  | 15.2 | 13.4 |  |  | True | 30 | 30 | 11.5 | 0 |  | False | Conventional | 07/06/2023 |  | 11/21/2023
Rheem Sales Company, Inc. | Sure | RGECZR036AJ | RGECZR036AJ |  |  | Voluntarily Certified | Single-package air conditioner | False | False | 34200 |  | 13.4 | 13.4 |  |  | True | 30 | 30 | 10.6 | 0 |  | False | Conventional | 07/06/2023 |  | 11/21/2023
Rheem Sales Company, Inc. | Weatherking | RGECZR036AJ | RGECZR036AJ |  |  | Voluntarily Certified | Single-package air conditioner | False | False | 34200 |  | 13.4 | 13.4 |  |  | True | 30 | 30 | 10.6 | 0 |  | False | Conventional | 07/06/2023 |  | 11/21/2023
Rheem Sales Company, Inc. | Sure | RGECZR048AJ | RGECZR048AJ |  |  | Voluntarily Certified | Single-package air conditioner | False | False | 45500 |  | 13.4 | 13.4 |  |  | True | 30 | 30 | 10.6 | 0 |  | False | Conventional | 07/06/2023 |  | 11/21/2023
Rheem Sales Company, Inc. | Weatherking | RGECZR048AJ | RGECZR048AJ |  |  | Voluntarily Certified | Single-package air conditioner | False | False | 45500 |  | 13.4 | 13.4 |  |  | True | 30 | 30 | 10.6 | 0 |  | False | Conventional | 07/06/2023 |  | 11/21/2023
Rheem Sales Company, Inc. | Sure | RGECZR060AJ | RGECZR060AJ |  |  | Voluntarily Certified | Single-package air conditioner | False | False | 57000 |  | 13.4 | 13.4 |  |  | True | 30 | 30 | 10.6 | 0 |  | False | Conventional | 07/06/2023 |  | 11/21/2023
Rheem Sales Company, Inc. | Weatherking | RGECZR060AJ | RGECZR060AJ |  |  | Voluntarily Certified | Single-package air conditioner | False | False | 57000 |  | 13.4 | 13.4 |  |  | True | 30 | 30 | 10.6 | 0 |  | False | Conventional | 07/06/2023 |  | 11/21/2023
Rheem Sales Company, Inc. | Sure | RGECZT036AJ | RGECZT036AJ |  |  | Voluntarily Certified | Single-package air conditioner | False | False | 34800 |  | 16.2 | 13.4 |  |  | True | 30 | 30 | 12 | 0 |  | False | Conventional | 07/06/2023 |  | 11/21/2023
Rheem Sales Company, Inc. | Weatherking | RGECZT036AJ | RGECZT036AJ |  |  | Voluntarily Certified | Single-package air conditioner | False | False | 34800 |  | 16.2 | 13.4 |  |  | True | 30 | 30 | 12 | 0 |  | False | Conventional | 07/06/2023 |  | 11/21/2023
Rheem Sales Company, Inc. | Sure | RGECZT048AJ | RGECZT048AJ |  |  | Voluntarily Certified | Single-package air conditioner | False | False | 48000 |  | 16.2 | 13.4 |  |  | True | 30 | 30 | 12 | 0 |  | False | Conventional | 07/06/2023 |  | 11/21/2023
Rheem Sales Company, Inc. | Weatherking | RGECZT048AJ | RGECZT048AJ |  |  | Voluntarily Certified | Single-package air conditioner | False | False | 48000 |  | 16.2 | 13.4 |  |  | True | 30 | 30 | 12 | 0 |  | False | Conventional | 07/06/2023 |  | 11/21/2023
Rheem Sales Company, Inc. | Sure | RGECZT060AJ | RGECZT060AJ |  |  | Voluntarily Certified | Single-package air conditioner | False | False | 57500 |  | 16.2 | 13.4 |  |  | True | 30 | 30 | 12 | 0 |  | False | Conventional | 07/06/2023 |  | 11/21/2023
Rheem Sales Company, Inc. | Weatherking | RGECZT060AJ | RGECZT060AJ |  |  | Voluntarily Certified | Single-package air conditioner | False | False | 57500 |  | 16.2 | 13.4 |  |  | True | 30 | 30 | 12 | 0 |  | False | Conventional | 07/06/2023 |  | 11/21/2023
Rheem Sales Company, Inc. | Sure | RGEXZS048AJV | RGEXZS048AJV |  |  | Voluntarily Certified | Single-package air conditioner | False | False | 47500 |  | 15.2 | 13.4 |  |  | True | 30 | 30 | 11.5 | 0 |  | False | Conventional | 07/06/2023 |  | 11/21/2023
Rheem Sales Company, Inc. | Weatherking | RGEXZS048AJV | RGEXZS048AJV |  |  | Voluntarily Certified | Single-package air conditioner | False | False | 47500 |  | 15.2 | 13.4 |  |  | True | 30 | 30 | 11.5 | 0 |  | False | Conventional | 07/06/2023 |  | 11/21/2023
Rheem Sales Company, Inc. | Sure | RGEXZS060AJV | RGEXZS060AJV |  |  | Voluntarily Certified | Single-package air conditioner | False | False | 57000 |  | 15.2 | 13.4 |  |  | True | 30 | 30 | 11.5 | 0 |  | False | Conventional | 07/06/2023 |  | 11/21/2023
Rheem Sales Company, Inc. | Weatherking | RGEXZS060AJV | RGEXZS060AJV |  |  | Voluntarily Certified | Single-package air conditioner | False | False | 57000 |  | 15.2 | 13.4 |  |  | True | 30 | 30 | 11.5 | 0 |  | False | Conventional | 07/06/2023 |  | 11/21/2023
Rheem Sales Company, Inc. | Sure | SA14AZ18AJ1N | SA14AZ18AJ1N | TCFZ2417STANM+RXMD-C04 |  | Voluntarily Certified | Single-split-system air condit | False | False | 17600 |  | 14.3 | 13.4 |  |  | True | 0.5 | 30 | 11.7 | 0 | Coil-Only System | False | Conventional | 07/06/2023 |  | 11/21/2023
Rheem Sales Company, Inc. | Sure | SA14AZ24AJ1N | SA14AZ24AJ1N | TCFZ2417STANM+RXMD-C03 |  | Voluntarily Certified | Single-split-system air condit | False | False | 22800 |  | 14.3 | 13.4 |  |  | False | 0.5 | 30 | 11.7 | 0 | Coil-Only System | False | Conventional | 07/06/2023 |  | 11/21/2023
Rheem Sales Company, Inc. | Sure | SA14AZ30AJ1N | SA14AZ30AJ1N | TCFZ3617STANM+RXMD-C03 |  | Voluntarily Certified | Single-split-system air condit | False | False | 28600 |  | 14.3 | 13.4 |  |  | False | 0.5 | 30 | 11.7 | 0 | Coil-Only System | False | Conventional | 07/06/2023 |  | 11/21/2023
Rheem Sales Company, Inc. | Sure | SA14AZ36AJ1N | SA14AZ36AJ1N | TCFZ3617STANM+RXMD-C03 |  | Voluntarily Certified | Single-split-system air condit | False | False | 34200 |  | 14.3 | 13.4 |  |  | False | 0.5 | 30 | 11.7 | 0 | Coil-Only System | False | Conventional | 07/06/2023 |  | 11/21/2023
Rheem Sales Company, Inc. | Sure | SA14AZ42AJ1N | SA14AZ42AJ1N | TCFZ4821STANM+RXMD-C03 |  | Voluntarily Certified | Single-split-system air condit | False | False | 39500 |  | 14.3 | 13.4 |  |  | False | 0.5 | 30 | 11.7 | 0 | Coil-Only System | False | Conventional | 07/06/2023 |  | 11/21/2023
Rheem Sales Company, Inc. | Sure | SA14AZ48AJ1N | SA14AZ48AJ1N | TCFZ4821STANM+RXMD-C03 |  | Voluntarily Certified | Single-split-system air condit | False | False | 46000 |  | 13.8 | 13.4 |  |  | False | 0.5 | 30 | 11.2 | 0 | Coil-Only System | False | Conventional | 07/06/2023 |  | 11/21/2023
Rheem Sales Company, Inc. | Sure | SA14AZ60AJ1N | SA14AZ60AJ1N | TCFZ6024STANM+RXMD-C04 |  | Voluntarily Certified | Single-split-system air condit | False | False | 56000 |  | 13.8 | 13.4 |  |  | True | 0.5 | 30 | 11.2 | 0 | Coil-Only System | False | Conventional | 07/06/2023 |  | 11/21/2023
Rheem Sales Company, Inc. | Sure | SA15AZ36AJ3N | SA15AZ36AJ3N | SH3VZ3617STANN |  | Voluntarily Certified | Single-split-system air condit | False | False | 34200 |  | 15.2 | 13.4 |  |  | True | 16 | 30 | 9.8 | 0 | Blower Coil System | True | Conventional | 07/06/2023 |  | 11/21/2023
Rheem Sales Company, Inc. | Sure | SA15AZ48AJ3N | SA15AZ48AJ3N | SH3VZ4821STANN |  | Voluntarily Certified | Single-split-system air condit | False | False | 45500 |  | 15.2 | 13.4 |  |  | True | 16 | 30 | 9.8 | 0 | Blower Coil System | True | Conventional | 07/06/2023 |  | 11/21/2023
Rheem Sales Company, Inc. | Sure | SA15AZ60AJ3N | SA15AZ60AJ3N | SH3VZ6024STANN |  | Voluntarily Certified | Single-split-system air condit | False | False | 55500 |  | 15.2 | 13.4 |  |  | True | 16 | 30 | 9.8 | 0 | Blower Coil System | True | Conventional | 07/06/2023 |  | 11/21/2023
Rheem Sales Company, Inc. | Sure | SA16AZ24AJ3C | SA16AZ24AJ3C | SH3VZ2417STACN |  | Voluntarily Certified | Single-split-system air condit | False | False | 22800 |  | 16 | 13.4 |  |  | True | 16 | 30 | 10.5 | 0 | Blower Coil System | True | Conventional | 07/06/2023 |  | 11/21/2023
Rheem Sales Company, Inc. | Sure | SA16AZ36AJ3C | SA16AZ36AJ3C | SH3VZ3617STACN |  | Voluntarily Certified | Single-split-system air condit | False | False | 34200 |  | 16 | 13.4 |  |  | True | 16 | 30 | 10.5 | 0 | Blower Coil System | True | Conventional | 07/06/2023 |  | 11/21/2023
Rheem Sales Company, Inc. | Sure | SA16AZ48AJ3C | SA16AZ48AJ3C | SH3VZ4821STACN |  | Voluntarily Certified | Single-split-system air condit | False | False | 45500 |  | 16 | 13.4 |  |  | True | 16 | 30 | 10.5 | 0 | Blower Coil System | True | Conventional | 07/06/2023 |  | 11/21/2023
Rheem Sales Company, Inc. | Sure | SA16AZ60AJ3C | SA16AZ60AJ3C | SH3VZ6024STACN |  | Voluntarily Certified | Single-split-system air condit | False | False | 55500 |  | 15.5 | 13.4 |  |  | True | 16 | 30 | 9.8 | 0 | Blower Coil System | True | Conventional | 07/06/2023 |  | 11/21/2023
Rheem Sales Company, Inc. | Sure | SA18AZ24AJVC | SA18AZ24AJVC | SHMVZ2421MEACN |  | Voluntarily Certified | Single-split-system air condit | False | False | 22400 |  | 18 | 13.4 |  |  | True | 14.5 | 30 | 10.5 | 0 | Blower Coil System | True | Conventional | 07/06/2023 |  | 11/21/2023
Rheem Sales Company, Inc. | Sure | SA18AZ36AJVC | SA18AZ36AJVC | SHMVZ6021SEACA |  | Voluntarily Certified | Single-split-system air condit | False | False | 34600 |  | 18 | 13.4 |  |  | True | 14 | 30 | 10.5 | 0 | Blower Coil System | True | Conventional | 07/06/2023 |  | 11/21/2023
Rheem Sales Company, Inc. | Sure | SA18AZ48AJVC | SA18AZ48AJVC | SHMVZ6021SEACA |  | Voluntarily Certified | Single-split-system air condit | False | False | 45000 |  | 18 | 13.4 |  |  | True | 12 | 30 | 10.5 | 0 | Blower Coil System | True | Conventional | 07/06/2023 |  | 11/21/2023
Rheem Sales Company, Inc. | Sure | SA18AZ60AJVC | SA18AZ60AJVC | SHMVZ6024SEACN |  | Voluntarily Certified | Single-split-system air condit | False | False | 55000 |  | 18 | 13.4 |  |  | True | 14.5 | 30 | 10.5 | 0 | Blower Coil System | True | Conventional | 07/06/2023 |  | 11/21/2023
Rheem Sales Company, Inc. | Weatherking | WA14AZ18AJ1N | WA14AZ18AJ1N | TCFZ2417STANM+RXMD-C04 |  | Voluntarily Certified | Single-split-system air condit | False | False | 17600 |  | 14.3 | 13.4 |  |  | True | 0.5 | 30 | 11.7 | 0 | Coil-Only System | False | Conventional | 07/06/2023 |  | 11/21/2023
Rheem Sales Company, Inc. | Weatherking | WA14AZ24AJ1N | WA14AZ24AJ1N | TCFZ2417STANM+RXMD-C03 |  | Voluntarily Certified | Single-split-system air condit | False | False | 22800 |  | 14.3 | 13.4 |  |  | False | 0.5 | 30 | 11.7 | 0 | Coil-Only System | False | Conventional | 07/06/2023 |  | 11/21/2023
Rheem Sales Company, Inc. | Weatherking | WA14AZ30AJ1N | WA14AZ30AJ1N | TCFZ3617STANM+RXMD-C03 |  | Voluntarily Certified | Single-split-system air condit | False | False | 28600 |  | 14.3 | 13.4 |  |  | False | 0.5 | 30 | 11.7 | 0 | Coil-Only System | False | Conventional | 07/06/2023 |  | 11/21/2023
Rheem Sales Company, Inc. | Weatherking | WA14AZ36AJ1N | WA14AZ36AJ1N | TCFZ3617STANM+RXMD-C03 |  | Voluntarily Certified | Single-split-system air condit | False | False | 34200 |  | 14.3 | 13.4 |  |  | False | 0.5 | 30 | 11.7 | 0 | Coil-Only System | False | Conventional | 07/06/2023 |  | 11/21/2023
Rheem Sales Company, Inc. | Weatherking | WA14AZ42AJ1N | WA14AZ42AJ1N | TCFZ4821STANM+RXMD-C03 |  | Voluntarily Certified | Single-split-system air condit | False | False | 39500 |  | 14.3 | 13.4 |  |  | False | 0.5 | 30 | 11.7 | 0 | Coil-Only System | False | Conventional | 07/06/2023 |  | 11/21/2023
Rheem Sales Company, Inc. | Weatherking | WA14AZ48AJ1N | WA14AZ48AJ1N | TCFZ4821STANM+RXMD-C03 |  | Voluntarily Certified | Single-split-system air condit | False | False | 46000 |  | 13.8 | 13.4 |  |  | False | 0.5 | 30 | 11.2 | 0 | Coil-Only System | False | Conventional | 07/06/2023 |  | 11/21/2023
Rheem Sales Company, Inc. | Weatherking | WA14AZ60AJ1N | WA14AZ60AJ1N | TCFZ6024STANM+RXMD-C04 |  | Voluntarily Certified | Single-split-system air condit | False | False | 56000 |  | 13.8 | 13.4 |  |  | True | 0.5 | 30 | 11.2 | 0 | Coil-Only System | False | Conventional | 07/06/2023 |  | 11/21/2023
Rheem Sales Company, Inc. | Weatherking | WA15AZ24AJ3N | WA15AZ24AJ3N | WH3VZ2417STANN |  | Voluntarily Certified | Single-split-system air condit | False | False | 22800 |  | 15.2 | 13.4 |  |  | True | 16 | 30 | 9.8 | 0 | Blower Coil System | True | Conventional | 07/06/2023 |  | 11/21/2023
Rheem Sales Company, Inc. | Weatherking | WA15AZ36AJ3N | WA15AZ36AJ3N | WH3VZ3617STANN |  | Voluntarily Certified | Single-split-system air condit | False | False | 34200 |  | 15.2 | 13.4 |  |  | True | 16 | 30 | 9.8 | 0 | Blower Coil System | True | Conventional | 07/06/2023 |  | 11/21/2023
Rheem Sales Company, Inc. | Weatherking | WA15AZ48AJ3N | WA15AZ48AJ3N | WH3VZ4821STANN |  | Voluntarily Certified | Single-split-system air condit | False | False | 45500 |  | 15.2 | 13.4 |  |  | True | 16 | 30 | 9.8 | 0 | Blower Coil System | True | Conventional | 07/06/2023 |  | 11/21/2023
Rheem Sales Company, Inc. | Weatherking | WA15AZ60AJ3N | WA15AZ60AJ3N | WH3VZ6024STANN |  | Voluntarily Certified | Single-split-system air condit | False | False | 55500 |  | 15.2 | 13.4 |  |  | True | 16 | 30 | 9.8 | 0 | Blower Coil System | True | Conventional | 07/06/2023 |  | 11/21/2023
Rheem Sales Company, Inc. | Weatherking | WSA14AZ18AJ1N | WSA14AZ18AJ1N | TCFZ2417STANM+RXMD-C03 |  | Voluntarily Certified | Single-split-system air condit | False | False | 17100 |  | 14.3 | 13.4 |  |  | True | 3 | 30 | 11.7 | 0 | Coil-Only System | False | Conventional | 07/06/2023 |  | 11/21/2023
Rheem Sales Company, Inc. | Weatherking | WSA14AZ24AJ1N | WSA14AZ24AJ1N | TCFZ2417MTANM+RXMD-C04 |  | Voluntarily Certified | Single-split-system air condit | False | False | 22800 |  | 14.3 | 13.4 |  |  | True | 3 | 30 | 11.7 | 0 | Coil-Only System | False | Conventional | 07/06/2023 |  | 11/21/2023
Rheem Sales Company, Inc. | Weatherking | WSA14AZ30AJ1N | WSA14AZ30AJ1N | TCFZ3617STANM+RXMD-C04 |  | Voluntarily Certified | Single-split-system air condit | False | False | 27600 |  | 14.3 | 13.4 |  |  | True | 3 | 30 | 11.7 | 0 | Coil-Only System | False | Conventional | 07/06/2023 |  | 11/21/2023
Carrier Corp. - Indianapolis | BRYANT HEATING AND COOLING SYSTEMS | 288BNV037*0**A* | 288BNV037*0**A* | FE4ANB006L+UI |  | Voluntarily Certified | Single-split-system heat pumps | False | False | 33200 | 31600 | 18.5 | 14.3 | 8.1 | 7.5 | False | 32 | 33 | 12 | 0 | Blower Coil System | True | Conventional | 06/30/2023 |  | 11/21/2023
Carrier Corp. - Indianapolis | BRYANT HEATING AND COOLING SYSTEMS | 215SAN018**AA* | 215SAN018**AA* | FJ4DN*A18L* |  | Voluntarily Certified | Single-split-system heat pumps | False | False | 17200 | 17400 | 14.3 | 14.3 | 7.5 | 7.5 | False | 32 | 33 | 12 |  | Blower Coil System | False | Conventional | 05/05/2023 |  | 11/21/2023
Carrier Corp. - Indianapolis | BRYANT HEATING AND COOLING SYSTEMS | 215SAN030**AA* | 215SAN030**AA* | FJ4DN*B30L* |  | Voluntarily Certified | Single-split-system heat pumps | False | False | 28400 | 28600 | 14.3 | 14.3 | 7.5 | 7.5 | False | 32 | 33 | 12 |  | Blower Coil System | False | Conventional | 05/05/2023 |  | 11/21/2023
Carrier Corp. - Indianapolis | BRYANT HEATING AND COOLING SYSTEMS | 215SAN036**AA* | 215SAN036**AA* | FJ4DN*B36L* |  | Voluntarily Certified | Single-split-system heat pumps | False | False | 34200 | 34000 | 14.3 | 14.3 | 7.5 | 7.5 | False | 32 | 33 | 12 |  | Blower Coil System | False | Conventional | 05/05/2023 |  | 11/21/2023
Carrier Corp. - Indianapolis | BRYANT HEATING AND COOLING SYSTEMS | 215SAN042**AA* | 215SAN042**AA* | FJ4DN*C42L* |  | Voluntarily Certified | Single-split-system heat pumps | False | False | 40000 | 42000 | 14.3 | 14.3 | 7.5 | 7.5 | False | 32 | 33 | 12 |  | Blower Coil System | False | Conventional | 05/05/2023 |  | 11/21/2023
Carrier Corp. - Indianapolis | BRYANT HEATING AND COOLING SYSTEMS | 215SAN048**AA* | 215SAN048**AA* | FJ4DN*C48L* |  | Voluntarily Certified | Single-split-system heat pumps | False | False | 46000 | 46500 | 14.3 | 14.3 | 7.5 | 7.5 | False | 32 | 33 | 12 |  | Blower Coil System | False | Conventional | 05/05/2023 |  | 11/21/2023
Carrier Corp. - Indianapolis | BRYANT HEATING AND COOLING SYSTEMS | 215SAN060**AA* | 215SAN060**AA* | FJ4DN*D60L* |  | Voluntarily Certified | Single-split-system heat pumps | False | False | 57000 | 57000 | 14.3 | 14.3 | 7.5 | 7.5 | False | 32 | 33 | 12 |  | Blower Coil System | False | Conventional | 05/05/2023 |  | 11/21/2023
Carrier Corp. - Indianapolis | BRYANT HEATING AND COOLING SYSTEMS | 225SAN018**AA* | 225SAN018**AA* | FJ4DN*A18L* |  | Voluntarily Certified | Single-split-system heat pumps | False | False | 17200 | 17400 | 14.3 | 14.3 | 7.5 | 7.5 | False | 32 | 33 | 12 |  | Blower Coil System | False | Conventional | 05/05/2023 |  | 11/21/2023
Carrier Corp. - Indianapolis | BRYANT HEATING AND COOLING SYSTEMS | 225SAN030**AA* | 225SAN030**AA* | FJ4DN*B30L* |  | Voluntarily Certified | Single-split-system heat pumps | False | False | 28400 | 28600 | 14.3 | 14.3 | 7.5 | 7.5 | False | 32 | 33 | 12 |  | Blower Coil System | False | Conventional | 05/05/2023 |  | 11/21/2023
Carrier Corp. - Indianapolis | BRYANT HEATING AND COOLING SYSTEMS | 225SAN036**AA* | 225SAN036**AA* | FJ4DN*B36L* |  | Voluntarily Certified | Single-split-system heat pumps | False | False | 34200 | 34000 | 14.3 | 14.3 | 7.5 | 7.5 | False | 32 | 33 | 12 |  | Blower Coil System | False | Conventional | 05/05/2023 |  | 11/21/2023
Carrier Corp. - Indianapolis | BRYANT HEATING AND COOLING SYSTEMS | 225SAN042**AA* | 225SAN042**AA* | FJ4DN*C42L* |  | Voluntarily Certified | Single-split-system heat pumps | False | False | 40000 | 42000 | 14.3 | 14.3 | 7.5 | 7.5 | False | 32 | 33 | 12 |  | Blower Coil System | False | Conventional | 05/05/2023 |  | 11/21/2023
Carrier Corp. - Indianapolis | BRYANT HEATING AND COOLING SYSTEMS | 225SAN048**AA* | 225SAN048**AA* | FJ4DN*C48L* |  | Voluntarily Certified | Single-split-system heat pumps | False | False | 46000 | 46500 | 14.3 | 14.3 | 7.5 | 7.5 | False | 32 | 33 | 12 |  | Blower Coil System | False | Conventional | 05/05/2023 |  | 11/21/2023
Carrier Corp. - Indianapolis | BRYANT HEATING AND COOLING SYSTEMS | 225SAN060**AA* | 225SAN060**AA* | FJ4DN*D60L* |  | Voluntarily Certified | Single-split-system heat pumps | False | False | 57000 | 57000 | 14.3 | 14.3 | 7.5 | 7.5 | False | 32 | 33 | 12 |  | Blower Coil System | False | Conventional | 05/05/2023 |  | 11/21/2023
Carrier Corp. - Indianapolis | BRYANT HEATING AND COOLING SYSTEMS | 284ANV024*0**B* | 284ANV024*0**B* | FE4ANF002L+UI |  | Voluntarily Certified | Single-split-system heat pumps | False | False | 23400 | 26600 | 21 | 14.3 | 10 | 7.5 | False | 32 | 33 | 13.5 | 0 | Blower Coil System | True | Conventional | 06/30/2023 |  | 11/21/2023
Carrier Corp. - Indianapolis | BRYANT HEATING AND COOLING SYSTEMS | 284ANV036*0**B* | 284ANV036*0**B* | FE4AN(B,F)005L+UI |  | Voluntarily Certified | Single-split-system heat pumps | False | False | 34400 | 35800 | 21 | 14.3 | 9 | 7.5 | False | 32 | 33 | 13 | 0 | Blower Coil System | True | Conventional | 06/30/2023 |  | 11/21/2023
Carrier Corp. - Indianapolis | BRYANT HEATING AND COOLING SYSTEMS | 284ANV048*0**B* | 284ANV048*0**B* | FE4ANB006L+UI |  | Voluntarily Certified | Single-split-system heat pumps | False | False | 46000 | 45500 | 22 | 14.3 | 9.5 | 7.5 | False | 32 | 33 | 13 | 0 | Blower Coil System | True | Conventional | 06/30/2023 |  | 11/21/2023
Carrier Corp. - Indianapolis | BRYANT HEATING AND COOLING SYSTEMS | 284ANV060*0**B* | 284ANV060*0**B* | FE4ANB006L+UI |  | Voluntarily Certified | Single-split-system heat pumps | False | False | 58000 | 59500 | 20.5 | 14.3 | 8.5 | 7.5 | False | 32 | 33 | 13 | 0 | Blower Coil System | True | Conventional | 06/30/2023 |  | 11/21/2023
Carrier Corp. - Indianapolis | BRYANT HEATING AND COOLING SYSTEMS | 288BNV025*0**B* | 288BNV025*0**B* | FE4AN(B,F)005L+UI |  | Voluntarily Certified | Single-split-system heat pumps | False | False | 24400 | 20600 | 17.5 | 14.3 | 8.5 | 7.5 | False | 32 | 33 | 11.7 |  | Blower Coil System | True | Conventional | 05/05/2023 |  | 11/21/2023
Carrier Corp. - Indianapolis | BRYANT HEATING AND COOLING SYSTEMS | 288BNV025*0**B*+TSTAT | 288BNV025*0**B*+TSTAT | FV4CN(B,F)005L |  | Voluntarily Certified | Single-split-system heat pumps | False | False | 24600 | 31000 | 15.5 | 14.3 | 7.8 | 7.5 | False | 32 | 33 | 11.7 |  | Blower Coil System | False | Conventional | 05/05/2023 |  | 11/21/2023
Carrier Corp. - Indianapolis | BRYANT HEATING AND COOLING SYSTEMS | 288BNV025*0**C* | 288BNV025*0**C* | FE4AN(B,F)005L+UI |  | Voluntarily Certified | Single-split-system heat pumps | False | False | 24400 | 20600 | 17.5 | 14.3 | 8.5 | 7.5 | False | 32 | 33 | 11.7 | 0 | Blower Coil System | True | Conventional | 06/30/2023 |  | 11/21/2023
Carrier Corp. - Indianapolis | BRYANT HEATING AND COOLING SYSTEMS | 288BNV025*0**C*+TSTAT | 288BNV025*0**C*+TSTAT | FV4CN(B,F)005L |  | Voluntarily Certified | Single-split-system heat pumps | False | False | 24600 | 31000 | 15.5 | 14.3 | 7.8 | 7.5 | False | 32 | 33 | 11.7 |  | Blower Coil System | False | Conventional | 05/05/2023 |  | 11/21/2023
Carrier Corp. - Indianapolis | BRYANT HEATING AND COOLING SYSTEMS | 288BNV036*0**B* | 288BNV036*0**B* | FE4AN(B,F)005L+UI |  | Voluntarily Certified | Single-split-system heat pumps | False | False | 33800 | 32000 | 17 | 14.3 | 8.1 | 7.5 | False | 32 | 33 | 9.5 | 0 | Blower Coil System | True | Conventional | 06/30/2023 |  | 11/21/2023
Carrier Corp. - Indianapolis | BRYANT HEATING AND COOLING SYSTEMS | 288BNV036*0**C* | 288BNV036*0**C* | FE4AN(B,F)005L+UI |  | Voluntarily Certified | Single-split-system heat pumps | False | False | 33800 | 32000 | 17 | 14.3 | 8.1 | 7.5 | False | 32 | 33 | 9.5 | 0 | Blower Coil System | True | Conventional | 06/30/2023 |  | 11/21/2023
Carrier Corp. - Indianapolis | BRYANT HEATING AND COOLING SYSTEMS | 288BNV037*0**B* | 288BNV037*0**B* | FE4ANB006L+UI |  | Voluntarily Certified | Single-split-system heat pumps | False | False | 33200 | 31400 | 18.5 | 14.3 | 8.5 | 7.5 | False | 32 | 33 | 12 | 0 | Blower Coil System | True | Conventional | 06/30/2023 |  | 11/21/2023
Carrier Corp. - Indianapolis | BRYANT HEATING AND COOLING SYSTEMS | 288BNV037*0**B*+TSTAT | 288BNV037*0**B*+TSTAT | FV4CNB006L |  | Voluntarily Certified | Single-split-system heat pumps | False | False | 33200 | 46500 | 18.5 | 14.3 | 8.5 | 7.5 | False | 32 | 33 | 12 |  | Blower Coil System | False | Conventional | 05/05/2023 |  | 11/21/2023
Carrier Corp. - Indianapolis | BRYANT HEATING AND COOLING SYSTEMS | 288BNV048*0**B* | 288BNV048*0**B* | FE4AN(B,F)005L+UI |  | Voluntarily Certified | Single-split-system heat pumps | False | False | 45500 | 46000 | 18 | 14.3 | 8.5 | 7.5 | False | 32 | 33 | 10.5 | 0 | Blower Coil System | True | Conventional | 06/30/2023 |  | 11/21/2023
Carrier Corp. - Indianapolis | BRYANT HEATING AND COOLING SYSTEMS | 288BNV048*0**B*+TSTAT | 288BNV048*0**B*+TSTAT | FV4CN(B,F)005L |  | Voluntarily Certified | Single-split-system heat pumps | False | False | 46000 | 53000 | 16 | 14.3 | 7.7 | 7.5 | False | 32 | 33 | 10.5 |  | Blower Coil System | False | Conventional | 05/05/2023 |  | 11/21/2023
Carrier Corp. - Indianapolis | BRYANT HEATING AND COOLING SYSTEMS | 288BNV060*0**B* | 288BNV060*0**B* | FE4ANB006L+UI |  | Voluntarily Certified | Single-split-system heat pumps | False | False | 56500 | 60000 | 17.5 | 14.3 | 8.5 | 7.5 | False | 32 | 33 | 9.5 | 0 | Blower Coil System | True | Conventional | 06/30/2023 |  | 11/21/2023
Carrier Corp. - Indianapolis | BRYANT HEATING AND COOLING SYSTEMS | 288BNV060*0**B*+TSTAT | 288BNV060*0**B*+TSTAT | FV4CNB006L |  | Voluntarily Certified | Single-split-system heat pumps | False | False | 56500 | 66500 | 14.5 | 14.3 | 8 | 7.5 | False | 32 | 33 | 9.5 |  | Blower Coil System | False | Conventional | 05/05/2023 |  | 11/21/2023
Carrier Corp. - Indianapolis | BRYANT HEATING AND COOLING SYSTEMS | 38MBRCQ48AA3 | 38MBRCQ48AA3 | FV4CN(B,F)005L |  | Voluntarily Certified | Single-split-system heat pumps | False | False | 49500 | 44000 | 14.45 | 14.3 | 7.95 | 7.5 | False | 32 | 33 | 9.35 |  | Blower Coil System | True | Conventional | 05/05/2023 |  | 11/21/2023
Carrier Corp. - Indianapolis | BRYANT HEATING AND COOLING SYSTEMS | 38MBRCQ58AA3 | 38MBRCQ58AA3 | FV4CNB006L |  | Voluntarily Certified | Single-split-system heat pumps | False | False | 59500 | 56500 | 14.75 | 14.3 | 8.35 | 7.5 | False | 32 | 33 | 9.95 |  | Blower Coil System | True | Conventional | 05/05/2023 |  | 11/21/2023
Carrier Corp. - Indianapolis | BRYANT HEATING AND COOLING SYSTEMS | 38MURAQ18AA3* | 38MURAQ18AA3* | PF4MN*B24L* |  | Voluntarily Certified | Single-split-system heat pumps | False | False | 18200 | 18100 | 15 | 14.3 | 7.5 | 7.5 | False | 32 | 33 | 10 |  | Blower Coil System | True | Conventional | 05/05/2023 |  | 11/21/2023
Carrier Corp. - Indianapolis | BRYANT HEATING AND COOLING SYSTEMS | 38MURAQ18AB3* | 38MURAQ18AB3* | FJ4DN*B24L* |  | Voluntarily Certified | Single-split-system heat pumps | False | False | 18500 | 19300 | 15.5 | 14.3 | 9 | 7.5 | False | 32 | 33 | 10.5 |  | Blower Coil System | True | Conventional | 05/05/2023 |  | 11/21/2023
Carrier Corp. - Indianapolis | BRYANT HEATING AND COOLING SYSTEMS | 38MURAQ24AA3* | 38MURAQ24AA3* | FJ4DN*B24L* |  | Voluntarily Certified | Single-split-system heat pumps | False | False | 24000 | 25400 | 15.5 | 14.3 | 9 | 7.5 | False | 32 | 33 | 9.5 |  | Blower Coil System | True | Conventional | 05/05/2023 |  | 11/21/2023
Carrier Corp. - Indianapolis | BRYANT HEATING AND COOLING SYSTEMS | 38MURAQ24AB3* | 38MURAQ24AB3* | FJ4DN*B24L* |  | Voluntarily Certified | Single-split-system heat pumps | False | False | 24000 | 26400 | 16 | 14.3 | 9 | 7.5 | False | 32 | 33 | 10 |  | Blower Coil System | True | Conventional | 05/05/2023 |  | 11/21/2023
Carrier Corp. - Indianapolis | BRYANT HEATING AND COOLING SYSTEMS | 38MURAQ30AA3* | 38MURAQ30AA3* | FJ4DN*B30L* |  | Voluntarily Certified | Single-split-system heat pumps | False | False | 30000 | 31600 | 14.5 | 14.3 | 8 | 7.5 | False | 32 | 33 | 9.5 |  | Blower Coil System | True | Conventional | 05/05/2023 |  | 11/21/2023
Carrier Corp. - Indianapolis | BRYANT HEATING AND COOLING SYSTEMS | 38MURAQ30AB3* | 38MURAQ30AB3* | FJ4DN*B30L* |  | Voluntarily Certified | Single-split-system heat pumps | False | False | 30600 | 34000 | 14.5 | 14.3 | 9 | 7.5 | False | 32 | 33 | 9 |  | Blower Coil System | True | Conventional | 05/05/2023 |  | 11/21/2023
Carrier Corp. - Indianapolis | BRYANT HEATING AND COOLING SYSTEMS | 38MURAQ36AA3* | 38MURAQ36AA3* | FJ4DN*B36L* |  | Voluntarily Certified | Single-split-system heat pumps | False | False | 36000 | 36800 | 14.5 | 14.3 | 7.5 | 7.5 | False | 32 | 33 | 10 |  | Blower Coil System | True | Conventional | 05/05/2023 |  | 11/21/2023
Carrier Corp. - Indianapolis | BRYANT HEATING AND COOLING SYSTEMS | 38MURAQ36AB3* | 38MURAQ36AB3* | FJ4DN*B36L* |  | Voluntarily Certified | Single-split-system heat pumps | False | False | 36200 | 39500 | 15 | 14.3 | 8 | 7.5 | False | 32 | 33 | 9.5 |  | Blower Coil System | True | Conventional | 05/05/2023 |  | 11/21/2023
Carrier Corp. - Indianapolis | BRYANT HEATING AND COOLING SYSTEMS | 38MURAQ48AB3* | 38MURAQ48AB3* | FJ4DN*C48L* |  | Voluntarily Certified | Single-split-system heat pumps | False | False | 48000 | 50000 | 14.5 | 14.3 | 8.5 | 7.5 | False | 32 | 33 | 10 |  | Blower Coil System | True | Conventional | 05/05/2023 |  | 11/21/2023
Carrier Corp. - Indianapolis | BRYANT HEATING AND COOLING SYSTEMS | 38MURAQ60AA3* | 38MURAQ60AA3* | FV4CNB006L |  | Voluntarily Certified | Single-split-system heat pumps | False | False | 55000 | 52500 | 14.5 | 14.3 | 7.5 | 7.5 | False | 32 | 33 | 8.5 |  | Blower Coil System | True | Conventional | 05/05/2023 |  | 11/21/2023
Carrier Corp. - Indianapolis | BRYANT HEATING AND COOLING SYSTEMS | 38MURAQ60AB3* | 38MURAQ60AB3* | FV4CNB006L |  | Voluntarily Certified | Single-split-system heat pumps | False | False | 55000 | 53500 | 14.3 | 14.3 | 8 | 7.5 | False | 32 | 33 | 8.5 | 0 | Blower Coil System | True | Conventional | 06/30/2023 |  | 11/21/2023
Carrier Corp. - Indianapolis | BRYANT HEATING AND COOLING SYSTEMS | 607CNXK24000AA** | 607CNXK24000AA** |  |  | Voluntarily Certified | Single-package heat pumps (oth | False | False | 22200 | 24000 | 13.4 | 13.4 | 6.7 | 6.7 | False | 33 | 33 | 11.05 | 0 |  | False | Conventional | 06/30/2023 |  | 11/21/2023
Carrier Corp. - Indianapolis | BRYANT HEATING AND COOLING SYSTEMS | 607CNXK30000AA** | 607CNXK30000AA** |  |  | Voluntarily Certified | Single-package heat pumps (oth | False | False | 29400 | 30000 | 13.4 | 13.4 | 6.7 | 6.7 | False | 33 | 33 | 11.05 | 0 |  | False | Conventional | 06/30/2023 |  | 11/21/2023
Carrier Corp. - Indianapolis | BRYANT HEATING AND COOLING SYSTEMS | 607CNXK36000AA** | 607CNXK36000AA** |  |  | Voluntarily Certified | Single-package heat pumps (oth | False | False | 33400 | 35000 | 13.4 | 13.4 | 6.7 | 6.7 | False | 33 | 33 | 11.05 | 0 |  | False | Conventional | 06/30/2023 |  | 11/21/2023
Carrier Corp. - Indianapolis | BRYANT HEATING AND COOLING SYSTEMS | 607CNXK42000AA** | 607CNXK42000AA** |  |  | Voluntarily Certified | Single-package heat pumps (oth | False | False | 40000 | 40000 | 13.4 | 13.4 | 6.7 | 6.7 | False | 33 | 33 | 11.05 | 0 |  | False | Conventional | 06/30/2023 |  | 11/21/2023
Carrier Corp. - Indianapolis | BRYANT HEATING AND COOLING SYSTEMS | 607CNXK48000AA** | 607CNXK48000AA** |  |  | Voluntarily Certified | Single-package heat pumps (oth | False | False | 47000 | 46000 | 13.4 | 13.4 | 6.7 | 6.7 | False | 33 | 33 | 11.05 | 0 |  | False | Conventional | 06/30/2023 |  | 11/21/2023
Carrier Corp. - Indianapolis | BRYANT HEATING AND COOLING SYSTEMS | 607CNXK60000AA** | 607CNXK60000AA** |  |  | Voluntarily Certified | Single-package heat pumps (oth | False | False | 55000 | 57000 | 13.4 | 13.4 | 6.7 | 6.7 | False | 33 | 33 | 11.05 | 0 |  | False | Conventional | 06/30/2023 |  | 11/21/2023
Carrier Corp. - Indianapolis | BRYANT HEATING AND COOLING SYSTEMS | 607ENXK24000AA* | 607ENXK24000AA* |  |  | Voluntarily Certified | Single-package heat pumps (oth | False | False | 22400 | 23800 | 15.2 | 13.4 | 7.2 | 6.7 | False | 33 | 33 | 11.5 | 0 |  | False | Conventional | 06/30/2023 |  | 11/21/2023
Carrier Corp. - Indianapolis | BRYANT HEATING AND COOLING SYSTEMS | 607ENXK36000AA* | 607ENXK36000AA* |  |  | Voluntarily Certified | Single-package heat pumps (oth | False | False | 34200 | 34400 | 15.5 | 13.4 | 7.2 | 6.7 | False | 33 | 33 | 12 | 0 |  | False | Conventional | 06/30/2023 |  | 11/21/2023
Carrier Corp. - Indianapolis | BRYANT HEATING AND COOLING SYSTEMS | 607ENXK48000AA* | 607ENXK48000AA* |  |  | Voluntarily Certified | Single-package heat pumps (oth | False | False | 47000 | 45000 | 15.5 | 13.4 | 7.2 | 6.7 | False | 33 | 33 | 11.5 | 0 |  | False | Conventional | 06/30/2023 |  | 11/21/2023
Carrier Corp. - Indianapolis | BRYANT HEATING AND COOLING SYSTEMS | 607ENXK60000AA* | 607ENXK60000AA* |  |  | Voluntarily Certified | Single-package heat pumps (oth | False | False | 56000 | 56500 | 15.2 | 13.4 | 7.5 | 6.7 | False | 33 | 33 | 11.5 | 0 |  | False | Conventional | 06/30/2023 |  | 11/21/2023
Carrier Corp. - Indianapolis | BRYANT HEATING AND COOLING SYSTEMS | 677CNWK24****A** | 677CNWK24****A** |  |  | Voluntarily Certified | Single-package heat pumps (oth | False | False | 22200 | 24000 | 13.4 | 13.4 | 6.7 | 6.7 | False | 33 | 33 | 11.05 | 0 |  | False | Conventional | 06/30/2023 |  | 11/21/2023
Carrier Corp. - Indianapolis | BRYANT HEATING AND COOLING SYSTEMS | 677CNWK30****A** | 677CNWK30****A** |  |  | Voluntarily Certified | Single-package heat pumps (oth | False | False | 29400 | 30000 | 13.4 | 13.4 | 6.7 | 6.7 | False | 33 | 33 | 11.05 | 0 |  | False | Conventional | 06/30/2023 |  | 11/21/2023
Carrier Corp. - Indianapolis | BRYANT HEATING AND COOLING SYSTEMS | 677CNWK36****A** | 677CNWK36****A** |  |  | Voluntarily Certified | Single-package heat pumps (oth | False | False | 33400 | 35000 | 13.4 | 13.4 | 6.7 | 6.7 | False | 33 | 33 | 11.05 | 0 |  | False | Conventional | 06/30/2023 |  | 11/21/2023
Carrier Corp. - Indianapolis | BRYANT HEATING AND COOLING SYSTEMS | 677CNWK42****A** | 677CNWK42****A** |  |  | Voluntarily Certified | Single-package heat pumps (oth | False | False | 40000 | 40000 | 13.4 | 13.4 | 6.7 | 6.7 | False | 33 | 33 | 11.05 | 0 |  | False | Conventional | 06/30/2023 |  | 11/21/2023
Carrier Corp. - Indianapolis | BRYANT HEATING AND COOLING SYSTEMS | 677CNWK48****A** | 677CNWK48****A** |  |  | Voluntarily Certified | Single-package heat pumps (oth | False | False | 47000 | 46000 | 13.4 | 13.4 | 6.7 | 6.7 | False | 33 | 33 | 11.05 | 0 |  | False | Conventional | 06/30/2023 |  | 11/21/2023
Carrier Corp. - Indianapolis | BRYANT HEATING AND COOLING SYSTEMS | 677CNWK60****A** | 677CNWK60****A** |  |  | Voluntarily Certified | Single-package heat pumps (oth | False | False | 55000 | 57000 | 13.4 | 13.4 | 6.7 | 6.7 | False | 33 | 33 | 11.05 | 0 |  | False | Conventional | 06/30/2023 |  | 11/21/2023
Carrier Corp. - Indianapolis | BRYANT HEATING AND COOLING SYSTEMS | 677ENWK24****A* | 677ENWK24****A* |  |  | Voluntarily Certified | Single-package heat pumps (oth | False | False | 22400 | 23800 | 15.2 | 13.4 | 7.2 | 6.7 | False | 33 | 33 | 11.5 | 0 |  | False | Conventional | 06/30/2023 |  | 11/21/2023
Carrier Corp. - Indianapolis | BRYANT HEATING AND COOLING SYSTEMS | 677ENWK36****A* | 677ENWK36****A* |  |  | Voluntarily Certified | Single-package heat pumps (oth | False | False | 34200 | 34400 | 15.5 | 13.4 | 7.2 | 6.7 | False | 33 | 33 | 12 | 0 |  | False | Conventional | 06/30/2023 |  | 11/21/2023
Carrier Corp. - Indianapolis | BRYANT HEATING AND COOLING SYSTEMS | 677ENWK48****A* | 677ENWK48****A* |  |  | Voluntarily Certified | Single-package heat pumps (oth | False | False | 47000 | 45000 | 15.5 | 13.4 | 7.2 | 6.7 | False | 33 | 33 | 11.5 | 0 |  | False | Conventional | 06/30/2023 |  | 11/21/2023
Carrier Corp. - Indianapolis | BRYANT HEATING AND COOLING SYSTEMS | 677ENWK60****A* | 677ENWK60****A* |  |  | Voluntarily Certified | Single-package heat pumps (oth | False | False | 56000 | 56500 | 15.2 | 13.4 | 7.5 | 6.7 | False | 33 | 33 | 11.5 | 0 |  | False | Conventional | 06/30/2023 |  | 11/21/2023
Carrier Corp. - Indianapolis | BRYANT HEATING AND COOLING SYSTEMS | BH17NA036P***B* | BH17NA036P***B* | FV4CNB006L |  | Voluntarily Certified | Single-split-system heat pumps | False | False | 36600 | 36400 | 16 | 14.3 | 8 | 7.5 | False | 32 | 33 | 13 |  | Blower Coil System | False | Conventional | 05/05/2023 |  | 11/21/2023
Carrier Corp. - Indianapolis | BRYANT HEATING AND COOLING SYSTEMS | CH17NA036P***B* | CH17NA036P***B* | FV4CNB006L |  | Voluntarily Certified | Single-split-system heat pumps | False | False | 36600 | 36400 | 16 | 14.3 | 8 | 7.5 | False | 32 | 33 | 13 |  | Blower Coil System | False | Conventional | 05/05/2023 |  | 11/21/2023
Carrier Corp. - Indianapolis | SMART COMFORT | DLCLRCH48AAK | DLCLRCH48AAK | FVM4X48***L |  | Voluntarily Certified | Single-split-system heat pumps | False | False | 49500 | 44000 | 14.45 | 14.3 | 7.95 | 7.5 | False | 32 | 33 | 9.35 |  | Blower Coil System | True | Conventional | 05/05/2023 |  | 11/21/2023
Carrier Corp. - Indianapolis | SMART COMFORT | DLCLRCH58AAK | DLCLRCH58AAK | FVM4X60***L |  | Voluntarily Certified | Single-split-system heat pumps | False | False | 59500 | 56500 | 14.75 | 14.3 | 8.35 | 7.5 | False | 32 | 33 | 9.95 |  | Blower Coil System | True | Conventional | 05/05/2023 |  | 11/21/2023
Carrier Corp. - Indianapolis | SMART COMFORT | DLCURAH18AAK | DLCURAH18AAK | FJMA4*24L*B* |  | Voluntarily Certified | Single-split-system heat pumps | False | False | 18200 | 18100 | 15 | 14.3 | 7.5 | 7.5 | False | 32 | 33 | 10 |  | Blower Coil System | True | Conventional | 05/05/2023 |  | 11/21/2023
Carrier Corp. - Indianapolis | SMART COMFORT | DLCURAH18ABK | DLCURAH18ABK | FJMA4*24L*B* |  | Voluntarily Certified | Single-split-system heat pumps | False | False | 18500 | 19300 | 15.5 | 14.3 | 9 | 7.5 | False | 32 | 33 | 10.5 |  | Blower Coil System | True | Conventional | 05/05/2023 |  | 11/21/2023
Carrier Corp. - Indianapolis | SMART COMFORT | DLCURAH24AAK | DLCURAH24AAK | FJMA4*24L*B* |  | Voluntarily Certified | Single-split-system heat pumps | False | False | 24000 | 25400 | 15.5 | 14.3 | 9 | 7.5 | False | 32 | 33 | 9.5 |  | Blower Coil System | True | Conventional | 05/05/2023 |  | 11/21/2023
Carrier Corp. - Indianapolis | SMART COMFORT | DLCURAH24ABK | DLCURAH24ABK | FJMA4*24L*B* |  | Voluntarily Certified | Single-split-system heat pumps | False | False | 24000 | 26400 | 16 | 14.3 | 9 | 7.5 | False | 32 | 33 | 10 |  | Blower Coil System | True | Conventional | 05/05/2023 |  | 11/21/2023
Carrier Corp. - Indianapolis | SMART COMFORT | DLCURAH30AAK | DLCURAH30AAK | FJMA4*30L*B* |  | Voluntarily Certified | Single-split-system heat pumps | False | False | 30000 | 31600 | 14.5 | 14.3 | 8 | 7.5 | False | 32 | 33 | 9.5 |  | Blower Coil System | True | Conventional | 05/05/2023 |  | 11/21/2023
Carrier Corp. - Indianapolis | SMART COMFORT | DLCURAH30ABK | DLCURAH30ABK | FJMA4*30L*B* |  | Voluntarily Certified | Single-split-system heat pumps | False | False | 30600 | 34000 | 14.5 | 14.3 | 9 | 7.5 | False | 32 | 33 | 9 |  | Blower Coil System | True | Conventional | 05/05/2023 |  | 11/21/2023
Carrier Corp. - Indianapolis | SMART COMFORT | DLCURAH36AAK | DLCURAH36AAK | FJMA4*36L*B* |  | Voluntarily Certified | Single-split-system heat pumps | False | False | 36000 | 36800 | 14.5 | 14.3 | 7.5 | 7.5 | False | 32 | 33 | 10 |  | Blower Coil System | True | Conventional | 05/05/2023 |  | 11/21/2023
Carrier Corp. - Indianapolis | SMART COMFORT | DLCURAH48AAK | DLCURAH48AAK | FJMA4*48L*C* |  | Voluntarily Certified | Single-split-system heat pumps | False | False | 47500 | 51000 | 14.5 | 14.3 | 8 | 7.5 | False | 32 | 33 | 9.5 | 0 | Blower Coil System | True | Conventional | 06/30/2023 |  | 11/21/2023
Carrier Corp. - Indianapolis | SMART COMFORT | DLCURAH48ABK | DLCURAH48ABK | FJMA4*48L*C* |  | Voluntarily Certified | Single-split-system heat pumps | False | False | 48000 | 50000 | 14.5 | 14.3 | 8.5 | 7.5 | False | 32 | 33 | 10 |  | Blower Coil System | True | Conventional | 05/05/2023 |  | 11/21/2023
Carrier Corp. - Indianapolis | SMART COMFORT | DLCURAH60AAK | DLCURAH60AAK | FVM4X60***L |  | Voluntarily Certified | Single-split-system heat pumps | False | False | 55000 | 52500 | 14.5 | 14.3 | 7.5 | 7.5 | False | 32 | 33 | 8.5 |  | Blower Coil System | True | Conventional | 05/05/2023 |  | 11/21/2023
Carrier Corp. - Indianapolis | SMART COMFORT | DLCURAH60ABK | DLCURAH60ABK | FVM4X60***L |  | Voluntarily Certified | Single-split-system heat pumps | False | False | 55000 | 53500 | 14.3 | 14.3 | 8 | 7.5 | False | 32 | 33 | 8.5 | 0 | Blower Coil System | True | Conventional | 06/30/2023 |  | 11/21/2023
Carrier Corp. - Indianapolis | BRYANT HEATING AND COOLING SYSTEMS | GH5SAN418**AA* | GH5SAN418**AA* | FJ4DN*A18L* |  | Voluntarily Certified | Single-split-system heat pumps | False | False | 17200 | 17400 | 14.3 | 14.3 | 7.5 | 7.5 | False | 32 | 33 | 12 |  | Blower Coil System | False | Conventional | 05/05/2023 |  | 11/21/2023
Carrier Corp. - Indianapolis | BRYANT HEATING AND COOLING SYSTEMS | GH5SAN430**AA* | GH5SAN430**AA* | FJ4DN*B30L* |  | Voluntarily Certified | Single-split-system heat pumps | False | False | 28400 | 28600 | 14.3 | 14.3 | 7.5 | 7.5 | False | 32 | 33 | 12 |  | Blower Coil System | False | Conventional | 05/05/2023 |  | 11/21/2023
Carrier Corp. - Indianapolis | BRYANT HEATING AND COOLING SYSTEMS | GH5SAN436**AA* | GH5SAN436**AA* | FJ4DN*B36L* |  | Voluntarily Certified | Single-split-system heat pumps | False | False | 34200 | 34000 | 14.3 | 14.3 | 7.5 | 7.5 | False | 32 | 33 | 12 |  | Blower Coil System | False | Conventional | 05/05/2023 |  | 11/21/2023
Carrier Corp. - Indianapolis | BRYANT HEATING AND COOLING SYSTEMS | GH5SAN442**AA* | GH5SAN442**AA* | FJ4DN*C42L* |  | Voluntarily Certified | Single-split-system heat pumps | False | False | 40000 | 42000 | 14.3 | 14.3 | 7.5 | 7.5 | False | 32 | 33 | 12 |  | Blower Coil System | False | Conventional | 05/05/2023 |  | 11/21/2023
Carrier Corp. - Indianapolis | BRYANT HEATING AND COOLING SYSTEMS | GH5SAN448**AA* | GH5SAN448**AA* | FJ4DN*C48L* |  | Voluntarily Certified | Single-split-system heat pumps | False | False | 46000 | 46500 | 14.3 | 14.3 | 7.5 | 7.5 | False | 32 | 33 | 12 |  | Blower Coil System | False | Conventional | 05/05/2023 |  | 11/21/2023
Carrier Corp. - Indianapolis | BRYANT HEATING AND COOLING SYSTEMS | GH5SAN460**AA* | GH5SAN460**AA* | FJ4DN*D60L* |  | Voluntarily Certified | Single-split-system heat pumps | False | False | 57000 | 57000 | 14.3 | 14.3 | 7.5 | 7.5 | False | 32 | 33 | 12 |  | Blower Coil System | False | Conventional | 05/05/2023 |  | 11/21/2023
Carrier Corp. - Indianapolis | SMART COMFORT | N4H5S18*K*AAA* | N4H5S18*K*AAA* | FJMA4*18L*A* |  | Voluntarily Certified | Single-split-system heat pumps | False | False | 17200 | 17400 | 14.3 | 14.3 | 7.5 | 7.5 | False | 32 | 33 | 12 |  | Blower Coil System | False | Conventional | 05/05/2023 |  | 11/21/2023
Carrier Corp. - Indianapolis | SMART COMFORT | N4H5S24*K*AAA* | N4H5S24*K*AAA* | FJMA4*24L*B* |  | Voluntarily Certified | Single-split-system heat pumps | False | False | 23600 | 23600 | 15.2 | 14.3 | 7.5 | 7.5 | False | 32 | 33 | 12.5 | 0 | Blower Coil System | False | Conventional | 06/30/2023 |  | 11/21/2023
Carrier Corp. - Indianapolis | SMART COMFORT | N4H5S30*K*AAA* | N4H5S30*K*AAA* | FJMA4*30L*B* |  | Voluntarily Certified | Single-split-system heat pumps | False | False | 28400 | 28600 | 14.3 | 14.3 | 7.5 | 7.5 | False | 32 | 33 | 12 |  | Blower Coil System | False | Conventional | 05/05/2023 |  | 11/21/2023
Carrier Corp. - Indianapolis | SMART COMFORT | N4H5S36*K*AAA* | N4H5S36*K*AAA* | FJMA4*36L*B* |  | Voluntarily Certified | Single-split-system heat pumps | False | False | 34200 | 34000 | 14.3 | 14.3 | 7.5 | 7.5 | False | 32 | 33 | 12 |  | Blower Coil System | False | Conventional | 05/05/2023 |  | 11/21/2023
Carrier Corp. - Indianapolis | SMART COMFORT | N4H5S42*K*AAA* | N4H5S42*K*AAA* | FJMA4*42L*C* |  | Voluntarily Certified | Single-split-system heat pumps | False | False | 40000 | 42000 | 14.3 | 14.3 | 7.5 | 7.5 | False | 32 | 33 | 12 |  | Blower Coil System | False | Conventional | 05/05/2023 |  | 11/21/2023
Carrier Corp. - Indianapolis | SMART COMFORT | N4H5S48*K*AAA* | N4H5S48*K*AAA* | FJMA4*48L*C* |  | Voluntarily Certified | Single-split-system heat pumps | False | False | 46000 | 46500 | 14.3 | 14.3 | 7.5 | 7.5 | False | 32 | 33 | 12 |  | Blower Coil System | False | Conventional | 05/05/2023 |  | 11/21/2023
Carrier Corp. - Indianapolis | SMART COMFORT | N4H5S60*K*AAA* | N4H5S60*K*AAA* | FJMA4*60L*D* |  | Voluntarily Certified | Single-split-system heat pumps | False | False | 57000 | 57000 | 14.3 | 14.3 | 7.5 | 7.5 | False | 32 | 33 | 12 |  | Blower Coil System | False | Conventional | 05/05/2023 |  | 11/21/2023
Carrier Corp. - Indianapolis | ICP Commercial | PDD424***K***K1 | PDD424***K***K1 |  |  | Voluntarily Certified | Single-package heat pumps (oth | False | False | 22200 | 24000 | 13.4 | 13.4 | 6.7 | 6.7 | False | 33 | 33 | 11.05 | 0 |  | False | Conventional | 06/30/2023 |  | 11/21/2023
Carrier Corp. - Indianapolis | ICP Commercial | PDD430***K***K1 | PDD430***K***K1 |  |  | Voluntarily Certified | Single-package heat pumps (oth | False | False | 29400 | 30000 | 13.4 | 13.4 | 6.7 | 6.7 | False | 33 | 33 | 11.05 | 0 |  | False | Conventional | 06/30/2023 |  | 11/21/2023
Carrier Corp. - Indianapolis | ICP Commercial | PDD436***K***K1 | PDD436***K***K1 |  |  | Voluntarily Certified | Single-package heat pumps (oth | False | False | 33400 | 35000 | 13.4 | 13.4 | 6.7 | 6.7 | False | 33 | 33 | 11.05 | 0 |  | False | Conventional | 06/30/2023 |  | 11/21/2023
Carrier Corp. - Indianapolis | ICP Commercial | PDD442***K***K1 | PDD442***K***K1 |  |  | Voluntarily Certified | Single-package heat pumps (oth | False | False | 40000 | 40000 | 13.4 | 13.4 | 6.7 | 6.7 | False | 33 | 33 | 11.05 | 0 |  | False | Conventional | 06/30/2023 |  | 11/21/2023
Carrier Corp. - Indianapolis | ICP Commercial | PDD448***K***K1 | PDD448***K***K1 |  |  | Voluntarily Certified | Single-package heat pumps (oth | False | False | 47000 | 46000 | 13.4 | 13.4 | 6.7 | 6.7 | False | 33 | 33 | 11.05 | 0 |  | False | Conventional | 06/30/2023 |  | 11/21/2023
Carrier Corp. - Indianapolis | ICP Commercial | PDD460***K***K1 | PDD460***K***K1 |  |  | Voluntarily Certified | Single-package heat pumps (oth | False | False | 55000 | 57000 | 13.4 | 13.4 | 6.7 | 6.7 | False | 33 | 33 | 11.05 | 0 |  | False | Conventional | 06/30/2023 |  | 11/21/2023
Carrier Corp. - Indianapolis | BRYANT HEATING AND COOLING SYSTEMS | PH4ZNK024***3*** | PH4ZNK024***3*** |  |  | Voluntarily Certified | Single-package heat pumps (oth | False | False | 24000 | 24000 | 13.4 | 13.4 | 6.7 | 6.7 | False | 33 | 33 | 10.6 | 0 |  | False | Conventional | 06/30/2023 |  | 11/21/2023
Carrier Corp. - Indianapolis | BRYANT HEATING AND COOLING SYSTEMS | PH4ZNK030***3*** | PH4ZNK030***3*** |  |  | Voluntarily Certified | Single-package heat pumps (oth | False | False | 28600 | 28600 | 13.4 | 13.4 | 6.7 | 6.7 | False | 33 | 33 | 10.6 | 0 |  | False | Conventional | 06/30/2023 |  | 11/21/2023
Carrier Corp. - Indianapolis | BRYANT HEATING AND COOLING SYSTEMS | PH4ZNK036***3*** | PH4ZNK036***3*** |  |  | Voluntarily Certified | Single-package heat pumps (oth | False | False | 35000 | 32200 | 13.4 | 13.4 | 6.7 | 6.7 | False | 33 | 33 | 10.6 | 0 |  | False | Conventional | 06/30/2023 |  | 11/21/2023
Carrier Corp. - Indianapolis | BRYANT HEATING AND COOLING SYSTEMS | PH4ZNK042***3*** | PH4ZNK042***3*** |  |  | Voluntarily Certified | Single-package heat pumps (oth | False | False | 40000 | 40000 | 13.4 | 13.4 | 6.7 | 6.7 | False | 33 | 33 | 10.6 | 0 |  | False | Conventional | 06/30/2023 |  | 11/21/2023
Carrier Corp. - Indianapolis | BRYANT HEATING AND COOLING SYSTEMS | PH4ZNK048***3*** | PH4ZNK048***3*** |  |  | Voluntarily Certified | Single-package heat pumps (oth | False | False | 45500 | 45000 | 13.4 | 13.4 | 6.7 | 6.7 | False | 33 | 33 | 10.6 | 0 |  | False | Conventional | 06/30/2023 |  | 11/21/2023
Carrier Corp. - Indianapolis | BRYANT HEATING AND COOLING SYSTEMS | PH4ZNK060***3*** | PH4ZNK060***3*** |  |  | Voluntarily Certified | Single-package heat pumps (oth | False | False | 54000 | 56000 | 13.4 | 13.4 | 6.7 | 6.7 | False | 33 | 33 | 10.6 | 0 |  | False | Conventional | 06/30/2023 |  | 11/21/2023
Carrier Corp. - Indianapolis | BRYANT HEATING AND COOLING SYSTEMS | PH5SAN418**AA* | PH5SAN418**AA* | FJ4DN*A18L* |  | Voluntarily Certified | Single-split-system heat pumps | False | False | 17200 | 17400 | 14.3 | 14.3 | 7.5 | 7.5 | False | 32 | 33 | 12 |  | Blower Coil System | False | Conventional | 05/05/2023 |  | 11/21/2023
Carrier Corp. - Indianapolis | BRYANT HEATING AND COOLING SYSTEMS | PH5SAN430**AA* | PH5SAN430**AA* | FJ4DN*B30L* |  | Voluntarily Certified | Single-split-system heat pumps | False | False | 28400 | 28600 | 14.3 | 14.3 | 7.5 | 7.5 | False | 32 | 33 | 12 |  | Blower Coil System | False | Conventional | 05/05/2023 |  | 11/21/2023
Carrier Corp. - Indianapolis | BRYANT HEATING AND COOLING SYSTEMS | PH5SAN436**AA* | PH5SAN436**AA* | FJ4DN*B36L* |  | Voluntarily Certified | Single-split-system heat pumps | False | False | 34200 | 34000 | 14.3 | 14.3 | 7.5 | 7.5 | False | 32 | 33 | 12 |  | Blower Coil System | False | Conventional | 05/05/2023 |  | 11/21/2023
Carrier Corp. - Indianapolis | BRYANT HEATING AND COOLING SYSTEMS | PH5SAN442**AA* | PH5SAN442**AA* | FJ4DN*C42L* |  | Voluntarily Certified | Single-split-system heat pumps | False | False | 40000 | 42000 | 14.3 | 14.3 | 7.5 | 7.5 | False | 32 | 33 | 12 |  | Blower Coil System | False | Conventional | 05/05/2023 |  | 11/21/2023
Carrier Corp. - Indianapolis | BRYANT HEATING AND COOLING SYSTEMS | PH5SAN448**AA* | PH5SAN448**AA* | FJ4DN*C48L* |  | Voluntarily Certified | Single-split-system heat pumps | False | False | 46000 | 46500 | 14.3 | 14.3 | 7.5 | 7.5 | False | 32 | 33 | 12 |  | Blower Coil System | False | Conventional | 05/05/2023 |  | 11/21/2023
Carrier Corp. - Indianapolis | BRYANT HEATING AND COOLING SYSTEMS | PH5SAN460**AA* | PH5SAN460**AA* | FJ4DN*D60L* |  | Voluntarily Certified | Single-split-system heat pumps | False | False | 57000 | 57000 | 14.3 | 14.3 | 7.5 | 7.5 | False | 32 | 33 | 12 |  | Blower Coil System | False | Conventional | 05/05/2023 |  | 11/21/2023
Carrier Corp. - Indianapolis | ICP Commercial | PHD424000K***K1 | PHD424000K***K1 |  |  | Voluntarily Certified | Single-package heat pumps (oth | False | False | 22200 | 24000 | 13.4 | 13.4 | 6.7 | 6.7 | False | 33 | 33 | 11.05 | 0 |  | False | Conventional | 06/30/2023 |  | 11/21/2023
Carrier Corp. - Indianapolis | ICP Commercial | PHD430000K***K1 | PHD430000K***K1 |  |  | Voluntarily Certified | Single-package heat pumps (oth | False | False | 29400 | 30000 | 13.4 | 13.4 | 6.7 | 6.7 | False | 33 | 33 | 11.05 | 0 |  | False | Conventional | 06/30/2023 |  | 11/21/2023
Carrier Corp. - Indianapolis | ICP Commercial | PHD436000K***K1 | PHD436000K***K1 |  |  | Voluntarily Certified | Single-package heat pumps (oth | False | False | 33400 | 35000 | 13.4 | 13.4 | 6.7 | 6.7 | False | 33 | 33 | 11.05 | 0 |  | False | Conventional | 06/30/2023 |  | 11/21/2023
Carrier Corp. - Indianapolis | ICP Commercial | PHD442000K***K1 | PHD442000K***K1 |  |  | Voluntarily Certified | Single-package heat pumps (oth | False | False | 40000 | 40000 | 13.4 | 13.4 | 6.7 | 6.7 | False | 33 | 33 | 11.05 | 0 |  | False | Conventional | 06/30/2023 |  | 11/21/2023
Carrier Corp. - Indianapolis | ICP Commercial | PHD448000K***K1 | PHD448000K***K1 |  |  | Voluntarily Certified | Single-package heat pumps (oth | False | False | 47000 | 46000 | 13.4 | 13.4 | 6.7 | 6.7 | False | 33 | 33 | 11.05 | 0 |  | False | Conventional | 06/30/2023 |  | 11/21/2023
Carrier Corp. - Indianapolis | ICP Commercial | PHD460000K***K1 | PHD460000K***K1 |  |  | Voluntarily Certified | Single-package heat pumps (oth | False | False | 55000 | 57000 | 13.4 | 13.4 | 6.7 | 6.7 | False | 33 | 33 | 11.05 | 0 |  | False | Conventional | 06/30/2023 |  | 11/21/2023
Carrier Corp. - Indianapolis | ICP Commercial | PHJ424***K***K* | PHJ424***K***K* |  |  | Voluntarily Certified | Single-package heat pumps (oth | False | False | 24000 | 24000 | 13.4 | 13.4 | 6.7 | 6.7 | False | 33 | 33 | 10.6 | 0 |  | False | Conventional | 06/30/2023 |  | 11/21/2023
Carrier Corp. - Indianapolis | SMART COMFORT | PHJ424***K***K* | PHJ424***K***K* |  |  | Voluntarily Certified | Single-package heat pumps (oth | False | False | 24000 | 24000 | 13.4 | 13.4 | 6.7 | 6.7 | False | 33 | 33 | 10.6 | 0 |  | False | Conventional | 06/30/2023 |  | 11/21/2023
Carrier Corp. - Indianapolis | ICP Commercial | PHJ430***K***K* | PHJ430***K***K* |  |  | Voluntarily Certified | Single-package heat pumps (oth | False | False | 28600 | 28600 | 13.4 | 13.4 | 6.7 | 6.7 | False | 33 | 33 | 10.6 | 0 |  | False | Conventional | 06/30/2023 |  | 11/21/2023
Carrier Corp. - Indianapolis | SMART COMFORT | PHJ430***K***K* | PHJ430***K***K* |  |  | Voluntarily Certified | Single-package heat pumps (oth | False | False | 28600 | 28600 | 13.4 | 13.4 | 6.7 | 6.7 | False | 33 | 33 | 10.6 | 0 |  | False | Conventional | 06/30/2023 |  | 11/21/2023
Carrier Corp. - Indianapolis | ICP Commercial | PHJ436***K***K* | PHJ436***K***K* |  |  | Voluntarily Certified | Single-package heat pumps (oth | False | False | 35000 | 32200 | 13.4 | 13.4 | 6.7 | 6.7 | False | 33 | 33 | 10.6 | 0 |  | False | Conventional | 06/30/2023 |  | 11/21/2023
Carrier Corp. - Indianapolis | SMART COMFORT | PHJ436***K***K* | PHJ436***K***K* |  |  | Voluntarily Certified | Single-package heat pumps (oth | False | False | 35000 | 32200 | 13.4 | 13.4 | 6.7 | 6.7 | False | 33 | 33 | 10.6 | 0 |  | False | Conventional | 06/30/2023 |  | 11/21/2023
Carrier Corp. - Indianapolis | ICP Commercial | PHR524000K***K1 | PHR524000K***K1 |  |  | Voluntarily Certified | Single-package heat pumps (oth | False | False | 22400 | 23800 | 15.2 | 13.4 | 7.2 | 6.7 | False | 33 | 33 | 11.5 | 0 |  | False | Conventional | 06/30/2023 |  | 11/21/2023
Carrier Corp. - Indianapolis | ICP Commercial | PHR536000K***K1 | PHR536000K***K1 |  |  | Voluntarily Certified | Single-package heat pumps (oth | False | False | 34200 | 34400 | 15.5 | 13.4 | 7.2 | 6.7 | False | 33 | 33 | 12 | 0 |  | False | Conventional | 06/30/2023 |  | 11/21/2023
Carrier Corp. - Indianapolis | ICP Commercial | PHR548000K***K1 | PHR548000K***K1 |  |  | Voluntarily Certified | Single-package heat pumps (oth | False | False | 47000 | 45000 | 15.5 | 13.4 | 7.2 | 6.7 | False | 33 | 33 | 11.5 | 0 |  | False | Conventional | 06/30/2023 |  | 11/21/2023
Carrier Corp. - Indianapolis | ICP Commercial | PHR560000K***K1 | PHR560000K***K1 |  |  | Voluntarily Certified | Single-package heat pumps (oth | False | False | 56000 | 56500 | 15.2 | 13.4 | 7.5 | 6.7 | False | 33 | 33 | 11.5 | 0 |  | False | Conventional | 06/30/2023 |  | 11/21/2023
Carrier Corp. - Indianapolis | SMART COMFORT | R4H5S18*K*AAA* | R4H5S18*K*AAA* | FJMA4*18L*A* |  | Voluntarily Certified | Single-split-system heat pumps | False | False | 17200 | 17400 | 14.3 | 14.3 | 7.5 | 7.5 | False | 32 | 33 | 12 |  | Blower Coil System | False | Conventional | 05/05/2023 |  | 11/21/2023
Carrier Corp. - Indianapolis | SMART COMFORT | R4H5S24*K*AAA* | R4H5S24*K*AAA* | FJMA4*24L*B* |  | Voluntarily Certified | Single-split-system heat pumps | False | False | 23600 | 23600 | 15.2 | 14.3 | 7.5 | 7.5 | False | 32 | 33 | 12.5 | 0 | Blower Coil System | False | Conventional | 06/30/2023 |  | 11/21/2023
Carrier Corp. - Indianapolis | SMART COMFORT | R4H5S30*K*AAA* | R4H5S30*K*AAA* | FJMA4*30L*B* |  | Voluntarily Certified | Single-split-system heat pumps | False | False | 28400 | 28600 | 14.3 | 14.3 | 7.5 | 7.5 | False | 32 | 33 | 12 |  | Blower Coil System | False | Conventional | 05/05/2023 |  | 11/21/2023
Carrier Corp. - Indianapolis | SMART COMFORT | R4H5S36*K*AAA* | R4H5S36*K*AAA* | FJMA4*36L*B* |  | Voluntarily Certified | Single-split-system heat pumps | False | False | 34200 | 34000 | 14.3 | 14.3 | 7.5 | 7.5 | False | 32 | 33 | 12 |  | Blower Coil System | False | Conventional | 05/05/2023 |  | 11/21/2023
Carrier Corp. - Indianapolis | SMART COMFORT | R4H5S42*K*AAA* | R4H5S42*K*AAA* | FJMA4*42L*C* |  | Voluntarily Certified | Single-split-system heat pumps | False | False | 40000 | 42000 | 14.3 | 14.3 | 7.5 | 7.5 | False | 32 | 33 | 12 |  | Blower Coil System | False | Conventional | 05/05/2023 |  | 11/21/2023
Carrier Corp. - Indianapolis | SMART COMFORT | R4H5S48*K*AAA* | R4H5S48*K*AAA* | FJMA4*48L*C* |  | Voluntarily Certified | Single-split-system heat pumps | False | False | 46000 | 46500 | 14.3 | 14.3 | 7.5 | 7.5 | False | 32 | 33 | 12 |  | Blower Coil System | False | Conventional | 05/05/2023 |  | 11/21/2023
Carrier Corp. - Indianapolis | SMART COMFORT | R4H5S60*K*AAA* | R4H5S60*K*AAA* | FJMA4*60L*D* |  | Voluntarily Certified | Single-split-system heat pumps | False | False | 57000 | 57000 | 14.3 | 14.3 | 7.5 | 7.5 | False | 32 | 33 | 12 |  | Blower Coil System | False | Conventional | 05/05/2023 |  | 11/21/2023
Carrier Corp. - Indianapolis | BRYANT HEATING AND COOLING SYSTEMS | 226ANA036*0**B* | 226ANA036*0**B* | FV4CNB006L |  | Voluntarily Certified | Single-split-system heat pumps | False | False | 36600 | 36400 | 16 | 14.3 | 8 | 7.5 | False | 32 | 33 | 13 |  | Blower Coil System | False | Conventional | 05/05/2023 |  | 11/21/2023
Carrier Corp. - Indianapolis | BRYANT HEATING AND COOLING SYSTEMS | 288BNV013*0**A* | 288BNV013*0**A* | FE4ANF002L+UI |  | Voluntarily Certified | Single-split-system heat pumps | False | False | 12900 | 11900 | 16 | 14.3 | 8.1 | 7.5 | False | 32 | 33 | 12 | 0 | Blower Coil System | True | Conventional | 06/30/2023 |  | 11/21/2023
Carrier Corp. - Indianapolis | BRYANT HEATING AND COOLING SYSTEMS | 288BNV024B0**A* | 288BNV024B0**A* | FE4ANF002L+UI |  | Voluntarily Certified | Single-split-system heat pumps | False | False | 23600 | 22200 | 16.5 | 14.3 | 8.1 | 7.5 | False | 32 | 33 | 10 | 0 | Blower Coil System | True | Conventional | 06/30/2023 |  | 11/21/2023
Carrier Corp. - Indianapolis | BRYANT HEATING AND COOLING SYSTEMS | 288BNV024B0**A*+TSTAT | 288BNV024B0**A*+TSTAT | FV4CNF002L |  | Voluntarily Certified | Single-split-system heat pumps | False | False | 23400 | 24800 | 16 | 14.3 | 7.5 | 7.5 | False | 32 | 33 | 10 |  | Blower Coil System | False | Conventional | 05/05/2023 |  | 11/21/2023
Carrier Corp. - Indianapolis | BRYANT HEATING AND COOLING SYSTEMS | 288BNV048*0**A* | 288BNV048*0**A* | FE4AN(B,F)005L+UI |  | Voluntarily Certified | Single-split-system heat pumps | False | False | 45500 | 46000 | 18 | 14.3 | 8.1 | 7.5 | False | 32 | 33 | 10.5 | 0 | Blower Coil System | True | Conventional | 06/30/2023 |  | 11/21/2023
Carrier Corp. - Indianapolis | BRYANT HEATING AND COOLING SYSTEMS | 288BNV060*0**A* | 288BNV060*0**A* | FE4ANB006L+UI |  | Voluntarily Certified | Single-split-system heat pumps | False | False | 56500 | 60000 | 17.5 | 14.3 | 8.1 | 7.5 | False | 32 | 33 | 9.5 | 0 | Blower Coil System | True | Conventional | 06/30/2023 |  | 11/21/2023
Carrier Corp. - Indianapolis | BRYANT HEATING AND COOLING SYSTEMS | 288BNV060*0**A*+TSTAT | 288BNV060*0**A*+TSTAT | FV4CNB006L |  | Voluntarily Certified | Single-split-system heat pumps | False | False | 56500 | 66500 | 14.5 | 14.3 | 8 | 7.5 | False | 32 | 33 | 9.5 |  | Blower Coil System | False | Conventional | 05/05/2023 |  | 11/21/2023
Carrier Corp. - Indianapolis | BRYANT HEATING AND COOLING SYSTEMS | 547KJ04A* | 547KJ04A* |  |  | Voluntarily Certified | Single-package heat pumps (oth | False | False | 35000 | 34000 | 13.4 | 13.4 | 6.7 | 6.7 | True | 9 | 33 | 11.5 |  |  | False | Conventional | 05/05/2023 |  | 11/21/2023
Carrier Corp. - Indianapolis | BRYANT HEATING AND COOLING SYSTEMS | 547KJ051* | 547KJ051* |  |  | Voluntarily Certified | Single-package heat pumps (oth | False | False | 47000 | 46000 | 13.4 | 13.4 | 7 | 6.7 | True | 12 | 33 | 11.2 |  |  | False | Conventional | 05/05/2023 |  | 11/21/2023
Carrier Corp. - Indianapolis | BRYANT HEATING AND COOLING SYSTEMS | 547KJ06A* | 547KJ06A* |  |  | Voluntarily Certified | Single-package heat pumps (oth | False | False | 59500 | 56500 | 13.4 | 13.4 | 7 | 6.7 | True | 30 | 33 | 11.2 |  |  | False | Conventional | 05/05/2023 |  | 11/21/2023
Carrier Corp. - Indianapolis | BRYANT HEATING AND COOLING SYSTEMS | 549KJ041* | 549KJ041* |  |  | Voluntarily Certified | Single-package heat pumps (oth | False | False | 33800 | 33200 | 16 | 13.4 | 7.3 | 6.7 | True | 9 | 33 | 11.7 |  |  | False | Conventional | 05/05/2023 |  | 11/21/2023
Carrier Corp. - Indianapolis | BRYANT HEATING AND COOLING SYSTEMS | 549KJ051* | 549KJ051* |  |  | Voluntarily Certified | Single-package heat pumps (oth | False | False | 47000 | 45000 | 16 | 13.4 | 7.1 | 6.7 | True | 12 | 33 | 12 |  |  | False | Conventional | 05/05/2023 |  | 11/21/2023
Carrier Corp. - Indianapolis | BRYANT HEATING AND COOLING SYSTEMS | 549KJ061* | 549KJ061* |  |  | Voluntarily Certified | Single-package heat pumps (oth | False | False | 59500 | 51000 | 16 | 13.4 | 7.5 | 6.7 | True | 30 | 33 | 12 |  |  | False | Conventional | 05/05/2023 |  | 11/21/2023
Carrier Corp. - Indianapolis | ICP Commercial | PHJ442***K***K* | PHJ442***K***K* |  |  | Voluntarily Certified | Single-package heat pumps (oth | False | False | 40000 | 40000 | 13.4 | 13.4 | 6.7 | 6.7 | False | 33 | 33 | 10.6 | 0 |  | False | Conventional | 06/30/2023 |  | 11/21/2023
Carrier Corp. - Indianapolis | SMART COMFORT | PHJ442***K***K* | PHJ442***K***K* |  |  | Voluntarily Certified | Single-package heat pumps (oth | False | False | 40000 | 40000 | 13.4 | 13.4 | 6.7 | 6.7 | False | 33 | 33 | 10.6 | 0 |  | False | Conventional | 06/30/2023 |  | 11/21/2023
Carrier Corp. - Indianapolis | ICP Commercial | PHJ448***K***K* | PHJ448***K***K* |  |  | Voluntarily Certified | Single-package heat pumps (oth | False | False | 45500 | 45000 | 13.4 | 13.4 | 6.7 | 6.7 | False | 33 | 33 | 10.6 | 0 |  | False | Conventional | 06/30/2023 |  | 11/21/2023
Carrier Corp. - Indianapolis | SMART COMFORT | PHJ448***K***K* | PHJ448***K***K* |  |  | Voluntarily Certified | Single-package heat pumps (oth | False | False | 45500 | 45000 | 13.4 | 13.4 | 6.7 | 6.7 | False | 33 | 33 | 10.6 | 0 |  | False | Conventional | 06/30/2023 |  | 11/21/2023
Carrier Corp. - Indianapolis | ICP Commercial | PHJ460***K***K* | PHJ460***K***K* |  |  | Voluntarily Certified | Single-package heat pumps (oth | False | False | 54000 | 56000 | 13.4 | 13.4 | 6.7 | 6.7 | False | 33 | 33 | 10.6 | 0 |  | False | Conventional | 06/30/2023 |  | 11/21/2023
Carrier Corp. - Indianapolis | SMART COMFORT | PHJ460***K***K* | PHJ460***K***K* |  |  | Voluntarily Certified | Single-package heat pumps (oth | False | False | 54000 | 56000 | 13.4 | 13.4 | 6.7 | 6.7 | False | 33 | 33 | 10.6 | 0 |  | False | Conventional | 06/30/2023 |  | 11/21/2023
Carrier Corp. - Indianapolis | ICP Commercial | RHV036K* | RHV036K* |  |  | Voluntarily Certified | Single-package heat pumps (oth | False | False | 35000 | 34000 | 13.4 | 13.4 | 6.7 | 6.7 | True | 9 | 33 | 11.5 |  |  | False | Conventional | 05/05/2023 |  | 11/21/2023
Carrier Corp. - Indianapolis | ICP Commercial | RHV049K* | RHV049K* |  |  | Voluntarily Certified | Single-package heat pumps (oth | False | False | 47000 | 46000 | 13.4 | 13.4 | 7 | 6.7 | True | 12 | 33 | 11.2 |  |  | False | Conventional | 05/05/2023 |  | 11/21/2023
Carrier Corp. - Indianapolis | ICP Commercial | RHV060K* | RHV060K* |  |  | Voluntarily Certified | Single-package heat pumps (oth | False | False | 59500 | 56500 | 13.4 | 13.4 | 7 | 6.7 | True | 30 | 33 | 11.2 |  |  | False | Conventional | 05/05/2023 |  | 11/21/2023
Carrier Corp. - Indianapolis | ICP Commercial | RHW037K* | RHW037K* |  |  | Voluntarily Certified | Single-package heat pumps (oth | False | False | 33800 | 33200 | 16 | 13.4 | 7.3 | 6.7 | True | 9 | 33 | 11.7 |  |  | False | Conventional | 05/05/2023 |  | 11/21/2023
Carrier Corp. - Indianapolis | ICP Commercial | RHW049K* | RHW049K* |  |  | Voluntarily Certified | Single-package heat pumps (oth | False | False | 47000 | 45000 | 16 | 13.4 | 7.1 | 6.7 | True | 12 | 33 | 12 |  |  | False | Conventional | 05/05/2023 |  | 11/21/2023
Carrier Corp. - Indianapolis | ICP Commercial | RHW061K* | RHW061K* |  |  | Voluntarily Certified | Single-package heat pumps (oth | False | False | 59500 | 51000 | 16 | 13.4 | 7.5 | 6.7 | True | 30 | 33 | 12 |  |  | False | Conventional | 05/05/2023 |  | 11/21/2023
Carrier Corp. - Indianapolis | PAYNE HEATING AND COOLING | 38MBRCQ48AA3 | 38MBRCQ48AA3 | FV4CN(B,F)005L |  | Voluntarily Certified | Single-split-system heat pumps | False | False | 49500 | 44000 | 14.45 | 14.3 | 7.95 | 7.5 | False | 32 | 33 | 9.35 |  | Blower Coil System | True | Conventional | 05/05/2023 |  | 11/21/2023
Carrier Corp. - Indianapolis | PAYNE HEATING AND COOLING | 38MBRCQ58AA3 | 38MBRCQ58AA3 | FV4CNB006L |  | Voluntarily Certified | Single-split-system heat pumps | False | False | 59500 | 56500 | 14.75 | 14.3 | 8.35 | 7.5 | False | 32 | 33 | 9.95 |  | Blower Coil System | True | Conventional | 05/05/2023 |  | 11/21/2023
Carrier Corp. - Indianapolis | PAYNE HEATING AND COOLING | 38MURAQ18AA3* | 38MURAQ18AA3* | PF4MN*B24L* |  | Voluntarily Certified | Single-split-system heat pumps | False | False | 18200 | 18100 | 15 | 14.3 | 7.5 | 7.5 | False | 32 | 33 | 10 |  | Blower Coil System | True | Conventional | 05/05/2023 |  | 11/21/2023
Carrier Corp. - Indianapolis | PAYNE HEATING AND COOLING | 38MURAQ18AB3* | 38MURAQ18AB3* | FJ4DN*B24L* |  | Voluntarily Certified | Single-split-system heat pumps | False | False | 18500 | 19300 | 15.5 | 14.3 | 9 | 7.5 | False | 32 | 33 | 10.5 |  | Blower Coil System | True | Conventional | 05/05/2023 |  | 11/21/2023
Carrier Corp. - Indianapolis | PAYNE HEATING AND COOLING | 38MURAQ24AA3* | 38MURAQ24AA3* | FJ4DN*B24L* |  | Voluntarily Certified | Single-split-system heat pumps | False | False | 24000 | 25400 | 15.5 | 14.3 | 9 | 7.5 | False | 32 | 33 | 9.5 |  | Blower Coil System | True | Conventional | 05/05/2023 |  | 11/21/2023
Carrier Corp. - Indianapolis | PAYNE HEATING AND COOLING | 38MURAQ24AB3* | 38MURAQ24AB3* | FJ4DN*B24L* |  | Voluntarily Certified | Single-split-system heat pumps | False | False | 24000 | 26400 | 16 | 14.3 | 9 | 7.5 | False | 32 | 33 | 10 |  | Blower Coil System | True | Conventional | 05/05/2023 |  | 11/21/2023
Carrier Corp. - Indianapolis | PAYNE HEATING AND COOLING | 38MURAQ30AA3* | 38MURAQ30AA3* | FJ4DN*B30L* |  | Voluntarily Certified | Single-split-system heat pumps | False | False | 30000 | 31600 | 14.5 | 14.3 | 8 | 7.5 | False | 32 | 33 | 9.5 |  | Blower Coil System | True | Conventional | 05/05/2023 |  | 11/21/2023
Carrier Corp. - Indianapolis | PAYNE HEATING AND COOLING | 38MURAQ30AB3* | 38MURAQ30AB3* | FJ4DN*B30L* |  | Voluntarily Certified | Single-split-system heat pumps | False | False | 30600 | 34000 | 14.5 | 14.3 | 9 | 7.5 | False | 32 | 33 | 9 |  | Blower Coil System | True | Conventional | 05/05/2023 |  | 11/21/2023
Carrier Corp. - Indianapolis | PAYNE HEATING AND COOLING | 38MURAQ36AA3* | 38MURAQ36AA3* | FJ4DN*B36L* |  | Voluntarily Certified | Single-split-system heat pumps | False | False | 36000 | 36800 | 14.5 | 14.3 | 7.5 | 7.5 | False | 32 | 33 | 10 |  | Blower Coil System | True | Conventional | 05/05/2023 |  | 11/21/2023
Carrier Corp. - Indianapolis | PAYNE HEATING AND COOLING | 38MURAQ36AB3* | 38MURAQ36AB3* | FJ4DN*B36L* |  | Voluntarily Certified | Single-split-system heat pumps | False | False | 36200 | 39500 | 15 | 14.3 | 8 | 7.5 | False | 32 | 33 | 9.5 |  | Blower Coil System | True | Conventional | 05/05/2023 |  | 11/21/2023
Carrier Corp. - Indianapolis | PAYNE HEATING AND COOLING | 38MURAQ48AA3* | 38MURAQ48AA3* | FJ4DN*C48L* |  | Voluntarily Certified | Single-split-system heat pumps | False | False | 47500 | 51000 | 14.5 | 14.3 | 8 | 7.5 | False | 32 | 33 | 9.5 | 0 | Blower Coil System | True | Conventional | 06/30/2023 |  | 11/21/2023
Carrier Corp. - Indianapolis | PAYNE HEATING AND COOLING | 38MURAQ48AB3* | 38MURAQ48AB3* | FJ4DN*C48L* |  | Voluntarily Certified | Single-split-system heat pumps | False | False | 48000 | 50000 | 14.5 | 14.3 | 8.5 | 7.5 | False | 32 | 33 | 10 |  | Blower Coil System | True | Conventional | 05/05/2023 |  | 11/21/2023
Carrier Corp. - Indianapolis | PAYNE HEATING AND COOLING | 38MURAQ60AA3* | 38MURAQ60AA3* | FV4CNB006L |  | Voluntarily Certified | Single-split-system heat pumps | False | False | 55000 | 52500 | 14.5 | 14.3 | 7.5 | 7.5 | False | 32 | 33 | 8.5 |  | Blower Coil System | True | Conventional | 05/05/2023 |  | 11/21/2023
Carrier Corp. - Indianapolis | PAYNE HEATING AND COOLING | 38MURAQ60AB3* | 38MURAQ60AB3* | FV4CNB006L |  | Voluntarily Certified | Single-split-system heat pumps | False | False | 55000 | 53500 | 14.3 | 14.3 | 8 | 7.5 | False | 32 | 33 | 8.5 | 0 | Blower Coil System | True | Conventional | 06/30/2023 |  | 11/21/2023
Carrier Corp. - Indianapolis | Heil | DLCLRCH48AAK | DLCLRCH48AAK | FVM4X48***L |  | Voluntarily Certified | Single-split-system heat pumps | False | False | 49500 | 44000 | 14.45 | 14.3 | 7.95 | 7.5 | False | 32 | 33 | 9.35 |  | Blower Coil System | True | Conventional | 05/05/2023 |  | 11/21/2023
Carrier Corp. - Indianapolis | Heil | DLCLRCH58AAK | DLCLRCH58AAK | FVM4X60***L |  | Voluntarily Certified | Single-split-system heat pumps | False | False | 59500 | 56500 | 14.75 | 14.3 | 8.35 | 7.5 | False | 32 | 33 | 9.95 |  | Blower Coil System | True | Conventional | 05/05/2023 |  | 11/21/2023
Carrier Corp. - Indianapolis | Heil | DLCURAH18AAK | DLCURAH18AAK | FJMA4*24L*B* |  | Voluntarily Certified | Single-split-system heat pumps | False | False | 18200 | 18100 | 15 | 14.3 | 7.5 | 7.5 | False | 32 | 33 | 10 |  | Blower Coil System | True | Conventional | 05/05/2023 |  | 11/21/2023
Carrier Corp. - Indianapolis | Heil | DLCURAH18ABK | DLCURAH18ABK | FJMA4*24L*B* |  | Voluntarily Certified | Single-split-system heat pumps | False | False | 18500 | 19300 | 15.5 | 14.3 | 9 | 7.5 | False | 32 | 33 | 10.5 |  | Blower Coil System | True | Conventional | 05/05/2023 |  | 11/21/2023
Carrier Corp. - Indianapolis | Heil | DLCURAH24AAK | DLCURAH24AAK | FJMA4*24L*B* |  | Voluntarily Certified | Single-split-system heat pumps | False | False | 24000 | 25400 | 15.5 | 14.3 | 9 | 7.5 | False | 32 | 33 | 9.5 |  | Blower Coil System | True | Conventional | 05/05/2023 |  | 11/21/2023
Carrier Corp. - Indianapolis | Heil | DLCURAH24ABK | DLCURAH24ABK | FJMA4*24L*B* |  | Voluntarily Certified | Single-split-system heat pumps | False | False | 24000 | 26400 | 16 | 14.3 | 9 | 7.5 | False | 32 | 33 | 10 |  | Blower Coil System | True | Conventional | 05/05/2023 |  | 11/21/2023
Carrier Corp. - Indianapolis | Heil | DLCURAH30AAK | DLCURAH30AAK | FJMA4*30L*B* |  | Voluntarily Certified | Single-split-system heat pumps | False | False | 30000 | 31600 | 14.5 | 14.3 | 8 | 7.5 | False | 32 | 33 | 9.5 |  | Blower Coil System | True | Conventional | 05/05/2023 |  | 11/21/2023
Carrier Corp. - Indianapolis | Heil | DLCURAH30ABK | DLCURAH30ABK | FJMA4*30L*B* |  | Voluntarily Certified | Single-split-system heat pumps | False | False | 30600 | 34000 | 14.5 | 14.3 | 9 | 7.5 | False | 32 | 33 | 9 |  | Blower Coil System | True | Conventional | 05/05/2023 |  | 11/21/2023
Carrier Corp. - Indianapolis | Heil | DLCURAH36AAK | DLCURAH36AAK | FJMA4*36L*B* |  | Voluntarily Certified | Single-split-system heat pumps | False | False | 36000 | 36800 | 14.5 | 14.3 | 7.5 | 7.5 | False | 32 | 33 | 10 |  | Blower Coil System | True | Conventional | 05/05/2023 |  | 11/21/2023
Carrier Corp. - Indianapolis | Heil | DLCURAH48AAK | DLCURAH48AAK | FJMA4*48L*C* |  | Voluntarily Certified | Single-split-system heat pumps | False | False | 47500 | 51000 | 14.5 | 14.3 | 8 | 7.5 | False | 32 | 33 | 9.5 | 0 | Blower Coil System | True | Conventional | 06/30/2023 |  | 11/21/2023
Carrier Corp. - Indianapolis | Heil | DLCURAH48ABK | DLCURAH48ABK | FJMA4*48L*C* |  | Voluntarily Certified | Single-split-system heat pumps | False | False | 48000 | 50000 | 14.5 | 14.3 | 8.5 | 7.5 | False | 32 | 33 | 10 |  | Blower Coil System | True | Conventional | 05/05/2023 |  | 11/21/2023
Carrier Corp. - Indianapolis | Heil | DLCURAH60AAK | DLCURAH60AAK | FVM4X60***L |  | Voluntarily Certified | Single-split-system heat pumps | False | False | 55000 | 52500 | 14.5 | 14.3 | 7.5 | 7.5 | False | 32 | 33 | 8.5 |  | Blower Coil System | True | Conventional | 05/05/2023 |  | 11/21/2023
Carrier Corp. - Indianapolis | Heil | DLCURAH60ABK | DLCURAH60ABK | FVM4X60***L |  | Voluntarily Certified | Single-split-system heat pumps | False | False | 55000 | 53500 | 14.3 | 14.3 | 8 | 7.5 | False | 32 | 33 | 8.5 | 0 | Blower Coil System | True | Conventional | 06/30/2023 |  | 11/21/2023
Carrier Corp. - Indianapolis | Heil | H4H5S18*K*AAA* | H4H5S18*K*AAA* | FJMA4*18L*A* |  | Voluntarily Certified | Single-split-system heat pumps | False | False | 17200 | 17400 | 14.3 | 14.3 | 7.5 | 7.5 | False | 32 | 33 | 12 |  | Blower Coil System | False | Conventional | 05/05/2023 |  | 11/21/2023
Carrier Corp. - Indianapolis | Heil | H4H5S24*K*AAA* | H4H5S24*K*AAA* | FJMA4*24L*B* |  | Voluntarily Certified | Single-split-system heat pumps | False | False | 23600 | 23600 | 15.2 | 14.3 | 7.5 | 7.5 | False | 32 | 33 | 12.5 | 0 | Blower Coil System | False | Conventional | 06/30/2023 |  | 11/21/2023
Carrier Corp. - Indianapolis | Heil | H4H5S30*K*AAA* | H4H5S30*K*AAA* | FJMA4*30L*B* |  | Voluntarily Certified | Single-split-system heat pumps | False | False | 28400 | 28600 | 14.3 | 14.3 | 7.5 | 7.5 | False | 32 | 33 | 12 |  | Blower Coil System | False | Conventional | 05/05/2023 |  | 11/21/2023
Carrier Corp. - Indianapolis | Heil | H4H5S36*K*AAA* | H4H5S36*K*AAA* | FJMA4*36L*B* |  | Voluntarily Certified | Single-split-system heat pumps | False | False | 34200 | 34000 | 14.3 | 14.3 | 7.5 | 7.5 | False | 32 | 33 | 12 |  | Blower Coil System | False | Conventional | 05/05/2023 |  | 11/21/2023
Carrier Corp. - Indianapolis | Heil | H4H5S42*K*AAA* | H4H5S42*K*AAA* | FJMA4*42L*C* |  | Voluntarily Certified | Single-split-system heat pumps | False | False | 40000 | 42000 | 14.3 | 14.3 | 7.5 | 7.5 | False | 32 | 33 | 12 |  | Blower Coil System | False | Conventional | 05/05/2023 |  | 11/21/2023
Carrier Corp. - Indianapolis | Heil | H4H5S48*K*AAA* | H4H5S48*K*AAA* | FJMA4*48L*C* |  | Voluntarily Certified | Single-split-system heat pumps | False | False | 46000 | 46500 | 14.3 | 14.3 | 7.5 | 7.5 | False | 32 | 33 | 12 |  | Blower Coil System | False | Conventional | 05/05/2023 |  | 11/21/2023
Carrier Corp. - Indianapolis | Heil | H4H5S60*K*AAA* | H4H5S60*K*AAA* | FJMA4*60L*D* |  | Voluntarily Certified | Single-split-system heat pumps | False | False | 57000 | 57000 | 14.3 | 14.3 | 7.5 | 7.5 | False | 32 | 33 | 12 |  | Blower Coil System | False | Conventional | 05/05/2023 |  | 11/21/2023
Carrier Corp. - Indianapolis | Heil | HVH825GKA2* | HVH825GKA2* | FCM4X48***L+WALLCON |  | Voluntarily Certified | Single-split-system heat pumps | False | False | 24400 | 20600 | 17.5 | 14.3 | 8.5 | 7.5 | False | 32 | 33 | 11.7 |  | Blower Coil System | True | Conventional | 05/05/2023 |  | 11/21/2023
Carrier Corp. - Indianapolis | Heil | HVH825GKA2*+TSTAT | HVH825GKA2*+TSTAT | FVM4X48***L |  | Voluntarily Certified | Single-split-system heat pumps | False | False | 24600 | 31000 | 15.5 | 14.3 | 7.8 | 7.5 | False | 32 | 33 | 11.7 |  | Blower Coil System | False | Conventional | 05/05/2023 |  | 11/21/2023
Carrier Corp. - Indianapolis | Heil | HVH825GKA3* | HVH825GKA3* | FCM4X48***L+WALLCON |  | Voluntarily Certified | Single-split-system heat pumps | False | False | 24400 | 20600 | 17.5 | 14.3 | 8.5 | 7.5 | False | 32 | 33 | 11.7 | 0 | Blower Coil System | True | Conventional | 06/30/2023 |  | 11/21/2023
Carrier Corp. - Indianapolis | Heil | HVH825GKA3*+TSTAT | HVH825GKA3*+TSTAT | FVM4X48***L |  | Voluntarily Certified | Single-split-system heat pumps | False | False | 24600 | 31000 | 15.5 | 14.3 | 7.8 | 7.5 | False | 32 | 33 | 11.7 |  | Blower Coil System | False | Conventional | 05/05/2023 |  | 11/21/2023
Carrier Corp. - Indianapolis | Heil | HVH836GKA2* | HVH836GKA2* | FCM4X48***L+WALLCON |  | Voluntarily Certified | Single-split-system heat pumps | False | False | 33800 | 32000 | 17 | 14.3 | 8.1 | 7.5 | False | 32 | 33 | 9.5 | 0 | Blower Coil System | True | Conventional | 06/30/2023 |  | 11/21/2023
Carrier Corp. - Indianapolis | Heil | HVH836GKA3* | HVH836GKA3* | FCM4X48***L+WALLCON |  | Voluntarily Certified | Single-split-system heat pumps | False | False | 33800 | 32000 | 17 | 14.3 | 8.1 | 7.5 | False | 32 | 33 | 9.5 | 0 | Blower Coil System | True | Conventional | 06/30/2023 |  | 11/21/2023
Carrier Corp. - Indianapolis | Heil | HVH837GKA2* | HVH837GKA2* | FCM4X60***L+WALLCON |  | Voluntarily Certified | Single-split-system heat pumps | False | False | 33200 | 31400 | 18.5 | 14.3 | 8.5 | 7.5 | False | 32 | 33 | 12 | 0 | Blower Coil System | True | Conventional | 06/30/2023 |  | 11/21/2023
Carrier Corp. - Indianapolis | Heil | HVH837GKA2*+TSTAT | HVH837GKA2*+TSTAT | FVM4X60***L |  | Voluntarily Certified | Single-split-system heat pumps | False | False | 33200 | 46500 | 18.5 | 14.3 | 8.5 | 7.5 | False | 32 | 33 | 12 |  | Blower Coil System | False | Conventional | 05/05/2023 |  | 11/21/2023
Carrier Corp. - Indianapolis | Heil | HVH848GKA2* | HVH848GKA2* | FCM4X48***L+WALLCON |  | Voluntarily Certified | Single-split-system heat pumps | False | False | 45500 | 46000 | 18 | 14.3 | 8.5 | 7.5 | False | 32 | 33 | 10.5 | 0 | Blower Coil System | True | Conventional | 06/30/2023 |  | 11/21/2023
Carrier Corp. - Indianapolis | Heil | HVH848GKA2*+TSTAT | HVH848GKA2*+TSTAT | FVM4X48***L |  | Voluntarily Certified | Single-split-system heat pumps | False | False | 46000 | 53000 | 16 | 14.3 | 7.7 | 7.5 | False | 32 | 33 | 10.5 |  | Blower Coil System | False | Conventional | 05/05/2023 |  | 11/21/2023
Carrier Corp. - Indianapolis | Heil | HVH860GKA2* | HVH860GKA2* | FCM4X60***L+WALLCON |  | Voluntarily Certified | Single-split-system heat pumps | False | False | 56500 | 60000 | 17.5 | 14.3 | 8.5 | 7.5 | False | 32 | 33 | 9.5 | 0 | Blower Coil System | True | Conventional | 06/30/2023 |  | 11/21/2023
Carrier Corp. - Indianapolis | Heil | HVH860GKA2*+TSTAT | HVH860GKA2*+TSTAT | FVM4X60***L |  | Voluntarily Certified | Single-split-system heat pumps | False | False | 56500 | 66500 | 14.5 | 14.3 | 8 | 7.5 | False | 32 | 33 | 9.5 |  | Blower Coil System | False | Conventional | 05/05/2023 |  | 11/21/2023
Carrier Corp. - Indianapolis | Heil | N4H5S18*K*AAA* | N4H5S18*K*AAA* | FJMA4*18L*A* |  | Voluntarily Certified | Single-split-system heat pumps | False | False | 17200 | 17400 | 14.3 | 14.3 | 7.5 | 7.5 | False | 32 | 33 | 12 |  | Blower Coil System | False | Conventional | 05/05/2023 |  | 11/21/2023
Carrier Corp. - Indianapolis | Heil | N4H5S24*K*AAA* | N4H5S24*K*AAA* | FJMA4*24L*B* |  | Voluntarily Certified | Single-split-system heat pumps | False | False | 23600 | 23600 | 15.2 | 14.3 | 7.5 | 7.5 | False | 32 | 33 | 12.5 | 0 | Blower Coil System | False | Conventional | 06/30/2023 |  | 11/21/2023
Carrier Corp. - Indianapolis | Heil | N4H5S30*K*AAA* | N4H5S30*K*AAA* | FJMA4*30L*B* |  | Voluntarily Certified | Single-split-system heat pumps | False | False | 28400 | 28600 | 14.3 | 14.3 | 7.5 | 7.5 | False | 32 | 33 | 12 |  | Blower Coil System | False | Conventional | 05/05/2023 |  | 11/21/2023
Carrier Corp. - Indianapolis | Heil | N4H5S36*K*AAA* | N4H5S36*K*AAA* | FJMA4*36L*B* |  | Voluntarily Certified | Single-split-system heat pumps | False | False | 34200 | 34000 | 14.3 | 14.3 | 7.5 | 7.5 | False | 32 | 33 | 12 |  | Blower Coil System | False | Conventional | 05/05/2023 |  | 11/21/2023
Carrier Corp. - Indianapolis | Heil | N4H5S42*K*AAA* | N4H5S42*K*AAA* | FJMA4*42L*C* |  | Voluntarily Certified | Single-split-system heat pumps | False | False | 40000 | 42000 | 14.3 | 14.3 | 7.5 | 7.5 | False | 32 | 33 | 12 |  | Blower Coil System | False | Conventional | 05/05/2023 |  | 11/21/2023
Carrier Corp. - Indianapolis | Heil | N4H5S48*K*AAA* | N4H5S48*K*AAA* | FJMA4*48L*C* |  | Voluntarily Certified | Single-split-system heat pumps | False | False | 46000 | 46500 | 14.3 | 14.3 | 7.5 | 7.5 | False | 32 | 33 | 12 |  | Blower Coil System | False | Conventional | 05/05/2023 |  | 11/21/2023
Carrier Corp. - Indianapolis | Heil | N4H5S60*K*AAA* | N4H5S60*K*AAA* | FJMA4*60L*D* |  | Voluntarily Certified | Single-split-system heat pumps | False | False | 57000 | 57000 | 14.3 | 14.3 | 7.5 | 7.5 | False | 32 | 33 | 12 |  | Blower Coil System | False | Conventional | 05/05/2023 |  | 11/21/2023
Carrier Corp. - Indianapolis | Heil | PDD424***K***K1 | PDD424***K***K1 |  |  | Voluntarily Certified | Single-package heat pumps (oth | False | False | 22200 | 24000 | 13.4 | 13.4 | 6.7 | 6.7 | False | 33 | 33 | 11.05 | 0 |  | False | Conventional | 06/30/2023 |  | 11/21/2023
Carrier Corp. - Indianapolis | Heil | PDD430***K***K1 | PDD430***K***K1 |  |  | Voluntarily Certified | Single-package heat pumps (oth | False | False | 29400 | 30000 | 13.4 | 13.4 | 6.7 | 6.7 | False | 33 | 33 | 11.05 | 0 |  | False | Conventional | 06/30/2023 |  | 11/21/2023
Carrier Corp. - Indianapolis | Heil | PDD436***K***K1 | PDD436***K***K1 |  |  | Voluntarily Certified | Single-package heat pumps (oth | False | False | 33400 | 35000 | 13.4 | 13.4 | 6.7 | 6.7 | False | 33 | 33 | 11.05 | 0 |  | False | Conventional | 06/30/2023 |  | 11/21/2023
Carrier Corp. - Indianapolis | Heil | PDD442***K***K1 | PDD442***K***K1 |  |  | Voluntarily Certified | Single-package heat pumps (oth | False | False | 40000 | 40000 | 13.4 | 13.4 | 6.7 | 6.7 | False | 33 | 33 | 11.05 | 0 |  | False | Conventional | 06/30/2023 |  | 11/21/2023
Carrier Corp. - Indianapolis | Heil | PDD448***K***K1 | PDD448***K***K1 |  |  | Voluntarily Certified | Single-package heat pumps (oth | False | False | 47000 | 46000 | 13.4 | 13.4 | 6.7 | 6.7 | False | 33 | 33 | 11.05 | 0 |  | False | Conventional | 06/30/2023 |  | 11/21/2023
Carrier Corp. - Indianapolis | Heil | PDD460***K***K1 | PDD460***K***K1 |  |  | Voluntarily Certified | Single-package heat pumps (oth | False | False | 55000 | 57000 | 13.4 | 13.4 | 6.7 | 6.7 | False | 33 | 33 | 11.05 | 0 |  | False | Conventional | 06/30/2023 |  | 11/21/2023
Carrier Corp. - Indianapolis | PAYNE HEATING AND COOLING | PH4GNAK24000AA** | PH4GNAK24000AA** |  |  | Voluntarily Certified | Single-package heat pumps (oth | False | False | 22200 | 24000 | 13.4 | 13.4 | 6.7 | 6.7 | False | 33 | 33 | 11.05 | 0 |  | False | Conventional | 06/30/2023 |  | 11/21/2023
Carrier Corp. - Indianapolis | PAYNE HEATING AND COOLING | PH4GNAK30000AA** | PH4GNAK30000AA** |  |  | Voluntarily Certified | Single-package heat pumps (oth | False | False | 29400 | 30000 | 13.4 | 13.4 | 6.7 | 6.7 | False | 33 | 33 | 11.05 | 0 |  | False | Conventional | 06/30/2023 |  | 11/21/2023
Carrier Corp. - Indianapolis | PAYNE HEATING AND COOLING | PH4GNAK36000AA** | PH4GNAK36000AA** |  |  | Voluntarily Certified | Single-package heat pumps (oth | False | False | 33400 | 35000 | 13.4 | 13.4 | 6.7 | 6.7 | False | 33 | 33 | 11.05 | 0 |  | False | Conventional | 06/30/2023 |  | 11/21/2023
Carrier Corp. - Indianapolis | PAYNE HEATING AND COOLING | PH4GNAK42000AA** | PH4GNAK42000AA** |  |  | Voluntarily Certified | Single-package heat pumps (oth | False | False | 40000 | 40000 | 13.4 | 13.4 | 6.7 | 6.7 | False | 33 | 33 | 11.05 | 0 |  | False | Conventional | 06/30/2023 |  | 11/21/2023
Carrier Corp. - Indianapolis | PAYNE HEATING AND COOLING | PH4GNAK48000AA** | PH4GNAK48000AA** |  |  | Voluntarily Certified | Single-package heat pumps (oth | False | False | 47000 | 46000 | 13.4 | 13.4 | 6.7 | 6.7 | False | 33 | 33 | 11.05 | 0 |  | False | Conventional | 06/30/2023 |  | 11/21/2023
Carrier Corp. - Indianapolis | PAYNE HEATING AND COOLING | PH4GNAK60000AA** | PH4GNAK60000AA** |  |  | Voluntarily Certified | Single-package heat pumps (oth | False | False | 55000 | 57000 | 13.4 | 13.4 | 6.7 | 6.7 | False | 33 | 33 | 11.05 | 0 |  | False | Conventional | 06/30/2023 |  | 11/21/2023
Carrier Corp. - Indianapolis | PAYNE HEATING AND COOLING | PH4ZNK024***3*** | PH4ZNK024***3*** |  |  | Voluntarily Certified | Single-package heat pumps (oth | False | False | 24000 | 24000 | 13.4 | 13.4 | 6.7 | 6.7 | False | 33 | 33 | 10.6 | 0 |  | False | Conventional | 06/30/2023 |  | 11/21/2023
Carrier Corp. - Indianapolis | PAYNE HEATING AND COOLING | PH4ZNK030***3*** | PH4ZNK030***3*** |  |  | Voluntarily Certified | Single-package heat pumps (oth | False | False | 28600 | 28600 | 13.4 | 13.4 | 6.7 | 6.7 | False | 33 | 33 | 10.6 | 0 |  | False | Conventional | 06/30/2023 |  | 11/21/2023
Carrier Corp. - Indianapolis | PAYNE HEATING AND COOLING | PH4ZNK036***3*** | PH4ZNK036***3*** |  |  | Voluntarily Certified | Single-package heat pumps (oth | False | False | 35000 | 32200 | 13.4 | 13.4 | 6.7 | 6.7 | False | 33 | 33 | 10.6 | 0 |  | False | Conventional | 06/30/2023 |  | 11/21/2023
Carrier Corp. - Indianapolis | PAYNE HEATING AND COOLING | PH4ZNK042***3*** | PH4ZNK042***3*** |  |  | Voluntarily Certified | Single-package heat pumps (oth | False | False | 40000 | 40000 | 13.4 | 13.4 | 6.7 | 6.7 | False | 33 | 33 | 10.6 | 0 |  | False | Conventional | 06/30/2023 |  | 11/21/2023
Carrier Corp. - Indianapolis | PAYNE HEATING AND COOLING | PH4ZNK048***3*** | PH4ZNK048***3*** |  |  | Voluntarily Certified | Single-package heat pumps (oth | False | False | 45500 | 45000 | 13.4 | 13.4 | 6.7 | 6.7 | False | 33 | 33 | 10.6 | 0 |  | False | Conventional | 06/30/2023 |  | 11/21/2023
Carrier Corp. - Indianapolis | PAYNE HEATING AND COOLING | PH4ZNK060***3*** | PH4ZNK060***3*** |  |  | Voluntarily Certified | Single-package heat pumps (oth | False | False | 54000 | 56000 | 13.4 | 13.4 | 6.7 | 6.7 | False | 33 | 33 | 10.6 | 0 |  | False | Conventional | 06/30/2023 |  | 11/21/2023
Carrier Corp. - Indianapolis | PAYNE HEATING AND COOLING | PH5SAN418**AA* | PH5SAN418**AA* | FJ4DN*A18L* |  | Voluntarily Certified | Single-split-system heat pumps | False | False | 17200 | 17400 | 14.3 | 14.3 | 7.5 | 7.5 | False | 32 | 33 | 12 |  | Blower Coil System | False | Conventional | 05/05/2023 |  | 11/21/2023
Carrier Corp. - Indianapolis | PAYNE HEATING AND COOLING | PH5SAN430**AA* | PH5SAN430**AA* | FJ4DN*B30L* |  | Voluntarily Certified | Single-split-system heat pumps | False | False | 28400 | 28600 | 14.3 | 14.3 | 7.5 | 7.5 | False | 32 | 33 | 12 |  | Blower Coil System | False | Conventional | 05/05/2023 |  | 11/21/2023
Carrier Corp. - Indianapolis | PAYNE HEATING AND COOLING | PH5SAN436**AA* | PH5SAN436**AA* | FJ4DN*B36L* |  | Voluntarily Certified | Single-split-system heat pumps | False | False | 34200 | 34000 | 14.3 | 14.3 | 7.5 | 7.5 | False | 32 | 33 | 12 |  | Blower Coil System | False | Conventional | 05/05/2023 |  | 11/21/2023
Carrier Corp. - Indianapolis | PAYNE HEATING AND COOLING | PH5SAN442**AA* | PH5SAN442**AA* | FJ4DN*C42L* |  | Voluntarily Certified | Single-split-system heat pumps | False | False | 40000 | 42000 | 14.3 | 14.3 | 7.5 | 7.5 | False | 32 | 33 | 12 |  | Blower Coil System | False | Conventional | 05/05/2023 |  | 11/21/2023
Carrier Corp. - Indianapolis | PAYNE HEATING AND COOLING | PH5SAN448**AA* | PH5SAN448**AA* | FJ4DN*C48L* |  | Voluntarily Certified | Single-split-system heat pumps | False | False | 46000 | 46500 | 14.3 | 14.3 | 7.5 | 7.5 | False | 32 | 33 | 12 |  | Blower Coil System | False | Conventional | 05/05/2023 |  | 11/21/2023
Carrier Corp. - Indianapolis | PAYNE HEATING AND COOLING | PH5SAN460**AA* | PH5SAN460**AA* | FJ4DN*D60L* |  | Voluntarily Certified | Single-split-system heat pumps | False | False | 57000 | 57000 | 14.3 | 14.3 | 7.5 | 7.5 | False | 32 | 33 | 12 |  | Blower Coil System | False | Conventional | 05/05/2023 |  | 11/21/2023
Carrier Corp. - Indianapolis | Heil | PHD424000K***K1 | PHD424000K***K1 |  |  | Voluntarily Certified | Single-package heat pumps (oth | False | False | 22200 | 24000 | 13.4 | 13.4 | 6.7 | 6.7 | False | 33 | 33 | 11.05 | 0 |  | False | Conventional | 06/30/2023 |  | 11/21/2023
Carrier Corp. - Indianapolis | Heil | PHD430000K***K1 | PHD430000K***K1 |  |  | Voluntarily Certified | Single-package heat pumps (oth | False | False | 29400 | 30000 | 13.4 | 13.4 | 6.7 | 6.7 | False | 33 | 33 | 11.05 | 0 |  | False | Conventional | 06/30/2023 |  | 11/21/2023
Carrier Corp. - Indianapolis | Heil | PHD436000K***K1 | PHD436000K***K1 |  |  | Voluntarily Certified | Single-package heat pumps (oth | False | False | 33400 | 35000 | 13.4 | 13.4 | 6.7 | 6.7 | False | 33 | 33 | 11.05 | 0 |  | False | Conventional | 06/30/2023 |  | 11/21/2023
Carrier Corp. - Indianapolis | Heil | PHD442000K***K1 | PHD442000K***K1 |  |  | Voluntarily Certified | Single-package heat pumps (oth | False | False | 40000 | 40000 | 13.4 | 13.4 | 6.7 | 6.7 | False | 33 | 33 | 11.05 | 0 |  | False | Conventional | 06/30/2023 |  | 11/21/2023
Carrier Corp. - Indianapolis | Heil | PHD448000K***K1 | PHD448000K***K1 |  |  | Voluntarily Certified | Single-package heat pumps (oth | False | False | 47000 | 46000 | 13.4 | 13.4 | 6.7 | 6.7 | False | 33 | 33 | 11.05 | 0 |  | False | Conventional | 06/30/2023 |  | 11/21/2023
Carrier Corp. - Indianapolis | Heil | PHD460000K***K1 | PHD460000K***K1 |  |  | Voluntarily Certified | Single-package heat pumps (oth | False | False | 55000 | 57000 | 13.4 | 13.4 | 6.7 | 6.7 | False | 33 | 33 | 11.05 | 0 |  | False | Conventional | 06/30/2023 |  | 11/21/2023
Carrier Corp. - Indianapolis | Heil | PHJ424***K***K* | PHJ424***K***K* |  |  | Voluntarily Certified | Single-package heat pumps (oth | False | False | 24000 | 24000 | 13.4 | 13.4 | 6.7 | 6.7 | False | 33 | 33 | 10.6 | 0 |  | False | Conventional | 06/30/2023 |  | 11/21/2023
Carrier Corp. - Indianapolis | Heil | PHJ430***K***K* | PHJ430***K***K* |  |  | Voluntarily Certified | Single-package heat pumps (oth | False | False | 28600 | 28600 | 13.4 | 13.4 | 6.7 | 6.7 | False | 33 | 33 | 10.6 | 0 |  | False | Conventional | 06/30/2023 |  | 11/21/2023
Carrier Corp. - Indianapolis | Heil | PHJ436***K***K* | PHJ436***K***K* |  |  | Voluntarily Certified | Single-package heat pumps (oth | False | False | 35000 | 32200 | 13.4 | 13.4 | 6.7 | 6.7 | False | 33 | 33 | 10.6 | 0 |  | False | Conventional | 06/30/2023 |  | 11/21/2023
Carrier Corp. - Indianapolis | Heil | PHR524000K***K1 | PHR524000K***K1 |  |  | Voluntarily Certified | Single-package heat pumps (oth | False | False | 22400 | 23800 | 15.2 | 13.4 | 7.2 | 6.7 | False | 33 | 33 | 11.5 | 0 |  | False | Conventional | 06/30/2023 |  | 11/21/2023
Carrier Corp. - Indianapolis | Heil | PHR536000K***K1 | PHR536000K***K1 |  |  | Voluntarily Certified | Single-package heat pumps (oth | False | False | 34200 | 34400 | 15.5 | 13.4 | 7.2 | 6.7 | False | 33 | 33 | 12 | 0 |  | False | Conventional | 06/30/2023 |  | 11/21/2023
Carrier Corp. - Indianapolis | Heil | PHR548000K***K1 | PHR548000K***K1 |  |  | Voluntarily Certified | Single-package heat pumps (oth | False | False | 47000 | 45000 | 15.5 | 13.4 | 7.2 | 6.7 | False | 33 | 33 | 11.5 | 0 |  | False | Conventional | 06/30/2023 |  | 11/21/2023
Carrier Corp. - Indianapolis | Heil | PHR560000K***K1 | PHR560000K***K1 |  |  | Voluntarily Certified | Single-package heat pumps (oth | False | False | 56000 | 56500 | 15.2 | 13.4 | 7.5 | 6.7 | False | 33 | 33 | 11.5 | 0 |  | False | Conventional | 06/30/2023 |  | 11/21/2023
Carrier Corp. - Indianapolis | Heil | R4H5S18*K*AAA* | R4H5S18*K*AAA* | FJMA4*18L*A* |  | Voluntarily Certified | Single-split-system heat pumps | False | False | 17200 | 17400 | 14.3 | 14.3 | 7.5 | 7.5 | False | 32 | 33 | 12 |  | Blower Coil System | False | Conventional | 05/05/2023 |  | 11/21/2023
Carrier Corp. - Indianapolis | Heil | R4H5S24*K*AAA* | R4H5S24*K*AAA* | FJMA4*24L*B* |  | Voluntarily Certified | Single-split-system heat pumps | False | False | 23600 | 23600 | 15.2 | 14.3 | 7.5 | 7.5 | False | 32 | 33 | 12.5 | 0 | Blower Coil System | False | Conventional | 06/30/2023 |  | 11/21/2023
Carrier Corp. - Indianapolis | Heil | R4H5S30*K*AAA* | R4H5S30*K*AAA* | FJMA4*30L*B* |  | Voluntarily Certified | Single-split-system heat pumps | False | False | 28400 | 28600 | 14.3 | 14.3 | 7.5 | 7.5 | False | 32 | 33 | 12 |  | Blower Coil System | False | Conventional | 05/05/2023 |  | 11/21/2023
Carrier Corp. - Indianapolis | Heil | R4H5S36*K*AAA* | R4H5S36*K*AAA* | FJMA4*36L*B* |  | Voluntarily Certified | Single-split-system heat pumps | False | False | 34200 | 34000 | 14.3 | 14.3 | 7.5 | 7.5 | False | 32 | 33 | 12 |  | Blower Coil System | False | Conventional | 05/05/2023 |  | 11/21/2023
Carrier Corp. - Indianapolis | Heil | R4H5S42*K*AAA* | R4H5S42*K*AAA* | FJMA4*42L*C* |  | Voluntarily Certified | Single-split-system heat pumps | False | False | 40000 | 42000 | 14.3 | 14.3 | 7.5 | 7.5 | False | 32 | 33 | 12 |  | Blower Coil System | False | Conventional | 05/05/2023 |  | 11/21/2023
Carrier Corp. - Indianapolis | Heil | R4H5S48*K*AAA* | R4H5S48*K*AAA* | FJMA4*48L*C* |  | Voluntarily Certified | Single-split-system heat pumps | False | False | 46000 | 46500 | 14.3 | 14.3 | 7.5 | 7.5 | False | 32 | 33 | 12 |  | Blower Coil System | False | Conventional | 05/05/2023 |  | 11/21/2023
Carrier Corp. - Indianapolis | Heil | R4H5S60*K*AAA* | R4H5S60*K*AAA* | FJMA4*60L*D* |  | Voluntarily Certified | Single-split-system heat pumps | False | False | 57000 | 57000 | 14.3 | 14.3 | 7.5 | 7.5 | False | 32 | 33 | 12 |  | Blower Coil System | False | Conventional | 05/05/2023 |  | 11/21/2023
Carrier Corp. - Indianapolis | Grandaire | W4H5S18*K*AAA* | W4H5S18*K*AAA* | WBHL184*A* |  | Voluntarily Certified | Single-split-system heat pumps | False | False | 17200 | 17400 | 14.3 | 14.3 | 7.5 | 7.5 | False | 32 | 33 | 12 |  | Blower Coil System | False | Conventional | 05/05/2023 |  | 11/21/2023
Carrier Corp. - Indianapolis | Grandaire | W4H5S24*K*AAA* | W4H5S24*K*AAA* | WBHL244*B* |  | Voluntarily Certified | Single-split-system heat pumps | False | False | 23600 | 23600 | 15.2 | 14.3 | 7.5 | 7.5 | False | 32 | 33 | 12.5 | 0 | Blower Coil System | False | Conventional | 06/30/2023 |  | 11/21/2023
Carrier Corp. - Indianapolis | Grandaire | W4H5S30*K*AAA* | W4H5S30*K*AAA* | WBHL304*B* |  | Voluntarily Certified | Single-split-system heat pumps | False | False | 28400 | 28600 | 14.3 | 14.3 | 7.5 | 7.5 | False | 32 | 33 | 12 |  | Blower Coil System | False | Conventional | 05/05/2023 |  | 11/21/2023
Carrier Corp. - Indianapolis | Grandaire | W4H5S36*K*AAA* | W4H5S36*K*AAA* | WBHL364*B* |  | Voluntarily Certified | Single-split-system heat pumps | False | False | 34200 | 34000 | 14.3 | 14.3 | 7.5 | 7.5 | False | 32 | 33 | 12 |  | Blower Coil System | False | Conventional | 05/05/2023 |  | 11/21/2023
Carrier Corp. - Indianapolis | Grandaire | W4H5S42*K*AAA* | W4H5S42*K*AAA* | WBHL424*C* |  | Voluntarily Certified | Single-split-system heat pumps | False | False | 40000 | 42000 | 14.3 | 14.3 | 7.5 | 7.5 | False | 32 | 33 | 12 |  | Blower Coil System | False | Conventional | 05/05/2023 |  | 11/21/2023
Carrier Corp. - Indianapolis | Grandaire | W4H5S48*K*AAA* | W4H5S48*K*AAA* | WBHL484*C* |  | Voluntarily Certified | Single-split-system heat pumps | False | False | 46000 | 46500 | 14.3 | 14.3 | 7.5 | 7.5 | False | 32 | 33 | 12 |  | Blower Coil System | False | Conventional | 05/05/2023 |  | 11/21/2023
Carrier Corp. - Indianapolis | Grandaire | W4H5S60*K*AAA* | W4H5S60*K*AAA* | WBHL604*D* |  | Voluntarily Certified | Single-split-system heat pumps | False | False | 57000 | 57000 | 14.3 | 14.3 | 7.5 | 7.5 | False | 32 | 33 | 12 |  | Blower Coil System | False | Conventional | 05/05/2023 |  | 11/21/2023
Carrier Corp. - Indianapolis | Grandaire | W4H7T24*K*AAA* | W4H7T24*K*AAA* | FVM4X36***L |  | Voluntarily Certified | Single-split-system heat pumps | False | False | 23800 | 23800 | 16 | 14.3 | 8.1 | 7.5 | False | 32 | 33 | 12 |  | Blower Coil System | False | Conventional | 05/05/2023 |  | 11/21/2023
Carrier Corp. - Indianapolis | Grandaire | W4H7T36*K*AAA* | W4H7T36*K*AAA* | FVM4X36***L |  | Voluntarily Certified | Single-split-system heat pumps | False | False | 34200 | 34800 | 15 | 14.3 | 7.8 | 7.5 | False | 32 | 33 | 11.7 |  | Blower Coil System | False | Conventional | 05/05/2023 |  | 11/21/2023
Carrier Corp. - Indianapolis | Grandaire | W4H7T48*K*AAA* | W4H7T48*K*AAA* | FVM4X60***L |  | Voluntarily Certified | Single-split-system heat pumps | False | False | 46500 | 47000 | 16 | 14.3 | 8.1 | 7.5 | False | 32 | 33 | 12 |  | Blower Coil System | False | Conventional | 05/05/2023 |  | 11/21/2023
Carrier Corp. - Indianapolis | Grandaire | W4H7T60*K*AAA* | W4H7T60*K*AAA* | FVM4X60***L |  | Voluntarily Certified | Single-split-system heat pumps | False | False | 56500 | 58000 | 16 | 14.3 | 8.1 | 7.5 | False | 32 | 33 | 12 |  | Blower Coil System | False | Conventional | 05/05/2023 |  | 11/21/2023
Carrier Corp. - Indianapolis | Grandaire | WDLCURAH18AAK | WDLCURAH18AAK | WBHL244*B* |  | Voluntarily Certified | Single-split-system heat pumps | False | False | 18200 | 18100 | 15 | 14.3 | 7.5 | 7.5 | False | 32 | 33 | 10 |  | Blower Coil System | True | Conventional | 05/05/2023 |  | 11/21/2023
Carrier Corp. - Indianapolis | Grandaire | WDLCURAH18ABK | WDLCURAH18ABK | WBHL244*B* |  | Voluntarily Certified | Single-split-system heat pumps | False | False | 18500 | 19300 | 15.5 | 14.3 | 9 | 7.5 | False | 32 | 33 | 10.5 |  | Blower Coil System | True | Conventional | 05/05/2023 |  | 11/21/2023
Carrier Corp. - Indianapolis | Grandaire | WDLCURAH24AAK | WDLCURAH24AAK | WBHL244*B* |  | Voluntarily Certified | Single-split-system heat pumps | False | False | 24000 | 25400 | 15.5 | 14.3 | 9 | 7.5 | False | 32 | 33 | 9.5 |  | Blower Coil System | True | Conventional | 05/05/2023 |  | 11/21/2023
Carrier Corp. - Indianapolis | Grandaire | WDLCURAH24ABK | WDLCURAH24ABK | WBHL244*B* |  | Voluntarily Certified | Single-split-system heat pumps | False | False | 24000 | 26400 | 16 | 14.3 | 9 | 7.5 | False | 32 | 33 | 10 |  | Blower Coil System | True | Conventional | 05/05/2023 |  | 11/21/2023
Carrier Corp. - Indianapolis | Grandaire | WDLCURAH30AAK | WDLCURAH30AAK | WBHL304*B* |  | Voluntarily Certified | Single-split-system heat pumps | False | False | 30000 | 31600 | 14.5 | 14.3 | 8 | 7.5 | False | 32 | 33 | 9.5 |  | Blower Coil System | True | Conventional | 05/05/2023 |  | 11/21/2023
Carrier Corp. - Indianapolis | Grandaire | WDLCURAH30ABK | WDLCURAH30ABK | WBHL304*B* |  | Voluntarily Certified | Single-split-system heat pumps | False | False | 30600 | 34000 | 14.5 | 14.3 | 9 | 7.5 | False | 32 | 33 | 9 |  | Blower Coil System | True | Conventional | 05/05/2023 |  | 11/21/2023
Carrier Corp. - Indianapolis | Grandaire | WDLCURAH36AAK | WDLCURAH36AAK | WBHL364*B* |  | Voluntarily Certified | Single-split-system heat pumps | False | False | 36000 | 36800 | 14.5 | 14.3 | 7.5 | 7.5 | False | 32 | 33 | 10 |  | Blower Coil System | True | Conventional | 05/05/2023 |  | 11/21/2023
Carrier Corp. - Indianapolis | Grandaire | WDLCURAH48AAK | WDLCURAH48AAK | WBHL484*C* |  | Voluntarily Certified | Single-split-system heat pumps | False | False | 47500 | 51000 | 14.5 | 14.3 | 8 | 7.5 | False | 32 | 33 | 9.5 | 0 | Blower Coil System | True | Conventional | 06/30/2023 |  | 11/21/2023
Carrier Corp. - Indianapolis | Grandaire | WDLCURAH48ABK | WDLCURAH48ABK | WBHL484*C* |  | Voluntarily Certified | Single-split-system heat pumps | False | False | 48000 | 50000 | 14.5 | 14.3 | 8.5 | 7.5 | False | 32 | 33 | 10 |  | Blower Coil System | True | Conventional | 05/05/2023 |  | 11/21/2023
Carrier Corp. - Indianapolis | Grandaire | WJH424***K***K* | WJH424***K***K* |  |  | Voluntarily Certified | Single-package heat pumps (oth | False | False | 24000 | 24000 | 13.4 | 13.4 | 6.7 | 6.7 | False | 33 | 33 | 10.6 | 0 |  | False | Conventional | 06/30/2023 |  | 11/21/2023
Carrier Corp. - Indianapolis | Grandaire | WJH430***K***K* | WJH430***K***K* |  |  | Voluntarily Certified | Single-package heat pumps (oth | False | False | 28600 | 28600 | 13.4 | 13.4 | 6.7 | 6.7 | False | 33 | 33 | 10.6 | 0 |  | False | Conventional | 06/30/2023 |  | 11/21/2023
Carrier Corp. - Indianapolis | Grandaire | WJH436***K***K* | WJH436***K***K* |  |  | Voluntarily Certified | Single-package heat pumps (oth | False | False | 35000 | 32200 | 13.4 | 13.4 | 6.7 | 6.7 | False | 33 | 33 | 10.6 | 0 |  | False | Conventional | 06/30/2023 |  | 11/21/2023
Carrier Corp. - Indianapolis | Grandaire | WJH442***K***K* | WJH442***K***K* |  |  | Voluntarily Certified | Single-package heat pumps (oth | False | False | 40000 | 40000 | 13.4 | 13.4 | 6.7 | 6.7 | False | 33 | 33 | 10.6 | 0 |  | False | Conventional | 06/30/2023 |  | 11/21/2023
Carrier Corp. - Indianapolis | Grandaire | WJH448***K***K* | WJH448***K***K* |  |  | Voluntarily Certified | Single-package heat pumps (oth | False | False | 45500 | 45000 | 13.4 | 13.4 | 6.7 | 6.7 | False | 33 | 33 | 10.6 | 0 |  | False | Conventional | 06/30/2023 |  | 11/21/2023
Carrier Corp. - Indianapolis | Grandaire | WJH460***K***K* | WJH460***K***K* |  |  | Voluntarily Certified | Single-package heat pumps (oth | False | False | 54000 | 56000 | 13.4 | 13.4 | 6.7 | 6.7 | False | 33 | 33 | 10.6 | 0 |  | False | Conventional | 06/30/2023 |  | 11/21/2023
Carrier Corp. - Indianapolis | Grandaire | WPH4244000RKK*** | WPH4244000RKK*** |  |  | Voluntarily Certified | Single-package heat pumps (oth | False | False | 22200 | 24000 | 13.4 | 13.4 | 6.7 | 6.7 | False | 33 | 33 | 11.05 | 0 |  | False | Conventional | 06/30/2023 |  | 11/21/2023
Carrier Corp. - Indianapolis | Grandaire | WPH4304000RKK*** | WPH4304000RKK*** |  |  | Voluntarily Certified | Single-package heat pumps (oth | False | False | 29400 | 30000 | 13.4 | 13.4 | 6.7 | 6.7 | False | 33 | 33 | 11.05 | 0 |  | False | Conventional | 06/30/2023 |  | 11/21/2023
Carrier Corp. - Indianapolis | Grandaire | WPH4364000RKK*** | WPH4364000RKK*** |  |  | Voluntarily Certified | Single-package heat pumps (oth | False | False | 33400 | 35000 | 13.4 | 13.4 | 6.7 | 6.7 | False | 33 | 33 | 11.05 | 0 |  | False | Conventional | 06/30/2023 |  | 11/21/2023
Carrier Corp. - Indianapolis | Grandaire | WPH4424000RKK*** | WPH4424000RKK*** |  |  | Voluntarily Certified | Single-package heat pumps (oth | False | False | 40000 | 40000 | 13.4 | 13.4 | 6.7 | 6.7 | False | 33 | 33 | 11.05 | 0 |  | False | Conventional | 06/30/2023 |  | 11/21/2023
Carrier Corp. - Indianapolis | Grandaire | WPH4484000RKK*** | WPH4484000RKK*** |  |  | Voluntarily Certified | Single-package heat pumps (oth | False | False | 47000 | 46000 | 13.4 | 13.4 | 6.7 | 6.7 | False | 33 | 33 | 11.05 | 0 |  | False | Conventional | 06/30/2023 |  | 11/21/2023
Carrier Corp. - Indianapolis | Grandaire | WPH4604000RKK*** | WPH4604000RKK*** |  |  | Voluntarily Certified | Single-package heat pumps (oth | False | False | 55000 | 57000 | 13.4 | 13.4 | 6.7 | 6.7 | False | 33 | 33 | 11.05 | 0 |  | False | Conventional | 06/30/2023 |  | 11/21/2023
Carrier Corp. - Indianapolis | Heil | HVH824GKA** | HVH824GKA** | FCM4X24***L+WALLCON |  | Voluntarily Certified | Single-split-system heat pumps | False | False | 23600 | 22200 | 16.5 | 14.3 | 8.1 | 7.5 | False | 32 | 33 | 10 | 0 | Blower Coil System | True | Conventional | 06/30/2023 |  | 11/21/2023
Carrier Corp. - Indianapolis | Heil | HVH824GKA**+TSTAT | HVH824GKA**+TSTAT | FVM4X24***L |  | Voluntarily Certified | Single-split-system heat pumps | False | False | 23400 | 24800 | 16 | 14.3 | 7.5 | 7.5 | False | 32 | 33 | 10 |  | Blower Coil System | False | Conventional | 05/05/2023 |  | 11/21/2023
Carrier Corp. - Indianapolis | Heil | HVH848GKA** | HVH848GKA** | FCM4X48***L+WALLCON |  | Voluntarily Certified | Single-split-system heat pumps | False | False | 45500 | 46000 | 18 | 14.3 | 8.1 | 7.5 | False | 32 | 33 | 10.5 | 0 | Blower Coil System | True | Conventional | 06/30/2023 |  | 11/21/2023
Carrier Corp. - Indianapolis | Heil | HVH860GKA** | HVH860GKA** | FCM4X60***L+WALLCON |  | Voluntarily Certified | Single-split-system heat pumps | False | False | 56500 | 60000 | 17.5 | 14.3 | 8.1 | 7.5 | False | 32 | 33 | 9.5 | 0 | Blower Coil System | True | Conventional | 06/30/2023 |  | 11/21/2023
Carrier Corp. - Indianapolis | Heil | HVH860GKA**+TSTAT | HVH860GKA**+TSTAT | FVM4X60***L |  | Voluntarily Certified | Single-split-system heat pumps | False | False | 56500 | 66500 | 14.5 | 14.3 | 8 | 7.5 | False | 32 | 33 | 9.5 |  | Blower Coil System | False | Conventional | 05/05/2023 |  | 11/21/2023
Carrier Corp. - Indianapolis | Heil | N4H636GKP** | N4H636GKP** | FVM4X60***L |  | Voluntarily Certified | Single-split-system heat pumps | False | False | 36600 | 36400 | 16 | 14.3 | 8 | 7.5 | False | 32 | 33 | 13 |  | Blower Coil System | False | Conventional | 05/05/2023 |  | 11/21/2023
Carrier Corp. - Indianapolis | PAYNE HEATING AND COOLING | PH16NA036P0**C* | PH16NA036P0**C* | FV4CNB006L |  | Voluntarily Certified | Single-split-system heat pumps | False | False | 36600 | 36400 | 16 | 14.3 | 8 | 7.5 | False | 32 | 33 | 13 |  | Blower Coil System | False | Conventional | 05/05/2023 |  | 11/21/2023
Carrier Corp. - Indianapolis | Heil | PHJ442***K***K* | PHJ442***K***K* |  |  | Voluntarily Certified | Single-package heat pumps (oth | False | False | 40000 | 40000 | 13.4 | 13.4 | 6.7 | 6.7 | False | 33 | 33 | 10.6 | 0 |  | False | Conventional | 06/30/2023 |  | 11/21/2023
Carrier Corp. - Indianapolis | Heil | PHJ448***K***K* | PHJ448***K***K* |  |  | Voluntarily Certified | Single-package heat pumps (oth | False | False | 45500 | 45000 | 13.4 | 13.4 | 6.7 | 6.7 | False | 33 | 33 | 10.6 | 0 |  | False | Conventional | 06/30/2023 |  | 11/21/2023
Carrier Corp. - Indianapolis | Heil | PHJ460***K***K* | PHJ460***K***K* |  |  | Voluntarily Certified | Single-package heat pumps (oth | False | False | 54000 | 56000 | 13.4 | 13.4 | 6.7 | 6.7 | False | 33 | 33 | 10.6 | 0 |  | False | Conventional | 06/30/2023 |  | 11/21/2023
Carrier Corp. - Indianapolis | Heil | RHV036K* | RHV036K* |  |  | Voluntarily Certified | Single-package heat pumps (oth | False | False | 35000 | 34000 | 13.4 | 13.4 | 6.7 | 6.7 | True | 9 | 33 | 11.5 |  |  | False | Conventional | 05/05/2023 |  | 11/21/2023
Carrier Corp. - Indianapolis | Heil | RHV049K* | RHV049K* |  |  | Voluntarily Certified | Single-package heat pumps (oth | False | False | 47000 | 46000 | 13.4 | 13.4 | 7 | 6.7 | True | 12 | 33 | 11.2 |  |  | False | Conventional | 05/05/2023 |  | 11/21/2023
Carrier Corp. - Indianapolis | Heil | RHV060K* | RHV060K* |  |  | Voluntarily Certified | Single-package heat pumps (oth | False | False | 59500 | 56500 | 13.4 | 13.4 | 7 | 6.7 | True | 30 | 33 | 11.2 |  |  | False | Conventional | 05/05/2023 |  | 11/21/2023
Carrier Corp. - Indianapolis | Heil | RHW037K* | RHW037K* |  |  | Voluntarily Certified | Single-package heat pumps (oth | False | False | 33800 | 33200 | 16 | 13.4 | 7.3 | 6.7 | True | 9 | 33 | 11.7 |  |  | False | Conventional | 05/05/2023 |  | 11/21/2023
Carrier Corp. - Indianapolis | Heil | RHW049K* | RHW049K* |  |  | Voluntarily Certified | Single-package heat pumps (oth | False | False | 47000 | 45000 | 16 | 13.4 | 7.1 | 6.7 | True | 12 | 33 | 12 |  |  | False | Conventional | 05/05/2023 |  | 11/21/2023
Carrier Corp. - Indianapolis | Heil | RHW061K* | RHW061K* |  |  | Voluntarily Certified | Single-package heat pumps (oth | False | False | 59500 | 51000 | 16 | 13.4 | 7.5 | 6.7 | True | 30 | 33 | 12 |  |  | False | Conventional | 05/05/2023 |  | 11/21/2023
Carrier Corp. - Indianapolis | Heil | HVH837GKA** | HVH837GKA** | FCM4X60***L+WALLCON |  | Voluntarily Certified | Single-split-system heat pumps | False | False | 33200 | 31600 | 18.5 | 14.3 | 8.1 | 7.5 | False | 32 | 33 | 12 | 0 | Blower Coil System | True | Conventional | 06/30/2023 |  | 11/21/2023
Carrier Corp. - Indianapolis | Day & Night | C4H5S18*K*AAA* | C4H5S18*K*AAA* | FJMA4*18L*A* |  | Voluntarily Certified | Single-split-system heat pumps | False | False | 17200 | 17400 | 14.3 | 14.3 | 7.5 | 7.5 | False | 32 | 33 | 12 |  | Blower Coil System | False | Conventional | 05/05/2023 |  | 11/21/2023
Carrier Corp. - Indianapolis | Day & Night | C4H5S24*K*AAA* | C4H5S24*K*AAA* | FJMA4*24L*B* |  | Voluntarily Certified | Single-split-system heat pumps | False | False | 23600 | 23600 | 15.2 | 14.3 | 7.5 | 7.5 | False | 32 | 33 | 12.5 | 0 | Blower Coil System | False | Conventional | 06/30/2023 |  | 11/21/2023
Carrier Corp. - Indianapolis | Day & Night | C4H5S30*K*AAA* | C4H5S30*K*AAA* | FJMA4*30L*B* |  | Voluntarily Certified | Single-split-system heat pumps | False | False | 28400 | 28600 | 14.3 | 14.3 | 7.5 | 7.5 | False | 32 | 33 | 12 |  | Blower Coil System | False | Conventional | 05/05/2023 |  | 11/21/2023
Carrier Corp. - Indianapolis | Day & Night | C4H5S36*K*AAA* | C4H5S36*K*AAA* | FJMA4*36L*B* |  | Voluntarily Certified | Single-split-system heat pumps | False | False | 34200 | 34000 | 14.3 | 14.3 | 7.5 | 7.5 | False | 32 | 33 | 12 |  | Blower Coil System | False | Conventional | 05/05/2023 |  | 11/21/2023
Carrier Corp. - Indianapolis | Day & Night | C4H5S42*K*AAA* | C4H5S42*K*AAA* | FJMA4*42L*C* |  | Voluntarily Certified | Single-split-system heat pumps | False | False | 40000 | 42000 | 14.3 | 14.3 | 7.5 | 7.5 | False | 32 | 33 | 12 |  | Blower Coil System | False | Conventional | 05/05/2023 |  | 11/21/2023
Carrier Corp. - Indianapolis | Day & Night | C4H5S48*K*AAA* | C4H5S48*K*AAA* | FJMA4*48L*C* |  | Voluntarily Certified | Single-split-system heat pumps | False | False | 46000 | 46500 | 14.3 | 14.3 | 7.5 | 7.5 | False | 32 | 33 | 12 |  | Blower Coil System | False | Conventional | 05/05/2023 |  | 11/21/2023
Carrier Corp. - Indianapolis | Day & Night | C4H5S60*K*AAA* | C4H5S60*K*AAA* | FJMA4*60L*D* |  | Voluntarily Certified | Single-split-system heat pumps | False | False | 57000 | 57000 | 14.3 | 14.3 | 7.5 | 7.5 | False | 32 | 33 | 12 |  | Blower Coil System | False | Conventional | 05/05/2023 |  | 11/21/2023
Carrier Corp. - Indianapolis | Day & Night | CVH825GKA2* | CVH825GKA2* | FCM4X48***L+WALLCON |  | Voluntarily Certified | Single-split-system heat pumps | False | False | 24400 | 20600 | 17.5 | 14.3 | 8.5 | 7.5 | False | 32 | 33 | 11.7 |  | Blower Coil System | True | Conventional | 05/05/2023 |  | 11/21/2023
Carrier Corp. - Indianapolis | Day & Night | CVH825GKA2*+TSTAT | CVH825GKA2*+TSTAT | FVM4X48***L |  | Voluntarily Certified | Single-split-system heat pumps | False | False | 24600 | 31000 | 15.5 | 14.3 | 7.8 | 7.5 | False | 32 | 33 | 11.7 |  | Blower Coil System | False | Conventional | 05/05/2023 |  | 11/21/2023
Carrier Corp. - Indianapolis | Day & Night | CVH825GKA3* | CVH825GKA3* | FCM4X48***L+WALLCON |  | Voluntarily Certified | Single-split-system heat pumps | False | False | 24400 | 20600 | 17.5 | 14.3 | 8.5 | 7.5 | False | 32 | 33 | 11.7 | 0 | Blower Coil System | True | Conventional | 06/30/2023 |  | 11/21/2023
Carrier Corp. - Indianapolis | Day & Night | CVH825GKA3*+TSTAT | CVH825GKA3*+TSTAT | FVM4X48***L |  | Voluntarily Certified | Single-split-system heat pumps | False | False | 24600 | 31000 | 15.5 | 14.3 | 7.8 | 7.5 | False | 32 | 33 | 11.7 |  | Blower Coil System | False | Conventional | 05/05/2023 |  | 11/21/2023
Carrier Corp. - Indianapolis | Day & Night | CVH836GKA2* | CVH836GKA2* | FCM4X48***L+WALLCON |  | Voluntarily Certified | Single-split-system heat pumps | False | False | 33800 | 32000 | 17 | 14.3 | 8.1 | 7.5 | False | 32 | 33 | 9.5 | 0 | Blower Coil System | True | Conventional | 06/30/2023 |  | 11/21/2023
Carrier Corp. - Indianapolis | Day & Night | CVH836GKA3* | CVH836GKA3* | FCM4X48***L+WALLCON |  | Voluntarily Certified | Single-split-system heat pumps | False | False | 33800 | 32000 | 17 | 14.3 | 8.1 | 7.5 | False | 32 | 33 | 9.5 | 0 | Blower Coil System | True | Conventional | 06/30/2023 |  | 11/21/2023
Carrier Corp. - Indianapolis | Day & Night | CVH837GKA2* | CVH837GKA2* | FCM4X60***L+WALLCON |  | Voluntarily Certified | Single-split-system heat pumps | False | False | 33200 | 31400 | 18.5 | 14.3 | 8.5 | 7.5 | False | 32 | 33 | 12 | 0 | Blower Coil System | True | Conventional | 06/30/2023 |  | 11/21/2023
Carrier Corp. - Indianapolis | Day & Night | CVH837GKA2*+TSTAT | CVH837GKA2*+TSTAT | FVM4X60***L |  | Voluntarily Certified | Single-split-system heat pumps | False | False | 33200 | 46500 | 18.5 | 14.3 | 8.5 | 7.5 | False | 32 | 33 | 12 |  | Blower Coil System | False | Conventional | 05/05/2023 |  | 11/21/2023
Carrier Corp. - Indianapolis | Day & Night | CVH848GKA2* | CVH848GKA2* | FCM4X48***L+WALLCON |  | Voluntarily Certified | Single-split-system heat pumps | False | False | 45500 | 46000 | 18 | 14.3 | 8.5 | 7.5 | False | 32 | 33 | 10.5 | 0 | Blower Coil System | True | Conventional | 06/30/2023 |  | 11/21/2023
Carrier Corp. - Indianapolis | Day & Night | CVH848GKA2*+TSTAT | CVH848GKA2*+TSTAT | FVM4X48***L |  | Voluntarily Certified | Single-split-system heat pumps | False | False | 46000 | 53000 | 16 | 14.3 | 7.7 | 7.5 | False | 32 | 33 | 10.5 |  | Blower Coil System | False | Conventional | 05/05/2023 |  | 11/21/2023
Carrier Corp. - Indianapolis | Day & Night | CVH860GKA2* | CVH860GKA2* | FCM4X60***L+WALLCON |  | Voluntarily Certified | Single-split-system heat pumps | False | False | 56500 | 60000 | 17.5 | 14.3 | 8.5 | 7.5 | False | 32 | 33 | 9.5 | 0 | Blower Coil System | True | Conventional | 06/30/2023 |  | 11/21/2023
Carrier Corp. - Indianapolis | Day & Night | CVH860GKA2*+TSTAT | CVH860GKA2*+TSTAT | FVM4X60***L |  | Voluntarily Certified | Single-split-system heat pumps | False | False | 56500 | 66500 | 14.5 | 14.3 | 8 | 7.5 | False | 32 | 33 | 9.5 |  | Blower Coil System | False | Conventional | 05/05/2023 |  | 11/21/2023
Carrier Corp. - Indianapolis | Day & Night | DLCLRCH48AAK | DLCLRCH48AAK | FVM4X48***L |  | Voluntarily Certified | Single-split-system heat pumps | False | False | 49500 | 44000 | 14.45 | 14.3 | 7.95 | 7.5 | False | 32 | 33 | 9.35 |  | Blower Coil System | True | Conventional | 05/05/2023 |  | 11/21/2023
Carrier Corp. - Indianapolis | Day & Night | DLCLRCH58AAK | DLCLRCH58AAK | FVM4X60***L |  | Voluntarily Certified | Single-split-system heat pumps | False | False | 59500 | 56500 | 14.75 | 14.3 | 8.35 | 7.5 | False | 32 | 33 | 9.95 |  | Blower Coil System | True | Conventional | 05/05/2023 |  | 11/21/2023
Carrier Corp. - Indianapolis | Day & Night | DLCURAH18AAK | DLCURAH18AAK | FJMA4*24L*B* |  | Voluntarily Certified | Single-split-system heat pumps | False | False | 18200 | 18100 | 15 | 14.3 | 7.5 | 7.5 | False | 32 | 33 | 10 |  | Blower Coil System | True | Conventional | 05/05/2023 |  | 11/21/2023
Carrier Corp. - Indianapolis | Day & Night | DLCURAH18ABK | DLCURAH18ABK | FJMA4*24L*B* |  | Voluntarily Certified | Single-split-system heat pumps | False | False | 18500 | 19300 | 15.5 | 14.3 | 9 | 7.5 | False | 32 | 33 | 10.5 |  | Blower Coil System | True | Conventional | 05/05/2023 |  | 11/21/2023
Carrier Corp. - Indianapolis | Day & Night | DLCURAH24AAK | DLCURAH24AAK | FJMA4*24L*B* |  | Voluntarily Certified | Single-split-system heat pumps | False | False | 24000 | 25400 | 15.5 | 14.3 | 9 | 7.5 | False | 32 | 33 | 9.5 |  | Blower Coil System | True | Conventional | 05/05/2023 |  | 11/21/2023
Carrier Corp. - Indianapolis | Day & Night | DLCURAH24ABK | DLCURAH24ABK | FJMA4*24L*B* |  | Voluntarily Certified | Single-split-system heat pumps | False | False | 24000 | 26400 | 16 | 14.3 | 9 | 7.5 | False | 32 | 33 | 10 |  | Blower Coil System | True | Conventional | 05/05/2023 |  | 11/21/2023
Carrier Corp. - Indianapolis | Day & Night | DLCURAH30AAK | DLCURAH30AAK | FJMA4*30L*B* |  | Voluntarily Certified | Single-split-system heat pumps | False | False | 30000 | 31600 | 14.5 | 14.3 | 8 | 7.5 | False | 32 | 33 | 9.5 |  | Blower Coil System | True | Conventional | 05/05/2023 |  | 11/21/2023
Carrier Corp. - Indianapolis | Day & Night | DLCURAH30ABK | DLCURAH30ABK | FJMA4*30L*B* |  | Voluntarily Certified | Single-split-system heat pumps | False | False | 30600 | 34000 | 14.5 | 14.3 | 9 | 7.5 | False | 32 | 33 | 9 |  | Blower Coil System | True | Conventional | 05/05/2023 |  | 11/21/2023
Carrier Corp. - Indianapolis | Day & Night | DLCURAH36AAK | DLCURAH36AAK | FJMA4*36L*B* |  | Voluntarily Certified | Single-split-system heat pumps | False | False | 36000 | 36800 | 14.5 | 14.3 | 7.5 | 7.5 | False | 32 | 33 | 10 |  | Blower Coil System | True | Conventional | 05/05/2023 |  | 11/21/2023
Carrier Corp. - Indianapolis | Day & Night | DLCURAH48AAK | DLCURAH48AAK | FJMA4*48L*C* |  | Voluntarily Certified | Single-split-system heat pumps | False | False | 47500 | 51000 | 14.5 | 14.3 | 8 | 7.5 | False | 32 | 33 | 9.5 | 0 | Blower Coil System | True | Conventional | 06/30/2023 |  | 11/21/2023
Carrier Corp. - Indianapolis | Day & Night | DLCURAH48ABK | DLCURAH48ABK | FJMA4*48L*C* |  | Voluntarily Certified | Single-split-system heat pumps | False | False | 48000 | 50000 | 14.5 | 14.3 | 8.5 | 7.5 | False | 32 | 33 | 10 |  | Blower Coil System | True | Conventional | 05/05/2023 |  | 11/21/2023
Carrier Corp. - Indianapolis | Day & Night | DLCURAH60AAK | DLCURAH60AAK | FVM4X60***L |  | Voluntarily Certified | Single-split-system heat pumps | False | False | 55000 | 52500 | 14.5 | 14.3 | 7.5 | 7.5 | False | 32 | 33 | 8.5 |  | Blower Coil System | True | Conventional | 05/05/2023 |  | 11/21/2023
Carrier Corp. - Indianapolis | Day & Night | DLCURAH60ABK | DLCURAH60ABK | FVM4X60***L |  | Voluntarily Certified | Single-split-system heat pumps | False | False | 55000 | 53500 | 14.3 | 14.3 | 8 | 7.5 | False | 32 | 33 | 8.5 | 0 | Blower Coil System | True | Conventional | 06/30/2023 |  | 11/21/2023
Carrier Corp. - Indianapolis | Day & Night | N4H5S18*K*AAA* | N4H5S18*K*AAA* | FJMA4*18L*A* |  | Voluntarily Certified | Single-split-system heat pumps | False | False | 17200 | 17400 | 14.3 | 14.3 | 7.5 | 7.5 | False | 32 | 33 | 12 |  | Blower Coil System | False | Conventional | 05/05/2023 |  | 11/21/2023
Carrier Corp. - Indianapolis | MSH Legacy | N4H5S18*K*AAA* | N4H5S18*K*AAA* | FJMA4*18L*A* |  | Voluntarily Certified | Single-split-system heat pumps | False | False | 17200 | 17400 | 14.3 | 14.3 | 7.5 | 7.5 | False | 32 | 33 | 12 |  | Blower Coil System | False | Conventional | 05/05/2023 |  | 11/21/2023
Carrier Corp. - Indianapolis | Day & Night | N4H5S24*K*AAA* | N4H5S24*K*AAA* | FJMA4*24L*B* |  | Voluntarily Certified | Single-split-system heat pumps | False | False | 23600 | 23600 | 15.2 | 14.3 | 7.5 | 7.5 | False | 32 | 33 | 12.5 | 0 | Blower Coil System | False | Conventional | 06/30/2023 |  | 11/21/2023
Carrier Corp. - Indianapolis | MSH Legacy | N4H5S24*K*AAA* | N4H5S24*K*AAA* | FJMA4*24L*B* |  | Voluntarily Certified | Single-split-system heat pumps | False | False | 23600 | 23600 | 15.2 | 14.3 | 7.5 | 7.5 | False | 32 | 33 | 12.5 |  | Blower Coil System | False | Conventional | 05/05/2023 |  | 11/21/2023
Carrier Corp. - Indianapolis | Day & Night | N4H5S30*K*AAA* | N4H5S30*K*AAA* | FJMA4*30L*B* |  | Voluntarily Certified | Single-split-system heat pumps | False | False | 28400 | 28600 | 14.3 | 14.3 | 7.5 | 7.5 | False | 32 | 33 | 12 |  | Blower Coil System | False | Conventional | 05/05/2023 |  | 11/21/2023
Carrier Corp. - Indianapolis | MSH Legacy | N4H5S30*K*AAA* | N4H5S30*K*AAA* | FJMA4*30L*B* |  | Voluntarily Certified | Single-split-system heat pumps | False | False | 28400 | 28600 | 14.3 | 14.3 | 7.5 | 7.5 | False | 32 | 33 | 12 |  | Blower Coil System | False | Conventional | 05/05/2023 |  | 11/21/2023
Carrier Corp. - Indianapolis | Day & Night | N4H5S36*K*AAA* | N4H5S36*K*AAA* | FJMA4*36L*B* |  | Voluntarily Certified | Single-split-system heat pumps | False | False | 34200 | 34000 | 14.3 | 14.3 | 7.5 | 7.5 | False | 32 | 33 | 12 |  | Blower Coil System | False | Conventional | 05/05/2023 |  | 11/21/2023
Carrier Corp. - Indianapolis | MSH Legacy | N4H5S36*K*AAA* | N4H5S36*K*AAA* | FJMA4*36L*B* |  | Voluntarily Certified | Single-split-system heat pumps | False | False | 34200 | 34000 | 14.3 | 14.3 | 7.5 | 7.5 | False | 32 | 33 | 12 |  | Blower Coil System | False | Conventional | 05/05/2023 |  | 11/21/2023
Carrier Corp. - Indianapolis | Day & Night | N4H5S42*K*AAA* | N4H5S42*K*AAA* | FJMA4*42L*C* |  | Voluntarily Certified | Single-split-system heat pumps | False | False | 40000 | 42000 | 14.3 | 14.3 | 7.5 | 7.5 | False | 32 | 33 | 12 |  | Blower Coil System | False | Conventional | 05/05/2023 |  | 11/21/2023
Carrier Corp. - Indianapolis | MSH Legacy | N4H5S42*K*AAA* | N4H5S42*K*AAA* | FJMA4*42L*C* |  | Voluntarily Certified | Single-split-system heat pumps | False | False | 40000 | 42000 | 14.3 | 14.3 | 7.5 | 7.5 | False | 32 | 33 | 12 |  | Blower Coil System | False | Conventional | 05/05/2023 |  | 11/21/2023
Carrier Corp. - Indianapolis | Day & Night | N4H5S48*K*AAA* | N4H5S48*K*AAA* | FJMA4*48L*C* |  | Voluntarily Certified | Single-split-system heat pumps | False | False | 46000 | 46500 | 14.3 | 14.3 | 7.5 | 7.5 | False | 32 | 33 | 12 |  | Blower Coil System | False | Conventional | 05/05/2023 |  | 11/21/2023
Carrier Corp. - Indianapolis | MSH Legacy | N4H5S48*K*AAA* | N4H5S48*K*AAA* | FJMA4*48L*C* |  | Voluntarily Certified | Single-split-system heat pumps | False | False | 46000 | 46500 | 14.3 | 14.3 | 7.5 | 7.5 | False | 32 | 33 | 12 |  | Blower Coil System | False | Conventional | 05/05/2023 |  | 11/21/2023
Carrier Corp. - Indianapolis | Day & Night | N4H5S60*K*AAA* | N4H5S60*K*AAA* | FJMA4*60L*D* |  | Voluntarily Certified | Single-split-system heat pumps | False | False | 57000 | 57000 | 14.3 | 14.3 | 7.5 | 7.5 | False | 32 | 33 | 12 |  | Blower Coil System | False | Conventional | 05/05/2023 |  | 11/21/2023
Carrier Corp. - Indianapolis | MSH Legacy | N4H5S60*K*AAA* | N4H5S60*K*AAA* | FJMA4*60L*D* |  | Voluntarily Certified | Single-split-system heat pumps | False | False | 57000 | 57000 | 14.3 | 14.3 | 7.5 | 7.5 | False | 32 | 33 | 12 |  | Blower Coil System | False | Conventional | 05/05/2023 |  | 11/21/2023
Carrier Corp. - Indianapolis | Day & Night | PDD424***K***K1 | PDD424***K***K1 |  |  | Voluntarily Certified | Single-package heat pumps (oth | False | False | 22200 | 24000 | 13.4 | 13.4 | 6.7 | 6.7 | False | 33 | 33 | 11.05 | 0 |  | False | Conventional | 06/30/2023 |  | 11/21/2023
Carrier Corp. - Indianapolis | Day & Night | PDD430***K***K1 | PDD430***K***K1 |  |  | Voluntarily Certified | Single-package heat pumps (oth | False | False | 29400 | 30000 | 13.4 | 13.4 | 6.7 | 6.7 | False | 33 | 33 | 11.05 | 0 |  | False | Conventional | 06/30/2023 |  | 11/21/2023
Carrier Corp. - Indianapolis | Day & Night | PDD436***K***K1 | PDD436***K***K1 |  |  | Voluntarily Certified | Single-package heat pumps (oth | False | False | 33400 | 35000 | 13.4 | 13.4 | 6.7 | 6.7 | False | 33 | 33 | 11.05 | 0 |  | False | Conventional | 06/30/2023 |  | 11/21/2023
Carrier Corp. - Indianapolis | Day & Night | PDD442***K***K1 | PDD442***K***K1 |  |  | Voluntarily Certified | Single-package heat pumps (oth | False | False | 40000 | 40000 | 13.4 | 13.4 | 6.7 | 6.7 | False | 33 | 33 | 11.05 | 0 |  | False | Conventional | 06/30/2023 |  | 11/21/2023
Carrier Corp. - Indianapolis | Day & Night | PDD448***K***K1 | PDD448***K***K1 |  |  | Voluntarily Certified | Single-package heat pumps (oth | False | False | 47000 | 46000 | 13.4 | 13.4 | 6.7 | 6.7 | False | 33 | 33 | 11.05 | 0 |  | False | Conventional | 06/30/2023 |  | 11/21/2023
Carrier Corp. - Indianapolis | Day & Night | PDD460***K***K1 | PDD460***K***K1 |  |  | Voluntarily Certified | Single-package heat pumps (oth | False | False | 55000 | 57000 | 13.4 | 13.4 | 6.7 | 6.7 | False | 33 | 33 | 11.05 | 0 |  | False | Conventional | 06/30/2023 |  | 11/21/2023
Carrier Corp. - Indianapolis | BROCK | PH4GNAK60000AA** | PH4GNAK60000AA** |  |  | Voluntarily Certified | Single-package heat pumps (oth | False | False | 55000 | 57000 | 13.4 | 13.4 | 6.7 | 6.7 | False | 33 | 33 | 11.05 | 0 |  | False | Conventional | 06/30/2023 |  | 11/21/2023
Carrier Corp. - Indianapolis | BROCK | PH4ZNK024***3*** | PH4ZNK024***3*** |  |  | Voluntarily Certified | Single-package heat pumps (oth | False | False | 24000 | 24000 | 13.4 | 13.4 | 6.7 | 6.7 | False | 33 | 33 | 10.6 | 0 |  | False | Conventional | 06/30/2023 |  | 11/21/2023
Carrier Corp. - Indianapolis | BROCK | PH4ZNK030***3*** | PH4ZNK030***3*** |  |  | Voluntarily Certified | Single-package heat pumps (oth | False | False | 28600 | 28600 | 13.4 | 13.4 | 6.7 | 6.7 | False | 33 | 33 | 10.6 | 0 |  | False | Conventional | 06/30/2023 |  | 11/21/2023
Carrier Corp. - Indianapolis | BROCK | PH4ZNK036***3*** | PH4ZNK036***3*** |  |  | Voluntarily Certified | Single-package heat pumps (oth | False | False | 35000 | 32200 | 13.4 | 13.4 | 6.7 | 6.7 | False | 33 | 33 | 10.6 | 0 |  | False | Conventional | 06/30/2023 |  | 11/21/2023
Carrier Corp. - Indianapolis | BROCK | PH4ZNK042***3*** | PH4ZNK042***3*** |  |  | Voluntarily Certified | Single-package heat pumps (oth | False | False | 40000 | 40000 | 13.4 | 13.4 | 6.7 | 6.7 | False | 33 | 33 | 10.6 | 0 |  | False | Conventional | 06/30/2023 |  | 11/21/2023
Carrier Corp. - Indianapolis | BROCK | PH4ZNK048***3*** | PH4ZNK048***3*** |  |  | Voluntarily Certified | Single-package heat pumps (oth | False | False | 45500 | 45000 | 13.4 | 13.4 | 6.7 | 6.7 | False | 33 | 33 | 10.6 | 0 |  | False | Conventional | 06/30/2023 |  | 11/21/2023
Carrier Corp. - Indianapolis | BROCK | PH4ZNK060***3*** | PH4ZNK060***3*** |  |  | Voluntarily Certified | Single-package heat pumps (oth | False | False | 54000 | 56000 | 13.4 | 13.4 | 6.7 | 6.7 | False | 33 | 33 | 10.6 | 0 |  | False | Conventional | 06/30/2023 |  | 11/21/2023
Carrier Corp. - Indianapolis | BROCK | PH5SAN418**AA* | PH5SAN418**AA* | FJ4DN*A18L* |  | Voluntarily Certified | Single-split-system heat pumps | False | False | 17200 | 17400 | 14.3 | 14.3 | 7.5 | 7.5 | False | 32 | 33 | 12 |  | Blower Coil System | False | Conventional | 05/05/2023 |  | 11/21/2023
Carrier Corp. - Indianapolis | BROCK | PH5SAN430**AA* | PH5SAN430**AA* | FJ4DN*B30L* |  | Voluntarily Certified | Single-split-system heat pumps | False | False | 28400 | 28600 | 14.3 | 14.3 | 7.5 | 7.5 | False | 32 | 33 | 12 |  | Blower Coil System | False | Conventional | 05/05/2023 |  | 11/21/2023
Carrier Corp. - Indianapolis | BROCK | PH5SAN436**AA* | PH5SAN436**AA* | FJ4DN*B36L* |  | Voluntarily Certified | Single-split-system heat pumps | False | False | 34200 | 34000 | 14.3 | 14.3 | 7.5 | 7.5 | False | 32 | 33 | 12 |  | Blower Coil System | False | Conventional | 05/05/2023 |  | 11/21/2023
Carrier Corp. - Indianapolis | BROCK | PH5SAN442**AA* | PH5SAN442**AA* | FJ4DN*C42L* |  | Voluntarily Certified | Single-split-system heat pumps | False | False | 40000 | 42000 | 14.3 | 14.3 | 7.5 | 7.5 | False | 32 | 33 | 12 |  | Blower Coil System | False | Conventional | 05/05/2023 |  | 11/21/2023
Carrier Corp. - Indianapolis | BROCK | PH5SAN448**AA* | PH5SAN448**AA* | FJ4DN*C48L* |  | Voluntarily Certified | Single-split-system heat pumps | False | False | 46000 | 46500 | 14.3 | 14.3 | 7.5 | 7.5 | False | 32 | 33 | 12 |  | Blower Coil System | False | Conventional | 05/05/2023 |  | 11/21/2023
Carrier Corp. - Indianapolis | BROCK | PH5SAN460**AA* | PH5SAN460**AA* | FJ4DN*D60L* |  | Voluntarily Certified | Single-split-system heat pumps | False | False | 57000 | 57000 | 14.3 | 14.3 | 7.5 | 7.5 | False | 32 | 33 | 12 |  | Blower Coil System | False | Conventional | 05/05/2023 |  | 11/21/2023
Carrier Corp. - Indianapolis | Day & Night | PHD424000K***K1 | PHD424000K***K1 |  |  | Voluntarily Certified | Single-package heat pumps (oth | False | False | 22200 | 24000 | 13.4 | 13.4 | 6.7 | 6.7 | False | 33 | 33 | 11.05 | 0 |  | False | Conventional | 06/30/2023 |  | 11/21/2023
Carrier Corp. - Indianapolis | Day & Night | PHD430000K***K1 | PHD430000K***K1 |  |  | Voluntarily Certified | Single-package heat pumps (oth | False | False | 29400 | 30000 | 13.4 | 13.4 | 6.7 | 6.7 | False | 33 | 33 | 11.05 | 0 |  | False | Conventional | 06/30/2023 |  | 11/21/2023
Carrier Corp. - Indianapolis | Day & Night | PHD436000K***K1 | PHD436000K***K1 |  |  | Voluntarily Certified | Single-package heat pumps (oth | False | False | 33400 | 35000 | 13.4 | 13.4 | 6.7 | 6.7 | False | 33 | 33 | 11.05 | 0 |  | False | Conventional | 06/30/2023 |  | 11/21/2023
Carrier Corp. - Indianapolis | Day & Night | PHD442000K***K1 | PHD442000K***K1 |  |  | Voluntarily Certified | Single-package heat pumps (oth | False | False | 40000 | 40000 | 13.4 | 13.4 | 6.7 | 6.7 | False | 33 | 33 | 11.05 | 0 |  | False | Conventional | 06/30/2023 |  | 11/21/2023
Carrier Corp. - Indianapolis | Day & Night | PHD448000K***K1 | PHD448000K***K1 |  |  | Voluntarily Certified | Single-package heat pumps (oth | False | False | 47000 | 46000 | 13.4 | 13.4 | 6.7 | 6.7 | False | 33 | 33 | 11.05 | 0 |  | False | Conventional | 06/30/2023 |  | 11/21/2023
Carrier Corp. - Indianapolis | Day & Night | PHD460000K***K1 | PHD460000K***K1 |  |  | Voluntarily Certified | Single-package heat pumps (oth | False | False | 55000 | 57000 | 13.4 | 13.4 | 6.7 | 6.7 | False | 33 | 33 | 11.05 | 0 |  | False | Conventional | 06/30/2023 |  | 11/21/2023
Carrier Corp. - Indianapolis | Day & Night | PHJ424***K***K* | PHJ424***K***K* |  |  | Voluntarily Certified | Single-package heat pumps (oth | False | False | 24000 | 24000 | 13.4 | 13.4 | 6.7 | 6.7 | False | 33 | 33 | 10.6 | 0 |  | False | Conventional | 06/30/2023 |  | 11/21/2023
Carrier Corp. - Indianapolis | Day & Night | PHJ430***K***K* | PHJ430***K***K* |  |  | Voluntarily Certified | Single-package heat pumps (oth | False | False | 28600 | 28600 | 13.4 | 13.4 | 6.7 | 6.7 | False | 33 | 33 | 10.6 | 0 |  | False | Conventional | 06/30/2023 |  | 11/21/2023
Carrier Corp. - Indianapolis | Day & Night | PHJ436***K***K* | PHJ436***K***K* |  |  | Voluntarily Certified | Single-package heat pumps (oth | False | False | 35000 | 32200 | 13.4 | 13.4 | 6.7 | 6.7 | False | 33 | 33 | 10.6 | 0 |  | False | Conventional | 06/30/2023 |  | 11/21/2023
Carrier Corp. - Indianapolis | Day & Night | PHR524000K***K1 | PHR524000K***K1 |  |  | Voluntarily Certified | Single-package heat pumps (oth | False | False | 22400 | 23800 | 15.2 | 13.4 | 7.2 | 6.7 | False | 33 | 33 | 11.5 | 0 |  | False | Conventional | 06/30/2023 |  | 11/21/2023
Carrier Corp. - Indianapolis | Day & Night | PHR536000K***K1 | PHR536000K***K1 |  |  | Voluntarily Certified | Single-package heat pumps (oth | False | False | 34200 | 34400 | 15.5 | 13.4 | 7.2 | 6.7 | False | 33 | 33 | 12 | 0 |  | False | Conventional | 06/30/2023 |  | 11/21/2023
Carrier Corp. - Indianapolis | Day & Night | PHR548000K***K1 | PHR548000K***K1 |  |  | Voluntarily Certified | Single-package heat pumps (oth | False | False | 47000 | 45000 | 15.5 | 13.4 | 7.2 | 6.7 | False | 33 | 33 | 11.5 | 0 |  | False | Conventional | 06/30/2023 |  | 11/21/2023
Carrier Corp. - Indianapolis | Day & Night | PHR560000K***K1 | PHR560000K***K1 |  |  | Voluntarily Certified | Single-package heat pumps (oth | False | False | 56000 | 56500 | 15.2 | 13.4 | 7.5 | 6.7 | False | 33 | 33 | 11.5 | 0 |  | False | Conventional | 06/30/2023 |  | 11/21/2023
Carrier Corp. - Indianapolis | Day & Night | R4H5S18*K*AAA* | R4H5S18*K*AAA* | FJMA4*18L*A* |  | Voluntarily Certified | Single-split-system heat pumps | False | False | 17200 | 17400 | 14.3 | 14.3 | 7.5 | 7.5 | False | 32 | 33 | 12 |  | Blower Coil System | False | Conventional | 05/05/2023 |  | 11/21/2023
Carrier Corp. - Indianapolis | MSH Legacy | R4H5S18*K*AAA* | R4H5S18*K*AAA* | FJMA4*18L*A* |  | Voluntarily Certified | Single-split-system heat pumps | False | False | 17200 | 17400 | 14.3 | 14.3 | 7.5 | 7.5 | False | 32 | 33 | 12 |  | Blower Coil System | False | Conventional | 05/05/2023 |  | 11/21/2023
Carrier Corp. - Indianapolis | Day & Night | R4H5S24*K*AAA* | R4H5S24*K*AAA* | FJMA4*24L*B* |  | Voluntarily Certified | Single-split-system heat pumps | False | False | 23600 | 23600 | 15.2 | 14.3 | 7.5 | 7.5 | False | 32 | 33 | 12.5 | 0 | Blower Coil System | False | Conventional | 06/30/2023 |  | 11/21/2023
Carrier Corp. - Indianapolis | MSH Legacy | R4H5S24*K*AAA* | R4H5S24*K*AAA* | FJMA4*24L*B* |  | Voluntarily Certified | Single-split-system heat pumps | False | False | 23600 | 23600 | 15.2 | 14.3 | 7.5 | 7.5 | False | 32 | 33 | 12.5 |  | Blower Coil System | False | Conventional | 05/05/2023 |  | 11/21/2023
Carrier Corp. - Indianapolis | Day & Night | R4H5S30*K*AAA* | R4H5S30*K*AAA* | FJMA4*30L*B* |  | Voluntarily Certified | Single-split-system heat pumps | False | False | 28400 | 28600 | 14.3 | 14.3 | 7.5 | 7.5 | False | 32 | 33 | 12 |  | Blower Coil System | False | Conventional | 05/05/2023 |  | 11/21/2023
Carrier Corp. - Indianapolis | MSH Legacy | R4H5S30*K*AAA* | R4H5S30*K*AAA* | FJMA4*30L*B* |  | Voluntarily Certified | Single-split-system heat pumps | False | False | 28400 | 28600 | 14.3 | 14.3 | 7.5 | 7.5 | False | 32 | 33 | 12 |  | Blower Coil System | False | Conventional | 05/05/2023 |  | 11/21/2023
Carrier Corp. - Indianapolis | Day & Night | R4H5S36*K*AAA* | R4H5S36*K*AAA* | FJMA4*36L*B* |  | Voluntarily Certified | Single-split-system heat pumps | False | False | 34200 | 34000 | 14.3 | 14.3 | 7.5 | 7.5 | False | 32 | 33 | 12 |  | Blower Coil System | False | Conventional | 05/05/2023 |  | 11/21/2023
Carrier Corp. - Indianapolis | MSH Legacy | R4H5S36*K*AAA* | R4H5S36*K*AAA* | FJMA4*36L*B* |  | Voluntarily Certified | Single-split-system heat pumps | False | False | 34200 | 34000 | 14.3 | 14.3 | 7.5 | 7.5 | False | 32 | 33 | 12 |  | Blower Coil System | False | Conventional | 05/05/2023 |  | 11/21/2023
Carrier Corp. - Indianapolis | Day & Night | R4H5S42*K*AAA* | R4H5S42*K*AAA* | FJMA4*42L*C* |  | Voluntarily Certified | Single-split-system heat pumps | False | False | 40000 | 42000 | 14.3 | 14.3 | 7.5 | 7.5 | False | 32 | 33 | 12 |  | Blower Coil System | False | Conventional | 05/05/2023 |  | 11/21/2023
Carrier Corp. - Indianapolis | MSH Legacy | R4H5S42*K*AAA* | R4H5S42*K*AAA* | FJMA4*42L*C* |  | Voluntarily Certified | Single-split-system heat pumps | False | False | 40000 | 42000 | 14.3 | 14.3 | 7.5 | 7.5 | False | 32 | 33 | 12 |  | Blower Coil System | False | Conventional | 05/05/2023 |  | 11/21/2023
Carrier Corp. - Indianapolis | Day & Night | R4H5S48*K*AAA* | R4H5S48*K*AAA* | FJMA4*48L*C* |  | Voluntarily Certified | Single-split-system heat pumps | False | False | 46000 | 46500 | 14.3 | 14.3 | 7.5 | 7.5 | False | 32 | 33 | 12 |  | Blower Coil System | False | Conventional | 05/05/2023 |  | 11/21/2023
Carrier Corp. - Indianapolis | MSH Legacy | R4H5S48*K*AAA* | R4H5S48*K*AAA* | FJMA4*48L*C* |  | Voluntarily Certified | Single-split-system heat pumps | False | False | 46000 | 46500 | 14.3 | 14.3 | 7.5 | 7.5 | False | 32 | 33 | 12 |  | Blower Coil System | False | Conventional | 05/05/2023 |  | 11/21/2023
Carrier Corp. - Indianapolis | Day & Night | R4H5S60*K*AAA* | R4H5S60*K*AAA* | FJMA4*60L*D* |  | Voluntarily Certified | Single-split-system heat pumps | False | False | 57000 | 57000 | 14.3 | 14.3 | 7.5 | 7.5 | False | 32 | 33 | 12 |  | Blower Coil System | False | Conventional | 05/05/2023 |  | 11/21/2023
Carrier Corp. - Indianapolis | MSH Legacy | R4H5S60*K*AAA* | R4H5S60*K*AAA* | FJMA4*60L*D* |  | Voluntarily Certified | Single-split-system heat pumps | False | False | 57000 | 57000 | 14.3 | 14.3 | 7.5 | 7.5 | False | 32 | 33 | 12 |  | Blower Coil System | False | Conventional | 05/05/2023 |  | 11/21/2023
Carrier Corp. - Indianapolis | Day & Night | CVH824GKA** | CVH824GKA** | FCM4X24***L+WALLCON |  | Voluntarily Certified | Single-split-system heat pumps | False | False | 23600 | 22200 | 16.5 | 14.3 | 8.1 | 7.5 | False | 32 | 33 | 10 | 0 | Blower Coil System | True | Conventional | 06/30/2023 |  | 11/21/2023
Carrier Corp. - Indianapolis | Day & Night | CVH824GKA**+TSTAT | CVH824GKA**+TSTAT | FVM4X24***L |  | Voluntarily Certified | Single-split-system heat pumps | False | False | 23400 | 24800 | 16 | 14.3 | 7.5 | 7.5 | False | 32 | 33 | 10 |  | Blower Coil System | False | Conventional | 05/05/2023 |  | 11/21/2023
Carrier Corp. - Indianapolis | Day & Night | CVH848GKA** | CVH848GKA** | FCM4X48***L+WALLCON |  | Voluntarily Certified | Single-split-system heat pumps | False | False | 45500 | 46000 | 18 | 14.3 | 8.1 | 7.5 | False | 32 | 33 | 10.5 | 0 | Blower Coil System | True | Conventional | 06/30/2023 |  | 11/21/2023
Carrier Corp. - Indianapolis | Day & Night | CVH860GKA** | CVH860GKA** | FCM4X60***L+WALLCON |  | Voluntarily Certified | Single-split-system heat pumps | False | False | 56500 | 60000 | 17.5 | 14.3 | 8.1 | 7.5 | False | 32 | 33 | 9.5 | 0 | Blower Coil System | True | Conventional | 06/30/2023 |  | 11/21/2023
Carrier Corp. - Indianapolis | Day & Night | CVH860GKA**+TSTAT | CVH860GKA**+TSTAT | FVM4X60***L |  | Voluntarily Certified | Single-split-system heat pumps | False | False | 56500 | 66500 | 14.5 | 14.3 | 8 | 7.5 | False | 32 | 33 | 9.5 |  | Blower Coil System | False | Conventional | 05/05/2023 |  | 11/21/2023
Carrier Corp. - Indianapolis | Day & Night | N4H636GKP** | N4H636GKP** | FVM4X60***L |  | Voluntarily Certified | Single-split-system heat pumps | False | False | 36600 | 36400 | 16 | 14.3 | 8 | 7.5 | False | 32 | 33 | 13 |  | Blower Coil System | False | Conventional | 05/05/2023 |  | 11/21/2023
Carrier Corp. - Indianapolis | BROCK | PH16NA036P0**C* | PH16NA036P0**C* | FV4CNB006L |  | Voluntarily Certified | Single-split-system heat pumps | False | False | 36600 | 36400 | 16 | 14.3 | 8 | 7.5 | False | 32 | 33 | 13 |  | Blower Coil System | False | Conventional | 05/05/2023 |  | 11/21/2023
Carrier Corp. - Indianapolis | Day & Night | PHJ442***K***K* | PHJ442***K***K* |  |  | Voluntarily Certified | Single-package heat pumps (oth | False | False | 40000 | 40000 | 13.4 | 13.4 | 6.7 | 6.7 | False | 33 | 33 | 10.6 | 0 |  | False | Conventional | 06/30/2023 |  | 11/21/2023
Carrier Corp. - Indianapolis | Day & Night | PHJ448***K***K* | PHJ448***K***K* |  |  | Voluntarily Certified | Single-package heat pumps (oth | False | False | 45500 | 45000 | 13.4 | 13.4 | 6.7 | 6.7 | False | 33 | 33 | 10.6 | 0 |  | False | Conventional | 06/30/2023 |  | 11/21/2023
Carrier Corp. - Indianapolis | Day & Night | PHJ460***K***K* | PHJ460***K***K* |  |  | Voluntarily Certified | Single-package heat pumps (oth | False | False | 54000 | 56000 | 13.4 | 13.4 | 6.7 | 6.7 | False | 33 | 33 | 10.6 | 0 |  | False | Conventional | 06/30/2023 |  | 11/21/2023
Carrier Corp. - Indianapolis | Day & Night | RHV036K* | RHV036K* |  |  | Voluntarily Certified | Single-package heat pumps (oth | False | False | 35000 | 34000 | 13.4 | 13.4 | 6.7 | 6.7 | True | 9 | 33 | 11.5 |  |  | False | Conventional | 05/05/2023 |  | 11/21/2023
Carrier Corp. - Indianapolis | Day & Night | RHV049K* | RHV049K* |  |  | Voluntarily Certified | Single-package heat pumps (oth | False | False | 47000 | 46000 | 13.4 | 13.4 | 7 | 6.7 | True | 12 | 33 | 11.2 |  |  | False | Conventional | 05/05/2023 |  | 11/21/2023
Carrier Corp. - Indianapolis | Day & Night | RHV060K* | RHV060K* |  |  | Voluntarily Certified | Single-package heat pumps (oth | False | False | 59500 | 56500 | 13.4 | 13.4 | 7 | 6.7 | True | 30 | 33 | 11.2 |  |  | False | Conventional | 05/05/2023 |  | 11/21/2023
Carrier Corp. - Indianapolis | Day & Night | RHW037K* | RHW037K* |  |  | Voluntarily Certified | Single-package heat pumps (oth | False | False | 33800 | 33200 | 16 | 13.4 | 7.3 | 6.7 | True | 9 | 33 | 11.7 |  |  | False | Conventional | 05/05/2023 |  | 11/21/2023
Carrier Corp. - Indianapolis | Day & Night | RHW049K* | RHW049K* |  |  | Voluntarily Certified | Single-package heat pumps (oth | False | False | 47000 | 45000 | 16 | 13.4 | 7.1 | 6.7 | True | 12 | 33 | 12 |  |  | False | Conventional | 05/05/2023 |  | 11/21/2023
Carrier Corp. - Indianapolis | Day & Night | RHW061K* | RHW061K* |  |  | Voluntarily Certified | Single-package heat pumps (oth | False | False | 59500 | 51000 | 16 | 13.4 | 7.5 | 6.7 | True | 30 | 33 | 12 |  |  | False | Conventional | 05/05/2023 |  | 11/21/2023
Carrier Corp. - Indianapolis | Day & Night | CVH837GKA** | CVH837GKA** | FCM4X60***L+WALLCON |  | Voluntarily Certified | Single-split-system heat pumps | False | False | 33200 | 31600 | 18.5 | 14.3 | 8.1 | 7.5 | False | 32 | 33 | 12 | 0 | Blower Coil System | True | Conventional | 06/30/2023 |  | 11/21/2023
Carrier Corp. - Indianapolis | Tempstar | DLCLRCH48AAK | DLCLRCH48AAK | FVM4X48***L |  | Voluntarily Certified | Single-split-system heat pumps | False | False | 49500 | 44000 | 14.45 | 14.3 | 7.95 | 7.5 | False | 32 | 33 | 9.35 |  | Blower Coil System | True | Conventional | 05/05/2023 |  | 11/21/2023
Carrier Corp. - Indianapolis | Tempstar | DLCLRCH58AAK | DLCLRCH58AAK | FVM4X60***L |  | Voluntarily Certified | Single-split-system heat pumps | False | False | 59500 | 56500 | 14.75 | 14.3 | 8.35 | 7.5 | False | 32 | 33 | 9.95 |  | Blower Coil System | True | Conventional | 05/05/2023 |  | 11/21/2023
Carrier Corp. - Indianapolis | Tempstar | DLCURAH18AAK | DLCURAH18AAK | FJMA4*24L*B* |  | Voluntarily Certified | Single-split-system heat pumps | False | False | 18200 | 18100 | 15 | 14.3 | 7.5 | 7.5 | False | 32 | 33 | 10 |  | Blower Coil System | True | Conventional | 05/05/2023 |  | 11/21/2023
Carrier Corp. - Indianapolis | Tempstar | DLCURAH18ABK | DLCURAH18ABK | FJMA4*24L*B* |  | Voluntarily Certified | Single-split-system heat pumps | False | False | 18500 | 19300 | 15.5 | 14.3 | 9 | 7.5 | False | 32 | 33 | 10.5 |  | Blower Coil System | True | Conventional | 05/05/2023 |  | 11/21/2023
Carrier Corp. - Indianapolis | Tempstar | DLCURAH24AAK | DLCURAH24AAK | FJMA4*24L*B* |  | Voluntarily Certified | Single-split-system heat pumps | False | False | 24000 | 25400 | 15.5 | 14.3 | 9 | 7.5 | False | 32 | 33 | 9.5 |  | Blower Coil System | True | Conventional | 05/05/2023 |  | 11/21/2023
Carrier Corp. - Indianapolis | Tempstar | DLCURAH24ABK | DLCURAH24ABK | FJMA4*24L*B* |  | Voluntarily Certified | Single-split-system heat pumps | False | False | 24000 | 26400 | 16 | 14.3 | 9 | 7.5 | False | 32 | 33 | 10 |  | Blower Coil System | True | Conventional | 05/05/2023 |  | 11/21/2023
Carrier Corp. - Indianapolis | Tempstar | DLCURAH30AAK | DLCURAH30AAK | FJMA4*30L*B* |  | Voluntarily Certified | Single-split-system heat pumps | False | False | 30000 | 31600 | 14.5 | 14.3 | 8 | 7.5 | False | 32 | 33 | 9.5 |  | Blower Coil System | True | Conventional | 05/05/2023 |  | 11/21/2023
Carrier Corp. - Indianapolis | Tempstar | DLCURAH30ABK | DLCURAH30ABK | FJMA4*30L*B* |  | Voluntarily Certified | Single-split-system heat pumps | False | False | 30600 | 34000 | 14.5 | 14.3 | 9 | 7.5 | False | 32 | 33 | 9 |  | Blower Coil System | True | Conventional | 05/05/2023 |  | 11/21/2023
Carrier Corp. - Indianapolis | Tempstar | DLCURAH36AAK | DLCURAH36AAK | FJMA4*36L*B* |  | Voluntarily Certified | Single-split-system heat pumps | False | False | 36000 | 36800 | 14.5 | 14.3 | 7.5 | 7.5 | False | 32 | 33 | 10 |  | Blower Coil System | True | Conventional | 05/05/2023 |  | 11/21/2023
Carrier Corp. - Indianapolis | Tempstar | DLCURAH48AAK | DLCURAH48AAK | FJMA4*48L*C* |  | Voluntarily Certified | Single-split-system heat pumps | False | False | 47500 | 51000 | 14.5 | 14.3 | 8 | 7.5 | False | 32 | 33 | 9.5 | 0 | Blower Coil System | True | Conventional | 06/30/2023 |  | 11/21/2023
Carrier Corp. - Indianapolis | Tempstar | DLCURAH48ABK | DLCURAH48ABK | FJMA4*48L*C* |  | Voluntarily Certified | Single-split-system heat pumps | False | False | 48000 | 50000 | 14.5 | 14.3 | 8.5 | 7.5 | False | 32 | 33 | 10 |  | Blower Coil System | True | Conventional | 05/05/2023 |  | 11/21/2023
Carrier Corp. - Indianapolis | Tempstar | DLCURAH60AAK | DLCURAH60AAK | FVM4X60***L |  | Voluntarily Certified | Single-split-system heat pumps | False | False | 55000 | 52500 | 14.5 | 14.3 | 7.5 | 7.5 | False | 32 | 33 | 8.5 |  | Blower Coil System | True | Conventional | 05/05/2023 |  | 11/21/2023
Carrier Corp. - Indianapolis | Tempstar | DLCURAH60ABK | DLCURAH60ABK | FVM4X60***L |  | Voluntarily Certified | Single-split-system heat pumps | False | False | 55000 | 53500 | 14.3 | 14.3 | 8 | 7.5 | False | 32 | 33 | 8.5 | 0 | Blower Coil System | True | Conventional | 06/30/2023 |  | 11/21/2023
Carrier Corp. - Indianapolis | 1HVAC | HVH824GKA** | HVH824GKA** | FCM4X24***L+WALLCON |  | Voluntarily Certified | Single-split-system heat pumps | False | False | 23600 | 22200 | 16.5 | 14.3 | 8 | 7.5 | False | 32 | 33 | 10 |  | Blower Coil System | True | Conventional | 05/05/2023 |  | 11/21/2023
Carrier Corp. - Indianapolis | 1HVAC | HVH824GKA**+TSTAT | HVH824GKA**+TSTAT | FVM4X24***L |  | Voluntarily Certified | Single-split-system heat pumps | False | False | 23400 | 24800 | 16 | 14.3 | 7.5 | 7.5 | False | 32 | 33 | 10 |  | Blower Coil System | False | Conventional | 05/05/2023 |  | 11/21/2023
Carrier Corp. - Indianapolis | 1HVAC | HVH825GKA2* | HVH825GKA2* | FCM4X48***L+WALLCON |  | Voluntarily Certified | Single-split-system heat pumps | False | False | 24400 | 20600 | 17.5 | 14.3 | 8.5 | 7.5 | False | 32 | 33 | 11.7 |  | Blower Coil System | True | Conventional | 05/05/2023 |  | 11/21/2023
Carrier Corp. - Indianapolis | 1HVAC | HVH825GKA2*+TSTAT | HVH825GKA2*+TSTAT | FVM4X48***L |  | Voluntarily Certified | Single-split-system heat pumps | False | False | 24600 | 31000 | 15.5 | 14.3 | 7.8 | 7.5 | False | 32 | 33 | 11.7 |  | Blower Coil System | False | Conventional | 05/05/2023 |  | 11/21/2023
Carrier Corp. - Indianapolis | 1HVAC | HVH825GKA3* | HVH825GKA3* | FCM4X48***L+WALLCON |  | Voluntarily Certified | Single-split-system heat pumps | False | False | 24400 | 20600 | 17.5 | 14.3 | 8.5 | 7.5 | False | 32 | 33 | 11.7 |  | Blower Coil System | True | Conventional | 05/05/2023 |  | 11/21/2023
Carrier Corp. - Indianapolis | 1HVAC | HVH825GKA3*+TSTAT | HVH825GKA3*+TSTAT | FVM4X48***L |  | Voluntarily Certified | Single-split-system heat pumps | False | False | 24600 | 31000 | 15.5 | 14.3 | 7.8 | 7.5 | False | 32 | 33 | 11.7 |  | Blower Coil System | False | Conventional | 05/05/2023 |  | 11/21/2023
Carrier Corp. - Indianapolis | 1HVAC | HVH836GKA2* | HVH836GKA2* | FCM4X48***L+WALLCON |  | Voluntarily Certified | Single-split-system heat pumps | False | False | 33800 | 32000 | 17 | 14.3 | 8 | 7.5 | False | 32 | 33 | 9.5 |  | Blower Coil System | True | Conventional | 05/05/2023 |  | 11/21/2023
Carrier Corp. - Indianapolis | 1HVAC | HVH836GKA3* | HVH836GKA3* | FCM4X48***L+WALLCON |  | Voluntarily Certified | Single-split-system heat pumps | False | False | 33800 | 32000 | 17 | 14.3 | 8 | 7.5 | False | 32 | 33 | 9.5 |  | Blower Coil System | True | Conventional | 05/05/2023 |  | 11/21/2023
Carrier Corp. - Indianapolis | 1HVAC | HVH837GKA** | HVH837GKA** | FCM4X60***L+WALLCON |  | Voluntarily Certified | Single-split-system heat pumps | False | False | 33200 | 31600 | 18.5 | 14.3 | 8.5 | 7.5 | False | 32 | 33 | 12 |  | Blower Coil System | True | Conventional | 05/05/2023 |  | 11/21/2023
Carrier Corp. - Indianapolis | 1HVAC | HVH837GKA2* | HVH837GKA2* | FCM4X60***L+WALLCON |  | Voluntarily Certified | Single-split-system heat pumps | False | False | 33200 | 31600 | 18.5 | 14.3 | 8.5 | 7.5 | False | 32 | 33 | 12 |  | Blower Coil System | True | Conventional | 05/05/2023 |  | 11/21/2023
Carrier Corp. - Indianapolis | 1HVAC | HVH837GKA2*+TSTAT | HVH837GKA2*+TSTAT | FVM4X60***L |  | Voluntarily Certified | Single-split-system heat pumps | False | False | 33200 | 46500 | 18.5 | 14.3 | 8.5 | 7.5 | False | 32 | 33 | 12 |  | Blower Coil System | False | Conventional | 05/05/2023 |  | 11/21/2023
Carrier Corp. - Indianapolis | 1HVAC | HVH848GKA** | HVH848GKA** | FCM4X48***L+WALLCON |  | Voluntarily Certified | Single-split-system heat pumps | False | False | 45500 | 46000 | 18 | 14.3 | 8.5 | 7.5 | False | 32 | 33 | 10.5 |  | Blower Coil System | True | Conventional | 05/05/2023 |  | 11/21/2023
Carrier Corp. - Indianapolis | 1HVAC | HVH848GKA2* | HVH848GKA2* | FCM4X48***L+WALLCON |  | Voluntarily Certified | Single-split-system heat pumps | False | False | 45500 | 46000 | 18 | 14.3 | 8.5 | 7.5 | False | 32 | 33 | 10.5 |  | Blower Coil System | True | Conventional | 05/05/2023 |  | 11/21/2023
Carrier Corp. - Indianapolis | 1HVAC | HVH848GKA2*+TSTAT | HVH848GKA2*+TSTAT | FVM4X48***L |  | Voluntarily Certified | Single-split-system heat pumps | False | False | 46000 | 53000 | 16 | 14.3 | 7.7 | 7.5 | False | 32 | 33 | 10.5 |  | Blower Coil System | False | Conventional | 05/05/2023 |  | 11/21/2023
Carrier Corp. - Indianapolis | 1HVAC | HVH860GKA** | HVH860GKA** | FCM4X60***L+WALLCON |  | Voluntarily Certified | Single-split-system heat pumps | False | False | 56500 | 60000 | 17.5 | 14.3 | 8.5 | 7.5 | False | 32 | 33 | 9.5 |  | Blower Coil System | True | Conventional | 05/05/2023 |  | 11/21/2023
Carrier Corp. - Indianapolis | 1HVAC | HVH860GKA**+TSTAT | HVH860GKA**+TSTAT | FVM4X60***L |  | Voluntarily Certified | Single-split-system heat pumps | False | False | 56500 | 66500 | 14.5 | 14.3 | 8 | 7.5 | False | 32 | 33 | 9.5 |  | Blower Coil System | False | Conventional | 05/05/2023 |  | 11/21/2023
Carrier Corp. - Indianapolis | 1HVAC | HVH860GKA2* | HVH860GKA2* | FCM4X60***L+WALLCON |  | Voluntarily Certified | Single-split-system heat pumps | False | False | 56500 | 60000 | 17.5 | 14.3 | 8.5 | 7.5 | False | 32 | 33 | 9.5 |  | Blower Coil System | True | Conventional | 05/05/2023 |  | 11/21/2023
Carrier Corp. - Indianapolis | 1HVAC | HVH860GKA2*+TSTAT | HVH860GKA2*+TSTAT | FVM4X60***L |  | Voluntarily Certified | Single-split-system heat pumps | False | False | 56500 | 66500 | 14.5 | 14.3 | 8 | 7.5 | False | 32 | 33 | 9.5 |  | Blower Coil System | False | Conventional | 05/05/2023 |  | 11/21/2023
Carrier Corp. - Indianapolis | 1HVAC | N4H5S18*K*AAA* | N4H5S18*K*AAA* | FJMA4*18L*A* |  | Voluntarily Certified | Single-split-system heat pumps | False | False | 17200 | 17400 | 14.3 | 14.3 | 7.5 | 7.5 | False | 32 | 33 | 12 |  | Blower Coil System | False | Conventional | 05/05/2023 |  | 11/21/2023
Carrier Corp. - Indianapolis | Tempstar | N4H5S18*K*AAA* | N4H5S18*K*AAA* | FJMA4*18L*A* |  | Voluntarily Certified | Single-split-system heat pumps | False | False | 17200 | 17400 | 14.3 | 14.3 | 7.5 | 7.5 | False | 32 | 33 | 12 |  | Blower Coil System | False | Conventional | 05/05/2023 |  | 11/21/2023
Carrier Corp. - Indianapolis | 1HVAC | N4H5S24*K*AAA* | N4H5S24*K*AAA* | FJMA4*24L*B* |  | Voluntarily Certified | Single-split-system heat pumps | False | False | 23600 | 23600 | 15.2 | 14.3 | 7.5 | 7.5 | False | 32 | 33 | 12.5 |  | Blower Coil System | False | Conventional | 05/05/2023 |  | 11/21/2023
Carrier Corp. - Indianapolis | Tempstar | N4H5S24*K*AAA* | N4H5S24*K*AAA* | FJMA4*24L*B* |  | Voluntarily Certified | Single-split-system heat pumps | False | False | 23600 | 23600 | 15.2 | 14.3 | 7.5 | 7.5 | False | 32 | 33 | 12.5 | 0 | Blower Coil System | False | Conventional | 06/30/2023 |  | 11/21/2023
Carrier Corp. - Indianapolis | 1HVAC | N4H5S30*K*AAA* | N4H5S30*K*AAA* | FJMA4*30L*B* |  | Voluntarily Certified | Single-split-system heat pumps | False | False | 28400 | 28600 | 14.3 | 14.3 | 7.5 | 7.5 | False | 32 | 33 | 12 |  | Blower Coil System | False | Conventional | 05/05/2023 |  | 11/21/2023
Carrier Corp. - Indianapolis | Tempstar | N4H5S30*K*AAA* | N4H5S30*K*AAA* | FJMA4*30L*B* |  | Voluntarily Certified | Single-split-system heat pumps | False | False | 28400 | 28600 | 14.3 | 14.3 | 7.5 | 7.5 | False | 32 | 33 | 12 |  | Blower Coil System | False | Conventional | 05/05/2023 |  | 11/21/2023
Carrier Corp. - Indianapolis | 1HVAC | N4H5S36*K*AAA* | N4H5S36*K*AAA* | FJMA4*36L*B* |  | Voluntarily Certified | Single-split-system heat pumps | False | False | 34200 | 34000 | 14.3 | 14.3 | 7.5 | 7.5 | False | 32 | 33 | 12 |  | Blower Coil System | False | Conventional | 05/05/2023 |  | 11/21/2023
Carrier Corp. - Indianapolis | Tempstar | N4H5S36*K*AAA* | N4H5S36*K*AAA* | FJMA4*36L*B* |  | Voluntarily Certified | Single-split-system heat pumps | False | False | 34200 | 34000 | 14.3 | 14.3 | 7.5 | 7.5 | False | 32 | 33 | 12 |  | Blower Coil System | False | Conventional | 05/05/2023 |  | 11/21/2023
Carrier Corp. - Indianapolis | 1HVAC | N4H5S42*K*AAA* | N4H5S42*K*AAA* | FJMA4*42L*C* |  | Voluntarily Certified | Single-split-system heat pumps | False | False | 40000 | 42000 | 14.3 | 14.3 | 7.5 | 7.5 | False | 32 | 33 | 12 |  | Blower Coil System | False | Conventional | 05/05/2023 |  | 11/21/2023
Carrier Corp. - Indianapolis | Tempstar | N4H5S42*K*AAA* | N4H5S42*K*AAA* | FJMA4*42L*C* |  | Voluntarily Certified | Single-split-system heat pumps | False | False | 40000 | 42000 | 14.3 | 14.3 | 7.5 | 7.5 | False | 32 | 33 | 12 |  | Blower Coil System | False | Conventional | 05/05/2023 |  | 11/21/2023
Carrier Corp. - Indianapolis | 1HVAC | N4H5S48*K*AAA* | N4H5S48*K*AAA* | FJMA4*48L*C* |  | Voluntarily Certified | Single-split-system heat pumps | False | False | 46000 | 46500 | 14.3 | 14.3 | 7.5 | 7.5 | False | 32 | 33 | 12 |  | Blower Coil System | False | Conventional | 05/05/2023 |  | 11/21/2023
Carrier Corp. - Indianapolis | Tempstar | N4H5S48*K*AAA* | N4H5S48*K*AAA* | FJMA4*48L*C* |  | Voluntarily Certified | Single-split-system heat pumps | False | False | 46000 | 46500 | 14.3 | 14.3 | 7.5 | 7.5 | False | 32 | 33 | 12 |  | Blower Coil System | False | Conventional | 05/05/2023 |  | 11/21/2023
Carrier Corp. - Indianapolis | 1HVAC | N4H5S60*K*AAA* | N4H5S60*K*AAA* | FJMA4*60L*D* |  | Voluntarily Certified | Single-split-system heat pumps | False | False | 57000 | 57000 | 14.3 | 14.3 | 7.5 | 7.5 | False | 32 | 33 | 12 |  | Blower Coil System | False | Conventional | 05/05/2023 |  | 11/21/2023
Carrier Corp. - Indianapolis | Tempstar | N4H5S60*K*AAA* | N4H5S60*K*AAA* | FJMA4*60L*D* |  | Voluntarily Certified | Single-split-system heat pumps | False | False | 57000 | 57000 | 14.3 | 14.3 | 7.5 | 7.5 | False | 32 | 33 | 12 |  | Blower Coil System | False | Conventional | 05/05/2023 |  | 11/21/2023
Carrier Corp. - Indianapolis | 1HVAC | PDD424***K***K1 | PDD424***K***K1 |  |  | Voluntarily Certified | Single-package heat pumps (oth | False | False | 22200 | 24000 | 13.4 | 13.4 | 6.7 | 6.7 | False | 33 | 33 | 11.05 | 0 |  | False | Conventional | 06/30/2023 |  | 11/21/2023
Carrier Corp. - Indianapolis | Tempstar | PDD424***K***K1 | PDD424***K***K1 |  |  | Voluntarily Certified | Single-package heat pumps (oth | False | False | 22200 | 24000 | 13.4 | 13.4 | 6.7 | 6.7 | False | 33 | 33 | 11.05 | 0 |  | False | Conventional | 06/30/2023 |  | 11/21/2023
Carrier Corp. - Indianapolis | 1HVAC | PDD430***K***K1 | PDD430***K***K1 |  |  | Voluntarily Certified | Single-package heat pumps (oth | False | False | 29400 | 30000 | 13.4 | 13.4 | 6.7 | 6.7 | False | 33 | 33 | 11.05 | 0 |  | False | Conventional | 06/30/2023 |  | 11/21/2023
Carrier Corp. - Indianapolis | Tempstar | PDD430***K***K1 | PDD430***K***K1 |  |  | Voluntarily Certified | Single-package heat pumps (oth | False | False | 29400 | 30000 | 13.4 | 13.4 | 6.7 | 6.7 | False | 33 | 33 | 11.05 | 0 |  | False | Conventional | 06/30/2023 |  | 11/21/2023
Carrier Corp. - Indianapolis | 1HVAC | PDD436***K***K1 | PDD436***K***K1 |  |  | Voluntarily Certified | Single-package heat pumps (oth | False | False | 33400 | 35000 | 13.4 | 13.4 | 6.7 | 6.7 | False | 33 | 33 | 11.05 | 0 |  | False | Conventional | 06/30/2023 |  | 11/21/2023
Carrier Corp. - Indianapolis | Tempstar | PDD436***K***K1 | PDD436***K***K1 |  |  | Voluntarily Certified | Single-package heat pumps (oth | False | False | 33400 | 35000 | 13.4 | 13.4 | 6.7 | 6.7 | False | 33 | 33 | 11.05 | 0 |  | False | Conventional | 06/30/2023 |  | 11/21/2023
Carrier Corp. - Indianapolis | 1HVAC | PDD442***K***K1 | PDD442***K***K1 |  |  | Voluntarily Certified | Single-package heat pumps (oth | False | False | 40000 | 40000 | 13.4 | 13.4 | 6.7 | 6.7 | False | 33 | 33 | 11.05 | 0 |  | False | Conventional | 06/30/2023 |  | 11/21/2023
Carrier Corp. - Indianapolis | Tempstar | PDD442***K***K1 | PDD442***K***K1 |  |  | Voluntarily Certified | Single-package heat pumps (oth | False | False | 40000 | 40000 | 13.4 | 13.4 | 6.7 | 6.7 | False | 33 | 33 | 11.05 | 0 |  | False | Conventional | 06/30/2023 |  | 11/21/2023
Carrier Corp. - Indianapolis | 1HVAC | PDD448***K***K1 | PDD448***K***K1 |  |  | Voluntarily Certified | Single-package heat pumps (oth | False | False | 47000 | 46000 | 13.4 | 13.4 | 6.7 | 6.7 | False | 33 | 33 | 11.05 | 0 |  | False | Conventional | 06/30/2023 |  | 11/21/2023
Carrier Corp. - Indianapolis | Tempstar | PDD448***K***K1 | PDD448***K***K1 |  |  | Voluntarily Certified | Single-package heat pumps (oth | False | False | 47000 | 46000 | 13.4 | 13.4 | 6.7 | 6.7 | False | 33 | 33 | 11.05 | 0 |  | False | Conventional | 06/30/2023 |  | 11/21/2023
Carrier Corp. - Indianapolis | 1HVAC | PDD460***K***K1 | PDD460***K***K1 |  |  | Voluntarily Certified | Single-package heat pumps (oth | False | False | 55000 | 57000 | 13.4 | 13.4 | 6.7 | 6.7 | False | 33 | 33 | 11.05 | 0 |  | False | Conventional | 06/30/2023 |  | 11/21/2023
Carrier Corp. - Indianapolis | Tempstar | PDD460***K***K1 | PDD460***K***K1 |  |  | Voluntarily Certified | Single-package heat pumps (oth | False | False | 55000 | 57000 | 13.4 | 13.4 | 6.7 | 6.7 | False | 33 | 33 | 11.05 | 0 |  | False | Conventional | 06/30/2023 |  | 11/21/2023
Carrier Corp. - Indianapolis | 1HVAC | PHD424000K***K1 | PHD424000K***K1 |  |  | Voluntarily Certified | Single-package heat pumps (oth | False | False | 22200 | 24000 | 13.4 | 13.4 | 6.7 | 6.7 | False | 33 | 33 | 11.05 | 0 |  | False | Conventional | 06/30/2023 |  | 11/21/2023
Carrier Corp. - Indianapolis | Tempstar | PHD424000K***K1 | PHD424000K***K1 |  |  | Voluntarily Certified | Single-package heat pumps (oth | False | False | 22200 | 24000 | 13.4 | 13.4 | 6.7 | 6.7 | False | 33 | 33 | 11.05 | 0 |  | False | Conventional | 06/30/2023 |  | 11/21/2023
Carrier Corp. - Indianapolis | 1HVAC | PHD430000K***K1 | PHD430000K***K1 |  |  | Voluntarily Certified | Single-package heat pumps (oth | False | False | 29400 | 30000 | 13.4 | 13.4 | 6.7 | 6.7 | False | 33 | 33 | 11.05 | 0 |  | False | Conventional | 06/30/2023 |  | 11/21/2023
Carrier Corp. - Indianapolis | Tempstar | PHD430000K***K1 | PHD430000K***K1 |  |  | Voluntarily Certified | Single-package heat pumps (oth | False | False | 29400 | 30000 | 13.4 | 13.4 | 6.7 | 6.7 | False | 33 | 33 | 11.05 | 0 |  | False | Conventional | 06/30/2023 |  | 11/21/2023
Carrier Corp. - Indianapolis | 1HVAC | PHD436000K***K1 | PHD436000K***K1 |  |  | Voluntarily Certified | Single-package heat pumps (oth | False | False | 33400 | 35000 | 13.4 | 13.4 | 6.7 | 6.7 | False | 33 | 33 | 11.05 | 0 |  | False | Conventional | 06/30/2023 |  | 11/21/2023
Carrier Corp. - Indianapolis | Tempstar | PHD436000K***K1 | PHD436000K***K1 |  |  | Voluntarily Certified | Single-package heat pumps (oth | False | False | 33400 | 35000 | 13.4 | 13.4 | 6.7 | 6.7 | False | 33 | 33 | 11.05 | 0 |  | False | Conventional | 06/30/2023 |  | 11/21/2023
Carrier Corp. - Indianapolis | 1HVAC | PHD442000K***K1 | PHD442000K***K1 |  |  | Voluntarily Certified | Single-package heat pumps (oth | False | False | 40000 | 40000 | 13.4 | 13.4 | 6.7 | 6.7 | False | 33 | 33 | 11.05 | 0 |  | False | Conventional | 06/30/2023 |  | 11/21/2023
Carrier Corp. - Indianapolis | Tempstar | PHD442000K***K1 | PHD442000K***K1 |  |  | Voluntarily Certified | Single-package heat pumps (oth | False | False | 40000 | 40000 | 13.4 | 13.4 | 6.7 | 6.7 | False | 33 | 33 | 11.05 | 0 |  | False | Conventional | 06/30/2023 |  | 11/21/2023
Carrier Corp. - Indianapolis | 1HVAC | PHD448000K***K1 | PHD448000K***K1 |  |  | Voluntarily Certified | Single-package heat pumps (oth | False | False | 47000 | 46000 | 13.4 | 13.4 | 6.7 | 6.7 | False | 33 | 33 | 11.05 | 0 |  | False | Conventional | 06/30/2023 |  | 11/21/2023
Carrier Corp. - Indianapolis | Tempstar | PHD448000K***K1 | PHD448000K***K1 |  |  | Voluntarily Certified | Single-package heat pumps (oth | False | False | 47000 | 46000 | 13.4 | 13.4 | 6.7 | 6.7 | False | 33 | 33 | 11.05 | 0 |  | False | Conventional | 06/30/2023 |  | 11/21/2023
Carrier Corp. - Indianapolis | 1HVAC | PHD460000K***K1 | PHD460000K***K1 |  |  | Voluntarily Certified | Single-package heat pumps (oth | False | False | 55000 | 57000 | 13.4 | 13.4 | 6.7 | 6.7 | False | 33 | 33 | 11.05 | 0 |  | False | Conventional | 06/30/2023 |  | 11/21/2023
Carrier Corp. - Indianapolis | Tempstar | PHD460000K***K1 | PHD460000K***K1 |  |  | Voluntarily Certified | Single-package heat pumps (oth | False | False | 55000 | 57000 | 13.4 | 13.4 | 6.7 | 6.7 | False | 33 | 33 | 11.05 | 0 |  | False | Conventional | 06/30/2023 |  | 11/21/2023
Carrier Corp. - Indianapolis | 1HVAC | PHJ424***K***K* | PHJ424***K***K* |  |  | Voluntarily Certified | Single-package heat pumps (oth | False | False | 24000 | 24000 | 13.4 | 13.4 | 6.7 | 6.7 | False | 33 | 33 | 10.6 | 0 |  | False | Conventional | 06/30/2023 |  | 11/21/2023
Carrier Corp. - Indianapolis | Tempstar | PHJ424***K***K* | PHJ424***K***K* |  |  | Voluntarily Certified | Single-package heat pumps (oth | False | False | 24000 | 24000 | 13.4 | 13.4 | 6.7 | 6.7 | False | 33 | 33 | 10.6 | 0 |  | False | Conventional | 06/30/2023 |  | 11/21/2023
Carrier Corp. - Indianapolis | 1HVAC | PHJ430***K***K* | PHJ430***K***K* |  |  | Voluntarily Certified | Single-package heat pumps (oth | False | False | 28600 | 28600 | 13.4 | 13.4 | 6.7 | 6.7 | False | 33 | 33 | 10.6 | 0 |  | False | Conventional | 06/30/2023 |  | 11/21/2023
Carrier Corp. - Indianapolis | Tempstar | PHJ430***K***K* | PHJ430***K***K* |  |  | Voluntarily Certified | Single-package heat pumps (oth | False | False | 28600 | 28600 | 13.4 | 13.4 | 6.7 | 6.7 | False | 33 | 33 | 10.6 | 0 |  | False | Conventional | 06/30/2023 |  | 11/21/2023
Carrier Corp. - Indianapolis | 1HVAC | PHJ436***K***K* | PHJ436***K***K* |  |  | Voluntarily Certified | Single-package heat pumps (oth | False | False | 35000 | 32200 | 13.4 | 13.4 | 6.7 | 6.7 | False | 33 | 33 | 10.6 | 0 |  | False | Conventional | 06/30/2023 |  | 11/21/2023
Carrier Corp. - Indianapolis | Tempstar | PHJ436***K***K* | PHJ436***K***K* |  |  | Voluntarily Certified | Single-package heat pumps (oth | False | False | 35000 | 32200 | 13.4 | 13.4 | 6.7 | 6.7 | False | 33 | 33 | 10.6 | 0 |  | False | Conventional | 06/30/2023 |  | 11/21/2023
Carrier Corp. - Indianapolis | 1HVAC | PHR524000K***K1 | PHR524000K***K1 |  |  | Voluntarily Certified | Single-package heat pumps (oth | False | False | 22400 | 23800 | 15.2 | 13.4 | 7.2 | 6.7 | False | 33 | 33 | 11.5 | 0 |  | False | Conventional | 06/30/2023 |  | 11/21/2023
Carrier Corp. - Indianapolis | Tempstar | PHR524000K***K1 | PHR524000K***K1 |  |  | Voluntarily Certified | Single-package heat pumps (oth | False | False | 22400 | 23800 | 15.2 | 13.4 | 7.2 | 6.7 | False | 33 | 33 | 11.5 | 0 |  | False | Conventional | 06/30/2023 |  | 11/21/2023
Carrier Corp. - Indianapolis | 1HVAC | PHR536000K***K1 | PHR536000K***K1 |  |  | Voluntarily Certified | Single-package heat pumps (oth | False | False | 34200 | 34400 | 15.5 | 13.4 | 7.2 | 6.7 | False | 33 | 33 | 12 | 0 |  | False | Conventional | 06/30/2023 |  | 11/21/2023
Carrier Corp. - Indianapolis | Tempstar | PHR536000K***K1 | PHR536000K***K1 |  |  | Voluntarily Certified | Single-package heat pumps (oth | False | False | 34200 | 34400 | 15.5 | 13.4 | 7.2 | 6.7 | False | 33 | 33 | 12 | 0 |  | False | Conventional | 06/30/2023 |  | 11/21/2023
Carrier Corp. - Indianapolis | 1HVAC | PHR548000K***K1 | PHR548000K***K1 |  |  | Voluntarily Certified | Single-package heat pumps (oth | False | False | 47000 | 45000 | 15.5 | 13.4 | 7.2 | 6.7 | False | 33 | 33 | 11.5 | 0 |  | False | Conventional | 06/30/2023 |  | 11/21/2023
Carrier Corp. - Indianapolis | Tempstar | PHR548000K***K1 | PHR548000K***K1 |  |  | Voluntarily Certified | Single-package heat pumps (oth | False | False | 47000 | 45000 | 15.5 | 13.4 | 7.2 | 6.7 | False | 33 | 33 | 11.5 | 0 |  | False | Conventional | 06/30/2023 |  | 11/21/2023
Carrier Corp. - Indianapolis | 1HVAC | PHR560000K***K1 | PHR560000K***K1 |  |  | Voluntarily Certified | Single-package heat pumps (oth | False | False | 56000 | 56500 | 15.2 | 13.4 | 7.5 | 6.7 | False | 33 | 33 | 11.5 | 0 |  | False | Conventional | 06/30/2023 |  | 11/21/2023
Carrier Corp. - Indianapolis | Tempstar | PHR560000K***K1 | PHR560000K***K1 |  |  | Voluntarily Certified | Single-package heat pumps (oth | False | False | 56000 | 56500 | 15.2 | 13.4 | 7.5 | 6.7 | False | 33 | 33 | 11.5 | 0 |  | False | Conventional | 06/30/2023 |  | 11/21/2023
Carrier Corp. - Indianapolis | 1HVAC | R4H5S18*K*AAA* | R4H5S18*K*AAA* | FJMA4*18L*A* |  | Voluntarily Certified | Single-split-system heat pumps | False | False | 17200 | 17400 | 14.3 | 14.3 | 7.5 | 7.5 | False | 32 | 33 | 12 |  | Blower Coil System | False | Conventional | 05/05/2023 |  | 11/21/2023
Carrier Corp. - Indianapolis | Tempstar | R4H5S18*K*AAA* | R4H5S18*K*AAA* | FJMA4*18L*A* |  | Voluntarily Certified | Single-split-system heat pumps | False | False | 17200 | 17400 | 14.3 | 14.3 | 7.5 | 7.5 | False | 32 | 33 | 12 |  | Blower Coil System | False | Conventional | 05/05/2023 |  | 11/21/2023
Carrier Corp. - Indianapolis | 1HVAC | R4H5S24*K*AAA* | R4H5S24*K*AAA* | FJMA4*24L*B* |  | Voluntarily Certified | Single-split-system heat pumps | False | False | 23600 | 23600 | 15.2 | 14.3 | 7.5 | 7.5 | False | 32 | 33 | 12.5 |  | Blower Coil System | False | Conventional | 05/05/2023 |  | 11/21/2023
Carrier Corp. - Indianapolis | Tempstar | R4H5S24*K*AAA* | R4H5S24*K*AAA* | FJMA4*24L*B* |  | Voluntarily Certified | Single-split-system heat pumps | False | False | 23600 | 23600 | 15.2 | 14.3 | 7.5 | 7.5 | False | 32 | 33 | 12.5 | 0 | Blower Coil System | False | Conventional | 06/30/2023 |  | 11/21/2023
Carrier Corp. - Indianapolis | 1HVAC | R4H5S30*K*AAA* | R4H5S30*K*AAA* | FJMA4*30L*B* |  | Voluntarily Certified | Single-split-system heat pumps | False | False | 28400 | 28600 | 14.3 | 14.3 | 7.5 | 7.5 | False | 32 | 33 | 12 |  | Blower Coil System | False | Conventional | 05/05/2023 |  | 11/21/2023
Carrier Corp. - Indianapolis | Tempstar | R4H5S30*K*AAA* | R4H5S30*K*AAA* | FJMA4*30L*B* |  | Voluntarily Certified | Single-split-system heat pumps | False | False | 28400 | 28600 | 14.3 | 14.3 | 7.5 | 7.5 | False | 32 | 33 | 12 |  | Blower Coil System | False | Conventional | 05/05/2023 |  | 11/21/2023
Carrier Corp. - Indianapolis | 1HVAC | R4H5S36*K*AAA* | R4H5S36*K*AAA* | FJMA4*36L*B* |  | Voluntarily Certified | Single-split-system heat pumps | False | False | 34200 | 34000 | 14.3 | 14.3 | 7.5 | 7.5 | False | 32 | 33 | 12 |  | Blower Coil System | False | Conventional | 05/05/2023 |  | 11/21/2023
Carrier Corp. - Indianapolis | Tempstar | R4H5S36*K*AAA* | R4H5S36*K*AAA* | FJMA4*36L*B* |  | Voluntarily Certified | Single-split-system heat pumps | False | False | 34200 | 34000 | 14.3 | 14.3 | 7.5 | 7.5 | False | 32 | 33 | 12 |  | Blower Coil System | False | Conventional | 05/05/2023 |  | 11/21/2023
Carrier Corp. - Indianapolis | 1HVAC | R4H5S42*K*AAA* | R4H5S42*K*AAA* | FJMA4*42L*C* |  | Voluntarily Certified | Single-split-system heat pumps | False | False | 40000 | 42000 | 14.3 | 14.3 | 7.5 | 7.5 | False | 32 | 33 | 12 |  | Blower Coil System | False | Conventional | 05/05/2023 |  | 11/21/2023
Carrier Corp. - Indianapolis | Tempstar | R4H5S42*K*AAA* | R4H5S42*K*AAA* | FJMA4*42L*C* |  | Voluntarily Certified | Single-split-system heat pumps | False | False | 40000 | 42000 | 14.3 | 14.3 | 7.5 | 7.5 | False | 32 | 33 | 12 |  | Blower Coil System | False | Conventional | 05/05/2023 |  | 11/21/2023
Carrier Corp. - Indianapolis | 1HVAC | R4H5S48*K*AAA* | R4H5S48*K*AAA* | FJMA4*48L*C* |  | Voluntarily Certified | Single-split-system heat pumps | False | False | 46000 | 46500 | 14.3 | 14.3 | 7.5 | 7.5 | False | 32 | 33 | 12 |  | Blower Coil System | False | Conventional | 05/05/2023 |  | 11/21/2023
Carrier Corp. - Indianapolis | Tempstar | R4H5S48*K*AAA* | R4H5S48*K*AAA* | FJMA4*48L*C* |  | Voluntarily Certified | Single-split-system heat pumps | False | False | 46000 | 46500 | 14.3 | 14.3 | 7.5 | 7.5 | False | 32 | 33 | 12 |  | Blower Coil System | False | Conventional | 05/05/2023 |  | 11/21/2023
Carrier Corp. - Indianapolis | 1HVAC | R4H5S60*K*AAA* | R4H5S60*K*AAA* | FJMA4*60L*D* |  | Voluntarily Certified | Single-split-system heat pumps | False | False | 57000 | 57000 | 14.3 | 14.3 | 7.5 | 7.5 | False | 32 | 33 | 12 |  | Blower Coil System | False | Conventional | 05/05/2023 |  | 11/21/2023
Carrier Corp. - Indianapolis | Tempstar | R4H5S60*K*AAA* | R4H5S60*K*AAA* | FJMA4*60L*D* |  | Voluntarily Certified | Single-split-system heat pumps | False | False | 57000 | 57000 | 14.3 | 14.3 | 7.5 | 7.5 | False | 32 | 33 | 12 |  | Blower Coil System | False | Conventional | 05/05/2023 |  | 11/21/2023
Carrier Corp. - Indianapolis | Tempstar | T4H5S18*K*AAA* | T4H5S18*K*AAA* | FJMA4*18L*A* |  | Voluntarily Certified | Single-split-system heat pumps | False | False | 17200 | 17400 | 14.3 | 14.3 | 7.5 | 7.5 | False | 32 | 33 | 12 |  | Blower Coil System | False | Conventional | 05/05/2023 |  | 11/21/2023
Carrier Corp. - Indianapolis | Tempstar | T4H5S24*K*AAA* | T4H5S24*K*AAA* | FJMA4*24L*B* |  | Voluntarily Certified | Single-split-system heat pumps | False | False | 23600 | 23600 | 15.2 | 14.3 | 7.5 | 7.5 | False | 32 | 33 | 12.5 | 0 | Blower Coil System | False | Conventional | 06/30/2023 |  | 11/21/2023
Carrier Corp. - Indianapolis | Tempstar | T4H5S30*K*AAA* | T4H5S30*K*AAA* | FJMA4*30L*B* |  | Voluntarily Certified | Single-split-system heat pumps | False | False | 28400 | 28600 | 14.3 | 14.3 | 7.5 | 7.5 | False | 32 | 33 | 12 |  | Blower Coil System | False | Conventional | 05/05/2023 |  | 11/21/2023
Carrier Corp. - Indianapolis | Tempstar | T4H5S36*K*AAA* | T4H5S36*K*AAA* | FJMA4*36L*B* |  | Voluntarily Certified | Single-split-system heat pumps | False | False | 34200 | 34000 | 14.3 | 14.3 | 7.5 | 7.5 | False | 32 | 33 | 12 |  | Blower Coil System | False | Conventional | 05/05/2023 |  | 11/21/2023
Carrier Corp. - Indianapolis | Tempstar | T4H5S42*K*AAA* | T4H5S42*K*AAA* | FJMA4*42L*C* |  | Voluntarily Certified | Single-split-system heat pumps | False | False | 40000 | 42000 | 14.3 | 14.3 | 7.5 | 7.5 | False | 32 | 33 | 12 |  | Blower Coil System | False | Conventional | 05/05/2023 |  | 11/21/2023
Carrier Corp. - Indianapolis | Tempstar | T4H5S48*K*AAA* | T4H5S48*K*AAA* | FJMA4*48L*C* |  | Voluntarily Certified | Single-split-system heat pumps | False | False | 46000 | 46500 | 14.3 | 14.3 | 7.5 | 7.5 | False | 32 | 33 | 12 |  | Blower Coil System | False | Conventional | 05/05/2023 |  | 11/21/2023
Carrier Corp. - Indianapolis | Tempstar | T4H5S60*K*AAA* | T4H5S60*K*AAA* | FJMA4*60L*D* |  | Voluntarily Certified | Single-split-system heat pumps | False | False | 57000 | 57000 | 14.3 | 14.3 | 7.5 | 7.5 | False | 32 | 33 | 12 |  | Blower Coil System | False | Conventional | 05/05/2023 |  | 11/21/2023
Carrier Corp. - Indianapolis | Tempstar | TVH825GKA2* | TVH825GKA2* | FCM4X48***L+WALLCON |  | Voluntarily Certified | Single-split-system heat pumps | False | False | 24400 | 20600 | 17.5 | 14.3 | 8.5 | 7.5 | False | 32 | 33 | 11.7 |  | Blower Coil System | True | Conventional | 05/05/2023 |  | 11/21/2023
Carrier Corp. - Indianapolis | Tempstar | TVH825GKA2*+TSTAT | TVH825GKA2*+TSTAT | FVM4X48***L |  | Voluntarily Certified | Single-split-system heat pumps | False | False | 24600 | 31000 | 15.5 | 14.3 | 7.8 | 7.5 | False | 32 | 33 | 11.7 |  | Blower Coil System | False | Conventional | 05/05/2023 |  | 11/21/2023
Carrier Corp. - Indianapolis | Tempstar | TVH825GKA3* | TVH825GKA3* | FCM4X48***L+WALLCON |  | Voluntarily Certified | Single-split-system heat pumps | False | False | 24400 | 20600 | 17.5 | 14.3 | 8.5 | 7.5 | False | 32 | 33 | 11.7 | 0 | Blower Coil System | True | Conventional | 06/30/2023 |  | 11/21/2023
Carrier Corp. - Indianapolis | Tempstar | TVH825GKA3*+TSTAT | TVH825GKA3*+TSTAT | FVM4X48***L |  | Voluntarily Certified | Single-split-system heat pumps | False | False | 24600 | 31000 | 15.5 | 14.3 | 7.8 | 7.5 | False | 32 | 33 | 11.7 |  | Blower Coil System | False | Conventional | 05/05/2023 |  | 11/21/2023
Carrier Corp. - Indianapolis | Tempstar | TVH836GKA2* | TVH836GKA2* | FCM4X48***L+WALLCON |  | Voluntarily Certified | Single-split-system heat pumps | False | False | 33800 | 32000 | 17 | 14.3 | 8.1 | 7.5 | False | 32 | 33 | 9.5 | 0 | Blower Coil System | True | Conventional | 06/30/2023 |  | 11/21/2023
Carrier Corp. - Indianapolis | Tempstar | TVH836GKA3* | TVH836GKA3* | FCM4X48***L+WALLCON |  | Voluntarily Certified | Single-split-system heat pumps | False | False | 33800 | 32000 | 17 | 14.3 | 8.1 | 7.5 | False | 32 | 33 | 9.5 | 0 | Blower Coil System | True | Conventional | 06/30/2023 |  | 11/21/2023
Carrier Corp. - Indianapolis | Tempstar | TVH837GKA2* | TVH837GKA2* | FCM4X60***L+WALLCON |  | Voluntarily Certified | Single-split-system heat pumps | False | False | 33200 | 31400 | 18.5 | 14.3 | 8.5 | 7.5 | False | 32 | 33 | 12 | 0 | Blower Coil System | True | Conventional | 06/30/2023 |  | 11/21/2023
Carrier Corp. - Indianapolis | Tempstar | TVH837GKA2*+TSTAT | TVH837GKA2*+TSTAT | FVM4X60***L |  | Voluntarily Certified | Single-split-system heat pumps | False | False | 33200 | 46500 | 18.5 | 14.3 | 8.5 | 7.5 | False | 32 | 33 | 12 |  | Blower Coil System | False | Conventional | 05/05/2023 |  | 11/21/2023
Carrier Corp. - Indianapolis | Tempstar | TVH848GKA2* | TVH848GKA2* | FCM4X48***L+WALLCON |  | Voluntarily Certified | Single-split-system heat pumps | False | False | 45500 | 46000 | 18 | 14.3 | 8.5 | 7.5 | False | 32 | 33 | 10.5 | 0 | Blower Coil System | True | Conventional | 06/30/2023 |  | 11/21/2023
Carrier Corp. - Indianapolis | Tempstar | TVH848GKA2*+TSTAT | TVH848GKA2*+TSTAT | FVM4X48***L |  | Voluntarily Certified | Single-split-system heat pumps | False | False | 46000 | 53000 | 16 | 14.3 | 7.7 | 7.5 | False | 32 | 33 | 10.5 |  | Blower Coil System | False | Conventional | 05/05/2023 |  | 11/21/2023
Carrier Corp. - Indianapolis | Tempstar | TVH860GKA2* | TVH860GKA2* | FCM4X60***L+WALLCON |  | Voluntarily Certified | Single-split-system heat pumps | False | False | 56500 | 60000 | 17.5 | 14.3 | 8.5 | 7.5 | False | 32 | 33 | 9.5 | 0 | Blower Coil System | True | Conventional | 06/30/2023 |  | 11/21/2023
Carrier Corp. - Indianapolis | Tempstar | TVH860GKA2*+TSTAT | TVH860GKA2*+TSTAT | FVM4X60***L |  | Voluntarily Certified | Single-split-system heat pumps | False | False | 56500 | 66500 | 14.5 | 14.3 | 8 | 7.5 | False | 32 | 33 | 9.5 |  | Blower Coil System | False | Conventional | 05/05/2023 |  | 11/21/2023
Carrier Corp. - Indianapolis | 1HVAC | N4H636GKP** | N4H636GKP** | FVM4X60***L |  | Voluntarily Certified | Single-split-system heat pumps | False | False | 36600 | 36400 | 16 | 14.3 | 8 | 7.5 | False | 32 | 33 | 13 | 0 | Blower Coil System | False | Conventional | 06/30/2023 |  | 11/21/2023
Carrier Corp. - Indianapolis | Tempstar | N4H636GKP** | N4H636GKP** | FVM4X60***L |  | Voluntarily Certified | Single-split-system heat pumps | False | False | 36600 | 36400 | 16 | 14.3 | 8 | 7.5 | False | 32 | 33 | 13 |  | Blower Coil System | False | Conventional | 05/05/2023 |  | 11/21/2023
Carrier Corp. - Indianapolis | 1HVAC | PHJ442***K***K* | PHJ442***K***K* |  |  | Voluntarily Certified | Single-package heat pumps (oth | False | False | 40000 | 40000 | 13.4 | 13.4 | 6.7 | 6.7 | False | 33 | 33 | 10.6 | 0 |  | False | Conventional | 06/30/2023 |  | 11/21/2023
Carrier Corp. - Indianapolis | Tempstar | PHJ442***K***K* | PHJ442***K***K* |  |  | Voluntarily Certified | Single-package heat pumps (oth | False | False | 40000 | 40000 | 13.4 | 13.4 | 6.7 | 6.7 | False | 33 | 33 | 10.6 | 0 |  | False | Conventional | 06/30/2023 |  | 11/21/2023
Carrier Corp. - Indianapolis | 1HVAC | PHJ448***K***K* | PHJ448***K***K* |  |  | Voluntarily Certified | Single-package heat pumps (oth | False | False | 45500 | 45000 | 13.4 | 13.4 | 6.7 | 6.7 | False | 33 | 33 | 10.6 | 0 |  | False | Conventional | 06/30/2023 |  | 11/21/2023
Carrier Corp. - Indianapolis | Tempstar | PHJ448***K***K* | PHJ448***K***K* |  |  | Voluntarily Certified | Single-package heat pumps (oth | False | False | 45500 | 45000 | 13.4 | 13.4 | 6.7 | 6.7 | False | 33 | 33 | 10.6 | 0 |  | False | Conventional | 06/30/2023 |  | 11/21/2023
Carrier Corp. - Indianapolis | 1HVAC | PHJ460***K***K* | PHJ460***K***K* |  |  | Voluntarily Certified | Single-package heat pumps (oth | False | False | 54000 | 56000 | 13.4 | 13.4 | 6.7 | 6.7 | False | 33 | 33 | 10.6 | 0 |  | False | Conventional | 06/30/2023 |  | 11/21/2023
Carrier Corp. - Indianapolis | Tempstar | PHJ460***K***K* | PHJ460***K***K* |  |  | Voluntarily Certified | Single-package heat pumps (oth | False | False | 54000 | 56000 | 13.4 | 13.4 | 6.7 | 6.7 | False | 33 | 33 | 10.6 | 0 |  | False | Conventional | 06/30/2023 |  | 11/21/2023
Carrier Corp. - Indianapolis | Tempstar | RHV036K* | RHV036K* |  |  | Voluntarily Certified | Single-package heat pumps (oth | False | False | 35000 | 34000 | 13.4 | 13.4 | 6.7 | 6.7 | True | 9 | 33 | 11.5 |  |  | False | Conventional | 05/05/2023 |  | 11/21/2023
Carrier Corp. - Indianapolis | Tempstar | RHV049K* | RHV049K* |  |  | Voluntarily Certified | Single-package heat pumps (oth | False | False | 47000 | 46000 | 13.4 | 13.4 | 7 | 6.7 | True | 12 | 33 | 11.2 |  |  | False | Conventional | 05/05/2023 |  | 11/21/2023
Carrier Corp. - Indianapolis | Tempstar | RHV060K* | RHV060K* |  |  | Voluntarily Certified | Single-package heat pumps (oth | False | False | 59500 | 56500 | 13.4 | 13.4 | 7 | 6.7 | True | 30 | 33 | 11.2 |  |  | False | Conventional | 05/05/2023 |  | 11/21/2023
Carrier Corp. - Indianapolis | Tempstar | RHW037K* | RHW037K* |  |  | Voluntarily Certified | Single-package heat pumps (oth | False | False | 33800 | 33200 | 16 | 13.4 | 7.3 | 6.7 | True | 9 | 33 | 11.7 |  |  | False | Conventional | 05/05/2023 |  | 11/21/2023
Carrier Corp. - Indianapolis | Tempstar | RHW049K* | RHW049K* |  |  | Voluntarily Certified | Single-package heat pumps (oth | False | False | 47000 | 45000 | 16 | 13.4 | 7.1 | 6.7 | True | 12 | 33 | 12 |  |  | False | Conventional | 05/05/2023 |  | 11/21/2023
Carrier Corp. - Indianapolis | Tempstar | RHW061K* | RHW061K* |  |  | Voluntarily Certified | Single-package heat pumps (oth | False | False | 59500 | 51000 | 16 | 13.4 | 7.5 | 6.7 | True | 30 | 33 | 12 |  |  | False | Conventional | 05/05/2023 |  | 11/21/2023
Carrier Corp. - Indianapolis | Tempstar | TVH824GKA** | TVH824GKA** | FCM4X24***L+WALLCON |  | Voluntarily Certified | Single-split-system heat pumps | False | False | 23600 | 22200 | 16.5 | 14.3 | 8.1 | 7.5 | False | 32 | 33 | 10 | 0 | Blower Coil System | True | Conventional | 06/30/2023 |  | 11/21/2023
Carrier Corp. - Indianapolis | Tempstar | TVH824GKA**+TSTAT | TVH824GKA**+TSTAT | FVM4X24***L |  | Voluntarily Certified | Single-split-system heat pumps | False | False | 23400 | 24800 | 16 | 14.3 | 7.5 | 7.5 | False | 32 | 33 | 10 |  | Blower Coil System | False | Conventional | 05/05/2023 |  | 11/21/2023
Carrier Corp. - Indianapolis | Tempstar | TVH848GKA** | TVH848GKA** | FCM4X48***L+WALLCON |  | Voluntarily Certified | Single-split-system heat pumps | False | False | 45500 | 46000 | 18 | 14.3 | 8.1 | 7.5 | False | 32 | 33 | 10.5 | 0 | Blower Coil System | True | Conventional | 06/30/2023 |  | 11/21/2023
Carrier Corp. - Indianapolis | Tempstar | TVH860GKA** | TVH860GKA** | FCM4X60***L+WALLCON |  | Voluntarily Certified | Single-split-system heat pumps | False | False | 56500 | 60000 | 17.5 | 14.3 | 8.1 | 7.5 | False | 32 | 33 | 9.5 | 0 | Blower Coil System | True | Conventional | 06/30/2023 |  | 11/21/2023
Carrier Corp. - Indianapolis | Tempstar | TVH860GKA**+TSTAT | TVH860GKA**+TSTAT | FVM4X60***L |  | Voluntarily Certified | Single-split-system heat pumps | False | False | 56500 | 66500 | 14.5 | 14.3 | 8 | 7.5 | False | 32 | 33 | 9.5 |  | Blower Coil System | False | Conventional | 05/05/2023 |  | 11/21/2023
Carrier Corp. - Indianapolis | Tempstar | TVH837GKA** | TVH837GKA** | FCM4X60***L+WALLCON |  | Voluntarily Certified | Single-split-system heat pumps | False | False | 33200 | 31600 | 18.5 | 14.3 | 8.1 | 7.5 | False | 32 | 33 | 12 | 0 | Blower Coil System | True | Conventional | 06/30/2023 |  | 11/21/2023
Carrier Corp. - Indianapolis | Airquest | HVH837GKA** | HVH837GKA** | FCM4X60***L+WALLCON |  | Voluntarily Certified | Single-split-system heat pumps | False | False | 33200 | 31600 | 18.5 | 14.3 | 8.1 | 7.5 | False | 32 | 33 | 12 | 0 | Blower Coil System | True | Conventional | 06/30/2023 |  | 11/21/2023
Carrier Corp. - Indianapolis | Arcoaire | HVH837GKA** | HVH837GKA** | FCM4X60***L+WALLCON |  | Voluntarily Certified | Single-split-system heat pumps | False | False | 33200 | 31600 | 18.5 | 14.3 | 8.1 | 7.5 | False | 32 | 33 | 12 | 0 | Blower Coil System | True | Conventional | 06/30/2023 |  | 11/21/2023
Carrier Corp. - Indianapolis | Airquest | DLCLRCH48AAK | DLCLRCH48AAK | FVM4X48***L |  | Voluntarily Certified | Single-split-system heat pumps | False | False | 49500 | 44000 | 14.45 | 14.3 | 7.95 | 7.5 | False | 32 | 33 | 9.35 |  | Blower Coil System | True | Conventional | 05/05/2023 |  | 11/21/2023
Carrier Corp. - Indianapolis | Arcoaire | DLCLRCH48AAK | DLCLRCH48AAK | FVM4X48***L |  | Voluntarily Certified | Single-split-system heat pumps | False | False | 49500 | 44000 | 14.45 | 14.3 | 7.95 | 7.5 | False | 32 | 33 | 9.35 |  | Blower Coil System | True | Conventional | 05/05/2023 |  | 11/21/2023
Carrier Corp. - Indianapolis | Airquest | DLCLRCH58AAK | DLCLRCH58AAK | FVM4X60***L |  | Voluntarily Certified | Single-split-system heat pumps | False | False | 59500 | 56500 | 14.75 | 14.3 | 8.35 | 7.5 | False | 32 | 33 | 9.95 |  | Blower Coil System | True | Conventional | 05/05/2023 |  | 11/21/2023
Carrier Corp. - Indianapolis | Arcoaire | DLCLRCH58AAK | DLCLRCH58AAK | FVM4X60***L |  | Voluntarily Certified | Single-split-system heat pumps | False | False | 59500 | 56500 | 14.75 | 14.3 | 8.35 | 7.5 | False | 32 | 33 | 9.95 |  | Blower Coil System | True | Conventional | 05/05/2023 |  | 11/21/2023
Carrier Corp. - Indianapolis | Airquest | DLCURAH18AAK | DLCURAH18AAK | FJMA4*24L*B* |  | Voluntarily Certified | Single-split-system heat pumps | False | False | 18200 | 18100 | 15 | 14.3 | 7.5 | 7.5 | False | 32 | 33 | 10 |  | Blower Coil System | True | Conventional | 05/05/2023 |  | 11/21/2023
Carrier Corp. - Indianapolis | Arcoaire | DLCURAH18AAK | DLCURAH18AAK | FJMA4*24L*B* |  | Voluntarily Certified | Single-split-system heat pumps | False | False | 18200 | 18100 | 15 | 14.3 | 7.5 | 7.5 | False | 32 | 33 | 10 |  | Blower Coil System | True | Conventional | 05/05/2023 |  | 11/21/2023
Carrier Corp. - Indianapolis | Airquest | DLCURAH18ABK | DLCURAH18ABK | FJMA4*24L*B* |  | Voluntarily Certified | Single-split-system heat pumps | False | False | 18500 | 19300 | 15.5 | 14.3 | 9 | 7.5 | False | 32 | 33 | 10.5 |  | Blower Coil System | True | Conventional | 05/05/2023 |  | 11/21/2023
Carrier Corp. - Indianapolis | Arcoaire | DLCURAH18ABK | DLCURAH18ABK | FJMA4*24L*B* |  | Voluntarily Certified | Single-split-system heat pumps | False | False | 18500 | 19300 | 15.5 | 14.3 | 9 | 7.5 | False | 32 | 33 | 10.5 |  | Blower Coil System | True | Conventional | 05/05/2023 |  | 11/21/2023
Carrier Corp. - Indianapolis | Airquest | DLCURAH24AAK | DLCURAH24AAK | FJMA4*24L*B* |  | Voluntarily Certified | Single-split-system heat pumps | False | False | 24000 | 25400 | 15.5 | 14.3 | 9 | 7.5 | False | 32 | 33 | 9.5 |  | Blower Coil System | True | Conventional | 05/05/2023 |  | 11/21/2023
Carrier Corp. - Indianapolis | Arcoaire | DLCURAH24AAK | DLCURAH24AAK | FJMA4*24L*B* |  | Voluntarily Certified | Single-split-system heat pumps | False | False | 24000 | 25400 | 15.5 | 14.3 | 9 | 7.5 | False | 32 | 33 | 9.5 |  | Blower Coil System | True | Conventional | 05/05/2023 |  | 11/21/2023
Carrier Corp. - Indianapolis | Airquest | DLCURAH24ABK | DLCURAH24ABK | FJMA4*24L*B* |  | Voluntarily Certified | Single-split-system heat pumps | False | False | 24000 | 26400 | 16 | 14.3 | 9 | 7.5 | False | 32 | 33 | 10 |  | Blower Coil System | True | Conventional | 05/05/2023 |  | 11/21/2023
Carrier Corp. - Indianapolis | Arcoaire | DLCURAH24ABK | DLCURAH24ABK | FJMA4*24L*B* |  | Voluntarily Certified | Single-split-system heat pumps | False | False | 24000 | 26400 | 16 | 14.3 | 9 | 7.5 | False | 32 | 33 | 10 |  | Blower Coil System | True | Conventional | 05/05/2023 |  | 11/21/2023
Carrier Corp. - Indianapolis | Airquest | DLCURAH30AAK | DLCURAH30AAK | FJMA4*30L*B* |  | Voluntarily Certified | Single-split-system heat pumps | False | False | 30000 | 31600 | 14.5 | 14.3 | 8 | 7.5 | False | 32 | 33 | 9.5 |  | Blower Coil System | True | Conventional | 05/05/2023 |  | 11/21/2023
Carrier Corp. - Indianapolis | Arcoaire | DLCURAH30AAK | DLCURAH30AAK | FJMA4*30L*B* |  | Voluntarily Certified | Single-split-system heat pumps | False | False | 30000 | 31600 | 14.5 | 14.3 | 8 | 7.5 | False | 32 | 33 | 9.5 |  | Blower Coil System | True | Conventional | 05/05/2023 |  | 11/21/2023
Carrier Corp. - Indianapolis | Airquest | DLCURAH30ABK | DLCURAH30ABK | FJMA4*30L*B* |  | Voluntarily Certified | Single-split-system heat pumps | False | False | 30600 | 34000 | 14.5 | 14.3 | 9 | 7.5 | False | 32 | 33 | 9 |  | Blower Coil System | True | Conventional | 05/05/2023 |  | 11/21/2023
Carrier Corp. - Indianapolis | Arcoaire | DLCURAH30ABK | DLCURAH30ABK | FJMA4*30L*B* |  | Voluntarily Certified | Single-split-system heat pumps | False | False | 30600 | 34000 | 14.5 | 14.3 | 9 | 7.5 | False | 32 | 33 | 9 |  | Blower Coil System | True | Conventional | 05/05/2023 |  | 11/21/2023
Carrier Corp. - Indianapolis | Airquest | DLCURAH36AAK | DLCURAH36AAK | FJMA4*36L*B* |  | Voluntarily Certified | Single-split-system heat pumps | False | False | 36000 | 36800 | 14.5 | 14.3 | 7.5 | 7.5 | False | 32 | 33 | 10 |  | Blower Coil System | True | Conventional | 05/05/2023 |  | 11/21/2023
Carrier Corp. - Indianapolis | Arcoaire | DLCURAH36AAK | DLCURAH36AAK | FJMA4*36L*B* |  | Voluntarily Certified | Single-split-system heat pumps | False | False | 36000 | 36800 | 14.5 | 14.3 | 7.5 | 7.5 | False | 32 | 33 | 10 |  | Blower Coil System | True | Conventional | 05/05/2023 |  | 11/21/2023
Carrier Corp. - Indianapolis | Airquest | DLCURAH48AAK | DLCURAH48AAK | FJMA4*48L*C* |  | Voluntarily Certified | Single-split-system heat pumps | False | False | 47500 | 51000 | 14.5 | 14.3 | 8 | 7.5 | False | 32 | 33 | 9.5 | 0 | Blower Coil System | True | Conventional | 06/30/2023 |  | 11/21/2023
Carrier Corp. - Indianapolis | Arcoaire | DLCURAH48AAK | DLCURAH48AAK | FJMA4*48L*C* |  | Voluntarily Certified | Single-split-system heat pumps | False | False | 47500 | 51000 | 14.5 | 14.3 | 8 | 7.5 | False | 32 | 33 | 9.5 | 0 | Blower Coil System | True | Conventional | 06/30/2023 |  | 11/21/2023
Carrier Corp. - Indianapolis | Airquest | DLCURAH48ABK | DLCURAH48ABK | FJMA4*48L*C* |  | Voluntarily Certified | Single-split-system heat pumps | False | False | 48000 | 50000 | 14.5 | 14.3 | 8.5 | 7.5 | False | 32 | 33 | 10 |  | Blower Coil System | True | Conventional | 05/05/2023 |  | 11/21/2023
Carrier Corp. - Indianapolis | Arcoaire | DLCURAH48ABK | DLCURAH48ABK | FJMA4*48L*C* |  | Voluntarily Certified | Single-split-system heat pumps | False | False | 48000 | 50000 | 14.5 | 14.3 | 8.5 | 7.5 | False | 32 | 33 | 10 |  | Blower Coil System | True | Conventional | 05/05/2023 |  | 11/21/2023
Carrier Corp. - Indianapolis | Airquest | DLCURAH60AAK | DLCURAH60AAK | FVM4X60***L |  | Voluntarily Certified | Single-split-system heat pumps | False | False | 55000 | 52500 | 14.5 | 14.3 | 7.5 | 7.5 | False | 32 | 33 | 8.5 |  | Blower Coil System | True | Conventional | 05/05/2023 |  | 11/21/2023
Carrier Corp. - Indianapolis | Arcoaire | DLCURAH60AAK | DLCURAH60AAK | FVM4X60***L |  | Voluntarily Certified | Single-split-system heat pumps | False | False | 55000 | 52500 | 14.5 | 14.3 | 7.5 | 7.5 | False | 32 | 33 | 8.5 |  | Blower Coil System | True | Conventional | 05/05/2023 |  | 11/21/2023
Carrier Corp. - Indianapolis | Airquest | DLCURAH60ABK | DLCURAH60ABK | FVM4X60***L |  | Voluntarily Certified | Single-split-system heat pumps | False | False | 55000 | 53500 | 14.3 | 14.3 | 8 | 7.5 | False | 32 | 33 | 8.5 | 0 | Blower Coil System | True | Conventional | 06/30/2023 |  | 11/21/2023
Carrier Corp. - Indianapolis | Arcoaire | DLCURAH60ABK | DLCURAH60ABK | FVM4X60***L |  | Voluntarily Certified | Single-split-system heat pumps | False | False | 55000 | 53500 | 14.3 | 14.3 | 8 | 7.5 | False | 32 | 33 | 8.5 | 0 | Blower Coil System | True | Conventional | 06/30/2023 |  | 11/21/2023
Carrier Corp. - Indianapolis | Airquest | H4H5S18*K*AAA* | H4H5S18*K*AAA* | FJMA4*18L*A* |  | Voluntarily Certified | Single-split-system heat pumps | False | False | 17200 | 17400 | 14.3 | 14.3 | 7.5 | 7.5 | False | 32 | 33 | 12 |  | Blower Coil System | False | Conventional | 05/05/2023 |  | 11/21/2023
Carrier Corp. - Indianapolis | Arcoaire | H4H5S18*K*AAA* | H4H5S18*K*AAA* | FJMA4*18L*A* |  | Voluntarily Certified | Single-split-system heat pumps | False | False | 17200 | 17400 | 14.3 | 14.3 | 7.5 | 7.5 | False | 32 | 33 | 12 |  | Blower Coil System | False | Conventional | 05/05/2023 |  | 11/21/2023
Carrier Corp. - Indianapolis | Airquest | H4H5S24*K*AAA* | H4H5S24*K*AAA* | FJMA4*24L*B* |  | Voluntarily Certified | Single-split-system heat pumps | False | False | 23600 | 23600 | 15.2 | 14.3 | 7.5 | 7.5 | False | 32 | 33 | 12.5 | 0 | Blower Coil System | False | Conventional | 06/30/2023 |  | 11/21/2023
Carrier Corp. - Indianapolis | Arcoaire | H4H5S24*K*AAA* | H4H5S24*K*AAA* | FJMA4*24L*B* |  | Voluntarily Certified | Single-split-system heat pumps | False | False | 23600 | 23600 | 15.2 | 14.3 | 7.5 | 7.5 | False | 32 | 33 | 12.5 | 0 | Blower Coil System | False | Conventional | 06/30/2023 |  | 11/21/2023
Carrier Corp. - Indianapolis | Airquest | H4H5S30*K*AAA* | H4H5S30*K*AAA* | FJMA4*30L*B* |  | Voluntarily Certified | Single-split-system heat pumps | False | False | 28400 | 28600 | 14.3 | 14.3 | 7.5 | 7.5 | False | 32 | 33 | 12 |  | Blower Coil System | False | Conventional | 05/05/2023 |  | 11/21/2023
Carrier Corp. - Indianapolis | Arcoaire | H4H5S30*K*AAA* | H4H5S30*K*AAA* | FJMA4*30L*B* |  | Voluntarily Certified | Single-split-system heat pumps | False | False | 28400 | 28600 | 14.3 | 14.3 | 7.5 | 7.5 | False | 32 | 33 | 12 |  | Blower Coil System | False | Conventional | 05/05/2023 |  | 11/21/2023
Carrier Corp. - Indianapolis | Airquest | H4H5S36*K*AAA* | H4H5S36*K*AAA* | FJMA4*36L*B* |  | Voluntarily Certified | Single-split-system heat pumps | False | False | 34200 | 34000 | 14.3 | 14.3 | 7.5 | 7.5 | False | 32 | 33 | 12 |  | Blower Coil System | False | Conventional | 05/05/2023 |  | 11/21/2023
Carrier Corp. - Indianapolis | Arcoaire | H4H5S36*K*AAA* | H4H5S36*K*AAA* | FJMA4*36L*B* |  | Voluntarily Certified | Single-split-system heat pumps | False | False | 34200 | 34000 | 14.3 | 14.3 | 7.5 | 7.5 | False | 32 | 33 | 12 |  | Blower Coil System | False | Conventional | 05/05/2023 |  | 11/21/2023
Carrier Corp. - Indianapolis | Airquest | H4H5S42*K*AAA* | H4H5S42*K*AAA* | FJMA4*42L*C* |  | Voluntarily Certified | Single-split-system heat pumps | False | False | 40000 | 42000 | 14.3 | 14.3 | 7.5 | 7.5 | False | 32 | 33 | 12 |  | Blower Coil System | False | Conventional | 05/05/2023 |  | 11/21/2023
Carrier Corp. - Indianapolis | Arcoaire | H4H5S42*K*AAA* | H4H5S42*K*AAA* | FJMA4*42L*C* |  | Voluntarily Certified | Single-split-system heat pumps | False | False | 40000 | 42000 | 14.3 | 14.3 | 7.5 | 7.5 | False | 32 | 33 | 12 |  | Blower Coil System | False | Conventional | 05/05/2023 |  | 11/21/2023
Carrier Corp. - Indianapolis | Airquest | H4H5S48*K*AAA* | H4H5S48*K*AAA* | FJMA4*48L*C* |  | Voluntarily Certified | Single-split-system heat pumps | False | False | 46000 | 46500 | 14.3 | 14.3 | 7.5 | 7.5 | False | 32 | 33 | 12 |  | Blower Coil System | False | Conventional | 05/05/2023 |  | 11/21/2023
Carrier Corp. - Indianapolis | Arcoaire | H4H5S48*K*AAA* | H4H5S48*K*AAA* | FJMA4*48L*C* |  | Voluntarily Certified | Single-split-system heat pumps | False | False | 46000 | 46500 | 14.3 | 14.3 | 7.5 | 7.5 | False | 32 | 33 | 12 |  | Blower Coil System | False | Conventional | 05/05/2023 |  | 11/21/2023
Carrier Corp. - Indianapolis | Airquest | H4H5S60*K*AAA* | H4H5S60*K*AAA* | FJMA4*60L*D* |  | Voluntarily Certified | Single-split-system heat pumps | False | False | 57000 | 57000 | 14.3 | 14.3 | 7.5 | 7.5 | False | 32 | 33 | 12 |  | Blower Coil System | False | Conventional | 05/05/2023 |  | 11/21/2023
Carrier Corp. - Indianapolis | Arcoaire | H4H5S60*K*AAA* | H4H5S60*K*AAA* | FJMA4*60L*D* |  | Voluntarily Certified | Single-split-system heat pumps | False | False | 57000 | 57000 | 14.3 | 14.3 | 7.5 | 7.5 | False | 32 | 33 | 12 |  | Blower Coil System | False | Conventional | 05/05/2023 |  | 11/21/2023
Carrier Corp. - Indianapolis | Airquest | HVH825GKA2* | HVH825GKA2* | FCM4X48***L+WALLCON |  | Voluntarily Certified | Single-split-system heat pumps | False | False | 24400 | 20600 | 17.5 | 14.3 | 8.5 | 7.5 | False | 32 | 33 | 11.7 |  | Blower Coil System | True | Conventional | 05/05/2023 |  | 11/21/2023
Carrier Corp. - Indianapolis | Arcoaire | HVH825GKA2* | HVH825GKA2* | FCM4X48***L+WALLCON |  | Voluntarily Certified | Single-split-system heat pumps | False | False | 24400 | 20600 | 17.5 | 14.3 | 8.5 | 7.5 | False | 32 | 33 | 11.7 |  | Blower Coil System | True | Conventional | 05/05/2023 |  | 11/21/2023
Carrier Corp. - Indianapolis | Airquest | HVH825GKA2*+TSTAT | HVH825GKA2*+TSTAT | FVM4X48***L |  | Voluntarily Certified | Single-split-system heat pumps | False | False | 24600 | 31000 | 15.5 | 14.3 | 7.8 | 7.5 | False | 32 | 33 | 11.7 |  | Blower Coil System | False | Conventional | 05/05/2023 |  | 11/21/2023
Carrier Corp. - Indianapolis | Arcoaire | HVH825GKA2*+TSTAT | HVH825GKA2*+TSTAT | FVM4X48***L |  | Voluntarily Certified | Single-split-system heat pumps | False | False | 24600 | 31000 | 15.5 | 14.3 | 7.8 | 7.5 | False | 32 | 33 | 11.7 |  | Blower Coil System | False | Conventional | 05/05/2023 |  | 11/21/2023
Carrier Corp. - Indianapolis | Airquest | HVH825GKA3* | HVH825GKA3* | FCM4X48***L+WALLCON |  | Voluntarily Certified | Single-split-system heat pumps | False | False | 24400 | 20600 | 17.5 | 14.3 | 8.5 | 7.5 | False | 32 | 33 | 11.7 | 0 | Blower Coil System | True | Conventional | 06/30/2023 |  | 11/21/2023
Carrier Corp. - Indianapolis | Arcoaire | HVH825GKA3* | HVH825GKA3* | FCM4X48***L+WALLCON |  | Voluntarily Certified | Single-split-system heat pumps | False | False | 24400 | 20600 | 17.5 | 14.3 | 8.5 | 7.5 | False | 32 | 33 | 11.7 | 0 | Blower Coil System | True | Conventional | 06/30/2023 |  | 11/21/2023
Carrier Corp. - Indianapolis | Airquest | HVH825GKA3*+TSTAT | HVH825GKA3*+TSTAT | FVM4X48***L |  | Voluntarily Certified | Single-split-system heat pumps | False | False | 24600 | 31000 | 15.5 | 14.3 | 7.8 | 7.5 | False | 32 | 33 | 11.7 |  | Blower Coil System | False | Conventional | 05/05/2023 |  | 11/21/2023
Carrier Corp. - Indianapolis | Arcoaire | HVH825GKA3*+TSTAT | HVH825GKA3*+TSTAT | FVM4X48***L |  | Voluntarily Certified | Single-split-system heat pumps | False | False | 24600 | 31000 | 15.5 | 14.3 | 7.8 | 7.5 | False | 32 | 33 | 11.7 |  | Blower Coil System | False | Conventional | 05/05/2023 |  | 11/21/2023
Carrier Corp. - Indianapolis | Airquest | HVH836GKA2* | HVH836GKA2* | FCM4X48***L+WALLCON |  | Voluntarily Certified | Single-split-system heat pumps | False | False | 33800 | 32000 | 17 | 14.3 | 8.1 | 7.5 | False | 32 | 33 | 9.5 | 0 | Blower Coil System | True | Conventional | 06/30/2023 |  | 11/21/2023
Carrier Corp. - Indianapolis | Arcoaire | HVH836GKA2* | HVH836GKA2* | FCM4X48***L+WALLCON |  | Voluntarily Certified | Single-split-system heat pumps | False | False | 33800 | 32000 | 17 | 14.3 | 8.1 | 7.5 | False | 32 | 33 | 9.5 | 0 | Blower Coil System | True | Conventional | 06/30/2023 |  | 11/21/2023
Carrier Corp. - Indianapolis | Airquest | HVH836GKA3* | HVH836GKA3* | FCM4X48***L+WALLCON |  | Voluntarily Certified | Single-split-system heat pumps | False | False | 33800 | 32000 | 17 | 14.3 | 8.1 | 7.5 | False | 32 | 33 | 9.5 | 0 | Blower Coil System | True | Conventional | 06/30/2023 |  | 11/21/2023
Carrier Corp. - Indianapolis | Arcoaire | HVH836GKA3* | HVH836GKA3* | FCM4X48***L+WALLCON |  | Voluntarily Certified | Single-split-system heat pumps | False | False | 33800 | 32000 | 17 | 14.3 | 8.1 | 7.5 | False | 32 | 33 | 9.5 | 0 | Blower Coil System | True | Conventional | 06/30/2023 |  | 11/21/2023
Carrier Corp. - Indianapolis | Airquest | HVH837GKA2* | HVH837GKA2* | FCM4X60***L+WALLCON |  | Voluntarily Certified | Single-split-system heat pumps | False | False | 33200 | 31400 | 18.5 | 14.3 | 8.5 | 7.5 | False | 32 | 33 | 12 | 0 | Blower Coil System | True | Conventional | 06/30/2023 |  | 11/21/2023
Carrier Corp. - Indianapolis | Arcoaire | HVH837GKA2* | HVH837GKA2* | FCM4X60***L+WALLCON |  | Voluntarily Certified | Single-split-system heat pumps | False | False | 33200 | 31400 | 18.5 | 14.3 | 8.5 | 7.5 | False | 32 | 33 | 12 | 0 | Blower Coil System | True | Conventional | 06/30/2023 |  | 11/21/2023
Carrier Corp. - Indianapolis | Airquest | HVH837GKA2*+TSTAT | HVH837GKA2*+TSTAT | FVM4X60***L |  | Voluntarily Certified | Single-split-system heat pumps | False | False | 33200 | 46500 | 18.5 | 14.3 | 8.5 | 7.5 | False | 32 | 33 | 12 |  | Blower Coil System | False | Conventional | 05/05/2023 |  | 11/21/2023
Carrier Corp. - Indianapolis | Arcoaire | HVH837GKA2*+TSTAT | HVH837GKA2*+TSTAT | FVM4X60***L |  | Voluntarily Certified | Single-split-system heat pumps | False | False | 33200 | 46500 | 18.5 | 14.3 | 8.5 | 7.5 | False | 32 | 33 | 12 |  | Blower Coil System | False | Conventional | 05/05/2023 |  | 11/21/2023
Carrier Corp. - Indianapolis | Airquest | HVH848GKA2* | HVH848GKA2* | FCM4X48***L+WALLCON |  | Voluntarily Certified | Single-split-system heat pumps | False | False | 45500 | 46000 | 18 | 14.3 | 8.5 | 7.5 | False | 32 | 33 | 10.5 | 0 | Blower Coil System | True | Conventional | 06/30/2023 |  | 11/21/2023
Carrier Corp. - Indianapolis | Arcoaire | HVH848GKA2* | HVH848GKA2* | FCM4X48***L+WALLCON |  | Voluntarily Certified | Single-split-system heat pumps | False | False | 45500 | 46000 | 18 | 14.3 | 8.5 | 7.5 | False | 32 | 33 | 10.5 | 0 | Blower Coil System | True | Conventional | 06/30/2023 |  | 11/21/2023
Carrier Corp. - Indianapolis | Airquest | HVH848GKA2*+TSTAT | HVH848GKA2*+TSTAT | FVM4X48***L |  | Voluntarily Certified | Single-split-system heat pumps | False | False | 46000 | 53000 | 16 | 14.3 | 7.7 | 7.5 | False | 32 | 33 | 10.5 |  | Blower Coil System | False | Conventional | 05/05/2023 |  | 11/21/2023
Carrier Corp. - Indianapolis | Arcoaire | HVH848GKA2*+TSTAT | HVH848GKA2*+TSTAT | FVM4X48***L |  | Voluntarily Certified | Single-split-system heat pumps | False | False | 46000 | 53000 | 16 | 14.3 | 7.7 | 7.5 | False | 32 | 33 | 10.5 |  | Blower Coil System | False | Conventional | 05/05/2023 |  | 11/21/2023
Carrier Corp. - Indianapolis | Airquest | HVH860GKA2* | HVH860GKA2* | FCM4X60***L+WALLCON |  | Voluntarily Certified | Single-split-system heat pumps | False | False | 56500 | 60000 | 17.5 | 14.3 | 8.5 | 7.5 | False | 32 | 33 | 9.5 | 0 | Blower Coil System | True | Conventional | 06/30/2023 |  | 11/21/2023
Carrier Corp. - Indianapolis | Arcoaire | HVH860GKA2* | HVH860GKA2* | FCM4X60***L+WALLCON |  | Voluntarily Certified | Single-split-system heat pumps | False | False | 56500 | 60000 | 17.5 | 14.3 | 8.5 | 7.5 | False | 32 | 33 | 9.5 | 0 | Blower Coil System | True | Conventional | 06/30/2023 |  | 11/21/2023
Carrier Corp. - Indianapolis | Airquest | HVH860GKA2*+TSTAT | HVH860GKA2*+TSTAT | FVM4X60***L |  | Voluntarily Certified | Single-split-system heat pumps | False | False | 56500 | 66500 | 14.5 | 14.3 | 8 | 7.5 | False | 32 | 33 | 9.5 |  | Blower Coil System | False | Conventional | 05/05/2023 |  | 11/21/2023
Carrier Corp. - Indianapolis | Arcoaire | HVH860GKA2*+TSTAT | HVH860GKA2*+TSTAT | FVM4X60***L |  | Voluntarily Certified | Single-split-system heat pumps | False | False | 56500 | 66500 | 14.5 | 14.3 | 8 | 7.5 | False | 32 | 33 | 9.5 |  | Blower Coil System | False | Conventional | 05/05/2023 |  | 11/21/2023
Carrier Corp. - Indianapolis | Airquest | N4H5S18*K*AAA* | N4H5S18*K*AAA* | FJMA4*18L*A* |  | Voluntarily Certified | Single-split-system heat pumps | False | False | 17200 | 17400 | 14.3 | 14.3 | 7.5 | 7.5 | False | 32 | 33 | 12 |  | Blower Coil System | False | Conventional | 05/05/2023 |  | 11/21/2023
Carrier Corp. - Indianapolis | Arcoaire | N4H5S18*K*AAA* | N4H5S18*K*AAA* | FJMA4*18L*A* |  | Voluntarily Certified | Single-split-system heat pumps | False | False | 17200 | 17400 | 14.3 | 14.3 | 7.5 | 7.5 | False | 32 | 33 | 12 |  | Blower Coil System | False | Conventional | 05/05/2023 |  | 11/21/2023
Carrier Corp. - Indianapolis | Maratherm | N4H5S18*K*AAA* | N4H5S18*K*AAA* | FJMA4*18L*A* |  | Voluntarily Certified | Single-split-system heat pumps | False | False | 17200 | 17400 | 14.3 | 14.3 | 7.5 | 7.5 | False | 32 | 33 | 12 |  | Blower Coil System | False | Conventional | 05/05/2023 |  | 11/21/2023
Carrier Corp. - Indianapolis | Airquest | N4H5S24*K*AAA* | N4H5S24*K*AAA* | FJMA4*24L*B* |  | Voluntarily Certified | Single-split-system heat pumps | False | False | 23600 | 23600 | 15.2 | 14.3 | 7.5 | 7.5 | False | 32 | 33 | 12.5 | 0 | Blower Coil System | False | Conventional | 06/30/2023 |  | 11/21/2023
Carrier Corp. - Indianapolis | Arcoaire | N4H5S24*K*AAA* | N4H5S24*K*AAA* | FJMA4*24L*B* |  | Voluntarily Certified | Single-split-system heat pumps | False | False | 23600 | 23600 | 15.2 | 14.3 | 7.5 | 7.5 | False | 32 | 33 | 12.5 | 0 | Blower Coil System | False | Conventional | 06/30/2023 |  | 11/21/2023
Carrier Corp. - Indianapolis | Maratherm | N4H5S24*K*AAA* | N4H5S24*K*AAA* | FJMA4*24L*B* |  | Voluntarily Certified | Single-split-system heat pumps | False | False | 23600 | 23600 | 15.2 | 14.3 | 7.5 | 7.5 | False | 32 | 33 | 12.5 | 0 | Blower Coil System | False | Conventional | 06/30/2023 |  | 11/21/2023
Carrier Corp. - Indianapolis | Airquest | N4H5S30*K*AAA* | N4H5S30*K*AAA* | FJMA4*30L*B* |  | Voluntarily Certified | Single-split-system heat pumps | False | False | 28400 | 28600 | 14.3 | 14.3 | 7.5 | 7.5 | False | 32 | 33 | 12 |  | Blower Coil System | False | Conventional | 05/05/2023 |  | 11/21/2023
Carrier Corp. - Indianapolis | Arcoaire | N4H5S30*K*AAA* | N4H5S30*K*AAA* | FJMA4*30L*B* |  | Voluntarily Certified | Single-split-system heat pumps | False | False | 28400 | 28600 | 14.3 | 14.3 | 7.5 | 7.5 | False | 32 | 33 | 12 |  | Blower Coil System | False | Conventional | 05/05/2023 |  | 11/21/2023
Carrier Corp. - Indianapolis | Maratherm | N4H5S30*K*AAA* | N4H5S30*K*AAA* | FJMA4*30L*B* |  | Voluntarily Certified | Single-split-system heat pumps | False | False | 28400 | 28600 | 14.3 | 14.3 | 7.5 | 7.5 | False | 32 | 33 | 12 |  | Blower Coil System | False | Conventional | 05/05/2023 |  | 11/21/2023
Carrier Corp. - Indianapolis | Airquest | N4H5S36*K*AAA* | N4H5S36*K*AAA* | FJMA4*36L*B* |  | Voluntarily Certified | Single-split-system heat pumps | False | False | 34200 | 34000 | 14.3 | 14.3 | 7.5 | 7.5 | False | 32 | 33 | 12 |  | Blower Coil System | False | Conventional | 05/05/2023 |  | 11/21/2023
Carrier Corp. - Indianapolis | Arcoaire | N4H5S36*K*AAA* | N4H5S36*K*AAA* | FJMA4*36L*B* |  | Voluntarily Certified | Single-split-system heat pumps | False | False | 34200 | 34000 | 14.3 | 14.3 | 7.5 | 7.5 | False | 32 | 33 | 12 |  | Blower Coil System | False | Conventional | 05/05/2023 |  | 11/21/2023
Carrier Corp. - Indianapolis | Maratherm | N4H5S36*K*AAA* | N4H5S36*K*AAA* | FJMA4*36L*B* |  | Voluntarily Certified | Single-split-system heat pumps | False | False | 34200 | 34000 | 14.3 | 14.3 | 7.5 | 7.5 | False | 32 | 33 | 12 |  | Blower Coil System | False | Conventional | 05/05/2023 |  | 11/21/2023
Carrier Corp. - Indianapolis | Airquest | N4H5S42*K*AAA* | N4H5S42*K*AAA* | FJMA4*42L*C* |  | Voluntarily Certified | Single-split-system heat pumps | False | False | 40000 | 42000 | 14.3 | 14.3 | 7.5 | 7.5 | False | 32 | 33 | 12 |  | Blower Coil System | False | Conventional | 05/05/2023 |  | 11/21/2023
Carrier Corp. - Indianapolis | Arcoaire | N4H5S42*K*AAA* | N4H5S42*K*AAA* | FJMA4*42L*C* |  | Voluntarily Certified | Single-split-system heat pumps | False | False | 40000 | 42000 | 14.3 | 14.3 | 7.5 | 7.5 | False | 32 | 33 | 12 |  | Blower Coil System | False | Conventional | 05/05/2023 |  | 11/21/2023
Carrier Corp. - Indianapolis | Maratherm | N4H5S42*K*AAA* | N4H5S42*K*AAA* | FJMA4*42L*C* |  | Voluntarily Certified | Single-split-system heat pumps | False | False | 40000 | 42000 | 14.3 | 14.3 | 7.5 | 7.5 | False | 32 | 33 | 12 |  | Blower Coil System | False | Conventional | 05/05/2023 |  | 11/21/2023
Carrier Corp. - Indianapolis | Airquest | N4H5S48*K*AAA* | N4H5S48*K*AAA* | FJMA4*48L*C* |  | Voluntarily Certified | Single-split-system heat pumps | False | False | 46000 | 46500 | 14.3 | 14.3 | 7.5 | 7.5 | False | 32 | 33 | 12 |  | Blower Coil System | False | Conventional | 05/05/2023 |  | 11/21/2023
Carrier Corp. - Indianapolis | Arcoaire | N4H5S48*K*AAA* | N4H5S48*K*AAA* | FJMA4*48L*C* |  | Voluntarily Certified | Single-split-system heat pumps | False | False | 46000 | 46500 | 14.3 | 14.3 | 7.5 | 7.5 | False | 32 | 33 | 12 |  | Blower Coil System | False | Conventional | 05/05/2023 |  | 11/21/2023
Carrier Corp. - Indianapolis | Maratherm | N4H5S48*K*AAA* | N4H5S48*K*AAA* | FJMA4*48L*C* |  | Voluntarily Certified | Single-split-system heat pumps | False | False | 46000 | 46500 | 14.3 | 14.3 | 7.5 | 7.5 | False | 32 | 33 | 12 |  | Blower Coil System | False | Conventional | 05/05/2023 |  | 11/21/2023
Carrier Corp. - Indianapolis | Airquest | N4H5S60*K*AAA* | N4H5S60*K*AAA* | FJMA4*60L*D* |  | Voluntarily Certified | Single-split-system heat pumps | False | False | 57000 | 57000 | 14.3 | 14.3 | 7.5 | 7.5 | False | 32 | 33 | 12 |  | Blower Coil System | False | Conventional | 05/05/2023 |  | 11/21/2023
Carrier Corp. - Indianapolis | Arcoaire | N4H5S60*K*AAA* | N4H5S60*K*AAA* | FJMA4*60L*D* |  | Voluntarily Certified | Single-split-system heat pumps | False | False | 57000 | 57000 | 14.3 | 14.3 | 7.5 | 7.5 | False | 32 | 33 | 12 |  | Blower Coil System | False | Conventional | 05/05/2023 |  | 11/21/2023
Carrier Corp. - Indianapolis | Maratherm | N4H5S60*K*AAA* | N4H5S60*K*AAA* | FJMA4*60L*D* |  | Voluntarily Certified | Single-split-system heat pumps | False | False | 57000 | 57000 | 14.3 | 14.3 | 7.5 | 7.5 | False | 32 | 33 | 12 |  | Blower Coil System | False | Conventional | 05/05/2023 |  | 11/21/2023
Carrier Corp. - Indianapolis | Airquest | PDD424***K***K1 | PDD424***K***K1 |  |  | Voluntarily Certified | Single-package heat pumps (oth | False | False | 22200 | 24000 | 13.4 | 13.4 | 6.7 | 6.7 | False | 33 | 33 | 11.05 | 0 |  | False | Conventional | 06/30/2023 |  | 11/21/2023
Carrier Corp. - Indianapolis | Arcoaire | PDD424***K***K1 | PDD424***K***K1 |  |  | Voluntarily Certified | Single-package heat pumps (oth | False | False | 22200 | 24000 | 13.4 | 13.4 | 6.7 | 6.7 | False | 33 | 33 | 11.05 | 0 |  | False | Conventional | 06/30/2023 |  | 11/21/2023
Carrier Corp. - Indianapolis | Airquest | PDD430***K***K1 | PDD430***K***K1 |  |  | Voluntarily Certified | Single-package heat pumps (oth | False | False | 29400 | 30000 | 13.4 | 13.4 | 6.7 | 6.7 | False | 33 | 33 | 11.05 | 0 |  | False | Conventional | 06/30/2023 |  | 11/21/2023
Carrier Corp. - Indianapolis | Arcoaire | PDD430***K***K1 | PDD430***K***K1 |  |  | Voluntarily Certified | Single-package heat pumps (oth | False | False | 29400 | 30000 | 13.4 | 13.4 | 6.7 | 6.7 | False | 33 | 33 | 11.05 | 0 |  | False | Conventional | 06/30/2023 |  | 11/21/2023
Carrier Corp. - Indianapolis | Airquest | PDD436***K***K1 | PDD436***K***K1 |  |  | Voluntarily Certified | Single-package heat pumps (oth | False | False | 33400 | 35000 | 13.4 | 13.4 | 6.7 | 6.7 | False | 33 | 33 | 11.05 | 0 |  | False | Conventional | 06/30/2023 |  | 11/21/2023
Carrier Corp. - Indianapolis | Arcoaire | PDD436***K***K1 | PDD436***K***K1 |  |  | Voluntarily Certified | Single-package heat pumps (oth | False | False | 33400 | 35000 | 13.4 | 13.4 | 6.7 | 6.7 | False | 33 | 33 | 11.05 | 0 |  | False | Conventional | 06/30/2023 |  | 11/21/2023
Carrier Corp. - Indianapolis | Airquest | PDD442***K***K1 | PDD442***K***K1 |  |  | Voluntarily Certified | Single-package heat pumps (oth | False | False | 40000 | 40000 | 13.4 | 13.4 | 6.7 | 6.7 | False | 33 | 33 | 11.05 | 0 |  | False | Conventional | 06/30/2023 |  | 11/21/2023
Carrier Corp. - Indianapolis | Arcoaire | PDD442***K***K1 | PDD442***K***K1 |  |  | Voluntarily Certified | Single-package heat pumps (oth | False | False | 40000 | 40000 | 13.4 | 13.4 | 6.7 | 6.7 | False | 33 | 33 | 11.05 | 0 |  | False | Conventional | 06/30/2023 |  | 11/21/2023
Carrier Corp. - Indianapolis | Airquest | PDD448***K***K1 | PDD448***K***K1 |  |  | Voluntarily Certified | Single-package heat pumps (oth | False | False | 47000 | 46000 | 13.4 | 13.4 | 6.7 | 6.7 | False | 33 | 33 | 11.05 | 0 |  | False | Conventional | 06/30/2023 |  | 11/21/2023
Carrier Corp. - Indianapolis | Arcoaire | PDD448***K***K1 | PDD448***K***K1 |  |  | Voluntarily Certified | Single-package heat pumps (oth | False | False | 47000 | 46000 | 13.4 | 13.4 | 6.7 | 6.7 | False | 33 | 33 | 11.05 | 0 |  | False | Conventional | 06/30/2023 |  | 11/21/2023
Carrier Corp. - Indianapolis | Airquest | PDD460***K***K1 | PDD460***K***K1 |  |  | Voluntarily Certified | Single-package heat pumps (oth | False | False | 55000 | 57000 | 13.4 | 13.4 | 6.7 | 6.7 | False | 33 | 33 | 11.05 | 0 |  | False | Conventional | 06/30/2023 |  | 11/21/2023
Carrier Corp. - Indianapolis | Arcoaire | PDD460***K***K1 | PDD460***K***K1 |  |  | Voluntarily Certified | Single-package heat pumps (oth | False | False | 55000 | 57000 | 13.4 | 13.4 | 6.7 | 6.7 | False | 33 | 33 | 11.05 | 0 |  | False | Conventional | 06/30/2023 |  | 11/21/2023
Carrier Corp. - Indianapolis | Maratherm | PDD460***K***K1 | PDD460***K***K1 |  |  | Voluntarily Certified | Single-package heat pumps (oth | False | False | 55000 | 57000 | 13.4 | 13.4 | 6.7 | 6.7 | False | 33 | 33 | 11.05 | 0 |  | False | Conventional | 06/30/2023 |  | 11/21/2023
Carrier Corp. - Indianapolis | Airquest | PHD424000K***K1 | PHD424000K***K1 |  |  | Voluntarily Certified | Single-package heat pumps (oth | False | False | 22200 | 24000 | 13.4 | 13.4 | 6.7 | 6.7 | False | 33 | 33 | 11.05 | 0 |  | False | Conventional | 06/30/2023 |  | 11/21/2023
Carrier Corp. - Indianapolis | Arcoaire | PHD424000K***K1 | PHD424000K***K1 |  |  | Voluntarily Certified | Single-package heat pumps (oth | False | False | 22200 | 24000 | 13.4 | 13.4 | 6.7 | 6.7 | False | 33 | 33 | 11.05 | 0 |  | False | Conventional | 06/30/2023 |  | 11/21/2023
Carrier Corp. - Indianapolis | Airquest | PHD430000K***K1 | PHD430000K***K1 |  |  | Voluntarily Certified | Single-package heat pumps (oth | False | False | 29400 | 30000 | 13.4 | 13.4 | 6.7 | 6.7 | False | 33 | 33 | 11.05 | 0 |  | False | Conventional | 06/30/2023 |  | 11/21/2023
Carrier Corp. - Indianapolis | Arcoaire | PHD430000K***K1 | PHD430000K***K1 |  |  | Voluntarily Certified | Single-package heat pumps (oth | False | False | 29400 | 30000 | 13.4 | 13.4 | 6.7 | 6.7 | False | 33 | 33 | 11.05 | 0 |  | False | Conventional | 06/30/2023 |  | 11/21/2023
Carrier Corp. - Indianapolis | Airquest | PHD436000K***K1 | PHD436000K***K1 |  |  | Voluntarily Certified | Single-package heat pumps (oth | False | False | 33400 | 35000 | 13.4 | 13.4 | 6.7 | 6.7 | False | 33 | 33 | 11.05 | 0 |  | False | Conventional | 06/30/2023 |  | 11/21/2023
Carrier Corp. - Indianapolis | Arcoaire | PHD436000K***K1 | PHD436000K***K1 |  |  | Voluntarily Certified | Single-package heat pumps (oth | False | False | 33400 | 35000 | 13.4 | 13.4 | 6.7 | 6.7 | False | 33 | 33 | 11.05 | 0 |  | False | Conventional | 06/30/2023 |  | 11/21/2023
Carrier Corp. - Indianapolis | Airquest | PHD442000K***K1 | PHD442000K***K1 |  |  | Voluntarily Certified | Single-package heat pumps (oth | False | False | 40000 | 40000 | 13.4 | 13.4 | 6.7 | 6.7 | False | 33 | 33 | 11.05 | 0 |  | False | Conventional | 06/30/2023 |  | 11/21/2023
Carrier Corp. - Indianapolis | Arcoaire | PHD442000K***K1 | PHD442000K***K1 |  |  | Voluntarily Certified | Single-package heat pumps (oth | False | False | 40000 | 40000 | 13.4 | 13.4 | 6.7 | 6.7 | False | 33 | 33 | 11.05 | 0 |  | False | Conventional | 06/30/2023 |  | 11/21/2023
Carrier Corp. - Indianapolis | Airquest | PHD448000K***K1 | PHD448000K***K1 |  |  | Voluntarily Certified | Single-package heat pumps (oth | False | False | 47000 | 46000 | 13.4 | 13.4 | 6.7 | 6.7 | False | 33 | 33 | 11.05 | 0 |  | False | Conventional | 06/30/2023 |  | 11/21/2023
Carrier Corp. - Indianapolis | Arcoaire | PHD448000K***K1 | PHD448000K***K1 |  |  | Voluntarily Certified | Single-package heat pumps (oth | False | False | 47000 | 46000 | 13.4 | 13.4 | 6.7 | 6.7 | False | 33 | 33 | 11.05 | 0 |  | False | Conventional | 06/30/2023 |  | 11/21/2023
Carrier Corp. - Indianapolis | Airquest | PHD460000K***K1 | PHD460000K***K1 |  |  | Voluntarily Certified | Single-package heat pumps (oth | False | False | 55000 | 57000 | 13.4 | 13.4 | 6.7 | 6.7 | False | 33 | 33 | 11.05 | 0 |  | False | Conventional | 06/30/2023 |  | 11/21/2023
Carrier Corp. - Indianapolis | Arcoaire | PHD460000K***K1 | PHD460000K***K1 |  |  | Voluntarily Certified | Single-package heat pumps (oth | False | False | 55000 | 57000 | 13.4 | 13.4 | 6.7 | 6.7 | False | 33 | 33 | 11.05 | 0 |  | False | Conventional | 06/30/2023 |  | 11/21/2023
Carrier Corp. - Indianapolis | Maratherm | PHD460000K***K1 | PHD460000K***K1 |  |  | Voluntarily Certified | Single-package heat pumps (oth | False | False | 55000 | 57000 | 13.4 | 13.4 | 6.7 | 6.7 | False | 33 | 33 | 11.05 | 0 |  | False | Conventional | 06/30/2023 |  | 11/21/2023
Carrier Corp. - Indianapolis | Airquest | PHJ424***K***K* | PHJ424***K***K* |  |  | Voluntarily Certified | Single-package heat pumps (oth | False | False | 24000 | 24000 | 13.4 | 13.4 | 6.7 | 6.7 | False | 33 | 33 | 10.6 | 0 |  | False | Conventional | 06/30/2023 |  | 11/21/2023
Carrier Corp. - Indianapolis | Arcoaire | PHJ424***K***K* | PHJ424***K***K* |  |  | Voluntarily Certified | Single-package heat pumps (oth | False | False | 24000 | 24000 | 13.4 | 13.4 | 6.7 | 6.7 | False | 33 | 33 | 10.6 | 0 |  | False | Conventional | 06/30/2023 |  | 11/21/2023
Carrier Corp. - Indianapolis | Airquest | PHJ430***K***K* | PHJ430***K***K* |  |  | Voluntarily Certified | Single-package heat pumps (oth | False | False | 28600 | 28600 | 13.4 | 13.4 | 6.7 | 6.7 | False | 33 | 33 | 10.6 | 0 |  | False | Conventional | 06/30/2023 |  | 11/21/2023
Carrier Corp. - Indianapolis | Arcoaire | PHJ430***K***K* | PHJ430***K***K* |  |  | Voluntarily Certified | Single-package heat pumps (oth | False | False | 28600 | 28600 | 13.4 | 13.4 | 6.7 | 6.7 | False | 33 | 33 | 10.6 | 0 |  | False | Conventional | 06/30/2023 |  | 11/21/2023
Carrier Corp. - Indianapolis | Airquest | PHJ436***K***K* | PHJ436***K***K* |  |  | Voluntarily Certified | Single-package heat pumps (oth | False | False | 35000 | 32200 | 13.4 | 13.4 | 6.7 | 6.7 | False | 33 | 33 | 10.6 | 0 |  | False | Conventional | 06/30/2023 |  | 11/21/2023
Carrier Corp. - Indianapolis | Arcoaire | PHJ436***K***K* | PHJ436***K***K* |  |  | Voluntarily Certified | Single-package heat pumps (oth | False | False | 35000 | 32200 | 13.4 | 13.4 | 6.7 | 6.7 | False | 33 | 33 | 10.6 | 0 |  | False | Conventional | 06/30/2023 |  | 11/21/2023
Carrier Corp. - Indianapolis | Airquest | PHR524000K***K1 | PHR524000K***K1 |  |  | Voluntarily Certified | Single-package heat pumps (oth | False | False | 22400 | 23800 | 15.2 | 13.4 | 7.2 | 6.7 | False | 33 | 33 | 11.5 | 0 |  | False | Conventional | 06/30/2023 |  | 11/21/2023
Carrier Corp. - Indianapolis | Arcoaire | PHR524000K***K1 | PHR524000K***K1 |  |  | Voluntarily Certified | Single-package heat pumps (oth | False | False | 22400 | 23800 | 15.2 | 13.4 | 7.2 | 6.7 | False | 33 | 33 | 11.5 | 0 |  | False | Conventional | 06/30/2023 |  | 11/21/2023
Carrier Corp. - Indianapolis | Maratherm | PHR524000K***K1 | PHR524000K***K1 |  |  | Voluntarily Certified | Single-package heat pumps (oth | False | False | 22400 | 23800 | 15.2 | 13.4 | 7.2 | 6.7 | False | 33 | 33 | 11.5 | 0 |  | False | Conventional | 06/30/2023 |  | 11/21/2023
Carrier Corp. - Indianapolis | Airquest | PHR536000K***K1 | PHR536000K***K1 |  |  | Voluntarily Certified | Single-package heat pumps (oth | False | False | 34200 | 34400 | 15.5 | 13.4 | 7.2 | 6.7 | False | 33 | 33 | 12 | 0 |  | False | Conventional | 06/30/2023 |  | 11/21/2023
Carrier Corp. - Indianapolis | Arcoaire | PHR536000K***K1 | PHR536000K***K1 |  |  | Voluntarily Certified | Single-package heat pumps (oth | False | False | 34200 | 34400 | 15.5 | 13.4 | 7.2 | 6.7 | False | 33 | 33 | 12 | 0 |  | False | Conventional | 06/30/2023 |  | 11/21/2023
Carrier Corp. - Indianapolis | Maratherm | PHR536000K***K1 | PHR536000K***K1 |  |  | Voluntarily Certified | Single-package heat pumps (oth | False | False | 34200 | 34400 | 15.5 | 13.4 | 7.2 | 6.7 | False | 33 | 33 | 12 | 0 |  | False | Conventional | 06/30/2023 |  | 11/21/2023
Carrier Corp. - Indianapolis | Airquest | PHR548000K***K1 | PHR548000K***K1 |  |  | Voluntarily Certified | Single-package heat pumps (oth | False | False | 47000 | 45000 | 15.5 | 13.4 | 7.2 | 6.7 | False | 33 | 33 | 11.5 | 0 |  | False | Conventional | 06/30/2023 |  | 11/21/2023
Carrier Corp. - Indianapolis | Arcoaire | PHR548000K***K1 | PHR548000K***K1 |  |  | Voluntarily Certified | Single-package heat pumps (oth | False | False | 47000 | 45000 | 15.5 | 13.4 | 7.2 | 6.7 | False | 33 | 33 | 11.5 | 0 |  | False | Conventional | 06/30/2023 |  | 11/21/2023
Carrier Corp. - Indianapolis | Maratherm | PHR548000K***K1 | PHR548000K***K1 |  |  | Voluntarily Certified | Single-package heat pumps (oth | False | False | 47000 | 45000 | 15.5 | 13.4 | 7.2 | 6.7 | False | 33 | 33 | 11.5 | 0 |  | False | Conventional | 06/30/2023 |  | 11/21/2023
Carrier Corp. - Indianapolis | Airquest | PHR560000K***K1 | PHR560000K***K1 |  |  | Voluntarily Certified | Single-package heat pumps (oth | False | False | 56000 | 56500 | 15.2 | 13.4 | 7.5 | 6.7 | False | 33 | 33 | 11.5 | 0 |  | False | Conventional | 06/30/2023 |  | 11/21/2023
Carrier Corp. - Indianapolis | Arcoaire | PHR560000K***K1 | PHR560000K***K1 |  |  | Voluntarily Certified | Single-package heat pumps (oth | False | False | 56000 | 56500 | 15.2 | 13.4 | 7.5 | 6.7 | False | 33 | 33 | 11.5 | 0 |  | False | Conventional | 06/30/2023 |  | 11/21/2023
Carrier Corp. - Indianapolis | Maratherm | PHR560000K***K1 | PHR560000K***K1 |  |  | Voluntarily Certified | Single-package heat pumps (oth | False | False | 56000 | 56500 | 15.2 | 13.4 | 7.5 | 6.7 | False | 33 | 33 | 11.5 | 0 |  | False | Conventional | 06/30/2023 |  | 11/21/2023
Carrier Corp. - Indianapolis | Airquest | R4H5S18*K*AAA* | R4H5S18*K*AAA* | FJMA4*18L*A* |  | Voluntarily Certified | Single-split-system heat pumps | False | False | 17200 | 17400 | 14.3 | 14.3 | 7.5 | 7.5 | False | 32 | 33 | 12 |  | Blower Coil System | False | Conventional | 05/05/2023 |  | 11/21/2023
Carrier Corp. - Indianapolis | Arcoaire | R4H5S18*K*AAA* | R4H5S18*K*AAA* | FJMA4*18L*A* |  | Voluntarily Certified | Single-split-system heat pumps | False | False | 17200 | 17400 | 14.3 | 14.3 | 7.5 | 7.5 | False | 32 | 33 | 12 |  | Blower Coil System | False | Conventional | 05/05/2023 |  | 11/21/2023
Carrier Corp. - Indianapolis | Maratherm | R4H5S18*K*AAA* | R4H5S18*K*AAA* | FJMA4*18L*A* |  | Voluntarily Certified | Single-split-system heat pumps | False | False | 17200 | 17400 | 14.3 | 14.3 | 7.5 | 7.5 | False | 32 | 33 | 12 |  | Blower Coil System | False | Conventional | 05/05/2023 |  | 11/21/2023
Carrier Corp. - Indianapolis | Airquest | R4H5S24*K*AAA* | R4H5S24*K*AAA* | FJMA4*24L*B* |  | Voluntarily Certified | Single-split-system heat pumps | False | False | 23600 | 23600 | 15.2 | 14.3 | 7.5 | 7.5 | False | 32 | 33 | 12.5 | 0 | Blower Coil System | False | Conventional | 06/30/2023 |  | 11/21/2023
Carrier Corp. - Indianapolis | Arcoaire | R4H5S24*K*AAA* | R4H5S24*K*AAA* | FJMA4*24L*B* |  | Voluntarily Certified | Single-split-system heat pumps | False | False | 23600 | 23600 | 15.2 | 14.3 | 7.5 | 7.5 | False | 32 | 33 | 12.5 | 0 | Blower Coil System | False | Conventional | 06/30/2023 |  | 11/21/2023
Carrier Corp. - Indianapolis | Maratherm | R4H5S24*K*AAA* | R4H5S24*K*AAA* | FJMA4*24L*B* |  | Voluntarily Certified | Single-split-system heat pumps | False | False | 23600 | 23600 | 15.2 | 14.3 | 7.5 | 7.5 | False | 32 | 33 | 12.5 | 0 | Blower Coil System | False | Conventional | 06/30/2023 |  | 11/21/2023
Carrier Corp. - Indianapolis | Airquest | R4H5S30*K*AAA* | R4H5S30*K*AAA* | FJMA4*30L*B* |  | Voluntarily Certified | Single-split-system heat pumps | False | False | 28400 | 28600 | 14.3 | 14.3 | 7.5 | 7.5 | False | 32 | 33 | 12 |  | Blower Coil System | False | Conventional | 05/05/2023 |  | 11/21/2023
Carrier Corp. - Indianapolis | Arcoaire | R4H5S30*K*AAA* | R4H5S30*K*AAA* | FJMA4*30L*B* |  | Voluntarily Certified | Single-split-system heat pumps | False | False | 28400 | 28600 | 14.3 | 14.3 | 7.5 | 7.5 | False | 32 | 33 | 12 |  | Blower Coil System | False | Conventional | 05/05/2023 |  | 11/21/2023
Carrier Corp. - Indianapolis | Maratherm | R4H5S30*K*AAA* | R4H5S30*K*AAA* | FJMA4*30L*B* |  | Voluntarily Certified | Single-split-system heat pumps | False | False | 28400 | 28600 | 14.3 | 14.3 | 7.5 | 7.5 | False | 32 | 33 | 12 |  | Blower Coil System | False | Conventional | 05/05/2023 |  | 11/21/2023
Carrier Corp. - Indianapolis | Airquest | R4H5S36*K*AAA* | R4H5S36*K*AAA* | FJMA4*36L*B* |  | Voluntarily Certified | Single-split-system heat pumps | False | False | 34200 | 34000 | 14.3 | 14.3 | 7.5 | 7.5 | False | 32 | 33 | 12 |  | Blower Coil System | False | Conventional | 05/05/2023 |  | 11/21/2023
Carrier Corp. - Indianapolis | Arcoaire | R4H5S36*K*AAA* | R4H5S36*K*AAA* | FJMA4*36L*B* |  | Voluntarily Certified | Single-split-system heat pumps | False | False | 34200 | 34000 | 14.3 | 14.3 | 7.5 | 7.5 | False | 32 | 33 | 12 |  | Blower Coil System | False | Conventional | 05/05/2023 |  | 11/21/2023
Carrier Corp. - Indianapolis | Maratherm | R4H5S36*K*AAA* | R4H5S36*K*AAA* | FJMA4*36L*B* |  | Voluntarily Certified | Single-split-system heat pumps | False | False | 34200 | 34000 | 14.3 | 14.3 | 7.5 | 7.5 | False | 32 | 33 | 12 |  | Blower Coil System | False | Conventional | 05/05/2023 |  | 11/21/2023
Carrier Corp. - Indianapolis | Airquest | R4H5S42*K*AAA* | R4H5S42*K*AAA* | FJMA4*42L*C* |  | Voluntarily Certified | Single-split-system heat pumps | False | False | 40000 | 42000 | 14.3 | 14.3 | 7.5 | 7.5 | False | 32 | 33 | 12 |  | Blower Coil System | False | Conventional | 05/05/2023 |  | 11/21/2023
Carrier Corp. - Indianapolis | Arcoaire | R4H5S42*K*AAA* | R4H5S42*K*AAA* | FJMA4*42L*C* |  | Voluntarily Certified | Single-split-system heat pumps | False | False | 40000 | 42000 | 14.3 | 14.3 | 7.5 | 7.5 | False | 32 | 33 | 12 |  | Blower Coil System | False | Conventional | 05/05/2023 |  | 11/21/2023
Carrier Corp. - Indianapolis | Maratherm | R4H5S42*K*AAA* | R4H5S42*K*AAA* | FJMA4*42L*C* |  | Voluntarily Certified | Single-split-system heat pumps | False | False | 40000 | 42000 | 14.3 | 14.3 | 7.5 | 7.5 | False | 32 | 33 | 12 |  | Blower Coil System | False | Conventional | 05/05/2023 |  | 11/21/2023
Carrier Corp. - Indianapolis | Airquest | R4H5S48*K*AAA* | R4H5S48*K*AAA* | FJMA4*48L*C* |  | Voluntarily Certified | Single-split-system heat pumps | False | False | 46000 | 46500 | 14.3 | 14.3 | 7.5 | 7.5 | False | 32 | 33 | 12 |  | Blower Coil System | False | Conventional | 05/05/2023 |  | 11/21/2023
Carrier Corp. - Indianapolis | Arcoaire | R4H5S48*K*AAA* | R4H5S48*K*AAA* | FJMA4*48L*C* |  | Voluntarily Certified | Single-split-system heat pumps | False | False | 46000 | 46500 | 14.3 | 14.3 | 7.5 | 7.5 | False | 32 | 33 | 12 |  | Blower Coil System | False | Conventional | 05/05/2023 |  | 11/21/2023
Carrier Corp. - Indianapolis | Maratherm | R4H5S48*K*AAA* | R4H5S48*K*AAA* | FJMA4*48L*C* |  | Voluntarily Certified | Single-split-system heat pumps | False | False | 46000 | 46500 | 14.3 | 14.3 | 7.5 | 7.5 | False | 32 | 33 | 12 |  | Blower Coil System | False | Conventional | 05/05/2023 |  | 11/21/2023
Carrier Corp. - Indianapolis | Airquest | R4H5S60*K*AAA* | R4H5S60*K*AAA* | FJMA4*60L*D* |  | Voluntarily Certified | Single-split-system heat pumps | False | False | 57000 | 57000 | 14.3 | 14.3 | 7.5 | 7.5 | False | 32 | 33 | 12 |  | Blower Coil System | False | Conventional | 05/05/2023 |  | 11/21/2023
Carrier Corp. - Indianapolis | Arcoaire | R4H5S60*K*AAA* | R4H5S60*K*AAA* | FJMA4*60L*D* |  | Voluntarily Certified | Single-split-system heat pumps | False | False | 57000 | 57000 | 14.3 | 14.3 | 7.5 | 7.5 | False | 32 | 33 | 12 |  | Blower Coil System | False | Conventional | 05/05/2023 |  | 11/21/2023
Carrier Corp. - Indianapolis | Maratherm | R4H5S60*K*AAA* | R4H5S60*K*AAA* | FJMA4*60L*D* |  | Voluntarily Certified | Single-split-system heat pumps | False | False | 57000 | 57000 | 14.3 | 14.3 | 7.5 | 7.5 | False | 32 | 33 | 12 |  | Blower Coil System | False | Conventional | 05/05/2023 |  | 11/21/2023
Carrier Corp. - Indianapolis | Airquest | HVH824GKA** | HVH824GKA** | FCM4X24***L+WALLCON |  | Voluntarily Certified | Single-split-system heat pumps | False | False | 23600 | 22200 | 16.5 | 14.3 | 8.1 | 7.5 | False | 32 | 33 | 10 | 0 | Blower Coil System | True | Conventional | 06/30/2023 |  | 11/21/2023
Carrier Corp. - Indianapolis | Arcoaire | HVH824GKA** | HVH824GKA** | FCM4X24***L+WALLCON |  | Voluntarily Certified | Single-split-system heat pumps | False | False | 23600 | 22200 | 16.5 | 14.3 | 8.1 | 7.5 | False | 32 | 33 | 10 | 0 | Blower Coil System | True | Conventional | 06/30/2023 |  | 11/21/2023
Carrier Corp. - Indianapolis | Airquest | HVH824GKA**+TSTAT | HVH824GKA**+TSTAT | FVM4X24***L |  | Voluntarily Certified | Single-split-system heat pumps | False | False | 23400 | 24800 | 16 | 14.3 | 7.5 | 7.5 | False | 32 | 33 | 10 |  | Blower Coil System | False | Conventional | 05/05/2023 |  | 11/21/2023
Carrier Corp. - Indianapolis | Arcoaire | HVH824GKA**+TSTAT | HVH824GKA**+TSTAT | FVM4X24***L |  | Voluntarily Certified | Single-split-system heat pumps | False | False | 23400 | 24800 | 16 | 14.3 | 7.5 | 7.5 | False | 32 | 33 | 10 |  | Blower Coil System | False | Conventional | 05/05/2023 |  | 11/21/2023
Carrier Corp. - Indianapolis | Airquest | HVH848GKA** | HVH848GKA** | FCM4X48***L+WALLCON |  | Voluntarily Certified | Single-split-system heat pumps | False | False | 45500 | 46000 | 18 | 14.3 | 8.1 | 7.5 | False | 32 | 33 | 10.5 | 0 | Blower Coil System | True | Conventional | 06/30/2023 |  | 11/21/2023
Carrier Corp. - Indianapolis | Arcoaire | HVH848GKA** | HVH848GKA** | FCM4X48***L+WALLCON |  | Voluntarily Certified | Single-split-system heat pumps | False | False | 45500 | 46000 | 18 | 14.3 | 8.1 | 7.5 | False | 32 | 33 | 10.5 | 0 | Blower Coil System | True | Conventional | 06/30/2023 |  | 11/21/2023
Carrier Corp. - Indianapolis | Airquest | HVH860GKA** | HVH860GKA** | FCM4X60***L+WALLCON |  | Voluntarily Certified | Single-split-system heat pumps | False | False | 56500 | 60000 | 17.5 | 14.3 | 8.1 | 7.5 | False | 32 | 33 | 9.5 | 0 | Blower Coil System | True | Conventional | 06/30/2023 |  | 11/21/2023
Carrier Corp. - Indianapolis | Arcoaire | HVH860GKA** | HVH860GKA** | FCM4X60***L+WALLCON |  | Voluntarily Certified | Single-split-system heat pumps | False | False | 56500 | 60000 | 17.5 | 14.3 | 8.1 | 7.5 | False | 32 | 33 | 9.5 | 0 | Blower Coil System | True | Conventional | 06/30/2023 |  | 11/21/2023
Carrier Corp. - Indianapolis | Airquest | HVH860GKA**+TSTAT | HVH860GKA**+TSTAT | FVM4X60***L |  | Voluntarily Certified | Single-split-system heat pumps | False | False | 56500 | 66500 | 14.5 | 14.3 | 8 | 7.5 | False | 32 | 33 | 9.5 |  | Blower Coil System | False | Conventional | 05/05/2023 |  | 11/21/2023
Carrier Corp. - Indianapolis | Arcoaire | HVH860GKA**+TSTAT | HVH860GKA**+TSTAT | FVM4X60***L |  | Voluntarily Certified | Single-split-system heat pumps | False | False | 56500 | 66500 | 14.5 | 14.3 | 8 | 7.5 | False | 32 | 33 | 9.5 |  | Blower Coil System | False | Conventional | 05/05/2023 |  | 11/21/2023
Carrier Corp. - Indianapolis | Airquest | N4H636GKP** | N4H636GKP** | FVM4X60***L |  | Voluntarily Certified | Single-split-system heat pumps | False | False | 36600 | 36400 | 16 | 14.3 | 8 | 7.5 | False | 32 | 33 | 13 |  | Blower Coil System | False | Conventional | 05/05/2023 |  | 11/21/2023
Carrier Corp. - Indianapolis | Arcoaire | N4H636GKP** | N4H636GKP** | FVM4X60***L |  | Voluntarily Certified | Single-split-system heat pumps | False | False | 36600 | 36400 | 16 | 14.3 | 8 | 7.5 | False | 32 | 33 | 13 |  | Blower Coil System | False | Conventional | 05/05/2023 |  | 11/21/2023
Carrier Corp. - Indianapolis | Maratherm | N4H636GKP** | N4H636GKP** | FVM4X60***L |  | Voluntarily Certified | Single-split-system heat pumps | False | False | 36600 | 36400 | 16 | 14.3 | 8 | 7.5 | False | 32 | 33 | 13 |  | Blower Coil System | False | Conventional | 05/05/2023 |  | 11/21/2023
Carrier Corp. - Indianapolis | Airquest | PHJ442***K***K* | PHJ442***K***K* |  |  | Voluntarily Certified | Single-package heat pumps (oth | False | False | 40000 | 40000 | 13.4 | 13.4 | 6.7 | 6.7 | False | 33 | 33 | 10.6 | 0 |  | False | Conventional | 06/30/2023 |  | 11/21/2023
Carrier Corp. - Indianapolis | Arcoaire | PHJ442***K***K* | PHJ442***K***K* |  |  | Voluntarily Certified | Single-package heat pumps (oth | False | False | 40000 | 40000 | 13.4 | 13.4 | 6.7 | 6.7 | False | 33 | 33 | 10.6 | 0 |  | False | Conventional | 06/30/2023 |  | 11/21/2023
Carrier Corp. - Indianapolis | Airquest | PHJ448***K***K* | PHJ448***K***K* |  |  | Voluntarily Certified | Single-package heat pumps (oth | False | False | 45500 | 45000 | 13.4 | 13.4 | 6.7 | 6.7 | False | 33 | 33 | 10.6 | 0 |  | False | Conventional | 06/30/2023 |  | 11/21/2023
Carrier Corp. - Indianapolis | Arcoaire | PHJ448***K***K* | PHJ448***K***K* |  |  | Voluntarily Certified | Single-package heat pumps (oth | False | False | 45500 | 45000 | 13.4 | 13.4 | 6.7 | 6.7 | False | 33 | 33 | 10.6 | 0 |  | False | Conventional | 06/30/2023 |  | 11/21/2023
Carrier Corp. - Indianapolis | Airquest | PHJ460***K***K* | PHJ460***K***K* |  |  | Voluntarily Certified | Single-package heat pumps (oth | False | False | 54000 | 56000 | 13.4 | 13.4 | 6.7 | 6.7 | False | 33 | 33 | 10.6 | 0 |  | False | Conventional | 06/30/2023 |  | 11/21/2023
Carrier Corp. - Indianapolis | Arcoaire | PHJ460***K***K* | PHJ460***K***K* |  |  | Voluntarily Certified | Single-package heat pumps (oth | False | False | 54000 | 56000 | 13.4 | 13.4 | 6.7 | 6.7 | False | 33 | 33 | 10.6 | 0 |  | False | Conventional | 06/30/2023 |  | 11/21/2023
Carrier Corp. - Indianapolis | Airquest | RHV036K* | RHV036K* |  |  | Voluntarily Certified | Single-package heat pumps (oth | False | False | 35000 | 34000 | 13.4 | 13.4 | 6.7 | 6.7 | True | 9 | 33 | 11.5 |  |  | False | Conventional | 05/05/2023 |  | 11/21/2023
Carrier Corp. - Indianapolis | Arcoaire | RHV036K* | RHV036K* |  |  | Voluntarily Certified | Single-package heat pumps (oth | False | False | 35000 | 34000 | 13.4 | 13.4 | 6.7 | 6.7 | True | 9 | 33 | 11.5 |  |  | False | Conventional | 05/05/2023 |  | 11/21/2023
Carrier Corp. - Indianapolis | Airquest | RHV049K* | RHV049K* |  |  | Voluntarily Certified | Single-package heat pumps (oth | False | False | 47000 | 46000 | 13.4 | 13.4 | 7 | 6.7 | True | 12 | 33 | 11.2 |  |  | False | Conventional | 05/05/2023 |  | 11/21/2023
Carrier Corp. - Indianapolis | Arcoaire | RHV049K* | RHV049K* |  |  | Voluntarily Certified | Single-package heat pumps (oth | False | False | 47000 | 46000 | 13.4 | 13.4 | 7 | 6.7 | True | 12 | 33 | 11.2 |  |  | False | Conventional | 05/05/2023 |  | 11/21/2023
Carrier Corp. - Indianapolis | Airquest | RHV060K* | RHV060K* |  |  | Voluntarily Certified | Single-package heat pumps (oth | False | False | 59500 | 56500 | 13.4 | 13.4 | 7 | 6.7 | True | 30 | 33 | 11.2 |  |  | False | Conventional | 05/05/2023 |  | 11/21/2023
Carrier Corp. - Indianapolis | Arcoaire | RHV060K* | RHV060K* |  |  | Voluntarily Certified | Single-package heat pumps (oth | False | False | 59500 | 56500 | 13.4 | 13.4 | 7 | 6.7 | True | 30 | 33 | 11.2 |  |  | False | Conventional | 05/05/2023 |  | 11/21/2023
Carrier Corp. - Indianapolis | Airquest | RHW037K* | RHW037K* |  |  | Voluntarily Certified | Single-package heat pumps (oth | False | False | 33800 | 33200 | 16 | 13.4 | 7.3 | 6.7 | True | 9 | 33 | 11.7 |  |  | False | Conventional | 05/05/2023 |  | 11/21/2023
Carrier Corp. - Indianapolis | Arcoaire | RHW037K* | RHW037K* |  |  | Voluntarily Certified | Single-package heat pumps (oth | False | False | 33800 | 33200 | 16 | 13.4 | 7.3 | 6.7 | True | 9 | 33 | 11.7 |  |  | False | Conventional | 05/05/2023 |  | 11/21/2023
Carrier Corp. - Indianapolis | Airquest | RHW049K* | RHW049K* |  |  | Voluntarily Certified | Single-package heat pumps (oth | False | False | 47000 | 45000 | 16 | 13.4 | 7.1 | 6.7 | True | 12 | 33 | 12 |  |  | False | Conventional | 05/05/2023 |  | 11/21/2023
Carrier Corp. - Indianapolis | Arcoaire | RHW049K* | RHW049K* |  |  | Voluntarily Certified | Single-package heat pumps (oth | False | False | 47000 | 45000 | 16 | 13.4 | 7.1 | 6.7 | True | 12 | 33 | 12 |  |  | False | Conventional | 05/05/2023 |  | 11/21/2023
Carrier Corp. - Indianapolis | Airquest | RHW061K* | RHW061K* |  |  | Voluntarily Certified | Single-package heat pumps (oth | False | False | 59500 | 51000 | 16 | 13.4 | 7.5 | 6.7 | True | 30 | 33 | 12 |  |  | False | Conventional | 05/05/2023 |  | 11/21/2023
Carrier Corp. - Indianapolis | Arcoaire | RHW061K* | RHW061K* |  |  | Voluntarily Certified | Single-package heat pumps (oth | False | False | 59500 | 51000 | 16 | 13.4 | 7.5 | 6.7 | True | 30 | 33 | 12 |  |  | False | Conventional | 05/05/2023 |  | 11/21/2023
First Co. | First Co. | 19WHHP | 19WHHP | 26UCX |  | Voluntarily Certified | Single-split space-constrained | False | False | 20000 | 19000 | 11.9 | 11.9 | 6.3 | 6.3 | False | 33 | 33 | 9.5 | 0 | Blower Coil System | False | Space Constrained | 07/06/2023 |  | 11/21/2023
First Co. | First Co. | 24WHHP | 24WHHP | 37CLX |  | Voluntarily Certified | Single-split space-constrained | False | False | 22000 | 19000 | 11.9 | 11.9 | 6.8 | 6.3 | False | 33 | 33 | 10.9 | 0 | Blower Coil System | False | Space Constrained | 07/06/2023 |  | 11/21/2023
First Co. | First Co. | 30WHHP | 30WHHP | 37CLX |  | Voluntarily Certified | Single-split space-constrained | False | False | 25400 | 22000 | 11.9 | 11.9 | 6.6 | 6.3 | False | 33 | 33 | 9.8 | 0 | Blower Coil System | False | Space Constrained | 07/06/2023 |  | 11/21/2023
Guangdong Chigo Heating & Ventilation Equipment Co., Ltd. | DIAL | 24000-CHP-O | 24000-CHP-O | 24000-CHP-AHU |  | Voluntarily Certified | Single-split-system heat pumps | False | False | 24000 | 23000 | 17 | 14.3 | 8.3 | 7.5 | True | 22 | 33 | 9.8 | 0 | Blower Coil System | True | Conventional | 07/06/2023 |  | 11/21/2023
Guangdong Chigo Heating & Ventilation Equipment Co., Ltd. | DIAL | 36000-CHP-O | 36000-CHP-O | 36000-CHP-AHU |  | Voluntarily Certified | Single-split-system heat pumps | False | False | 36000 | 35000 | 18 | 14.3 | 9 | 7.5 | True | 22 | 33 | 9.55 | 0 | Blower Coil System | True | Conventional | 07/06/2023 |  | 11/21/2023
Guangdong Chigo Heating & Ventilation Equipment Co., Ltd. | DIAL | 48000-CHP-O | 48000-CHP-O | 48000-CHP-AHU |  | Voluntarily Certified | Single-split-system heat pumps | False | False | 48000 | 47000 | 17.5 | 14.3 | 8.5 | 7.5 | True | 22 | 33 | 10.1 | 0 | Blower Coil System | True | Conventional | 07/06/2023 |  | 11/21/2023
Guangdong Chigo Heating & Ventilation Equipment Co., Ltd. | AZUR | AZ-24HPB | AZ-24HPB | AH-24B |  | Voluntarily Certified | Single-split-system heat pumps | False | False | 24000 | 23000 | 17 | 14.3 | 8.3 | 7.5 | True | 22 | 33 | 9.8 | 0 | Blower Coil System | True | Conventional | 07/06/2023 |  | 11/21/2023
Guangdong Chigo Heating & Ventilation Equipment Co., Ltd. | AZUR | AZ-36HPB | AZ-36HPB | AH-36B |  | Voluntarily Certified | Single-split-system heat pumps | False | False | 36000 | 35000 | 18 | 14.3 | 9 | 7.5 | True | 22 | 33 | 9.55 | 0 | Blower Coil System | True | Conventional | 07/06/2023 |  | 11/21/2023
Guangdong Chigo Heating & Ventilation Equipment Co., Ltd. | AZUR | AZ-48HPB | AZ-48HPB | AH-48B |  | Voluntarily Certified | Single-split-system heat pumps | False | False | 48000 | 47000 | 17.5 | 14.3 | 8.5 | 7.5 | True | 22 | 33 | 10.1 | 0 | Blower Coil System | True | Conventional | 07/06/2023 |  | 11/21/2023
Guangdong Chigo Heating & Ventilation Equipment Co., Ltd. | Hessaire | HOC24 | HOC24 | HAH24 |  | Voluntarily Certified | Single-split-system heat pumps | False | False | 24000 | 23000 | 17 | 14.3 | 8.3 | 7.5 | True | 22 | 33 | 9.8 | 0 | Blower Coil System | True | Conventional | 07/06/2023 |  | 11/21/2023
Guangdong Chigo Heating & Ventilation Equipment Co., Ltd. | Hessaire | HOC36 | HOC36 | HAH36 |  | Voluntarily Certified | Single-split-system heat pumps | False | False | 36000 | 35000 | 18 | 14.3 | 9 | 7.5 | True | 22 | 33 | 9.55 | 0 | Blower Coil System | True | Conventional | 07/06/2023 |  | 11/21/2023
Guangdong Chigo Heating & Ventilation Equipment Co., Ltd. | Hessaire | HOC48 | HOC48 | HAH48 |  | Voluntarily Certified | Single-split-system heat pumps | False | False | 48000 | 47000 | 17.5 | 14.3 | 8.5 | 7.5 | True | 22 | 33 | 10.1 | 0 | Blower Coil System | True | Conventional | 07/06/2023 |  | 11/21/2023
Guangdong Chigo Heating & Ventilation Equipment Co., Ltd. | Hessaire | HOC60 | HOC60 | HAH60 |  | Voluntarily Certified | Single-split-system heat pumps | False | False | 56000 | 56000 | 17 | 14.3 | 8.5 | 7.5 | True | 22 | 33 | 8.25 | 0 | Blower Coil System | True | Conventional | 07/06/2023 |  | 11/21/2023
Guangdong Chigo Heating & Ventilation Equipment Co., Ltd. | HAXXAIR | HVHD-24E2D2 | HVHD-24E2D2 | HAHD-24E2D2 |  | Voluntarily Certified | Single-split-system heat pumps | False | False | 24000 | 23000 | 17 | 14.3 | 8.3 | 7.5 | True | 22 | 33 | 9.8 | 0 | Blower Coil System | True | Conventional | 07/06/2023 |  | 11/21/2023
Guangdong Chigo Heating & Ventilation Equipment Co., Ltd. | HAXXAIR | HVHD-36E2D2 | HVHD-36E2D2 | HAHD-36E2D2 |  | Voluntarily Certified | Single-split-system heat pumps | False | False | 36000 | 35000 | 18 | 14.3 | 9 | 7.5 | True | 22 | 33 | 9.55 | 0 | Blower Coil System | True | Conventional | 07/06/2023 |  | 11/21/2023
Guangdong Chigo Heating & Ventilation Equipment Co., Ltd. | HAXXAIR | HVHD-48E2D2 | HVHD-48E2D2 | HAHD-48E2D2 |  | Voluntarily Certified | Single-split-system heat pumps | False | False | 48000 | 47000 | 17.5 | 14.3 | 8.5 | 7.5 | True | 22 | 33 | 10.1 | 0 | Blower Coil System | True | Conventional | 07/06/2023 |  | 11/21/2023
Guangdong Chigo Heating & Ventilation Equipment Co., Ltd. | Multi MFG | MSU-24HD-B-H | MSU-24HD-B-H | 24MPHP0-M-B-H |  | Voluntarily Certified | Single-split-system heat pumps | False | False | 24000 | 23000 | 17 | 14.3 | 8.3 | 7.5 | True | 22 | 33 | 9.8 | 0 | Blower Coil System | True | Conventional | 07/06/2023 |  | 11/21/2023
Guangdong Chigo Heating & Ventilation Equipment Co., Ltd. | Multi MFG | MSU-36HD-B-H | MSU-36HD-B-H | 36MPHP0-M-B-H |  | Voluntarily Certified | Single-split-system heat pumps | False | False | 36000 | 35000 | 18 | 14.3 | 9 | 7.5 | True | 22 | 33 | 9.55 | 0 | Blower Coil System | True | Conventional | 07/06/2023 |  | 11/21/2023
Guangdong Chigo Heating & Ventilation Equipment Co., Ltd. | Multi MFG | MSU-48HD-B-H | MSU-48HD-B-H | 48MPHP0-M-B-H |  | Voluntarily Certified | Single-split-system heat pumps | False | False | 48000 | 47000 | 17.5 | 14.3 | 8.5 | 7.5 | True | 22 | 33 | 10.1 | 0 | Blower Coil System | True | Conventional | 07/06/2023 |  | 11/21/2023
Guangdong Chigo Heating & Ventilation Equipment Co., Ltd. | Zephyr | ZE-24HPB | ZE-24HPB | AH-24B |  | Voluntarily Certified | Single-split-system heat pumps | False | False | 24000 | 23000 | 17 | 14.3 | 8.3 | 7.5 | True | 22 | 33 | 9.8 | 0 | Blower Coil System | True | Conventional | 07/06/2023 |  | 11/21/2023
Guangdong Chigo Heating & Ventilation Equipment Co., Ltd. | Zephyr | ZE-36HPB | ZE-36HPB | AH-36B |  | Voluntarily Certified | Single-split-system heat pumps | False | False | 36000 | 35000 | 18 | 14.3 | 9 | 7.5 | True | 22 | 33 | 9.55 | 0 | Blower Coil System | True | Conventional | 07/06/2023 |  | 11/21/2023
Guangdong Chigo Heating & Ventilation Equipment Co., Ltd. | Zephyr | ZE-48HPB | ZE-48HPB | AH-48B |  | Voluntarily Certified | Single-split-system heat pumps | False | False | 48000 | 47000 | 17.5 | 14.3 | 8.5 | 7.5 | True | 22 | 33 | 10.1 | 0 | Blower Coil System | True | Conventional | 07/06/2023 |  | 11/21/2023
Guangdong Chigo Heating & Ventilation Equipment Co., Ltd. | DIAL | 24000-CHP-O | 24000-CHP-O | 24000-CHP-AHU |  | Voluntarily Certified | Single-split-system heat pumps | False | False | 24000 | 23000 | 17 | 14.3 | 8.3 | 7.5 | True | 22 | 33 | 9.8 | 0 | Blower Coil System | True | Conventional | 07/06/2023 |  | 11/21/2023
Guangdong Chigo Heating & Ventilation Equipment Co., Ltd. | DIAL | 36000-CHP-O | 36000-CHP-O | 36000-CHP-AHU |  | Voluntarily Certified | Single-split-system heat pumps | False | False | 36000 | 35000 | 18 | 14.3 | 9 | 7.5 | True | 22 | 33 | 9.55 | 0 | Blower Coil System | True | Conventional | 07/06/2023 |  | 11/21/2023
Guangdong Chigo Heating & Ventilation Equipment Co., Ltd. | DIAL | 48000-CHP-O | 48000-CHP-O | 48000-CHP-AHU |  | Voluntarily Certified | Single-split-system heat pumps | False | False | 48000 | 47000 | 17.5 | 14.3 | 8.5 | 7.5 | True | 22 | 33 | 10.1 | 0 | Blower Coil System | True | Conventional | 07/06/2023 |  | 11/21/2023
Guangdong Chigo Heating & Ventilation Equipment Co., Ltd. | AZUR | AZ-24HPB | AZ-24HPB | AH-24B |  | Voluntarily Certified | Single-split-system heat pumps | False | False | 24000 | 23000 | 17 | 14.3 | 8.3 | 7.5 | True | 22 | 33 | 9.8 | 0 | Blower Coil System | True | Conventional | 07/06/2023 |  | 11/21/2023
Guangdong Chigo Heating & Ventilation Equipment Co., Ltd. | AZUR | AZ-36HPB | AZ-36HPB | AH-36B |  | Voluntarily Certified | Single-split-system heat pumps | False | False | 36000 | 35000 | 18 | 14.3 | 9 | 7.5 | True | 22 | 33 | 9.55 | 0 | Blower Coil System | True | Conventional | 07/06/2023 |  | 11/21/2023
Guangdong Chigo Heating & Ventilation Equipment Co., Ltd. | AZUR | AZ-48HPB | AZ-48HPB | AH-48B |  | Voluntarily Certified | Single-split-system heat pumps | False | False | 48000 | 47000 | 17.5 | 14.3 | 8.5 | 7.5 | True | 22 | 33 | 10.1 | 0 | Blower Coil System | True | Conventional | 07/06/2023 |  | 11/21/2023
Guangdong Chigo Heating & Ventilation Equipment Co., Ltd. | Hessaire | HOC24 | HOC24 | HAH24 |  | Voluntarily Certified | Single-split-system heat pumps | False | False | 24000 | 23000 | 17 | 14.3 | 8.3 | 7.5 | True | 22 | 33 | 9.8 | 0 | Blower Coil System | True | Conventional | 07/06/2023 |  | 11/21/2023
Guangdong Chigo Heating & Ventilation Equipment Co., Ltd. | Hessaire | HOC36 | HOC36 | HAH36 |  | Voluntarily Certified | Single-split-system heat pumps | False | False | 36000 | 35000 | 18 | 14.3 | 9 | 7.5 | True | 22 | 33 | 9.55 | 0 | Blower Coil System | True | Conventional | 07/06/2023 |  | 11/21/2023
Guangdong Chigo Heating & Ventilation Equipment Co., Ltd. | Hessaire | HOC48 | HOC48 | HAH48 |  | Voluntarily Certified | Single-split-system heat pumps | False | False | 48000 | 47000 | 17.5 | 14.3 | 8.5 | 7.5 | True | 22 | 33 | 10.1 | 0 | Blower Coil System | True | Conventional | 07/06/2023 |  | 11/21/2023
Guangdong Chigo Heating & Ventilation Equipment Co., Ltd. | Hessaire | HOC60 | HOC60 | HAH60 |  | Voluntarily Certified | Single-split-system heat pumps | False | False | 56000 | 56000 | 17 | 14.3 | 8.5 | 7.5 | True | 22 | 33 | 8.25 | 0 | Blower Coil System | True | Conventional | 07/06/2023 |  | 11/21/2023
Guangdong Chigo Heating & Ventilation Equipment Co., Ltd. | HAXXAIR | HVHD-24E2D2 | HVHD-24E2D2 | HAHD-24E2D2 |  | Voluntarily Certified | Single-split-system heat pumps | False | False | 24000 | 23000 | 17 | 14.3 | 8.3 | 7.5 | True | 22 | 33 | 9.8 | 0 | Blower Coil System | True | Conventional | 07/06/2023 |  | 11/21/2023
Guangdong Chigo Heating & Ventilation Equipment Co., Ltd. | HAXXAIR | HVHD-36E2D2 | HVHD-36E2D2 | HAHD-36E2D2 |  | Voluntarily Certified | Single-split-system heat pumps | False | False | 36000 | 35000 | 18 | 14.3 | 9 | 7.5 | True | 22 | 33 | 9.55 | 0 | Blower Coil System | True | Conventional | 07/06/2023 |  | 11/21/2023
Guangdong Chigo Heating & Ventilation Equipment Co., Ltd. | HAXXAIR | HVHD-48E2D2 | HVHD-48E2D2 | HAHD-48E2D2 |  | Voluntarily Certified | Single-split-system heat pumps | False | False | 48000 | 47000 | 17.5 | 14.3 | 8.5 | 7.5 | True | 22 | 33 | 10.1 | 0 | Blower Coil System | True | Conventional | 07/06/2023 |  | 11/21/2023
Guangdong Chigo Heating & Ventilation Equipment Co., Ltd. | Multi MFG | MSU-24HD-B-H | MSU-24HD-B-H | 24MPHP0-M-B-H |  | Voluntarily Certified | Single-split-system heat pumps | False | False | 24000 | 23000 | 17 | 14.3 | 8.3 | 7.5 | True | 22 | 33 | 9.8 | 0 | Blower Coil System | True | Conventional | 07/06/2023 |  | 11/21/2023
Guangdong Chigo Heating & Ventilation Equipment Co., Ltd. | Multi MFG | MSU-36HD-B-H | MSU-36HD-B-H | 36MPHP0-M-B-H |  | Voluntarily Certified | Single-split-system heat pumps | False | False | 36000 | 35000 | 18 | 14.3 | 9 | 7.5 | True | 22 | 33 | 9.55 | 0 | Blower Coil System | True | Conventional | 07/06/2023 |  | 11/21/2023
Guangdong Chigo Heating & Ventilation Equipment Co., Ltd. | Multi MFG | MSU-48HD-B-H | MSU-48HD-B-H | 48MPHP0-M-B-H |  | Voluntarily Certified | Single-split-system heat pumps | False | False | 48000 | 47000 | 17.5 | 14.3 | 8.5 | 7.5 | True | 22 | 33 | 10.1 | 0 | Blower Coil System | True | Conventional | 07/06/2023 |  | 11/21/2023
Guangdong Chigo Heating & Ventilation Equipment Co., Ltd. | Zephyr | ZE-24HPB | ZE-24HPB | AH-24B |  | Voluntarily Certified | Single-split-system heat pumps | False | False | 24000 | 23000 | 17 | 14.3 | 8.3 | 7.5 | True | 22 | 33 | 9.8 | 0 | Blower Coil System | True | Conventional | 07/06/2023 |  | 11/21/2023
Guangdong Chigo Heating & Ventilation Equipment Co., Ltd. | Zephyr | ZE-36HPB | ZE-36HPB | AH-36B |  | Voluntarily Certified | Single-split-system heat pumps | False | False | 36000 | 35000 | 18 | 14.3 | 9 | 7.5 | True | 22 | 33 | 9.55 | 0 | Blower Coil System | True | Conventional | 07/06/2023 |  | 11/21/2023
Guangdong Chigo Heating & Ventilation Equipment Co., Ltd. | Zephyr | ZE-48HPB | ZE-48HPB | AH-48B |  | Voluntarily Certified | Single-split-system heat pumps | False | False | 48000 | 47000 | 17.5 | 14.3 | 8.5 | 7.5 | True | 22 | 33 | 10.1 | 0 | Blower Coil System | True | Conventional | 07/06/2023 |  | 11/21/2023
Waterfurnace International, Inc. | 5 SERIES GEO-READY | NDGR038*1 | NDGR038*1 | NGV/NGH038*1*(1,2) |  | Voluntarily Certified | Single-split-system heat pumps | False | False | 36800 | 35000 | 16 | 14.3 | 8.9 | 7.5 | True | 24 | 33 | 12.6 | 0 | Blower Coil System | False | Conventional | 07/06/2023 |  | 11/21/2023
Waterfurnace International, Inc. | 5 SERIES GEO-READY | NDGR049*1 | NDGR049*1 | NGV/NGH049*1*(1,2) |  | Voluntarily Certified | Single-split-system heat pumps | False | False | 47000 | 48000 | 15.5 | 14.3 | 8.6 | 7.5 | True | 24 | 33 | 12.3 | 0 | Blower Coil System | False | Conventional | 07/06/2023 |  | 11/21/2023
Waterfurnace International, Inc. | 5 SERIES GEO-READY | NDGR064*1 | NDGR064*1 | NGV/NGH064*1*1 |  | Voluntarily Certified | Single-split-system heat pumps | False | False | 60000 | 55500 | 15 | 14.3 | 8.6 | 7.5 | True | 24 | 33 | 12.1 | 0 | Blower Coil System | False | Conventional | 07/06/2023 |  | 11/21/2023
Waterfurnace International, Inc. | 5 SERIES GEO-READY | NDGR038*1 | NDGR038*1 | NGV/NGH038*1*(1,2) |  | Voluntarily Certified | Single-split-system heat pumps | False | False | 36800 | 35000 | 16 |  | 8.9 |  | True | 24 |  | 12.6 |  | Blower Coil System | False | Conventional | 11/21/2023 |  | 11/21/2023
Waterfurnace International, Inc. | 5 SERIES GEO-READY | NDGR049*1 | NDGR049*1 | NGV/NGH049*1*(1,2) |  | Voluntarily Certified | Single-split-system heat pumps | False | False | 47000 | 48000 | 15.5 |  | 8.6 |  | True | 24 |  | 12.3 |  | Blower Coil System | False | Conventional | 11/21/2023 |  | 11/21/2023
Waterfurnace International, Inc. | 5 SERIES GEO-READY | NDGR064*1 | NDGR064*1 | NGV/NGH064*1*1 |  | Voluntarily Certified | Single-split-system heat pumps | False | False | 60000 | 55500 | 15 |  | 8.6 |  | True | 24 |  | 12.1 |  | Blower Coil System | False | Conventional | 11/21/2023 |  | 11/21/2023
Samsung Electronics Co., Ltd. | Samsung | AC024BXUPCH | AC024BXUPCH | BVRMB3925 |  | Voluntarily Certified | Single-split-system heat pumps | False | False | 24000 | 26000 | 16.5 | 14.3 | 8.1 | 7.5 | True | 20 | 33 | 10.1 | 0 | Blower Coil System | True | Conventional | 07/06/2023 |  | 11/21/2023
Samsung Electronics Co., Ltd. | Samsung | AC036BXUDCH | AC036BXUDCH | BVRMC3937 |  | Voluntarily Certified | Single-split-system heat pumps | False | False | 36000 | 34600 | 17 | 14.3 | 8.1 | 7.5 | True | 20 | 33 | 9 | 0 | Blower Coil System | True | Conventional | 07/06/2023 |  | 11/21/2023
Samsung Electronics Co., Ltd. | Samsung | AC036BXUPCH | AC036BXUPCH | BVRMC3937 |  | Voluntarily Certified | Single-split-system heat pumps | False | False | 36000 | 34600 | 18.5 | 14.3 | 8.4 | 7.5 | True | 20 | 33 | 10.5 | 0 | Blower Coil System | True | Conventional | 07/06/2023 |  | 11/21/2023
Samsung Electronics Co., Ltd. | Samsung | AC048BXUPCH | AC048BXUPCH | BVRMC3948 |  | Voluntarily Certified | Single-split-system heat pumps | False | False | 48000 | 44000 | 17 | 14.3 | 8.5 | 7.5 | True | 20 | 33 | 8.6 | 0 | Blower Coil System | True | Conventional | 07/06/2023 |  | 11/21/2023
Samsung Electronics Co., Ltd. | Samsung | AC060BXUPCH | AC060BXUPCH | BVRMC7960 |  | Voluntarily Certified | Single-split-system heat pumps | False | False | 57000 | 53000 | 17.5 | 14.3 | 9 | 7.5 | True | 20 | 33 | 8.5 | 0 | Blower Coil System | True | Conventional | 07/06/2023 |  | 11/21/2023
Samsung Electronics Co., Ltd. | Samsung | AC024BXUPCH | AC024BXUPCH | BVRMB3925 |  | Voluntarily Certified | Single-split-system heat pumps | False | False | 24000 | 26000 | 16.5 |  | 8.1 |  | True | 20 |  | 10.1 |  | Blower Coil System | True | Conventional | 11/21/2023 |  | 11/21/2023
Samsung Electronics Co., Ltd. | Samsung | AC036BXUDCH | AC036BXUDCH | BVRMC3937 |  | Voluntarily Certified | Single-split-system heat pumps | False | False | 36000 | 34600 | 17 |  | 8.1 |  | True | 20 |  | 9 |  | Blower Coil System | True | Conventional | 11/21/2023 |  | 11/21/2023
Samsung Electronics Co., Ltd. | Samsung | AC036BXUPCH | AC036BXUPCH | BVRMC3937 |  | Voluntarily Certified | Single-split-system heat pumps | False | False | 36000 | 34600 | 18.5 |  | 8.4 |  | True | 20 |  | 10.5 |  | Blower Coil System | True | Conventional | 11/21/2023 |  | 11/21/2023
Samsung Electronics Co., Ltd. | Samsung | AC048BXUPCH | AC048BXUPCH | BVRMC3948 |  | Voluntarily Certified | Single-split-system heat pumps | False | False | 48000 | 44000 | 17 |  | 8.5 |  | True | 20 |  | 8.6 |  | Blower Coil System | True | Conventional | 11/21/2023 |  | 11/21/2023
Samsung Electronics Co., Ltd. | Samsung | AC060BXUPCH | AC060BXUPCH | BVRMC7960 |  | Voluntarily Certified | Single-split-system heat pumps | False | False | 57000 | 53000 | 17.5 |  | 9 |  | True | 20 |  | 8.5 |  | Blower Coil System | True | Conventional | 11/21/2023 |  | 11/21/2023
Gree Electric Appliances Inc. of Zhuhai | AMERICAN STANDARD | 4TXD2036A10NU** | 4TXD2036A10NU** | 4RXCB024AS3HC** |  | Voluntarily Certified | Single-split-system heat pumps | False | False | 23000 | 24000 | 15.2 | 14.3 | 8.5 | 7.5 | False | 16.5 | 33 | 11 | 0 | Coil-Only System | True | Conventional | 07/06/2023 |  | 11/21/2023
Gree Electric Appliances Inc. of Zhuhai | Trane | 4TXD2036A10NU** | 4TXD2036A10NU** | 4RXCB024AS3HC** |  | Voluntarily Certified | Single-split-system heat pumps | False | False | 23000 | 24000 | 15.2 | 14.3 | 8.5 | 7.5 | False | 16.5 | 33 | 11 | 0 | Coil-Only System | True | Conventional | 07/06/2023 |  | 11/21/2023
Gree Electric Appliances Inc. of Zhuhai | AMERICAN STANDARD | 4TXD2060A10NU** | 4TXD2060A10NU** | 4RXCD048AS3HC** |  | Voluntarily Certified | Single-split-system heat pumps | False | False | 47000 | 48000 | 15.2 | 14.3 | 8.5 | 7.5 | False | 33 | 33 | 10 | 0 | Coil-Only System | True | Conventional | 07/06/2023 |  | 11/21/2023
Gree Electric Appliances Inc. of Zhuhai | Trane | 4TXD2060A10NU** | 4TXD2060A10NU** | 4RXCD048AS3HC** |  | Voluntarily Certified | Single-split-system heat pumps | False | False | 47000 | 48000 | 15.2 | 14.3 | 8.5 | 7.5 | False | 33 | 33 | 10 | 0 | Coil-Only System | True | Conventional | 07/06/2023 |  | 11/21/2023
Gree Electric Appliances Inc. of Zhuhai | AC PRO.COM | AK-H05TC/NAA-T(U) | AK-H05TC/NAA-T(U) |  |  | Voluntarily Certified | Single-package heat pumps (oth | False | False | 57000 | 57000 | 17 | 13.4 | 8.3 | 6.7 | False | 12 | 33 | 10 | 0 |  | True | Conventional | 07/06/2023 |  | 11/21/2023
Gree Electric Appliances Inc. of Zhuhai | AURIAL | ARU36-24WADU | ARU36-24WADU | ARCAT24F/NAA |  | Voluntarily Certified | Single-split-system heat pumps | False | False | 23000 | 24000 | 15.2 | 14.3 | 8.5 | 7.5 | False | 16.5 | 33 | 11 | 0 | Coil-Only System | True | Conventional | 07/06/2023 |  | 11/21/2023
Gree Electric Appliances Inc. of Zhuhai | AURIAL | ARU60-48WADU | ARU60-48WADU | ARCAT48H/NAA |  | Voluntarily Certified | Single-split-system heat pumps | False | False | 47000 | 48000 | 15.2 | 14.3 | 8.5 | 7.5 | False | 33 | 33 | 10 | 0 | Coil-Only System | True | Conventional | 07/06/2023 |  | 11/21/2023
Gree Electric Appliances Inc. of Zhuhai | AURIAL | ARUD24W2/D-D(U) | ARUD24W2/D-D(U) | ARUD24AH2/D-D(U) |  | Voluntarily Certified | Single-split-system heat pumps | False | False | 23000 | 23000 | 15.5 | 14.3 | 7.8 | 7.5 | False | 20 | 33 | 10.5 | 0 | Blower Coil System | True | Conventional | 07/06/2023 |  | 11/21/2023
Gree Electric Appliances Inc. of Zhuhai | AURIAL | ARUD30W2/D-D(U) | ARUD30W2/D-D(U) | ARUD30AH2/D-D(U) |  | Voluntarily Certified | Single-split-system heat pumps | False | False | 28600 | 28600 | 15.2 | 14.3 | 7.8 | 7.5 | False | 33 | 33 | 10 | 0 | Blower Coil System | True | Conventional | 07/06/2023 |  | 11/21/2023
Gree Electric Appliances Inc. of Zhuhai | AURIAL | ARUD36W2/D-D(U) | ARUD36W2/D-D(U) | ARUD36AH2/D-D(U) |  | Voluntarily Certified | Single-split-system heat pumps | False | False | 34000 | 34000 | 15.5 | 14.3 | 7.7 | 7.5 | False | 33 | 33 | 10 | 0 | Blower Coil System | True | Conventional | 07/06/2023 |  | 11/21/2023
Gree Electric Appliances Inc. of Zhuhai | AURIAL | ARUD42W2/D-D(U) | ARUD42W2/D-D(U) | ARUD42AH2/D-D(U) |  | Voluntarily Certified | Single-split-system heat pumps | False | False | 40000 | 40000 | 15.5 | 14.3 | 7.8 | 7.5 | False | 20 | 33 | 10 | 0 | Blower Coil System | True | Conventional | 07/06/2023 |  | 11/21/2023
Gree Electric Appliances Inc. of Zhuhai | AURIAL | ARUD48W2/D-D(U) | ARUD48W2/D-D(U) | ARUD48AH2/D-D(U) |  | Voluntarily Certified | Single-split-system heat pumps | False | False | 46000 | 46000 | 15 | 14.3 | 7.7 | 7.5 | False | 20 | 33 | 8.6 | 0 | Blower Coil System | True | Conventional | 07/06/2023 |  | 11/21/2023
Gree Electric Appliances Inc. of Zhuhai | AURIAL | ARUD60W2/D-D(U) | ARUD60W2/D-D(U) | ARUD60AH2/D-D(U) |  | Voluntarily Certified | Single-split-system heat pumps | False | False | 54000 | 54000 | 15.2 | 14.3 | 7.8 | 7.5 | False | 33 | 33 | 10 | 0 | Blower Coil System | True | Conventional | 07/06/2023 |  | 11/21/2023
Gree Electric Appliances Inc. of Zhuhai | AC PRO.COM | AUD36W/A1-D(U) | AUD36W/A1-D(U) | ACAT24F/NAA |  | Voluntarily Certified | Single-split-system heat pumps | False | False | 23000 | 24000 | 15.2 | 14.3 | 8.5 | 7.5 | False | 16.5 | 33 | 11 | 0 | Coil-Only System | True | Conventional | 07/06/2023 |  | 11/21/2023
Gree Electric Appliances Inc. of Zhuhai | AC PRO.COM | AUD60W/A1-D(U) | AUD60W/A1-D(U) | ACAT48H/NAA |  | Voluntarily Certified | Single-split-system heat pumps | False | False | 47000 | 48000 | 15.2 | 14.3 | 8.5 | 7.5 | False | 33 | 33 | 10 | 0 | Coil-Only System | True | Conventional | 07/06/2023 |  | 11/21/2023
Gree Electric Appliances Inc. of Zhuhai | GE Appliances | AUH2436ZGDA* | AUH2436ZGDA* | NCCC24BT4** |  | Voluntarily Certified | Single-split-system heat pumps | False | False | 23000 | 24000 | 15.2 | 14.3 | 8.5 | 7.5 | False | 16.5 | 33 | 11 | 0 | Coil-Only System | True | Conventional | 07/06/2023 |  | 11/21/2023
Gree Electric Appliances Inc. of Zhuhai | GE Appliances | AUH4860ZGDA* | AUH4860ZGDA* | NCCC48DT4** |  | Voluntarily Certified | Single-split-system heat pumps | False | False | 47000 | 48000 | 15.2 | 14.3 | 8.5 | 7.5 | False | 33 | 33 | 10 | 0 | Coil-Only System | True | Conventional | 07/06/2023 |  | 11/21/2023
Gree Electric Appliances Inc. of Zhuhai | WABBAN | BB36-24WADU | BB36-24WADU | TCAT24F/NAA |  | Voluntarily Certified | Single-split-system heat pumps | False | False | 23000 | 24000 | 15.2 | 14.3 | 8.5 | 7.5 | False | 16.5 | 33 | 11 | 0 | Coil-Only System | True | Conventional | 07/06/2023 |  | 11/21/2023
Gree Electric Appliances Inc. of Zhuhai | WABBAN | BB60-48WADU | BB60-48WADU | TCAT48H/NAA |  | Voluntarily Certified | Single-split-system heat pumps | False | False | 47000 | 48000 | 15.2 | 14.3 | 8.5 | 7.5 | False | 33 | 33 | 10 | 0 | Coil-Only System | True | Conventional | 07/06/2023 |  | 11/21/2023
Gree Electric Appliances Inc. of Zhuhai | WABBAN | BBD24W2DDU | BBD24W2DDU | BBD24AH2DDU |  | Voluntarily Certified | Single-split-system heat pumps | False | False | 23000 | 23000 | 15.5 | 14.3 | 7.8 | 7.5 | False | 20 | 33 | 10.5 | 0 | Blower Coil System | True | Conventional | 07/06/2023 |  | 11/21/2023
Gree Electric Appliances Inc. of Zhuhai | WABBAN | BBD30W2DDU | BBD30W2DDU | BBD30AH2DDU |  | Voluntarily Certified | Single-split-system heat pumps | False | False | 28600 | 28600 | 15.2 | 14.3 | 7.8 | 7.5 | False | 33 | 33 | 10 | 0 | Blower Coil System | True | Conventional | 07/06/2023 |  | 11/21/2023
Gree Electric Appliances Inc. of Zhuhai | WABBAN | BBD36W2DDU | BBD36W2DDU | BBD36AH2DDU |  | Voluntarily Certified | Single-split-system heat pumps | False | False | 34000 | 34000 | 15.5 | 14.3 | 7.7 | 7.5 | False | 33 | 33 | 10 | 0 | Blower Coil System | True | Conventional | 07/06/2023 |  | 11/21/2023
Gree Electric Appliances Inc. of Zhuhai | WABBAN | BBD42W2DDU | BBD42W2DDU | BBD42AH2DDU |  | Voluntarily Certified | Single-split-system heat pumps | False | False | 40000 | 40000 | 15.5 | 14.3 | 7.8 | 7.5 | False | 20 | 33 | 10 | 0 | Blower Coil System | True | Conventional | 07/06/2023 |  | 11/21/2023
Gree Electric Appliances Inc. of Zhuhai | WABBAN | BBD48W2DDU | BBD48W2DDU | BBD48AH2DDU |  | Voluntarily Certified | Single-split-system heat pumps | False | False | 46000 | 46000 | 15 | 14.3 | 7.7 | 7.5 | False | 20 | 33 | 8.6 | 0 | Blower Coil System | True | Conventional | 07/06/2023 |  | 11/21/2023
Gree Electric Appliances Inc. of Zhuhai | WABBAN | BBD60W2DDU | BBD60W2DDU | BBD60AH2DDU |  | Voluntarily Certified | Single-split-system heat pumps | False | False | 54000 | 54000 | 15.2 | 14.3 | 7.8 | 7.5 | False | 33 | 33 | 10 | 0 | Blower Coil System | True | Conventional | 07/06/2023 |  | 11/21/2023
Gree Electric Appliances Inc. of Zhuhai | BOREAL | ENVBR36HPJ1OA | ENVBR36HPJ1OA | ENVBR24C |  | Voluntarily Certified | Single-split-system heat pumps | False | False | 23000 | 24000 | 15.2 | 14.3 | 8.5 | 7.5 | False | 16.5 | 33 | 11 | 0 | Coil-Only System | True | Conventional | 07/06/2023 |  | 11/21/2023
Gree Electric Appliances Inc. of Zhuhai | BOREAL | ENVBR60HPJ1OA | ENVBR60HPJ1OA | ENVBR48C |  | Voluntarily Certified | Single-split-system heat pumps | False | False | 47000 | 48000 | 15.2 | 14.3 | 8.5 | 7.5 | False | 33 | 33 | 10 | 0 | Coil-Only System | True | Conventional | 07/06/2023 |  | 11/21/2023
Gree Electric Appliances Inc. of Zhuhai | Gree | FLEXE24HP230V1AO | FLEXE24HP230V1AO | FLEXE24HP230V1AH |  | Voluntarily Certified | Single-split-system heat pumps | False | False | 23000 | 23000 | 15.5 | 14.3 | 7.8 | 7.5 | False | 20 | 33 | 10.5 | 0 | Blower Coil System | True | Conventional | 07/06/2023 |  | 11/21/2023
Gree Electric Appliances Inc. of Zhuhai | Gree | FLEXE30HP230V1AO | FLEXE30HP230V1AO | FLEXE30HP230V1AH |  | Voluntarily Certified | Single-split-system heat pumps | False | False | 28600 | 28600 | 15.2 | 14.3 | 7.8 | 7.5 | False | 33 | 33 | 10 | 0 | Blower Coil System | True | Conventional | 07/06/2023 |  | 11/21/2023
Gree Electric Appliances Inc. of Zhuhai | Gree | FLEXE36HP230V1AO | FLEXE36HP230V1AO | FLEXE36HP230V1AH |  | Voluntarily Certified | Single-split-system heat pumps | False | False | 34000 | 34000 | 15.5 | 14.3 | 7.7 | 7.5 | False | 33 | 33 | 10 | 0 | Blower Coil System | True | Conventional | 07/06/2023 |  | 11/21/2023
Gree Electric Appliances Inc. of Zhuhai | Gree | FLEXE42HP230V1AO | FLEXE42HP230V1AO | FLEXE42HP230V1AH |  | Voluntarily Certified | Single-split-system heat pumps | False | False | 40000 | 40000 | 15.5 | 14.3 | 7.8 | 7.5 | False | 20 | 33 | 10 | 0 | Blower Coil System | True | Conventional | 07/06/2023 |  | 11/21/2023
Gree Electric Appliances Inc. of Zhuhai | Gree | FLEXE48HP230V1AO | FLEXE48HP230V1AO | FLEXE48HP230V1AH |  | Voluntarily Certified | Single-split-system heat pumps | False | False | 46000 | 46000 | 15 | 14.3 | 7.7 | 7.5 | False | 20 | 33 | 8.6 | 0 | Blower Coil System | True | Conventional | 07/06/2023 |  | 11/21/2023
Gree Electric Appliances Inc. of Zhuhai | Gree | FLEXE60HP230V1AO | FLEXE60HP230V1AO | FLEXE60HP230V1AH |  | Voluntarily Certified | Single-split-system heat pumps | False | False | 54000 | 54000 | 15.2 | 14.3 | 7.8 | 7.5 | False | 33 | 33 | 10 | 0 | Blower Coil System | True | Conventional | 07/06/2023 |  | 11/21/2023
Gree Electric Appliances Inc. of Zhuhai | Gree | FLEXX36HP230V1AO | FLEXX36HP230V1AO | FLEXX24C |  | Voluntarily Certified | Single-split-system heat pumps | False | False | 23000 | 24000 | 15.2 | 14.3 | 8.5 | 7.5 | False | 16.5 | 33 | 11 | 0 | Coil-Only System | True | Conventional | 07/06/2023 |  | 11/21/2023
Gree Electric Appliances Inc. of Zhuhai | Gree | FLEXX60HP230V1AO | FLEXX60HP230V1AO | FLEXX48C |  | Voluntarily Certified | Single-split-system heat pumps | False | False | 47000 | 48000 | 15.2 | 14.3 | 8.5 | 7.5 | False | 33 | 33 | 10 | 0 | Coil-Only System | True | Conventional | 07/06/2023 |  | 11/21/2023
Gree Electric Appliances Inc. of Zhuhai | Gree | GK-H05TC/NAA-T(U) | GK-H05TC/NAA-T(U) |  |  | Voluntarily Certified | Single-package heat pumps (oth | False | False | 57000 | 57000 | 17 | 13.4 | 8.3 | 6.7 | False | 12 | 33 | 10 | 0 |  | True | Conventional | 07/06/2023 |  | 11/21/2023
Gree Electric Appliances Inc. of Zhuhai | Gree | GUD24W2/D-D(U) | GUD24W2/D-D(U) | GUD24AH2/D-D(U) |  | Voluntarily Certified | Single-split-system heat pumps | False | False | 23000 | 23000 | 15.5 | 14.3 | 7.8 | 7.5 | False | 20 | 33 | 10.5 | 0 | Blower Coil System | True | Conventional | 07/06/2023 |  | 11/21/2023
Gree Electric Appliances Inc. of Zhuhai | Gree | GUD30W2/D-D(U) | GUD30W2/D-D(U) | GUD30AH2/D-D(U) |  | Voluntarily Certified | Single-split-system heat pumps | False | False | 28600 | 28600 | 15.2 | 14.3 | 7.8 | 7.5 | False | 33 | 33 | 10 | 0 | Blower Coil System | True | Conventional | 07/06/2023 |  | 11/21/2023
Gree Electric Appliances Inc. of Zhuhai | Gree | GUD36W/A-D(U) | GUD36W/A-D(U) | GCAT24*/NAA |  | Voluntarily Certified | Single-split-system heat pumps | False | False | 23000 | 24000 | 15.2 | 14.3 | 8.5 | 7.5 | False | 16.5 | 33 | 11 | 0 | Coil-Only System | True | Conventional | 07/06/2023 |  | 11/21/2023
Gree Electric Appliances Inc. of Zhuhai | Gree | GUD36W2/D-D(U) | GUD36W2/D-D(U) | GUD36AH2/D-D(U) |  | Voluntarily Certified | Single-split-system heat pumps | False | False | 34000 | 34000 | 15.5 | 14.3 | 7.7 | 7.5 | False | 33 | 33 | 10 | 0 | Blower Coil System | True | Conventional | 07/06/2023 |  | 11/21/2023
Gree Electric Appliances Inc. of Zhuhai | Gree | GUD42W2/D-D(U) | GUD42W2/D-D(U) | GUD42AH2/D-D(U) |  | Voluntarily Certified | Single-split-system heat pumps | False | False | 40000 | 40000 | 15.5 | 14.3 | 7.8 | 7.5 | False | 20 | 33 | 10 | 0 | Blower Coil System | True | Conventional | 07/06/2023 |  | 11/21/2023
Gree Electric Appliances Inc. of Zhuhai | Gree | GUD48W2/D-D(U) | GUD48W2/D-D(U) | GUD48AH2/D-D(U) |  | Voluntarily Certified | Single-split-system heat pumps | False | False | 46000 | 46000 | 15 | 14.3 | 7.7 | 7.5 | False | 20 | 33 | 8.6 | 0 | Blower Coil System | True | Conventional | 07/06/2023 |  | 11/21/2023
Gree Electric Appliances Inc. of Zhuhai | Gree | GUD60W/A-D(U) | GUD60W/A-D(U) | GCAT48*/NAA |  | Voluntarily Certified | Single-split-system heat pumps | False | False | 47000 | 48000 | 15.2 | 14.3 | 8.5 | 7.5 | False | 33 | 33 | 10 | 0 | Coil-Only System | True | Conventional | 07/06/2023 |  | 11/21/2023
Gree Electric Appliances Inc. of Zhuhai | Gree | GUD60W2/D-D(U) | GUD60W2/D-D(U) | GUD60AH2/D-D(U) |  | Voluntarily Certified | Single-split-system heat pumps | False | False | 54000 | 54000 | 15.2 | 14.3 | 7.8 | 7.5 | False | 33 | 33 | 10 | 0 | Blower Coil System | True | Conventional | 07/06/2023 |  | 11/21/2023
Gree Electric Appliances Inc. of Zhuhai | AireForce | GXH24-36MSK4DH | GXH24-36MSK4DH | UE24X4AB |  | Voluntarily Certified | Single-split-system heat pumps | False | False | 23000 | 24000 | 15.2 | 14.3 | 8.5 | 7.5 | False | 16.5 | 33 | 11 | 0 | Coil-Only System | True | Conventional | 07/06/2023 |  | 11/21/2023
Gree Electric Appliances Inc. of Zhuhai | Airtemp | GXH24-36MSK4DH | GXH24-36MSK4DH | UE24X4AB |  | Voluntarily Certified | Single-split-system heat pumps | False | False | 23000 | 24000 | 15.2 | 14.3 | 8.5 | 7.5 | False | 16.5 | 33 | 11 | 0 | Coil-Only System | True | Conventional | 07/06/2023 |  | 11/21/2023
Gree Electric Appliances Inc. of Zhuhai | Frigidaire | GXH24-36MSK4DH | GXH24-36MSK4DH | UE24X4AB |  | Voluntarily Certified | Single-split-system heat pumps | False | False | 23000 | 24000 | 15.2 | 14.3 | 8.5 | 7.5 | False | 16.5 | 33 | 11 | 0 | Coil-Only System | True | Conventional | 07/06/2023 |  | 11/21/2023
Gree Electric Appliances Inc. of Zhuhai | Gibson | GXH24-36MSK4DH | GXH24-36MSK4DH | UE24X4AB |  | Voluntarily Certified | Single-split-system heat pumps | False | False | 23000 | 24000 | 15.2 | 14.3 | 8.5 | 7.5 | False | 16.5 | 33 | 11 | 0 | Coil-Only System | True | Conventional | 07/06/2023 |  | 11/21/2023
Gree Electric Appliances Inc. of Zhuhai | AireForce | GXH48-60MSK4DH | GXH48-60MSK4DH | UE48X4AD |  | Voluntarily Certified | Single-split-system heat pumps | False | False | 47000 | 48000 | 15.2 | 14.3 | 8.5 | 7.5 | False | 33 | 33 | 10 | 0 | Coil-Only System | True | Conventional | 07/06/2023 |  | 11/21/2023
Gree Electric Appliances Inc. of Zhuhai | Airtemp | GXH48-60MSK4DH | GXH48-60MSK4DH | UE48X4AD |  | Voluntarily Certified | Single-split-system heat pumps | False | False | 47000 | 48000 | 15.2 | 14.3 | 8.5 | 7.5 | False | 33 | 33 | 10 | 0 | Coil-Only System | True | Conventional | 07/06/2023 |  | 11/21/2023
Gree Electric Appliances Inc. of Zhuhai | Frigidaire | GXH48-60MSK4DH | GXH48-60MSK4DH | UE48X4AD |  | Voluntarily Certified | Single-split-system heat pumps | False | False | 47000 | 48000 | 15.2 | 14.3 | 8.5 | 7.5 | False | 33 | 33 | 10 | 0 | Coil-Only System | True | Conventional | 07/06/2023 |  | 11/21/2023
Gree Electric Appliances Inc. of Zhuhai | Gibson | GXH48-60MSK4DH | GXH48-60MSK4DH | UE48X4AD |  | Voluntarily Certified | Single-split-system heat pumps | False | False | 47000 | 48000 | 15.2 | 14.3 | 8.5 | 7.5 | False | 33 | 33 | 10 | 0 | Coil-Only System | True | Conventional | 07/06/2023 |  | 11/21/2023
Gree Electric Appliances Inc. of Zhuhai | KINGHOME | KD24UHO | KD24UHO | KD24UHI |  | Voluntarily Certified | Single-split-system heat pumps | False | False | 23000 | 23000 | 15.5 | 14.3 | 7.8 | 7.5 | False | 20 | 33 | 10.5 | 0 | Blower Coil System | True | Conventional | 07/06/2023 |  | 11/21/2023
Gree Electric Appliances Inc. of Zhuhai | KINGHOME | KD30UHO | KD30UHO | KD30UHI |  | Voluntarily Certified | Single-split-system heat pumps | False | False | 28600 | 28600 | 15.2 | 14.3 | 7.8 | 7.5 | False | 33 | 33 | 10 | 0 | Blower Coil System | True | Conventional | 07/06/2023 |  | 11/21/2023
Gree Electric Appliances Inc. of Zhuhai | KINGHOME | KD36UHO | KD36UHO | KD36UHI |  | Voluntarily Certified | Single-split-system heat pumps | False | False | 34000 | 34000 | 15.5 | 14.3 | 7.7 | 7.5 | False | 33 | 33 | 10 | 0 | Blower Coil System | True | Conventional | 07/06/2023 |  | 11/21/2023
Gree Electric Appliances Inc. of Zhuhai | KINGHOME | KD42UHO | KD42UHO | KD42UHI |  | Voluntarily Certified | Single-split-system heat pumps | False | False | 40000 | 40000 | 15.5 | 14.3 | 7.8 | 7.5 | False | 20 | 33 | 10 | 0 | Blower Coil System | True | Conventional | 07/06/2023 |  | 11/21/2023
Gree Electric Appliances Inc. of Zhuhai | KINGHOME | KD48UHO | KD48UHO | KD48UHI |  | Voluntarily Certified | Single-split-system heat pumps | False | False | 46000 | 46000 | 15 | 14.3 | 7.7 | 7.5 | False | 20 | 33 | 8.6 | 0 | Blower Coil System | True | Conventional | 07/06/2023 |  | 11/21/2023
Gree Electric Appliances Inc. of Zhuhai | KINGHOME | KD60UHO | KD60UHO | KD60UHI |  | Voluntarily Certified | Single-split-system heat pumps | False | False | 54000 | 54000 | 15.2 | 14.3 | 7.8 | 7.5 | False | 33 | 33 | 10 | 0 | Blower Coil System | True | Conventional | 07/06/2023 |  | 11/21/2023
Gree Electric Appliances Inc. of Zhuhai | KINGHOME | KU36UHO | KU36UHO | KCA24*I |  | Voluntarily Certified | Single-split-system heat pumps | False | False | 23000 | 24000 | 15.2 | 14.3 | 8.5 | 7.5 | False | 16.5 | 33 | 11 | 0 | Coil-Only System | True | Conventional | 07/06/2023 |  | 11/21/2023
Gree Electric Appliances Inc. of Zhuhai | KINGHOME | KU60UHO | KU60UHO | KCA48*I |  | Voluntarily Certified | Single-split-system heat pumps | False | False | 47000 | 48000 | 15.2 | 14.3 | 8.5 | 7.5 | False | 33 | 33 | 10 | 0 | Coil-Only System | True | Conventional | 07/06/2023 |  | 11/21/2023
Gree Electric Appliances Inc. of Zhuhai | Lennox | LISH024-160P432 | LISH024-160P432 | LIAH024-160P432 |  | Voluntarily Certified | Single-split-system heat pumps | False | False | 23000 | 23000 | 15.5 | 14.3 | 7.8 | 7.5 | False | 20 | 33 | 10.5 | 0 | Blower Coil System | True | Conventional | 07/06/2023 |  | 11/21/2023
Gree Electric Appliances Inc. of Zhuhai | Lennox | LISH030-160P432 | LISH030-160P432 | LIAH030-160P432 |  | Voluntarily Certified | Single-split-system heat pumps | False | False | 28600 | 28600 | 15.2 | 14.3 | 7.8 | 7.5 | False | 33 | 33 | 10 | 0 | Blower Coil System | True | Conventional | 07/06/2023 |  | 11/21/2023
Gree Electric Appliances Inc. of Zhuhai | Lennox | LISH036-160P432 | LISH036-160P432 | LIAH036-160P432 |  | Voluntarily Certified | Single-split-system heat pumps | False | False | 34000 | 34000 | 15.5 | 14.3 | 7.7 | 7.5 | False | 33 | 33 | 10 | 0 | Blower Coil System | True | Conventional | 07/06/2023 |  | 11/21/2023
Gree Electric Appliances Inc. of Zhuhai | Lennox | LISH042-160P432 | LISH042-160P432 | LIAH042-160P432 |  | Voluntarily Certified | Single-split-system heat pumps | False | False | 40000 | 40000 | 15.5 | 14.3 | 7.8 | 7.5 | False | 20 | 33 | 10 | 0 | Blower Coil System | True | Conventional | 07/06/2023 |  | 11/21/2023
Gree Electric Appliances Inc. of Zhuhai | Lennox | LISH048-160P432 | LISH048-160P432 | LIAH048-160P432 |  | Voluntarily Certified | Single-split-system heat pumps | False | False | 46000 | 46000 | 15 | 14.3 | 7.7 | 7.5 | False | 20 | 33 | 8.6 | 0 | Blower Coil System | True | Conventional | 07/06/2023 |  | 11/21/2023
Gree Electric Appliances Inc. of Zhuhai | Lennox | LISH060-160P432 | LISH060-160P432 | LIAH060-160P432 |  | Voluntarily Certified | Single-split-system heat pumps | False | False | 54000 | 54000 | 15.2 | 14.3 | 7.8 | 7.5 | False | 33 | 33 | 10 | 0 | Blower Coil System | True | Conventional | 07/06/2023 |  | 11/21/2023
Gree Electric Appliances Inc. of Zhuhai | TOSOT | TU36-24WADU | TU36-24WADU | TCAT24F/NAA |  | Voluntarily Certified | Single-split-system heat pumps | False | False | 23000 | 24000 | 15.2 | 14.3 | 8.5 | 7.5 | False | 16.5 | 33 | 11 | 0 | Coil-Only System | True | Conventional | 07/06/2023 |  | 11/21/2023
Gree Electric Appliances Inc. of Zhuhai | TOSOT | TU60-48WADU | TU60-48WADU | TCAT48H/NAA |  | Voluntarily Certified | Single-split-system heat pumps | False | False | 47000 | 48000 | 15.2 | 14.3 | 8.5 | 7.5 | False | 33 | 33 | 10 | 0 | Coil-Only System | True | Conventional | 07/06/2023 |  | 11/21/2023
Gree Electric Appliances Inc. of Zhuhai | TOSOT | TUD24W2/D-D(U) | TUD24W2/D-D(U) | TUD24AH2/D-D(U) |  | Voluntarily Certified | Single-split-system heat pumps | False | False | 23000 | 23000 | 15.5 | 14.3 | 7.8 | 7.5 | False | 20 | 33 | 10.5 | 0 | Blower Coil System | True | Conventional | 07/06/2023 |  | 11/21/2023
Gree Electric Appliances Inc. of Zhuhai | TOSOT | TUD30W2/D-D(U) | TUD30W2/D-D(U) | TUD30AH2/D-D(U) |  | Voluntarily Certified | Single-split-system heat pumps | False | False | 28600 | 28600 | 15.2 | 14.3 | 7.8 | 7.5 | False | 33 | 33 | 10 | 0 | Blower Coil System | True | Conventional | 07/06/2023 |  | 11/21/2023
Gree Electric Appliances Inc. of Zhuhai | TOSOT | TUD36W2/D-D(U) | TUD36W2/D-D(U) | TUD36AH2/D-D(U) |  | Voluntarily Certified | Single-split-system heat pumps | False | False | 34000 | 34000 | 15.5 | 14.3 | 7.7 | 7.5 | False | 33 | 33 | 10 | 0 | Blower Coil System | True | Conventional | 07/06/2023 |  | 11/21/2023
Gree Electric Appliances Inc. of Zhuhai | TOSOT | TUD42W2/D-D(U) | TUD42W2/D-D(U) | TUD42AH2/D-D(U) |  | Voluntarily Certified | Single-split-system heat pumps | False | False | 40000 | 40000 | 15.5 | 14.3 | 7.8 | 7.5 | False | 20 | 33 | 10 | 0 | Blower Coil System | True | Conventional | 07/06/2023 |  | 11/21/2023
Gree Electric Appliances Inc. of Zhuhai | TOSOT | TUD48W2/D-D(U) | TUD48W2/D-D(U) | TUD48AH2/D-D(U) |  | Voluntarily Certified | Single-split-system heat pumps | False | False | 46000 | 46000 | 15 | 14.3 | 7.7 | 7.5 | False | 20 | 33 | 8.6 | 0 | Blower Coil System | True | Conventional | 07/06/2023 |  | 11/21/2023
Gree Electric Appliances Inc. of Zhuhai | TOSOT | TUD60W2/D-D(U) | TUD60W2/D-D(U) | TUD60AH2/D-D(U) |  | Voluntarily Certified | Single-split-system heat pumps | False | False | 54000 | 54000 | 15.2 | 14.3 | 7.8 | 7.5 | False | 33 | 33 | 10 | 0 | Blower Coil System | True | Conventional | 07/06/2023 |  | 11/21/2023
Allied Air | MAGIC PAK | 3,5,7,10MHP4-12-181*P | 3,5,7,10MHP4-12-181*P |  |  | Voluntarily Certified | Single-package space-constrain | False | False | 16500 | 16200 | 11.9 | 11.9 | 6.3 | 6.3 | False | 33 | 33 | 10 |  |  | False | Conventional | 05/05/2023 |  | 11/22/2023
Allied Air | MAGIC PAK | 3,5MHP4-12-091*P | 3,5MHP4-12-091*P |  |  | Voluntarily Certified | Single-package space-constrain | False | False | 8600 | 8600 | 11.9 | 11.9 | 6.3 | 6.3 | False | 33 | 33 | 10.5 |  |  | False | Conventional | 05/05/2023 |  | 11/22/2023
Allied Air | MAGIC PAK | 3,5MHP4-12-121*P | 3,5MHP4-12-121*P |  |  | Voluntarily Certified | Single-package space-constrain | False | False | 12000 | 11400 | 11.9 | 11.9 | 6.3 | 6.3 | False | 33 | 33 | 10.5 |  |  | False | Conventional | 05/05/2023 |  | 11/22/2023
Allied Air | Airease | 4SHP18LX136P | 4SHP18LX136P | BCE7S36 |  | Voluntarily Certified | Single-split-system heat pumps | False | False | 33600 | 35600 | 19 | 14.3 | 8.5 | 7.5 | False | 33 | 33 | 11.7 |  | Blower Coil System | True | Conventional | 05/05/2023 |  | 11/22/2023
Allied Air | ARMSTRONG AIR | 4SHP18LX136P | 4SHP18LX136P | BCE7S36 |  | Voluntarily Certified | Single-split-system heat pumps | False | False | 33600 | 35600 | 19 | 14.3 | 8.5 | 7.5 | False | 33 | 33 | 11.7 |  | Blower Coil System | True | Conventional | 05/05/2023 |  | 11/22/2023
Allied Air | Airease | 4SHP18LX160P | 4SHP18LX160P | BCE7S60 - TXV |  | Voluntarily Certified | Single-split-system heat pumps | False | False | 57000 | 57500 | 17.1 | 14.3 | 8.5 | 7.5 | False | 33 | 33 | 10.9 |  | Blower Coil System | True | Conventional | 05/05/2023 |  | 11/22/2023
Allied Air | ARMSTRONG AIR | 4SHP18LX160P | 4SHP18LX160P | BCE7S60 - TXV |  | Voluntarily Certified | Single-split-system heat pumps | False | False | 57000 | 57500 | 17.1 | 14.3 | 8.5 | 7.5 | False | 33 | 33 | 10.9 |  | Blower Coil System | True | Conventional | 05/05/2023 |  | 11/22/2023
Allied Air | MAGIC PAK | 5,7,10MHP4-12-241*P | 5,7,10MHP4-12-241*P |  |  | Voluntarily Certified | Single-package space-constrain | False | False | 22800 | 22200 | 11.9 | 11.9 | 6.3 | 6.3 | False | 33 | 33 | 10.5 |  |  | False | Conventional | 05/05/2023 |  | 11/22/2023
Allied Air | MAGIC PAK | 5,7,10MHP4-12-301*P | 5,7,10MHP4-12-301*P |  |  | Voluntarily Certified | Single-package space-constrain | False | False | 26600 | 25400 | 11.9 | 11.9 | 6.3 | 6.3 | False | 33 | 33 | 10 |  |  | False | Conventional | 05/05/2023 |  | 11/22/2023
Allied Air | MAGIC PAK | 5,7,10MHP4-14-361*P | 5,7,10MHP4-14-361*P |  |  | Voluntarily Certified | Single-package heat pumps (oth | False | False | 33200 | 31000 | 13.4 | 13.4 | 6.7 | 6.7 | False | 33 | 33 | 11 |  |  | False | Conventional | 05/05/2023 |  | 11/22/2023
Allied Air | BLUERIDGE | BPRPHP1424EP-* | BPRPHP1424EP-* |  |  | Voluntarily Certified | Single-package heat pumps (oth | False | False | 23000 | 21600 | 13.4 | 13.4 | 6.7 | 6.7 | False | 33 | 33 | 10.6 |  |  | False | Conventional | 05/05/2023 |  | 11/22/2023
Allied Air | BLUERIDGE | BPRPHP1430EP-* | BPRPHP1430EP-* |  |  | Voluntarily Certified | Single-package heat pumps (oth | False | False | 28600 | 25800 | 13.4 | 13.4 | 6.7 | 6.7 | False | 33 | 33 | 10.6 |  |  | False | Conventional | 05/05/2023 |  | 11/22/2023
Allied Air | BLUERIDGE | BPRPHP1436EP-* | BPRPHP1436EP-* |  |  | Voluntarily Certified | Single-package heat pumps (oth | False | False | 34000 | 32600 | 13.4 | 13.4 | 6.7 | 6.7 | False | 33 | 33 | 10.6 |  |  | False | Conventional | 05/05/2023 |  | 11/22/2023
Allied Air | BLUERIDGE | BPRPHP1442EP-* | BPRPHP1442EP-* |  |  | Voluntarily Certified | Single-package heat pumps (oth | False | False | 39500 | 40000 | 13.4 | 13.4 | 6.7 | 6.7 | False | 33 | 33 | 10.6 |  |  | False | Conventional | 05/05/2023 |  | 11/22/2023
Allied Air | BLUERIDGE | BPRPHP1448EP-* | BPRPHP1448EP-* |  |  | Voluntarily Certified | Single-package heat pumps (oth | False | False | 45500 | 47000 | 13.4 | 13.4 | 6.7 | 6.7 | False | 33 | 33 | 10.6 |  |  | False | Conventional | 05/05/2023 |  | 11/22/2023
Allied Air | BLUERIDGE | BPRPHP1460EP-* | BPRPHP1460EP-* |  |  | Voluntarily Certified | Single-package heat pumps (oth | False | False | 56000 | 57000 | 13.4 | 13.4 | 6.7 | 6.7 | False | 33 | 33 | 10.6 |  |  | False | Conventional | 05/05/2023 |  | 11/22/2023
Allied Air | Lennox | LRP14HP24EP-* | LRP14HP24EP-* |  |  | Voluntarily Certified | Single-package heat pumps (oth | False | False | 23000 | 21600 | 13.4 | 13.4 | 6.7 | 6.7 | False | 33 | 33 | 10.6 |  |  | False | Conventional | 05/05/2023 |  | 11/22/2023
Allied Air | Lennox | LRP14HP30EP-* | LRP14HP30EP-* |  |  | Voluntarily Certified | Single-package heat pumps (oth | False | False | 28600 | 25800 | 13.4 | 13.4 | 6.7 | 6.7 | False | 33 | 33 | 10.6 |  |  | False | Conventional | 05/05/2023 |  | 11/22/2023
Allied Air | Lennox | LRP14HP36EP-* | LRP14HP36EP-* |  |  | Voluntarily Certified | Single-package heat pumps (oth | False | False | 34000 | 32600 | 13.4 | 13.4 | 6.7 | 6.7 | False | 33 | 33 | 10.6 |  |  | False | Conventional | 05/05/2023 |  | 11/22/2023
Allied Air | Lennox | LRP14HP42EP-* | LRP14HP42EP-* |  |  | Voluntarily Certified | Single-package heat pumps (oth | False | False | 39500 | 40000 | 13.4 | 13.4 | 6.7 | 6.7 | False | 33 | 33 | 10.6 |  |  | False | Conventional | 05/05/2023 |  | 11/22/2023
Allied Air | Lennox | LRP14HP48EP-* | LRP14HP48EP-* |  |  | Voluntarily Certified | Single-package heat pumps (oth | False | False | 45500 | 47000 | 13.4 | 13.4 | 6.7 | 6.7 | False | 33 | 33 | 10.6 |  |  | False | Conventional | 05/05/2023 |  | 11/22/2023
Allied Air | Lennox | LRP14HP60EP-* | LRP14HP60EP-* |  |  | Voluntarily Certified | Single-package heat pumps (oth | False | False | 56000 | 57000 | 13.4 | 13.4 | 6.7 | 6.7 | False | 33 | 33 | 10.6 |  |  | False | Conventional | 05/05/2023 |  | 11/22/2023
Allied Air | Lennox | LRP16HP24VP** | LRP16HP24VP** |  |  | Voluntarily Certified | Single-package heat pumps (oth | False | False | 23000 | 21400 | 15.2 | 13.4 | 6.7 | 6.7 | False | 33 | 33 | 12 |  |  | False | Conventional | 05/05/2023 |  | 11/22/2023
Allied Air | Lennox | LRP16HP36VP-* | LRP16HP36VP-* |  |  | Voluntarily Certified | Single-package heat pumps (oth | False | False | 34200 | 33200 | 15.2 | 13.4 | 6.7 | 6.7 | False | 33 | 33 | 11.5 |  |  | False | Conventional | 05/05/2023 |  | 11/22/2023
Allied Air | Lennox | LRP16HP36VP-** | LRP16HP36VP-** |  |  | Voluntarily Certified | Single-package heat pumps (oth | False | False | 34200 | 33200 | 15.2 | 13.4 | 6.7 | 6.7 | False | 33 | 33 | 11.5 |  |  | False | Conventional | 05/05/2023 |  | 11/22/2023
Allied Air | Lennox | LRP16HP48VP-* | LRP16HP48VP-* |  |  | Voluntarily Certified | Single-package heat pumps (oth | False | False | 45000 | 45500 | 15.2 | 13.4 | 6.7 | 6.7 | False | 33 | 33 | 11.4 |  |  | False | Conventional | 05/05/2023 |  | 11/22/2023
Allied Air | Lennox | LRP16HP48VP-** | LRP16HP48VP-** |  |  | Voluntarily Certified | Single-package heat pumps (oth | False | False | 45000 | 45500 | 15.2 | 13.4 | 6.7 | 6.7 | False | 33 | 33 | 11.4 |  |  | False | Conventional | 05/05/2023 |  | 11/22/2023
Allied Air | Lennox | LRP16HP60VP-* | LRP16HP60VP-* |  |  | Voluntarily Certified | Single-package heat pumps (oth | False | False | 55500 | 58000 | 14.1 | 13.4 | 6.7 | 6.7 | False | 33 | 33 | 10.8 |  |  | False | Conventional | 05/05/2023 |  | 11/22/2023
Allied Air | Lennox | LRP16HP60VP-** | LRP16HP60VP-** |  |  | Voluntarily Certified | Single-package heat pumps (oth | False | False | 55500 | 58000 | 14.1 | 13.4 | 6.7 | 6.7 | False | 33 | 33 | 10.8 |  |  | False | Conventional | 05/05/2023 |  | 11/22/2023
Allied Air | MRCOOL | MPH241M414A-* | MPH241M414A-* |  |  | Voluntarily Certified | Single-package heat pumps (oth | False | False | 23000 | 21600 | 13.4 | 13.4 | 6.7 | 6.7 | False | 33 | 33 | 10.6 |  |  | False | Conventional | 05/05/2023 |  | 11/22/2023
Allied Air | MRCOOL | MPH301M414A-* | MPH301M414A-* |  |  | Voluntarily Certified | Single-package heat pumps (oth | False | False | 28600 | 25800 | 13.4 | 13.4 | 6.7 | 6.7 | False | 33 | 33 | 10.6 |  |  | False | Conventional | 05/05/2023 |  | 11/22/2023
Allied Air | MRCOOL | MPH361M414A-* | MPH361M414A-* |  |  | Voluntarily Certified | Single-package heat pumps (oth | False | False | 34000 | 32600 | 13.4 | 13.4 | 6.7 | 6.7 | False | 33 | 33 | 10.6 |  |  | False | Conventional | 05/05/2023 |  | 11/22/2023
Allied Air | MRCOOL | MPH421M414A-* | MPH421M414A-* |  |  | Voluntarily Certified | Single-package heat pumps (oth | False | False | 39500 | 40000 | 13.4 | 13.4 | 6.7 | 6.7 | False | 33 | 33 | 10.6 |  |  | False | Conventional | 05/05/2023 |  | 11/22/2023
Allied Air | MRCOOL | MPH481M414A-* | MPH481M414A-* |  |  | Voluntarily Certified | Single-package heat pumps (oth | False | False | 45500 | 47000 | 13.4 | 13.4 | 6.7 | 6.7 | False | 33 | 33 | 10.6 |  |  | False | Conventional | 05/05/2023 |  | 11/22/2023
Allied Air | MRCOOL | MPH601M414A-* | MPH601M414A-* |  |  | Voluntarily Certified | Single-package heat pumps (oth | False | False | 56000 | 57000 | 13.4 | 13.4 | 6.7 | 6.7 | False | 33 | 33 | 10.6 |  |  | False | Conventional | 05/05/2023 |  | 11/22/2023
Allied Air | GE | NP14H24S-* | NP14H24S-* |  |  | Voluntarily Certified | Single-package heat pumps (oth | False | False | 23000 | 21600 | 13.4 | 13.4 | 6.7 | 6.7 | False | 33 | 33 | 10.6 |  |  | False | Conventional | 05/05/2023 |  | 11/22/2023
Allied Air | GE | NP14H30S-* | NP14H30S-* |  |  | Voluntarily Certified | Single-package heat pumps (oth | False | False | 28600 | 25800 | 13.4 | 13.4 | 6.7 | 6.7 | False | 33 | 33 | 10.6 |  |  | False | Conventional | 05/05/2023 |  | 11/22/2023
Allied Air | GE | NP14H36S-* | NP14H36S-* |  |  | Voluntarily Certified | Single-package heat pumps (oth | False | False | 34000 | 32600 | 13.4 | 13.4 | 6.7 | 6.7 | False | 33 | 33 | 10.6 |  |  | False | Conventional | 05/05/2023 |  | 11/22/2023
Allied Air | GE | NP14H42S-* | NP14H42S-* |  |  | Voluntarily Certified | Single-package heat pumps (oth | False | False | 39500 | 40000 | 13.4 | 13.4 | 6.7 | 6.7 | False | 33 | 33 | 10.6 |  |  | False | Conventional | 05/05/2023 |  | 11/22/2023
Allied Air | GE | NP14H48S-* | NP14H48S-* |  |  | Voluntarily Certified | Single-package heat pumps (oth | False | False | 45500 | 47000 | 13.4 | 13.4 | 6.7 | 6.7 | False | 33 | 33 | 10.6 |  |  | False | Conventional | 05/05/2023 |  | 11/22/2023
Allied Air | GE | NP14H60S-* | NP14H60S-* |  |  | Voluntarily Certified | Single-package heat pumps (oth | False | False | 56000 | 57000 | 13.4 | 13.4 | 6.7 | 6.7 | False | 33 | 33 | 10.6 |  |  | False | Conventional | 05/05/2023 |  | 11/22/2023
Allied Air | GE | NP16H24V-** | NP16H24V-** |  |  | Voluntarily Certified | Single-package heat pumps (oth | False | False | 23000 | 21400 | 15.2 | 13.4 | 6.7 | 6.7 | False | 33 | 33 | 12 |  |  | False | Conventional | 05/05/2023 |  | 11/22/2023
Allied Air | GE | NP16H36V-* | NP16H36V-* |  |  | Voluntarily Certified | Single-package heat pumps (oth | False | False | 34200 | 33200 | 15.2 | 13.4 | 6.7 | 6.7 | False | 33 | 33 | 11.5 |  |  | False | Conventional | 05/05/2023 |  | 11/22/2023
Allied Air | GE | NP16H36V-** | NP16H36V-** |  |  | Voluntarily Certified | Single-package heat pumps (oth | False | False | 34200 | 33200 | 15.2 | 13.4 | 6.7 | 6.7 | False | 33 | 33 | 11.5 |  |  | False | Conventional | 05/05/2023 |  | 11/22/2023
Allied Air | GE | NP16H48V-* | NP16H48V-* |  |  | Voluntarily Certified | Single-package heat pumps (oth | False | False | 45000 | 45500 | 15.2 | 13.4 | 6.7 | 6.7 | False | 33 | 33 | 11.4 |  |  | False | Conventional | 05/05/2023 |  | 11/22/2023
Allied Air | GE | NP16H48V-** | NP16H48V-** |  |  | Voluntarily Certified | Single-package heat pumps (oth | False | False | 45000 | 45500 | 15.2 | 13.4 | 6.7 | 6.7 | False | 33 | 33 | 11.4 |  |  | False | Conventional | 05/05/2023 |  | 11/22/2023
Allied Air | GE | NP16H60V-* | NP16H60V-* |  |  | Voluntarily Certified | Single-package heat pumps (oth | False | False | 55500 | 58000 | 14.1 | 13.4 | 6.7 | 6.7 | False | 33 | 33 | 10.8 |  |  | False | Conventional | 05/05/2023 |  | 11/22/2023
Allied Air | GE | NP16H60V-** | NP16H60V-** |  |  | Voluntarily Certified | Single-package heat pumps (oth | False | False | 55500 | 58000 | 14.1 | 13.4 | 6.7 | 6.7 | False | 33 | 33 | 10.8 |  |  | False | Conventional | 05/05/2023 |  | 11/22/2023
Allied Air | AC PRO | PRPDF1624-***VP-** | PRPDF1624-***VP-** |  |  | Voluntarily Certified | Single-package heat pumps (oth | False | False | 23000 | 21400 | 15.2 | 13.4 | 6.7 | 6.7 | False | 33 | 33 | 12 |  |  | False | Conventional | 05/05/2023 |  | 11/22/2023
Allied Air | Airease | PRPDF1624-***VP-** | PRPDF1624-***VP-** |  |  | Voluntarily Certified | Single-package heat pumps (oth | False | False | 23000 | 21400 | 15.2 | 13.4 | 6.7 | 6.7 | False | 33 | 33 | 12 |  |  | False | Conventional | 05/05/2023 |  | 11/22/2023
Allied Air | ALLIED | PRPDF1624-***VP-** | PRPDF1624-***VP-** |  |  | Voluntarily Certified | Single-package heat pumps (oth | False | False | 23000 | 21400 | 15.2 | 13.4 | 6.7 | 6.7 | False | 33 | 33 | 12 |  |  | False | Conventional | 05/05/2023 |  | 11/22/2023
Allied Air | ARMSTRONG AIR | PRPDF1624-***VP-** | PRPDF1624-***VP-** |  |  | Voluntarily Certified | Single-package heat pumps (oth | False | False | 23000 | 21400 | 15.2 | 13.4 | 6.7 | 6.7 | False | 33 | 33 | 12 |  |  | False | Conventional | 05/05/2023 |  | 11/22/2023
Allied Air | Concord | PRPDF1624-***VP-** | PRPDF1624-***VP-** |  |  | Voluntarily Certified | Single-package heat pumps (oth | False | False | 23000 | 21400 | 15.2 | 13.4 | 6.7 | 6.7 | False | 33 | 33 | 12 |  |  | False | Conventional | 05/05/2023 |  | 11/22/2023
Allied Air | Ducane | PRPDF1624-***VP-** | PRPDF1624-***VP-** |  |  | Voluntarily Certified | Single-package heat pumps (oth | False | False | 23000 | 21400 | 15.2 | 13.4 | 6.7 | 6.7 | False | 33 | 33 | 12 |  |  | False | Conventional | 05/05/2023 |  | 11/22/2023
Allied Air | ROYALTON | PRPDF1624-***VP-** | PRPDF1624-***VP-** |  |  | Voluntarily Certified | Single-package heat pumps (oth | False | False | 23000 | 21400 | 15.2 | 13.4 | 6.7 | 6.7 | False | 33 | 33 | 12 |  |  | False | Conventional | 05/05/2023 |  | 11/22/2023
Allied Air | AC PRO | PRPDF1636-***VP-* | PRPDF1636-***VP-* |  |  | Voluntarily Certified | Single-package heat pumps (oth | False | False | 34200 | 33400 | 14.7 | 13.4 | 6.7 | 6.7 | False | 33 | 33 | 11.2 |  |  | False | Conventional | 05/05/2023 |  | 11/22/2023
Allied Air | Airease | PRPDF1636-***VP-* | PRPDF1636-***VP-* |  |  | Voluntarily Certified | Single-package heat pumps (oth | False | False | 34200 | 33400 | 14.7 | 13.4 | 6.7 | 6.7 | False | 33 | 33 | 11.2 |  |  | False | Conventional | 05/05/2023 |  | 11/22/2023
Allied Air | ALLIED | PRPDF1636-***VP-* | PRPDF1636-***VP-* |  |  | Voluntarily Certified | Single-package heat pumps (oth | False | False | 34200 | 33400 | 14.7 | 13.4 | 6.7 | 6.7 | False | 33 | 33 | 11.2 |  |  | False | Conventional | 05/05/2023 |  | 11/22/2023
Allied Air | ARMSTRONG AIR | PRPDF1636-***VP-* | PRPDF1636-***VP-* |  |  | Voluntarily Certified | Single-package heat pumps (oth | False | False | 34200 | 33400 | 14.7 | 13.4 | 6.7 | 6.7 | False | 33 | 33 | 11.2 |  |  | False | Conventional | 05/05/2023 |  | 11/22/2023
Allied Air | Concord | PRPDF1636-***VP-* | PRPDF1636-***VP-* |  |  | Voluntarily Certified | Single-package heat pumps (oth | False | False | 34200 | 33400 | 14.7 | 13.4 | 6.7 | 6.7 | False | 33 | 33 | 11.2 |  |  | False | Conventional | 05/05/2023 |  | 11/22/2023
Allied Air | Ducane | PRPDF1636-***VP-* | PRPDF1636-***VP-* |  |  | Voluntarily Certified | Single-package heat pumps (oth | False | False | 34200 | 33400 | 14.7 | 13.4 | 6.7 | 6.7 | False | 33 | 33 | 11.2 |  |  | False | Conventional | 05/05/2023 |  | 11/22/2023
Allied Air | ROYALTON | PRPDF1636-***VP-* | PRPDF1636-***VP-* |  |  | Voluntarily Certified | Single-package heat pumps (oth | False | False | 34200 | 33400 | 14.7 | 13.4 | 6.7 | 6.7 | False | 33 | 33 | 11.2 |  |  | False | Conventional | 05/05/2023 |  | 11/22/2023
Allied Air | AC PRO | PRPDF1636-***VP-** | PRPDF1636-***VP-** |  |  | Voluntarily Certified | Single-package heat pumps (oth | False | False | 34200 | 33400 | 14.7 | 13.4 | 6.7 | 6.7 | False | 33 | 33 | 11.2 |  |  | False | Conventional | 05/05/2023 |  | 11/22/2023
Allied Air | Airease | PRPDF1636-***VP-** | PRPDF1636-***VP-** |  |  | Voluntarily Certified | Single-package heat pumps (oth | False | False | 34200 | 33400 | 14.7 | 13.4 | 6.7 | 6.7 | False | 33 | 33 | 11.2 |  |  | False | Conventional | 05/05/2023 |  | 11/22/2023
Allied Air | ALLIED | PRPDF1636-***VP-** | PRPDF1636-***VP-** |  |  | Voluntarily Certified | Single-package heat pumps (oth | False | False | 34200 | 33400 | 14.7 | 13.4 | 6.7 | 6.7 | False | 33 | 33 | 11.2 |  |  | False | Conventional | 05/05/2023 |  | 11/22/2023
Allied Air | ARMSTRONG AIR | PRPDF1636-***VP-** | PRPDF1636-***VP-** |  |  | Voluntarily Certified | Single-package heat pumps (oth | False | False | 34200 | 33400 | 14.7 | 13.4 | 6.7 | 6.7 | False | 33 | 33 | 11.2 |  |  | False | Conventional | 05/05/2023 |  | 11/22/2023
Allied Air | Concord | PRPDF1636-***VP-** | PRPDF1636-***VP-** |  |  | Voluntarily Certified | Single-package heat pumps (oth | False | False | 34200 | 33400 | 14.7 | 13.4 | 6.7 | 6.7 | False | 33 | 33 | 11.2 |  |  | False | Conventional | 05/05/2023 |  | 11/22/2023
Allied Air | Ducane | PRPDF1636-***VP-** | PRPDF1636-***VP-** |  |  | Voluntarily Certified | Single-package heat pumps (oth | False | False | 34200 | 33400 | 14.7 | 13.4 | 6.7 | 6.7 | False | 33 | 33 | 11.2 |  |  | False | Conventional | 05/05/2023 |  | 11/22/2023
Allied Air | ROYALTON | PRPDF1636-***VP-** | PRPDF1636-***VP-** |  |  | Voluntarily Certified | Single-package heat pumps (oth | False | False | 34200 | 33400 | 14.7 | 13.4 | 6.7 | 6.7 | False | 33 | 33 | 11.2 |  |  | False | Conventional | 05/05/2023 |  | 11/22/2023
Allied Air | AC PRO | PRPDF1648-***VP-* | PRPDF1648-***VP-* |  |  | Voluntarily Certified | Single-package heat pumps (oth | False | False | 45000 | 45500 | 15.2 | 13.4 | 6.7 | 6.7 | False | 33 | 33 | 11.4 |  |  | False | Conventional | 05/05/2023 |  | 11/22/2023
Allied Air | Airease | PRPDF1648-***VP-* | PRPDF1648-***VP-* |  |  | Voluntarily Certified | Single-package heat pumps (oth | False | False | 45000 | 45500 | 15.2 | 13.4 | 6.7 | 6.7 | False | 33 | 33 | 11.4 |  |  | False | Conventional | 05/05/2023 |  | 11/22/2023
Allied Air | ALLIED | PRPDF1648-***VP-* | PRPDF1648-***VP-* |  |  | Voluntarily Certified | Single-package heat pumps (oth | False | False | 45000 | 45500 | 15.2 | 13.4 | 6.7 | 6.7 | False | 33 | 33 | 11.4 |  |  | False | Conventional | 05/05/2023 |  | 11/22/2023
Allied Air | ARMSTRONG AIR | PRPDF1648-***VP-* | PRPDF1648-***VP-* |  |  | Voluntarily Certified | Single-package heat pumps (oth | False | False | 45000 | 45500 | 15.2 | 13.4 | 6.7 | 6.7 | False | 33 | 33 | 11.4 |  |  | False | Conventional | 05/05/2023 |  | 11/22/2023
Allied Air | Concord | PRPDF1648-***VP-* | PRPDF1648-***VP-* |  |  | Voluntarily Certified | Single-package heat pumps (oth | False | False | 45000 | 45500 | 15.2 | 13.4 | 6.7 | 6.7 | False | 33 | 33 | 11.4 |  |  | False | Conventional | 05/05/2023 |  | 11/22/2023
Allied Air | Ducane | PRPDF1648-***VP-* | PRPDF1648-***VP-* |  |  | Voluntarily Certified | Single-package heat pumps (oth | False | False | 45000 | 45500 | 15.2 | 13.4 | 6.7 | 6.7 | False | 33 | 33 | 11.4 |  |  | False | Conventional | 05/05/2023 |  | 11/22/2023
Allied Air | ROYALTON | PRPDF1648-***VP-* | PRPDF1648-***VP-* |  |  | Voluntarily Certified | Single-package heat pumps (oth | False | False | 45000 | 45500 | 15.2 | 13.4 | 6.7 | 6.7 | False | 33 | 33 | 11.4 |  |  | False | Conventional | 05/05/2023 |  | 11/22/2023
Allied Air | AC PRO | PRPDF1648-***VP-** | PRPDF1648-***VP-** |  |  | Voluntarily Certified | Single-package heat pumps (oth | False | False | 45000 | 45500 | 15.2 | 13.4 | 6.7 | 6.7 | False | 33 | 33 | 11.4 |  |  | False | Conventional | 05/05/2023 |  | 11/22/2023
Allied Air | Airease | PRPDF1648-***VP-** | PRPDF1648-***VP-** |  |  | Voluntarily Certified | Single-package heat pumps (oth | False | False | 45000 | 45500 | 15.2 | 13.4 | 6.7 | 6.7 | False | 33 | 33 | 11.4 |  |  | False | Conventional | 05/05/2023 |  | 11/22/2023
Allied Air | ALLIED | PRPDF1648-***VP-** | PRPDF1648-***VP-** |  |  | Voluntarily Certified | Single-package heat pumps (oth | False | False | 45000 | 45500 | 15.2 | 13.4 | 6.7 | 6.7 | False | 33 | 33 | 11.4 |  |  | False | Conventional | 05/05/2023 |  | 11/22/2023
Allied Air | ARMSTRONG AIR | PRPDF1648-***VP-** | PRPDF1648-***VP-** |  |  | Voluntarily Certified | Single-package heat pumps (oth | False | False | 45000 | 45500 | 15.2 | 13.4 | 6.7 | 6.7 | False | 33 | 33 | 11.4 |  |  | False | Conventional | 05/05/2023 |  | 11/22/2023
Allied Air | Concord | PRPDF1648-***VP-** | PRPDF1648-***VP-** |  |  | Voluntarily Certified | Single-package heat pumps (oth | False | False | 45000 | 45500 | 15.2 | 13.4 | 6.7 | 6.7 | False | 33 | 33 | 11.4 |  |  | False | Conventional | 05/05/2023 |  | 11/22/2023
Allied Air | Ducane | PRPDF1648-***VP-** | PRPDF1648-***VP-** |  |  | Voluntarily Certified | Single-package heat pumps (oth | False | False | 45000 | 45500 | 15.2 | 13.4 | 6.7 | 6.7 | False | 33 | 33 | 11.4 |  |  | False | Conventional | 05/05/2023 |  | 11/22/2023
Allied Air | ROYALTON | PRPDF1648-***VP-** | PRPDF1648-***VP-** |  |  | Voluntarily Certified | Single-package heat pumps (oth | False | False | 45000 | 45500 | 15.2 | 13.4 | 6.7 | 6.7 | False | 33 | 33 | 11.4 |  |  | False | Conventional | 05/05/2023 |  | 11/22/2023
Allied Air | AC PRO | PRPDF1660-***VP-* | PRPDF1660-***VP-* |  |  | Voluntarily Certified | Single-package heat pumps (oth | False | False | 55500 | 58000 | 14.1 | 13.4 | 6.7 | 6.7 | False | 33 | 33 | 10.8 |  |  | False | Conventional | 05/05/2023 |  | 11/22/2023
Allied Air | Airease | PRPDF1660-***VP-* | PRPDF1660-***VP-* |  |  | Voluntarily Certified | Single-package heat pumps (oth | False | False | 55500 | 58000 | 14.1 | 13.4 | 6.7 | 6.7 | False | 33 | 33 | 10.8 |  |  | False | Conventional | 05/05/2023 |  | 11/22/2023
Allied Air | ALLIED | PRPDF1660-***VP-* | PRPDF1660-***VP-* |  |  | Voluntarily Certified | Single-package heat pumps (oth | False | False | 55500 | 58000 | 14.1 | 13.4 | 6.7 | 6.7 | False | 33 | 33 | 10.8 |  |  | False | Conventional | 05/05/2023 |  | 11/22/2023
Allied Air | ARMSTRONG AIR | PRPDF1660-***VP-* | PRPDF1660-***VP-* |  |  | Voluntarily Certified | Single-package heat pumps (oth | False | False | 55500 | 58000 | 14.1 | 13.4 | 6.7 | 6.7 | False | 33 | 33 | 10.8 |  |  | False | Conventional | 05/05/2023 |  | 11/22/2023
Allied Air | Concord | PRPDF1660-***VP-* | PRPDF1660-***VP-* |  |  | Voluntarily Certified | Single-package heat pumps (oth | False | False | 55500 | 58000 | 14.1 | 13.4 | 6.7 | 6.7 | False | 33 | 33 | 10.8 |  |  | False | Conventional | 05/05/2023 |  | 11/22/2023
Allied Air | Ducane | PRPDF1660-***VP-* | PRPDF1660-***VP-* |  |  | Voluntarily Certified | Single-package heat pumps (oth | False | False | 55500 | 58000 | 14.1 | 13.4 | 6.7 | 6.7 | False | 33 | 33 | 10.8 |  |  | False | Conventional | 05/05/2023 |  | 11/22/2023
Allied Air | ROYALTON | PRPDF1660-***VP-* | PRPDF1660-***VP-* |  |  | Voluntarily Certified | Single-package heat pumps (oth | False | False | 55500 | 58000 | 14.1 | 13.4 | 6.7 | 6.7 | False | 33 | 33 | 10.8 |  |  | False | Conventional | 05/05/2023 |  | 11/22/2023
Allied Air | AC PRO | PRPDF1660-***VP-** | PRPDF1660-***VP-** |  |  | Voluntarily Certified | Single-package heat pumps (oth | False | False | 55500 | 58000 | 14.1 | 13.4 | 6.7 | 6.7 | False | 33 | 33 | 10.8 |  |  | False | Conventional | 05/05/2023 |  | 11/22/2023
Allied Air | Airease | PRPDF1660-***VP-** | PRPDF1660-***VP-** |  |  | Voluntarily Certified | Single-package heat pumps (oth | False | False | 55500 | 58000 | 14.1 | 13.4 | 6.7 | 6.7 | False | 33 | 33 | 10.8 |  |  | False | Conventional | 05/05/2023 |  | 11/22/2023
Allied Air | ALLIED | PRPDF1660-***VP-** | PRPDF1660-***VP-** |  |  | Voluntarily Certified | Single-package heat pumps (oth | False | False | 55500 | 58000 | 14.1 | 13.4 | 6.7 | 6.7 | False | 33 | 33 | 10.8 |  |  | False | Conventional | 05/05/2023 |  | 11/22/2023
Allied Air | ARMSTRONG AIR | PRPDF1660-***VP-** | PRPDF1660-***VP-** |  |  | Voluntarily Certified | Single-package heat pumps (oth | False | False | 55500 | 58000 | 14.1 | 13.4 | 6.7 | 6.7 | False | 33 | 33 | 10.8 |  |  | False | Conventional | 05/05/2023 |  | 11/22/2023
Allied Air | Concord | PRPDF1660-***VP-** | PRPDF1660-***VP-** |  |  | Voluntarily Certified | Single-package heat pumps (oth | False | False | 55500 | 58000 | 14.1 | 13.4 | 6.7 | 6.7 | False | 33 | 33 | 10.8 |  |  | False | Conventional | 05/05/2023 |  | 11/22/2023
Allied Air | Ducane | PRPDF1660-***VP-** | PRPDF1660-***VP-** |  |  | Voluntarily Certified | Single-package heat pumps (oth | False | False | 55500 | 58000 | 14.1 | 13.4 | 6.7 | 6.7 | False | 33 | 33 | 10.8 |  |  | False | Conventional | 05/05/2023 |  | 11/22/2023
Allied Air | ROYALTON | PRPDF1660-***VP-** | PRPDF1660-***VP-** |  |  | Voluntarily Certified | Single-package heat pumps (oth | False | False | 55500 | 58000 | 14.1 | 13.4 | 6.7 | 6.7 | False | 33 | 33 | 10.8 |  |  | False | Conventional | 05/05/2023 |  | 11/22/2023
Allied Air | AC PRO | PRPHP1424EP-* | PRPHP1424EP-* |  |  | Voluntarily Certified | Single-package heat pumps (oth | False | False | 23000 | 21600 | 13.4 | 13.4 | 6.7 | 6.7 | False | 33 | 33 | 10.6 |  |  | False | Conventional | 05/05/2023 |  | 11/22/2023
Allied Air | Airease | PRPHP1424EP-* | PRPHP1424EP-* |  |  | Voluntarily Certified | Single-package heat pumps (oth | False | False | 23000 | 21600 | 13.4 | 13.4 | 6.7 | 6.7 | False | 33 | 33 | 10.6 |  |  | False | Conventional | 05/05/2023 |  | 11/22/2023
Allied Air | ALLIED | PRPHP1424EP-* | PRPHP1424EP-* |  |  | Voluntarily Certified | Single-package heat pumps (oth | False | False | 23000 | 21600 | 13.4 | 13.4 | 6.7 | 6.7 | False | 33 | 33 | 10.6 |  |  | False | Conventional | 05/05/2023 |  | 11/22/2023
Allied Air | ARMSTRONG AIR | PRPHP1424EP-* | PRPHP1424EP-* |  |  | Voluntarily Certified | Single-package heat pumps (oth | False | False | 23000 | 21600 | 13.4 | 13.4 | 6.7 | 6.7 | False | 33 | 33 | 10.6 |  |  | False | Conventional | 05/05/2023 |  | 11/22/2023
Allied Air | Concord | PRPHP1424EP-* | PRPHP1424EP-* |  |  | Voluntarily Certified | Single-package heat pumps (oth | False | False | 23000 | 21600 | 13.4 | 13.4 | 6.7 | 6.7 | False | 33 | 33 | 10.6 |  |  | False | Conventional | 05/05/2023 |  | 11/22/2023
Allied Air | Ducane | PRPHP1424EP-* | PRPHP1424EP-* |  |  | Voluntarily Certified | Single-package heat pumps (oth | False | False | 23000 | 21600 | 13.4 | 13.4 | 6.7 | 6.7 | False | 33 | 33 | 10.6 |  |  | False | Conventional | 05/05/2023 |  | 11/22/2023
Allied Air | ROYALTON | PRPHP1424EP-* | PRPHP1424EP-* |  |  | Voluntarily Certified | Single-package heat pumps (oth | False | False | 23000 | 21600 | 13.4 | 13.4 | 6.7 | 6.7 | False | 33 | 33 | 10.6 |  |  | False | Conventional | 05/05/2023 |  | 11/22/2023
Allied Air | AC PRO | PRPHP1430EP-* | PRPHP1430EP-* |  |  | Voluntarily Certified | Single-package heat pumps (oth | False | False | 28600 | 25800 | 13.4 | 13.4 | 6.7 | 6.7 | False | 33 | 33 | 10.6 |  |  | False | Conventional | 05/05/2023 |  | 11/22/2023
Allied Air | Airease | PRPHP1430EP-* | PRPHP1430EP-* |  |  | Voluntarily Certified | Single-package heat pumps (oth | False | False | 28600 | 25800 | 13.4 | 13.4 | 6.7 | 6.7 | False | 33 | 33 | 10.6 |  |  | False | Conventional | 05/05/2023 |  | 11/22/2023
Allied Air | ALLIED | PRPHP1430EP-* | PRPHP1430EP-* |  |  | Voluntarily Certified | Single-package heat pumps (oth | False | False | 28600 | 25800 | 13.4 | 13.4 | 6.7 | 6.7 | False | 33 | 33 | 10.6 |  |  | False | Conventional | 05/05/2023 |  | 11/22/2023
Allied Air | ARMSTRONG AIR | PRPHP1430EP-* | PRPHP1430EP-* |  |  | Voluntarily Certified | Single-package heat pumps (oth | False | False | 28600 | 25800 | 13.4 | 13.4 | 6.7 | 6.7 | False | 33 | 33 | 10.6 |  |  | False | Conventional | 05/05/2023 |  | 11/22/2023
Allied Air | Concord | PRPHP1430EP-* | PRPHP1430EP-* |  |  | Voluntarily Certified | Single-package heat pumps (oth | False | False | 28600 | 25800 | 13.4 | 13.4 | 6.7 | 6.7 | False | 33 | 33 | 10.6 |  |  | False | Conventional | 05/05/2023 |  | 11/22/2023
Allied Air | Ducane | PRPHP1430EP-* | PRPHP1430EP-* |  |  | Voluntarily Certified | Single-package heat pumps (oth | False | False | 28600 | 25800 | 13.4 | 13.4 | 6.7 | 6.7 | False | 33 | 33 | 10.6 |  |  | False | Conventional | 05/05/2023 |  | 11/22/2023
Allied Air | ROYALTON | PRPHP1430EP-* | PRPHP1430EP-* |  |  | Voluntarily Certified | Single-package heat pumps (oth | False | False | 28600 | 25800 | 13.4 | 13.4 | 6.7 | 6.7 | False | 33 | 33 | 10.6 |  |  | False | Conventional | 05/05/2023 |  | 11/22/2023
Allied Air | AC PRO | PRPHP1436EP-* | PRPHP1436EP-* |  |  | Voluntarily Certified | Single-package heat pumps (oth | False | False | 34000 | 32600 | 13.4 | 13.4 | 6.7 | 6.7 | False | 33 | 33 | 10.6 |  |  | False | Conventional | 05/05/2023 |  | 11/22/2023
Allied Air | Airease | PRPHP1436EP-* | PRPHP1436EP-* |  |  | Voluntarily Certified | Single-package heat pumps (oth | False | False | 34000 | 32600 | 13.4 | 13.4 | 6.7 | 6.7 | False | 33 | 33 | 10.6 |  |  | False | Conventional | 05/05/2023 |  | 11/22/2023
Allied Air | ALLIED | PRPHP1436EP-* | PRPHP1436EP-* |  |  | Voluntarily Certified | Single-package heat pumps (oth | False | False | 34000 | 32600 | 13.4 | 13.4 | 6.7 | 6.7 | False | 33 | 33 | 10.6 |  |  | False | Conventional | 05/05/2023 |  | 11/22/2023
Allied Air | ARMSTRONG AIR | PRPHP1436EP-* | PRPHP1436EP-* |  |  | Voluntarily Certified | Single-package heat pumps (oth | False | False | 34000 | 32600 | 13.4 | 13.4 | 6.7 | 6.7 | False | 33 | 33 | 10.6 |  |  | False | Conventional | 05/05/2023 |  | 11/22/2023
Allied Air | Concord | PRPHP1436EP-* | PRPHP1436EP-* |  |  | Voluntarily Certified | Single-package heat pumps (oth | False | False | 34000 | 32600 | 13.4 | 13.4 | 6.7 | 6.7 | False | 33 | 33 | 10.6 |  |  | False | Conventional | 05/05/2023 |  | 11/22/2023
Allied Air | Ducane | PRPHP1436EP-* | PRPHP1436EP-* |  |  | Voluntarily Certified | Single-package heat pumps (oth | False | False | 34000 | 32600 | 13.4 | 13.4 | 6.7 | 6.7 | False | 33 | 33 | 10.6 |  |  | False | Conventional | 05/05/2023 |  | 11/22/2023
Allied Air | ROYALTON | PRPHP1436EP-* | PRPHP1436EP-* |  |  | Voluntarily Certified | Single-package heat pumps (oth | False | False | 34000 | 32600 | 13.4 | 13.4 | 6.7 | 6.7 | False | 33 | 33 | 10.6 |  |  | False | Conventional | 05/05/2023 |  | 11/22/2023
Allied Air | AC PRO | PRPHP1442EP-* | PRPHP1442EP-* |  |  | Voluntarily Certified | Single-package heat pumps (oth | False | False | 39500 | 40000 | 13.4 | 13.4 | 6.7 | 6.7 | False | 33 | 33 | 10.6 |  |  | False | Conventional | 05/05/2023 |  | 11/22/2023
Allied Air | Airease | PRPHP1442EP-* | PRPHP1442EP-* |  |  | Voluntarily Certified | Single-package heat pumps (oth | False | False | 39500 | 40000 | 13.4 | 13.4 | 6.7 | 6.7 | False | 33 | 33 | 10.6 |  |  | False | Conventional | 05/05/2023 |  | 11/22/2023
Allied Air | ALLIED | PRPHP1442EP-* | PRPHP1442EP-* |  |  | Voluntarily Certified | Single-package heat pumps (oth | False | False | 39500 | 40000 | 13.4 | 13.4 | 6.7 | 6.7 | False | 33 | 33 | 10.6 |  |  | False | Conventional | 05/05/2023 |  | 11/22/2023
Allied Air | ARMSTRONG AIR | PRPHP1442EP-* | PRPHP1442EP-* |  |  | Voluntarily Certified | Single-package heat pumps (oth | False | False | 39500 | 40000 | 13.4 | 13.4 | 6.7 | 6.7 | False | 33 | 33 | 10.6 |  |  | False | Conventional | 05/05/2023 |  | 11/22/2023
Allied Air | Concord | PRPHP1442EP-* | PRPHP1442EP-* |  |  | Voluntarily Certified | Single-package heat pumps (oth | False | False | 39500 | 40000 | 13.4 | 13.4 | 6.7 | 6.7 | False | 33 | 33 | 10.6 |  |  | False | Conventional | 05/05/2023 |  | 11/22/2023
Allied Air | Ducane | PRPHP1442EP-* | PRPHP1442EP-* |  |  | Voluntarily Certified | Single-package heat pumps (oth | False | False | 39500 | 40000 | 13.4 | 13.4 | 6.7 | 6.7 | False | 33 | 33 | 10.6 |  |  | False | Conventional | 05/05/2023 |  | 11/22/2023
Allied Air | ROYALTON | PRPHP1442EP-* | PRPHP1442EP-* |  |  | Voluntarily Certified | Single-package heat pumps (oth | False | False | 39500 | 40000 | 13.4 | 13.4 | 6.7 | 6.7 | False | 33 | 33 | 10.6 |  |  | False | Conventional | 05/05/2023 |  | 11/22/2023
Allied Air | AC PRO | PRPHP1448EP-* | PRPHP1448EP-* |  |  | Voluntarily Certified | Single-package heat pumps (oth | False | False | 45500 | 47000 | 13.4 | 13.4 | 6.7 | 6.7 | False | 33 | 33 | 10.6 |  |  | False | Conventional | 05/05/2023 |  | 11/22/2023
Allied Air | Airease | PRPHP1448EP-* | PRPHP1448EP-* |  |  | Voluntarily Certified | Single-package heat pumps (oth | False | False | 45500 | 47000 | 13.4 | 13.4 | 6.7 | 6.7 | False | 33 | 33 | 10.6 |  |  | False | Conventional | 05/05/2023 |  | 11/22/2023
Allied Air | ALLIED | PRPHP1448EP-* | PRPHP1448EP-* |  |  | Voluntarily Certified | Single-package heat pumps (oth | False | False | 45500 | 47000 | 13.4 | 13.4 | 6.7 | 6.7 | False | 33 | 33 | 10.6 |  |  | False | Conventional | 05/05/2023 |  | 11/22/2023
Allied Air | ARMSTRONG AIR | PRPHP1448EP-* | PRPHP1448EP-* |  |  | Voluntarily Certified | Single-package heat pumps (oth | False | False | 45500 | 47000 | 13.4 | 13.4 | 6.7 | 6.7 | False | 33 | 33 | 10.6 |  |  | False | Conventional | 05/05/2023 |  | 11/22/2023
Allied Air | Concord | PRPHP1448EP-* | PRPHP1448EP-* |  |  | Voluntarily Certified | Single-package heat pumps (oth | False | False | 45500 | 47000 | 13.4 | 13.4 | 6.7 | 6.7 | False | 33 | 33 | 10.6 |  |  | False | Conventional | 05/05/2023 |  | 11/22/2023
Allied Air | Ducane | PRPHP1448EP-* | PRPHP1448EP-* |  |  | Voluntarily Certified | Single-package heat pumps (oth | False | False | 45500 | 47000 | 13.4 | 13.4 | 6.7 | 6.7 | False | 33 | 33 | 10.6 |  |  | False | Conventional | 05/05/2023 |  | 11/22/2023
Allied Air | ROYALTON | PRPHP1448EP-* | PRPHP1448EP-* |  |  | Voluntarily Certified | Single-package heat pumps (oth | False | False | 45500 | 47000 | 13.4 | 13.4 | 6.7 | 6.7 | False | 33 | 33 | 10.6 |  |  | False | Conventional | 05/05/2023 |  | 11/22/2023
Allied Air | AC PRO | PRPHP1460EP-* | PRPHP1460EP-* |  |  | Voluntarily Certified | Single-package heat pumps (oth | False | False | 56000 | 57000 | 13.4 | 13.4 | 6.7 | 6.7 | False | 33 | 33 | 10.6 |  |  | False | Conventional | 05/05/2023 |  | 11/22/2023
Allied Air | Airease | PRPHP1460EP-* | PRPHP1460EP-* |  |  | Voluntarily Certified | Single-package heat pumps (oth | False | False | 56000 | 57000 | 13.4 | 13.4 | 6.7 | 6.7 | False | 33 | 33 | 10.6 |  |  | False | Conventional | 05/05/2023 |  | 11/22/2023
Allied Air | ALLIED | PRPHP1460EP-* | PRPHP1460EP-* |  |  | Voluntarily Certified | Single-package heat pumps (oth | False | False | 56000 | 57000 | 13.4 | 13.4 | 6.7 | 6.7 | False | 33 | 33 | 10.6 |  |  | False | Conventional | 05/05/2023 |  | 11/22/2023
Allied Air | ARMSTRONG AIR | PRPHP1460EP-* | PRPHP1460EP-* |  |  | Voluntarily Certified | Single-package heat pumps (oth | False | False | 56000 | 57000 | 13.4 | 13.4 | 6.7 | 6.7 | False | 33 | 33 | 10.6 |  |  | False | Conventional | 05/05/2023 |  | 11/22/2023
Allied Air | Concord | PRPHP1460EP-* | PRPHP1460EP-* |  |  | Voluntarily Certified | Single-package heat pumps (oth | False | False | 56000 | 57000 | 13.4 | 13.4 | 6.7 | 6.7 | False | 33 | 33 | 10.6 |  |  | False | Conventional | 05/05/2023 |  | 11/22/2023
Allied Air | Ducane | PRPHP1460EP-* | PRPHP1460EP-* |  |  | Voluntarily Certified | Single-package heat pumps (oth | False | False | 56000 | 57000 | 13.4 | 13.4 | 6.7 | 6.7 | False | 33 | 33 | 10.6 |  |  | False | Conventional | 05/05/2023 |  | 11/22/2023
Allied Air | ROYALTON | PRPHP1460EP-* | PRPHP1460EP-* |  |  | Voluntarily Certified | Single-package heat pumps (oth | False | False | 56000 | 57000 | 13.4 | 13.4 | 6.7 | 6.7 | False | 33 | 33 | 10.6 |  |  | False | Conventional | 05/05/2023 |  | 11/22/2023
Allied Air | AC PRO | PRPHP1624VP-** | PRPHP1624VP-** |  |  | Voluntarily Certified | Single-package heat pumps (oth | False | False | 23000 | 21400 | 15.2 | 13.4 | 6.7 | 6.7 | False | 33 | 33 | 12 |  |  | False | Conventional | 05/05/2023 |  | 11/22/2023
Allied Air | Airease | PRPHP1624VP-** | PRPHP1624VP-** |  |  | Voluntarily Certified | Single-package heat pumps (oth | False | False | 23000 | 21400 | 15.2 | 13.4 | 6.7 | 6.7 | False | 33 | 33 | 12 |  |  | False | Conventional | 05/05/2023 |  | 11/22/2023
Allied Air | ALLIED | PRPHP1624VP-** | PRPHP1624VP-** |  |  | Voluntarily Certified | Single-package heat pumps (oth | False | False | 23000 | 21400 | 15.2 | 13.4 | 6.7 | 6.7 | False | 33 | 33 | 12 |  |  | False | Conventional | 05/05/2023 |  | 11/22/2023
Allied Air | ARMSTRONG AIR | PRPHP1624VP-** | PRPHP1624VP-** |  |  | Voluntarily Certified | Single-package heat pumps (oth | False | False | 23000 | 21400 | 15.2 | 13.4 | 6.7 | 6.7 | False | 33 | 33 | 12 |  |  | False | Conventional | 05/05/2023 |  | 11/22/2023
Allied Air | Concord | PRPHP1624VP-** | PRPHP1624VP-** |  |  | Voluntarily Certified | Single-package heat pumps (oth | False | False | 23000 | 21400 | 15.2 | 13.4 | 6.7 | 6.7 | False | 33 | 33 | 12 |  |  | False | Conventional | 05/05/2023 |  | 11/22/2023
Allied Air | Ducane | PRPHP1624VP-** | PRPHP1624VP-** |  |  | Voluntarily Certified | Single-package heat pumps (oth | False | False | 23000 | 21400 | 15.2 | 13.4 | 6.7 | 6.7 | False | 33 | 33 | 12 |  |  | False | Conventional | 05/05/2023 |  | 11/22/2023
Allied Air | ROYALTON | PRPHP1624VP-** | PRPHP1624VP-** |  |  | Voluntarily Certified | Single-package heat pumps (oth | False | False | 23000 | 21400 | 15.2 | 13.4 | 6.7 | 6.7 | False | 33 | 33 | 12 |  |  | False | Conventional | 05/05/2023 |  | 11/22/2023
Allied Air | AC PRO | PRPHP1636VP-* | PRPHP1636VP-* |  |  | Voluntarily Certified | Single-package heat pumps (oth | False | False | 34200 | 33200 | 15.2 | 13.4 | 6.7 | 6.7 | False | 33 | 33 | 11.5 |  |  | False | Conventional | 05/05/2023 |  | 11/22/2023
Allied Air | Airease | PRPHP1636VP-* | PRPHP1636VP-* |  |  | Voluntarily Certified | Single-package heat pumps (oth | False | False | 34200 | 33200 | 15.2 | 13.4 | 6.7 | 6.7 | False | 33 | 33 | 11.5 |  |  | False | Conventional | 05/05/2023 |  | 11/22/2023
Allied Air | ALLIED | PRPHP1636VP-* | PRPHP1636VP-* |  |  | Voluntarily Certified | Single-package heat pumps (oth | False | False | 34200 | 33200 | 15.2 | 13.4 | 6.7 | 6.7 | False | 33 | 33 | 11.5 |  |  | False | Conventional | 05/05/2023 |  | 11/22/2023
Allied Air | ARMSTRONG AIR | PRPHP1636VP-* | PRPHP1636VP-* |  |  | Voluntarily Certified | Single-package heat pumps (oth | False | False | 34200 | 33200 | 15.2 | 13.4 | 6.7 | 6.7 | False | 33 | 33 | 11.5 |  |  | False | Conventional | 05/05/2023 |  | 11/22/2023
Allied Air | Concord | PRPHP1636VP-* | PRPHP1636VP-* |  |  | Voluntarily Certified | Single-package heat pumps (oth | False | False | 34200 | 33200 | 15.2 | 13.4 | 6.7 | 6.7 | False | 33 | 33 | 11.5 |  |  | False | Conventional | 05/05/2023 |  | 11/22/2023
Allied Air | Ducane | PRPHP1636VP-* | PRPHP1636VP-* |  |  | Voluntarily Certified | Single-package heat pumps (oth | False | False | 34200 | 33200 | 15.2 | 13.4 | 6.7 | 6.7 | False | 33 | 33 | 11.5 |  |  | False | Conventional | 05/05/2023 |  | 11/22/2023
Allied Air | ROYALTON | PRPHP1636VP-* | PRPHP1636VP-* |  |  | Voluntarily Certified | Single-package heat pumps (oth | False | False | 34200 | 33200 | 15.2 | 13.4 | 6.7 | 6.7 | False | 33 | 33 | 11.5 |  |  | False | Conventional | 05/05/2023 |  | 11/22/2023
Allied Air | AC PRO | PRPHP1636VP-** | PRPHP1636VP-** |  |  | Voluntarily Certified | Single-package heat pumps (oth | False | False | 34200 | 33200 | 15.2 | 13.4 | 6.7 | 6.7 | False | 33 | 33 | 11.5 |  |  | False | Conventional | 05/05/2023 |  | 11/22/2023
Allied Air | Airease | PRPHP1636VP-** | PRPHP1636VP-** |  |  | Voluntarily Certified | Single-package heat pumps (oth | False | False | 34200 | 33200 | 15.2 | 13.4 | 6.7 | 6.7 | False | 33 | 33 | 11.5 |  |  | False | Conventional | 05/05/2023 |  | 11/22/2023
Allied Air | ALLIED | PRPHP1636VP-** | PRPHP1636VP-** |  |  | Voluntarily Certified | Single-package heat pumps (oth | False | False | 34200 | 33200 | 15.2 | 13.4 | 6.7 | 6.7 | False | 33 | 33 | 11.5 |  |  | False | Conventional | 05/05/2023 |  | 11/22/2023
Allied Air | ARMSTRONG AIR | PRPHP1636VP-** | PRPHP1636VP-** |  |  | Voluntarily Certified | Single-package heat pumps (oth | False | False | 34200 | 33200 | 15.2 | 13.4 | 6.7 | 6.7 | False | 33 | 33 | 11.5 |  |  | False | Conventional | 05/05/2023 |  | 11/22/2023
Allied Air | Concord | PRPHP1636VP-** | PRPHP1636VP-** |  |  | Voluntarily Certified | Single-package heat pumps (oth | False | False | 34200 | 33200 | 15.2 | 13.4 | 6.7 | 6.7 | False | 33 | 33 | 11.5 |  |  | False | Conventional | 05/05/2023 |  | 11/22/2023
Allied Air | Ducane | PRPHP1636VP-** | PRPHP1636VP-** |  |  | Voluntarily Certified | Single-package heat pumps (oth | False | False | 34200 | 33200 | 15.2 | 13.4 | 6.7 | 6.7 | False | 33 | 33 | 11.5 |  |  | False | Conventional | 05/05/2023 |  | 11/22/2023
Allied Air | ROYALTON | PRPHP1636VP-** | PRPHP1636VP-** |  |  | Voluntarily Certified | Single-package heat pumps (oth | False | False | 34200 | 33200 | 15.2 | 13.4 | 6.7 | 6.7 | False | 33 | 33 | 11.5 |  |  | False | Conventional | 05/05/2023 |  | 11/22/2023
Allied Air | AC PRO | PRPHP1648VP-* | PRPHP1648VP-* |  |  | Voluntarily Certified | Single-package heat pumps (oth | False | False | 45000 | 45500 | 15.2 | 13.4 | 6.7 | 6.7 | False | 33 | 33 | 11.4 |  |  | False | Conventional | 05/05/2023 |  | 11/22/2023
Allied Air | Airease | PRPHP1648VP-* | PRPHP1648VP-* |  |  | Voluntarily Certified | Single-package heat pumps (oth | False | False | 45000 | 45500 | 15.2 | 13.4 | 6.7 | 6.7 | False | 33 | 33 | 11.4 |  |  | False | Conventional | 05/05/2023 |  | 11/22/2023
Allied Air | ALLIED | PRPHP1648VP-* | PRPHP1648VP-* |  |  | Voluntarily Certified | Single-package heat pumps (oth | False | False | 45000 | 45500 | 15.2 | 13.4 | 6.7 | 6.7 | False | 33 | 33 | 11.4 |  |  | False | Conventional | 05/05/2023 |  | 11/22/2023
Allied Air | ARMSTRONG AIR | PRPHP1648VP-* | PRPHP1648VP-* |  |  | Voluntarily Certified | Single-package heat pumps (oth | False | False | 45000 | 45500 | 15.2 | 13.4 | 6.7 | 6.7 | False | 33 | 33 | 11.4 |  |  | False | Conventional | 05/05/2023 |  | 11/22/2023
Allied Air | Concord | PRPHP1648VP-* | PRPHP1648VP-* |  |  | Voluntarily Certified | Single-package heat pumps (oth | False | False | 45000 | 45500 | 15.2 | 13.4 | 6.7 | 6.7 | False | 33 | 33 | 11.4 |  |  | False | Conventional | 05/05/2023 |  | 11/22/2023
Allied Air | Ducane | PRPHP1648VP-* | PRPHP1648VP-* |  |  | Voluntarily Certified | Single-package heat pumps (oth | False | False | 45000 | 45500 | 15.2 | 13.4 | 6.7 | 6.7 | False | 33 | 33 | 11.4 |  |  | False | Conventional | 05/05/2023 |  | 11/22/2023
Allied Air | ROYALTON | PRPHP1648VP-* | PRPHP1648VP-* |  |  | Voluntarily Certified | Single-package heat pumps (oth | False | False | 45000 | 45500 | 15.2 | 13.4 | 6.7 | 6.7 | False | 33 | 33 | 11.4 |  |  | False | Conventional | 05/05/2023 |  | 11/22/2023
Allied Air | AC PRO | PRPHP1648VP-** | PRPHP1648VP-** |  |  | Voluntarily Certified | Single-package heat pumps (oth | False | False | 45000 | 45500 | 15.2 | 13.4 | 6.7 | 6.7 | False | 33 | 33 | 11.4 |  |  | False | Conventional | 05/05/2023 |  | 11/22/2023
Allied Air | Airease | PRPHP1648VP-** | PRPHP1648VP-** |  |  | Voluntarily Certified | Single-package heat pumps (oth | False | False | 45000 | 45500 | 15.2 | 13.4 | 6.7 | 6.7 | False | 33 | 33 | 11.4 |  |  | False | Conventional | 05/05/2023 |  | 11/22/2023
Allied Air | ALLIED | PRPHP1648VP-** | PRPHP1648VP-** |  |  | Voluntarily Certified | Single-package heat pumps (oth | False | False | 45000 | 45500 | 15.2 | 13.4 | 6.7 | 6.7 | False | 33 | 33 | 11.4 |  |  | False | Conventional | 05/05/2023 |  | 11/22/2023
Allied Air | ARMSTRONG AIR | PRPHP1648VP-** | PRPHP1648VP-** |  |  | Voluntarily Certified | Single-package heat pumps (oth | False | False | 45000 | 45500 | 15.2 | 13.4 | 6.7 | 6.7 | False | 33 | 33 | 11.4 |  |  | False | Conventional | 05/05/2023 |  | 11/22/2023
Allied Air | Concord | PRPHP1648VP-** | PRPHP1648VP-** |  |  | Voluntarily Certified | Single-package heat pumps (oth | False | False | 45000 | 45500 | 15.2 | 13.4 | 6.7 | 6.7 | False | 33 | 33 | 11.4 |  |  | False | Conventional | 05/05/2023 |  | 11/22/2023
Allied Air | Ducane | PRPHP1648VP-** | PRPHP1648VP-** |  |  | Voluntarily Certified | Single-package heat pumps (oth | False | False | 45000 | 45500 | 15.2 | 13.4 | 6.7 | 6.7 | False | 33 | 33 | 11.4 |  |  | False | Conventional | 05/05/2023 |  | 11/22/2023
Allied Air | ROYALTON | PRPHP1648VP-** | PRPHP1648VP-** |  |  | Voluntarily Certified | Single-package heat pumps (oth | False | False | 45000 | 45500 | 15.2 | 13.4 | 6.7 | 6.7 | False | 33 | 33 | 11.4 |  |  | False | Conventional | 05/05/2023 |  | 11/22/2023
Allied Air | AC PRO | PRPHP1660VP-* | PRPHP1660VP-* |  |  | Voluntarily Certified | Single-package heat pumps (oth | False | False | 55500 | 58000 | 14.1 | 13.4 | 6.7 | 6.7 | False | 33 | 33 | 10.8 |  |  | False | Conventional | 05/05/2023 |  | 11/22/2023
Allied Air | Airease | PRPHP1660VP-* | PRPHP1660VP-* |  |  | Voluntarily Certified | Single-package heat pumps (oth | False | False | 55500 | 58000 | 14.1 | 13.4 | 6.7 | 6.7 | False | 33 | 33 | 10.8 |  |  | False | Conventional | 05/05/2023 |  | 11/22/2023
Allied Air | ALLIED | PRPHP1660VP-* | PRPHP1660VP-* |  |  | Voluntarily Certified | Single-package heat pumps (oth | False | False | 55500 | 58000 | 14.1 | 13.4 | 6.7 | 6.7 | False | 33 | 33 | 10.8 |  |  | False | Conventional | 05/05/2023 |  | 11/22/2023
Allied Air | ARMSTRONG AIR | PRPHP1660VP-* | PRPHP1660VP-* |  |  | Voluntarily Certified | Single-package heat pumps (oth | False | False | 55500 | 58000 | 14.1 | 13.4 | 6.7 | 6.7 | False | 33 | 33 | 10.8 |  |  | False | Conventional | 05/05/2023 |  | 11/22/2023
Allied Air | Concord | PRPHP1660VP-* | PRPHP1660VP-* |  |  | Voluntarily Certified | Single-package heat pumps (oth | False | False | 55500 | 58000 | 14.1 | 13.4 | 6.7 | 6.7 | False | 33 | 33 | 10.8 |  |  | False | Conventional | 05/05/2023 |  | 11/22/2023
Allied Air | Ducane | PRPHP1660VP-* | PRPHP1660VP-* |  |  | Voluntarily Certified | Single-package heat pumps (oth | False | False | 55500 | 58000 | 14.1 | 13.4 | 6.7 | 6.7 | False | 33 | 33 | 10.8 |  |  | False | Conventional | 05/05/2023 |  | 11/22/2023
Allied Air | ROYALTON | PRPHP1660VP-* | PRPHP1660VP-* |  |  | Voluntarily Certified | Single-package heat pumps (oth | False | False | 55500 | 58000 | 14.1 | 13.4 | 6.7 | 6.7 | False | 33 | 33 | 10.8 |  |  | False | Conventional | 05/05/2023 |  | 11/22/2023
Allied Air | AC PRO | PRPHP1660VP-** | PRPHP1660VP-** |  |  | Voluntarily Certified | Single-package heat pumps (oth | False | False | 55500 | 58000 | 14.1 | 13.4 | 6.7 | 6.7 | False | 33 | 33 | 10.8 |  |  | False | Conventional | 05/05/2023 |  | 11/22/2023
Allied Air | Airease | PRPHP1660VP-** | PRPHP1660VP-** |  |  | Voluntarily Certified | Single-package heat pumps (oth | False | False | 55500 | 58000 | 14.1 | 13.4 | 6.7 | 6.7 | False | 33 | 33 | 10.8 |  |  | False | Conventional | 05/05/2023 |  | 11/22/2023
Allied Air | ALLIED | PRPHP1660VP-** | PRPHP1660VP-** |  |  | Voluntarily Certified | Single-package heat pumps (oth | False | False | 55500 | 58000 | 14.1 | 13.4 | 6.7 | 6.7 | False | 33 | 33 | 10.8 |  |  | False | Conventional | 05/05/2023 |  | 11/22/2023
Allied Air | ARMSTRONG AIR | PRPHP1660VP-** | PRPHP1660VP-** |  |  | Voluntarily Certified | Single-package heat pumps (oth | False | False | 55500 | 58000 | 14.1 | 13.4 | 6.7 | 6.7 | False | 33 | 33 | 10.8 |  |  | False | Conventional | 05/05/2023 |  | 11/22/2023
Allied Air | Concord | PRPHP1660VP-** | PRPHP1660VP-** |  |  | Voluntarily Certified | Single-package heat pumps (oth | False | False | 55500 | 58000 | 14.1 | 13.4 | 6.7 | 6.7 | False | 33 | 33 | 10.8 |  |  | False | Conventional | 05/05/2023 |  | 11/22/2023
Allied Air | Ducane | PRPHP1660VP-** | PRPHP1660VP-** |  |  | Voluntarily Certified | Single-package heat pumps (oth | False | False | 55500 | 58000 | 14.1 | 13.4 | 6.7 | 6.7 | False | 33 | 33 | 10.8 |  |  | False | Conventional | 05/05/2023 |  | 11/22/2023
Allied Air | ROYALTON | PRPHP1660VP-** | PRPHP1660VP-** |  |  | Voluntarily Certified | Single-package heat pumps (oth | False | False | 55500 | 58000 | 14.1 | 13.4 | 6.7 | 6.7 | False | 33 | 33 | 10.8 |  |  | False | Conventional | 05/05/2023 |  | 11/22/2023
Allied Air | Century | TPRG24001P-* | TPRG24001P-* |  |  | Voluntarily Certified | Single-package heat pumps (oth | False | False | 23000 | 21600 | 13.4 | 13.4 | 6.7 | 6.7 | False | 33 | 33 | 10.6 |  |  | False | Conventional | 05/05/2023 |  | 11/22/2023
Allied Air | Comfort-Aire | TPRG24001P-* | TPRG24001P-* |  |  | Voluntarily Certified | Single-package heat pumps (oth | False | False | 23000 | 21600 | 13.4 | 13.4 | 6.7 | 6.7 | False | 33 | 33 | 10.6 |  |  | False | Conventional | 05/05/2023 |  | 11/22/2023
Allied Air | Century | TPRG24001R-* | TPRG24001R-* |  |  | Voluntarily Certified | Single-package heat pumps (oth | False | False | 23000 | 21600 | 13.4 | 13.4 | 6.7 | 6.7 | False | 33 | 33 | 10.6 |  |  | False | Conventional | 05/05/2023 |  | 11/22/2023
Allied Air | Comfort-Aire | TPRG24001R-* | TPRG24001R-* |  |  | Voluntarily Certified | Single-package heat pumps (oth | False | False | 23000 | 21600 | 13.4 | 13.4 | 6.7 | 6.7 | False | 33 | 33 | 10.6 |  |  | False | Conventional | 05/05/2023 |  | 11/22/2023
Allied Air | Century | TPRG30001P-* | TPRG30001P-* |  |  | Voluntarily Certified | Single-package heat pumps (oth | False | False | 28600 | 25800 | 13.4 | 13.4 | 6.7 | 6.7 | False | 33 | 33 | 10.6 |  |  | False | Conventional | 05/05/2023 |  | 11/22/2023
Allied Air | Comfort-Aire | TPRG30001P-* | TPRG30001P-* |  |  | Voluntarily Certified | Single-package heat pumps (oth | False | False | 28600 | 25800 | 13.4 | 13.4 | 6.7 | 6.7 | False | 33 | 33 | 10.6 |  |  | False | Conventional | 05/05/2023 |  | 11/22/2023
Allied Air | Century | TPRG30001R-* | TPRG30001R-* |  |  | Voluntarily Certified | Single-package heat pumps (oth | False | False | 28600 | 25800 | 13.4 | 13.4 | 6.7 | 6.7 | False | 33 | 33 | 10.6 |  |  | False | Conventional | 05/05/2023 |  | 11/22/2023
Allied Air | Comfort-Aire | TPRG30001R-* | TPRG30001R-* |  |  | Voluntarily Certified | Single-package heat pumps (oth | False | False | 28600 | 25800 | 13.4 | 13.4 | 6.7 | 6.7 | False | 33 | 33 | 10.6 |  |  | False | Conventional | 05/05/2023 |  | 11/22/2023
Allied Air | Century | TPRG36001P-* | TPRG36001P-* |  |  | Voluntarily Certified | Single-package heat pumps (oth | False | False | 34000 | 32600 | 13.4 | 13.4 | 6.7 | 6.7 | False | 33 | 33 | 10.6 |  |  | False | Conventional | 05/05/2023 |  | 11/22/2023
Allied Air | Comfort-Aire | TPRG36001P-* | TPRG36001P-* |  |  | Voluntarily Certified | Single-package heat pumps (oth | False | False | 34000 | 32600 | 13.4 | 13.4 | 6.7 | 6.7 | False | 33 | 33 | 10.6 |  |  | False | Conventional | 05/05/2023 |  | 11/22/2023
Allied Air | Century | TPRG36001R-* | TPRG36001R-* |  |  | Voluntarily Certified | Single-package heat pumps (oth | False | False | 34000 | 32600 | 13.4 | 13.4 | 6.7 | 6.7 | False | 33 | 33 | 10.6 |  |  | False | Conventional | 05/05/2023 |  | 11/22/2023
Allied Air | Comfort-Aire | TPRG36001R-* | TPRG36001R-* |  |  | Voluntarily Certified | Single-package heat pumps (oth | False | False | 34000 | 32600 | 13.4 | 13.4 | 6.7 | 6.7 | False | 33 | 33 | 10.6 |  |  | False | Conventional | 05/05/2023 |  | 11/22/2023
Allied Air | Century | TPRG42001P-* | TPRG42001P-* |  |  | Voluntarily Certified | Single-package heat pumps (oth | False | False | 39500 | 40000 | 13.4 | 13.4 | 6.7 | 6.7 | False | 33 | 33 | 10.6 |  |  | False | Conventional | 05/05/2023 |  | 11/22/2023
Allied Air | Comfort-Aire | TPRG42001P-* | TPRG42001P-* |  |  | Voluntarily Certified | Single-package heat pumps (oth | False | False | 39500 | 40000 | 13.4 | 13.4 | 6.7 | 6.7 | False | 33 | 33 | 10.6 |  |  | False | Conventional | 05/05/2023 |  | 11/22/2023
Allied Air | Century | TPRG42001R-* | TPRG42001R-* |  |  | Voluntarily Certified | Single-package heat pumps (oth | False | False | 39500 | 40000 | 13.4 | 13.4 | 6.7 | 6.7 | False | 33 | 33 | 10.6 |  |  | False | Conventional | 05/05/2023 |  | 11/22/2023
Allied Air | Comfort-Aire | TPRG42001R-* | TPRG42001R-* |  |  | Voluntarily Certified | Single-package heat pumps (oth | False | False | 39500 | 40000 | 13.4 | 13.4 | 6.7 | 6.7 | False | 33 | 33 | 10.6 |  |  | False | Conventional | 05/05/2023 |  | 11/22/2023
Allied Air | Century | TPRG48001P-* | TPRG48001P-* |  |  | Voluntarily Certified | Single-package heat pumps (oth | False | False | 45500 | 47000 | 13.4 | 13.4 | 6.7 | 6.7 | False | 33 | 33 | 10.6 |  |  | False | Conventional | 05/05/2023 |  | 11/22/2023
Allied Air | Comfort-Aire | TPRG48001P-* | TPRG48001P-* |  |  | Voluntarily Certified | Single-package heat pumps (oth | False | False | 45500 | 47000 | 13.4 | 13.4 | 6.7 | 6.7 | False | 33 | 33 | 10.6 |  |  | False | Conventional | 05/05/2023 |  | 11/22/2023
Allied Air | Century | TPRG48001R-* | TPRG48001R-* |  |  | Voluntarily Certified | Single-package heat pumps (oth | False | False | 45500 | 47000 | 13.4 | 13.4 | 6.7 | 6.7 | False | 33 | 33 | 10.6 |  |  | False | Conventional | 05/05/2023 |  | 11/22/2023
Allied Air | Comfort-Aire | TPRG48001R-* | TPRG48001R-* |  |  | Voluntarily Certified | Single-package heat pumps (oth | False | False | 45500 | 47000 | 13.4 | 13.4 | 6.7 | 6.7 | False | 33 | 33 | 10.6 |  |  | False | Conventional | 05/05/2023 |  | 11/22/2023
Allied Air | Century | TPRG60001P-* | TPRG60001P-* |  |  | Voluntarily Certified | Single-package heat pumps (oth | False | False | 56000 | 57000 | 13.4 | 13.4 | 6.7 | 6.7 | False | 33 | 33 | 10.6 |  |  | False | Conventional | 05/05/2023 |  | 11/22/2023
Allied Air | Comfort-Aire | TPRG60001P-* | TPRG60001P-* |  |  | Voluntarily Certified | Single-package heat pumps (oth | False | False | 56000 | 57000 | 13.4 | 13.4 | 6.7 | 6.7 | False | 33 | 33 | 10.6 |  |  | False | Conventional | 05/05/2023 |  | 11/22/2023
Allied Air | Century | TPRG60001R-* | TPRG60001R-* |  |  | Voluntarily Certified | Single-package heat pumps (oth | False | False | 56000 | 57000 | 13.4 | 13.4 | 6.7 | 6.7 | False | 33 | 33 | 10.6 |  |  | False | Conventional | 05/05/2023 |  | 11/22/2023
Allied Air | Comfort-Aire | TPRG60001R-* | TPRG60001R-* |  |  | Voluntarily Certified | Single-package heat pumps (oth | False | False | 56000 | 57000 | 13.4 | 13.4 | 6.7 | 6.7 | False | 33 | 33 | 10.6 |  |  | False | Conventional | 05/05/2023 |  | 11/22/2023
Carrier Corp. - Indianapolis | Carrier | 25HCB636A*031* | 25HCB636A*031* | FV4CNB006L |  | Voluntarily Certified | Single-split-system heat pumps | False | False | 36600 | 36400 | 16 | 14.3 | 8 | 7.5 | False | 32 | 33 | 13 |  | Blower Coil System | False | Conventional | 05/05/2023 |  | 11/22/2023
Carrier Corp. - Indianapolis | Carrier | 25SCA518A**30* | 25SCA518A**30* | FJ4DN*A18L* |  | Voluntarily Certified | Single-split-system heat pumps | False | False | 17200 | 17400 | 14.3 | 14.3 | 7.5 | 7.5 | False | 32 | 33 | 12 |  | Blower Coil System | False | Conventional | 05/05/2023 |  | 11/22/2023
Carrier Corp. - Indianapolis | Carrier | 25SCA530A**30* | 25SCA530A**30* | FJ4DN*B30L* |  | Voluntarily Certified | Single-split-system heat pumps | False | False | 28400 | 28600 | 14.3 | 14.3 | 7.5 | 7.5 | False | 32 | 33 | 12 |  | Blower Coil System | False | Conventional | 05/05/2023 |  | 11/22/2023
Carrier Corp. - Indianapolis | Carrier | 25SCA536A**30* | 25SCA536A**30* | FJ4DN*B36L* |  | Voluntarily Certified | Single-split-system heat pumps | False | False | 34200 | 34000 | 14.3 | 14.3 | 7.5 | 7.5 | False | 32 | 33 | 12 |  | Blower Coil System | False | Conventional | 05/05/2023 |  | 11/22/2023
Carrier Corp. - Indianapolis | Carrier | 25SCA542A**30* | 25SCA542A**30* | FJ4DN*C42L* |  | Voluntarily Certified | Single-split-system heat pumps | False | False | 40000 | 42000 | 14.3 | 14.3 | 7.5 | 7.5 | False | 32 | 33 | 12 |  | Blower Coil System | False | Conventional | 05/05/2023 |  | 11/22/2023
Carrier Corp. - Indianapolis | Carrier | 25SCA548A**30* | 25SCA548A**30* | FJ4DN*C48L* |  | Voluntarily Certified | Single-split-system heat pumps | False | False | 46000 | 46500 | 14.3 | 14.3 | 7.5 | 7.5 | False | 32 | 33 | 12 |  | Blower Coil System | False | Conventional | 05/05/2023 |  | 11/22/2023
Carrier Corp. - Indianapolis | Carrier | 25SCA560A**30* | 25SCA560A**30* | FJ4DN*D60L* |  | Voluntarily Certified | Single-split-system heat pumps | False | False | 57000 | 57000 | 14.3 | 14.3 | 7.5 | 7.5 | False | 32 | 33 | 12 |  | Blower Coil System | False | Conventional | 05/05/2023 |  | 11/22/2023
Carrier Corp. - Indianapolis | Carrier | 25SPA518A**30* | 25SPA518A**30* | FJ4DN*A18L* |  | Voluntarily Certified | Single-split-system heat pumps | False | False | 17200 | 17400 | 14.3 | 14.3 | 7.5 | 7.5 | False | 32 | 33 | 12 |  | Blower Coil System | False | Conventional | 05/05/2023 |  | 11/22/2023
Carrier Corp. - Indianapolis | Carrier | 25SPA530A**30* | 25SPA530A**30* | FJ4DN*B30L* |  | Voluntarily Certified | Single-split-system heat pumps | False | False | 28400 | 28600 | 14.3 | 14.3 | 7.5 | 7.5 | False | 32 | 33 | 12 |  | Blower Coil System | False | Conventional | 05/05/2023 |  | 11/22/2023
Carrier Corp. - Indianapolis | Carrier | 25SPA536A**30* | 25SPA536A**30* | FJ4DN*B36L* |  | Voluntarily Certified | Single-split-system heat pumps | False | False | 34200 | 34000 | 14.3 | 14.3 | 7.5 | 7.5 | False | 32 | 33 | 12 |  | Blower Coil System | False | Conventional | 05/05/2023 |  | 11/22/2023
Carrier Corp. - Indianapolis | Carrier | 25SPA542A**30* | 25SPA542A**30* | FJ4DN*C42L* |  | Voluntarily Certified | Single-split-system heat pumps | False | False | 40000 | 42000 | 14.3 | 14.3 | 7.5 | 7.5 | False | 32 | 33 | 12 |  | Blower Coil System | False | Conventional | 05/05/2023 |  | 11/22/2023
Carrier Corp. - Indianapolis | Carrier | 25SPA548A**30* | 25SPA548A**30* | FJ4DN*C48L* |  | Voluntarily Certified | Single-split-system heat pumps | False | False | 46000 | 46500 | 14.3 | 14.3 | 7.5 | 7.5 | False | 32 | 33 | 12 |  | Blower Coil System | False | Conventional | 05/05/2023 |  | 11/22/2023
Carrier Corp. - Indianapolis | Carrier | 25SPA560A**30* | 25SPA560A**30* | FJ4DN*D60L* |  | Voluntarily Certified | Single-split-system heat pumps | False | False | 57000 | 57000 | 14.3 | 14.3 | 7.5 | 7.5 | False | 32 | 33 | 12 |  | Blower Coil System | False | Conventional | 05/05/2023 |  | 11/22/2023
Carrier Corp. - Indianapolis | Carrier | 25VNA424A*031* | 25VNA424A*031* | FE4ANF002L+UI |  | Voluntarily Certified | Single-split-system heat pumps | False | False | 23400 | 26600 | 21 | 14.3 | 10 | 7.5 | False | 32 | 33 | 13.5 | 0 | Blower Coil System | True | Conventional | 06/30/2023 |  | 11/22/2023
Carrier Corp. - Indianapolis | Carrier | 25VNA436A*031* | 25VNA436A*031* | FE4AN(B,F)005L+UI |  | Voluntarily Certified | Single-split-system heat pumps | False | False | 34400 | 35800 | 21 | 14.3 | 9 | 7.5 | False | 32 | 33 | 13 | 0 | Blower Coil System | True | Conventional | 06/30/2023 |  | 11/22/2023
Carrier Corp. - Indianapolis | Carrier | 25VNA448A*031* | 25VNA448A*031* | FE4ANB006L+UI |  | Voluntarily Certified | Single-split-system heat pumps | False | False | 46000 | 45500 | 22 | 14.3 | 9.5 | 7.5 | False | 32 | 33 | 13 | 0 | Blower Coil System | True | Conventional | 06/30/2023 |  | 11/22/2023
Carrier Corp. - Indianapolis | Carrier | 25VNA460A*031* | 25VNA460A*031* | FE4ANB006L+UI |  | Voluntarily Certified | Single-split-system heat pumps | False | False | 58000 | 59500 | 20.5 | 14.3 | 8.5 | 7.5 | False | 32 | 33 | 13 | 0 | Blower Coil System | True | Conventional | 06/30/2023 |  | 11/22/2023
Carrier Corp. - Indianapolis | Carrier | 25VNA813A*030* | 25VNA813A*030* | FE4ANF002L+UI |  | Voluntarily Certified | Single-split-system heat pumps | False | False | 12900 | 11900 | 16 | 14.3 | 8.1 | 7.5 | False | 32 | 33 | 12 | 0 | Blower Coil System | True | Conventional | 06/30/2023 |  | 11/22/2023
Carrier Corp. - Indianapolis | Carrier | 25VNA824B*030* | 25VNA824B*030* | FE4ANF002L+UI |  | Voluntarily Certified | Single-split-system heat pumps | False | False | 23600 | 22200 | 16.5 | 14.3 | 8.1 | 7.5 | False | 32 | 33 | 10 | 0 | Blower Coil System | True | Conventional | 06/30/2023 |  | 11/22/2023
Carrier Corp. - Indianapolis | Carrier | 25VNA824B*030*+TSTAT | 25VNA824B*030*+TSTAT | FV4CNF002L |  | Voluntarily Certified | Single-split-system heat pumps | False | False | 23400 | 24800 | 16 | 14.3 | 7.5 | 7.5 | False | 32 | 33 | 10 |  | Blower Coil System | False | Conventional | 05/05/2023 |  | 11/22/2023
Carrier Corp. - Indianapolis | Carrier | 25VNA825A*031* | 25VNA825A*031* | FE4AN(B,F)005L+UI |  | Voluntarily Certified | Single-split-system heat pumps | False | False | 24400 | 20600 | 17.5 | 14.3 | 8.5 | 7.5 | False | 32 | 33 | 11.7 |  | Blower Coil System | True | Conventional | 05/05/2023 |  | 11/22/2023
Carrier Corp. - Indianapolis | Carrier | 25VNA825A*031*+TSTAT | 25VNA825A*031*+TSTAT | FV4CN(B,F)005L |  | Voluntarily Certified | Single-split-system heat pumps | False | False | 24600 | 31000 | 15.5 | 14.3 | 7.8 | 7.5 | False | 32 | 33 | 11.7 |  | Blower Coil System | False | Conventional | 05/05/2023 |  | 11/22/2023
Carrier Corp. - Indianapolis | Carrier | 25VNA825A*032* | 25VNA825A*032* | FE4AN(B,F)005L+UI |  | Voluntarily Certified | Single-split-system heat pumps | False | False | 24400 | 20600 | 17.5 | 14.3 | 8.5 | 7.5 | False | 32 | 33 | 11.7 | 0 | Blower Coil System | True | Conventional | 06/30/2023 |  | 11/22/2023
Carrier Corp. - Indianapolis | Carrier | 25VNA825A*032*+TSTAT | 25VNA825A*032*+TSTAT | FV4CN(B,F)005L |  | Voluntarily Certified | Single-split-system heat pumps | False | False | 24600 | 31000 | 15.5 | 14.3 | 7.8 | 7.5 | False | 32 | 33 | 11.7 |  | Blower Coil System | False | Conventional | 05/05/2023 |  | 11/22/2023
Carrier Corp. - Indianapolis | Carrier | 25VNA836A*031* | 25VNA836A*031* | FE4AN(B,F)005L+UI |  | Voluntarily Certified | Single-split-system heat pumps | False | False | 33800 | 32000 | 17 | 14.3 | 8.1 | 7.5 | False | 32 | 33 | 9.5 | 0 | Blower Coil System | True | Conventional | 06/30/2023 |  | 11/22/2023
Carrier Corp. - Indianapolis | Carrier | 25VNA836A*032* | 25VNA836A*032* | FE4AN(B,F)005L+UI |  | Voluntarily Certified | Single-split-system heat pumps | False | False | 33800 | 32000 | 17 | 14.3 | 8.1 | 7.5 | False | 32 | 33 | 9.5 | 0 | Blower Coil System | True | Conventional | 06/30/2023 |  | 11/22/2023
Carrier Corp. - Indianapolis | Carrier | 25VNA837A*030* | 25VNA837A*030* | FE4ANB006L+UI |  | Voluntarily Certified | Single-split-system heat pumps | False | False | 33200 | 31600 | 18.5 | 14.3 | 8.1 | 7.5 | False | 32 | 33 | 12 | 0 | Blower Coil System | True | Conventional | 06/30/2023 |  | 11/22/2023
Carrier Corp. - Indianapolis | Carrier | 25VNA837A*031* | 25VNA837A*031* | FE4ANB006L+UI |  | Voluntarily Certified | Single-split-system heat pumps | False | False | 33200 | 31400 | 18.5 | 14.3 | 8.5 | 7.5 | False | 32 | 33 | 12 | 0 | Blower Coil System | True | Conventional | 06/30/2023 |  | 11/22/2023
Carrier Corp. - Indianapolis | Carrier | 25VNA837A*031*+TSTAT | 25VNA837A*031*+TSTAT | FV4CNB006L |  | Voluntarily Certified | Single-split-system heat pumps | False | False | 33200 | 46500 | 18.5 | 14.3 | 8.5 | 7.5 | False | 32 | 33 | 12 |  | Blower Coil System | False | Conventional | 05/05/2023 |  | 11/22/2023
Carrier Corp. - Indianapolis | Carrier | 25VNA848A*030* | 25VNA848A*030* | FE4AN(B,F)005L+UI |  | Voluntarily Certified | Single-split-system heat pumps | False | False | 45500 | 46000 | 18 | 14.3 | 8.1 | 7.5 | False | 32 | 33 | 10.5 | 0 | Blower Coil System | True | Conventional | 06/30/2023 |  | 11/22/2023
Carrier Corp. - Indianapolis | Carrier | 25VNA848A*031* | 25VNA848A*031* | FE4AN(B,F)005L+UI |  | Voluntarily Certified | Single-split-system heat pumps | False | False | 45500 | 46000 | 18 | 14.3 | 8.5 | 7.5 | False | 32 | 33 | 10.5 | 0 | Blower Coil System | True | Conventional | 06/30/2023 |  | 11/22/2023
Carrier Corp. - Indianapolis | Carrier | 25VNA848A*031*+TSTAT | 25VNA848A*031*+TSTAT | FV4CN(B,F)005L |  | Voluntarily Certified | Single-split-system heat pumps | False | False | 46000 | 53000 | 16 | 14.3 | 7.7 | 7.5 | False | 32 | 33 | 10.5 |  | Blower Coil System | False | Conventional | 05/05/2023 |  | 11/22/2023
Carrier Corp. - Indianapolis | Carrier | 25VNA860A*030* | 25VNA860A*030* | FE4ANB006L+UI |  | Voluntarily Certified | Single-split-system heat pumps | False | False | 56500 | 60000 | 17.5 | 14.3 | 8.1 | 7.5 | False | 32 | 33 | 9.5 | 0 | Blower Coil System | True | Conventional | 06/30/2023 |  | 11/22/2023
Carrier Corp. - Indianapolis | Carrier | 25VNA860A*030*+TSTAT | 25VNA860A*030*+TSTAT | FV4CNB006L |  | Voluntarily Certified | Single-split-system heat pumps | False | False | 56500 | 66500 | 14.5 | 14.3 | 8 | 7.5 | False | 32 | 33 | 9.5 |  | Blower Coil System | False | Conventional | 05/05/2023 |  | 11/22/2023
Carrier Corp. - Indianapolis | Carrier | 25VNA860A*031* | 25VNA860A*031* | FE4ANB006L+UI |  | Voluntarily Certified | Single-split-system heat pumps | False | False | 56500 | 60000 | 17.5 | 14.3 | 8.5 | 7.5 | False | 32 | 33 | 9.5 | 0 | Blower Coil System | True | Conventional | 06/30/2023 |  | 11/22/2023
Carrier Corp. - Indianapolis | Carrier | 25VNA860A*031*+TSTAT | 25VNA860A*031*+TSTAT | FV4CNB006L |  | Voluntarily Certified | Single-split-system heat pumps | False | False | 56500 | 66500 | 14.5 | 14.3 | 8 | 7.5 | False | 32 | 33 | 9.5 |  | Blower Coil System | False | Conventional | 05/05/2023 |  | 11/22/2023
Carrier Corp. - Indianapolis | Carrier | 38MBRCQ48AA3 | 38MBRCQ48AA3 | FV4CN(B,F)005L |  | Voluntarily Certified | Single-split-system heat pumps | False | False | 49500 | 44000 | 14.45 | 14.3 | 7.95 | 7.5 | False | 32 | 33 | 9.35 |  | Blower Coil System | True | Conventional | 05/05/2023 |  | 11/22/2023
Carrier Corp. - Indianapolis | Carrier | 38MBRCQ58AA3 | 38MBRCQ58AA3 | FV4CNB006L |  | Voluntarily Certified | Single-split-system heat pumps | False | False | 59500 | 56500 | 14.75 | 14.3 | 8.35 | 7.5 | False | 32 | 33 | 9.95 |  | Blower Coil System | True | Conventional | 05/05/2023 |  | 11/22/2023
Carrier Corp. - Indianapolis | Carrier | 38MURAQ18AA3* | 38MURAQ18AA3* | PF4MN*B24L* |  | Voluntarily Certified | Single-split-system heat pumps | False | False | 18200 | 18100 | 15 | 14.3 | 7.5 | 7.5 | False | 32 | 33 | 10 |  | Blower Coil System | True | Conventional | 05/05/2023 |  | 11/22/2023
Carrier Corp. - Indianapolis | Carrier | 38MURAQ18AB3* | 38MURAQ18AB3* | FJ4DN*B24L* |  | Voluntarily Certified | Single-split-system heat pumps | False | False | 18500 | 19300 | 15.5 | 14.3 | 9 | 7.5 | False | 32 | 33 | 10.5 |  | Blower Coil System | True | Conventional | 05/05/2023 |  | 11/22/2023
Carrier Corp. - Indianapolis | Carrier | 38MURAQ24AA3* | 38MURAQ24AA3* | FJ4DN*B24L* |  | Voluntarily Certified | Single-split-system heat pumps | False | False | 24000 | 25400 | 15.5 | 14.3 | 9 | 7.5 | False | 32 | 33 | 9.5 |  | Blower Coil System | True | Conventional | 05/05/2023 |  | 11/22/2023
Carrier Corp. - Indianapolis | Carrier | 38MURAQ24AB3* | 38MURAQ24AB3* | FJ4DN*B24L* |  | Voluntarily Certified | Single-split-system heat pumps | False | False | 24000 | 26400 | 16 | 14.3 | 9 | 7.5 | False | 32 | 33 | 10 |  | Blower Coil System | True | Conventional | 05/05/2023 |  | 11/22/2023
Carrier Corp. - Indianapolis | Carrier | 38MURAQ30AA3* | 38MURAQ30AA3* | FJ4DN*B30L* |  | Voluntarily Certified | Single-split-system heat pumps | False | False | 30000 | 31600 | 14.5 | 14.3 | 8 | 7.5 | False | 32 | 33 | 9.5 |  | Blower Coil System | True | Conventional | 05/05/2023 |  | 11/22/2023
Carrier Corp. - Indianapolis | Carrier | 38MURAQ30AB3* | 38MURAQ30AB3* | FJ4DN*B30L* |  | Voluntarily Certified | Single-split-system heat pumps | False | False | 30600 | 34000 | 14.5 | 14.3 | 9 | 7.5 | False | 32 | 33 | 9 |  | Blower Coil System | True | Conventional | 05/05/2023 |  | 11/22/2023
Carrier Corp. - Indianapolis | Carrier | 38MURAQ36AA3* | 38MURAQ36AA3* | FJ4DN*B36L* |  | Voluntarily Certified | Single-split-system heat pumps | False | False | 36000 | 36800 | 14.5 | 14.3 | 7.5 | 7.5 | False | 32 | 33 | 10 |  | Blower Coil System | True | Conventional | 05/05/2023 |  | 11/22/2023
Carrier Corp. - Indianapolis | Carrier | 38MURAQ36AB3* | 38MURAQ36AB3* | FJ4DN*B36L* |  | Voluntarily Certified | Single-split-system heat pumps | False | False | 36200 | 39500 | 15 | 14.3 | 8 | 7.5 | False | 32 | 33 | 9.5 |  | Blower Coil System | True | Conventional | 05/05/2023 |  | 11/22/2023
Carrier Corp. - Indianapolis | Carrier | 38MURAQ48AB3* | 38MURAQ48AB3* | FJ4DN*C48L* |  | Voluntarily Certified | Single-split-system heat pumps | False | False | 48000 | 50000 | 14.5 | 14.3 | 8.5 | 7.5 | False | 32 | 33 | 10 |  | Blower Coil System | True | Conventional | 05/05/2023 |  | 11/22/2023
Carrier Corp. - Indianapolis | Carrier | 38MURAQ60AA3* | 38MURAQ60AA3* | FV4CNB006L |  | Voluntarily Certified | Single-split-system heat pumps | False | False | 55000 | 52500 | 14.5 | 14.3 | 7.5 | 7.5 | False | 32 | 33 | 8.5 |  | Blower Coil System | True | Conventional | 05/05/2023 |  | 11/22/2023
Carrier Corp. - Indianapolis | Carrier | 38MURAQ60AB3* | 38MURAQ60AB3* | FV4CNB006L |  | Voluntarily Certified | Single-split-system heat pumps | False | False | 55000 | 53500 | 14.3 | 14.3 | 8 | 7.5 | False | 32 | 33 | 8.5 | 0 | Blower Coil System | True | Conventional | 06/30/2023 |  | 11/22/2023
Carrier Corp. - Indianapolis | Carrier | 48VR*K24***30* | 48VR*K24***30* |  |  | Voluntarily Certified | Single-package heat pumps (oth | False | False | 22400 | 23800 | 15.2 | 13.4 | 7.2 | 6.7 | False | 33 | 33 | 11.5 | 0 |  | False | Conventional | 06/30/2023 |  | 11/22/2023
Carrier Corp. - Indianapolis | Carrier | 48VR*K36***30* | 48VR*K36***30* |  |  | Voluntarily Certified | Single-package heat pumps (oth | False | False | 34200 | 34400 | 15.5 | 13.4 | 7.2 | 6.7 | False | 33 | 33 | 12 | 0 |  | False | Conventional | 06/30/2023 |  | 11/22/2023
Carrier Corp. - Indianapolis | Carrier | 48VR*K48***30* | 48VR*K48***30* |  |  | Voluntarily Certified | Single-package heat pumps (oth | False | False | 47000 | 45000 | 15.5 | 13.4 | 7.2 | 6.7 | False | 33 | 33 | 11.5 | 0 |  | False | Conventional | 06/30/2023 |  | 11/22/2023
Carrier Corp. - Indianapolis | Carrier | 48VR*K60***30* | 48VR*K60***30* |  |  | Voluntarily Certified | Single-package heat pumps (oth | False | False | 56000 | 56500 | 15.2 | 13.4 | 7.5 | 6.7 | False | 33 | 33 | 11.5 | 0 |  | False | Conventional | 06/30/2023 |  | 11/22/2023
Carrier Corp. - Indianapolis | Carrier | 48VT*K24***30** | 48VT*K24***30** |  |  | Voluntarily Certified | Single-package heat pumps (oth | False | False | 22200 | 24000 | 13.4 | 13.4 | 6.7 | 6.7 | False | 33 | 33 | 11.05 | 0 |  | False | Conventional | 06/30/2023 |  | 11/22/2023
Carrier Corp. - Indianapolis | Carrier | 48VT*K30***30** | 48VT*K30***30** |  |  | Voluntarily Certified | Single-package heat pumps (oth | False | False | 29400 | 30000 | 13.4 | 13.4 | 6.7 | 6.7 | False | 33 | 33 | 11.05 | 0 |  | False | Conventional | 06/30/2023 |  | 11/22/2023
Carrier Corp. - Indianapolis | Carrier | 48VT*K36***30** | 48VT*K36***30** |  |  | Voluntarily Certified | Single-package heat pumps (oth | False | False | 33400 | 35000 | 13.4 | 13.4 | 6.7 | 6.7 | False | 33 | 33 | 11.05 | 0 |  | False | Conventional | 06/30/2023 |  | 11/22/2023
Carrier Corp. - Indianapolis | Carrier | 48VT*K42***30** | 48VT*K42***30** |  |  | Voluntarily Certified | Single-package heat pumps (oth | False | False | 40000 | 40000 | 13.4 | 13.4 | 6.7 | 6.7 | False | 33 | 33 | 11.05 | 0 |  | False | Conventional | 06/30/2023 |  | 11/22/2023
Carrier Corp. - Indianapolis | Carrier | 48VT*K48***30** | 48VT*K48***30** |  |  | Voluntarily Certified | Single-package heat pumps (oth | False | False | 47000 | 46000 | 13.4 | 13.4 | 6.7 | 6.7 | False | 33 | 33 | 11.05 | 0 |  | False | Conventional | 06/30/2023 |  | 11/22/2023
Carrier Corp. - Indianapolis | Carrier | 48VT*K60***30** | 48VT*K60***30** |  |  | Voluntarily Certified | Single-package heat pumps (oth | False | False | 55000 | 57000 | 13.4 | 13.4 | 6.7 | 6.7 | False | 33 | 33 | 11.05 | 0 |  | False | Conventional | 06/30/2023 |  | 11/22/2023
Carrier Corp. - Indianapolis | Carrier | 50VR-K24---30* | 50VR-K24---30* |  |  | Voluntarily Certified | Single-package heat pumps (oth | False | False | 22400 | 23800 | 15.2 | 13.4 | 7.2 | 6.7 | False | 33 | 33 | 11.5 | 0 |  | False | Conventional | 06/30/2023 |  | 11/22/2023
Carrier Corp. - Indianapolis | Carrier | 50VR-K36---30* | 50VR-K36---30* |  |  | Voluntarily Certified | Single-package heat pumps (oth | False | False | 34200 | 34400 | 15.5 | 13.4 | 7.2 | 6.7 | False | 33 | 33 | 12 | 0 |  | False | Conventional | 06/30/2023 |  | 11/22/2023
Carrier Corp. - Indianapolis | Carrier | 50VR-K48---30* | 50VR-K48---30* |  |  | Voluntarily Certified | Single-package heat pumps (oth | False | False | 47000 | 45000 | 15.5 | 13.4 | 7.2 | 6.7 | False | 33 | 33 | 11.5 | 0 |  | False | Conventional | 06/30/2023 |  | 11/22/2023
Carrier Corp. - Indianapolis | Carrier | 50VR-K60---30* | 50VR-K60---30* |  |  | Voluntarily Certified | Single-package heat pumps (oth | False | False | 56000 | 56500 | 15.2 | 13.4 | 7.5 | 6.7 | False | 33 | 33 | 11.5 | 0 |  | False | Conventional | 06/30/2023 |  | 11/22/2023
Carrier Corp. - Indianapolis | Carrier | 50VT*K24***30** | 50VT*K24***30** |  |  | Voluntarily Certified | Single-package heat pumps (oth | False | False | 22200 | 24000 | 13.4 | 13.4 | 6.7 | 6.7 | False | 33 | 33 | 11.05 | 0 |  | False | Conventional | 06/30/2023 |  | 11/22/2023
Carrier Corp. - Indianapolis | Carrier | 50VT*K30***30** | 50VT*K30***30** |  |  | Voluntarily Certified | Single-package heat pumps (oth | False | False | 29400 | 30000 | 13.4 | 13.4 | 6.7 | 6.7 | False | 33 | 33 | 11.05 | 0 |  | False | Conventional | 06/30/2023 |  | 11/22/2023
Carrier Corp. - Indianapolis | Carrier | 50VT*K36***30** | 50VT*K36***30** |  |  | Voluntarily Certified | Single-package heat pumps (oth | False | False | 33400 | 35000 | 13.4 | 13.4 | 6.7 | 6.7 | False | 33 | 33 | 11.05 | 0 |  | False | Conventional | 06/30/2023 |  | 11/22/2023
Carrier Corp. - Indianapolis | Carrier | 50VT*K42***30** | 50VT*K42***30** |  |  | Voluntarily Certified | Single-package heat pumps (oth | False | False | 40000 | 40000 | 13.4 | 13.4 | 6.7 | 6.7 | False | 33 | 33 | 11.05 | 0 |  | False | Conventional | 06/30/2023 |  | 11/22/2023
Carrier Corp. - Indianapolis | Carrier | 50VT*K48***30** | 50VT*K48***30** |  |  | Voluntarily Certified | Single-package heat pumps (oth | False | False | 47000 | 46000 | 13.4 | 13.4 | 6.7 | 6.7 | False | 33 | 33 | 11.05 | 0 |  | False | Conventional | 06/30/2023 |  | 11/22/2023
Carrier Corp. - Indianapolis | Carrier | 50VT*K60***30** | 50VT*K60***30** |  |  | Voluntarily Certified | Single-package heat pumps (oth | False | False | 55000 | 57000 | 13.4 | 13.4 | 6.7 | 6.7 | False | 33 | 33 | 11.05 | 0 |  | False | Conventional | 06/30/2023 |  | 11/22/2023
Carrier Corp. - Indianapolis | Carrier | 50ZHK024***3*** | 50ZHK024***3*** |  |  | Voluntarily Certified | Single-package heat pumps (oth | False | False | 24000 | 24000 | 13.4 | 13.4 | 6.7 | 6.7 | False | 33 | 33 | 10.6 |  |  | False | Conventional | 05/05/2023 |  | 11/22/2023
Carrier Corp. - Indianapolis | Carrier | 50ZHK030***3*** | 50ZHK030***3*** |  |  | Voluntarily Certified | Single-package heat pumps (oth | False | False | 28600 | 28600 | 13.4 | 13.4 | 6.7 | 6.7 | False | 33 | 33 | 10.6 | 0 |  | False | Conventional | 06/30/2023 |  | 11/22/2023
Carrier Corp. - Indianapolis | Carrier | 50ZHK036***3*** | 50ZHK036***3*** |  |  | Voluntarily Certified | Single-package heat pumps (oth | False | False | 35000 | 32200 | 13.4 | 13.4 | 6.7 | 6.7 | False | 33 | 33 | 10.6 | 0 |  | False | Conventional | 06/30/2023 |  | 11/22/2023
Carrier Corp. - Indianapolis | Carrier | 50ZHK042***3*** | 50ZHK042***3*** |  |  | Voluntarily Certified | Single-package heat pumps (oth | False | False | 40000 | 40000 | 13.4 | 13.4 | 6.7 | 6.7 | False | 33 | 33 | 10.6 | 0 |  | False | Conventional | 06/30/2023 |  | 11/22/2023
Carrier Corp. - Indianapolis | Carrier | 50ZHK048***3*** | 50ZHK048***3*** |  |  | Voluntarily Certified | Single-package heat pumps (oth | False | False | 45500 | 45000 | 13.4 | 13.4 | 6.7 | 6.7 | False | 33 | 33 | 10.6 | 0 |  | False | Conventional | 06/30/2023 |  | 11/22/2023
Carrier Corp. - Indianapolis | Carrier | 50ZHK060***3*** | 50ZHK060***3*** |  |  | Voluntarily Certified | Single-package heat pumps (oth | False | False | 54000 | 56000 | 13.4 | 13.4 | 6.7 | 6.7 | False | 33 | 33 | 10.6 | 0 |  | False | Conventional | 06/30/2023 |  | 11/22/2023
Carrier Corp. - Indianapolis | Comfortmaker | C4H5S18*K*AAA* | C4H5S18*K*AAA* | FJMA4*18L*A* |  | Voluntarily Certified | Single-split-system heat pumps | False | False | 17200 | 17400 | 14.3 | 14.3 | 7.5 | 7.5 | False | 32 | 33 | 12 |  | Blower Coil System | False | Conventional | 05/05/2023 |  | 11/22/2023
Carrier Corp. - Indianapolis | Comfortmaker | C4H5S24*K*AAA* | C4H5S24*K*AAA* | FJMA4*24L*B* |  | Voluntarily Certified | Single-split-system heat pumps | False | False | 23600 | 23600 | 15.2 | 14.3 | 7.5 | 7.5 | False | 32 | 33 | 12.5 | 0 | Blower Coil System | False | Conventional | 06/30/2023 |  | 11/22/2023
Carrier Corp. - Indianapolis | Comfortmaker | C4H5S30*K*AAA* | C4H5S30*K*AAA* | FJMA4*30L*B* |  | Voluntarily Certified | Single-split-system heat pumps | False | False | 28400 | 28600 | 14.3 | 14.3 | 7.5 | 7.5 | False | 32 | 33 | 12 |  | Blower Coil System | False | Conventional | 05/05/2023 |  | 11/22/2023
Carrier Corp. - Indianapolis | Comfortmaker | C4H5S36*K*AAA* | C4H5S36*K*AAA* | FJMA4*36L*B* |  | Voluntarily Certified | Single-split-system heat pumps | False | False | 34200 | 34000 | 14.3 | 14.3 | 7.5 | 7.5 | False | 32 | 33 | 12 |  | Blower Coil System | False | Conventional | 05/05/2023 |  | 11/22/2023
Carrier Corp. - Indianapolis | Comfortmaker | C4H5S42*K*AAA* | C4H5S42*K*AAA* | FJMA4*42L*C* |  | Voluntarily Certified | Single-split-system heat pumps | False | False | 40000 | 42000 | 14.3 | 14.3 | 7.5 | 7.5 | False | 32 | 33 | 12 |  | Blower Coil System | False | Conventional | 05/05/2023 |  | 11/22/2023
Carrier Corp. - Indianapolis | Comfortmaker | C4H5S48*K*AAA* | C4H5S48*K*AAA* | FJMA4*48L*C* |  | Voluntarily Certified | Single-split-system heat pumps | False | False | 46000 | 46500 | 14.3 | 14.3 | 7.5 | 7.5 | False | 32 | 33 | 12 |  | Blower Coil System | False | Conventional | 05/05/2023 |  | 11/22/2023
Carrier Corp. - Indianapolis | Comfortmaker | C4H5S60*K*AAA* | C4H5S60*K*AAA* | FJMA4*60L*D* |  | Voluntarily Certified | Single-split-system heat pumps | False | False | 57000 | 57000 | 14.3 | 14.3 | 7.5 | 7.5 | False | 32 | 33 | 12 |  | Blower Coil System | False | Conventional | 05/05/2023 |  | 11/22/2023
Carrier Corp. - Indianapolis | Carrier | CH17NA036P***B* | CH17NA036P***B* | FV4CNB006L |  | Voluntarily Certified | Single-split-system heat pumps | False | False | 36600 | 36400 | 16 | 14.3 | 8 | 7.5 | False | 32 | 33 | 13 |  | Blower Coil System | False | Conventional | 05/05/2023 |  | 11/22/2023
Carrier Corp. - Indianapolis | Comfortmaker | CVH825GKA2* | CVH825GKA2* | FCM4X48***L+WALLCON |  | Voluntarily Certified | Single-split-system heat pumps | False | False | 24400 | 20600 | 17.5 | 14.3 | 8.5 | 7.5 | False | 32 | 33 | 11.7 |  | Blower Coil System | True | Conventional | 05/05/2023 |  | 11/22/2023
Carrier Corp. - Indianapolis | Comfortmaker | CVH825GKA2*+TSTAT | CVH825GKA2*+TSTAT | FVM4X48***L |  | Voluntarily Certified | Single-split-system heat pumps | False | False | 24600 | 31000 | 15.5 | 14.3 | 7.8 | 7.5 | False | 32 | 33 | 11.7 |  | Blower Coil System | False | Conventional | 05/05/2023 |  | 11/22/2023
Carrier Corp. - Indianapolis | Comfortmaker | CVH825GKA3* | CVH825GKA3* | FCM4X48***L+WALLCON |  | Voluntarily Certified | Single-split-system heat pumps | False | False | 24400 | 20600 | 17.5 | 14.3 | 8.5 | 7.5 | False | 32 | 33 | 11.7 | 0 | Blower Coil System | True | Conventional | 06/30/2023 |  | 11/22/2023
Carrier Corp. - Indianapolis | Comfortmaker | CVH825GKA3*+TSTAT | CVH825GKA3*+TSTAT | FVM4X48***L |  | Voluntarily Certified | Single-split-system heat pumps | False | False | 24600 | 31000 | 15.5 | 14.3 | 7.8 | 7.5 | False | 32 | 33 | 11.7 |  | Blower Coil System | False | Conventional | 05/05/2023 |  | 11/22/2023
Carrier Corp. - Indianapolis | Comfortmaker | CVH836GKA2* | CVH836GKA2* | FCM4X48***L+WALLCON |  | Voluntarily Certified | Single-split-system heat pumps | False | False | 33800 | 32000 | 17 | 14.3 | 8.1 | 7.5 | False | 32 | 33 | 9.5 | 0 | Blower Coil System | True | Conventional | 06/30/2023 |  | 11/22/2023
Carrier Corp. - Indianapolis | Comfortmaker | CVH836GKA3* | CVH836GKA3* | FCM4X48***L+WALLCON |  | Voluntarily Certified | Single-split-system heat pumps | False | False | 33800 | 32000 | 17 | 14.3 | 8.1 | 7.5 | False | 32 | 33 | 9.5 | 0 | Blower Coil System | True | Conventional | 06/30/2023 |  | 11/22/2023
Carrier Corp. - Indianapolis | Comfortmaker | CVH837GKA2* | CVH837GKA2* | FCM4X60***L+WALLCON |  | Voluntarily Certified | Single-split-system heat pumps | False | False | 33200 | 31400 | 18.5 | 14.3 | 8.5 | 7.5 | False | 32 | 33 | 12 | 0 | Blower Coil System | True | Conventional | 06/30/2023 |  | 11/22/2023
Carrier Corp. - Indianapolis | Comfortmaker | CVH837GKA2*+TSTAT | CVH837GKA2*+TSTAT | FVM4X60***L |  | Voluntarily Certified | Single-split-system heat pumps | False | False | 33200 | 46500 | 18.5 | 14.3 | 8.5 | 7.5 | False | 32 | 33 | 12 |  | Blower Coil System | False | Conventional | 05/05/2023 |  | 11/22/2023
Carrier Corp. - Indianapolis | Comfortmaker | CVH848GKA2* | CVH848GKA2* | FCM4X48***L+WALLCON |  | Voluntarily Certified | Single-split-system heat pumps | False | False | 45500 | 46000 | 18 | 14.3 | 8.5 | 7.5 | False | 32 | 33 | 10.5 | 0 | Blower Coil System | True | Conventional | 06/30/2023 |  | 11/22/2023
Carrier Corp. - Indianapolis | Comfortmaker | CVH848GKA2*+TSTAT | CVH848GKA2*+TSTAT | FVM4X48***L |  | Voluntarily Certified | Single-split-system heat pumps | False | False | 46000 | 53000 | 16 | 14.3 | 7.7 | 7.5 | False | 32 | 33 | 10.5 |  | Blower Coil System | False | Conventional | 05/05/2023 |  | 11/22/2023
Carrier Corp. - Indianapolis | Comfortmaker | CVH860GKA2* | CVH860GKA2* | FCM4X60***L+WALLCON |  | Voluntarily Certified | Single-split-system heat pumps | False | False | 56500 | 60000 | 17.5 | 14.3 | 8.5 | 7.5 | False | 32 | 33 | 9.5 | 0 | Blower Coil System | True | Conventional | 06/30/2023 |  | 11/22/2023
Carrier Corp. - Indianapolis | Comfortmaker | CVH860GKA2*+TSTAT | CVH860GKA2*+TSTAT | FVM4X60***L |  | Voluntarily Certified | Single-split-system heat pumps | False | False | 56500 | 66500 | 14.5 | 14.3 | 8 | 7.5 | False | 32 | 33 | 9.5 |  | Blower Coil System | False | Conventional | 05/05/2023 |  | 11/22/2023
Carrier Corp. - Indianapolis | Comfortmaker | DLCLRCH48AAK | DLCLRCH48AAK | FVM4X48***L |  | Voluntarily Certified | Single-split-system heat pumps | False | False | 49500 | 44000 | 14.45 | 14.3 | 7.95 | 7.5 | False | 32 | 33 | 9.35 |  | Blower Coil System | True | Conventional | 05/05/2023 |  | 11/22/2023
Carrier Corp. - Indianapolis | Comfortmaker | DLCLRCH58AAK | DLCLRCH58AAK | FVM4X60***L |  | Voluntarily Certified | Single-split-system heat pumps | False | False | 59500 | 56500 | 14.75 | 14.3 | 8.35 | 7.5 | False | 32 | 33 | 9.95 |  | Blower Coil System | True | Conventional | 05/05/2023 |  | 11/22/2023
Carrier Corp. - Indianapolis | Comfortmaker | DLCURAH18AAK | DLCURAH18AAK | FJMA4*24L*B* |  | Voluntarily Certified | Single-split-system heat pumps | False | False | 18200 | 18100 | 15 | 14.3 | 7.5 | 7.5 | False | 32 | 33 | 10 |  | Blower Coil System | True | Conventional | 05/05/2023 |  | 11/22/2023
Carrier Corp. - Indianapolis | Comfortmaker | DLCURAH18ABK | DLCURAH18ABK | FJMA4*24L*B* |  | Voluntarily Certified | Single-split-system heat pumps | False | False | 18500 | 19300 | 15.5 | 14.3 | 9 | 7.5 | False | 32 | 33 | 10.5 |  | Blower Coil System | True | Conventional | 05/05/2023 |  | 11/22/2023
Carrier Corp. - Indianapolis | Comfortmaker | DLCURAH24AAK | DLCURAH24AAK | FJMA4*24L*B* |  | Voluntarily Certified | Single-split-system heat pumps | False | False | 24000 | 25400 | 15.5 | 14.3 | 9 | 7.5 | False | 32 | 33 | 9.5 |  | Blower Coil System | True | Conventional | 05/05/2023 |  | 11/22/2023
Carrier Corp. - Indianapolis | Comfortmaker | DLCURAH24ABK | DLCURAH24ABK | FJMA4*24L*B* |  | Voluntarily Certified | Single-split-system heat pumps | False | False | 24000 | 26400 | 16 | 14.3 | 9 | 7.5 | False | 32 | 33 | 10 |  | Blower Coil System | True | Conventional | 05/05/2023 |  | 11/22/2023
Carrier Corp. - Indianapolis | Comfortmaker | DLCURAH30AAK | DLCURAH30AAK | FJMA4*30L*B* |  | Voluntarily Certified | Single-split-system heat pumps | False | False | 30000 | 31600 | 14.5 | 14.3 | 8 | 7.5 | False | 32 | 33 | 9.5 |  | Blower Coil System | True | Conventional | 05/05/2023 |  | 11/22/2023
Carrier Corp. - Indianapolis | Comfortmaker | DLCURAH30ABK | DLCURAH30ABK | FJMA4*30L*B* |  | Voluntarily Certified | Single-split-system heat pumps | False | False | 30600 | 34000 | 14.5 | 14.3 | 9 | 7.5 | False | 32 | 33 | 9 |  | Blower Coil System | True | Conventional | 05/05/2023 |  | 11/22/2023
Carrier Corp. - Indianapolis | Comfortmaker | DLCURAH36AAK | DLCURAH36AAK | FJMA4*36L*B* |  | Voluntarily Certified | Single-split-system heat pumps | False | False | 36000 | 36800 | 14.5 | 14.3 | 7.5 | 7.5 | False | 32 | 33 | 10 |  | Blower Coil System | True | Conventional | 05/05/2023 |  | 11/22/2023
Carrier Corp. - Indianapolis | Comfortmaker | DLCURAH48AAK | DLCURAH48AAK | FJMA4*48L*C* |  | Voluntarily Certified | Single-split-system heat pumps | False | False | 47500 | 51000 | 14.5 | 14.3 | 8 | 7.5 | False | 32 | 33 | 9.5 | 0 | Blower Coil System | True | Conventional | 06/30/2023 |  | 11/22/2023
Carrier Corp. - Indianapolis | Comfortmaker | DLCURAH48ABK | DLCURAH48ABK | FJMA4*48L*C* |  | Voluntarily Certified | Single-split-system heat pumps | False | False | 48000 | 50000 | 14.5 | 14.3 | 8.5 | 7.5 | False | 32 | 33 | 10 |  | Blower Coil System | True | Conventional | 05/05/2023 |  | 11/22/2023
Carrier Corp. - Indianapolis | Comfortmaker | DLCURAH60AAK | DLCURAH60AAK | FVM4X60***L |  | Voluntarily Certified | Single-split-system heat pumps | False | False | 55000 | 52500 | 14.5 | 14.3 | 7.5 | 7.5 | False | 32 | 33 | 8.5 |  | Blower Coil System | True | Conventional | 05/05/2023 |  | 11/22/2023
Carrier Corp. - Indianapolis | Comfortmaker | DLCURAH60ABK | DLCURAH60ABK | FVM4X60***L |  | Voluntarily Certified | Single-split-system heat pumps | False | False | 55000 | 53500 | 14.3 | 14.3 | 8 | 7.5 | False | 32 | 33 | 8.5 | 0 | Blower Coil System | True | Conventional | 06/30/2023 |  | 11/22/2023
Carrier Corp. - Indianapolis | Carrier | GH5SAN418**AA* | GH5SAN418**AA* | FJ4DN*A18L* |  | Voluntarily Certified | Single-split-system heat pumps | False | False | 17200 | 17400 | 14.3 | 14.3 | 7.5 | 7.5 | False | 32 | 33 | 12 |  | Blower Coil System | False | Conventional | 05/05/2023 |  | 11/22/2023
Carrier Corp. - Indianapolis | Carrier | GH5SAN430**AA* | GH5SAN430**AA* | FJ4DN*B30L* |  | Voluntarily Certified | Single-split-system heat pumps | False | False | 28400 | 28600 | 14.3 | 14.3 | 7.5 | 7.5 | False | 32 | 33 | 12 |  | Blower Coil System | False | Conventional | 05/05/2023 |  | 11/22/2023
Carrier Corp. - Indianapolis | Carrier | GH5SAN436**AA* | GH5SAN436**AA* | FJ4DN*B36L* |  | Voluntarily Certified | Single-split-system heat pumps | False | False | 34200 | 34000 | 14.3 | 14.3 | 7.5 | 7.5 | False | 32 | 33 | 12 |  | Blower Coil System | False | Conventional | 05/05/2023 |  | 11/22/2023
Carrier Corp. - Indianapolis | Carrier | GH5SAN442**AA* | GH5SAN442**AA* | FJ4DN*C42L* |  | Voluntarily Certified | Single-split-system heat pumps | False | False | 40000 | 42000 | 14.3 | 14.3 | 7.5 | 7.5 | False | 32 | 33 | 12 |  | Blower Coil System | False | Conventional | 05/05/2023 |  | 11/22/2023
Carrier Corp. - Indianapolis | Carrier | GH5SAN448**AA* | GH5SAN448**AA* | FJ4DN*C48L* |  | Voluntarily Certified | Single-split-system heat pumps | False | False | 46000 | 46500 | 14.3 | 14.3 | 7.5 | 7.5 | False | 32 | 33 | 12 |  | Blower Coil System | False | Conventional | 05/05/2023 |  | 11/22/2023
Carrier Corp. - Indianapolis | Carrier | GH5SAN460**AA* | GH5SAN460**AA* | FJ4DN*D60L* |  | Voluntarily Certified | Single-split-system heat pumps | False | False | 57000 | 57000 | 14.3 | 14.3 | 7.5 | 7.5 | False | 32 | 33 | 12 |  | Blower Coil System | False | Conventional | 05/05/2023 |  | 11/22/2023
Carrier Corp. - Indianapolis | Comfortmaker | N4H5S18*K*AAA* | N4H5S18*K*AAA* | FJMA4*18L*A* |  | Voluntarily Certified | Single-split-system heat pumps | False | False | 17200 | 17400 | 14.3 | 14.3 | 7.5 | 7.5 | False | 32 | 33 | 12 |  | Blower Coil System | False | Conventional | 05/05/2023 |  | 11/22/2023
Carrier Corp. - Indianapolis | Comfortmaker | N4H5S24*K*AAA* | N4H5S24*K*AAA* | FJMA4*24L*B* |  | Voluntarily Certified | Single-split-system heat pumps | False | False | 23600 | 23600 | 15.2 | 14.3 | 7.5 | 7.5 | False | 32 | 33 | 12.5 | 0 | Blower Coil System | False | Conventional | 06/30/2023 |  | 11/22/2023
Carrier Corp. - Indianapolis | Comfortmaker | N4H5S30*K*AAA* | N4H5S30*K*AAA* | FJMA4*30L*B* |  | Voluntarily Certified | Single-split-system heat pumps | False | False | 28400 | 28600 | 14.3 | 14.3 | 7.5 | 7.5 | False | 32 | 33 | 12 |  | Blower Coil System | False | Conventional | 05/05/2023 |  | 11/22/2023
Carrier Corp. - Indianapolis | Comfortmaker | N4H5S36*K*AAA* | N4H5S36*K*AAA* | FJMA4*36L*B* |  | Voluntarily Certified | Single-split-system heat pumps | False | False | 34200 | 34000 | 14.3 | 14.3 | 7.5 | 7.5 | False | 32 | 33 | 12 |  | Blower Coil System | False | Conventional | 05/05/2023 |  | 11/22/2023
Carrier Corp. - Indianapolis | Comfortmaker | N4H5S42*K*AAA* | N4H5S42*K*AAA* | FJMA4*42L*C* |  | Voluntarily Certified | Single-split-system heat pumps | False | False | 40000 | 42000 | 14.3 | 14.3 | 7.5 | 7.5 | False | 32 | 33 | 12 |  | Blower Coil System | False | Conventional | 05/05/2023 |  | 11/22/2023
Carrier Corp. - Indianapolis | Comfortmaker | N4H5S48*K*AAA* | N4H5S48*K*AAA* | FJMA4*48L*C* |  | Voluntarily Certified | Single-split-system heat pumps | False | False | 46000 | 46500 | 14.3 | 14.3 | 7.5 | 7.5 | False | 32 | 33 | 12 |  | Blower Coil System | False | Conventional | 05/05/2023 |  | 11/22/2023
Carrier Corp. - Indianapolis | Comfortmaker | N4H5S60*K*AAA* | N4H5S60*K*AAA* | FJMA4*60L*D* |  | Voluntarily Certified | Single-split-system heat pumps | False | False | 57000 | 57000 | 14.3 | 14.3 | 7.5 | 7.5 | False | 32 | 33 | 12 |  | Blower Coil System | False | Conventional | 05/05/2023 |  | 11/22/2023
Carrier Corp. - Indianapolis | Comfortmaker | PDD424***K***K1 | PDD424***K***K1 |  |  | Voluntarily Certified | Single-package heat pumps (oth | False | False | 22200 | 24000 | 13.4 | 13.4 | 6.7 | 6.7 | False | 33 | 33 | 11.05 | 0 |  | False | Conventional | 06/30/2023 |  | 11/22/2023
Carrier Corp. - Indianapolis | Comfortmaker | PDD430***K***K1 | PDD430***K***K1 |  |  | Voluntarily Certified | Single-package heat pumps (oth | False | False | 29400 | 30000 | 13.4 | 13.4 | 6.7 | 6.7 | False | 33 | 33 | 11.05 | 0 |  | False | Conventional | 06/30/2023 |  | 11/22/2023
Carrier Corp. - Indianapolis | Comfortmaker | PDD436***K***K1 | PDD436***K***K1 |  |  | Voluntarily Certified | Single-package heat pumps (oth | False | False | 33400 | 35000 | 13.4 | 13.4 | 6.7 | 6.7 | False | 33 | 33 | 11.05 | 0 |  | False | Conventional | 06/30/2023 |  | 11/22/2023
Carrier Corp. - Indianapolis | Comfortmaker | PDD442***K***K1 | PDD442***K***K1 |  |  | Voluntarily Certified | Single-package heat pumps (oth | False | False | 40000 | 40000 | 13.4 | 13.4 | 6.7 | 6.7 | False | 33 | 33 | 11.05 | 0 |  | False | Conventional | 06/30/2023 |  | 11/22/2023
Carrier Corp. - Indianapolis | Comfortmaker | PDD448***K***K1 | PDD448***K***K1 |  |  | Voluntarily Certified | Single-package heat pumps (oth | False | False | 47000 | 46000 | 13.4 | 13.4 | 6.7 | 6.7 | False | 33 | 33 | 11.05 | 0 |  | False | Conventional | 06/30/2023 |  | 11/22/2023
Carrier Corp. - Indianapolis | Comfortmaker | PDD460***K***K1 | PDD460***K***K1 |  |  | Voluntarily Certified | Single-package heat pumps (oth | False | False | 55000 | 57000 | 13.4 | 13.4 | 6.7 | 6.7 | False | 33 | 33 | 11.05 | 0 |  | False | Conventional | 06/30/2023 |  | 11/22/2023
Carrier Corp. - Indianapolis | WEATHERMAKER | PH4GNAK60000AA** | PH4GNAK60000AA** |  |  | Voluntarily Certified | Single-package heat pumps (oth | False | False | 55000 | 57000 | 13.4 | 13.4 | 6.7 | 6.7 | False | 33 | 33 | 11.05 | 0 |  | False | Conventional | 06/30/2023 |  | 11/22/2023
Carrier Corp. - Indianapolis | WEATHERMAKER | PH4ZNK024***3*** | PH4ZNK024***3*** |  |  | Voluntarily Certified | Single-package heat pumps (oth | False | False | 24000 | 24000 | 13.4 | 13.4 | 6.7 | 6.7 | False | 33 | 33 | 10.6 | 0 |  | False | Conventional | 06/30/2023 |  | 11/22/2023
Carrier Corp. - Indianapolis | WEATHERMAKER | PH4ZNK030***3*** | PH4ZNK030***3*** |  |  | Voluntarily Certified | Single-package heat pumps (oth | False | False | 28600 | 28600 | 13.4 | 13.4 | 6.7 | 6.7 | False | 33 | 33 | 10.6 | 0 |  | False | Conventional | 06/30/2023 |  | 11/22/2023
Carrier Corp. - Indianapolis | WEATHERMAKER | PH4ZNK036***3*** | PH4ZNK036***3*** |  |  | Voluntarily Certified | Single-package heat pumps (oth | False | False | 35000 | 32200 | 13.4 | 13.4 | 6.7 | 6.7 | False | 33 | 33 | 10.6 | 0 |  | False | Conventional | 06/30/2023 |  | 11/22/2023
Carrier Corp. - Indianapolis | WEATHERMAKER | PH4ZNK042***3*** | PH4ZNK042***3*** |  |  | Voluntarily Certified | Single-package heat pumps (oth | False | False | 40000 | 40000 | 13.4 | 13.4 | 6.7 | 6.7 | False | 33 | 33 | 10.6 | 0 |  | False | Conventional | 06/30/2023 |  | 11/22/2023
Carrier Corp. - Indianapolis | WEATHERMAKER | PH4ZNK048***3*** | PH4ZNK048***3*** |  |  | Voluntarily Certified | Single-package heat pumps (oth | False | False | 45500 | 45000 | 13.4 | 13.4 | 6.7 | 6.7 | False | 33 | 33 | 10.6 | 0 |  | False | Conventional | 06/30/2023 |  | 11/22/2023
Carrier Corp. - Indianapolis | WEATHERMAKER | PH4ZNK060***3*** | PH4ZNK060***3*** |  |  | Voluntarily Certified | Single-package heat pumps (oth | False | False | 54000 | 56000 | 13.4 | 13.4 | 6.7 | 6.7 | False | 33 | 33 | 10.6 | 0 |  | False | Conventional | 06/30/2023 |  | 11/22/2023
Carrier Corp. - Indianapolis | WEATHERMAKER | PH5SAN418**AA* | PH5SAN418**AA* | FJ4DN*A18L* |  | Voluntarily Certified | Single-split-system heat pumps | False | False | 17200 | 17400 | 14.3 | 14.3 | 7.5 | 7.5 | False | 32 | 33 | 12 |  | Blower Coil System | False | Conventional | 05/05/2023 |  | 11/22/2023
Carrier Corp. - Indianapolis | WEATHERMAKER | PH5SAN430**AA* | PH5SAN430**AA* | FJ4DN*B30L* |  | Voluntarily Certified | Single-split-system heat pumps | False | False | 28400 | 28600 | 14.3 | 14.3 | 7.5 | 7.5 | False | 32 | 33 | 12 |  | Blower Coil System | False | Conventional | 05/05/2023 |  | 11/22/2023
Carrier Corp. - Indianapolis | WEATHERMAKER | PH5SAN436**AA* | PH5SAN436**AA* | FJ4DN*B36L* |  | Voluntarily Certified | Single-split-system heat pumps | False | False | 34200 | 34000 | 14.3 | 14.3 | 7.5 | 7.5 | False | 32 | 33 | 12 |  | Blower Coil System | False | Conventional | 05/05/2023 |  | 11/22/2023
Carrier Corp. - Indianapolis | WEATHERMAKER | PH5SAN442**AA* | PH5SAN442**AA* | FJ4DN*C42L* |  | Voluntarily Certified | Single-split-system heat pumps | False | False | 40000 | 42000 | 14.3 | 14.3 | 7.5 | 7.5 | False | 32 | 33 | 12 |  | Blower Coil System | False | Conventional | 05/05/2023 |  | 11/22/2023
Carrier Corp. - Indianapolis | WEATHERMAKER | PH5SAN448**AA* | PH5SAN448**AA* | FJ4DN*C48L* |  | Voluntarily Certified | Single-split-system heat pumps | False | False | 46000 | 46500 | 14.3 | 14.3 | 7.5 | 7.5 | False | 32 | 33 | 12 |  | Blower Coil System | False | Conventional | 05/05/2023 |  | 11/22/2023
Carrier Corp. - Indianapolis | WEATHERMAKER | PH5SAN460**AA* | PH5SAN460**AA* | FJ4DN*D60L* |  | Voluntarily Certified | Single-split-system heat pumps | False | False | 57000 | 57000 | 14.3 | 14.3 | 7.5 | 7.5 | False | 32 | 33 | 12 |  | Blower Coil System | False | Conventional | 05/05/2023 |  | 11/22/2023
Carrier Corp. - Indianapolis | Comfortmaker | PHD424000K***K1 | PHD424000K***K1 |  |  | Voluntarily Certified | Single-package heat pumps (oth | False | False | 22200 | 24000 | 13.4 | 13.4 | 6.7 | 6.7 | False | 33 | 33 | 11.05 | 0 |  | False | Conventional | 06/30/2023 |  | 11/22/2023
Carrier Corp. - Indianapolis | Comfortmaker | PHD430000K***K1 | PHD430000K***K1 |  |  | Voluntarily Certified | Single-package heat pumps (oth | False | False | 29400 | 30000 | 13.4 | 13.4 | 6.7 | 6.7 | False | 33 | 33 | 11.05 | 0 |  | False | Conventional | 06/30/2023 |  | 11/22/2023
Carrier Corp. - Indianapolis | Comfortmaker | PHD436000K***K1 | PHD436000K***K1 |  |  | Voluntarily Certified | Single-package heat pumps (oth | False | False | 33400 | 35000 | 13.4 | 13.4 | 6.7 | 6.7 | False | 33 | 33 | 11.05 | 0 |  | False | Conventional | 06/30/2023 |  | 11/22/2023
Carrier Corp. - Indianapolis | Comfortmaker | PHD442000K***K1 | PHD442000K***K1 |  |  | Voluntarily Certified | Single-package heat pumps (oth | False | False | 40000 | 40000 | 13.4 | 13.4 | 6.7 | 6.7 | False | 33 | 33 | 11.05 | 0 |  | False | Conventional | 06/30/2023 |  | 11/22/2023
Carrier Corp. - Indianapolis | Comfortmaker | PHD448000K***K1 | PHD448000K***K1 |  |  | Voluntarily Certified | Single-package heat pumps (oth | False | False | 47000 | 46000 | 13.4 | 13.4 | 6.7 | 6.7 | False | 33 | 33 | 11.05 | 0 |  | False | Conventional | 06/30/2023 |  | 11/22/2023
Carrier Corp. - Indianapolis | Comfortmaker | PHD460000K***K1 | PHD460000K***K1 |  |  | Voluntarily Certified | Single-package heat pumps (oth | False | False | 55000 | 57000 | 13.4 | 13.4 | 6.7 | 6.7 | False | 33 | 33 | 11.05 | 0 |  | False | Conventional | 06/30/2023 |  | 11/22/2023
Carrier Corp. - Indianapolis | Comfortmaker | PHJ424***K***K* | PHJ424***K***K* |  |  | Voluntarily Certified | Single-package heat pumps (oth | False | False | 24000 | 24000 | 13.4 | 13.4 | 6.7 | 6.7 | False | 33 | 33 | 10.6 | 0 |  | False | Conventional | 06/30/2023 |  | 11/22/2023
Carrier Corp. - Indianapolis | Comfortmaker | PHJ430***K***K* | PHJ430***K***K* |  |  | Voluntarily Certified | Single-package heat pumps (oth | False | False | 28600 | 28600 | 13.4 | 13.4 | 6.7 | 6.7 | False | 33 | 33 | 10.6 | 0 |  | False | Conventional | 06/30/2023 |  | 11/22/2023
Carrier Corp. - Indianapolis | Comfortmaker | PHJ436***K***K* | PHJ436***K***K* |  |  | Voluntarily Certified | Single-package heat pumps (oth | False | False | 35000 | 32200 | 13.4 | 13.4 | 6.7 | 6.7 | False | 33 | 33 | 10.6 | 0 |  | False | Conventional | 06/30/2023 |  | 11/22/2023
Carrier Corp. - Indianapolis | Comfortmaker | PHR524000K***K1 | PHR524000K***K1 |  |  | Voluntarily Certified | Single-package heat pumps (oth | False | False | 22400 | 23800 | 15.2 | 13.4 | 7.2 | 6.7 | False | 33 | 33 | 11.5 | 0 |  | False | Conventional | 06/30/2023 |  | 11/22/2023
Carrier Corp. - Indianapolis | Comfortmaker | PHR536000K***K1 | PHR536000K***K1 |  |  | Voluntarily Certified | Single-package heat pumps (oth | False | False | 34200 | 34400 | 15.5 | 13.4 | 7.2 | 6.7 | False | 33 | 33 | 12 | 0 |  | False | Conventional | 06/30/2023 |  | 11/22/2023
Carrier Corp. - Indianapolis | Comfortmaker | PHR548000K***K1 | PHR548000K***K1 |  |  | Voluntarily Certified | Single-package heat pumps (oth | False | False | 47000 | 45000 | 15.5 | 13.4 | 7.2 | 6.7 | False | 33 | 33 | 11.5 | 0 |  | False | Conventional | 06/30/2023 |  | 11/22/2023
Carrier Corp. - Indianapolis | Comfortmaker | PHR560000K***K1 | PHR560000K***K1 |  |  | Voluntarily Certified | Single-package heat pumps (oth | False | False | 56000 | 56500 | 15.2 | 13.4 | 7.5 | 6.7 | False | 33 | 33 | 11.5 | 0 |  | False | Conventional | 06/30/2023 |  | 11/22/2023
Carrier Corp. - Indianapolis | Comfortmaker | R4H5S18*K*AAA* | R4H5S18*K*AAA* | FJMA4*18L*A* |  | Voluntarily Certified | Single-split-system heat pumps | False | False | 17200 | 17400 | 14.3 | 14.3 | 7.5 | 7.5 | False | 32 | 33 | 12 |  | Blower Coil System | False | Conventional | 05/05/2023 |  | 11/22/2023
Carrier Corp. - Indianapolis | Comfortmaker | R4H5S24*K*AAA* | R4H5S24*K*AAA* | FJMA4*24L*B* |  | Voluntarily Certified | Single-split-system heat pumps | False | False | 23600 | 23600 | 15.2 | 14.3 | 7.5 | 7.5 | False | 32 | 33 | 12.5 | 0 | Blower Coil System | False | Conventional | 06/30/2023 |  | 11/22/2023
Carrier Corp. - Indianapolis | Comfortmaker | R4H5S30*K*AAA* | R4H5S30*K*AAA* | FJMA4*30L*B* |  | Voluntarily Certified | Single-split-system heat pumps | False | False | 28400 | 28600 | 14.3 | 14.3 | 7.5 | 7.5 | False | 32 | 33 | 12 |  | Blower Coil System | False | Conventional | 05/05/2023 |  | 11/22/2023
Carrier Corp. - Indianapolis | Comfortmaker | R4H5S36*K*AAA* | R4H5S36*K*AAA* | FJMA4*36L*B* |  | Voluntarily Certified | Single-split-system heat pumps | False | False | 34200 | 34000 | 14.3 | 14.3 | 7.5 | 7.5 | False | 32 | 33 | 12 |  | Blower Coil System | False | Conventional | 05/05/2023 |  | 11/22/2023
Carrier Corp. - Indianapolis | Comfortmaker | R4H5S42*K*AAA* | R4H5S42*K*AAA* | FJMA4*42L*C* |  | Voluntarily Certified | Single-split-system heat pumps | False | False | 40000 | 42000 | 14.3 | 14.3 | 7.5 | 7.5 | False | 32 | 33 | 12 |  | Blower Coil System | False | Conventional | 05/05/2023 |  | 11/22/2023
Carrier Corp. - Indianapolis | Comfortmaker | R4H5S48*K*AAA* | R4H5S48*K*AAA* | FJMA4*48L*C* |  | Voluntarily Certified | Single-split-system heat pumps | False | False | 46000 | 46500 | 14.3 | 14.3 | 7.5 | 7.5 | False | 32 | 33 | 12 |  | Blower Coil System | False | Conventional | 05/05/2023 |  | 11/22/2023
Carrier Corp. - Indianapolis | Comfortmaker | R4H5S60*K*AAA* | R4H5S60*K*AAA* | FJMA4*60L*D* |  | Voluntarily Certified | Single-split-system heat pumps | False | False | 57000 | 57000 | 14.3 | 14.3 | 7.5 | 7.5 | False | 32 | 33 | 12 |  | Blower Coil System | False | Conventional | 05/05/2023 |  | 11/22/2023
Carrier Corp. - Indianapolis | EcoTemp | W4H5S18*K*AAA* | W4H5S18*K*AAA* | WBHL184*A* |  | Voluntarily Certified | Single-split-system heat pumps | False | False | 17200 | 17400 | 14.3 | 14.3 | 7.5 | 7.5 | False | 32 | 33 | 12 |  | Blower Coil System | False | Conventional | 05/05/2023 |  | 11/22/2023
Carrier Corp. - Indianapolis | EcoTemp | W4H5S24*K*AAA* | W4H5S24*K*AAA* | WBHL244*B* |  | Voluntarily Certified | Single-split-system heat pumps | False | False | 23600 | 23600 | 15.2 | 14.3 | 7.5 | 7.5 | False | 32 | 33 | 12.5 | 0 | Blower Coil System | False | Conventional | 06/30/2023 |  | 11/22/2023
Carrier Corp. - Indianapolis | EcoTemp | W4H5S30*K*AAA* | W4H5S30*K*AAA* | WBHL304*B* |  | Voluntarily Certified | Single-split-system heat pumps | False | False | 28400 | 28600 | 14.3 | 14.3 | 7.5 | 7.5 | False | 32 | 33 | 12 |  | Blower Coil System | False | Conventional | 05/05/2023 |  | 11/22/2023
Carrier Corp. - Indianapolis | EcoTemp | W4H5S36*K*AAA* | W4H5S36*K*AAA* | WBHL364*B* |  | Voluntarily Certified | Single-split-system heat pumps | False | False | 34200 | 34000 | 14.3 | 14.3 | 7.5 | 7.5 | False | 32 | 33 | 12 |  | Blower Coil System | False | Conventional | 05/05/2023 |  | 11/22/2023
Carrier Corp. - Indianapolis | EcoTemp | W4H5S42*K*AAA* | W4H5S42*K*AAA* | WBHL424*C* |  | Voluntarily Certified | Single-split-system heat pumps | False | False | 40000 | 42000 | 14.3 | 14.3 | 7.5 | 7.5 | False | 32 | 33 | 12 |  | Blower Coil System | False | Conventional | 05/05/2023 |  | 11/22/2023
Carrier Corp. - Indianapolis | EcoTemp | W4H5S48*K*AAA* | W4H5S48*K*AAA* | WBHL484*C* |  | Voluntarily Certified | Single-split-system heat pumps | False | False | 46000 | 46500 | 14.3 | 14.3 | 7.5 | 7.5 | False | 32 | 33 | 12 |  | Blower Coil System | False | Conventional | 05/05/2023 |  | 11/22/2023
Carrier Corp. - Indianapolis | EcoTemp | W4H5S60*K*AAA* | W4H5S60*K*AAA* | WBHL604*D* |  | Voluntarily Certified | Single-split-system heat pumps | False | False | 57000 | 57000 | 14.3 | 14.3 | 7.5 | 7.5 | False | 32 | 33 | 12 |  | Blower Coil System | False | Conventional | 05/05/2023 |  | 11/22/2023
Carrier Corp. - Indianapolis | EcoTemp | W4H7T24*K*AAA* | W4H7T24*K*AAA* | FVM4X36***L |  | Voluntarily Certified | Single-split-system heat pumps | False | False | 23800 | 23800 | 16 | 14.3 | 8.1 | 7.5 | False | 32 | 33 | 12 |  | Blower Coil System | False | Conventional | 05/05/2023 |  | 11/22/2023
Carrier Corp. - Indianapolis | EcoTemp | W4H7T36*K*AAA* | W4H7T36*K*AAA* | FVM4X36***L |  | Voluntarily Certified | Single-split-system heat pumps | False | False | 34200 | 34800 | 15 | 14.3 | 7.8 | 7.5 | False | 32 | 33 | 11.7 |  | Blower Coil System | False | Conventional | 05/05/2023 |  | 11/22/2023
Carrier Corp. - Indianapolis | EcoTemp | W4H7T48*K*AAA* | W4H7T48*K*AAA* | FVM4X60***L |  | Voluntarily Certified | Single-split-system heat pumps | False | False | 46500 | 47000 | 16 | 14.3 | 8.1 | 7.5 | False | 32 | 33 | 12 |  | Blower Coil System | False | Conventional | 05/05/2023 |  | 11/22/2023
Carrier Corp. - Indianapolis | EcoTemp | W4H7T60*K*AAA* | W4H7T60*K*AAA* | FVM4X60***L |  | Voluntarily Certified | Single-split-system heat pumps | False | False | 56500 | 58000 | 16 | 14.3 | 8.1 | 7.5 | False | 32 | 33 | 12 |  | Blower Coil System | False | Conventional | 05/05/2023 |  | 11/22/2023
Carrier Corp. - Indianapolis | EcoTemp | WJH424***K***K* | WJH424***K***K* |  |  | Voluntarily Certified | Single-package heat pumps (oth | False | False | 24000 | 24000 | 13.4 | 13.4 | 6.7 | 6.7 | False | 33 | 33 | 10.6 | 0 |  | False | Conventional | 06/30/2023 |  | 11/22/2023
Carrier Corp. - Indianapolis | EcoTemp | WJH430***K***K* | WJH430***K***K* |  |  | Voluntarily Certified | Single-package heat pumps (oth | False | False | 28600 | 28600 | 13.4 | 13.4 | 6.7 | 6.7 | False | 33 | 33 | 10.6 | 0 |  | False | Conventional | 06/30/2023 |  | 11/22/2023
Carrier Corp. - Indianapolis | EcoTemp | WJH436***K***K* | WJH436***K***K* |  |  | Voluntarily Certified | Single-package heat pumps (oth | False | False | 35000 | 32200 | 13.4 | 13.4 | 6.7 | 6.7 | False | 33 | 33 | 10.6 | 0 |  | False | Conventional | 06/30/2023 |  | 11/22/2023
Carrier Corp. - Indianapolis | EcoTemp | WJH442***K***K* | WJH442***K***K* |  |  | Voluntarily Certified | Single-package heat pumps (oth | False | False | 40000 | 40000 | 13.4 | 13.4 | 6.7 | 6.7 | False | 33 | 33 | 10.6 | 0 |  | False | Conventional | 06/30/2023 |  | 11/22/2023
Carrier Corp. - Indianapolis | EcoTemp | WJH448***K***K* | WJH448***K***K* |  |  | Voluntarily Certified | Single-package heat pumps (oth | False | False | 45500 | 45000 | 13.4 | 13.4 | 6.7 | 6.7 | False | 33 | 33 | 10.6 | 0 |  | False | Conventional | 06/30/2023 |  | 11/22/2023
Carrier Corp. - Indianapolis | EcoTemp | WJH460***K***K* | WJH460***K***K* |  |  | Voluntarily Certified | Single-package heat pumps (oth | False | False | 54000 | 56000 | 13.4 | 13.4 | 6.7 | 6.7 | False | 33 | 33 | 10.6 | 0 |  | False | Conventional | 06/30/2023 |  | 11/22/2023
Carrier Corp. - Indianapolis | EcoTemp | WPH4604000RKK*** | WPH4604000RKK*** |  |  | Voluntarily Certified | Single-package heat pumps (oth | False | False | 55000 | 57000 | 13.4 | 13.4 | 6.7 | 6.7 | False | 33 | 33 | 11.05 | 0 |  | False | Conventional | 06/30/2023 |  | 11/22/2023
Carrier Corp. - Indianapolis | CARRIER CORPORATION | 50FCQA04***3* | 50FCQA04***3* |  |  | Voluntarily Certified | Single-package heat pumps (oth | False | False | 35000 | 34000 | 13.4 | 13.4 | 6.7 | 6.7 | True | 9 | 33 | 11.5 |  |  | False | Conventional | 05/05/2023 |  | 11/22/2023
Carrier Corp. - Indianapolis | CARRIER CORPORATION | 50FCQA06***3* | 50FCQA06***3* |  |  | Voluntarily Certified | Single-package heat pumps (oth | False | False | 59500 | 56500 | 13.4 | 13.4 | 7 | 6.7 | True | 30 | 33 | 11.2 |  |  | False | Conventional | 05/05/2023 |  | 11/22/2023
Carrier Corp. - Indianapolis | CARRIER CORPORATION | 50FCQC05***3* | 50FCQC05***3* |  |  | Voluntarily Certified | Single-package heat pumps (oth | False | False | 47000 | 46000 | 13.4 | 13.4 | 7 | 6.7 | True | 12 | 33 | 11.2 |  |  | False | Conventional | 05/05/2023 |  | 11/22/2023
Carrier Corp. - Indianapolis | CARRIER CORPORATION | 50GCQ(T,H)04***3* | 50GCQ(T,H)04***3* |  |  | Voluntarily Certified | Single-package heat pumps (oth | False | False | 33800 | 33200 | 16 | 13.4 | 7.3 | 6.7 | True | 9 | 33 | 11.7 |  |  | False | Conventional | 05/05/2023 |  | 11/22/2023
Carrier Corp. - Indianapolis | CARRIER CORPORATION | 50GCQ(T,H)05***3* | 50GCQ(T,H)05***3* |  |  | Voluntarily Certified | Single-package heat pumps (oth | False | False | 47000 | 45000 | 16 | 13.4 | 7.1 | 6.7 | True | 12 | 33 | 12 |  |  | False | Conventional | 05/05/2023 |  | 11/22/2023
Carrier Corp. - Indianapolis | CARRIER CORPORATION | 50GCQ(T,H)06***3* | 50GCQ(T,H)06***3* |  |  | Voluntarily Certified | Single-package heat pumps (oth | False | False | 59500 | 51000 | 16 | 13.4 | 7.5 | 6.7 | True | 30 | 33 | 12 |  |  | False | Conventional | 05/05/2023 |  | 11/22/2023
Carrier Corp. - Indianapolis | Comfortmaker | CVH824GKA** | CVH824GKA** | FCM4X24***L+WALLCON |  | Voluntarily Certified | Single-split-system heat pumps | False | False | 23600 | 22200 | 16.5 | 14.3 | 8.1 | 7.5 | False | 32 | 33 | 10 | 0 | Blower Coil System | True | Conventional | 06/30/2023 |  | 11/22/2023
Carrier Corp. - Indianapolis | Comfortmaker | CVH824GKA**+TSTAT | CVH824GKA**+TSTAT | FVM4X24***L |  | Voluntarily Certified | Single-split-system heat pumps | False | False | 23400 | 24800 | 16 | 14.3 | 7.5 | 7.5 | False | 32 | 33 | 10 |  | Blower Coil System | False | Conventional | 05/05/2023 |  | 11/22/2023
Carrier Corp. - Indianapolis | Comfortmaker | CVH848GKA** | CVH848GKA** | FCM4X48***L+WALLCON |  | Voluntarily Certified | Single-split-system heat pumps | False | False | 45500 | 46000 | 18 | 14.3 | 8.1 | 7.5 | False | 32 | 33 | 10.5 | 0 | Blower Coil System | True | Conventional | 06/30/2023 |  | 11/22/2023
Carrier Corp. - Indianapolis | Comfortmaker | CVH860GKA** | CVH860GKA** | FCM4X60***L+WALLCON |  | Voluntarily Certified | Single-split-system heat pumps | False | False | 56500 | 60000 | 17.5 | 14.3 | 8.1 | 7.5 | False | 32 | 33 | 9.5 | 0 | Blower Coil System | True | Conventional | 06/30/2023 |  | 11/22/2023
Carrier Corp. - Indianapolis | Comfortmaker | CVH860GKA**+TSTAT | CVH860GKA**+TSTAT | FVM4X60***L |  | Voluntarily Certified | Single-split-system heat pumps | False | False | 56500 | 66500 | 14.5 | 14.3 | 8 | 7.5 | False | 32 | 33 | 9.5 |  | Blower Coil System | False | Conventional | 05/05/2023 |  | 11/22/2023
Carrier Corp. - Indianapolis | Comfortmaker | N4H636GKP** | N4H636GKP** | FVM4X60***L |  | Voluntarily Certified | Single-split-system heat pumps | False | False | 36600 | 36400 | 16 | 14.3 | 8 | 7.5 | False | 32 | 33 | 13 |  | Blower Coil System | False | Conventional | 05/05/2023 |  | 11/22/2023
Carrier Corp. - Indianapolis | WEATHERMAKER | PH16NA036P0**C* | PH16NA036P0**C* | FV4CNB006L |  | Voluntarily Certified | Single-split-system heat pumps | False | False | 36600 | 36400 | 16 | 14.3 | 8 | 7.5 | False | 32 | 33 | 13 |  | Blower Coil System | False | Conventional | 05/05/2023 |  | 11/22/2023
Carrier Corp. - Indianapolis | Comfortmaker | PHJ442***K***K* | PHJ442***K***K* |  |  | Voluntarily Certified | Single-package heat pumps (oth | False | False | 40000 | 40000 | 13.4 | 13.4 | 6.7 | 6.7 | False | 33 | 33 | 10.6 | 0 |  | False | Conventional | 06/30/2023 |  | 11/22/2023
Carrier Corp. - Indianapolis | Comfortmaker | PHJ448***K***K* | PHJ448***K***K* |  |  | Voluntarily Certified | Single-package heat pumps (oth | False | False | 45500 | 45000 | 13.4 | 13.4 | 6.7 | 6.7 | False | 33 | 33 | 10.6 | 0 |  | False | Conventional | 06/30/2023 |  | 11/22/2023
Carrier Corp. - Indianapolis | Comfortmaker | PHJ460***K***K* | PHJ460***K***K* |  |  | Voluntarily Certified | Single-package heat pumps (oth | False | False | 54000 | 56000 | 13.4 | 13.4 | 6.7 | 6.7 | False | 33 | 33 | 10.6 | 0 |  | False | Conventional | 06/30/2023 |  | 11/22/2023
Carrier Corp. - Indianapolis | Comfortmaker | RHV036K* | RHV036K* |  |  | Voluntarily Certified | Single-package heat pumps (oth | False | False | 35000 | 34000 | 13.4 | 13.4 | 6.7 | 6.7 | True | 9 | 33 | 11.5 |  |  | False | Conventional | 05/05/2023 |  | 11/22/2023
Carrier Corp. - Indianapolis | Comfortmaker | RHV049K* | RHV049K* |  |  | Voluntarily Certified | Single-package heat pumps (oth | False | False | 47000 | 46000 | 13.4 | 13.4 | 7 | 6.7 | True | 12 | 33 | 11.2 |  |  | False | Conventional | 05/05/2023 |  | 11/22/2023
Carrier Corp. - Indianapolis | Comfortmaker | RHV060K* | RHV060K* |  |  | Voluntarily Certified | Single-package heat pumps (oth | False | False | 59500 | 56500 | 13.4 | 13.4 | 7 | 6.7 | True | 30 | 33 | 11.2 |  |  | False | Conventional | 05/05/2023 |  | 11/22/2023
Carrier Corp. - Indianapolis | Comfortmaker | RHW037K* | RHW037K* |  |  | Voluntarily Certified | Single-package heat pumps (oth | False | False | 33800 | 33200 | 16 | 13.4 | 7.3 | 6.7 | True | 9 | 33 | 11.7 |  |  | False | Conventional | 05/05/2023 |  | 11/22/2023
Carrier Corp. - Indianapolis | Comfortmaker | RHW049K* | RHW049K* |  |  | Voluntarily Certified | Single-package heat pumps (oth | False | False | 47000 | 45000 | 16 | 13.4 | 7.1 | 6.7 | True | 12 | 33 | 12 |  |  | False | Conventional | 05/05/2023 |  | 11/22/2023
Carrier Corp. - Indianapolis | Comfortmaker | RHW061K* | RHW061K* |  |  | Voluntarily Certified | Single-package heat pumps (oth | False | False | 59500 | 51000 | 16 | 13.4 | 7.5 | 6.7 | True | 30 | 33 | 12 |  |  | False | Conventional | 05/05/2023 |  | 11/22/2023
Carrier Corp. - Indianapolis | Comfortmaker | CVH837GKA** | CVH837GKA** | FCM4X60***L+WALLCON |  | Voluntarily Certified | Single-split-system heat pumps | False | False | 33200 | 31600 | 18.5 | 14.3 | 8.1 | 7.5 | False | 32 | 33 | 12 | 0 | Blower Coil System | True | Conventional | 06/30/2023 |  | 11/22/2023
Carrier Corp. - Indianapolis | Kenmore | (C,H,T)4H5S18*K*AAA* | (C,H,T)4H5S18*K*AAA* | FJMA4*18L*A* |  | Voluntarily Certified | Single-split-system heat pumps | False | False | 17200 | 17400 | 14.3 | 14.3 | 7.5 | 7.5 | False | 32 | 33 | 12 |  | Blower Coil System | False | Conventional | 05/05/2023 |  | 11/22/2023
Carrier Corp. - Indianapolis | Kenmore | (C,H,T)4H5S24*K*AAA* | (C,H,T)4H5S24*K*AAA* | FJMA4*24L*B* |  | Voluntarily Certified | Single-split-system heat pumps | False | False | 23600 | 23600 | 15.2 | 14.3 | 7.5 | 7.5 | False | 32 | 33 | 12.5 | 0 | Blower Coil System | False | Conventional | 06/30/2023 |  | 11/22/2023
Carrier Corp. - Indianapolis | Kenmore | (C,H,T)4H5S30*K*AAA* | (C,H,T)4H5S30*K*AAA* | FJMA4*30L*B* |  | Voluntarily Certified | Single-split-system heat pumps | False | False | 28400 | 28600 | 14.3 | 14.3 | 7.5 | 7.5 | False | 32 | 33 | 12 |  | Blower Coil System | False | Conventional | 05/05/2023 |  | 11/22/2023
Carrier Corp. - Indianapolis | Kenmore | (C,H,T)4H5S36*K*AAA* | (C,H,T)4H5S36*K*AAA* | FJMA4*36L*B* |  | Voluntarily Certified | Single-split-system heat pumps | False | False | 34200 | 34000 | 14.3 | 14.3 | 7.5 | 7.5 | False | 32 | 33 | 12 |  | Blower Coil System | False | Conventional | 05/05/2023 |  | 11/22/2023
Carrier Corp. - Indianapolis | Kenmore | (C,H,T)4H5S42*K*AAA* | (C,H,T)4H5S42*K*AAA* | FJMA4*42L*C* |  | Voluntarily Certified | Single-split-system heat pumps | False | False | 40000 | 42000 | 14.3 | 14.3 | 7.5 | 7.5 | False | 32 | 33 | 12 |  | Blower Coil System | False | Conventional | 05/05/2023 |  | 11/22/2023
Carrier Corp. - Indianapolis | Kenmore | (C,H,T)4H5S48*K*AAA* | (C,H,T)4H5S48*K*AAA* | FJMA4*48L*C* |  | Voluntarily Certified | Single-split-system heat pumps | False | False | 46000 | 46500 | 14.3 | 14.3 | 7.5 | 7.5 | False | 32 | 33 | 12 |  | Blower Coil System | False | Conventional | 05/05/2023 |  | 11/22/2023
Carrier Corp. - Indianapolis | Kenmore | (C,H,T)4H5S60*K*AAA* | (C,H,T)4H5S60*K*AAA* | FJMA4*60L*D* |  | Voluntarily Certified | Single-split-system heat pumps | False | False | 57000 | 57000 | 14.3 | 14.3 | 7.5 | 7.5 | False | 32 | 33 | 12 |  | Blower Coil System | False | Conventional | 05/05/2023 |  | 11/22/2023
Carrier Corp. - Indianapolis | Kenmore | (C,H,T)VH825GKA2* | (C,H,T)VH825GKA2* | FCM4X48***L+WALLCON |  | Voluntarily Certified | Single-split-system heat pumps | False | False | 24400 | 20600 | 17.5 | 14.3 | 8.5 | 7.5 | False | 32 | 33 | 11.7 |  | Blower Coil System | True | Conventional | 05/05/2023 |  | 11/22/2023
Carrier Corp. - Indianapolis | Kenmore | (C,H,T)VH825GKA2*+TSTAT | (C,H,T)VH825GKA2*+TSTAT | FVM4X48***L |  | Voluntarily Certified | Single-split-system heat pumps | False | False | 24600 | 31000 | 15.5 | 14.3 | 7.8 | 7.5 | False | 32 | 33 | 11.7 |  | Blower Coil System | False | Conventional | 05/05/2023 |  | 11/22/2023
Carrier Corp. - Indianapolis | Kenmore | (C,H,T)VH825GKA3* | (C,H,T)VH825GKA3* | FCM4X48***L+WALLCON |  | Voluntarily Certified | Single-split-system heat pumps | False | False | 24400 | 20600 | 17.5 | 14.3 | 8.5 | 7.5 | False | 32 | 33 | 11.7 | 0 | Blower Coil System | True | Conventional | 06/30/2023 |  | 11/22/2023
Carrier Corp. - Indianapolis | Kenmore | (C,H,T)VH825GKA3*+TSTAT | (C,H,T)VH825GKA3*+TSTAT | FVM4X48***L |  | Voluntarily Certified | Single-split-system heat pumps | False | False | 24600 | 31000 | 15.5 | 14.3 | 7.8 | 7.5 | False | 32 | 33 | 11.7 |  | Blower Coil System | False | Conventional | 05/05/2023 |  | 11/22/2023
Carrier Corp. - Indianapolis | Kenmore | (C,H,T)VH836GKA2* | (C,H,T)VH836GKA2* | FCM4X48***L+WALLCON |  | Voluntarily Certified | Single-split-system heat pumps | False | False | 33800 | 32000 | 17 | 14.3 | 8.1 | 7.5 | False | 32 | 33 | 9.5 | 0 | Blower Coil System | True | Conventional | 06/30/2023 |  | 11/22/2023
Carrier Corp. - Indianapolis | Kenmore | (C,H,T)VH836GKA3* | (C,H,T)VH836GKA3* | FCM4X48***L+WALLCON |  | Voluntarily Certified | Single-split-system heat pumps | False | False | 33800 | 32000 | 17 | 14.3 | 8.1 | 7.5 | False | 32 | 33 | 9.5 | 0 | Blower Coil System | True | Conventional | 06/30/2023 |  | 11/22/2023
Carrier Corp. - Indianapolis | Kenmore | (C,H,T)VH837GKA2* | (C,H,T)VH837GKA2* | FCM4X60***L+WALLCON |  | Voluntarily Certified | Single-split-system heat pumps | False | False | 33200 | 31400 | 18.5 | 14.3 | 8.5 | 7.5 | False | 32 | 33 | 12 | 0 | Blower Coil System | True | Conventional | 06/30/2023 |  | 11/22/2023
Carrier Corp. - Indianapolis | Kenmore | (C,H,T)VH837GKA2*+TSTAT | (C,H,T)VH837GKA2*+TSTAT | FVM4X60***L |  | Voluntarily Certified | Single-split-system heat pumps | False | False | 33200 | 46500 | 18.5 | 14.3 | 8.5 | 7.5 | False | 32 | 33 | 12 |  | Blower Coil System | False | Conventional | 05/05/2023 |  | 11/22/2023
Carrier Corp. - Indianapolis | Kenmore | (C,H,T)VH848GKA2* | (C,H,T)VH848GKA2* | FCM4X48***L+WALLCON |  | Voluntarily Certified | Single-split-system heat pumps | False | False | 45500 | 46000 | 18 | 14.3 | 8.5 | 7.5 | False | 32 | 33 | 10.5 | 0 | Blower Coil System | True | Conventional | 06/30/2023 |  | 11/22/2023
Carrier Corp. - Indianapolis | Kenmore | (C,H,T)VH848GKA2*+TSTAT | (C,H,T)VH848GKA2*+TSTAT | FVM4X48***L |  | Voluntarily Certified | Single-split-system heat pumps | False | False | 46000 | 53000 | 16 | 14.3 | 7.7 | 7.5 | False | 32 | 33 | 10.5 |  | Blower Coil System | False | Conventional | 05/05/2023 |  | 11/22/2023
Carrier Corp. - Indianapolis | Kenmore | (C,H,T)VH860GKA2* | (C,H,T)VH860GKA2* | FCM4X60***L+WALLCON |  | Voluntarily Certified | Single-split-system heat pumps | False | False | 56500 | 60000 | 17.5 | 14.3 | 8.5 | 7.5 | False | 32 | 33 | 9.5 | 0 | Blower Coil System | True | Conventional | 06/30/2023 |  | 11/22/2023
Carrier Corp. - Indianapolis | Kenmore | (C,H,T)VH860GKA2*+TSTAT | (C,H,T)VH860GKA2*+TSTAT | FVM4X60***L |  | Voluntarily Certified | Single-split-system heat pumps | False | False | 56500 | 66500 | 14.5 | 14.3 | 8 | 7.5 | False | 32 | 33 | 9.5 |  | Blower Coil System | False | Conventional | 05/05/2023 |  | 11/22/2023
Carrier Corp. - Indianapolis | Keeprite | C4H5S18*K*AAA* | C4H5S18*K*AAA* | FJMA4*18L*A* |  | Voluntarily Certified | Single-split-system heat pumps | False | False | 17200 | 17400 | 14.3 | 14.3 | 7.5 | 7.5 | False | 32 | 33 | 12 |  | Blower Coil System | False | Conventional | 05/05/2023 |  | 11/22/2023
Carrier Corp. - Indianapolis | Keeprite | C4H5S24*K*AAA* | C4H5S24*K*AAA* | FJMA4*24L*B* |  | Voluntarily Certified | Single-split-system heat pumps | False | False | 23600 | 23600 | 15.2 | 14.3 | 7.5 | 7.5 | False | 32 | 33 | 12.5 | 0 | Blower Coil System | False | Conventional | 06/30/2023 |  | 11/22/2023
Carrier Corp. - Indianapolis | Keeprite | C4H5S30*K*AAA* | C4H5S30*K*AAA* | FJMA4*30L*B* |  | Voluntarily Certified | Single-split-system heat pumps | False | False | 28400 | 28600 | 14.3 | 14.3 | 7.5 | 7.5 | False | 32 | 33 | 12 |  | Blower Coil System | False | Conventional | 05/05/2023 |  | 11/22/2023
Carrier Corp. - Indianapolis | Keeprite | C4H5S36*K*AAA* | C4H5S36*K*AAA* | FJMA4*36L*B* |  | Voluntarily Certified | Single-split-system heat pumps | False | False | 34200 | 34000 | 14.3 | 14.3 | 7.5 | 7.5 | False | 32 | 33 | 12 |  | Blower Coil System | False | Conventional | 05/05/2023 |  | 11/22/2023
Carrier Corp. - Indianapolis | Keeprite | C4H5S42*K*AAA* | C4H5S42*K*AAA* | FJMA4*42L*C* |  | Voluntarily Certified | Single-split-system heat pumps | False | False | 40000 | 42000 | 14.3 | 14.3 | 7.5 | 7.5 | False | 32 | 33 | 12 |  | Blower Coil System | False | Conventional | 05/05/2023 |  | 11/22/2023
Carrier Corp. - Indianapolis | Keeprite | C4H5S48*K*AAA* | C4H5S48*K*AAA* | FJMA4*48L*C* |  | Voluntarily Certified | Single-split-system heat pumps | False | False | 46000 | 46500 | 14.3 | 14.3 | 7.5 | 7.5 | False | 32 | 33 | 12 |  | Blower Coil System | False | Conventional | 05/05/2023 |  | 11/22/2023
Carrier Corp. - Indianapolis | Keeprite | C4H5S60*K*AAA* | C4H5S60*K*AAA* | FJMA4*60L*D* |  | Voluntarily Certified | Single-split-system heat pumps | False | False | 57000 | 57000 | 14.3 | 14.3 | 7.5 | 7.5 | False | 32 | 33 | 12 |  | Blower Coil System | False | Conventional | 05/05/2023 |  | 11/22/2023
Carrier Corp. - Indianapolis | Keeprite | CVH825GKA2* | CVH825GKA2* | FCM4X48***L+WALLCON |  | Voluntarily Certified | Single-split-system heat pumps | False | False | 24400 | 20600 | 17.5 | 14.3 | 8.5 | 7.5 | False | 32 | 33 | 11.7 |  | Blower Coil System | True | Conventional | 05/05/2023 |  | 11/22/2023
Carrier Corp. - Indianapolis | Keeprite | CVH825GKA2*+TSTAT | CVH825GKA2*+TSTAT | FVM4X48***L |  | Voluntarily Certified | Single-split-system heat pumps | False | False | 24600 | 31000 | 15.5 | 14.3 | 7.8 | 7.5 | False | 32 | 33 | 11.7 |  | Blower Coil System | False | Conventional | 05/05/2023 |  | 11/22/2023
Carrier Corp. - Indianapolis | Keeprite | CVH825GKA3* | CVH825GKA3* | FCM4X48***L+WALLCON |  | Voluntarily Certified | Single-split-system heat pumps | False | False | 24400 | 20600 | 17.5 | 14.3 | 8.5 | 7.5 | False | 32 | 33 | 11.7 | 0 | Blower Coil System | True | Conventional | 06/30/2023 |  | 11/22/2023
Carrier Corp. - Indianapolis | Keeprite | CVH825GKA3*+TSTAT | CVH825GKA3*+TSTAT | FVM4X48***L |  | Voluntarily Certified | Single-split-system heat pumps | False | False | 24600 | 31000 | 15.5 | 14.3 | 7.8 | 7.5 | False | 32 | 33 | 11.7 |  | Blower Coil System | False | Conventional | 05/05/2023 |  | 11/22/2023
Carrier Corp. - Indianapolis | Keeprite | CVH836GKA2* | CVH836GKA2* | FCM4X48***L+WALLCON |  | Voluntarily Certified | Single-split-system heat pumps | False | False | 33800 | 32000 | 17 | 14.3 | 8.1 | 7.5 | False | 32 | 33 | 9.5 | 0 | Blower Coil System | True | Conventional | 06/30/2023 |  | 11/22/2023
Carrier Corp. - Indianapolis | Keeprite | CVH836GKA3* | CVH836GKA3* | FCM4X48***L+WALLCON |  | Voluntarily Certified | Single-split-system heat pumps | False | False | 33800 | 32000 | 17 | 14.3 | 8.1 | 7.5 | False | 32 | 33 | 9.5 | 0 | Blower Coil System | True | Conventional | 06/30/2023 |  | 11/22/2023
Carrier Corp. - Indianapolis | Keeprite | CVH837GKA2* | CVH837GKA2* | FCM4X60***L+WALLCON |  | Voluntarily Certified | Single-split-system heat pumps | False | False | 33200 | 31400 | 18.5 | 14.3 | 8.5 | 7.5 | False | 32 | 33 | 12 | 0 | Blower Coil System | True | Conventional | 06/30/2023 |  | 11/22/2023
Carrier Corp. - Indianapolis | Keeprite | CVH837GKA2*+TSTAT | CVH837GKA2*+TSTAT | FVM4X60***L |  | Voluntarily Certified | Single-split-system heat pumps | False | False | 33200 | 46500 | 18.5 | 14.3 | 8.5 | 7.5 | False | 32 | 33 | 12 |  | Blower Coil System | False | Conventional | 05/05/2023 |  | 11/22/2023
Carrier Corp. - Indianapolis | Keeprite | CVH848GKA2* | CVH848GKA2* | FCM4X48***L+WALLCON |  | Voluntarily Certified | Single-split-system heat pumps | False | False | 45500 | 46000 | 18 | 14.3 | 8.5 | 7.5 | False | 32 | 33 | 10.5 | 0 | Blower Coil System | True | Conventional | 06/30/2023 |  | 11/22/2023
Carrier Corp. - Indianapolis | Keeprite | CVH848GKA2*+TSTAT | CVH848GKA2*+TSTAT | FVM4X48***L |  | Voluntarily Certified | Single-split-system heat pumps | False | False | 46000 | 53000 | 16 | 14.3 | 7.7 | 7.5 | False | 32 | 33 | 10.5 |  | Blower Coil System | False | Conventional | 05/05/2023 |  | 11/22/2023
Carrier Corp. - Indianapolis | Keeprite | CVH860GKA2* | CVH860GKA2* | FCM4X60***L+WALLCON |  | Voluntarily Certified | Single-split-system heat pumps | False | False | 56500 | 60000 | 17.5 | 14.3 | 8.5 | 7.5 | False | 32 | 33 | 9.5 | 0 | Blower Coil System | True | Conventional | 06/30/2023 |  | 11/22/2023
Carrier Corp. - Indianapolis | Keeprite | CVH860GKA2*+TSTAT | CVH860GKA2*+TSTAT | FVM4X60***L |  | Voluntarily Certified | Single-split-system heat pumps | False | False | 56500 | 66500 | 14.5 | 14.3 | 8 | 7.5 | False | 32 | 33 | 9.5 |  | Blower Coil System | False | Conventional | 05/05/2023 |  | 11/22/2023
Carrier Corp. - Indianapolis | Keeprite | DLCLRCH48AAK | DLCLRCH48AAK | FVM4X48***L |  | Voluntarily Certified | Single-split-system heat pumps | False | False | 49500 | 44000 | 14.45 | 14.3 | 7.95 | 7.5 | False | 32 | 33 | 9.35 |  | Blower Coil System | True | Conventional | 05/05/2023 |  | 11/22/2023
Carrier Corp. - Indianapolis | Keeprite | DLCLRCH58AAK | DLCLRCH58AAK | FVM4X60***L |  | Voluntarily Certified | Single-split-system heat pumps | False | False | 59500 | 56500 | 14.75 | 14.3 | 8.35 | 7.5 | False | 32 | 33 | 9.95 |  | Blower Coil System | True | Conventional | 05/05/2023 |  | 11/22/2023
Carrier Corp. - Indianapolis | Keeprite | DLCURAH18AAK | DLCURAH18AAK | FJMA4*24L*B* |  | Voluntarily Certified | Single-split-system heat pumps | False | False | 18200 | 18100 | 15 | 14.3 | 7.5 | 7.5 | False | 32 | 33 | 10 |  | Blower Coil System | True | Conventional | 05/05/2023 |  | 11/22/2023
Carrier Corp. - Indianapolis | Keeprite | DLCURAH18ABK | DLCURAH18ABK | FJMA4*24L*B* |  | Voluntarily Certified | Single-split-system heat pumps | False | False | 18500 | 19300 | 15.5 | 14.3 | 9 | 7.5 | False | 32 | 33 | 10.5 |  | Blower Coil System | True | Conventional | 05/05/2023 |  | 11/22/2023
Carrier Corp. - Indianapolis | Keeprite | DLCURAH24AAK | DLCURAH24AAK | FJMA4*24L*B* |  | Voluntarily Certified | Single-split-system heat pumps | False | False | 24000 | 25400 | 15.5 | 14.3 | 9 | 7.5 | False | 32 | 33 | 9.5 |  | Blower Coil System | True | Conventional | 05/05/2023 |  | 11/22/2023
Carrier Corp. - Indianapolis | Keeprite | DLCURAH24ABK | DLCURAH24ABK | FJMA4*24L*B* |  | Voluntarily Certified | Single-split-system heat pumps | False | False | 24000 | 26400 | 16 | 14.3 | 9 | 7.5 | False | 32 | 33 | 10 |  | Blower Coil System | True | Conventional | 05/05/2023 |  | 11/22/2023
Carrier Corp. - Indianapolis | Keeprite | DLCURAH30AAK | DLCURAH30AAK | FJMA4*30L*B* |  | Voluntarily Certified | Single-split-system heat pumps | False | False | 30000 | 31600 | 14.5 | 14.3 | 8 | 7.5 | False | 32 | 33 | 9.5 |  | Blower Coil System | True | Conventional | 05/05/2023 |  | 11/22/2023
Carrier Corp. - Indianapolis | Keeprite | DLCURAH30ABK | DLCURAH30ABK | FJMA4*30L*B* |  | Voluntarily Certified | Single-split-system heat pumps | False | False | 30600 | 34000 | 14.5 | 14.3 | 9 | 7.5 | False | 32 | 33 | 9 |  | Blower Coil System | True | Conventional | 05/05/2023 |  | 11/22/2023
Carrier Corp. - Indianapolis | Keeprite | DLCURAH36AAK | DLCURAH36AAK | FJMA4*36L*B* |  | Voluntarily Certified | Single-split-system heat pumps | False | False | 36000 | 36800 | 14.5 | 14.3 | 7.5 | 7.5 | False | 32 | 33 | 10 |  | Blower Coil System | True | Conventional | 05/05/2023 |  | 11/22/2023
Carrier Corp. - Indianapolis | Keeprite | DLCURAH48AAK | DLCURAH48AAK | FJMA4*48L*C* |  | Voluntarily Certified | Single-split-system heat pumps | False | False | 47500 | 51000 | 14.5 | 14.3 | 8 | 7.5 | False | 32 | 33 | 9.5 | 0 | Blower Coil System | True | Conventional | 06/30/2023 |  | 11/22/2023
Carrier Corp. - Indianapolis | Keeprite | DLCURAH48ABK | DLCURAH48ABK | FJMA4*48L*C* |  | Voluntarily Certified | Single-split-system heat pumps | False | False | 48000 | 50000 | 14.5 | 14.3 | 8.5 | 7.5 | False | 32 | 33 | 10 |  | Blower Coil System | True | Conventional | 05/05/2023 |  | 11/22/2023
Carrier Corp. - Indianapolis | Keeprite | DLCURAH60AAK | DLCURAH60AAK | FVM4X60***L |  | Voluntarily Certified | Single-split-system heat pumps | False | False | 55000 | 52500 | 14.5 | 14.3 | 7.5 | 7.5 | False | 32 | 33 | 8.5 |  | Blower Coil System | True | Conventional | 05/05/2023 |  | 11/22/2023
Carrier Corp. - Indianapolis | Keeprite | DLCURAH60ABK | DLCURAH60ABK | FVM4X60***L |  | Voluntarily Certified | Single-split-system heat pumps | False | False | 55000 | 53500 | 14.3 | 14.3 | 8 | 7.5 | False | 32 | 33 | 8.5 | 0 | Blower Coil System | True | Conventional | 06/30/2023 |  | 11/22/2023
Carrier Corp. - Indianapolis | Keeprite | N4H5S18*K*AAA* | N4H5S18*K*AAA* | FJMA4*18L*A* |  | Voluntarily Certified | Single-split-system heat pumps | False | False | 17200 | 17400 | 14.3 | 14.3 | 7.5 | 7.5 | False | 32 | 33 | 12 |  | Blower Coil System | False | Conventional | 05/05/2023 |  | 11/22/2023
Carrier Corp. - Indianapolis | Kenmore | N4H5S18*K*AAA* | N4H5S18*K*AAA* | FJMA4*18L*A* |  | Voluntarily Certified | Single-split-system heat pumps | False | False | 17200 | 17400 | 14.3 | 14.3 | 7.5 | 7.5 | False | 32 | 33 | 12 |  | Blower Coil System | False | Conventional | 05/05/2023 |  | 11/22/2023
Carrier Corp. - Indianapolis | Keeprite | N4H5S24*K*AAA* | N4H5S24*K*AAA* | FJMA4*24L*B* |  | Voluntarily Certified | Single-split-system heat pumps | False | False | 23600 | 23600 | 15.2 | 14.3 | 7.5 | 7.5 | False | 32 | 33 | 12.5 | 0 | Blower Coil System | False | Conventional | 06/30/2023 |  | 11/22/2023
Carrier Corp. - Indianapolis | Kenmore | N4H5S24*K*AAA* | N4H5S24*K*AAA* | FJMA4*24L*B* |  | Voluntarily Certified | Single-split-system heat pumps | False | False | 23600 | 23600 | 15.2 | 14.3 | 7.5 | 7.5 | False | 32 | 33 | 12.5 | 0 | Blower Coil System | False | Conventional | 06/30/2023 |  | 11/22/2023
Carrier Corp. - Indianapolis | Keeprite | N4H5S30*K*AAA* | N4H5S30*K*AAA* | FJMA4*30L*B* |  | Voluntarily Certified | Single-split-system heat pumps | False | False | 28400 | 28600 | 14.3 | 14.3 | 7.5 | 7.5 | False | 32 | 33 | 12 |  | Blower Coil System | False | Conventional | 05/05/2023 |  | 11/22/2023
Carrier Corp. - Indianapolis | Kenmore | N4H5S30*K*AAA* | N4H5S30*K*AAA* | FJMA4*30L*B* |  | Voluntarily Certified | Single-split-system heat pumps | False | False | 28400 | 28600 | 14.3 | 14.3 | 7.5 | 7.5 | False | 32 | 33 | 12 |  | Blower Coil System | False | Conventional | 05/05/2023 |  | 11/22/2023
Carrier Corp. - Indianapolis | Keeprite | N4H5S36*K*AAA* | N4H5S36*K*AAA* | FJMA4*36L*B* |  | Voluntarily Certified | Single-split-system heat pumps | False | False | 34200 | 34000 | 14.3 | 14.3 | 7.5 | 7.5 | False | 32 | 33 | 12 |  | Blower Coil System | False | Conventional | 05/05/2023 |  | 11/22/2023
Carrier Corp. - Indianapolis | Kenmore | N4H5S36*K*AAA* | N4H5S36*K*AAA* | FJMA4*36L*B* |  | Voluntarily Certified | Single-split-system heat pumps | False | False | 34200 | 34000 | 14.3 | 14.3 | 7.5 | 7.5 | False | 32 | 33 | 12 |  | Blower Coil System | False | Conventional | 05/05/2023 |  | 11/22/2023
Carrier Corp. - Indianapolis | Keeprite | N4H5S42*K*AAA* | N4H5S42*K*AAA* | FJMA4*42L*C* |  | Voluntarily Certified | Single-split-system heat pumps | False | False | 40000 | 42000 | 14.3 | 14.3 | 7.5 | 7.5 | False | 32 | 33 | 12 |  | Blower Coil System | False | Conventional | 05/05/2023 |  | 11/22/2023
Carrier Corp. - Indianapolis | Kenmore | N4H5S42*K*AAA* | N4H5S42*K*AAA* | FJMA4*42L*C* |  | Voluntarily Certified | Single-split-system heat pumps | False | False | 40000 | 42000 | 14.3 | 14.3 | 7.5 | 7.5 | False | 32 | 33 | 12 |  | Blower Coil System | False | Conventional | 05/05/2023 |  | 11/22/2023
Carrier Corp. - Indianapolis | Keeprite | N4H5S48*K*AAA* | N4H5S48*K*AAA* | FJMA4*48L*C* |  | Voluntarily Certified | Single-split-system heat pumps | False | False | 46000 | 46500 | 14.3 | 14.3 | 7.5 | 7.5 | False | 32 | 33 | 12 |  | Blower Coil System | False | Conventional | 05/05/2023 |  | 11/22/2023
Carrier Corp. - Indianapolis | Kenmore | N4H5S48*K*AAA* | N4H5S48*K*AAA* | FJMA4*48L*C* |  | Voluntarily Certified | Single-split-system heat pumps | False | False | 46000 | 46500 | 14.3 | 14.3 | 7.5 | 7.5 | False | 32 | 33 | 12 |  | Blower Coil System | False | Conventional | 05/05/2023 |  | 11/22/2023
Carrier Corp. - Indianapolis | Keeprite | N4H5S60*K*AAA* | N4H5S60*K*AAA* | FJMA4*60L*D* |  | Voluntarily Certified | Single-split-system heat pumps | False | False | 57000 | 57000 | 14.3 | 14.3 | 7.5 | 7.5 | False | 32 | 33 | 12 |  | Blower Coil System | False | Conventional | 05/05/2023 |  | 11/22/2023
Carrier Corp. - Indianapolis | Kenmore | N4H5S60*K*AAA* | N4H5S60*K*AAA* | FJMA4*60L*D* |  | Voluntarily Certified | Single-split-system heat pumps | False | False | 57000 | 57000 | 14.3 | 14.3 | 7.5 | 7.5 | False | 32 | 33 | 12 |  | Blower Coil System | False | Conventional | 05/05/2023 |  | 11/22/2023
Carrier Corp. - Indianapolis | Keeprite | PDD424***K***K1 | PDD424***K***K1 |  |  | Voluntarily Certified | Single-package heat pumps (oth | False | False | 22200 | 24000 | 13.4 | 13.4 | 6.7 | 6.7 | False | 33 | 33 | 11.05 | 0 |  | False | Conventional | 06/30/2023 |  | 11/22/2023
Carrier Corp. - Indianapolis | Kenmore | PDD424***K***K1 | PDD424***K***K1 |  |  | Voluntarily Certified | Single-package heat pumps (oth | False | False | 22200 | 24000 | 13.4 | 13.4 | 6.7 | 6.7 | False | 33 | 33 | 11.05 | 0 |  | False | Conventional | 06/30/2023 |  | 11/22/2023
Carrier Corp. - Indianapolis | Keeprite | PDD430***K***K1 | PDD430***K***K1 |  |  | Voluntarily Certified | Single-package heat pumps (oth | False | False | 29400 | 30000 | 13.4 | 13.4 | 6.7 | 6.7 | False | 33 | 33 | 11.05 | 0 |  | False | Conventional | 06/30/2023 |  | 11/22/2023
Carrier Corp. - Indianapolis | Kenmore | PDD430***K***K1 | PDD430***K***K1 |  |  | Voluntarily Certified | Single-package heat pumps (oth | False | False | 29400 | 30000 | 13.4 | 13.4 | 6.7 | 6.7 | False | 33 | 33 | 11.05 | 0 |  | False | Conventional | 06/30/2023 |  | 11/22/2023
Carrier Corp. - Indianapolis | Keeprite | PDD436***K***K1 | PDD436***K***K1 |  |  | Voluntarily Certified | Single-package heat pumps (oth | False | False | 33400 | 35000 | 13.4 | 13.4 | 6.7 | 6.7 | False | 33 | 33 | 11.05 | 0 |  | False | Conventional | 06/30/2023 |  | 11/22/2023
Carrier Corp. - Indianapolis | Kenmore | PDD436***K***K1 | PDD436***K***K1 |  |  | Voluntarily Certified | Single-package heat pumps (oth | False | False | 33400 | 35000 | 13.4 | 13.4 | 6.7 | 6.7 | False | 33 | 33 | 11.05 | 0 |  | False | Conventional | 06/30/2023 |  | 11/22/2023
Carrier Corp. - Indianapolis | Keeprite | PDD442***K***K1 | PDD442***K***K1 |  |  | Voluntarily Certified | Single-package heat pumps (oth | False | False | 40000 | 40000 | 13.4 | 13.4 | 6.7 | 6.7 | False | 33 | 33 | 11.05 | 0 |  | False | Conventional | 06/30/2023 |  | 11/22/2023
Carrier Corp. - Indianapolis | Kenmore | PDD442***K***K1 | PDD442***K***K1 |  |  | Voluntarily Certified | Single-package heat pumps (oth | False | False | 40000 | 40000 | 13.4 | 13.4 | 6.7 | 6.7 | False | 33 | 33 | 11.05 | 0 |  | False | Conventional | 06/30/2023 |  | 11/22/2023
Carrier Corp. - Indianapolis | Keeprite | PDD448***K***K1 | PDD448***K***K1 |  |  | Voluntarily Certified | Single-package heat pumps (oth | False | False | 47000 | 46000 | 13.4 | 13.4 | 6.7 | 6.7 | False | 33 | 33 | 11.05 | 0 |  | False | Conventional | 06/30/2023 |  | 11/22/2023
Carrier Corp. - Indianapolis | Kenmore | PDD448***K***K1 | PDD448***K***K1 |  |  | Voluntarily Certified | Single-package heat pumps (oth | False | False | 47000 | 46000 | 13.4 | 13.4 | 6.7 | 6.7 | False | 33 | 33 | 11.05 | 0 |  | False | Conventional | 06/30/2023 |  | 11/22/2023
Carrier Corp. - Indianapolis | Keeprite | PDD460***K***K1 | PDD460***K***K1 |  |  | Voluntarily Certified | Single-package heat pumps (oth | False | False | 55000 | 57000 | 13.4 | 13.4 | 6.7 | 6.7 | False | 33 | 33 | 11.05 | 0 |  | False | Conventional | 06/30/2023 |  | 11/22/2023
Carrier Corp. - Indianapolis | Kenmore | PDD460***K***K1 | PDD460***K***K1 |  |  | Voluntarily Certified | Single-package heat pumps (oth | False | False | 55000 | 57000 | 13.4 | 13.4 | 6.7 | 6.7 | False | 33 | 33 | 11.05 | 0 |  | False | Conventional | 06/30/2023 |  | 11/22/2023
Carrier Corp. - Indianapolis | Keeprite | PHD424000K***K1 | PHD424000K***K1 |  |  | Voluntarily Certified | Single-package heat pumps (oth | False | False | 22200 | 24000 | 13.4 | 13.4 | 6.7 | 6.7 | False | 33 | 33 | 11.05 | 0 |  | False | Conventional | 06/30/2023 |  | 11/22/2023
Carrier Corp. - Indianapolis | Kenmore | PHD424000K***K1 | PHD424000K***K1 |  |  | Voluntarily Certified | Single-package heat pumps (oth | False | False | 22200 | 24000 | 13.4 | 13.4 | 6.7 | 6.7 | False | 33 | 33 | 11.05 | 0 |  | False | Conventional | 06/30/2023 |  | 11/22/2023
Carrier Corp. - Indianapolis | Keeprite | PHD430000K***K1 | PHD430000K***K1 |  |  | Voluntarily Certified | Single-package heat pumps (oth | False | False | 29400 | 30000 | 13.4 | 13.4 | 6.7 | 6.7 | False | 33 | 33 | 11.05 | 0 |  | False | Conventional | 06/30/2023 |  | 11/22/2023
Carrier Corp. - Indianapolis | Kenmore | PHD430000K***K1 | PHD430000K***K1 |  |  | Voluntarily Certified | Single-package heat pumps (oth | False | False | 29400 | 30000 | 13.4 | 13.4 | 6.7 | 6.7 | False | 33 | 33 | 11.05 | 0 |  | False | Conventional | 06/30/2023 |  | 11/22/2023
Carrier Corp. - Indianapolis | Keeprite | PHD436000K***K1 | PHD436000K***K1 |  |  | Voluntarily Certified | Single-package heat pumps (oth | False | False | 33400 | 35000 | 13.4 | 13.4 | 6.7 | 6.7 | False | 33 | 33 | 11.05 | 0 |  | False | Conventional | 06/30/2023 |  | 11/22/2023
Carrier Corp. - Indianapolis | Kenmore | PHD436000K***K1 | PHD436000K***K1 |  |  | Voluntarily Certified | Single-package heat pumps (oth | False | False | 33400 | 35000 | 13.4 | 13.4 | 6.7 | 6.7 | False | 33 | 33 | 11.05 | 0 |  | False | Conventional | 06/30/2023 |  | 11/22/2023
Carrier Corp. - Indianapolis | Keeprite | PHD442000K***K1 | PHD442000K***K1 |  |  | Voluntarily Certified | Single-package heat pumps (oth | False | False | 40000 | 40000 | 13.4 | 13.4 | 6.7 | 6.7 | False | 33 | 33 | 11.05 | 0 |  | False | Conventional | 06/30/2023 |  | 11/22/2023
Carrier Corp. - Indianapolis | Kenmore | PHD442000K***K1 | PHD442000K***K1 |  |  | Voluntarily Certified | Single-package heat pumps (oth | False | False | 40000 | 40000 | 13.4 | 13.4 | 6.7 | 6.7 | False | 33 | 33 | 11.05 | 0 |  | False | Conventional | 06/30/2023 |  | 11/22/2023
Carrier Corp. - Indianapolis | Keeprite | PHD448000K***K1 | PHD448000K***K1 |  |  | Voluntarily Certified | Single-package heat pumps (oth | False | False | 47000 | 46000 | 13.4 | 13.4 | 6.7 | 6.7 | False | 33 | 33 | 11.05 | 0 |  | False | Conventional | 06/30/2023 |  | 11/22/2023
Carrier Corp. - Indianapolis | Kenmore | PHD448000K***K1 | PHD448000K***K1 |  |  | Voluntarily Certified | Single-package heat pumps (oth | False | False | 47000 | 46000 | 13.4 | 13.4 | 6.7 | 6.7 | False | 33 | 33 | 11.05 | 0 |  | False | Conventional | 06/30/2023 |  | 11/22/2023
Carrier Corp. - Indianapolis | Keeprite | PHD460000K***K1 | PHD460000K***K1 |  |  | Voluntarily Certified | Single-package heat pumps (oth | False | False | 55000 | 57000 | 13.4 | 13.4 | 6.7 | 6.7 | False | 33 | 33 | 11.05 | 0 |  | False | Conventional | 06/30/2023 |  | 11/22/2023
Carrier Corp. - Indianapolis | Kenmore | PHD460000K***K1 | PHD460000K***K1 |  |  | Voluntarily Certified | Single-package heat pumps (oth | False | False | 55000 | 57000 | 13.4 | 13.4 | 6.7 | 6.7 | False | 33 | 33 | 11.05 | 0 |  | False | Conventional | 06/30/2023 |  | 11/22/2023
Carrier Corp. - Indianapolis | Keeprite | PHJ424***K***K* | PHJ424***K***K* |  |  | Voluntarily Certified | Single-package heat pumps (oth | False | False | 24000 | 24000 | 13.4 | 13.4 | 6.7 | 6.7 | False | 33 | 33 | 10.6 | 0 |  | False | Conventional | 06/30/2023 |  | 11/22/2023
Carrier Corp. - Indianapolis | Kenmore | PHJ424***K***K* | PHJ424***K***K* |  |  | Voluntarily Certified | Single-package heat pumps (oth | False | False | 24000 | 24000 | 13.4 | 13.4 | 6.7 | 6.7 | False | 33 | 33 | 10.6 | 0 |  | False | Conventional | 06/30/2023 |  | 11/22/2023
Carrier Corp. - Indianapolis | Keeprite | PHJ430***K***K* | PHJ430***K***K* |  |  | Voluntarily Certified | Single-package heat pumps (oth | False | False | 28600 | 28600 | 13.4 | 13.4 | 6.7 | 6.7 | False | 33 | 33 | 10.6 | 0 |  | False | Conventional | 06/30/2023 |  | 11/22/2023
Carrier Corp. - Indianapolis | Kenmore | PHJ430***K***K* | PHJ430***K***K* |  |  | Voluntarily Certified | Single-package heat pumps (oth | False | False | 28600 | 28600 | 13.4 | 13.4 | 6.7 | 6.7 | False | 33 | 33 | 10.6 | 0 |  | False | Conventional | 06/30/2023 |  | 11/22/2023
Carrier Corp. - Indianapolis | Keeprite | PHJ436***K***K* | PHJ436***K***K* |  |  | Voluntarily Certified | Single-package heat pumps (oth | False | False | 35000 | 32200 | 13.4 | 13.4 | 6.7 | 6.7 | False | 33 | 33 | 10.6 | 0 |  | False | Conventional | 06/30/2023 |  | 11/22/2023
Carrier Corp. - Indianapolis | Kenmore | PHJ436***K***K* | PHJ436***K***K* |  |  | Voluntarily Certified | Single-package heat pumps (oth | False | False | 35000 | 32200 | 13.4 | 13.4 | 6.7 | 6.7 | False | 33 | 33 | 10.6 | 0 |  | False | Conventional | 06/30/2023 |  | 11/22/2023
Carrier Corp. - Indianapolis | Keeprite | PHR524000K***K1 | PHR524000K***K1 |  |  | Voluntarily Certified | Single-package heat pumps (oth | False | False | 22400 | 23800 | 15.2 | 13.4 | 7.2 | 6.7 | False | 33 | 33 | 11.5 | 0 |  | False | Conventional | 06/30/2023 |  | 11/22/2023
Carrier Corp. - Indianapolis | Kenmore | PHR524000K***K1 | PHR524000K***K1 |  |  | Voluntarily Certified | Single-package heat pumps (oth | False | False | 22400 | 23800 | 15.2 | 13.4 | 7.2 | 6.7 | False | 33 | 33 | 11.5 | 0 |  | False | Conventional | 06/30/2023 |  | 11/22/2023
Carrier Corp. - Indianapolis | Keeprite | PHR536000K***K1 | PHR536000K***K1 |  |  | Voluntarily Certified | Single-package heat pumps (oth | False | False | 34200 | 34400 | 15.5 | 13.4 | 7.2 | 6.7 | False | 33 | 33 | 12 | 0 |  | False | Conventional | 06/30/2023 |  | 11/22/2023
Carrier Corp. - Indianapolis | Kenmore | PHR536000K***K1 | PHR536000K***K1 |  |  | Voluntarily Certified | Single-package heat pumps (oth | False | False | 34200 | 34400 | 15.5 | 13.4 | 7.2 | 6.7 | False | 33 | 33 | 12 | 0 |  | False | Conventional | 06/30/2023 |  | 11/22/2023
Carrier Corp. - Indianapolis | Keeprite | PHR548000K***K1 | PHR548000K***K1 |  |  | Voluntarily Certified | Single-package heat pumps (oth | False | False | 47000 | 45000 | 15.5 | 13.4 | 7.2 | 6.7 | False | 33 | 33 | 11.5 | 0 |  | False | Conventional | 06/30/2023 |  | 11/22/2023
Carrier Corp. - Indianapolis | Kenmore | PHR548000K***K1 | PHR548000K***K1 |  |  | Voluntarily Certified | Single-package heat pumps (oth | False | False | 47000 | 45000 | 15.5 | 13.4 | 7.2 | 6.7 | False | 33 | 33 | 11.5 | 0 |  | False | Conventional | 06/30/2023 |  | 11/22/2023
Carrier Corp. - Indianapolis | Keeprite | PHR560000K***K1 | PHR560000K***K1 |  |  | Voluntarily Certified | Single-package heat pumps (oth | False | False | 56000 | 56500 | 15.2 | 13.4 | 7.5 | 6.7 | False | 33 | 33 | 11.5 | 0 |  | False | Conventional | 06/30/2023 |  | 11/22/2023
Carrier Corp. - Indianapolis | Kenmore | PHR560000K***K1 | PHR560000K***K1 |  |  | Voluntarily Certified | Single-package heat pumps (oth | False | False | 56000 | 56500 | 15.2 | 13.4 | 7.5 | 6.7 | False | 33 | 33 | 11.5 | 0 |  | False | Conventional | 06/30/2023 |  | 11/22/2023
Carrier Corp. - Indianapolis | Keeprite | R4H5S18*K*AAA* | R4H5S18*K*AAA* | FJMA4*18L*A* |  | Voluntarily Certified | Single-split-system heat pumps | False | False | 17200 | 17400 | 14.3 | 14.3 | 7.5 | 7.5 | False | 32 | 33 | 12 |  | Blower Coil System | False | Conventional | 05/05/2023 |  | 11/22/2023
Carrier Corp. - Indianapolis | Kenmore | R4H5S18*K*AAA* | R4H5S18*K*AAA* | FJMA4*18L*A* |  | Voluntarily Certified | Single-split-system heat pumps | False | False | 17200 | 17400 | 14.3 | 14.3 | 7.5 | 7.5 | False | 32 | 33 | 12 |  | Blower Coil System | False | Conventional | 05/05/2023 |  | 11/22/2023
Carrier Corp. - Indianapolis | Keeprite | R4H5S24*K*AAA* | R4H5S24*K*AAA* | FJMA4*24L*B* |  | Voluntarily Certified | Single-split-system heat pumps | False | False | 23600 | 23600 | 15.2 | 14.3 | 7.5 | 7.5 | False | 32 | 33 | 12.5 | 0 | Blower Coil System | False | Conventional | 06/30/2023 |  | 11/22/2023
Carrier Corp. - Indianapolis | Kenmore | R4H5S24*K*AAA* | R4H5S24*K*AAA* | FJMA4*24L*B* |  | Voluntarily Certified | Single-split-system heat pumps | False | False | 23600 | 23600 | 15.2 | 14.3 | 7.5 | 7.5 | False | 32 | 33 | 12.5 | 0 | Blower Coil System | False | Conventional | 06/30/2023 |  | 11/22/2023
Carrier Corp. - Indianapolis | Keeprite | R4H5S30*K*AAA* | R4H5S30*K*AAA* | FJMA4*30L*B* |  | Voluntarily Certified | Single-split-system heat pumps | False | False | 28400 | 28600 | 14.3 | 14.3 | 7.5 | 7.5 | False | 32 | 33 | 12 |  | Blower Coil System | False | Conventional | 05/05/2023 |  | 11/22/2023
Carrier Corp. - Indianapolis | Kenmore | R4H5S30*K*AAA* | R4H5S30*K*AAA* | FJMA4*30L*B* |  | Voluntarily Certified | Single-split-system heat pumps | False | False | 28400 | 28600 | 14.3 | 14.3 | 7.5 | 7.5 | False | 32 | 33 | 12 |  | Blower Coil System | False | Conventional | 05/05/2023 |  | 11/22/2023
Carrier Corp. - Indianapolis | Keeprite | R4H5S36*K*AAA* | R4H5S36*K*AAA* | FJMA4*36L*B* |  | Voluntarily Certified | Single-split-system heat pumps | False | False | 34200 | 34000 | 14.3 | 14.3 | 7.5 | 7.5 | False | 32 | 33 | 12 |  | Blower Coil System | False | Conventional | 05/05/2023 |  | 11/22/2023
Carrier Corp. - Indianapolis | Kenmore | R4H5S36*K*AAA* | R4H5S36*K*AAA* | FJMA4*36L*B* |  | Voluntarily Certified | Single-split-system heat pumps | False | False | 34200 | 34000 | 14.3 | 14.3 | 7.5 | 7.5 | False | 32 | 33 | 12 |  | Blower Coil System | False | Conventional | 05/05/2023 |  | 11/22/2023
Carrier Corp. - Indianapolis | Keeprite | R4H5S42*K*AAA* | R4H5S42*K*AAA* | FJMA4*42L*C* |  | Voluntarily Certified | Single-split-system heat pumps | False | False | 40000 | 42000 | 14.3 | 14.3 | 7.5 | 7.5 | False | 32 | 33 | 12 |  | Blower Coil System | False | Conventional | 05/05/2023 |  | 11/22/2023
Carrier Corp. - Indianapolis | Kenmore | R4H5S42*K*AAA* | R4H5S42*K*AAA* | FJMA4*42L*C* |  | Voluntarily Certified | Single-split-system heat pumps | False | False | 40000 | 42000 | 14.3 | 14.3 | 7.5 | 7.5 | False | 32 | 33 | 12 |  | Blower Coil System | False | Conventional | 05/05/2023 |  | 11/22/2023
Carrier Corp. - Indianapolis | Keeprite | R4H5S48*K*AAA* | R4H5S48*K*AAA* | FJMA4*48L*C* |  | Voluntarily Certified | Single-split-system heat pumps | False | False | 46000 | 46500 | 14.3 | 14.3 | 7.5 | 7.5 | False | 32 | 33 | 12 |  | Blower Coil System | False | Conventional | 05/05/2023 |  | 11/22/2023
Carrier Corp. - Indianapolis | Kenmore | R4H5S48*K*AAA* | R4H5S48*K*AAA* | FJMA4*48L*C* |  | Voluntarily Certified | Single-split-system heat pumps | False | False | 46000 | 46500 | 14.3 | 14.3 | 7.5 | 7.5 | False | 32 | 33 | 12 |  | Blower Coil System | False | Conventional | 05/05/2023 |  | 11/22/2023
Carrier Corp. - Indianapolis | Keeprite | R4H5S60*K*AAA* | R4H5S60*K*AAA* | FJMA4*60L*D* |  | Voluntarily Certified | Single-split-system heat pumps | False | False | 57000 | 57000 | 14.3 | 14.3 | 7.5 | 7.5 | False | 32 | 33 | 12 |  | Blower Coil System | False | Conventional | 05/05/2023 |  | 11/22/2023
Carrier Corp. - Indianapolis | Kenmore | R4H5S60*K*AAA* | R4H5S60*K*AAA* | FJMA4*60L*D* |  | Voluntarily Certified | Single-split-system heat pumps | False | False | 57000 | 57000 | 14.3 | 14.3 | 7.5 | 7.5 | False | 32 | 33 | 12 |  | Blower Coil System | False | Conventional | 05/05/2023 |  | 11/22/2023
Carrier Corp. - Indianapolis | Kenmore | (C,H,T)VH824GKA** | (C,H,T)VH824GKA** | FCM4X24***L+WALLCON |  | Voluntarily Certified | Single-split-system heat pumps | False | False | 23600 | 22200 | 16.5 | 14.3 | 8.1 | 7.5 | False | 32 | 33 | 10 | 0 | Blower Coil System | True | Conventional | 06/30/2023 |  | 11/22/2023
Carrier Corp. - Indianapolis | Kenmore | (C,H,T)VH824GKA**+TSTAT | (C,H,T)VH824GKA**+TSTAT | FVM4X24***L |  | Voluntarily Certified | Single-split-system heat pumps | False | False | 23400 | 24800 | 16 | 14.3 | 7.5 | 7.5 | False | 32 | 33 | 10 |  | Blower Coil System | False | Conventional | 05/05/2023 |  | 11/22/2023
Carrier Corp. - Indianapolis | Kenmore | (C,H,T)VH848GKA** | (C,H,T)VH848GKA** | FCM4X48***L+WALLCON |  | Voluntarily Certified | Single-split-system heat pumps | False | False | 45500 | 46000 | 18 | 14.3 | 8.1 | 7.5 | False | 32 | 33 | 10.5 | 0 | Blower Coil System | True | Conventional | 06/30/2023 |  | 11/22/2023
Carrier Corp. - Indianapolis | Kenmore | (C,H,T)VH860GKA** | (C,H,T)VH860GKA** | FCM4X60***L+WALLCON |  | Voluntarily Certified | Single-split-system heat pumps | False | False | 56500 | 60000 | 17.5 | 14.3 | 8.1 | 7.5 | False | 32 | 33 | 9.5 | 0 | Blower Coil System | True | Conventional | 06/30/2023 |  | 11/22/2023
Carrier Corp. - Indianapolis | Kenmore | (C,H,T)VH860GKA**+TSTAT | (C,H,T)VH860GKA**+TSTAT | FVM4X60***L |  | Voluntarily Certified | Single-split-system heat pumps | False | False | 56500 | 66500 | 14.5 | 14.3 | 8 | 7.5 | False | 32 | 33 | 9.5 |  | Blower Coil System | False | Conventional | 05/05/2023 |  | 11/22/2023
Carrier Corp. - Indianapolis | Keeprite | CVH824GKA** | CVH824GKA** | FCM4X24***L+WALLCON |  | Voluntarily Certified | Single-split-system heat pumps | False | False | 23600 | 22200 | 16.5 | 14.3 | 8.1 | 7.5 | False | 32 | 33 | 10 | 0 | Blower Coil System | True | Conventional | 06/30/2023 |  | 11/22/2023
Carrier Corp. - Indianapolis | Keeprite | CVH824GKA**+TSTAT | CVH824GKA**+TSTAT | FVM4X24***L |  | Voluntarily Certified | Single-split-system heat pumps | False | False | 23400 | 24800 | 16 | 14.3 | 7.5 | 7.5 | False | 32 | 33 | 10 |  | Blower Coil System | False | Conventional | 05/05/2023 |  | 11/22/2023
Carrier Corp. - Indianapolis | Keeprite | CVH848GKA** | CVH848GKA** | FCM4X48***L+WALLCON |  | Voluntarily Certified | Single-split-system heat pumps | False | False | 45500 | 46000 | 18 | 14.3 | 8.1 | 7.5 | False | 32 | 33 | 10.5 | 0 | Blower Coil System | True | Conventional | 06/30/2023 |  | 11/22/2023
Carrier Corp. - Indianapolis | Keeprite | CVH860GKA** | CVH860GKA** | FCM4X60***L+WALLCON |  | Voluntarily Certified | Single-split-system heat pumps | False | False | 56500 | 60000 | 17.5 | 14.3 | 8.1 | 7.5 | False | 32 | 33 | 9.5 | 0 | Blower Coil System | True | Conventional | 06/30/2023 |  | 11/22/2023
Carrier Corp. - Indianapolis | Keeprite | CVH860GKA**+TSTAT | CVH860GKA**+TSTAT | FVM4X60***L |  | Voluntarily Certified | Single-split-system heat pumps | False | False | 56500 | 66500 | 14.5 | 14.3 | 8 | 7.5 | False | 32 | 33 | 9.5 |  | Blower Coil System | False | Conventional | 05/05/2023 |  | 11/22/2023
Carrier Corp. - Indianapolis | Keeprite | N4H636GKP** | N4H636GKP** | FVM4X60***L |  | Voluntarily Certified | Single-split-system heat pumps | False | False | 36600 | 36400 | 16 | 14.3 | 8 | 7.5 | False | 32 | 33 | 13 |  | Blower Coil System | False | Conventional | 05/05/2023 |  | 11/22/2023
Carrier Corp. - Indianapolis | Kenmore | N4H636GKP** | N4H636GKP** | FVM4X60***L |  | Voluntarily Certified | Single-split-system heat pumps | False | False | 36600 | 36400 | 16 | 14.3 | 8 | 7.5 | False | 32 | 33 | 13 |  | Blower Coil System | False | Conventional | 05/05/2023 |  | 11/22/2023
Carrier Corp. - Indianapolis | Keeprite | PHJ442***K***K* | PHJ442***K***K* |  |  | Voluntarily Certified | Single-package heat pumps (oth | False | False | 40000 | 40000 | 13.4 | 13.4 | 6.7 | 6.7 | False | 33 | 33 | 10.6 | 0 |  | False | Conventional | 06/30/2023 |  | 11/22/2023
Carrier Corp. - Indianapolis | Kenmore | PHJ442***K***K* | PHJ442***K***K* |  |  | Voluntarily Certified | Single-package heat pumps (oth | False | False | 40000 | 40000 | 13.4 | 13.4 | 6.7 | 6.7 | False | 33 | 33 | 10.6 | 0 |  | False | Conventional | 06/30/2023 |  | 11/22/2023
Carrier Corp. - Indianapolis | Keeprite | PHJ448***K***K* | PHJ448***K***K* |  |  | Voluntarily Certified | Single-package heat pumps (oth | False | False | 45500 | 45000 | 13.4 | 13.4 | 6.7 | 6.7 | False | 33 | 33 | 10.6 | 0 |  | False | Conventional | 06/30/2023 |  | 11/22/2023
Carrier Corp. - Indianapolis | Kenmore | PHJ448***K***K* | PHJ448***K***K* |  |  | Voluntarily Certified | Single-package heat pumps (oth | False | False | 45500 | 45000 | 13.4 | 13.4 | 6.7 | 6.7 | False | 33 | 33 | 10.6 | 0 |  | False | Conventional | 06/30/2023 |  | 11/22/2023
Carrier Corp. - Indianapolis | Keeprite | PHJ460***K***K* | PHJ460***K***K* |  |  | Voluntarily Certified | Single-package heat pumps (oth | False | False | 54000 | 56000 | 13.4 | 13.4 | 6.7 | 6.7 | False | 33 | 33 | 10.6 | 0 |  | False | Conventional | 06/30/2023 |  | 11/22/2023
Carrier Corp. - Indianapolis | Kenmore | PHJ460***K***K* | PHJ460***K***K* |  |  | Voluntarily Certified | Single-package heat pumps (oth | False | False | 54000 | 56000 | 13.4 | 13.4 | 6.7 | 6.7 | False | 33 | 33 | 10.6 | 0 |  | False | Conventional | 06/30/2023 |  | 11/22/2023
Carrier Corp. - Indianapolis | Keeprite | RHV036K* | RHV036K* |  |  | Voluntarily Certified | Single-package heat pumps (oth | False | False | 35000 | 34000 | 13.4 | 13.4 | 6.7 | 6.7 | True | 9 | 33 | 11.5 |  |  | False | Conventional | 05/05/2023 |  | 11/22/2023
Carrier Corp. - Indianapolis | Keeprite | RHV049K* | RHV049K* |  |  | Voluntarily Certified | Single-package heat pumps (oth | False | False | 47000 | 46000 | 13.4 | 13.4 | 7 | 6.7 | True | 12 | 33 | 11.2 |  |  | False | Conventional | 05/05/2023 |  | 11/22/2023
Carrier Corp. - Indianapolis | Keeprite | RHV060K* | RHV060K* |  |  | Voluntarily Certified | Single-package heat pumps (oth | False | False | 59500 | 56500 | 13.4 | 13.4 | 7 | 6.7 | True | 30 | 33 | 11.2 |  |  | False | Conventional | 05/05/2023 |  | 11/22/2023
Carrier Corp. - Indianapolis | Keeprite | RHW037K* | RHW037K* |  |  | Voluntarily Certified | Single-package heat pumps (oth | False | False | 33800 | 33200 | 16 | 13.4 | 7.3 | 6.7 | True | 9 | 33 | 11.7 |  |  | False | Conventional | 05/05/2023 |  | 11/22/2023
Carrier Corp. - Indianapolis | Keeprite | RHW049K* | RHW049K* |  |  | Voluntarily Certified | Single-package heat pumps (oth | False | False | 47000 | 45000 | 16 | 13.4 | 7.1 | 6.7 | True | 12 | 33 | 12 |  |  | False | Conventional | 05/05/2023 |  | 11/22/2023
Carrier Corp. - Indianapolis | Keeprite | RHW061K* | RHW061K* |  |  | Voluntarily Certified | Single-package heat pumps (oth | False | False | 59500 | 51000 | 16 | 13.4 | 7.5 | 6.7 | True | 30 | 33 | 12 |  |  | False | Conventional | 05/05/2023 |  | 11/22/2023
Carrier Corp. - Indianapolis | Keeprite | CVH837GKA** | CVH837GKA** | FCM4X60***L+WALLCON |  | Voluntarily Certified | Single-split-system heat pumps | False | False | 33200 | 31600 | 18.5 | 14.3 | 8.1 | 7.5 | False | 32 | 33 | 12 | 0 | Blower Coil System | True | Conventional | 06/30/2023 |  | 11/22/2023
Carrier Corp. - Indianapolis | Kenmore | (C,H,T)VH837GKA** | (C,H,T)VH837GKA** | FCM4X60***L+WALLCON |  | Voluntarily Certified | Single-split-system heat pumps | False | False | 33200 | 31600 | 18.5 | 14.3 | 8.1 | 7.5 | False | 32 | 33 | 12 | 0 | Blower Coil System | True | Conventional | 06/30/2023 |  | 11/22/2023
Carrier Corp. - Indianapolis | Airquest | HVA937GKA** | HVA937GKA** | FCM4X60***L+WALLCON |  | Voluntarily Certified | Single-split-system air condit | False | False | 33200 |  | 18.5 | 13.4 |  |  | False | 30 | 30 | 12 |  | Blower Coil System | True | Conventional | 10/05/2023 |  | 11/28/2023
Carrier Corp. - Indianapolis | Airquest | HVA937GKA**+TSTAT | HVA937GKA**+TSTAT | FVM4X60***L |  | Voluntarily Certified | Single-split-system air condit | False | False | 33400 |  | 17 | 13.4 |  |  | False | 30 | 30 | 12 |  | Blower Coil System | False | Conventional | 10/05/2023 |  | 11/28/2023
Carrier Corp. - Indianapolis | Airquest | HVA937GKA2* | HVA937GKA2* | FCM4X60***L+WALLCON |  | Voluntarily Certified | Single-split-system air condit | False | False | 33200 |  | 18.5 | 13.4 |  |  | False | 30 | 30 | 12 |  | Blower Coil System | True | Conventional | 10/05/2023 |  | 11/28/2023
Carrier Corp. - Indianapolis | Airquest | HVA937GKA2*+TSTAT | HVA937GKA2*+TSTAT | FVM4X60***L |  | Voluntarily Certified | Single-split-system air condit | False | False | 33400 |  | 17 | 13.4 |  |  | False | 30 | 30 | 12 |  | Blower Coil System | False | Conventional | 10/05/2023 |  | 11/28/2023
Carrier Corp. - Indianapolis | Airquest | HVA948GKA** | HVA948GKA** | FCM4X60***L+WALLCON |  | Voluntarily Certified | Single-split-system air condit | False | False | 46000 |  | 18 | 13.4 |  |  | False | 30 | 30 | 10.5 |  | Blower Coil System | True | Conventional | 10/05/2023 |  | 11/28/2023
Carrier Corp. - Indianapolis | Airquest | HVA948GKA2* | HVA948GKA2* | FCM4X60***L+WALLCON |  | Voluntarily Certified | Single-split-system air condit | False | False | 46000 |  | 18 | 13.4 |  |  | False | 30 | 30 | 10.5 |  | Blower Coil System | True | Conventional | 10/05/2023 |  | 11/28/2023
Carrier Corp. - Indianapolis | Airquest | HVA948GKA2*+TSTAT | HVA948GKA2*+TSTAT | FVM4X60***L |  | Voluntarily Certified | Single-split-system air condit | False | False | 46000 |  | 15.5 | 13.4 |  |  | False | 30 | 30 | 10.5 |  | Blower Coil System | False | Conventional | 10/05/2023 |  | 11/28/2023
Carrier Corp. - Indianapolis | Airquest | HVA949GKA** | HVA949GKA** | FCM4X60***L+WALLCON |  | Voluntarily Certified | Single-split-system air condit | False | False | 44500 |  | 19 | 13.4 |  |  | False | 30 | 30 | 12 |  | Blower Coil System | True | Conventional | 10/05/2023 |  | 11/28/2023
Carrier Corp. - Indianapolis | Airquest | HVA949GKA2* | HVA949GKA2* | FCM4X60***L+WALLCON |  | Voluntarily Certified | Single-split-system air condit | False | False | 44500 |  | 19 | 13.4 |  |  | False | 30 | 30 | 12 |  | Blower Coil System | True | Conventional | 10/05/2023 |  | 11/28/2023
Carrier Corp. - Indianapolis | Airquest | HVA949GKA2*+TSTAT | HVA949GKA2*+TSTAT | FVM4X60***L |  | Voluntarily Certified | Single-split-system air condit | False | False | 44000 |  | 17 | 13.4 |  |  | False | 30 | 30 | 11.7 |  | Blower Coil System | False | Conventional | 10/05/2023 |  | 11/28/2023
Carrier Corp. - Indianapolis | Airquest | HVA960GKA** | HVA960GKA** | FCM4X60***L+WALLCON |  | Voluntarily Certified | Single-split-system air condit | False | False | 57000 |  | 16.5 | 13.4 |  |  | False | 30 | 30 | 9.5 |  | Blower Coil System | True | Conventional | 10/05/2023 |  | 11/28/2023
Carrier Corp. - Indianapolis | Airquest | HVA960GKA2* | HVA960GKA2* | FCM4X60***L+WALLCON |  | Voluntarily Certified | Single-split-system air condit | False | False | 57000 |  | 16.5 | 13.4 |  |  | False | 30 | 30 | 9.5 |  | Blower Coil System | True | Conventional | 10/05/2023 |  | 11/28/2023
Carrier Corp. - Indianapolis | Airquest | HVA960GKA2*+TSTAT | HVA960GKA2*+TSTAT | FVM4X60***L |  | Voluntarily Certified | Single-split-system air condit | False | False | 57500 |  | 14.5 | 13.4 |  |  | False | 30 | 30 | 9.5 |  | Blower Coil System | False | Conventional | 10/05/2023 |  | 11/28/2023
Carrier Corp. - Indianapolis | Airquest | N4A4S18*K*NAA* | N4A4S18*K*NAA* | EA*4X19L17A*+TDR |  | Voluntarily Certified | Single-split-system air condit | False | False | 18000 |  | 13.4 | 13.4 |  |  | False | 30 | 30 | 11.5 |  | Coil-Only System | False | Conventional | 10/05/2023 |  | 11/28/2023
Carrier Corp. - Indianapolis | Kenmore | N4A4S18*K*NAA* | N4A4S18*K*NAA* | EA*4X19L17A*+TDR |  | Voluntarily Certified | Single-split-system air condit | False | False | 18000 |  | 13.4 | 13.4 |  |  | False | 30 | 30 | 11.5 |  | Coil-Only System | False | Conventional | 10/05/2023 |  | 11/28/2023
Carrier Corp. - Indianapolis | Tempstar | N4A4S18*K*NAA* | N4A4S18*K*NAA* | EA*4X19L17A*+TDR |  | Voluntarily Certified | Single-split-system air condit | False | False | 18000 |  | 13.4 | 13.4 |  |  | False | 30 | 30 | 11.5 |  | Coil-Only System | False | Conventional | 10/05/2023 |  | 11/28/2023
Carrier Corp. - Indianapolis | Airquest | N4A4S24*K*NAA* | N4A4S24*K*NAA* | ESD4X24M14A*+TDR |  | Voluntarily Certified | Single-split-system air condit | False | False | 23200 |  | 13.4 | 13.4 |  |  | False | 30 | 30 | 11.5 |  | Coil-Only System | False | Conventional | 10/05/2023 |  | 11/28/2023
Carrier Corp. - Indianapolis | Kenmore | N4A4S24*K*NAA* | N4A4S24*K*NAA* | ESD4X24M14A*+TDR |  | Voluntarily Certified | Single-split-system air condit | False | False | 23200 |  | 13.4 | 13.4 |  |  | False | 30 | 30 | 11.5 |  | Coil-Only System | False | Conventional | 10/05/2023 |  | 11/28/2023
Carrier Corp. - Indianapolis | Tempstar | N4A4S24*K*NAA* | N4A4S24*K*NAA* | ESD4X24M14A*+TDR |  | Voluntarily Certified | Single-split-system air condit | False | False | 23200 |  | 13.4 | 13.4 |  |  | False | 30 | 30 | 11.5 |  | Coil-Only System | False | Conventional | 10/05/2023 |  | 11/28/2023
Carrier Corp. - Indianapolis | Airquest | N4A4S30*K*NAA* | N4A4S30*K*NAA* | EA*4X37L21A*+TDR |  | Voluntarily Certified | Single-split-system air condit | False | False | 29400 |  | 14 | 13.4 |  |  | False | 30 | 30 | 11.5 |  | Coil-Only System | False | Conventional | 10/05/2023 |  | 11/28/2023
Carrier Corp. - Indianapolis | Kenmore | N4A4S30*K*NAA* | N4A4S30*K*NAA* | EA*4X37L21A*+TDR |  | Voluntarily Certified | Single-split-system air condit | False | False | 29400 |  | 14 | 13.4 |  |  | False | 30 | 30 | 11.5 |  | Coil-Only System | False | Conventional | 10/05/2023 |  | 11/28/2023
Carrier Corp. - Indianapolis | Tempstar | N4A4S30*K*NAA* | N4A4S30*K*NAA* | EA*4X37L21A*+TDR |  | Voluntarily Certified | Single-split-system air condit | False | False | 29400 |  | 14 | 13.4 |  |  | False | 30 | 30 | 11.5 |  | Coil-Only System | False | Conventional | 10/05/2023 |  | 11/28/2023
Carrier Corp. - Indianapolis | Airquest | N4A4S36*K*NAA* | N4A4S36*K*NAA* | EVD4X37M21A*+TDR |  | Voluntarily Certified | Single-split-system air condit | False | False | 33600 |  | 13.4 | 13.4 |  |  | False | 30 | 30 | 11.5 |  | Coil-Only System | False | Conventional | 10/05/2023 |  | 11/28/2023
Carrier Corp. - Indianapolis | Kenmore | N4A4S36*K*NAA* | N4A4S36*K*NAA* | EVD4X37M21A*+TDR |  | Voluntarily Certified | Single-split-system air condit | False | False | 33600 |  | 13.4 | 13.4 |  |  | False | 30 | 30 | 11.5 |  | Coil-Only System | False | Conventional | 10/05/2023 |  | 11/28/2023
Carrier Corp. - Indianapolis | Tempstar | N4A4S36*K*NAA* | N4A4S36*K*NAA* | EVD4X37M21A*+TDR |  | Voluntarily Certified | Single-split-system air condit | False | False | 33600 |  | 13.4 | 13.4 |  |  | False | 30 | 30 | 11.5 |  | Coil-Only System | False | Conventional | 10/05/2023 |  | 11/28/2023
Carrier Corp. - Indianapolis | Airquest | N4A4S42*K*NAA* | N4A4S42*K*NAA* | EVD4X42M21A*+TDR |  | Voluntarily Certified | Single-split-system air condit | False | False | 38500 |  | 13.4 | 13.4 |  |  | False | 30 | 30 | 11 |  | Coil-Only System | False | Conventional | 10/05/2023 |  | 11/28/2023
Carrier Corp. - Indianapolis | Kenmore | N4A4S42*K*NAA* | N4A4S42*K*NAA* | EVD4X42M21A*+TDR |  | Voluntarily Certified | Single-split-system air condit | False | False | 38500 |  | 13.4 | 13.4 |  |  | False | 30 | 30 | 11 |  | Coil-Only System | False | Conventional | 10/05/2023 |  | 11/28/2023
Carrier Corp. - Indianapolis | Tempstar | N4A4S42*K*NAA* | N4A4S42*K*NAA* | EVD4X42M21A*+TDR |  | Voluntarily Certified | Single-split-system air condit | False | False | 38500 |  | 13.4 | 13.4 |  |  | False | 30 | 30 | 11 |  | Coil-Only System | False | Conventional | 10/05/2023 |  | 11/28/2023
Carrier Corp. - Indianapolis | Airquest | N4A4S48*K*NAA* | N4A4S48*K*NAA* | EA*4X61L24A*+TDR |  | Voluntarily Certified | Single-split-system air condit | False | False | 45000 |  | 13.4 | 13.4 |  |  | False | 30 | 30 | 11.5 |  | Coil-Only System | False | Conventional | 10/05/2023 |  | 11/28/2023
Carrier Corp. - Indianapolis | Kenmore | N4A4S48*K*NAA* | N4A4S48*K*NAA* | EA*4X61L24A*+TDR |  | Voluntarily Certified | Single-split-system air condit | False | False | 45000 |  | 13.4 | 13.4 |  |  | False | 30 | 30 | 11.5 |  | Coil-Only System | False | Conventional | 10/05/2023 |  | 11/28/2023
Carrier Corp. - Indianapolis | Tempstar | N4A4S48*K*NAA* | N4A4S48*K*NAA* | EA*4X61L24A*+TDR |  | Voluntarily Certified | Single-split-system air condit | False | False | 45000 |  | 13.4 | 13.4 |  |  | False | 30 | 30 | 11.5 |  | Coil-Only System | False | Conventional | 10/05/2023 |  | 11/28/2023
Carrier Corp. - Indianapolis | Airquest | N4A4S60*K*NAA* | N4A4S60*K*NAA* | EVD4X61M24A*+TDR |  | Voluntarily Certified | Single-split-system air condit | False | False | 55500 |  | 13.4 | 13.4 |  |  | False | 30 | 30 | 11 |  | Coil-Only System | False | Conventional | 10/05/2023 |  | 11/28/2023
Carrier Corp. - Indianapolis | Kenmore | N4A4S60*K*NAA* | N4A4S60*K*NAA* | EVD4X61M24A*+TDR |  | Voluntarily Certified | Single-split-system air condit | False | False | 55500 |  | 13.4 | 13.4 |  |  | False | 30 | 30 | 11 |  | Coil-Only System | False | Conventional | 10/05/2023 |  | 11/28/2023
Carrier Corp. - Indianapolis | Tempstar | N4A4S60*K*NAA* | N4A4S60*K*NAA* | EVD4X61M24A*+TDR |  | Voluntarily Certified | Single-split-system air condit | False | False | 55500 |  | 13.4 | 13.4 |  |  | False | 30 | 30 | 11 |  | Coil-Only System | False | Conventional | 10/05/2023 |  | 11/28/2023
Carrier Corp. - Indianapolis | Airquest | N4A5S18*K*WAA* | N4A5S18*K*WAA* | ESD4X24M14A*+TDR |  | Voluntarily Certified | Single-split-system air condit | False | False | 17900 |  | 14.3 | 13.4 |  |  | False | 30 | 30 | 11.7 |  | Coil-Only System | False | Conventional | 10/05/2023 |  | 11/28/2023
Carrier Corp. - Indianapolis | Kenmore | N4A5S18*K*WAA* | N4A5S18*K*WAA* | ESD4X24M14A*+TDR |  | Voluntarily Certified | Single-split-system air condit | False | False | 17900 |  | 14.3 | 13.4 |  |  | False | 30 | 30 | 11.7 |  | Coil-Only System | False | Conventional | 10/05/2023 |  | 11/28/2023
Carrier Corp. - Indianapolis | Tempstar | N4A5S18*K*WAA* | N4A5S18*K*WAA* | ESD4X24M14A*+TDR |  | Voluntarily Certified | Single-split-system air condit | False | False | 17900 |  | 14.3 | 13.4 |  |  | False | 30 | 30 | 11.7 |  | Coil-Only System | False | Conventional | 10/05/2023 |  | 11/28/2023
Carrier Corp. - Indianapolis | Airquest | N4A5S24*K*WAA* | N4A5S24*K*WAA* | ESD4X24M14A*+TDR |  | Voluntarily Certified | Single-split-system air condit | False | False | 22800 |  | 14.3 | 13.4 |  |  | False | 30 | 30 | 11.7 |  | Coil-Only System | False | Conventional | 10/05/2023 |  | 11/28/2023
Carrier Corp. - Indianapolis | Kenmore | N4A5S24*K*WAA* | N4A5S24*K*WAA* | ESD4X24M14A*+TDR |  | Voluntarily Certified | Single-split-system air condit | False | False | 22800 |  | 14.3 | 13.4 |  |  | False | 30 | 30 | 11.7 |  | Coil-Only System | False | Conventional | 10/05/2023 |  | 11/28/2023
Carrier Corp. - Indianapolis | Tempstar | N4A5S24*K*WAA* | N4A5S24*K*WAA* | ESD4X24M14A*+TDR |  | Voluntarily Certified | Single-split-system air condit | False | False | 22800 |  | 14.3 | 13.4 |  |  | False | 30 | 30 | 11.7 |  | Coil-Only System | False | Conventional | 10/05/2023 |  | 11/28/2023
Carrier Corp. - Indianapolis | Airquest | N4A5S30*K*WAA* | N4A5S30*K*WAA* | EVD4X30M17A*+TDR |  | Voluntarily Certified | Single-split-system air condit | False | False | 28800 |  | 14.3 | 13.4 |  |  | False | 30 | 30 | 11.7 |  | Coil-Only System | False | Conventional | 10/05/2023 |  | 11/28/2023
Carrier Corp. - Indianapolis | Kenmore | N4A5S30*K*WAA* | N4A5S30*K*WAA* | EVD4X30M17A*+TDR |  | Voluntarily Certified | Single-split-system air condit | False | False | 28800 |  | 14.3 | 13.4 |  |  | False | 30 | 30 | 11.7 |  | Coil-Only System | False | Conventional | 10/05/2023 |  | 11/28/2023
Carrier Corp. - Indianapolis | Tempstar | N4A5S30*K*WAA* | N4A5S30*K*WAA* | EVD4X30M17A*+TDR |  | Voluntarily Certified | Single-split-system air condit | False | False | 28800 |  | 14.3 | 13.4 |  |  | False | 30 | 30 | 11.7 |  | Coil-Only System | False | Conventional | 10/05/2023 |  | 11/28/2023
Carrier Corp. - Indianapolis | Airquest | N4A5S36*K*WAA* | N4A5S36*K*WAA* | EVD4X37M21A*+TDR |  | Voluntarily Certified | Single-split-system air condit | False | False | 34200 |  | 14.3 | 13.4 |  |  | False | 30 | 30 | 11.7 |  | Coil-Only System | False | Conventional | 10/05/2023 |  | 11/28/2023
Carrier Corp. - Indianapolis | Kenmore | N4A5S36*K*WAA* | N4A5S36*K*WAA* | EVD4X37M21A*+TDR |  | Voluntarily Certified | Single-split-system air condit | False | False | 34200 |  | 14.3 | 13.4 |  |  | False | 30 | 30 | 11.7 |  | Coil-Only System | False | Conventional | 10/05/2023 |  | 11/28/2023
Carrier Corp. - Indianapolis | Tempstar | N4A5S36*K*WAA* | N4A5S36*K*WAA* | EVD4X37M21A*+TDR |  | Voluntarily Certified | Single-split-system air condit | False | False | 34200 |  | 14.3 | 13.4 |  |  | False | 30 | 30 | 11.7 |  | Coil-Only System | False | Conventional | 10/05/2023 |  | 11/28/2023
Carrier Corp. - Indianapolis | Airquest | N4A5S42*K*WAA* | N4A5S42*K*WAA* | EVD4X48M21A*+TDR |  | Voluntarily Certified | Single-split-system air condit | False | False | 45000 |  | 13.8 | 13.4 |  |  | False | 30 | 30 | 11.2 |  | Coil-Only System | False | Conventional | 10/05/2023 |  | 11/28/2023
Carrier Corp. - Indianapolis | Kenmore | N4A5S42*K*WAA* | N4A5S42*K*WAA* | EVD4X48M21A*+TDR |  | Voluntarily Certified | Single-split-system air condit | False | False | 45000 |  | 13.8 | 13.4 |  |  | False | 30 | 30 | 11.2 |  | Coil-Only System | False | Conventional | 10/05/2023 |  | 11/28/2023
Carrier Corp. - Indianapolis | Tempstar | N4A5S42*K*WAA* | N4A5S42*K*WAA* | EVD4X48M21A*+TDR |  | Voluntarily Certified | Single-split-system air condit | False | False | 45000 |  | 13.8 | 13.4 |  |  | False | 30 | 30 | 11.2 |  | Coil-Only System | False | Conventional | 10/05/2023 |  | 11/28/2023
Carrier Corp. - Indianapolis | Airquest | N4A5S48*K*WAA* | N4A5S48*K*WAA* | EVD4X48M21A*+TDR |  | Voluntarily Certified | Single-split-system air condit | False | False | 46500 |  | 13.8 | 13.4 |  |  | False | 30 | 30 | 11.2 |  | Coil-Only System | False | Conventional | 10/05/2023 |  | 11/28/2023
Carrier Corp. - Indianapolis | Kenmore | N4A5S48*K*WAA* | N4A5S48*K*WAA* | EVD4X48M21A*+TDR |  | Voluntarily Certified | Single-split-system air condit | False | False | 46500 |  | 13.8 | 13.4 |  |  | False | 30 | 30 | 11.2 |  | Coil-Only System | False | Conventional | 10/05/2023 |  | 11/28/2023
Carrier Corp. - Indianapolis | Tempstar | N4A5S48*K*WAA* | N4A5S48*K*WAA* | EVD4X48M21A*+TDR |  | Voluntarily Certified | Single-split-system air condit | False | False | 46500 |  | 13.8 | 13.4 |  |  | False | 30 | 30 | 11.2 |  | Coil-Only System | False | Conventional | 10/05/2023 |  | 11/28/2023
Carrier Corp. - Indianapolis | Airquest | N4A5S60*K*WAA* | N4A5S60*K*WAA* | EVD4X61M24A*+TDR |  | Voluntarily Certified | Single-split-system air condit | False | False | 56500 |  | 13.8 | 13.4 |  |  | False | 30 | 30 | 11.2 |  | Coil-Only System | False | Conventional | 10/05/2023 |  | 11/28/2023
Carrier Corp. - Indianapolis | Kenmore | N4A5S60*K*WAA* | N4A5S60*K*WAA* | EVD4X61M24A*+TDR |  | Voluntarily Certified | Single-split-system air condit | False | False | 56500 |  | 13.8 | 13.4 |  |  | False | 30 | 30 | 11.2 |  | Coil-Only System | False | Conventional | 10/05/2023 |  | 11/28/2023
Carrier Corp. - Indianapolis | Tempstar | N4A5S60*K*WAA* | N4A5S60*K*WAA* | EVD4X61M24A*+TDR |  | Voluntarily Certified | Single-split-system air condit | False | False | 56500 |  | 13.8 | 13.4 |  |  | False | 30 | 30 | 11.2 |  | Coil-Only System | False | Conventional | 10/05/2023 |  | 11/28/2023
Carrier Corp. - Indianapolis | Airquest | N4A748GKA* | N4A748GKA* | EA*4X61L24A*+TDR |  | Voluntarily Certified | Single-split-system air condit | False | False | 48500 |  | 13.8 | 13.4 |  |  | False | 30 | 30 | 11.2 |  | Coil-Only System | False | Conventional | 10/05/2023 |  | 11/28/2023
Carrier Corp. - Indianapolis | Kenmore | N4A748GKA* | N4A748GKA* | EA*4X61L24A*+TDR |  | Voluntarily Certified | Single-split-system air condit | False | False | 48500 |  | 13.8 | 13.4 |  |  | False | 30 | 30 | 11.2 |  | Coil-Only System | False | Conventional | 10/05/2023 |  | 11/28/2023
Carrier Corp. - Indianapolis | Tempstar | N4A748GKA* | N4A748GKA* | EA*4X61L24A*+TDR |  | Voluntarily Certified | Single-split-system air condit | False | False | 48500 |  | 13.8 | 13.4 |  |  | False | 30 | 30 | 11.2 |  | Coil-Only System | False | Conventional | 10/05/2023 |  | 11/28/2023
Carrier Corp. - Indianapolis | Airquest | N4A760GKA* | N4A760GKA* | EA*4X61L24A*+TDR |  | Voluntarily Certified | Single-split-system air condit | False | False | 56500 |  | 13.8 | 13.4 |  |  | False | 30 | 30 | 11.2 |  | Coil-Only System | False | Conventional | 10/05/2023 |  | 11/28/2023
Carrier Corp. - Indianapolis | Kenmore | N4A760GKA* | N4A760GKA* | EA*4X61L24A*+TDR |  | Voluntarily Certified | Single-split-system air condit | False | False | 56500 |  | 13.8 | 13.4 |  |  | False | 30 | 30 | 11.2 |  | Coil-Only System | False | Conventional | 10/05/2023 |  | 11/28/2023
Carrier Corp. - Indianapolis | Tempstar | N4A760GKA* | N4A760GKA* | EA*4X61L24A*+TDR |  | Voluntarily Certified | Single-split-system air condit | False | False | 56500 |  | 13.8 | 13.4 |  |  | False | 30 | 30 | 11.2 |  | Coil-Only System | False | Conventional | 10/05/2023 |  | 11/28/2023
Carrier Corp. - Indianapolis | Airquest | N4A7T24*K*WAA* | N4A7T24*K*WAA* | EVD4X25M17A*+TDR |  | Voluntarily Certified | Single-split-system air condit | False | False | 23400 |  | 14.3 | 13.4 |  |  | False | 30 | 30 | 11.7 |  | Coil-Only System | False | Conventional | 10/05/2023 |  | 11/28/2023
Carrier Corp. - Indianapolis | Kenmore | N4A7T24*K*WAA* | N4A7T24*K*WAA* | EVD4X25M17A*+TDR |  | Voluntarily Certified | Single-split-system air condit | False | False | 23400 |  | 14.3 | 13.4 |  |  | False | 30 | 30 | 11.7 |  | Coil-Only System | False | Conventional | 10/05/2023 |  | 11/28/2023
Carrier Corp. - Indianapolis | Tempstar | N4A7T24*K*WAA* | N4A7T24*K*WAA* | EVD4X25M17A*+TDR |  | Voluntarily Certified | Single-split-system air condit | False | False | 23400 |  | 14.3 | 13.4 |  |  | False | 30 | 30 | 11.7 |  | Coil-Only System | False | Conventional | 10/05/2023 |  | 11/28/2023
Carrier Corp. - Indianapolis | Airquest | N4A7T36*K*WAA* | N4A7T36*K*WAA* | EVD4X37M21A*+TDR |  | Voluntarily Certified | Single-split-system air condit | False | False | 35000 |  | 14.3 | 13.4 |  |  | False | 30 | 30 | 12 |  | Coil-Only System | False | Conventional | 10/05/2023 |  | 11/28/2023
Carrier Corp. - Indianapolis | Kenmore | N4A7T36*K*WAA* | N4A7T36*K*WAA* | EVD4X37M21A*+TDR |  | Voluntarily Certified | Single-split-system air condit | False | False | 35000 |  | 14.3 | 13.4 |  |  | False | 30 | 30 | 12 |  | Coil-Only System | False | Conventional | 10/05/2023 |  | 11/28/2023
Carrier Corp. - Indianapolis | Tempstar | N4A7T36*K*WAA* | N4A7T36*K*WAA* | EVD4X37M21A*+TDR |  | Voluntarily Certified | Single-split-system air condit | False | False | 35000 |  | 14.3 | 13.4 |  |  | False | 30 | 30 | 12 |  | Coil-Only System | False | Conventional | 10/05/2023 |  | 11/28/2023
Carrier Corp. - Indianapolis | Airquest | N4A7T48*K*WAA* | N4A7T48*K*WAA* | EVD4X49M24A*+TDR |  | Voluntarily Certified | Single-split-system air condit | False | False | 47000 |  | 13.8 | 13.4 |  |  | False | 30 | 30 | 12 |  | Coil-Only System | False | Conventional | 10/05/2023 |  | 11/28/2023
Carrier Corp. - Indianapolis | Kenmore | N4A7T48*K*WAA* | N4A7T48*K*WAA* | EVD4X49M24A*+TDR |  | Voluntarily Certified | Single-split-system air condit | False | False | 47000 |  | 13.8 | 13.4 |  |  | False | 30 | 30 | 12 |  | Coil-Only System | False | Conventional | 10/05/2023 |  | 11/28/2023
Carrier Corp. - Indianapolis | Tempstar | N4A7T48*K*WAA* | N4A7T48*K*WAA* | EVD4X49M24A*+TDR |  | Voluntarily Certified | Single-split-system air condit | False | False | 47000 |  | 13.8 | 13.4 |  |  | False | 30 | 30 | 12 |  | Coil-Only System | False | Conventional | 10/05/2023 |  | 11/28/2023
Carrier Corp. - Indianapolis | Airquest | N4A7T60*K*WAA* | N4A7T60*K*WAA* | EVD4X61M24A*+TDR |  | Voluntarily Certified | Single-split-system air condit | False | False | 57500 |  | 13.8 | 13.4 |  |  | False | 30 | 30 | 11.5 |  | Coil-Only System | False | Conventional | 10/05/2023 |  | 11/28/2023
Carrier Corp. - Indianapolis | Kenmore | N4A7T60*K*WAA* | N4A7T60*K*WAA* | EVD4X61M24A*+TDR |  | Voluntarily Certified | Single-split-system air condit | False | False | 57500 |  | 13.8 | 13.4 |  |  | False | 30 | 30 | 11.5 |  | Coil-Only System | False | Conventional | 10/05/2023 |  | 11/28/2023
Carrier Corp. - Indianapolis | Tempstar | N4A7T60*K*WAA* | N4A7T60*K*WAA* | EVD4X61M24A*+TDR |  | Voluntarily Certified | Single-split-system air condit | False | False | 57500 |  | 13.8 | 13.4 |  |  | False | 30 | 30 | 11.5 |  | Coil-Only System | False | Conventional | 10/05/2023 |  | 11/28/2023
Carrier Corp. - Indianapolis | Airquest | NXA660GKB** | NXA660GKB** | EN(A,D)4X61L24**+TDR |  | Voluntarily Certified | Single-split-system air condit | False | False | 57500 |  | 13.8 | 13.4 |  |  | False | 30 | 30 | 11.2 |  | Coil-Only System | False | Conventional | 10/05/2023 |  | 11/28/2023
Carrier Corp. - Indianapolis | Kenmore | NXA660GKB** | NXA660GKB** | EN(A,D)4X61L24**+TDR |  | Voluntarily Certified | Single-split-system air condit | False | False | 57500 |  | 13.8 | 13.4 |  |  | False | 30 | 30 | 11.2 |  | Coil-Only System | False | Conventional | 10/05/2023 |  | 11/28/2023
Carrier Corp. - Indianapolis | SMART COMFORT | NXA660GKB** | NXA660GKB** | EN(A,D)4X61L24**+TDR |  | Voluntarily Certified | Single-split-system air condit | False | False | 57500 |  | 13.8 | 13.4 |  |  | False | 30 | 30 | 11.2 |  | Coil-Only System | False | Conventional | 10/05/2023 |  | 11/28/2023
Carrier Corp. - Indianapolis | Tempstar | NXA660GKB** | NXA660GKB** | EN(A,D)4X61L24**+TDR |  | Voluntarily Certified | Single-split-system air condit | False | False | 57500 |  | 13.8 | 13.4 |  |  | False | 30 | 30 | 11.2 |  | Coil-Only System | False | Conventional | 10/05/2023 |  | 11/28/2023
Carrier Corp. - Indianapolis | BROCK | PA16NA060B0**C* | PA16NA060B0**C* | CNPV*6124AL*+TDR |  | Voluntarily Certified | Single-split-system air condit | False | False | 57500 |  | 13.8 | 13.4 |  |  | False | 30 | 30 | 11.2 |  | Coil-Only System | False | Conventional | 10/05/2023 |  | 11/28/2023
Carrier Corp. - Indianapolis | PAYNE HEATING AND COOLING | PA16NA060B0**C* | PA16NA060B0**C* | CNPV*6124AL*+TDR |  | Voluntarily Certified | Single-split-system air condit | False | False | 57500 |  | 13.8 | 13.4 |  |  | False | 30 | 30 | 11.2 |  | Coil-Only System | False | Conventional | 10/05/2023 |  | 11/28/2023
Carrier Corp. - Indianapolis | WEATHERMAKER | PA16NA060B0**C* | PA16NA060B0**C* | CNPV*6124AL*+TDR |  | Voluntarily Certified | Single-split-system air condit | False | False | 57500 |  | 13.8 | 13.4 |  |  | False | 30 | 30 | 11.2 |  | Coil-Only System | False | Conventional | 10/05/2023 |  | 11/28/2023
Carrier Corp. - Indianapolis | BROCK | PA16NW060B0**C* | PA16NW060B0**C* | CNPV*6124AL*+TDR |  | Voluntarily Certified | Single-split-system air condit | False | False | 57500 |  | 13.8 | 13.4 |  |  | False | 30 | 30 | 11.2 |  | Coil-Only System | False | Conventional | 10/05/2023 |  | 11/28/2023
Carrier Corp. - Indianapolis | PAYNE HEATING AND COOLING | PA16NW060B0**C* | PA16NW060B0**C* | CNPV*6124AL*+TDR |  | Voluntarily Certified | Single-split-system air condit | False | False | 57500 |  | 13.8 | 13.4 |  |  | False | 30 | 30 | 11.2 |  | Coil-Only System | False | Conventional | 10/05/2023 |  | 11/28/2023
Carrier Corp. - Indianapolis | WEATHERMAKER | PA16NW060B0**C* | PA16NW060B0**C* | CNPV*6124AL*+TDR |  | Voluntarily Certified | Single-split-system air condit | False | False | 57500 |  | 13.8 | 13.4 |  |  | False | 30 | 30 | 11.2 |  | Coil-Only System | False | Conventional | 10/05/2023 |  | 11/28/2023
Carrier Corp. - Indianapolis | BROCK | PA17NA048*0**C** | PA17NA048*0**C** | CAP**6124AL*+TDR |  | Voluntarily Certified | Single-split-system air condit | False | False | 48500 |  | 13.8 | 13.4 |  |  | False | 30 | 30 | 11.2 |  | Coil-Only System | False | Conventional | 10/05/2023 |  | 11/28/2023
Carrier Corp. - Indianapolis | PAYNE HEATING AND COOLING | PA17NA048*0**C** | PA17NA048*0**C** | CAP**6124AL*+TDR |  | Voluntarily Certified | Single-split-system air condit | False | False | 48500 |  | 13.8 | 13.4 |  |  | False | 30 | 30 | 11.2 |  | Coil-Only System | False | Conventional | 10/05/2023 |  | 11/28/2023
Carrier Corp. - Indianapolis | WEATHERMAKER | PA17NA048*0**C** | PA17NA048*0**C** | CAP**6124AL*+TDR |  | Voluntarily Certified | Single-split-system air condit | False | False | 48500 |  | 13.8 | 13.4 |  |  | False | 30 | 30 | 11.2 |  | Coil-Only System | False | Conventional | 10/05/2023 |  | 11/28/2023
Carrier Corp. - Indianapolis | BROCK | PA17NA060B0**D* | PA17NA060B0**D* | CAP**6124AL*+TDR |  | Voluntarily Certified | Single-split-system air condit | False | False | 56500 |  | 13.8 | 13.4 |  |  | False | 30 | 30 | 11.2 |  | Coil-Only System | False | Conventional | 10/05/2023 |  | 11/28/2023
Carrier Corp. - Indianapolis | PAYNE HEATING AND COOLING | PA17NA060B0**D* | PA17NA060B0**D* | CAP**6124AL*+TDR |  | Voluntarily Certified | Single-split-system air condit | False | False | 56500 |  | 13.8 | 13.4 |  |  | False | 30 | 30 | 11.2 |  | Coil-Only System | False | Conventional | 10/05/2023 |  | 11/28/2023
Carrier Corp. - Indianapolis | WEATHERMAKER | PA17NA060B0**D* | PA17NA060B0**D* | CAP**6124AL*+TDR |  | Voluntarily Certified | Single-split-system air condit | False | False | 56500 |  | 13.8 | 13.4 |  |  | False | 30 | 30 | 11.2 |  | Coil-Only System | False | Conventional | 10/05/2023 |  | 11/28/2023
Carrier Corp. - Indianapolis | PAYNE HEATING AND COOLING | PA4GNAK24000AA* | PA4GNAK24000AA* |  |  | Voluntarily Certified | Single-package air conditioner | False | False | 22800 |  | 13.4 | 13.4 |  |  | False | 30 | 30 | 11.05 |  |  | False | Conventional | 10/05/2023 |  | 11/28/2023
Carrier Corp. - Indianapolis | PAYNE HEATING AND COOLING | PA4GNAK30000AA* | PA4GNAK30000AA* |  |  | Voluntarily Certified | Single-package air conditioner | False | False | 28000 |  | 13.4 | 13.4 |  |  | False | 30 | 30 | 11.05 |  |  | False | Conventional | 10/05/2023 |  | 11/28/2023
Carrier Corp. - Indianapolis | PAYNE HEATING AND COOLING | PA4GNAK36000AA* | PA4GNAK36000AA* |  |  | Voluntarily Certified | Single-package air conditioner | False | False | 33800 |  | 13.4 | 13.4 |  |  | False | 30 | 30 | 11.05 |  |  | False | Conventional | 10/05/2023 |  | 11/28/2023
Carrier Corp. - Indianapolis | PAYNE HEATING AND COOLING | PA4GNAK42000AA* | PA4GNAK42000AA* |  |  | Voluntarily Certified | Single-package air conditioner | False | False | 39000 |  | 13.4 | 13.4 |  |  | False | 30 | 30 | 11.05 |  |  | False | Conventional | 10/05/2023 |  | 11/28/2023
Carrier Corp. - Indianapolis | PAYNE HEATING AND COOLING | PA4GNAK48000AA* | PA4GNAK48000AA* |  |  | Voluntarily Certified | Single-package air conditioner | False | False | 47000 |  | 13.4 | 13.4 |  |  | False | 30 | 30 | 11.05 |  |  | False | Conventional | 10/05/2023 |  | 11/28/2023
Carrier Corp. - Indianapolis | PAYNE HEATING AND COOLING | PA4GNAK60000AA* | PA4GNAK60000AA* |  |  | Voluntarily Certified | Single-package air conditioner | False | False | 56000 |  | 13.4 | 13.4 |  |  | False | 30 | 30 | 11.05 |  |  | False | Conventional | 10/05/2023 |  | 11/28/2023
Carrier Corp. - Indianapolis | BROCK | PA4SAN418**NA* | PA4SAN418**NA* | CAP**1917AL*+TDR |  | Voluntarily Certified | Single-split-system air condit | False | False | 18000 |  | 13.4 | 13.4 |  |  | False | 30 | 30 | 11.5 |  | Coil-Only System | False | Conventional | 10/05/2023 |  | 11/28/2023
Carrier Corp. - Indianapolis | BRYANT HEATING AND COOLING SYSTEMS | PA4SAN418**NA* | PA4SAN418**NA* | CAP**1917AL*+TDR |  | Voluntarily Certified | Single-split-system air condit | False | False | 18000 |  | 13.4 | 13.4 |  |  | False | 30 | 30 | 11.5 |  | Coil-Only System | False | Conventional | 10/05/2023 |  | 11/28/2023
Carrier Corp. - Indianapolis | PAYNE HEATING AND COOLING | PA4SAN418**NA* | PA4SAN418**NA* | CAP**1917AL*+TDR |  | Voluntarily Certified | Single-split-system air condit | False | False | 18000 |  | 13.4 | 13.4 |  |  | False | 30 | 30 | 11.5 |  | Coil-Only System | False | Conventional | 10/05/2023 |  | 11/28/2023
Carrier Corp. - Indianapolis | WEATHERMAKER | PA4SAN418**NA* | PA4SAN418**NA* | CAP**1917AL*+TDR |  | Voluntarily Certified | Single-split-system air condit | False | False | 18000 |  | 13.4 | 13.4 |  |  | False | 30 | 30 | 11.5 |  | Coil-Only System | False | Conventional | 10/05/2023 |  | 11/28/2023
Carrier Corp. - Indianapolis | BROCK | PA4SAN424**NA* | PA4SAN424**NA* | CSPVA2414XMC*+TDR |  | Voluntarily Certified | Single-split-system air condit | False | False | 23200 |  | 13.4 | 13.4 |  |  | False | 30 | 30 | 11.5 |  | Coil-Only System | False | Conventional | 10/05/2023 |  | 11/28/2023
Carrier Corp. - Indianapolis | Airquest | HVA937GKA** | HVA937GKA** | FCM4X60***L+WALLCON |  | Voluntarily Certified | Single-split-system air condit | False | False | 33200 |  | 18.5 | 13.4 |  |  | False | 30 | 30 | 12 |  | Blower Coil System | True | Conventional | 10/05/2023 |  | 11/28/2023
Carrier Corp. - Indianapolis | Airquest | HVA937GKA**+TSTAT | HVA937GKA**+TSTAT | FVM4X60***L |  | Voluntarily Certified | Single-split-system air condit | False | False | 33400 |  | 17 | 13.4 |  |  | False | 30 | 30 | 12 |  | Blower Coil System | False | Conventional | 10/05/2023 |  | 11/28/2023
Carrier Corp. - Indianapolis | Airquest | HVA937GKA2* | HVA937GKA2* | FCM4X60***L+WALLCON |  | Voluntarily Certified | Single-split-system air condit | False | False | 33200 |  | 18.5 | 13.4 |  |  | False | 30 | 30 | 12 |  | Blower Coil System | True | Conventional | 10/05/2023 |  | 11/28/2023
Carrier Corp. - Indianapolis | Airquest | HVA937GKA2*+TSTAT | HVA937GKA2*+TSTAT | FVM4X60***L |  | Voluntarily Certified | Single-split-system air condit | False | False | 33400 |  | 17 | 13.4 |  |  | False | 30 | 30 | 12 |  | Blower Coil System | False | Conventional | 10/05/2023 |  | 11/28/2023
Carrier Corp. - Indianapolis | Airquest | HVA948GKA** | HVA948GKA** | FCM4X60***L+WALLCON |  | Voluntarily Certified | Single-split-system air condit | False | False | 46000 |  | 18 | 13.4 |  |  | False | 30 | 30 | 10.5 |  | Blower Coil System | True | Conventional | 10/05/2023 |  | 11/28/2023
Carrier Corp. - Indianapolis | Airquest | HVA948GKA2* | HVA948GKA2* | FCM4X60***L+WALLCON |  | Voluntarily Certified | Single-split-system air condit | False | False | 46000 |  | 18 | 13.4 |  |  | False | 30 | 30 | 10.5 |  | Blower Coil System | True | Conventional | 10/05/2023 |  | 11/28/2023
Carrier Corp. - Indianapolis | Airquest | HVA948GKA2*+TSTAT | HVA948GKA2*+TSTAT | FVM4X60***L |  | Voluntarily Certified | Single-split-system air condit | False | False | 46000 |  | 15.5 | 13.4 |  |  | False | 30 | 30 | 10.5 |  | Blower Coil System | False | Conventional | 10/05/2023 |  | 11/28/2023
Carrier Corp. - Indianapolis | Airquest | HVA949GKA** | HVA949GKA** | FCM4X60***L+WALLCON |  | Voluntarily Certified | Single-split-system air condit | False | False | 44500 |  | 19 | 13.4 |  |  | False | 30 | 30 | 12 |  | Blower Coil System | True | Conventional | 10/05/2023 |  | 11/28/2023
Carrier Corp. - Indianapolis | Airquest | HVA949GKA2* | HVA949GKA2* | FCM4X60***L+WALLCON |  | Voluntarily Certified | Single-split-system air condit | False | False | 44500 |  | 19 | 13.4 |  |  | False | 30 | 30 | 12 |  | Blower Coil System | True | Conventional | 10/05/2023 |  | 11/28/2023
Carrier Corp. - Indianapolis | Airquest | HVA949GKA2*+TSTAT | HVA949GKA2*+TSTAT | FVM4X60***L |  | Voluntarily Certified | Single-split-system air condit | False | False | 44000 |  | 17 | 13.4 |  |  | False | 30 | 30 | 11.7 |  | Blower Coil System | False | Conventional | 10/05/2023 |  | 11/28/2023
Carrier Corp. - Indianapolis | Airquest | HVA960GKA** | HVA960GKA** | FCM4X60***L+WALLCON |  | Voluntarily Certified | Single-split-system air condit | False | False | 57000 |  | 16.5 | 13.4 |  |  | False | 30 | 30 | 9.5 |  | Blower Coil System | True | Conventional | 10/05/2023 |  | 11/28/2023
Carrier Corp. - Indianapolis | Airquest | HVA960GKA2* | HVA960GKA2* | FCM4X60***L+WALLCON |  | Voluntarily Certified | Single-split-system air condit | False | False | 57000 |  | 16.5 | 13.4 |  |  | False | 30 | 30 | 9.5 |  | Blower Coil System | True | Conventional | 10/05/2023 |  | 11/28/2023
Carrier Corp. - Indianapolis | Airquest | HVA960GKA2*+TSTAT | HVA960GKA2*+TSTAT | FVM4X60***L |  | Voluntarily Certified | Single-split-system air condit | False | False | 57500 |  | 14.5 | 13.4 |  |  | False | 30 | 30 | 9.5 |  | Blower Coil System | False | Conventional | 10/05/2023 |  | 11/28/2023
Carrier Corp. - Indianapolis | Airquest | N4A4S18*K*NAA* | N4A4S18*K*NAA* | EA*4X19L17A*+TDR |  | Voluntarily Certified | Single-split-system air condit | False | False | 18000 |  | 13.4 | 13.4 |  |  | False | 30 | 30 | 11.5 |  | Coil-Only System | False | Conventional | 10/05/2023 |  | 11/28/2023
Carrier Corp. - Indianapolis | Kenmore | N4A4S18*K*NAA* | N4A4S18*K*NAA* | EA*4X19L17A*+TDR |  | Voluntarily Certified | Single-split-system air condit | False | False | 18000 |  | 13.4 | 13.4 |  |  | False | 30 | 30 | 11.5 |  | Coil-Only System | False | Conventional | 10/05/2023 |  | 11/28/2023
Carrier Corp. - Indianapolis | Tempstar | N4A4S18*K*NAA* | N4A4S18*K*NAA* | EA*4X19L17A*+TDR |  | Voluntarily Certified | Single-split-system air condit | False | False | 18000 |  | 13.4 | 13.4 |  |  | False | 30 | 30 | 11.5 |  | Coil-Only System | False | Conventional | 10/05/2023 |  | 11/28/2023
Carrier Corp. - Indianapolis | Airquest | N4A4S24*K*NAA* | N4A4S24*K*NAA* | ESD4X24M14A*+TDR |  | Voluntarily Certified | Single-split-system air condit | False | False | 23200 |  | 13.4 | 13.4 |  |  | False | 30 | 30 | 11.5 |  | Coil-Only System | False | Conventional | 10/05/2023 |  | 11/28/2023
Carrier Corp. - Indianapolis | Kenmore | N4A4S24*K*NAA* | N4A4S24*K*NAA* | ESD4X24M14A*+TDR |  | Voluntarily Certified | Single-split-system air condit | False | False | 23200 |  | 13.4 | 13.4 |  |  | False | 30 | 30 | 11.5 |  | Coil-Only System | False | Conventional | 10/05/2023 |  | 11/28/2023
Carrier Corp. - Indianapolis | Tempstar | N4A4S24*K*NAA* | N4A4S24*K*NAA* | ESD4X24M14A*+TDR |  | Voluntarily Certified | Single-split-system air condit | False | False | 23200 |  | 13.4 | 13.4 |  |  | False | 30 | 30 | 11.5 |  | Coil-Only System | False | Conventional | 10/05/2023 |  | 11/28/2023
Carrier Corp. - Indianapolis | Airquest | N4A4S30*K*NAA* | N4A4S30*K*NAA* | EA*4X37L21A*+TDR |  | Voluntarily Certified | Single-split-system air condit | False | False | 29400 |  | 14 | 13.4 |  |  | False | 30 | 30 | 11.5 |  | Coil-Only System | False | Conventional | 10/05/2023 |  | 11/28/2023
Carrier Corp. - Indianapolis | Kenmore | N4A4S30*K*NAA* | N4A4S30*K*NAA* | EA*4X37L21A*+TDR |  | Voluntarily Certified | Single-split-system air condit | False | False | 29400 |  | 14 | 13.4 |  |  | False | 30 | 30 | 11.5 |  | Coil-Only System | False | Conventional | 10/05/2023 |  | 11/28/2023
Carrier Corp. - Indianapolis | Tempstar | N4A4S30*K*NAA* | N4A4S30*K*NAA* | EA*4X37L21A*+TDR |  | Voluntarily Certified | Single-split-system air condit | False | False | 29400 |  | 14 | 13.4 |  |  | False | 30 | 30 | 11.5 |  | Coil-Only System | False | Conventional | 10/05/2023 |  | 11/28/2023
Carrier Corp. - Indianapolis | Airquest | N4A4S36*K*NAA* | N4A4S36*K*NAA* | EVD4X37M21A*+TDR |  | Voluntarily Certified | Single-split-system air condit | False | False | 33600 |  | 13.4 | 13.4 |  |  | False | 30 | 30 | 11.5 |  | Coil-Only System | False | Conventional | 10/05/2023 |  | 11/28/2023
Carrier Corp. - Indianapolis | Kenmore | N4A4S36*K*NAA* | N4A4S36*K*NAA* | EVD4X37M21A*+TDR |  | Voluntarily Certified | Single-split-system air condit | False | False | 33600 |  | 13.4 | 13.4 |  |  | False | 30 | 30 | 11.5 |  | Coil-Only System | False | Conventional | 10/05/2023 |  | 11/28/2023
Carrier Corp. - Indianapolis | Tempstar | N4A4S36*K*NAA* | N4A4S36*K*NAA* | EVD4X37M21A*+TDR |  | Voluntarily Certified | Single-split-system air condit | False | False | 33600 |  | 13.4 | 13.4 |  |  | False | 30 | 30 | 11.5 |  | Coil-Only System | False | Conventional | 10/05/2023 |  | 11/28/2023
Carrier Corp. - Indianapolis | Airquest | N4A4S42*K*NAA* | N4A4S42*K*NAA* | EVD4X42M21A*+TDR |  | Voluntarily Certified | Single-split-system air condit | False | False | 38500 |  | 13.4 | 13.4 |  |  | False | 30 | 30 | 11 |  | Coil-Only System | False | Conventional | 10/05/2023 |  | 11/28/2023
Carrier Corp. - Indianapolis | Kenmore | N4A4S42*K*NAA* | N4A4S42*K*NAA* | EVD4X42M21A*+TDR |  | Voluntarily Certified | Single-split-system air condit | False | False | 38500 |  | 13.4 | 13.4 |  |  | False | 30 | 30 | 11 |  | Coil-Only System | False | Conventional | 10/05/2023 |  | 11/28/2023
Carrier Corp. - Indianapolis | Tempstar | N4A4S42*K*NAA* | N4A4S42*K*NAA* | EVD4X42M21A*+TDR |  | Voluntarily Certified | Single-split-system air condit | False | False | 38500 |  | 13.4 | 13.4 |  |  | False | 30 | 30 | 11 |  | Coil-Only System | False | Conventional | 10/05/2023 |  | 11/28/2023
Carrier Corp. - Indianapolis | Airquest | N4A4S48*K*NAA* | N4A4S48*K*NAA* | EA*4X61L24A*+TDR |  | Voluntarily Certified | Single-split-system air condit | False | False | 45000 |  | 13.4 | 13.4 |  |  | False | 30 | 30 | 11.5 |  | Coil-Only System | False | Conventional | 10/05/2023 |  | 11/28/2023
Carrier Corp. - Indianapolis | Kenmore | N4A4S48*K*NAA* | N4A4S48*K*NAA* | EA*4X61L24A*+TDR |  | Voluntarily Certified | Single-split-system air condit | False | False | 45000 |  | 13.4 | 13.4 |  |  | False | 30 | 30 | 11.5 |  | Coil-Only System | False | Conventional | 10/05/2023 |  | 11/28/2023
Carrier Corp. - Indianapolis | Tempstar | N4A4S48*K*NAA* | N4A4S48*K*NAA* | EA*4X61L24A*+TDR |  | Voluntarily Certified | Single-split-system air condit | False | False | 45000 |  | 13.4 | 13.4 |  |  | False | 30 | 30 | 11.5 |  | Coil-Only System | False | Conventional | 10/05/2023 |  | 11/28/2023
Carrier Corp. - Indianapolis | Airquest | N4A4S60*K*NAA* | N4A4S60*K*NAA* | EVD4X61M24A*+TDR |  | Voluntarily Certified | Single-split-system air condit | False | False | 55500 |  | 13.4 | 13.4 |  |  | False | 30 | 30 | 11 |  | Coil-Only System | False | Conventional | 10/05/2023 |  | 11/28/2023
Carrier Corp. - Indianapolis | Kenmore | N4A4S60*K*NAA* | N4A4S60*K*NAA* | EVD4X61M24A*+TDR |  | Voluntarily Certified | Single-split-system air condit | False | False | 55500 |  | 13.4 | 13.4 |  |  | False | 30 | 30 | 11 |  | Coil-Only System | False | Conventional | 10/05/2023 |  | 11/28/2023
Carrier Corp. - Indianapolis | Tempstar | N4A4S60*K*NAA* | N4A4S60*K*NAA* | EVD4X61M24A*+TDR |  | Voluntarily Certified | Single-split-system air condit | False | False | 55500 |  | 13.4 | 13.4 |  |  | False | 30 | 30 | 11 |  | Coil-Only System | False | Conventional | 10/05/2023 |  | 11/28/2023
Carrier Corp. - Indianapolis | Airquest | N4A5S18*K*WAA* | N4A5S18*K*WAA* | ESD4X24M14A*+TDR |  | Voluntarily Certified | Single-split-system air condit | False | False | 17900 |  | 14.3 | 13.4 |  |  | False | 30 | 30 | 11.7 |  | Coil-Only System | False | Conventional | 10/05/2023 |  | 11/28/2023
Carrier Corp. - Indianapolis | Kenmore | N4A5S18*K*WAA* | N4A5S18*K*WAA* | ESD4X24M14A*+TDR |  | Voluntarily Certified | Single-split-system air condit | False | False | 17900 |  | 14.3 | 13.4 |  |  | False | 30 | 30 | 11.7 |  | Coil-Only System | False | Conventional | 10/05/2023 |  | 11/28/2023
Carrier Corp. - Indianapolis | Tempstar | N4A5S18*K*WAA* | N4A5S18*K*WAA* | ESD4X24M14A*+TDR |  | Voluntarily Certified | Single-split-system air condit | False | False | 17900 |  | 14.3 | 13.4 |  |  | False | 30 | 30 | 11.7 |  | Coil-Only System | False | Conventional | 10/05/2023 |  | 11/28/2023
Carrier Corp. - Indianapolis | Airquest | N4A5S24*K*WAA* | N4A5S24*K*WAA* | ESD4X24M14A*+TDR |  | Voluntarily Certified | Single-split-system air condit | False | False | 22800 |  | 14.3 | 13.4 |  |  | False | 30 | 30 | 11.7 |  | Coil-Only System | False | Conventional | 10/05/2023 |  | 11/28/2023
Carrier Corp. - Indianapolis | Kenmore | N4A5S24*K*WAA* | N4A5S24*K*WAA* | ESD4X24M14A*+TDR |  | Voluntarily Certified | Single-split-system air condit | False | False | 22800 |  | 14.3 | 13.4 |  |  | False | 30 | 30 | 11.7 |  | Coil-Only System | False | Conventional | 10/05/2023 |  | 11/28/2023
Carrier Corp. - Indianapolis | Tempstar | N4A5S24*K*WAA* | N4A5S24*K*WAA* | ESD4X24M14A*+TDR |  | Voluntarily Certified | Single-split-system air condit | False | False | 22800 |  | 14.3 | 13.4 |  |  | False | 30 | 30 | 11.7 |  | Coil-Only System | False | Conventional | 10/05/2023 |  | 11/28/2023
Carrier Corp. - Indianapolis | Airquest | N4A5S30*K*WAA* | N4A5S30*K*WAA* | EVD4X30M17A*+TDR |  | Voluntarily Certified | Single-split-system air condit | False | False | 28800 |  | 14.3 | 13.4 |  |  | False | 30 | 30 | 11.7 |  | Coil-Only System | False | Conventional | 10/05/2023 |  | 11/28/2023
Carrier Corp. - Indianapolis | Kenmore | N4A5S30*K*WAA* | N4A5S30*K*WAA* | EVD4X30M17A*+TDR |  | Voluntarily Certified | Single-split-system air condit | False | False | 28800 |  | 14.3 | 13.4 |  |  | False | 30 | 30 | 11.7 |  | Coil-Only System | False | Conventional | 10/05/2023 |  | 11/28/2023
Carrier Corp. - Indianapolis | Tempstar | N4A5S30*K*WAA* | N4A5S30*K*WAA* | EVD4X30M17A*+TDR |  | Voluntarily Certified | Single-split-system air condit | False | False | 28800 |  | 14.3 | 13.4 |  |  | False | 30 | 30 | 11.7 |  | Coil-Only System | False | Conventional | 10/05/2023 |  | 11/28/2023
Carrier Corp. - Indianapolis | Airquest | N4A5S36*K*WAA* | N4A5S36*K*WAA* | EVD4X37M21A*+TDR |  | Voluntarily Certified | Single-split-system air condit | False | False | 34200 |  | 14.3 | 13.4 |  |  | False | 30 | 30 | 11.7 |  | Coil-Only System | False | Conventional | 10/05/2023 |  | 11/28/2023
Carrier Corp. - Indianapolis | Kenmore | N4A5S36*K*WAA* | N4A5S36*K*WAA* | EVD4X37M21A*+TDR |  | Voluntarily Certified | Single-split-system air condit | False | False | 34200 |  | 14.3 | 13.4 |  |  | False | 30 | 30 | 11.7 |  | Coil-Only System | False | Conventional | 10/05/2023 |  | 11/28/2023
Carrier Corp. - Indianapolis | Tempstar | N4A5S36*K*WAA* | N4A5S36*K*WAA* | EVD4X37M21A*+TDR |  | Voluntarily Certified | Single-split-system air condit | False | False | 34200 |  | 14.3 | 13.4 |  |  | False | 30 | 30 | 11.7 |  | Coil-Only System | False | Conventional | 10/05/2023 |  | 11/28/2023
Carrier Corp. - Indianapolis | Airquest | N4A5S42*K*WAA* | N4A5S42*K*WAA* | EVD4X48M21A*+TDR |  | Voluntarily Certified | Single-split-system air condit | False | False | 45000 |  | 13.8 | 13.4 |  |  | False | 30 | 30 | 11.2 |  | Coil-Only System | False | Conventional | 10/05/2023 |  | 11/28/2023
Carrier Corp. - Indianapolis | Kenmore | N4A5S42*K*WAA* | N4A5S42*K*WAA* | EVD4X48M21A*+TDR |  | Voluntarily Certified | Single-split-system air condit | False | False | 45000 |  | 13.8 | 13.4 |  |  | False | 30 | 30 | 11.2 |  | Coil-Only System | False | Conventional | 10/05/2023 |  | 11/28/2023
Carrier Corp. - Indianapolis | Tempstar | N4A5S42*K*WAA* | N4A5S42*K*WAA* | EVD4X48M21A*+TDR |  | Voluntarily Certified | Single-split-system air condit | False | False | 45000 |  | 13.8 | 13.4 |  |  | False | 30 | 30 | 11.2 |  | Coil-Only System | False | Conventional | 10/05/2023 |  | 11/28/2023
Carrier Corp. - Indianapolis | Airquest | N4A5S48*K*WAA* | N4A5S48*K*WAA* | EVD4X48M21A*+TDR |  | Voluntarily Certified | Single-split-system air condit | False | False | 46500 |  | 13.8 | 13.4 |  |  | False | 30 | 30 | 11.2 |  | Coil-Only System | False | Conventional | 10/05/2023 |  | 11/28/2023
Carrier Corp. - Indianapolis | Kenmore | N4A5S48*K*WAA* | N4A5S48*K*WAA* | EVD4X48M21A*+TDR |  | Voluntarily Certified | Single-split-system air condit | False | False | 46500 |  | 13.8 | 13.4 |  |  | False | 30 | 30 | 11.2 |  | Coil-Only System | False | Conventional | 10/05/2023 |  | 11/28/2023
Carrier Corp. - Indianapolis | Tempstar | N4A5S48*K*WAA* | N4A5S48*K*WAA* | EVD4X48M21A*+TDR |  | Voluntarily Certified | Single-split-system air condit | False | False | 46500 |  | 13.8 | 13.4 |  |  | False | 30 | 30 | 11.2 |  | Coil-Only System | False | Conventional | 10/05/2023 |  | 11/28/2023
Carrier Corp. - Indianapolis | Airquest | N4A5S60*K*WAA* | N4A5S60*K*WAA* | EVD4X61M24A*+TDR |  | Voluntarily Certified | Single-split-system air condit | False | False | 56500 |  | 13.8 | 13.4 |  |  | False | 30 | 30 | 11.2 |  | Coil-Only System | False | Conventional | 10/05/2023 |  | 11/28/2023
Carrier Corp. - Indianapolis | Kenmore | N4A5S60*K*WAA* | N4A5S60*K*WAA* | EVD4X61M24A*+TDR |  | Voluntarily Certified | Single-split-system air condit | False | False | 56500 |  | 13.8 | 13.4 |  |  | False | 30 | 30 | 11.2 |  | Coil-Only System | False | Conventional | 10/05/2023 |  | 11/28/2023
Carrier Corp. - Indianapolis | Tempstar | N4A5S60*K*WAA* | N4A5S60*K*WAA* | EVD4X61M24A*+TDR |  | Voluntarily Certified | Single-split-system air condit | False | False | 56500 |  | 13.8 | 13.4 |  |  | False | 30 | 30 | 11.2 |  | Coil-Only System | False | Conventional | 10/05/2023 |  | 11/28/2023
Carrier Corp. - Indianapolis | Airquest | N4A748GKA* | N4A748GKA* | EA*4X61L24A*+TDR |  | Voluntarily Certified | Single-split-system air condit | False | False | 48500 |  | 13.8 | 13.4 |  |  | False | 30 | 30 | 11.2 |  | Coil-Only System | False | Conventional | 10/05/2023 |  | 11/28/2023
Carrier Corp. - Indianapolis | Kenmore | N4A748GKA* | N4A748GKA* | EA*4X61L24A*+TDR |  | Voluntarily Certified | Single-split-system air condit | False | False | 48500 |  | 13.8 | 13.4 |  |  | False | 30 | 30 | 11.2 |  | Coil-Only System | False | Conventional | 10/05/2023 |  | 11/28/2023
Carrier Corp. - Indianapolis | Tempstar | N4A748GKA* | N4A748GKA* | EA*4X61L24A*+TDR |  | Voluntarily Certified | Single-split-system air condit | False | False | 48500 |  | 13.8 | 13.4 |  |  | False | 30 | 30 | 11.2 |  | Coil-Only System | False | Conventional | 10/05/2023 |  | 11/28/2023
Carrier Corp. - Indianapolis | Airquest | N4A760GKA* | N4A760GKA* | EA*4X61L24A*+TDR |  | Voluntarily Certified | Single-split-system air condit | False | False | 56500 |  | 13.8 | 13.4 |  |  | False | 30 | 30 | 11.2 |  | Coil-Only System | False | Conventional | 10/05/2023 |  | 11/28/2023
Carrier Corp. - Indianapolis | Kenmore | N4A760GKA* | N4A760GKA* | EA*4X61L24A*+TDR |  | Voluntarily Certified | Single-split-system air condit | False | False | 56500 |  | 13.8 | 13.4 |  |  | False | 30 | 30 | 11.2 |  | Coil-Only System | False | Conventional | 10/05/2023 |  | 11/28/2023
Carrier Corp. - Indianapolis | Tempstar | N4A760GKA* | N4A760GKA* | EA*4X61L24A*+TDR |  | Voluntarily Certified | Single-split-system air condit | False | False | 56500 |  | 13.8 | 13.4 |  |  | False | 30 | 30 | 11.2 |  | Coil-Only System | False | Conventional | 10/05/2023 |  | 11/28/2023
Carrier Corp. - Indianapolis | Airquest | N4A7T24*K*WAA* | N4A7T24*K*WAA* | EVD4X25M17A*+TDR |  | Voluntarily Certified | Single-split-system air condit | False | False | 23400 |  | 14.3 | 13.4 |  |  | False | 30 | 30 | 11.7 |  | Coil-Only System | False | Conventional | 10/05/2023 |  | 11/28/2023
Carrier Corp. - Indianapolis | Kenmore | N4A7T24*K*WAA* | N4A7T24*K*WAA* | EVD4X25M17A*+TDR |  | Voluntarily Certified | Single-split-system air condit | False | False | 23400 |  | 14.3 | 13.4 |  |  | False | 30 | 30 | 11.7 |  | Coil-Only System | False | Conventional | 10/05/2023 |  | 11/28/2023
Carrier Corp. - Indianapolis | Tempstar | N4A7T24*K*WAA* | N4A7T24*K*WAA* | EVD4X25M17A*+TDR |  | Voluntarily Certified | Single-split-system air condit | False | False | 23400 |  | 14.3 | 13.4 |  |  | False | 30 | 30 | 11.7 |  | Coil-Only System | False | Conventional | 10/05/2023 |  | 11/28/2023
Carrier Corp. - Indianapolis | Airquest | N4A7T36*K*WAA* | N4A7T36*K*WAA* | EVD4X37M21A*+TDR |  | Voluntarily Certified | Single-split-system air condit | False | False | 35000 |  | 14.3 | 13.4 |  |  | False | 30 | 30 | 12 |  | Coil-Only System | False | Conventional | 10/05/2023 |  | 11/28/2023
Carrier Corp. - Indianapolis | Kenmore | N4A7T36*K*WAA* | N4A7T36*K*WAA* | EVD4X37M21A*+TDR |  | Voluntarily Certified | Single-split-system air condit | False | False | 35000 |  | 14.3 | 13.4 |  |  | False | 30 | 30 | 12 |  | Coil-Only System | False | Conventional | 10/05/2023 |  | 11/28/2023
Carrier Corp. - Indianapolis | Tempstar | N4A7T36*K*WAA* | N4A7T36*K*WAA* | EVD4X37M21A*+TDR |  | Voluntarily Certified | Single-split-system air condit | False | False | 35000 |  | 14.3 | 13.4 |  |  | False | 30 | 30 | 12 |  | Coil-Only System | False | Conventional | 10/05/2023 |  | 11/28/2023
Carrier Corp. - Indianapolis | Airquest | N4A7T48*K*WAA* | N4A7T48*K*WAA* | EVD4X49M24A*+TDR |  | Voluntarily Certified | Single-split-system air condit | False | False | 47000 |  | 13.8 | 13.4 |  |  | False | 30 | 30 | 12 |  | Coil-Only System | False | Conventional | 10/05/2023 |  | 11/28/2023
Carrier Corp. - Indianapolis | Kenmore | N4A7T48*K*WAA* | N4A7T48*K*WAA* | EVD4X49M24A*+TDR |  | Voluntarily Certified | Single-split-system air condit | False | False | 47000 |  | 13.8 | 13.4 |  |  | False | 30 | 30 | 12 |  | Coil-Only System | False | Conventional | 10/05/2023 |  | 11/28/2023
Carrier Corp. - Indianapolis | Tempstar | N4A7T48*K*WAA* | N4A7T48*K*WAA* | EVD4X49M24A*+TDR |  | Voluntarily Certified | Single-split-system air condit | False | False | 47000 |  | 13.8 | 13.4 |  |  | False | 30 | 30 | 12 |  | Coil-Only System | False | Conventional | 10/05/2023 |  | 11/28/2023
Carrier Corp. - Indianapolis | Airquest | N4A7T60*K*WAA* | N4A7T60*K*WAA* | EVD4X61M24A*+TDR |  | Voluntarily Certified | Single-split-system air condit | False | False | 57500 |  | 13.8 | 13.4 |  |  | False | 30 | 30 | 11.5 |  | Coil-Only System | False | Conventional | 10/05/2023 |  | 11/28/2023
Carrier Corp. - Indianapolis | Kenmore | N4A7T60*K*WAA* | N4A7T60*K*WAA* | EVD4X61M24A*+TDR |  | Voluntarily Certified | Single-split-system air condit | False | False | 57500 |  | 13.8 | 13.4 |  |  | False | 30 | 30 | 11.5 |  | Coil-Only System | False | Conventional | 10/05/2023 |  | 11/28/2023
Carrier Corp. - Indianapolis | Tempstar | N4A7T60*K*WAA* | N4A7T60*K*WAA* | EVD4X61M24A*+TDR |  | Voluntarily Certified | Single-split-system air condit | False | False | 57500 |  | 13.8 | 13.4 |  |  | False | 30 | 30 | 11.5 |  | Coil-Only System | False | Conventional | 10/05/2023 |  | 11/28/2023
Carrier Corp. - Indianapolis | Airquest | NXA660GKB** | NXA660GKB** | EN(A,D)4X61L24**+TDR |  | Voluntarily Certified | Single-split-system air condit | False | False | 57500 |  | 13.8 | 13.4 |  |  | False | 30 | 30 | 11.2 |  | Coil-Only System | False | Conventional | 10/05/2023 |  | 11/28/2023
Carrier Corp. - Indianapolis | Kenmore | NXA660GKB** | NXA660GKB** | EN(A,D)4X61L24**+TDR |  | Voluntarily Certified | Single-split-system air condit | False | False | 57500 |  | 13.8 | 13.4 |  |  | False | 30 | 30 | 11.2 |  | Coil-Only System | False | Conventional | 10/05/2023 |  | 11/28/2023
Carrier Corp. - Indianapolis | SMART COMFORT | NXA660GKB** | NXA660GKB** | EN(A,D)4X61L24**+TDR |  | Voluntarily Certified | Single-split-system air condit | False | False | 57500 |  | 13.8 | 13.4 |  |  | False | 30 | 30 | 11.2 |  | Coil-Only System | False | Conventional | 10/05/2023 |  | 11/28/2023
Carrier Corp. - Indianapolis | Tempstar | NXA660GKB** | NXA660GKB** | EN(A,D)4X61L24**+TDR |  | Voluntarily Certified | Single-split-system air condit | False | False | 57500 |  | 13.8 | 13.4 |  |  | False | 30 | 30 | 11.2 |  | Coil-Only System | False | Conventional | 10/05/2023 |  | 11/28/2023
Carrier Corp. - Indianapolis | BROCK | PA16NA060B0**C* | PA16NA060B0**C* | CNPV*6124AL*+TDR |  | Voluntarily Certified | Single-split-system air condit | False | False | 57500 |  | 13.8 | 13.4 |  |  | False | 30 | 30 | 11.2 |  | Coil-Only System | False | Conventional | 10/05/2023 |  | 11/28/2023
Carrier Corp. - Indianapolis | PAYNE HEATING AND COOLING | PA16NA060B0**C* | PA16NA060B0**C* | CNPV*6124AL*+TDR |  | Voluntarily Certified | Single-split-system air condit | False | False | 57500 |  | 13.8 | 13.4 |  |  | False | 30 | 30 | 11.2 |  | Coil-Only System | False | Conventional | 10/05/2023 |  | 11/28/2023
Carrier Corp. - Indianapolis | WEATHERMAKER | PA16NA060B0**C* | PA16NA060B0**C* | CNPV*6124AL*+TDR |  | Voluntarily Certified | Single-split-system air condit | False | False | 57500 |  | 13.8 | 13.4 |  |  | False | 30 | 30 | 11.2 |  | Coil-Only System | False | Conventional | 10/05/2023 |  | 11/28/2023
Carrier Corp. - Indianapolis | BROCK | PA16NW060B0**C* | PA16NW060B0**C* | CNPV*6124AL*+TDR |  | Voluntarily Certified | Single-split-system air condit | False | False | 57500 |  | 13.8 | 13.4 |  |  | False | 30 | 30 | 11.2 |  | Coil-Only System | False | Conventional | 10/05/2023 |  | 11/28/2023
Carrier Corp. - Indianapolis | PAYNE HEATING AND COOLING | PA16NW060B0**C* | PA16NW060B0**C* | CNPV*6124AL*+TDR |  | Voluntarily Certified | Single-split-system air condit | False | False | 57500 |  | 13.8 | 13.4 |  |  | False | 30 | 30 | 11.2 |  | Coil-Only System | False | Conventional | 10/05/2023 |  | 11/28/2023
Carrier Corp. - Indianapolis | WEATHERMAKER | PA16NW060B0**C* | PA16NW060B0**C* | CNPV*6124AL*+TDR |  | Voluntarily Certified | Single-split-system air condit | False | False | 57500 |  | 13.8 | 13.4 |  |  | False | 30 | 30 | 11.2 |  | Coil-Only System | False | Conventional | 10/05/2023 |  | 11/28/2023
Carrier Corp. - Indianapolis | BROCK | PA17NA048*0**C** | PA17NA048*0**C** | CAP**6124AL*+TDR |  | Voluntarily Certified | Single-split-system air condit | False | False | 48500 |  | 13.8 | 13.4 |  |  | False | 30 | 30 | 11.2 |  | Coil-Only System | False | Conventional | 10/05/2023 |  | 11/28/2023
Carrier Corp. - Indianapolis | PAYNE HEATING AND COOLING | PA17NA048*0**C** | PA17NA048*0**C** | CAP**6124AL*+TDR |  | Voluntarily Certified | Single-split-system air condit | False | False | 48500 |  | 13.8 | 13.4 |  |  | False | 30 | 30 | 11.2 |  | Coil-Only System | False | Conventional | 10/05/2023 |  | 11/28/2023
Carrier Corp. - Indianapolis | WEATHERMAKER | PA17NA048*0**C** | PA17NA048*0**C** | CAP**6124AL*+TDR |  | Voluntarily Certified | Single-split-system air condit | False | False | 48500 |  | 13.8 | 13.4 |  |  | False | 30 | 30 | 11.2 |  | Coil-Only System | False | Conventional | 10/05/2023 |  | 11/28/2023
Carrier Corp. - Indianapolis | BROCK | PA17NA060B0**D* | PA17NA060B0**D* | CAP**6124AL*+TDR |  | Voluntarily Certified | Single-split-system air condit | False | False | 56500 |  | 13.8 | 13.4 |  |  | False | 30 | 30 | 11.2 |  | Coil-Only System | False | Conventional | 10/05/2023 |  | 11/28/2023
Carrier Corp. - Indianapolis | PAYNE HEATING AND COOLING | PA17NA060B0**D* | PA17NA060B0**D* | CAP**6124AL*+TDR |  | Voluntarily Certified | Single-split-system air condit | False | False | 56500 |  | 13.8 | 13.4 |  |  | False | 30 | 30 | 11.2 |  | Coil-Only System | False | Conventional | 10/05/2023 |  | 11/28/2023
Carrier Corp. - Indianapolis | WEATHERMAKER | PA17NA060B0**D* | PA17NA060B0**D* | CAP**6124AL*+TDR |  | Voluntarily Certified | Single-split-system air condit | False | False | 56500 |  | 13.8 | 13.4 |  |  | False | 30 | 30 | 11.2 |  | Coil-Only System | False | Conventional | 10/05/2023 |  | 11/28/2023
Carrier Corp. - Indianapolis | PAYNE HEATING AND COOLING | PA4GNAK24000AA* | PA4GNAK24000AA* |  |  | Voluntarily Certified | Single-package air conditioner | False | False | 22800 |  | 13.4 | 13.4 |  |  | False | 30 | 30 | 11.05 |  |  | False | Conventional | 10/05/2023 |  | 11/28/2023
Carrier Corp. - Indianapolis | PAYNE HEATING AND COOLING | PA4GNAK30000AA* | PA4GNAK30000AA* |  |  | Voluntarily Certified | Single-package air conditioner | False | False | 28000 |  | 13.4 | 13.4 |  |  | False | 30 | 30 | 11.05 |  |  | False | Conventional | 10/05/2023 |  | 11/28/2023
Carrier Corp. - Indianapolis | PAYNE HEATING AND COOLING | PA4GNAK36000AA* | PA4GNAK36000AA* |  |  | Voluntarily Certified | Single-package air conditioner | False | False | 33800 |  | 13.4 | 13.4 |  |  | False | 30 | 30 | 11.05 |  |  | False | Conventional | 10/05/2023 |  | 11/28/2023
Carrier Corp. - Indianapolis | PAYNE HEATING AND COOLING | PA4GNAK42000AA* | PA4GNAK42000AA* |  |  | Voluntarily Certified | Single-package air conditioner | False | False | 39000 |  | 13.4 | 13.4 |  |  | False | 30 | 30 | 11.05 |  |  | False | Conventional | 10/05/2023 |  | 11/28/2023
Carrier Corp. - Indianapolis | PAYNE HEATING AND COOLING | PA4GNAK48000AA* | PA4GNAK48000AA* |  |  | Voluntarily Certified | Single-package air conditioner | False | False | 47000 |  | 13.4 | 13.4 |  |  | False | 30 | 30 | 11.05 |  |  | False | Conventional | 10/05/2023 |  | 11/28/2023
Carrier Corp. - Indianapolis | PAYNE HEATING AND COOLING | PA4GNAK60000AA* | PA4GNAK60000AA* |  |  | Voluntarily Certified | Single-package air conditioner | False | False | 56000 |  | 13.4 | 13.4 |  |  | False | 30 | 30 | 11.05 |  |  | False | Conventional | 10/05/2023 |  | 11/28/2023
Carrier Corp. - Indianapolis | BROCK | PA4SAN418**NA* | PA4SAN418**NA* | CAP**1917AL*+TDR |  | Voluntarily Certified | Single-split-system air condit | False | False | 18000 |  | 13.4 | 13.4 |  |  | False | 30 | 30 | 11.5 |  | Coil-Only System | False | Conventional | 10/05/2023 |  | 11/28/2023
Carrier Corp. - Indianapolis | BRYANT HEATING AND COOLING SYSTEMS | PA4SAN418**NA* | PA4SAN418**NA* | CAP**1917AL*+TDR |  | Voluntarily Certified | Single-split-system air condit | False | False | 18000 |  | 13.4 | 13.4 |  |  | False | 30 | 30 | 11.5 |  | Coil-Only System | False | Conventional | 10/05/2023 |  | 11/28/2023
Carrier Corp. - Indianapolis | PAYNE HEATING AND COOLING | PA4SAN418**NA* | PA4SAN418**NA* | CAP**1917AL*+TDR |  | Voluntarily Certified | Single-split-system air condit | False | False | 18000 |  | 13.4 | 13.4 |  |  | False | 30 | 30 | 11.5 |  | Coil-Only System | False | Conventional | 10/05/2023 |  | 11/28/2023
Carrier Corp. - Indianapolis | WEATHERMAKER | PA4SAN418**NA* | PA4SAN418**NA* | CAP**1917AL*+TDR |  | Voluntarily Certified | Single-split-system air condit | False | False | 18000 |  | 13.4 | 13.4 |  |  | False | 30 | 30 | 11.5 |  | Coil-Only System | False | Conventional | 10/05/2023 |  | 11/28/2023
Carrier Corp. - Indianapolis | BROCK | PA4SAN424**NA* | PA4SAN424**NA* | CSPVA2414XMC*+TDR |  | Voluntarily Certified | Single-split-system air condit | False | False | 23200 |  | 13.4 | 13.4 |  |  | False | 30 | 30 | 11.5 |  | Coil-Only System | False | Conventional | 10/05/2023 |  | 11/28/2023
Carrier Corp. - Indianapolis | Arcoaire | HVA937GKA** | HVA937GKA** | FCM4X60***L+WALLCON |  | Voluntarily Certified | Single-split-system air condit | False | False | 33200 |  | 18.5 | 13.4 |  |  | False | 30 | 30 | 12 |  | Blower Coil System | True | Conventional | 10/05/2023 |  | 11/28/2023
Carrier Corp. - Indianapolis | Heil | HVA937GKA** | HVA937GKA** | FCM4X60***L+WALLCON |  | Voluntarily Certified | Single-split-system air condit | False | False | 33200 |  | 18.5 | 13.4 |  |  | False | 30 | 30 | 12 |  | Blower Coil System | True | Conventional | 10/05/2023 |  | 11/28/2023
Carrier Corp. - Indianapolis | Arcoaire | HVA937GKA**+TSTAT | HVA937GKA**+TSTAT | FVM4X60***L |  | Voluntarily Certified | Single-split-system air condit | False | False | 33400 |  | 17 | 13.4 |  |  | False | 30 | 30 | 12 |  | Blower Coil System | False | Conventional | 10/05/2023 |  | 11/28/2023
Carrier Corp. - Indianapolis | Heil | HVA937GKA**+TSTAT | HVA937GKA**+TSTAT | FVM4X60***L |  | Voluntarily Certified | Single-split-system air condit | False | False | 33400 |  | 17 | 13.4 |  |  | False | 30 | 30 | 12 |  | Blower Coil System | False | Conventional | 10/05/2023 |  | 11/28/2023
Carrier Corp. - Indianapolis | 1HVAC | HVA937GKA2* | HVA937GKA2* | FCM4X60***L+WALLCON |  | Voluntarily Certified | Single-split-system air condit | False | False | 33200 |  | 18.5 | 13.4 |  |  | False | 30 | 30 | 12 |  | Blower Coil System | True | Conventional | 10/05/2023 |  | 11/28/2023
Carrier Corp. - Indianapolis | Arcoaire | HVA937GKA2* | HVA937GKA2* | FCM4X60***L+WALLCON |  | Voluntarily Certified | Single-split-system air condit | False | False | 33200 |  | 18.5 | 13.4 |  |  | False | 30 | 30 | 12 |  | Blower Coil System | True | Conventional | 10/05/2023 |  | 11/28/2023
Carrier Corp. - Indianapolis | Heil | HVA937GKA2* | HVA937GKA2* | FCM4X60***L+WALLCON |  | Voluntarily Certified | Single-split-system air condit | False | False | 33200 |  | 18.5 | 13.4 |  |  | False | 30 | 30 | 12 |  | Blower Coil System | True | Conventional | 10/05/2023 |  | 11/28/2023
Carrier Corp. - Indianapolis | 1HVAC | HVA937GKA2*+TSTAT | HVA937GKA2*+TSTAT | FVM4X60***L |  | Voluntarily Certified | Single-split-system air condit | False | False | 33400 |  | 17 | 13.4 |  |  | False | 30 | 30 | 12 |  | Blower Coil System | False | Conventional | 10/05/2023 |  | 11/28/2023
Carrier Corp. - Indianapolis | Arcoaire | HVA937GKA2*+TSTAT | HVA937GKA2*+TSTAT | FVM4X60***L |  | Voluntarily Certified | Single-split-system air condit | False | False | 33400 |  | 17 | 13.4 |  |  | False | 30 | 30 | 12 |  | Blower Coil System | False | Conventional | 10/05/2023 |  | 11/28/2023
Carrier Corp. - Indianapolis | Heil | HVA937GKA2*+TSTAT | HVA937GKA2*+TSTAT | FVM4X60***L |  | Voluntarily Certified | Single-split-system air condit | False | False | 33400 |  | 17 | 13.4 |  |  | False | 30 | 30 | 12 |  | Blower Coil System | False | Conventional | 10/05/2023 |  | 11/28/2023
Carrier Corp. - Indianapolis | 1HVAC | HVA948GKA** | HVA948GKA** | FCM4X60***L+WALLCON |  | Voluntarily Certified | Single-split-system air condit | False | False | 46000 |  | 18 | 13.4 |  |  | False | 30 | 30 | 10.5 |  | Blower Coil System | True | Conventional | 10/05/2023 |  | 11/28/2023
Carrier Corp. - Indianapolis | Arcoaire | HVA948GKA** | HVA948GKA** | FCM4X60***L+WALLCON |  | Voluntarily Certified | Single-split-system air condit | False | False | 46000 |  | 18 | 13.4 |  |  | False | 30 | 30 | 10.5 |  | Blower Coil System | True | Conventional | 10/05/2023 |  | 11/28/2023
Carrier Corp. - Indianapolis | Heil | HVA948GKA** | HVA948GKA** | FCM4X60***L+WALLCON |  | Voluntarily Certified | Single-split-system air condit | False | False | 46000 |  | 18 | 13.4 |  |  | False | 30 | 30 | 10.5 |  | Blower Coil System | True | Conventional | 10/05/2023 |  | 11/28/2023
Carrier Corp. - Indianapolis | 1HVAC | HVA948GKA2* | HVA948GKA2* | FCM4X60***L+WALLCON |  | Voluntarily Certified | Single-split-system air condit | False | False | 46000 |  | 18 | 13.4 |  |  | False | 30 | 30 | 10.5 |  | Blower Coil System | True | Conventional | 10/05/2023 |  | 11/28/2023
Carrier Corp. - Indianapolis | Arcoaire | HVA948GKA2* | HVA948GKA2* | FCM4X60***L+WALLCON |  | Voluntarily Certified | Single-split-system air condit | False | False | 46000 |  | 18 | 13.4 |  |  | False | 30 | 30 | 10.5 |  | Blower Coil System | True | Conventional | 10/05/2023 |  | 11/28/2023
Carrier Corp. - Indianapolis | Heil | HVA948GKA2* | HVA948GKA2* | FCM4X60***L+WALLCON |  | Voluntarily Certified | Single-split-system air condit | False | False | 46000 |  | 18 | 13.4 |  |  | False | 30 | 30 | 10.5 |  | Blower Coil System | True | Conventional | 10/05/2023 |  | 11/28/2023
Carrier Corp. - Indianapolis | 1HVAC | HVA948GKA2*+TSTAT | HVA948GKA2*+TSTAT | FVM4X60***L |  | Voluntarily Certified | Single-split-system air condit | False | False | 46000 |  | 15.5 | 13.4 |  |  | False | 30 | 30 | 10.5 |  | Blower Coil System | False | Conventional | 10/05/2023 |  | 11/28/2023
Carrier Corp. - Indianapolis | Arcoaire | HVA948GKA2*+TSTAT | HVA948GKA2*+TSTAT | FVM4X60***L |  | Voluntarily Certified | Single-split-system air condit | False | False | 46000 |  | 15.5 | 13.4 |  |  | False | 30 | 30 | 10.5 |  | Blower Coil System | False | Conventional | 10/05/2023 |  | 11/28/2023
Carrier Corp. - Indianapolis | Heil | HVA948GKA2*+TSTAT | HVA948GKA2*+TSTAT | FVM4X60***L |  | Voluntarily Certified | Single-split-system air condit | False | False | 46000 |  | 15.5 | 13.4 |  |  | False | 30 | 30 | 10.5 |  | Blower Coil System | False | Conventional | 10/05/2023 |  | 11/28/2023
Carrier Corp. - Indianapolis | 1HVAC | HVA949GKA** | HVA949GKA** | FCM4X60***L+WALLCON |  | Voluntarily Certified | Single-split-system air condit | False | False | 44500 |  | 19 | 13.4 |  |  | False | 30 | 30 | 12 |  | Blower Coil System | True | Conventional | 10/05/2023 |  | 11/28/2023
Carrier Corp. - Indianapolis | Arcoaire | HVA949GKA** | HVA949GKA** | FCM4X60***L+WALLCON |  | Voluntarily Certified | Single-split-system air condit | False | False | 44500 |  | 19 | 13.4 |  |  | False | 30 | 30 | 12 |  | Blower Coil System | True | Conventional | 10/05/2023 |  | 11/28/2023
Carrier Corp. - Indianapolis | Heil | HVA949GKA** | HVA949GKA** | FCM4X60***L+WALLCON |  | Voluntarily Certified | Single-split-system air condit | False | False | 44500 |  | 19 | 13.4 |  |  | False | 30 | 30 | 12 |  | Blower Coil System | True | Conventional | 10/05/2023 |  | 11/28/2023
Carrier Corp. - Indianapolis | 1HVAC | HVA949GKA2* | HVA949GKA2* | FCM4X60***L+WALLCON |  | Voluntarily Certified | Single-split-system air condit | False | False | 44500 |  | 19 | 13.4 |  |  | False | 30 | 30 | 12 |  | Blower Coil System | True | Conventional | 10/05/2023 |  | 11/28/2023
Carrier Corp. - Indianapolis | Arcoaire | HVA949GKA2* | HVA949GKA2* | FCM4X60***L+WALLCON |  | Voluntarily Certified | Single-split-system air condit | False | False | 44500 |  | 19 | 13.4 |  |  | False | 30 | 30 | 12 |  | Blower Coil System | True | Conventional | 10/05/2023 |  | 11/28/2023
Carrier Corp. - Indianapolis | Heil | HVA949GKA2* | HVA949GKA2* | FCM4X60***L+WALLCON |  | Voluntarily Certified | Single-split-system air condit | False | False | 44500 |  | 19 | 13.4 |  |  | False | 30 | 30 | 12 |  | Blower Coil System | True | Conventional | 10/05/2023 |  | 11/28/2023
Carrier Corp. - Indianapolis | 1HVAC | HVA949GKA2*+TSTAT | HVA949GKA2*+TSTAT | FVM4X60***L |  | Voluntarily Certified | Single-split-system air condit | False | False | 44000 |  | 17 | 13.4 |  |  | False | 30 | 30 | 11.7 |  | Blower Coil System | False | Conventional | 10/05/2023 |  | 11/28/2023
Carrier Corp. - Indianapolis | Arcoaire | HVA949GKA2*+TSTAT | HVA949GKA2*+TSTAT | FVM4X60***L |  | Voluntarily Certified | Single-split-system air condit | False | False | 44000 |  | 17 | 13.4 |  |  | False | 30 | 30 | 11.7 |  | Blower Coil System | False | Conventional | 10/05/2023 |  | 11/28/2023
Carrier Corp. - Indianapolis | Heil | HVA949GKA2*+TSTAT | HVA949GKA2*+TSTAT | FVM4X60***L |  | Voluntarily Certified | Single-split-system air condit | False | False | 44000 |  | 17 | 13.4 |  |  | False | 30 | 30 | 11.7 |  | Blower Coil System | False | Conventional | 10/05/2023 |  | 11/28/2023
Carrier Corp. - Indianapolis | 1HVAC | HVA960GKA** | HVA960GKA** | FCM4X60***L+WALLCON |  | Voluntarily Certified | Single-split-system air condit | False | False | 57000 |  | 16.5 | 13.4 |  |  | False | 30 | 30 | 9.5 |  | Blower Coil System | True | Conventional | 10/05/2023 |  | 11/28/2023
Carrier Corp. - Indianapolis | Arcoaire | HVA960GKA** | HVA960GKA** | FCM4X60***L+WALLCON |  | Voluntarily Certified | Single-split-system air condit | False | False | 57000 |  | 16.5 | 13.4 |  |  | False | 30 | 30 | 9.5 |  | Blower Coil System | True | Conventional | 10/05/2023 |  | 11/28/2023
Carrier Corp. - Indianapolis | Heil | HVA960GKA** | HVA960GKA** | FCM4X60***L+WALLCON |  | Voluntarily Certified | Single-split-system air condit | False | False | 57000 |  | 16.5 | 13.4 |  |  | False | 30 | 30 | 9.5 |  | Blower Coil System | True | Conventional | 10/05/2023 |  | 11/28/2023
Carrier Corp. - Indianapolis | 1HVAC | HVA960GKA2* | HVA960GKA2* | FCM4X60***L+WALLCON |  | Voluntarily Certified | Single-split-system air condit | False | False | 57000 |  | 16.5 | 13.4 |  |  | False | 30 | 30 | 9.5 |  | Blower Coil System | True | Conventional | 10/05/2023 |  | 11/28/2023
Carrier Corp. - Indianapolis | Arcoaire | HVA960GKA2* | HVA960GKA2* | FCM4X60***L+WALLCON |  | Voluntarily Certified | Single-split-system air condit | False | False | 57000 |  | 16.5 | 13.4 |  |  | False | 30 | 30 | 9.5 |  | Blower Coil System | True | Conventional | 10/05/2023 |  | 11/28/2023
Carrier Corp. - Indianapolis | Heil | HVA960GKA2* | HVA960GKA2* | FCM4X60***L+WALLCON |  | Voluntarily Certified | Single-split-system air condit | False | False | 57000 |  | 16.5 | 13.4 |  |  | False | 30 | 30 | 9.5 |  | Blower Coil System | True | Conventional | 10/05/2023 |  | 11/28/2023
Carrier Corp. - Indianapolis | 1HVAC | HVA960GKA2*+TSTAT | HVA960GKA2*+TSTAT | FVM4X60***L |  | Voluntarily Certified | Single-split-system air condit | False | False | 57500 |  | 14.5 | 13.4 |  |  | False | 30 | 30 | 9.5 |  | Blower Coil System | False | Conventional | 10/05/2023 |  | 11/28/2023
Carrier Corp. - Indianapolis | Arcoaire | HVA960GKA2*+TSTAT | HVA960GKA2*+TSTAT | FVM4X60***L |  | Voluntarily Certified | Single-split-system air condit | False | False | 57500 |  | 14.5 | 13.4 |  |  | False | 30 | 30 | 9.5 |  | Blower Coil System | False | Conventional | 10/05/2023 |  | 11/28/2023
Carrier Corp. - Indianapolis | Heil | HVA960GKA2*+TSTAT | HVA960GKA2*+TSTAT | FVM4X60***L |  | Voluntarily Certified | Single-split-system air condit | False | False | 57500 |  | 14.5 | 13.4 |  |  | False | 30 | 30 | 9.5 |  | Blower Coil System | False | Conventional | 10/05/2023 |  | 11/28/2023
Carrier Corp. - Indianapolis | 1HVAC | N4A4S18*K*NAA* | N4A4S18*K*NAA* | EA*4X19L17A*+TDR |  | Voluntarily Certified | Single-split-system air condit | False | False | 18000 |  | 13.4 | 13.4 |  |  | False | 30 | 30 | 11.5 |  | Coil-Only System | False | Conventional | 10/05/2023 |  | 11/28/2023
Carrier Corp. - Indianapolis | Arcoaire | N4A4S18*K*NAA* | N4A4S18*K*NAA* | EA*4X19L17A*+TDR |  | Voluntarily Certified | Single-split-system air condit | False | False | 18000 |  | 13.4 | 13.4 |  |  | False | 30 | 30 | 11.5 |  | Coil-Only System | False | Conventional | 10/05/2023 |  | 11/28/2023
Carrier Corp. - Indianapolis | Comfortmaker | N4A4S18*K*NAA* | N4A4S18*K*NAA* | EA*4X19L17A*+TDR |  | Voluntarily Certified | Single-split-system air condit | False | False | 18000 |  | 13.4 | 13.4 |  |  | False | 30 | 30 | 11.5 |  | Coil-Only System | False | Conventional | 10/05/2023 |  | 11/28/2023
Carrier Corp. - Indianapolis | Day & Night | N4A4S18*K*NAA* | N4A4S18*K*NAA* | EA*4X19L17A*+TDR |  | Voluntarily Certified | Single-split-system air condit | False | False | 18000 |  | 13.4 | 13.4 |  |  | False | 30 | 30 | 11.5 |  | Coil-Only System | False | Conventional | 10/05/2023 |  | 11/28/2023
Carrier Corp. - Indianapolis | Heil | N4A4S18*K*NAA* | N4A4S18*K*NAA* | EA*4X19L17A*+TDR |  | Voluntarily Certified | Single-split-system air condit | False | False | 18000 |  | 13.4 | 13.4 |  |  | False | 30 | 30 | 11.5 |  | Coil-Only System | False | Conventional | 10/05/2023 |  | 11/28/2023
Carrier Corp. - Indianapolis | Keeprite | N4A4S18*K*NAA* | N4A4S18*K*NAA* | EA*4X19L17A*+TDR |  | Voluntarily Certified | Single-split-system air condit | False | False | 18000 |  | 13.4 | 13.4 |  |  | False | 30 | 30 | 11.5 |  | Coil-Only System | False | Conventional | 10/05/2023 |  | 11/28/2023
Carrier Corp. - Indianapolis | Maratherm | N4A4S18*K*NAA* | N4A4S18*K*NAA* | EA*4X19L17A*+TDR |  | Voluntarily Certified | Single-split-system air condit | False | False | 18000 |  | 13.4 | 13.4 |  |  | False | 30 | 30 | 11.5 |  | Coil-Only System | False | Conventional | 10/05/2023 |  | 11/28/2023
Carrier Corp. - Indianapolis | MSH Legacy | N4A4S18*K*NAA* | N4A4S18*K*NAA* | EA*4X19L17A*+TDR |  | Voluntarily Certified | Single-split-system air condit | False | False | 18000 |  | 13.4 | 13.4 |  |  | False | 30 | 30 | 11.5 |  | Coil-Only System | False | Conventional | 10/05/2023 |  | 11/28/2023
Carrier Corp. - Indianapolis | 1HVAC | N4A4S24*K*NAA* | N4A4S24*K*NAA* | ESD4X24M14A*+TDR |  | Voluntarily Certified | Single-split-system air condit | False | False | 23200 |  | 13.4 | 13.4 |  |  | False | 30 | 30 | 11.5 |  | Coil-Only System | False | Conventional | 10/05/2023 |  | 11/28/2023
Carrier Corp. - Indianapolis | Arcoaire | N4A4S24*K*NAA* | N4A4S24*K*NAA* | ESD4X24M14A*+TDR |  | Voluntarily Certified | Single-split-system air condit | False | False | 23200 |  | 13.4 | 13.4 |  |  | False | 30 | 30 | 11.5 |  | Coil-Only System | False | Conventional | 10/05/2023 |  | 11/28/2023
Carrier Corp. - Indianapolis | Comfortmaker | N4A4S24*K*NAA* | N4A4S24*K*NAA* | ESD4X24M14A*+TDR |  | Voluntarily Certified | Single-split-system air condit | False | False | 23200 |  | 13.4 | 13.4 |  |  | False | 30 | 30 | 11.5 |  | Coil-Only System | False | Conventional | 10/05/2023 |  | 11/28/2023
Carrier Corp. - Indianapolis | Day & Night | N4A4S24*K*NAA* | N4A4S24*K*NAA* | ESD4X24M14A*+TDR |  | Voluntarily Certified | Single-split-system air condit | False | False | 23200 |  | 13.4 | 13.4 |  |  | False | 30 | 30 | 11.5 |  | Coil-Only System | False | Conventional | 10/05/2023 |  | 11/28/2023
Carrier Corp. - Indianapolis | Heil | N4A4S24*K*NAA* | N4A4S24*K*NAA* | ESD4X24M14A*+TDR |  | Voluntarily Certified | Single-split-system air condit | False | False | 23200 |  | 13.4 | 13.4 |  |  | False | 30 | 30 | 11.5 |  | Coil-Only System | False | Conventional | 10/05/2023 |  | 11/28/2023
Carrier Corp. - Indianapolis | Keeprite | N4A4S24*K*NAA* | N4A4S24*K*NAA* | ESD4X24M14A*+TDR |  | Voluntarily Certified | Single-split-system air condit | False | False | 23200 |  | 13.4 | 13.4 |  |  | False | 30 | 30 | 11.5 |  | Coil-Only System | False | Conventional | 10/05/2023 |  | 11/28/2023
Carrier Corp. - Indianapolis | Maratherm | N4A4S24*K*NAA* | N4A4S24*K*NAA* | ESD4X24M14A*+TDR |  | Voluntarily Certified | Single-split-system air condit | False | False | 23200 |  | 13.4 | 13.4 |  |  | False | 30 | 30 | 11.5 |  | Coil-Only System | False | Conventional | 10/05/2023 |  | 11/28/2023
Carrier Corp. - Indianapolis | MSH Legacy | N4A4S24*K*NAA* | N4A4S24*K*NAA* | ESD4X24M14A*+TDR |  | Voluntarily Certified | Single-split-system air condit | False | False | 23200 |  | 13.4 | 13.4 |  |  | False | 30 | 30 | 11.5 |  | Coil-Only System | False | Conventional | 10/05/2023 |  | 11/28/2023
Carrier Corp. - Indianapolis | 1HVAC | N4A4S30*K*NAA* | N4A4S30*K*NAA* | EA*4X37L21A*+TDR |  | Voluntarily Certified | Single-split-system air condit | False | False | 29400 |  | 14 | 13.4 |  |  | False | 30 | 30 | 11.5 |  | Coil-Only System | False | Conventional | 10/05/2023 |  | 11/28/2023
Carrier Corp. - Indianapolis | Arcoaire | N4A4S30*K*NAA* | N4A4S30*K*NAA* | EA*4X37L21A*+TDR |  | Voluntarily Certified | Single-split-system air condit | False | False | 29400 |  | 14 | 13.4 |  |  | False | 30 | 30 | 11.5 |  | Coil-Only System | False | Conventional | 10/05/2023 |  | 11/28/2023
Carrier Corp. - Indianapolis | Comfortmaker | N4A4S30*K*NAA* | N4A4S30*K*NAA* | EA*4X37L21A*+TDR |  | Voluntarily Certified | Single-split-system air condit | False | False | 29400 |  | 14 | 13.4 |  |  | False | 30 | 30 | 11.5 |  | Coil-Only System | False | Conventional | 10/05/2023 |  | 11/28/2023
Carrier Corp. - Indianapolis | Day & Night | N4A4S30*K*NAA* | N4A4S30*K*NAA* | EA*4X37L21A*+TDR |  | Voluntarily Certified | Single-split-system air condit | False | False | 29400 |  | 14 | 13.4 |  |  | False | 30 | 30 | 11.5 |  | Coil-Only System | False | Conventional | 10/05/2023 |  | 11/28/2023
Carrier Corp. - Indianapolis | Heil | N4A4S30*K*NAA* | N4A4S30*K*NAA* | EA*4X37L21A*+TDR |  | Voluntarily Certified | Single-split-system air condit | False | False | 29400 |  | 14 | 13.4 |  |  | False | 30 | 30 | 11.5 |  | Coil-Only System | False | Conventional | 10/05/2023 |  | 11/28/2023
Carrier Corp. - Indianapolis | Keeprite | N4A4S30*K*NAA* | N4A4S30*K*NAA* | EA*4X37L21A*+TDR |  | Voluntarily Certified | Single-split-system air condit | False | False | 29400 |  | 14 | 13.4 |  |  | False | 30 | 30 | 11.5 |  | Coil-Only System | False | Conventional | 10/05/2023 |  | 11/28/2023
Carrier Corp. - Indianapolis | Maratherm | N4A4S30*K*NAA* | N4A4S30*K*NAA* | EA*4X37L21A*+TDR |  | Voluntarily Certified | Single-split-system air condit | False | False | 29400 |  | 14 | 13.4 |  |  | False | 30 | 30 | 11.5 |  | Coil-Only System | False | Conventional | 10/05/2023 |  | 11/28/2023
Carrier Corp. - Indianapolis | MSH Legacy | N4A4S30*K*NAA* | N4A4S30*K*NAA* | EA*4X37L21A*+TDR |  | Voluntarily Certified | Single-split-system air condit | False | False | 29400 |  | 14 | 13.4 |  |  | False | 30 | 30 | 11.5 |  | Coil-Only System | False | Conventional | 10/05/2023 |  | 11/28/2023
Carrier Corp. - Indianapolis | 1HVAC | N4A4S36*K*NAA* | N4A4S36*K*NAA* | EVD4X37M21A*+TDR |  | Voluntarily Certified | Single-split-system air condit | False | False | 33600 |  | 13.4 | 13.4 |  |  | False | 30 | 30 | 11.5 |  | Coil-Only System | False | Conventional | 10/05/2023 |  | 11/28/2023
Carrier Corp. - Indianapolis | Arcoaire | N4A4S36*K*NAA* | N4A4S36*K*NAA* | EVD4X37M21A*+TDR |  | Voluntarily Certified | Single-split-system air condit | False | False | 33600 |  | 13.4 | 13.4 |  |  | False | 30 | 30 | 11.5 |  | Coil-Only System | False | Conventional | 10/05/2023 |  | 11/28/2023
Carrier Corp. - Indianapolis | Comfortmaker | N4A4S36*K*NAA* | N4A4S36*K*NAA* | EVD4X37M21A*+TDR |  | Voluntarily Certified | Single-split-system air condit | False | False | 33600 |  | 13.4 | 13.4 |  |  | False | 30 | 30 | 11.5 |  | Coil-Only System | False | Conventional | 10/05/2023 |  | 11/28/2023
Carrier Corp. - Indianapolis | Day & Night | N4A4S36*K*NAA* | N4A4S36*K*NAA* | EVD4X37M21A*+TDR |  | Voluntarily Certified | Single-split-system air condit | False | False | 33600 |  | 13.4 | 13.4 |  |  | False | 30 | 30 | 11.5 |  | Coil-Only System | False | Conventional | 10/05/2023 |  | 11/28/2023
Carrier Corp. - Indianapolis | Heil | N4A4S36*K*NAA* | N4A4S36*K*NAA* | EVD4X37M21A*+TDR |  | Voluntarily Certified | Single-split-system air condit | False | False | 33600 |  | 13.4 | 13.4 |  |  | False | 30 | 30 | 11.5 |  | Coil-Only System | False | Conventional | 10/05/2023 |  | 11/28/2023
Carrier Corp. - Indianapolis | Keeprite | N4A4S36*K*NAA* | N4A4S36*K*NAA* | EVD4X37M21A*+TDR |  | Voluntarily Certified | Single-split-system air condit | False | False | 33600 |  | 13.4 | 13.4 |  |  | False | 30 | 30 | 11.5 |  | Coil-Only System | False | Conventional | 10/05/2023 |  | 11/28/2023
Carrier Corp. - Indianapolis | Maratherm | N4A4S36*K*NAA* | N4A4S36*K*NAA* | EVD4X37M21A*+TDR |  | Voluntarily Certified | Single-split-system air condit | False | False | 33600 |  | 13.4 | 13.4 |  |  | False | 30 | 30 | 11.5 |  | Coil-Only System | False | Conventional | 10/05/2023 |  | 11/28/2023
Carrier Corp. - Indianapolis | MSH Legacy | N4A4S36*K*NAA* | N4A4S36*K*NAA* | EVD4X37M21A*+TDR |  | Voluntarily Certified | Single-split-system air condit | False | False | 33600 |  | 13.4 | 13.4 |  |  | False | 30 | 30 | 11.5 |  | Coil-Only System | False | Conventional | 10/05/2023 |  | 11/28/2023
Carrier Corp. - Indianapolis | 1HVAC | N4A4S42*K*NAA* | N4A4S42*K*NAA* | EVD4X42M21A*+TDR |  | Voluntarily Certified | Single-split-system air condit | False | False | 38500 |  | 13.4 | 13.4 |  |  | False | 30 | 30 | 11 |  | Coil-Only System | False | Conventional | 10/05/2023 |  | 11/28/2023
Carrier Corp. - Indianapolis | Arcoaire | N4A4S42*K*NAA* | N4A4S42*K*NAA* | EVD4X42M21A*+TDR |  | Voluntarily Certified | Single-split-system air condit | False | False | 38500 |  | 13.4 | 13.4 |  |  | False | 30 | 30 | 11 |  | Coil-Only System | False | Conventional | 10/05/2023 |  | 11/28/2023
Carrier Corp. - Indianapolis | Comfortmaker | N4A4S42*K*NAA* | N4A4S42*K*NAA* | EVD4X42M21A*+TDR |  | Voluntarily Certified | Single-split-system air condit | False | False | 38500 |  | 13.4 | 13.4 |  |  | False | 30 | 30 | 11 |  | Coil-Only System | False | Conventional | 10/05/2023 |  | 11/28/2023
Carrier Corp. - Indianapolis | Day & Night | N4A4S42*K*NAA* | N4A4S42*K*NAA* | EVD4X42M21A*+TDR |  | Voluntarily Certified | Single-split-system air condit | False | False | 38500 |  | 13.4 | 13.4 |  |  | False | 30 | 30 | 11 |  | Coil-Only System | False | Conventional | 10/05/2023 |  | 11/28/2023
Carrier Corp. - Indianapolis | Heil | N4A4S42*K*NAA* | N4A4S42*K*NAA* | EVD4X42M21A*+TDR |  | Voluntarily Certified | Single-split-system air condit | False | False | 38500 |  | 13.4 | 13.4 |  |  | False | 30 | 30 | 11 |  | Coil-Only System | False | Conventional | 10/05/2023 |  | 11/28/2023
Carrier Corp. - Indianapolis | Keeprite | N4A4S42*K*NAA* | N4A4S42*K*NAA* | EVD4X42M21A*+TDR |  | Voluntarily Certified | Single-split-system air condit | False | False | 38500 |  | 13.4 | 13.4 |  |  | False | 30 | 30 | 11 |  | Coil-Only System | False | Conventional | 10/05/2023 |  | 11/28/2023
Carrier Corp. - Indianapolis | Maratherm | N4A4S42*K*NAA* | N4A4S42*K*NAA* | EVD4X42M21A*+TDR |  | Voluntarily Certified | Single-split-system air condit | False | False | 38500 |  | 13.4 | 13.4 |  |  | False | 30 | 30 | 11 |  | Coil-Only System | False | Conventional | 10/05/2023 |  | 11/28/2023
Carrier Corp. - Indianapolis | MSH Legacy | N4A4S42*K*NAA* | N4A4S42*K*NAA* | EVD4X42M21A*+TDR |  | Voluntarily Certified | Single-split-system air condit | False | False | 38500 |  | 13.4 | 13.4 |  |  | False | 30 | 30 | 11 |  | Coil-Only System | False | Conventional | 10/05/2023 |  | 11/28/2023
Carrier Corp. - Indianapolis | 1HVAC | N4A4S48*K*NAA* | N4A4S48*K*NAA* | EA*4X61L24A*+TDR |  | Voluntarily Certified | Single-split-system air condit | False | False | 45000 |  | 13.4 | 13.4 |  |  | False | 30 | 30 | 11.5 |  | Coil-Only System | False | Conventional | 10/05/2023 |  | 11/28/2023
Carrier Corp. - Indianapolis | Arcoaire | N4A4S48*K*NAA* | N4A4S48*K*NAA* | EA*4X61L24A*+TDR |  | Voluntarily Certified | Single-split-system air condit | False | False | 45000 |  | 13.4 | 13.4 |  |  | False | 30 | 30 | 11.5 |  | Coil-Only System | False | Conventional | 10/05/2023 |  | 11/28/2023
Carrier Corp. - Indianapolis | Comfortmaker | N4A4S48*K*NAA* | N4A4S48*K*NAA* | EA*4X61L24A*+TDR |  | Voluntarily Certified | Single-split-system air condit | False | False | 45000 |  | 13.4 | 13.4 |  |  | False | 30 | 30 | 11.5 |  | Coil-Only System | False | Conventional | 10/05/2023 |  | 11/28/2023
Carrier Corp. - Indianapolis | Day & Night | N4A4S48*K*NAA* | N4A4S48*K*NAA* | EA*4X61L24A*+TDR |  | Voluntarily Certified | Single-split-system air condit | False | False | 45000 |  | 13.4 | 13.4 |  |  | False | 30 | 30 | 11.5 |  | Coil-Only System | False | Conventional | 10/05/2023 |  | 11/28/2023
Carrier Corp. - Indianapolis | Heil | N4A4S48*K*NAA* | N4A4S48*K*NAA* | EA*4X61L24A*+TDR |  | Voluntarily Certified | Single-split-system air condit | False | False | 45000 |  | 13.4 | 13.4 |  |  | False | 30 | 30 | 11.5 |  | Coil-Only System | False | Conventional | 10/05/2023 |  | 11/28/2023
Carrier Corp. - Indianapolis | Keeprite | N4A4S48*K*NAA* | N4A4S48*K*NAA* | EA*4X61L24A*+TDR |  | Voluntarily Certified | Single-split-system air condit | False | False | 45000 |  | 13.4 | 13.4 |  |  | False | 30 | 30 | 11.5 |  | Coil-Only System | False | Conventional | 10/05/2023 |  | 11/28/2023
Carrier Corp. - Indianapolis | Maratherm | N4A4S48*K*NAA* | N4A4S48*K*NAA* | EA*4X61L24A*+TDR |  | Voluntarily Certified | Single-split-system air condit | False | False | 45000 |  | 13.4 | 13.4 |  |  | False | 30 | 30 | 11.5 |  | Coil-Only System | False | Conventional | 10/05/2023 |  | 11/28/2023
Carrier Corp. - Indianapolis | MSH Legacy | N4A4S48*K*NAA* | N4A4S48*K*NAA* | EA*4X61L24A*+TDR |  | Voluntarily Certified | Single-split-system air condit | False | False | 45000 |  | 13.4 | 13.4 |  |  | False | 30 | 30 | 11.5 |  | Coil-Only System | False | Conventional | 10/05/2023 |  | 11/28/2023
Carrier Corp. - Indianapolis | 1HVAC | N4A4S60*K*NAA* | N4A4S60*K*NAA* | EVD4X61M24A*+TDR |  | Voluntarily Certified | Single-split-system air condit | False | False | 55500 |  | 13.4 | 13.4 |  |  | False | 30 | 30 | 11 |  | Coil-Only System | False | Conventional | 10/05/2023 |  | 11/28/2023
Carrier Corp. - Indianapolis | Arcoaire | N4A4S60*K*NAA* | N4A4S60*K*NAA* | EVD4X61M24A*+TDR |  | Voluntarily Certified | Single-split-system air condit | False | False | 55500 |  | 13.4 | 13.4 |  |  | False | 30 | 30 | 11 |  | Coil-Only System | False | Conventional | 10/05/2023 |  | 11/28/2023
Carrier Corp. - Indianapolis | Comfortmaker | N4A4S60*K*NAA* | N4A4S60*K*NAA* | EVD4X61M24A*+TDR |  | Voluntarily Certified | Single-split-system air condit | False | False | 55500 |  | 13.4 | 13.4 |  |  | False | 30 | 30 | 11 |  | Coil-Only System | False | Conventional | 10/05/2023 |  | 11/28/2023
Carrier Corp. - Indianapolis | Day & Night | N4A4S60*K*NAA* | N4A4S60*K*NAA* | EVD4X61M24A*+TDR |  | Voluntarily Certified | Single-split-system air condit | False | False | 55500 |  | 13.4 | 13.4 |  |  | False | 30 | 30 | 11 |  | Coil-Only System | False | Conventional | 10/05/2023 |  | 11/28/2023
Carrier Corp. - Indianapolis | Heil | N4A4S60*K*NAA* | N4A4S60*K*NAA* | EVD4X61M24A*+TDR |  | Voluntarily Certified | Single-split-system air condit | False | False | 55500 |  | 13.4 | 13.4 |  |  | False | 30 | 30 | 11 |  | Coil-Only System | False | Conventional | 10/05/2023 |  | 11/28/2023
Carrier Corp. - Indianapolis | Keeprite | N4A4S60*K*NAA* | N4A4S60*K*NAA* | EVD4X61M24A*+TDR |  | Voluntarily Certified | Single-split-system air condit | False | False | 55500 |  | 13.4 | 13.4 |  |  | False | 30 | 30 | 11 |  | Coil-Only System | False | Conventional | 10/05/2023 |  | 11/28/2023
Carrier Corp. - Indianapolis | Maratherm | N4A4S60*K*NAA* | N4A4S60*K*NAA* | EVD4X61M24A*+TDR |  | Voluntarily Certified | Single-split-system air condit | False | False | 55500 |  | 13.4 | 13.4 |  |  | False | 30 | 30 | 11 |  | Coil-Only System | False | Conventional | 10/05/2023 |  | 11/28/2023
Carrier Corp. - Indianapolis | MSH Legacy | N4A4S60*K*NAA* | N4A4S60*K*NAA* | EVD4X61M24A*+TDR |  | Voluntarily Certified | Single-split-system air condit | False | False | 55500 |  | 13.4 | 13.4 |  |  | False | 30 | 30 | 11 |  | Coil-Only System | False | Conventional | 10/05/2023 |  | 11/28/2023
Carrier Corp. - Indianapolis | 1HVAC | N4A5S18*K*WAA* | N4A5S18*K*WAA* | ESD4X24M14A*+TDR |  | Voluntarily Certified | Single-split-system air condit | False | False | 17900 |  | 14.3 | 13.4 |  |  | False | 30 | 30 | 11.7 |  | Coil-Only System | False | Conventional | 10/05/2023 |  | 11/28/2023
Carrier Corp. - Indianapolis | Arcoaire | N4A5S18*K*WAA* | N4A5S18*K*WAA* | ESD4X24M14A*+TDR |  | Voluntarily Certified | Single-split-system air condit | False | False | 17900 |  | 14.3 | 13.4 |  |  | False | 30 | 30 | 11.7 |  | Coil-Only System | False | Conventional | 10/05/2023 |  | 11/28/2023
Carrier Corp. - Indianapolis | Comfortmaker | N4A5S18*K*WAA* | N4A5S18*K*WAA* | ESD4X24M14A*+TDR |  | Voluntarily Certified | Single-split-system air condit | False | False | 17900 |  | 14.3 | 13.4 |  |  | False | 30 | 30 | 11.7 |  | Coil-Only System | False | Conventional | 10/05/2023 |  | 11/28/2023
Carrier Corp. - Indianapolis | Day & Night | N4A5S18*K*WAA* | N4A5S18*K*WAA* | ESD4X24M14A*+TDR |  | Voluntarily Certified | Single-split-system air condit | False | False | 17900 |  | 14.3 | 13.4 |  |  | False | 30 | 30 | 11.7 |  | Coil-Only System | False | Conventional | 10/05/2023 |  | 11/28/2023
Carrier Corp. - Indianapolis | Heil | N4A5S18*K*WAA* | N4A5S18*K*WAA* | ESD4X24M14A*+TDR |  | Voluntarily Certified | Single-split-system air condit | False | False | 17900 |  | 14.3 | 13.4 |  |  | False | 30 | 30 | 11.7 |  | Coil-Only System | False | Conventional | 10/05/2023 |  | 11/28/2023
Carrier Corp. - Indianapolis | Keeprite | N4A5S18*K*WAA* | N4A5S18*K*WAA* | ESD4X24M14A*+TDR |  | Voluntarily Certified | Single-split-system air condit | False | False | 17900 |  | 14.3 | 13.4 |  |  | False | 30 | 30 | 11.7 |  | Coil-Only System | False | Conventional | 10/05/2023 |  | 11/28/2023
Carrier Corp. - Indianapolis | Maratherm | N4A5S18*K*WAA* | N4A5S18*K*WAA* | ESD4X24M14A*+TDR |  | Voluntarily Certified | Single-split-system air condit | False | False | 17900 |  | 14.3 | 13.4 |  |  | False | 30 | 30 | 11.7 |  | Coil-Only System | False | Conventional | 10/05/2023 |  | 11/28/2023
Carrier Corp. - Indianapolis | MSH Legacy | N4A5S18*K*WAA* | N4A5S18*K*WAA* | ESD4X24M14A*+TDR |  | Voluntarily Certified | Single-split-system air condit | False | False | 17900 |  | 14.3 | 13.4 |  |  | False | 30 | 30 | 11.7 |  | Coil-Only System | False | Conventional | 10/05/2023 |  | 11/28/2023
Carrier Corp. - Indianapolis | 1HVAC | N4A5S24*K*WAA* | N4A5S24*K*WAA* | ESD4X24M14A*+TDR |  | Voluntarily Certified | Single-split-system air condit | False | False | 22800 |  | 14.3 | 13.4 |  |  | False | 30 | 30 | 11.7 |  | Coil-Only System | False | Conventional | 10/05/2023 |  | 11/28/2023
Carrier Corp. - Indianapolis | Arcoaire | N4A5S24*K*WAA* | N4A5S24*K*WAA* | ESD4X24M14A*+TDR |  | Voluntarily Certified | Single-split-system air condit | False | False | 22800 |  | 14.3 | 13.4 |  |  | False | 30 | 30 | 11.7 |  | Coil-Only System | False | Conventional | 10/05/2023 |  | 11/28/2023
Carrier Corp. - Indianapolis | Comfortmaker | N4A5S24*K*WAA* | N4A5S24*K*WAA* | ESD4X24M14A*+TDR |  | Voluntarily Certified | Single-split-system air condit | False | False | 22800 |  | 14.3 | 13.4 |  |  | False | 30 | 30 | 11.7 |  | Coil-Only System | False | Conventional | 10/05/2023 |  | 11/28/2023
Carrier Corp. - Indianapolis | Day & Night | N4A5S24*K*WAA* | N4A5S24*K*WAA* | ESD4X24M14A*+TDR |  | Voluntarily Certified | Single-split-system air condit | False | False | 22800 |  | 14.3 | 13.4 |  |  | False | 30 | 30 | 11.7 |  | Coil-Only System | False | Conventional | 10/05/2023 |  | 11/28/2023
Carrier Corp. - Indianapolis | Heil | N4A5S24*K*WAA* | N4A5S24*K*WAA* | ESD4X24M14A*+TDR |  | Voluntarily Certified | Single-split-system air condit | False | False | 22800 |  | 14.3 | 13.4 |  |  | False | 30 | 30 | 11.7 |  | Coil-Only System | False | Conventional | 10/05/2023 |  | 11/28/2023
Carrier Corp. - Indianapolis | Keeprite | N4A5S24*K*WAA* | N4A5S24*K*WAA* | ESD4X24M14A*+TDR |  | Voluntarily Certified | Single-split-system air condit | False | False | 22800 |  | 14.3 | 13.4 |  |  | False | 30 | 30 | 11.7 |  | Coil-Only System | False | Conventional | 10/05/2023 |  | 11/28/2023
Carrier Corp. - Indianapolis | Maratherm | N4A5S24*K*WAA* | N4A5S24*K*WAA* | ESD4X24M14A*+TDR |  | Voluntarily Certified | Single-split-system air condit | False | False | 22800 |  | 14.3 | 13.4 |  |  | False | 30 | 30 | 11.7 |  | Coil-Only System | False | Conventional | 10/05/2023 |  | 11/28/2023
Carrier Corp. - Indianapolis | MSH Legacy | N4A5S24*K*WAA* | N4A5S24*K*WAA* | ESD4X24M14A*+TDR |  | Voluntarily Certified | Single-split-system air condit | False | False | 22800 |  | 14.3 | 13.4 |  |  | False | 30 | 30 | 11.7 |  | Coil-Only System | False | Conventional | 10/05/2023 |  | 11/28/2023
Carrier Corp. - Indianapolis | 1HVAC | N4A5S30*K*WAA* | N4A5S30*K*WAA* | EVD4X30M17A*+TDR |  | Voluntarily Certified | Single-split-system air condit | False | False | 28800 |  | 14.3 | 13.4 |  |  | False | 30 | 30 | 11.7 |  | Coil-Only System | False | Conventional | 10/05/2023 |  | 11/28/2023
Carrier Corp. - Indianapolis | Arcoaire | N4A5S30*K*WAA* | N4A5S30*K*WAA* | EVD4X30M17A*+TDR |  | Voluntarily Certified | Single-split-system air condit | False | False | 28800 |  | 14.3 | 13.4 |  |  | False | 30 | 30 | 11.7 |  | Coil-Only System | False | Conventional | 10/05/2023 |  | 11/28/2023
Carrier Corp. - Indianapolis | Comfortmaker | N4A5S30*K*WAA* | N4A5S30*K*WAA* | EVD4X30M17A*+TDR |  | Voluntarily Certified | Single-split-system air condit | False | False | 28800 |  | 14.3 | 13.4 |  |  | False | 30 | 30 | 11.7 |  | Coil-Only System | False | Conventional | 10/05/2023 |  | 11/28/2023
Carrier Corp. - Indianapolis | Day & Night | N4A5S30*K*WAA* | N4A5S30*K*WAA* | EVD4X30M17A*+TDR |  | Voluntarily Certified | Single-split-system air condit | False | False | 28800 |  | 14.3 | 13.4 |  |  | False | 30 | 30 | 11.7 |  | Coil-Only System | False | Conventional | 10/05/2023 |  | 11/28/2023
Carrier Corp. - Indianapolis | Heil | N4A5S30*K*WAA* | N4A5S30*K*WAA* | EVD4X30M17A*+TDR |  | Voluntarily Certified | Single-split-system air condit | False | False | 28800 |  | 14.3 | 13.4 |  |  | False | 30 | 30 | 11.7 |  | Coil-Only System | False | Conventional | 10/05/2023 |  | 11/28/2023
Carrier Corp. - Indianapolis | Keeprite | N4A5S30*K*WAA* | N4A5S30*K*WAA* | EVD4X30M17A*+TDR |  | Voluntarily Certified | Single-split-system air condit | False | False | 28800 |  | 14.3 | 13.4 |  |  | False | 30 | 30 | 11.7 |  | Coil-Only System | False | Conventional | 10/05/2023 |  | 11/28/2023
Carrier Corp. - Indianapolis | Maratherm | N4A5S30*K*WAA* | N4A5S30*K*WAA* | EVD4X30M17A*+TDR |  | Voluntarily Certified | Single-split-system air condit | False | False | 28800 |  | 14.3 | 13.4 |  |  | False | 30 | 30 | 11.7 |  | Coil-Only System | False | Conventional | 10/05/2023 |  | 11/28/2023
Carrier Corp. - Indianapolis | MSH Legacy | N4A5S30*K*WAA* | N4A5S30*K*WAA* | EVD4X30M17A*+TDR |  | Voluntarily Certified | Single-split-system air condit | False | False | 28800 |  | 14.3 | 13.4 |  |  | False | 30 | 30 | 11.7 |  | Coil-Only System | False | Conventional | 10/05/2023 |  | 11/28/2023
Carrier Corp. - Indianapolis | 1HVAC | N4A5S36*K*WAA* | N4A5S36*K*WAA* | EVD4X37M21A*+TDR |  | Voluntarily Certified | Single-split-system air condit | False | False | 34200 |  | 14.3 | 13.4 |  |  | False | 30 | 30 | 11.7 |  | Coil-Only System | False | Conventional | 10/05/2023 |  | 11/28/2023
Carrier Corp. - Indianapolis | Arcoaire | N4A5S36*K*WAA* | N4A5S36*K*WAA* | EVD4X37M21A*+TDR |  | Voluntarily Certified | Single-split-system air condit | False | False | 34200 |  | 14.3 | 13.4 |  |  | False | 30 | 30 | 11.7 |  | Coil-Only System | False | Conventional | 10/05/2023 |  | 11/28/2023
Carrier Corp. - Indianapolis | Comfortmaker | N4A5S36*K*WAA* | N4A5S36*K*WAA* | EVD4X37M21A*+TDR |  | Voluntarily Certified | Single-split-system air condit | False | False | 34200 |  | 14.3 | 13.4 |  |  | False | 30 | 30 | 11.7 |  | Coil-Only System | False | Conventional | 10/05/2023 |  | 11/28/2023
Carrier Corp. - Indianapolis | Day & Night | N4A5S36*K*WAA* | N4A5S36*K*WAA* | EVD4X37M21A*+TDR |  | Voluntarily Certified | Single-split-system air condit | False | False | 34200 |  | 14.3 | 13.4 |  |  | False | 30 | 30 | 11.7 |  | Coil-Only System | False | Conventional | 10/05/2023 |  | 11/28/2023
Carrier Corp. - Indianapolis | Heil | N4A5S36*K*WAA* | N4A5S36*K*WAA* | EVD4X37M21A*+TDR |  | Voluntarily Certified | Single-split-system air condit | False | False | 34200 |  | 14.3 | 13.4 |  |  | False | 30 | 30 | 11.7 |  | Coil-Only System | False | Conventional | 10/05/2023 |  | 11/28/2023
Carrier Corp. - Indianapolis | Keeprite | N4A5S36*K*WAA* | N4A5S36*K*WAA* | EVD4X37M21A*+TDR |  | Voluntarily Certified | Single-split-system air condit | False | False | 34200 |  | 14.3 | 13.4 |  |  | False | 30 | 30 | 11.7 |  | Coil-Only System | False | Conventional | 10/05/2023 |  | 11/28/2023
Carrier Corp. - Indianapolis | Maratherm | N4A5S36*K*WAA* | N4A5S36*K*WAA* | EVD4X37M21A*+TDR |  | Voluntarily Certified | Single-split-system air condit | False | False | 34200 |  | 14.3 | 13.4 |  |  | False | 30 | 30 | 11.7 |  | Coil-Only System | False | Conventional | 10/05/2023 |  | 11/28/2023
Carrier Corp. - Indianapolis | MSH Legacy | N4A5S36*K*WAA* | N4A5S36*K*WAA* | EVD4X37M21A*+TDR |  | Voluntarily Certified | Single-split-system air condit | False | False | 34200 |  | 14.3 | 13.4 |  |  | False | 30 | 30 | 11.7 |  | Coil-Only System | False | Conventional | 10/05/2023 |  | 11/28/2023
Carrier Corp. - Indianapolis | 1HVAC | N4A5S42*K*WAA* | N4A5S42*K*WAA* | EVD4X48M21A*+TDR |  | Voluntarily Certified | Single-split-system air condit | False | False | 45000 |  | 13.8 | 13.4 |  |  | False | 30 | 30 | 11.2 |  | Coil-Only System | False | Conventional | 10/05/2023 |  | 11/28/2023
Carrier Corp. - Indianapolis | Arcoaire | N4A5S42*K*WAA* | N4A5S42*K*WAA* | EVD4X48M21A*+TDR |  | Voluntarily Certified | Single-split-system air condit | False | False | 45000 |  | 13.8 | 13.4 |  |  | False | 30 | 30 | 11.2 |  | Coil-Only System | False | Conventional | 10/05/2023 |  | 11/28/2023
Carrier Corp. - Indianapolis | Comfortmaker | N4A5S42*K*WAA* | N4A5S42*K*WAA* | EVD4X48M21A*+TDR |  | Voluntarily Certified | Single-split-system air condit | False | False | 45000 |  | 13.8 | 13.4 |  |  | False | 30 | 30 | 11.2 |  | Coil-Only System | False | Conventional | 10/05/2023 |  | 11/28/2023
Carrier Corp. - Indianapolis | Day & Night | N4A5S42*K*WAA* | N4A5S42*K*WAA* | EVD4X48M21A*+TDR |  | Voluntarily Certified | Single-split-system air condit | False | False | 45000 |  | 13.8 | 13.4 |  |  | False | 30 | 30 | 11.2 |  | Coil-Only System | False | Conventional | 10/05/2023 |  | 11/28/2023
Carrier Corp. - Indianapolis | Heil | N4A5S42*K*WAA* | N4A5S42*K*WAA* | EVD4X48M21A*+TDR |  | Voluntarily Certified | Single-split-system air condit | False | False | 45000 |  | 13.8 | 13.4 |  |  | False | 30 | 30 | 11.2 |  | Coil-Only System | False | Conventional | 10/05/2023 |  | 11/28/2023
Carrier Corp. - Indianapolis | Keeprite | N4A5S42*K*WAA* | N4A5S42*K*WAA* | EVD4X48M21A*+TDR |  | Voluntarily Certified | Single-split-system air condit | False | False | 45000 |  | 13.8 | 13.4 |  |  | False | 30 | 30 | 11.2 |  | Coil-Only System | False | Conventional | 10/05/2023 |  | 11/28/2023
Carrier Corp. - Indianapolis | Maratherm | N4A5S42*K*WAA* | N4A5S42*K*WAA* | EVD4X48M21A*+TDR |  | Voluntarily Certified | Single-split-system air condit | False | False | 45000 |  | 13.8 | 13.4 |  |  | False | 30 | 30 | 11.2 |  | Coil-Only System | False | Conventional | 10/05/2023 |  | 11/28/2023
Carrier Corp. - Indianapolis | MSH Legacy | N4A5S42*K*WAA* | N4A5S42*K*WAA* | EVD4X48M21A*+TDR |  | Voluntarily Certified | Single-split-system air condit | False | False | 45000 |  | 13.8 | 13.4 |  |  | False | 30 | 30 | 11.2 |  | Coil-Only System | False | Conventional | 10/05/2023 |  | 11/28/2023
Carrier Corp. - Indianapolis | 1HVAC | N4A5S48*K*WAA* | N4A5S48*K*WAA* | EVD4X48M21A*+TDR |  | Voluntarily Certified | Single-split-system air condit | False | False | 46500 |  | 13.8 | 13.4 |  |  | False | 30 | 30 | 11.2 |  | Coil-Only System | False | Conventional | 10/05/2023 |  | 11/28/2023
Carrier Corp. - Indianapolis | Arcoaire | N4A5S48*K*WAA* | N4A5S48*K*WAA* | EVD4X48M21A*+TDR |  | Voluntarily Certified | Single-split-system air condit | False | False | 46500 |  | 13.8 | 13.4 |  |  | False | 30 | 30 | 11.2 |  | Coil-Only System | False | Conventional | 10/05/2023 |  | 11/28/2023
Carrier Corp. - Indianapolis | Comfortmaker | N4A5S48*K*WAA* | N4A5S48*K*WAA* | EVD4X48M21A*+TDR |  | Voluntarily Certified | Single-split-system air condit | False | False | 46500 |  | 13.8 | 13.4 |  |  | False | 30 | 30 | 11.2 |  | Coil-Only System | False | Conventional | 10/05/2023 |  | 11/28/2023
Carrier Corp. - Indianapolis | Day & Night | N4A5S48*K*WAA* | N4A5S48*K*WAA* | EVD4X48M21A*+TDR |  | Voluntarily Certified | Single-split-system air condit | False | False | 46500 |  | 13.8 | 13.4 |  |  | False | 30 | 30 | 11.2 |  | Coil-Only System | False | Conventional | 10/05/2023 |  | 11/28/2023
Carrier Corp. - Indianapolis | Heil | N4A5S48*K*WAA* | N4A5S48*K*WAA* | EVD4X48M21A*+TDR |  | Voluntarily Certified | Single-split-system air condit | False | False | 46500 |  | 13.8 | 13.4 |  |  | False | 30 | 30 | 11.2 |  | Coil-Only System | False | Conventional | 10/05/2023 |  | 11/28/2023
Carrier Corp. - Indianapolis | Keeprite | N4A5S48*K*WAA* | N4A5S48*K*WAA* | EVD4X48M21A*+TDR |  | Voluntarily Certified | Single-split-system air condit | False | False | 46500 |  | 13.8 | 13.4 |  |  | False | 30 | 30 | 11.2 |  | Coil-Only System | False | Conventional | 10/05/2023 |  | 11/28/2023
Carrier Corp. - Indianapolis | Maratherm | N4A5S48*K*WAA* | N4A5S48*K*WAA* | EVD4X48M21A*+TDR |  | Voluntarily Certified | Single-split-system air condit | False | False | 46500 |  | 13.8 | 13.4 |  |  | False | 30 | 30 | 11.2 |  | Coil-Only System | False | Conventional | 10/05/2023 |  | 11/28/2023
Carrier Corp. - Indianapolis | MSH Legacy | N4A5S48*K*WAA* | N4A5S48*K*WAA* | EVD4X48M21A*+TDR |  | Voluntarily Certified | Single-split-system air condit | False | False | 46500 |  | 13.8 | 13.4 |  |  | False | 30 | 30 | 11.2 |  | Coil-Only System | False | Conventional | 10/05/2023 |  | 11/28/2023
Carrier Corp. - Indianapolis | 1HVAC | N4A5S60*K*WAA* | N4A5S60*K*WAA* | EVD4X61M24A*+TDR |  | Voluntarily Certified | Single-split-system air condit | False | False | 56500 |  | 13.8 | 13.4 |  |  | False | 30 | 30 | 11.2 |  | Coil-Only System | False | Conventional | 10/05/2023 |  | 11/28/2023
Carrier Corp. - Indianapolis | Arcoaire | N4A5S60*K*WAA* | N4A5S60*K*WAA* | EVD4X61M24A*+TDR |  | Voluntarily Certified | Single-split-system air condit | False | False | 56500 |  | 13.8 | 13.4 |  |  | False | 30 | 30 | 11.2 |  | Coil-Only System | False | Conventional | 10/05/2023 |  | 11/28/2023
Carrier Corp. - Indianapolis | Comfortmaker | N4A5S60*K*WAA* | N4A5S60*K*WAA* | EVD4X61M24A*+TDR |  | Voluntarily Certified | Single-split-system air condit | False | False | 56500 |  | 13.8 | 13.4 |  |  | False | 30 | 30 | 11.2 |  | Coil-Only System | False | Conventional | 10/05/2023 |  | 11/28/2023
Carrier Corp. - Indianapolis | Day & Night | N4A5S60*K*WAA* | N4A5S60*K*WAA* | EVD4X61M24A*+TDR |  | Voluntarily Certified | Single-split-system air condit | False | False | 56500 |  | 13.8 | 13.4 |  |  | False | 30 | 30 | 11.2 |  | Coil-Only System | False | Conventional | 10/05/2023 |  | 11/28/2023
Carrier Corp. - Indianapolis | Heil | N4A5S60*K*WAA* | N4A5S60*K*WAA* | EVD4X61M24A*+TDR |  | Voluntarily Certified | Single-split-system air condit | False | False | 56500 |  | 13.8 | 13.4 |  |  | False | 30 | 30 | 11.2 |  | Coil-Only System | False | Conventional | 10/05/2023 |  | 11/28/2023
Carrier Corp. - Indianapolis | Keeprite | N4A5S60*K*WAA* | N4A5S60*K*WAA* | EVD4X61M24A*+TDR |  | Voluntarily Certified | Single-split-system air condit | False | False | 56500 |  | 13.8 | 13.4 |  |  | False | 30 | 30 | 11.2 |  | Coil-Only System | False | Conventional | 10/05/2023 |  | 11/28/2023
Carrier Corp. - Indianapolis | Maratherm | N4A5S60*K*WAA* | N4A5S60*K*WAA* | EVD4X61M24A*+TDR |  | Voluntarily Certified | Single-split-system air condit | False | False | 56500 |  | 13.8 | 13.4 |  |  | False | 30 | 30 | 11.2 |  | Coil-Only System | False | Conventional | 10/05/2023 |  | 11/28/2023
Carrier Corp. - Indianapolis | MSH Legacy | N4A5S60*K*WAA* | N4A5S60*K*WAA* | EVD4X61M24A*+TDR |  | Voluntarily Certified | Single-split-system air condit | False | False | 56500 |  | 13.8 | 13.4 |  |  | False | 30 | 30 | 11.2 |  | Coil-Only System | False | Conventional | 10/05/2023 |  | 11/28/2023
Carrier Corp. - Indianapolis | 1HVAC | N4A748GKA* | N4A748GKA* | EA*4X61L24A*+TDR |  | Voluntarily Certified | Single-split-system air condit | False | False | 48500 |  | 13.8 | 13.4 |  |  | False | 30 | 30 | 11.2 |  | Coil-Only System | False | Conventional | 10/05/2023 |  | 11/28/2023
Carrier Corp. - Indianapolis | Arcoaire | N4A748GKA* | N4A748GKA* | EA*4X61L24A*+TDR |  | Voluntarily Certified | Single-split-system air condit | False | False | 48500 |  | 13.8 | 13.4 |  |  | False | 30 | 30 | 11.2 |  | Coil-Only System | False | Conventional | 10/05/2023 |  | 11/28/2023
Carrier Corp. - Indianapolis | Comfortmaker | N4A748GKA* | N4A748GKA* | EA*4X61L24A*+TDR |  | Voluntarily Certified | Single-split-system air condit | False | False | 48500 |  | 13.8 | 13.4 |  |  | False | 30 | 30 | 11.2 |  | Coil-Only System | False | Conventional | 10/05/2023 |  | 11/28/2023
Carrier Corp. - Indianapolis | Day & Night | N4A748GKA* | N4A748GKA* | EA*4X61L24A*+TDR |  | Voluntarily Certified | Single-split-system air condit | False | False | 48500 |  | 13.8 | 13.4 |  |  | False | 30 | 30 | 11.2 |  | Coil-Only System | False | Conventional | 10/05/2023 |  | 11/28/2023
Carrier Corp. - Indianapolis | Heil | N4A748GKA* | N4A748GKA* | EA*4X61L24A*+TDR |  | Voluntarily Certified | Single-split-system air condit | False | False | 48500 |  | 13.8 | 13.4 |  |  | False | 30 | 30 | 11.2 |  | Coil-Only System | False | Conventional | 10/05/2023 |  | 11/28/2023
Carrier Corp. - Indianapolis | Keeprite | N4A748GKA* | N4A748GKA* | EA*4X61L24A*+TDR |  | Voluntarily Certified | Single-split-system air condit | False | False | 48500 |  | 13.8 | 13.4 |  |  | False | 30 | 30 | 11.2 |  | Coil-Only System | False | Conventional | 10/05/2023 |  | 11/28/2023
Carrier Corp. - Indianapolis | Maratherm | N4A748GKA* | N4A748GKA* | EA*4X61L24A*+TDR |  | Voluntarily Certified | Single-split-system air condit | False | False | 48500 |  | 13.8 | 13.4 |  |  | False | 30 | 30 | 11.2 |  | Coil-Only System | False | Conventional | 10/05/2023 |  | 11/28/2023
Carrier Corp. - Indianapolis | 1HVAC | N4A760GKA* | N4A760GKA* | EA*4X61L24A*+TDR |  | Voluntarily Certified | Single-split-system air condit | False | False | 56500 |  | 13.8 | 13.4 |  |  | False | 30 | 30 | 11.2 |  | Coil-Only System | False | Conventional | 10/05/2023 |  | 11/28/2023
Carrier Corp. - Indianapolis | Arcoaire | N4A760GKA* | N4A760GKA* | EA*4X61L24A*+TDR |  | Voluntarily Certified | Single-split-system air condit | False | False | 56500 |  | 13.8 | 13.4 |  |  | False | 30 | 30 | 11.2 |  | Coil-Only System | False | Conventional | 10/05/2023 |  | 11/28/2023
Carrier Corp. - Indianapolis | Comfortmaker | N4A760GKA* | N4A760GKA* | EA*4X61L24A*+TDR |  | Voluntarily Certified | Single-split-system air condit | False | False | 56500 |  | 13.8 | 13.4 |  |  | False | 30 | 30 | 11.2 |  | Coil-Only System | False | Conventional | 10/05/2023 |  | 11/28/2023
Carrier Corp. - Indianapolis | Day & Night | N4A760GKA* | N4A760GKA* | EA*4X61L24A*+TDR |  | Voluntarily Certified | Single-split-system air condit | False | False | 56500 |  | 13.8 | 13.4 |  |  | False | 30 | 30 | 11.2 |  | Coil-Only System | False | Conventional | 10/05/2023 |  | 11/28/2023
Carrier Corp. - Indianapolis | Heil | N4A760GKA* | N4A760GKA* | EA*4X61L24A*+TDR |  | Voluntarily Certified | Single-split-system air condit | False | False | 56500 |  | 13.8 | 13.4 |  |  | False | 30 | 30 | 11.2 |  | Coil-Only System | False | Conventional | 10/05/2023 |  | 11/28/2023
Carrier Corp. - Indianapolis | Keeprite | N4A760GKA* | N4A760GKA* | EA*4X61L24A*+TDR |  | Voluntarily Certified | Single-split-system air condit | False | False | 56500 |  | 13.8 | 13.4 |  |  | False | 30 | 30 | 11.2 |  | Coil-Only System | False | Conventional | 10/05/2023 |  | 11/28/2023
Carrier Corp. - Indianapolis | Maratherm | N4A760GKA* | N4A760GKA* | EA*4X61L24A*+TDR |  | Voluntarily Certified | Single-split-system air condit | False | False | 56500 |  | 13.8 | 13.4 |  |  | False | 30 | 30 | 11.2 |  | Coil-Only System | False | Conventional | 10/05/2023 |  | 11/28/2023
Carrier Corp. - Indianapolis | 1HVAC | N4A7T24*K*WAA* | N4A7T24*K*WAA* | EVD4X25M17A*+TDR |  | Voluntarily Certified | Single-split-system air condit | False | False | 23400 |  | 14.3 | 13.4 |  |  | False | 30 | 30 | 11.7 |  | Coil-Only System | False | Conventional | 10/05/2023 |  | 11/28/2023
Carrier Corp. - Indianapolis | Arcoaire | N4A7T24*K*WAA* | N4A7T24*K*WAA* | EVD4X25M17A*+TDR |  | Voluntarily Certified | Single-split-system air condit | False | False | 23400 |  | 14.3 | 13.4 |  |  | False | 30 | 30 | 11.7 |  | Coil-Only System | False | Conventional | 10/05/2023 |  | 11/28/2023
Carrier Corp. - Indianapolis | Comfortmaker | N4A7T24*K*WAA* | N4A7T24*K*WAA* | EVD4X25M17A*+TDR |  | Voluntarily Certified | Single-split-system air condit | False | False | 23400 |  | 14.3 | 13.4 |  |  | False | 30 | 30 | 11.7 |  | Coil-Only System | False | Conventional | 10/05/2023 |  | 11/28/2023
Carrier Corp. - Indianapolis | Day & Night | N4A7T24*K*WAA* | N4A7T24*K*WAA* | EVD4X25M17A*+TDR |  | Voluntarily Certified | Single-split-system air condit | False | False | 23400 |  | 14.3 | 13.4 |  |  | False | 30 | 30 | 11.7 |  | Coil-Only System | False | Conventional | 10/05/2023 |  | 11/28/2023
Carrier Corp. - Indianapolis | Heil | N4A7T24*K*WAA* | N4A7T24*K*WAA* | EVD4X25M17A*+TDR |  | Voluntarily Certified | Single-split-system air condit | False | False | 23400 |  | 14.3 | 13.4 |  |  | False | 30 | 30 | 11.7 |  | Coil-Only System | False | Conventional | 10/05/2023 |  | 11/28/2023
Carrier Corp. - Indianapolis | Keeprite | N4A7T24*K*WAA* | N4A7T24*K*WAA* | EVD4X25M17A*+TDR |  | Voluntarily Certified | Single-split-system air condit | False | False | 23400 |  | 14.3 | 13.4 |  |  | False | 30 | 30 | 11.7 |  | Coil-Only System | False | Conventional | 10/05/2023 |  | 11/28/2023
Carrier Corp. - Indianapolis | Maratherm | N4A7T24*K*WAA* | N4A7T24*K*WAA* | EVD4X25M17A*+TDR |  | Voluntarily Certified | Single-split-system air condit | False | False | 23400 |  | 14.3 | 13.4 |  |  | False | 30 | 30 | 11.7 |  | Coil-Only System | False | Conventional | 10/05/2023 |  | 11/28/2023
Carrier Corp. - Indianapolis | 1HVAC | N4A7T36*K*WAA* | N4A7T36*K*WAA* | EVD4X37M21A*+TDR |  | Voluntarily Certified | Single-split-system air condit | False | False | 35000 |  | 14.3 | 13.4 |  |  | False | 30 | 30 | 12 |  | Coil-Only System | False | Conventional | 10/05/2023 |  | 11/28/2023
Carrier Corp. - Indianapolis | Arcoaire | N4A7T36*K*WAA* | N4A7T36*K*WAA* | EVD4X37M21A*+TDR |  | Voluntarily Certified | Single-split-system air condit | False | False | 35000 |  | 14.3 | 13.4 |  |  | False | 30 | 30 | 12 |  | Coil-Only System | False | Conventional | 10/05/2023 |  | 11/28/2023
Carrier Corp. - Indianapolis | Comfortmaker | N4A7T36*K*WAA* | N4A7T36*K*WAA* | EVD4X37M21A*+TDR |  | Voluntarily Certified | Single-split-system air condit | False | False | 35000 |  | 14.3 | 13.4 |  |  | False | 30 | 30 | 12 |  | Coil-Only System | False | Conventional | 10/05/2023 |  | 11/28/2023
Carrier Corp. - Indianapolis | Day & Night | N4A7T36*K*WAA* | N4A7T36*K*WAA* | EVD4X37M21A*+TDR |  | Voluntarily Certified | Single-split-system air condit | False | False | 35000 |  | 14.3 | 13.4 |  |  | False | 30 | 30 | 12 |  | Coil-Only System | False | Conventional | 10/05/2023 |  | 11/28/2023
Carrier Corp. - Indianapolis | Heil | N4A7T36*K*WAA* | N4A7T36*K*WAA* | EVD4X37M21A*+TDR |  | Voluntarily Certified | Single-split-system air condit | False | False | 35000 |  | 14.3 | 13.4 |  |  | False | 30 | 30 | 12 |  | Coil-Only System | False | Conventional | 10/05/2023 |  | 11/28/2023
Carrier Corp. - Indianapolis | Keeprite | N4A7T36*K*WAA* | N4A7T36*K*WAA* | EVD4X37M21A*+TDR |  | Voluntarily Certified | Single-split-system air condit | False | False | 35000 |  | 14.3 | 13.4 |  |  | False | 30 | 30 | 12 |  | Coil-Only System | False | Conventional | 10/05/2023 |  | 11/28/2023
Carrier Corp. - Indianapolis | Maratherm | N4A7T36*K*WAA* | N4A7T36*K*WAA* | EVD4X37M21A*+TDR |  | Voluntarily Certified | Single-split-system air condit | False | False | 35000 |  | 14.3 | 13.4 |  |  | False | 30 | 30 | 12 |  | Coil-Only System | False | Conventional | 10/05/2023 |  | 11/28/2023
Carrier Corp. - Indianapolis | 1HVAC | N4A7T48*K*WAA* | N4A7T48*K*WAA* | EVD4X49M24A*+TDR |  | Voluntarily Certified | Single-split-system air condit | False | False | 47000 |  | 13.8 | 13.4 |  |  | False | 30 | 30 | 12 |  | Coil-Only System | False | Conventional | 10/05/2023 |  | 11/28/2023
Carrier Corp. - Indianapolis | Arcoaire | N4A7T48*K*WAA* | N4A7T48*K*WAA* | EVD4X49M24A*+TDR |  | Voluntarily Certified | Single-split-system air condit | False | False | 47000 |  | 13.8 | 13.4 |  |  | False | 30 | 30 | 12 |  | Coil-Only System | False | Conventional | 10/05/2023 |  | 11/28/2023
Carrier Corp. - Indianapolis | Comfortmaker | N4A7T48*K*WAA* | N4A7T48*K*WAA* | EVD4X49M24A*+TDR |  | Voluntarily Certified | Single-split-system air condit | False | False | 47000 |  | 13.8 | 13.4 |  |  | False | 30 | 30 | 12 |  | Coil-Only System | False | Conventional | 10/05/2023 |  | 11/28/2023
Carrier Corp. - Indianapolis | Day & Night | N4A7T48*K*WAA* | N4A7T48*K*WAA* | EVD4X49M24A*+TDR |  | Voluntarily Certified | Single-split-system air condit | False | False | 47000 |  | 13.8 | 13.4 |  |  | False | 30 | 30 | 12 |  | Coil-Only System | False | Conventional | 10/05/2023 |  | 11/28/2023
Carrier Corp. - Indianapolis | Heil | N4A7T48*K*WAA* | N4A7T48*K*WAA* | EVD4X49M24A*+TDR |  | Voluntarily Certified | Single-split-system air condit | False | False | 47000 |  | 13.8 | 13.4 |  |  | False | 30 | 30 | 12 |  | Coil-Only System | False | Conventional | 10/05/2023 |  | 11/28/2023
Carrier Corp. - Indianapolis | Keeprite | N4A7T48*K*WAA* | N4A7T48*K*WAA* | EVD4X49M24A*+TDR |  | Voluntarily Certified | Single-split-system air condit | False | False | 47000 |  | 13.8 | 13.4 |  |  | False | 30 | 30 | 12 |  | Coil-Only System | False | Conventional | 10/05/2023 |  | 11/28/2023
Carrier Corp. - Indianapolis | Maratherm | N4A7T48*K*WAA* | N4A7T48*K*WAA* | EVD4X49M24A*+TDR |  | Voluntarily Certified | Single-split-system air condit | False | False | 47000 |  | 13.8 | 13.4 |  |  | False | 30 | 30 | 12 |  | Coil-Only System | False | Conventional | 10/05/2023 |  | 11/28/2023
Carrier Corp. - Indianapolis | 1HVAC | N4A7T60*K*WAA* | N4A7T60*K*WAA* | EVD4X61M24A*+TDR |  | Voluntarily Certified | Single-split-system air condit | False | False | 57500 |  | 13.8 | 13.4 |  |  | False | 30 | 30 | 11.5 |  | Coil-Only System | False | Conventional | 10/05/2023 |  | 11/28/2023
Carrier Corp. - Indianapolis | Arcoaire | N4A7T60*K*WAA* | N4A7T60*K*WAA* | EVD4X61M24A*+TDR |  | Voluntarily Certified | Single-split-system air condit | False | False | 57500 |  | 13.8 | 13.4 |  |  | False | 30 | 30 | 11.5 |  | Coil-Only System | False | Conventional | 10/05/2023 |  | 11/28/2023
Carrier Corp. - Indianapolis | Comfortmaker | N4A7T60*K*WAA* | N4A7T60*K*WAA* | EVD4X61M24A*+TDR |  | Voluntarily Certified | Single-split-system air condit | False | False | 57500 |  | 13.8 | 13.4 |  |  | False | 30 | 30 | 11.5 |  | Coil-Only System | False | Conventional | 10/05/2023 |  | 11/28/2023
Carrier Corp. - Indianapolis | Day & Night | N4A7T60*K*WAA* | N4A7T60*K*WAA* | EVD4X61M24A*+TDR |  | Voluntarily Certified | Single-split-system air condit | False | False | 57500 |  | 13.8 | 13.4 |  |  | False | 30 | 30 | 11.5 |  | Coil-Only System | False | Conventional | 10/05/2023 |  | 11/28/2023
Carrier Corp. - Indianapolis | Heil | N4A7T60*K*WAA* | N4A7T60*K*WAA* | EVD4X61M24A*+TDR |  | Voluntarily Certified | Single-split-system air condit | False | False | 57500 |  | 13.8 | 13.4 |  |  | False | 30 | 30 | 11.5 |  | Coil-Only System | False | Conventional | 10/05/2023 |  | 11/28/2023
Carrier Corp. - Indianapolis | Keeprite | N4A7T60*K*WAA* | N4A7T60*K*WAA* | EVD4X61M24A*+TDR |  | Voluntarily Certified | Single-split-system air condit | False | False | 57500 |  | 13.8 | 13.4 |  |  | False | 30 | 30 | 11.5 |  | Coil-Only System | False | Conventional | 10/05/2023 |  | 11/28/2023
Carrier Corp. - Indianapolis | Maratherm | N4A7T60*K*WAA* | N4A7T60*K*WAA* | EVD4X61M24A*+TDR |  | Voluntarily Certified | Single-split-system air condit | False | False | 57500 |  | 13.8 | 13.4 |  |  | False | 30 | 30 | 11.5 |  | Coil-Only System | False | Conventional | 10/05/2023 |  | 11/28/2023
Carrier Corp. - Indianapolis | 1HVAC | NXA660GKB** | NXA660GKB** | EN(A,D)4X61L24**+TDR |  | Voluntarily Certified | Single-split-system air condit | False | False | 57500 |  | 13.8 | 13.4 |  |  | False | 30 | 30 | 11.2 |  | Coil-Only System | False | Conventional | 10/05/2023 |  | 11/28/2023
Carrier Corp. - Indianapolis | Arcoaire | NXA660GKB** | NXA660GKB** | EN(A,D)4X61L24**+TDR |  | Voluntarily Certified | Single-split-system air condit | False | False | 57500 |  | 13.8 | 13.4 |  |  | False | 30 | 30 | 11.2 |  | Coil-Only System | False | Conventional | 10/05/2023 |  | 11/28/2023
Carrier Corp. - Indianapolis | Comfortmaker | NXA660GKB** | NXA660GKB** | EN(A,D)4X61L24**+TDR |  | Voluntarily Certified | Single-split-system air condit | False | False | 57500 |  | 13.8 | 13.4 |  |  | False | 30 | 30 | 11.2 |  | Coil-Only System | False | Conventional | 10/05/2023 |  | 11/28/2023
Carrier Corp. - Indianapolis | Day & Night | NXA660GKB** | NXA660GKB** | EN(A,D)4X61L24**+TDR |  | Voluntarily Certified | Single-split-system air condit | False | False | 57500 |  | 13.8 | 13.4 |  |  | False | 30 | 30 | 11.2 |  | Coil-Only System | False | Conventional | 10/05/2023 |  | 11/28/2023
Carrier Corp. - Indianapolis | Heil | NXA660GKB** | NXA660GKB** | EN(A,D)4X61L24**+TDR |  | Voluntarily Certified | Single-split-system air condit | False | False | 57500 |  | 13.8 | 13.4 |  |  | False | 30 | 30 | 11.2 |  | Coil-Only System | False | Conventional | 10/05/2023 |  | 11/28/2023
Carrier Corp. - Indianapolis | Keeprite | NXA660GKB** | NXA660GKB** | EN(A,D)4X61L24**+TDR |  | Voluntarily Certified | Single-split-system air condit | False | False | 57500 |  | 13.8 | 13.4 |  |  | False | 30 | 30 | 11.2 |  | Coil-Only System | False | Conventional | 10/05/2023 |  | 11/28/2023
Carrier Corp. - Indianapolis | Arcoaire | HVA937GKA** | HVA937GKA** | FCM4X60***L+WALLCON |  | Voluntarily Certified | Single-split-system air condit | False | False | 33200 |  | 18.5 | 13.4 |  |  | False | 30 | 30 | 12 |  | Blower Coil System | True | Conventional | 10/05/2023 |  | 11/28/2023
Carrier Corp. - Indianapolis | Heil | HVA937GKA** | HVA937GKA** | FCM4X60***L+WALLCON |  | Voluntarily Certified | Single-split-system air condit | False | False | 33200 |  | 18.5 | 13.4 |  |  | False | 30 | 30 | 12 |  | Blower Coil System | True | Conventional | 10/05/2023 |  | 11/28/2023
Carrier Corp. - Indianapolis | Arcoaire | HVA937GKA**+TSTAT | HVA937GKA**+TSTAT | FVM4X60***L |  | Voluntarily Certified | Single-split-system air condit | False | False | 33400 |  | 17 | 13.4 |  |  | False | 30 | 30 | 12 |  | Blower Coil System | False | Conventional | 10/05/2023 |  | 11/28/2023
Carrier Corp. - Indianapolis | Heil | HVA937GKA**+TSTAT | HVA937GKA**+TSTAT | FVM4X60***L |  | Voluntarily Certified | Single-split-system air condit | False | False | 33400 |  | 17 | 13.4 |  |  | False | 30 | 30 | 12 |  | Blower Coil System | False | Conventional | 10/05/2023 |  | 11/28/2023
Carrier Corp. - Indianapolis | 1HVAC | HVA937GKA2* | HVA937GKA2* | FCM4X60***L+WALLCON |  | Voluntarily Certified | Single-split-system air condit | False | False | 33200 |  | 18.5 | 13.4 |  |  | False | 30 | 30 | 12 |  | Blower Coil System | True | Conventional | 10/05/2023 |  | 11/28/2023
Carrier Corp. - Indianapolis | Arcoaire | HVA937GKA2* | HVA937GKA2* | FCM4X60***L+WALLCON |  | Voluntarily Certified | Single-split-system air condit | False | False | 33200 |  | 18.5 | 13.4 |  |  | False | 30 | 30 | 12 |  | Blower Coil System | True | Conventional | 10/05/2023 |  | 11/28/2023
Carrier Corp. - Indianapolis | Heil | HVA937GKA2* | HVA937GKA2* | FCM4X60***L+WALLCON |  | Voluntarily Certified | Single-split-system air condit | False | False | 33200 |  | 18.5 | 13.4 |  |  | False | 30 | 30 | 12 |  | Blower Coil System | True | Conventional | 10/05/2023 |  | 11/28/2023
Carrier Corp. - Indianapolis | 1HVAC | HVA937GKA2*+TSTAT | HVA937GKA2*+TSTAT | FVM4X60***L |  | Voluntarily Certified | Single-split-system air condit | False | False | 33400 |  | 17 | 13.4 |  |  | False | 30 | 30 | 12 |  | Blower Coil System | False | Conventional | 10/05/2023 |  | 11/28/2023
Carrier Corp. - Indianapolis | Arcoaire | HVA937GKA2*+TSTAT | HVA937GKA2*+TSTAT | FVM4X60***L |  | Voluntarily Certified | Single-split-system air condit | False | False | 33400 |  | 17 | 13.4 |  |  | False | 30 | 30 | 12 |  | Blower Coil System | False | Conventional | 10/05/2023 |  | 11/28/2023
Carrier Corp. - Indianapolis | Heil | HVA937GKA2*+TSTAT | HVA937GKA2*+TSTAT | FVM4X60***L |  | Voluntarily Certified | Single-split-system air condit | False | False | 33400 |  | 17 | 13.4 |  |  | False | 30 | 30 | 12 |  | Blower Coil System | False | Conventional | 10/05/2023 |  | 11/28/2023
Carrier Corp. - Indianapolis | 1HVAC | HVA948GKA** | HVA948GKA** | FCM4X60***L+WALLCON |  | Voluntarily Certified | Single-split-system air condit | False | False | 46000 |  | 18 | 13.4 |  |  | False | 30 | 30 | 10.5 |  | Blower Coil System | True | Conventional | 10/05/2023 |  | 11/28/2023
Carrier Corp. - Indianapolis | Arcoaire | HVA948GKA** | HVA948GKA** | FCM4X60***L+WALLCON |  | Voluntarily Certified | Single-split-system air condit | False | False | 46000 |  | 18 | 13.4 |  |  | False | 30 | 30 | 10.5 |  | Blower Coil System | True | Conventional | 10/05/2023 |  | 11/28/2023
Carrier Corp. - Indianapolis | Heil | HVA948GKA** | HVA948GKA** | FCM4X60***L+WALLCON |  | Voluntarily Certified | Single-split-system air condit | False | False | 46000 |  | 18 | 13.4 |  |  | False | 30 | 30 | 10.5 |  | Blower Coil System | True | Conventional | 10/05/2023 |  | 11/28/2023
Carrier Corp. - Indianapolis | 1HVAC | HVA948GKA2* | HVA948GKA2* | FCM4X60***L+WALLCON |  | Voluntarily Certified | Single-split-system air condit | False | False | 46000 |  | 18 | 13.4 |  |  | False | 30 | 30 | 10.5 |  | Blower Coil System | True | Conventional | 10/05/2023 |  | 11/28/2023
Carrier Corp. - Indianapolis | Arcoaire | HVA948GKA2* | HVA948GKA2* | FCM4X60***L+WALLCON |  | Voluntarily Certified | Single-split-system air condit | False | False | 46000 |  | 18 | 13.4 |  |  | False | 30 | 30 | 10.5 |  | Blower Coil System | True | Conventional | 10/05/2023 |  | 11/28/2023
Carrier Corp. - Indianapolis | Heil | HVA948GKA2* | HVA948GKA2* | FCM4X60***L+WALLCON |  | Voluntarily Certified | Single-split-system air condit | False | False | 46000 |  | 18 | 13.4 |  |  | False | 30 | 30 | 10.5 |  | Blower Coil System | True | Conventional | 10/05/2023 |  | 11/28/2023
Carrier Corp. - Indianapolis | 1HVAC | HVA948GKA2*+TSTAT | HVA948GKA2*+TSTAT | FVM4X60***L |  | Voluntarily Certified | Single-split-system air condit | False | False | 46000 |  | 15.5 | 13.4 |  |  | False | 30 | 30 | 10.5 |  | Blower Coil System | False | Conventional | 10/05/2023 |  | 11/28/2023
Carrier Corp. - Indianapolis | Arcoaire | HVA948GKA2*+TSTAT | HVA948GKA2*+TSTAT | FVM4X60***L |  | Voluntarily Certified | Single-split-system air condit | False | False | 46000 |  | 15.5 | 13.4 |  |  | False | 30 | 30 | 10.5 |  | Blower Coil System | False | Conventional | 10/05/2023 |  | 11/28/2023
Carrier Corp. - Indianapolis | Heil | HVA948GKA2*+TSTAT | HVA948GKA2*+TSTAT | FVM4X60***L |  | Voluntarily Certified | Single-split-system air condit | False | False | 46000 |  | 15.5 | 13.4 |  |  | False | 30 | 30 | 10.5 |  | Blower Coil System | False | Conventional | 10/05/2023 |  | 11/28/2023
Carrier Corp. - Indianapolis | 1HVAC | HVA949GKA** | HVA949GKA** | FCM4X60***L+WALLCON |  | Voluntarily Certified | Single-split-system air condit | False | False | 44500 |  | 19 | 13.4 |  |  | False | 30 | 30 | 12 |  | Blower Coil System | True | Conventional | 10/05/2023 |  | 11/28/2023
Carrier Corp. - Indianapolis | Arcoaire | HVA949GKA** | HVA949GKA** | FCM4X60***L+WALLCON |  | Voluntarily Certified | Single-split-system air condit | False | False | 44500 |  | 19 | 13.4 |  |  | False | 30 | 30 | 12 |  | Blower Coil System | True | Conventional | 10/05/2023 |  | 11/28/2023
Carrier Corp. - Indianapolis | Heil | HVA949GKA** | HVA949GKA** | FCM4X60***L+WALLCON |  | Voluntarily Certified | Single-split-system air condit | False | False | 44500 |  | 19 | 13.4 |  |  | False | 30 | 30 | 12 |  | Blower Coil System | True | Conventional | 10/05/2023 |  | 11/28/2023
Carrier Corp. - Indianapolis | 1HVAC | HVA949GKA2* | HVA949GKA2* | FCM4X60***L+WALLCON |  | Voluntarily Certified | Single-split-system air condit | False | False | 44500 |  | 19 | 13.4 |  |  | False | 30 | 30 | 12 |  | Blower Coil System | True | Conventional | 10/05/2023 |  | 11/28/2023
Carrier Corp. - Indianapolis | Arcoaire | HVA949GKA2* | HVA949GKA2* | FCM4X60***L+WALLCON |  | Voluntarily Certified | Single-split-system air condit | False | False | 44500 |  | 19 | 13.4 |  |  | False | 30 | 30 | 12 |  | Blower Coil System | True | Conventional | 10/05/2023 |  | 11/28/2023
Carrier Corp. - Indianapolis | Heil | HVA949GKA2* | HVA949GKA2* | FCM4X60***L+WALLCON |  | Voluntarily Certified | Single-split-system air condit | False | False | 44500 |  | 19 | 13.4 |  |  | False | 30 | 30 | 12 |  | Blower Coil System | True | Conventional | 10/05/2023 |  | 11/28/2023
Carrier Corp. - Indianapolis | 1HVAC | HVA949GKA2*+TSTAT | HVA949GKA2*+TSTAT | FVM4X60***L |  | Voluntarily Certified | Single-split-system air condit | False | False | 44000 |  | 17 | 13.4 |  |  | False | 30 | 30 | 11.7 |  | Blower Coil System | False | Conventional | 10/05/2023 |  | 11/28/2023
Carrier Corp. - Indianapolis | Arcoaire | HVA949GKA2*+TSTAT | HVA949GKA2*+TSTAT | FVM4X60***L |  | Voluntarily Certified | Single-split-system air condit | False | False | 44000 |  | 17 | 13.4 |  |  | False | 30 | 30 | 11.7 |  | Blower Coil System | False | Conventional | 10/05/2023 |  | 11/28/2023
Carrier Corp. - Indianapolis | Heil | HVA949GKA2*+TSTAT | HVA949GKA2*+TSTAT | FVM4X60***L |  | Voluntarily Certified | Single-split-system air condit | False | False | 44000 |  | 17 | 13.4 |  |  | False | 30 | 30 | 11.7 |  | Blower Coil System | False | Conventional | 10/05/2023 |  | 11/28/2023
Carrier Corp. - Indianapolis | 1HVAC | HVA960GKA** | HVA960GKA** | FCM4X60***L+WALLCON |  | Voluntarily Certified | Single-split-system air condit | False | False | 57000 |  | 16.5 | 13.4 |  |  | False | 30 | 30 | 9.5 |  | Blower Coil System | True | Conventional | 10/05/2023 |  | 11/28/2023
Carrier Corp. - Indianapolis | Arcoaire | HVA960GKA** | HVA960GKA** | FCM4X60***L+WALLCON |  | Voluntarily Certified | Single-split-system air condit | False | False | 57000 |  | 16.5 | 13.4 |  |  | False | 30 | 30 | 9.5 |  | Blower Coil System | True | Conventional | 10/05/2023 |  | 11/28/2023
Carrier Corp. - Indianapolis | Heil | HVA960GKA** | HVA960GKA** | FCM4X60***L+WALLCON |  | Voluntarily Certified | Single-split-system air condit | False | False | 57000 |  | 16.5 | 13.4 |  |  | False | 30 | 30 | 9.5 |  | Blower Coil System | True | Conventional | 10/05/2023 |  | 11/28/2023
Carrier Corp. - Indianapolis | 1HVAC | HVA960GKA2* | HVA960GKA2* | FCM4X60***L+WALLCON |  | Voluntarily Certified | Single-split-system air condit | False | False | 57000 |  | 16.5 | 13.4 |  |  | False | 30 | 30 | 9.5 |  | Blower Coil System | True | Conventional | 10/05/2023 |  | 11/28/2023
Carrier Corp. - Indianapolis | Arcoaire | HVA960GKA2* | HVA960GKA2* | FCM4X60***L+WALLCON |  | Voluntarily Certified | Single-split-system air condit | False | False | 57000 |  | 16.5 | 13.4 |  |  | False | 30 | 30 | 9.5 |  | Blower Coil System | True | Conventional | 10/05/2023 |  | 11/28/2023
Carrier Corp. - Indianapolis | Heil | HVA960GKA2* | HVA960GKA2* | FCM4X60***L+WALLCON |  | Voluntarily Certified | Single-split-system air condit | False | False | 57000 |  | 16.5 | 13.4 |  |  | False | 30 | 30 | 9.5 |  | Blower Coil System | True | Conventional | 10/05/2023 |  | 11/28/2023
Carrier Corp. - Indianapolis | 1HVAC | HVA960GKA2*+TSTAT | HVA960GKA2*+TSTAT | FVM4X60***L |  | Voluntarily Certified | Single-split-system air condit | False | False | 57500 |  | 14.5 | 13.4 |  |  | False | 30 | 30 | 9.5 |  | Blower Coil System | False | Conventional | 10/05/2023 |  | 11/28/2023
Carrier Corp. - Indianapolis | Arcoaire | HVA960GKA2*+TSTAT | HVA960GKA2*+TSTAT | FVM4X60***L |  | Voluntarily Certified | Single-split-system air condit | False | False | 57500 |  | 14.5 | 13.4 |  |  | False | 30 | 30 | 9.5 |  | Blower Coil System | False | Conventional | 10/05/2023 |  | 11/28/2023
Carrier Corp. - Indianapolis | Heil | HVA960GKA2*+TSTAT | HVA960GKA2*+TSTAT | FVM4X60***L |  | Voluntarily Certified | Single-split-system air condit | False | False | 57500 |  | 14.5 | 13.4 |  |  | False | 30 | 30 | 9.5 |  | Blower Coil System | False | Conventional | 10/05/2023 |  | 11/28/2023
Carrier Corp. - Indianapolis | 1HVAC | N4A4S18*K*NAA* | N4A4S18*K*NAA* | EA*4X19L17A*+TDR |  | Voluntarily Certified | Single-split-system air condit | False | False | 18000 |  | 13.4 | 13.4 |  |  | False | 30 | 30 | 11.5 |  | Coil-Only System | False | Conventional | 10/05/2023 |  | 11/28/2023
Carrier Corp. - Indianapolis | Arcoaire | N4A4S18*K*NAA* | N4A4S18*K*NAA* | EA*4X19L17A*+TDR |  | Voluntarily Certified | Single-split-system air condit | False | False | 18000 |  | 13.4 | 13.4 |  |  | False | 30 | 30 | 11.5 |  | Coil-Only System | False | Conventional | 10/05/2023 |  | 11/28/2023
Carrier Corp. - Indianapolis | Comfortmaker | N4A4S18*K*NAA* | N4A4S18*K*NAA* | EA*4X19L17A*+TDR |  | Voluntarily Certified | Single-split-system air condit | False | False | 18000 |  | 13.4 | 13.4 |  |  | False | 30 | 30 | 11.5 |  | Coil-Only System | False | Conventional | 10/05/2023 |  | 11/28/2023
Carrier Corp. - Indianapolis | Day & Night | N4A4S18*K*NAA* | N4A4S18*K*NAA* | EA*4X19L17A*+TDR |  | Voluntarily Certified | Single-split-system air condit | False | False | 18000 |  | 13.4 | 13.4 |  |  | False | 30 | 30 | 11.5 |  | Coil-Only System | False | Conventional | 10/05/2023 |  | 11/28/2023
Carrier Corp. - Indianapolis | Heil | N4A4S18*K*NAA* | N4A4S18*K*NAA* | EA*4X19L17A*+TDR |  | Voluntarily Certified | Single-split-system air condit | False | False | 18000 |  | 13.4 | 13.4 |  |  | False | 30 | 30 | 11.5 |  | Coil-Only System | False | Conventional | 10/05/2023 |  | 11/28/2023
Carrier Corp. - Indianapolis | Keeprite | N4A4S18*K*NAA* | N4A4S18*K*NAA* | EA*4X19L17A*+TDR |  | Voluntarily Certified | Single-split-system air condit | False | False | 18000 |  | 13.4 | 13.4 |  |  | False | 30 | 30 | 11.5 |  | Coil-Only System | False | Conventional | 10/05/2023 |  | 11/28/2023
Carrier Corp. - Indianapolis | Maratherm | N4A4S18*K*NAA* | N4A4S18*K*NAA* | EA*4X19L17A*+TDR |  | Voluntarily Certified | Single-split-system air condit | False | False | 18000 |  | 13.4 | 13.4 |  |  | False | 30 | 30 | 11.5 |  | Coil-Only System | False | Conventional | 10/05/2023 |  | 11/28/2023
Carrier Corp. - Indianapolis | MSH Legacy | N4A4S18*K*NAA* | N4A4S18*K*NAA* | EA*4X19L17A*+TDR |  | Voluntarily Certified | Single-split-system air condit | False | False | 18000 |  | 13.4 | 13.4 |  |  | False | 30 | 30 | 11.5 |  | Coil-Only System | False | Conventional | 10/05/2023 |  | 11/28/2023
Carrier Corp. - Indianapolis | 1HVAC | N4A4S24*K*NAA* | N4A4S24*K*NAA* | ESD4X24M14A*+TDR |  | Voluntarily Certified | Single-split-system air condit | False | False | 23200 |  | 13.4 | 13.4 |  |  | False | 30 | 30 | 11.5 |  | Coil-Only System | False | Conventional | 10/05/2023 |  | 11/28/2023
Carrier Corp. - Indianapolis | Arcoaire | N4A4S24*K*NAA* | N4A4S24*K*NAA* | ESD4X24M14A*+TDR |  | Voluntarily Certified | Single-split-system air condit | False | False | 23200 |  | 13.4 | 13.4 |  |  | False | 30 | 30 | 11.5 |  | Coil-Only System | False | Conventional | 10/05/2023 |  | 11/28/2023
Carrier Corp. - Indianapolis | Comfortmaker | N4A4S24*K*NAA* | N4A4S24*K*NAA* | ESD4X24M14A*+TDR |  | Voluntarily Certified | Single-split-system air condit | False | False | 23200 |  | 13.4 | 13.4 |  |  | False | 30 | 30 | 11.5 |  | Coil-Only System | False | Conventional | 10/05/2023 |  | 11/28/2023
Carrier Corp. - Indianapolis | Day & Night | N4A4S24*K*NAA* | N4A4S24*K*NAA* | ESD4X24M14A*+TDR |  | Voluntarily Certified | Single-split-system air condit | False | False | 23200 |  | 13.4 | 13.4 |  |  | False | 30 | 30 | 11.5 |  | Coil-Only System | False | Conventional | 10/05/2023 |  | 11/28/2023
Carrier Corp. - Indianapolis | Heil | N4A4S24*K*NAA* | N4A4S24*K*NAA* | ESD4X24M14A*+TDR |  | Voluntarily Certified | Single-split-system air condit | False | False | 23200 |  | 13.4 | 13.4 |  |  | False | 30 | 30 | 11.5 |  | Coil-Only System | False | Conventional | 10/05/2023 |  | 11/28/2023
Carrier Corp. - Indianapolis | Keeprite | N4A4S24*K*NAA* | N4A4S24*K*NAA* | ESD4X24M14A*+TDR |  | Voluntarily Certified | Single-split-system air condit | False | False | 23200 |  | 13.4 | 13.4 |  |  | False | 30 | 30 | 11.5 |  | Coil-Only System | False | Conventional | 10/05/2023 |  | 11/28/2023
Carrier Corp. - Indianapolis | Maratherm | N4A4S24*K*NAA* | N4A4S24*K*NAA* | ESD4X24M14A*+TDR |  | Voluntarily Certified | Single-split-system air condit | False | False | 23200 |  | 13.4 | 13.4 |  |  | False | 30 | 30 | 11.5 |  | Coil-Only System | False | Conventional | 10/05/2023 |  | 11/28/2023
Carrier Corp. - Indianapolis | MSH Legacy | N4A4S24*K*NAA* | N4A4S24*K*NAA* | ESD4X24M14A*+TDR |  | Voluntarily Certified | Single-split-system air condit | False | False | 23200 |  | 13.4 | 13.4 |  |  | False | 30 | 30 | 11.5 |  | Coil-Only System | False | Conventional | 10/05/2023 |  | 11/28/2023
Carrier Corp. - Indianapolis | 1HVAC | N4A4S30*K*NAA* | N4A4S30*K*NAA* | EA*4X37L21A*+TDR |  | Voluntarily Certified | Single-split-system air condit | False | False | 29400 |  | 14 | 13.4 |  |  | False | 30 | 30 | 11.5 |  | Coil-Only System | False | Conventional | 10/05/2023 |  | 11/28/2023
Carrier Corp. - Indianapolis | Arcoaire | N4A4S30*K*NAA* | N4A4S30*K*NAA* | EA*4X37L21A*+TDR |  | Voluntarily Certified | Single-split-system air condit | False | False | 29400 |  | 14 | 13.4 |  |  | False | 30 | 30 | 11.5 |  | Coil-Only System | False | Conventional | 10/05/2023 |  | 11/28/2023
Carrier Corp. - Indianapolis | Comfortmaker | N4A4S30*K*NAA* | N4A4S30*K*NAA* | EA*4X37L21A*+TDR |  | Voluntarily Certified | Single-split-system air condit | False | False | 29400 |  | 14 | 13.4 |  |  | False | 30 | 30 | 11.5 |  | Coil-Only System | False | Conventional | 10/05/2023 |  | 11/28/2023
Carrier Corp. - Indianapolis | Day & Night | N4A4S30*K*NAA* | N4A4S30*K*NAA* | EA*4X37L21A*+TDR |  | Voluntarily Certified | Single-split-system air condit | False | False | 29400 |  | 14 | 13.4 |  |  | False | 30 | 30 | 11.5 |  | Coil-Only System | False | Conventional | 10/05/2023 |  | 11/28/2023
Carrier Corp. - Indianapolis | Heil | N4A4S30*K*NAA* | N4A4S30*K*NAA* | EA*4X37L21A*+TDR |  | Voluntarily Certified | Single-split-system air condit | False | False | 29400 |  | 14 | 13.4 |  |  | False | 30 | 30 | 11.5 |  | Coil-Only System | False | Conventional | 10/05/2023 |  | 11/28/2023
Carrier Corp. - Indianapolis | Keeprite | N4A4S30*K*NAA* | N4A4S30*K*NAA* | EA*4X37L21A*+TDR |  | Voluntarily Certified | Single-split-system air condit | False | False | 29400 |  | 14 | 13.4 |  |  | False | 30 | 30 | 11.5 |  | Coil-Only System | False | Conventional | 10/05/2023 |  | 11/28/2023
Carrier Corp. - Indianapolis | Maratherm | N4A4S30*K*NAA* | N4A4S30*K*NAA* | EA*4X37L21A*+TDR |  | Voluntarily Certified | Single-split-system air condit | False | False | 29400 |  | 14 | 13.4 |  |  | False | 30 | 30 | 11.5 |  | Coil-Only System | False | Conventional | 10/05/2023 |  | 11/28/2023
Carrier Corp. - Indianapolis | MSH Legacy | N4A4S30*K*NAA* | N4A4S30*K*NAA* | EA*4X37L21A*+TDR |  | Voluntarily Certified | Single-split-system air condit | False | False | 29400 |  | 14 | 13.4 |  |  | False | 30 | 30 | 11.5 |  | Coil-Only System | False | Conventional | 10/05/2023 |  | 11/28/2023
Carrier Corp. - Indianapolis | 1HVAC | N4A4S36*K*NAA* | N4A4S36*K*NAA* | EVD4X37M21A*+TDR |  | Voluntarily Certified | Single-split-system air condit | False | False | 33600 |  | 13.4 | 13.4 |  |  | False | 30 | 30 | 11.5 |  | Coil-Only System | False | Conventional | 10/05/2023 |  | 11/28/2023
Carrier Corp. - Indianapolis | Arcoaire | N4A4S36*K*NAA* | N4A4S36*K*NAA* | EVD4X37M21A*+TDR |  | Voluntarily Certified | Single-split-system air condit | False | False | 33600 |  | 13.4 | 13.4 |  |  | False | 30 | 30 | 11.5 |  | Coil-Only System | False | Conventional | 10/05/2023 |  | 11/28/2023
Carrier Corp. - Indianapolis | Comfortmaker | N4A4S36*K*NAA* | N4A4S36*K*NAA* | EVD4X37M21A*+TDR |  | Voluntarily Certified | Single-split-system air condit | False | False | 33600 |  | 13.4 | 13.4 |  |  | False | 30 | 30 | 11.5 |  | Coil-Only System | False | Conventional | 10/05/2023 |  | 11/28/2023
Carrier Corp. - Indianapolis | Day & Night | N4A4S36*K*NAA* | N4A4S36*K*NAA* | EVD4X37M21A*+TDR |  | Voluntarily Certified | Single-split-system air condit | False | False | 33600 |  | 13.4 | 13.4 |  |  | False | 30 | 30 | 11.5 |  | Coil-Only System | False | Conventional | 10/05/2023 |  | 11/28/2023
Carrier Corp. - Indianapolis | Heil | N4A4S36*K*NAA* | N4A4S36*K*NAA* | EVD4X37M21A*+TDR |  | Voluntarily Certified | Single-split-system air condit | False | False | 33600 |  | 13.4 | 13.4 |  |  | False | 30 | 30 | 11.5 |  | Coil-Only System | False | Conventional | 10/05/2023 |  | 11/28/2023
Carrier Corp. - Indianapolis | Keeprite | N4A4S36*K*NAA* | N4A4S36*K*NAA* | EVD4X37M21A*+TDR |  | Voluntarily Certified | Single-split-system air condit | False | False | 33600 |  | 13.4 | 13.4 |  |  | False | 30 | 30 | 11.5 |  | Coil-Only System | False | Conventional | 10/05/2023 |  | 11/28/2023
Carrier Corp. - Indianapolis | Maratherm | N4A4S36*K*NAA* | N4A4S36*K*NAA* | EVD4X37M21A*+TDR |  | Voluntarily Certified | Single-split-system air condit | False | False | 33600 |  | 13.4 | 13.4 |  |  | False | 30 | 30 | 11.5 |  | Coil-Only System | False | Conventional | 10/05/2023 |  | 11/28/2023
Carrier Corp. - Indianapolis | MSH Legacy | N4A4S36*K*NAA* | N4A4S36*K*NAA* | EVD4X37M21A*+TDR |  | Voluntarily Certified | Single-split-system air condit | False | False | 33600 |  | 13.4 | 13.4 |  |  | False | 30 | 30 | 11.5 |  | Coil-Only System | False | Conventional | 10/05/2023 |  | 11/28/2023
Carrier Corp. - Indianapolis | 1HVAC | N4A4S42*K*NAA* | N4A4S42*K*NAA* | EVD4X42M21A*+TDR |  | Voluntarily Certified | Single-split-system air condit | False | False | 38500 |  | 13.4 | 13.4 |  |  | False | 30 | 30 | 11 |  | Coil-Only System | False | Conventional | 10/05/2023 |  | 11/28/2023
Carrier Corp. - Indianapolis | Arcoaire | N4A4S42*K*NAA* | N4A4S42*K*NAA* | EVD4X42M21A*+TDR |  | Voluntarily Certified | Single-split-system air condit | False | False | 38500 |  | 13.4 | 13.4 |  |  | False | 30 | 30 | 11 |  | Coil-Only System | False | Conventional | 10/05/2023 |  | 11/28/2023
Carrier Corp. - Indianapolis | Comfortmaker | N4A4S42*K*NAA* | N4A4S42*K*NAA* | EVD4X42M21A*+TDR |  | Voluntarily Certified | Single-split-system air condit | False | False | 38500 |  | 13.4 | 13.4 |  |  | False | 30 | 30 | 11 |  | Coil-Only System | False | Conventional | 10/05/2023 |  | 11/28/2023
Carrier Corp. - Indianapolis | Day & Night | N4A4S42*K*NAA* | N4A4S42*K*NAA* | EVD4X42M21A*+TDR |  | Voluntarily Certified | Single-split-system air condit | False | False | 38500 |  | 13.4 | 13.4 |  |  | False | 30 | 30 | 11 |  | Coil-Only System | False | Conventional | 10/05/2023 |  | 11/28/2023
Carrier Corp. - Indianapolis | Heil | N4A4S42*K*NAA* | N4A4S42*K*NAA* | EVD4X42M21A*+TDR |  | Voluntarily Certified | Single-split-system air condit | False | False | 38500 |  | 13.4 | 13.4 |  |  | False | 30 | 30 | 11 |  | Coil-Only System | False | Conventional | 10/05/2023 |  | 11/28/2023
Carrier Corp. - Indianapolis | Keeprite | N4A4S42*K*NAA* | N4A4S42*K*NAA* | EVD4X42M21A*+TDR |  | Voluntarily Certified | Single-split-system air condit | False | False | 38500 |  | 13.4 | 13.4 |  |  | False | 30 | 30 | 11 |  | Coil-Only System | False | Conventional | 10/05/2023 |  | 11/28/2023
Carrier Corp. - Indianapolis | Maratherm | N4A4S42*K*NAA* | N4A4S42*K*NAA* | EVD4X42M21A*+TDR |  | Voluntarily Certified | Single-split-system air condit | False | False | 38500 |  | 13.4 | 13.4 |  |  | False | 30 | 30 | 11 |  | Coil-Only System | False | Conventional | 10/05/2023 |  | 11/28/2023
Carrier Corp. - Indianapolis | MSH Legacy | N4A4S42*K*NAA* | N4A4S42*K*NAA* | EVD4X42M21A*+TDR |  | Voluntarily Certified | Single-split-system air condit | False | False | 38500 |  | 13.4 | 13.4 |  |  | False | 30 | 30 | 11 |  | Coil-Only System | False | Conventional | 10/05/2023 |  | 11/28/2023
Carrier Corp. - Indianapolis | 1HVAC | N4A4S48*K*NAA* | N4A4S48*K*NAA* | EA*4X61L24A*+TDR |  | Voluntarily Certified | Single-split-system air condit | False | False | 45000 |  | 13.4 | 13.4 |  |  | False | 30 | 30 | 11.5 |  | Coil-Only System | False | Conventional | 10/05/2023 |  | 11/28/2023
Carrier Corp. - Indianapolis | Arcoaire | N4A4S48*K*NAA* | N4A4S48*K*NAA* | EA*4X61L24A*+TDR |  | Voluntarily Certified | Single-split-system air condit | False | False | 45000 |  | 13.4 | 13.4 |  |  | False | 30 | 30 | 11.5 |  | Coil-Only System | False | Conventional | 10/05/2023 |  | 11/28/2023
Carrier Corp. - Indianapolis | Comfortmaker | N4A4S48*K*NAA* | N4A4S48*K*NAA* | EA*4X61L24A*+TDR |  | Voluntarily Certified | Single-split-system air condit | False | False | 45000 |  | 13.4 | 13.4 |  |  | False | 30 | 30 | 11.5 |  | Coil-Only System | False | Conventional | 10/05/2023 |  | 11/28/2023
Carrier Corp. - Indianapolis | Day & Night | N4A4S48*K*NAA* | N4A4S48*K*NAA* | EA*4X61L24A*+TDR |  | Voluntarily Certified | Single-split-system air condit | False | False | 45000 |  | 13.4 | 13.4 |  |  | False | 30 | 30 | 11.5 |  | Coil-Only System | False | Conventional | 10/05/2023 |  | 11/28/2023
Carrier Corp. - Indianapolis | Heil | N4A4S48*K*NAA* | N4A4S48*K*NAA* | EA*4X61L24A*+TDR |  | Voluntarily Certified | Single-split-system air condit | False | False | 45000 |  | 13.4 | 13.4 |  |  | False | 30 | 30 | 11.5 |  | Coil-Only System | False | Conventional | 10/05/2023 |  | 11/28/2023
Carrier Corp. - Indianapolis | Keeprite | N4A4S48*K*NAA* | N4A4S48*K*NAA* | EA*4X61L24A*+TDR |  | Voluntarily Certified | Single-split-system air condit | False | False | 45000 |  | 13.4 | 13.4 |  |  | False | 30 | 30 | 11.5 |  | Coil-Only System | False | Conventional | 10/05/2023 |  | 11/28/2023
Carrier Corp. - Indianapolis | Maratherm | N4A4S48*K*NAA* | N4A4S48*K*NAA* | EA*4X61L24A*+TDR |  | Voluntarily Certified | Single-split-system air condit | False | False | 45000 |  | 13.4 | 13.4 |  |  | False | 30 | 30 | 11.5 |  | Coil-Only System | False | Conventional | 10/05/2023 |  | 11/28/2023
Carrier Corp. - Indianapolis | MSH Legacy | N4A4S48*K*NAA* | N4A4S48*K*NAA* | EA*4X61L24A*+TDR |  | Voluntarily Certified | Single-split-system air condit | False | False | 45000 |  | 13.4 | 13.4 |  |  | False | 30 | 30 | 11.5 |  | Coil-Only System | False | Conventional | 10/05/2023 |  | 11/28/2023
Carrier Corp. - Indianapolis | 1HVAC | N4A4S60*K*NAA* | N4A4S60*K*NAA* | EVD4X61M24A*+TDR |  | Voluntarily Certified | Single-split-system air condit | False | False | 55500 |  | 13.4 | 13.4 |  |  | False | 30 | 30 | 11 |  | Coil-Only System | False | Conventional | 10/05/2023 |  | 11/28/2023
Carrier Corp. - Indianapolis | Arcoaire | N4A4S60*K*NAA* | N4A4S60*K*NAA* | EVD4X61M24A*+TDR |  | Voluntarily Certified | Single-split-system air condit | False | False | 55500 |  | 13.4 | 13.4 |  |  | False | 30 | 30 | 11 |  | Coil-Only System | False | Conventional | 10/05/2023 |  | 11/28/2023
Carrier Corp. - Indianapolis | Comfortmaker | N4A4S60*K*NAA* | N4A4S60*K*NAA* | EVD4X61M24A*+TDR |  | Voluntarily Certified | Single-split-system air condit | False | False | 55500 |  | 13.4 | 13.4 |  |  | False | 30 | 30 | 11 |  | Coil-Only System | False | Conventional | 10/05/2023 |  | 11/28/2023
Carrier Corp. - Indianapolis | Day & Night | N4A4S60*K*NAA* | N4A4S60*K*NAA* | EVD4X61M24A*+TDR |  | Voluntarily Certified | Single-split-system air condit | False | False | 55500 |  | 13.4 | 13.4 |  |  | False | 30 | 30 | 11 |  | Coil-Only System | False | Conventional | 10/05/2023 |  | 11/28/2023
Carrier Corp. - Indianapolis | Heil | N4A4S60*K*NAA* | N4A4S60*K*NAA* | EVD4X61M24A*+TDR |  | Voluntarily Certified | Single-split-system air condit | False | False | 55500 |  | 13.4 | 13.4 |  |  | False | 30 | 30 | 11 |  | Coil-Only System | False | Conventional | 10/05/2023 |  | 11/28/2023
Carrier Corp. - Indianapolis | Keeprite | N4A4S60*K*NAA* | N4A4S60*K*NAA* | EVD4X61M24A*+TDR |  | Voluntarily Certified | Single-split-system air condit | False | False | 55500 |  | 13.4 | 13.4 |  |  | False | 30 | 30 | 11 |  | Coil-Only System | False | Conventional | 10/05/2023 |  | 11/28/2023
Carrier Corp. - Indianapolis | Maratherm | N4A4S60*K*NAA* | N4A4S60*K*NAA* | EVD4X61M24A*+TDR |  | Voluntarily Certified | Single-split-system air condit | False | False | 55500 |  | 13.4 | 13.4 |  |  | False | 30 | 30 | 11 |  | Coil-Only System | False | Conventional | 10/05/2023 |  | 11/28/2023
Carrier Corp. - Indianapolis | MSH Legacy | N4A4S60*K*NAA* | N4A4S60*K*NAA* | EVD4X61M24A*+TDR |  | Voluntarily Certified | Single-split-system air condit | False | False | 55500 |  | 13.4 | 13.4 |  |  | False | 30 | 30 | 11 |  | Coil-Only System | False | Conventional | 10/05/2023 |  | 11/28/2023
Carrier Corp. - Indianapolis | 1HVAC | N4A5S18*K*WAA* | N4A5S18*K*WAA* | ESD4X24M14A*+TDR |  | Voluntarily Certified | Single-split-system air condit | False | False | 17900 |  | 14.3 | 13.4 |  |  | False | 30 | 30 | 11.7 |  | Coil-Only System | False | Conventional | 10/05/2023 |  | 11/28/2023
Carrier Corp. - Indianapolis | Arcoaire | N4A5S18*K*WAA* | N4A5S18*K*WAA* | ESD4X24M14A*+TDR |  | Voluntarily Certified | Single-split-system air condit | False | False | 17900 |  | 14.3 | 13.4 |  |  | False | 30 | 30 | 11.7 |  | Coil-Only System | False | Conventional | 10/05/2023 |  | 11/28/2023
Carrier Corp. - Indianapolis | Comfortmaker | N4A5S18*K*WAA* | N4A5S18*K*WAA* | ESD4X24M14A*+TDR |  | Voluntarily Certified | Single-split-system air condit | False | False | 17900 |  | 14.3 | 13.4 |  |  | False | 30 | 30 | 11.7 |  | Coil-Only System | False | Conventional | 10/05/2023 |  | 11/28/2023
Carrier Corp. - Indianapolis | Day & Night | N4A5S18*K*WAA* | N4A5S18*K*WAA* | ESD4X24M14A*+TDR |  | Voluntarily Certified | Single-split-system air condit | False | False | 17900 |  | 14.3 | 13.4 |  |  | False | 30 | 30 | 11.7 |  | Coil-Only System | False | Conventional | 10/05/2023 |  | 11/28/2023
Carrier Corp. - Indianapolis | Heil | N4A5S18*K*WAA* | N4A5S18*K*WAA* | ESD4X24M14A*+TDR |  | Voluntarily Certified | Single-split-system air condit | False | False | 17900 |  | 14.3 | 13.4 |  |  | False | 30 | 30 | 11.7 |  | Coil-Only System | False | Conventional | 10/05/2023 |  | 11/28/2023
Carrier Corp. - Indianapolis | Keeprite | N4A5S18*K*WAA* | N4A5S18*K*WAA* | ESD4X24M14A*+TDR |  | Voluntarily Certified | Single-split-system air condit | False | False | 17900 |  | 14.3 | 13.4 |  |  | False | 30 | 30 | 11.7 |  | Coil-Only System | False | Conventional | 10/05/2023 |  | 11/28/2023
Carrier Corp. - Indianapolis | Maratherm | N4A5S18*K*WAA* | N4A5S18*K*WAA* | ESD4X24M14A*+TDR |  | Voluntarily Certified | Single-split-system air condit | False | False | 17900 |  | 14.3 | 13.4 |  |  | False | 30 | 30 | 11.7 |  | Coil-Only System | False | Conventional | 10/05/2023 |  | 11/28/2023
Carrier Corp. - Indianapolis | MSH Legacy | N4A5S18*K*WAA* | N4A5S18*K*WAA* | ESD4X24M14A*+TDR |  | Voluntarily Certified | Single-split-system air condit | False | False | 17900 |  | 14.3 | 13.4 |  |  | False | 30 | 30 | 11.7 |  | Coil-Only System | False | Conventional | 10/05/2023 |  | 11/28/2023
Carrier Corp. - Indianapolis | 1HVAC | N4A5S24*K*WAA* | N4A5S24*K*WAA* | ESD4X24M14A*+TDR |  | Voluntarily Certified | Single-split-system air condit | False | False | 22800 |  | 14.3 | 13.4 |  |  | False | 30 | 30 | 11.7 |  | Coil-Only System | False | Conventional | 10/05/2023 |  | 11/28/2023
Carrier Corp. - Indianapolis | Arcoaire | N4A5S24*K*WAA* | N4A5S24*K*WAA* | ESD4X24M14A*+TDR |  | Voluntarily Certified | Single-split-system air condit | False | False | 22800 |  | 14.3 | 13.4 |  |  | False | 30 | 30 | 11.7 |  | Coil-Only System | False | Conventional | 10/05/2023 |  | 11/28/2023
Carrier Corp. - Indianapolis | Comfortmaker | N4A5S24*K*WAA* | N4A5S24*K*WAA* | ESD4X24M14A*+TDR |  | Voluntarily Certified | Single-split-system air condit | False | False | 22800 |  | 14.3 | 13.4 |  |  | False | 30 | 30 | 11.7 |  | Coil-Only System | False | Conventional | 10/05/2023 |  | 11/28/2023
Carrier Corp. - Indianapolis | Day & Night | N4A5S24*K*WAA* | N4A5S24*K*WAA* | ESD4X24M14A*+TDR |  | Voluntarily Certified | Single-split-system air condit | False | False | 22800 |  | 14.3 | 13.4 |  |  | False | 30 | 30 | 11.7 |  | Coil-Only System | False | Conventional | 10/05/2023 |  | 11/28/2023
Carrier Corp. - Indianapolis | Heil | N4A5S24*K*WAA* | N4A5S24*K*WAA* | ESD4X24M14A*+TDR |  | Voluntarily Certified | Single-split-system air condit | False | False | 22800 |  | 14.3 | 13.4 |  |  | False | 30 | 30 | 11.7 |  | Coil-Only System | False | Conventional | 10/05/2023 |  | 11/28/2023
Carrier Corp. - Indianapolis | Keeprite | N4A5S24*K*WAA* | N4A5S24*K*WAA* | ESD4X24M14A*+TDR |  | Voluntarily Certified | Single-split-system air condit | False | False | 22800 |  | 14.3 | 13.4 |  |  | False | 30 | 30 | 11.7 |  | Coil-Only System | False | Conventional | 10/05/2023 |  | 11/28/2023
Carrier Corp. - Indianapolis | Maratherm | N4A5S24*K*WAA* | N4A5S24*K*WAA* | ESD4X24M14A*+TDR |  | Voluntarily Certified | Single-split-system air condit | False | False | 22800 |  | 14.3 | 13.4 |  |  | False | 30 | 30 | 11.7 |  | Coil-Only System | False | Conventional | 10/05/2023 |  | 11/28/2023
Carrier Corp. - Indianapolis | MSH Legacy | N4A5S24*K*WAA* | N4A5S24*K*WAA* | ESD4X24M14A*+TDR |  | Voluntarily Certified | Single-split-system air condit | False | False | 22800 |  | 14.3 | 13.4 |  |  | False | 30 | 30 | 11.7 |  | Coil-Only System | False | Conventional | 10/05/2023 |  | 11/28/2023
Carrier Corp. - Indianapolis | 1HVAC | N4A5S30*K*WAA* | N4A5S30*K*WAA* | EVD4X30M17A*+TDR |  | Voluntarily Certified | Single-split-system air condit | False | False | 28800 |  | 14.3 | 13.4 |  |  | False | 30 | 30 | 11.7 |  | Coil-Only System | False | Conventional | 10/05/2023 |  | 11/28/2023
Carrier Corp. - Indianapolis | Arcoaire | N4A5S30*K*WAA* | N4A5S30*K*WAA* | EVD4X30M17A*+TDR |  | Voluntarily Certified | Single-split-system air condit | False | False | 28800 |  | 14.3 | 13.4 |  |  | False | 30 | 30 | 11.7 |  | Coil-Only System | False | Conventional | 10/05/2023 |  | 11/28/2023
Carrier Corp. - Indianapolis | Comfortmaker | N4A5S30*K*WAA* | N4A5S30*K*WAA* | EVD4X30M17A*+TDR |  | Voluntarily Certified | Single-split-system air condit | False | False | 28800 |  | 14.3 | 13.4 |  |  | False | 30 | 30 | 11.7 |  | Coil-Only System | False | Conventional | 10/05/2023 |  | 11/28/2023
Carrier Corp. - Indianapolis | Day & Night | N4A5S30*K*WAA* | N4A5S30*K*WAA* | EVD4X30M17A*+TDR |  | Voluntarily Certified | Single-split-system air condit | False | False | 28800 |  | 14.3 | 13.4 |  |  | False | 30 | 30 | 11.7 |  | Coil-Only System | False | Conventional | 10/05/2023 |  | 11/28/2023
Carrier Corp. - Indianapolis | Heil | N4A5S30*K*WAA* | N4A5S30*K*WAA* | EVD4X30M17A*+TDR |  | Voluntarily Certified | Single-split-system air condit | False | False | 28800 |  | 14.3 | 13.4 |  |  | False | 30 | 30 | 11.7 |  | Coil-Only System | False | Conventional | 10/05/2023 |  | 11/28/2023
Carrier Corp. - Indianapolis | Keeprite | N4A5S30*K*WAA* | N4A5S30*K*WAA* | EVD4X30M17A*+TDR |  | Voluntarily Certified | Single-split-system air condit | False | False | 28800 |  | 14.3 | 13.4 |  |  | False | 30 | 30 | 11.7 |  | Coil-Only System | False | Conventional | 10/05/2023 |  | 11/28/2023
Carrier Corp. - Indianapolis | Maratherm | N4A5S30*K*WAA* | N4A5S30*K*WAA* | EVD4X30M17A*+TDR |  | Voluntarily Certified | Single-split-system air condit | False | False | 28800 |  | 14.3 | 13.4 |  |  | False | 30 | 30 | 11.7 |  | Coil-Only System | False | Conventional | 10/05/2023 |  | 11/28/2023
Carrier Corp. - Indianapolis | MSH Legacy | N4A5S30*K*WAA* | N4A5S30*K*WAA* | EVD4X30M17A*+TDR |  | Voluntarily Certified | Single-split-system air condit | False | False | 28800 |  | 14.3 | 13.4 |  |  | False | 30 | 30 | 11.7 |  | Coil-Only System | False | Conventional | 10/05/2023 |  | 11/28/2023
Carrier Corp. - Indianapolis | 1HVAC | N4A5S36*K*WAA* | N4A5S36*K*WAA* | EVD4X37M21A*+TDR |  | Voluntarily Certified | Single-split-system air condit | False | False | 34200 |  | 14.3 | 13.4 |  |  | False | 30 | 30 | 11.7 |  | Coil-Only System | False | Conventional | 10/05/2023 |  | 11/28/2023
Carrier Corp. - Indianapolis | Arcoaire | N4A5S36*K*WAA* | N4A5S36*K*WAA* | EVD4X37M21A*+TDR |  | Voluntarily Certified | Single-split-system air condit | False | False | 34200 |  | 14.3 | 13.4 |  |  | False | 30 | 30 | 11.7 |  | Coil-Only System | False | Conventional | 10/05/2023 |  | 11/28/2023
Carrier Corp. - Indianapolis | Comfortmaker | N4A5S36*K*WAA* | N4A5S36*K*WAA* | EVD4X37M21A*+TDR |  | Voluntarily Certified | Single-split-system air condit | False | False | 34200 |  | 14.3 | 13.4 |  |  | False | 30 | 30 | 11.7 |  | Coil-Only System | False | Conventional | 10/05/2023 |  | 11/28/2023
Carrier Corp. - Indianapolis | Day & Night | N4A5S36*K*WAA* | N4A5S36*K*WAA* | EVD4X37M21A*+TDR |  | Voluntarily Certified | Single-split-system air condit | False | False | 34200 |  | 14.3 | 13.4 |  |  | False | 30 | 30 | 11.7 |  | Coil-Only System | False | Conventional | 10/05/2023 |  | 11/28/2023
Carrier Corp. - Indianapolis | Heil | N4A5S36*K*WAA* | N4A5S36*K*WAA* | EVD4X37M21A*+TDR |  | Voluntarily Certified | Single-split-system air condit | False | False | 34200 |  | 14.3 | 13.4 |  |  | False | 30 | 30 | 11.7 |  | Coil-Only System | False | Conventional | 10/05/2023 |  | 11/28/2023
Carrier Corp. - Indianapolis | Keeprite | N4A5S36*K*WAA* | N4A5S36*K*WAA* | EVD4X37M21A*+TDR |  | Voluntarily Certified | Single-split-system air condit | False | False | 34200 |  | 14.3 | 13.4 |  |  | False | 30 | 30 | 11.7 |  | Coil-Only System | False | Conventional | 10/05/2023 |  | 11/28/2023
Carrier Corp. - Indianapolis | Maratherm | N4A5S36*K*WAA* | N4A5S36*K*WAA* | EVD4X37M21A*+TDR |  | Voluntarily Certified | Single-split-system air condit | False | False | 34200 |  | 14.3 | 13.4 |  |  | False | 30 | 30 | 11.7 |  | Coil-Only System | False | Conventional | 10/05/2023 |  | 11/28/2023
Carrier Corp. - Indianapolis | MSH Legacy | N4A5S36*K*WAA* | N4A5S36*K*WAA* | EVD4X37M21A*+TDR |  | Voluntarily Certified | Single-split-system air condit | False | False | 34200 |  | 14.3 | 13.4 |  |  | False | 30 | 30 | 11.7 |  | Coil-Only System | False | Conventional | 10/05/2023 |  | 11/28/2023
Carrier Corp. - Indianapolis | 1HVAC | N4A5S42*K*WAA* | N4A5S42*K*WAA* | EVD4X48M21A*+TDR |  | Voluntarily Certified | Single-split-system air condit | False | False | 45000 |  | 13.8 | 13.4 |  |  | False | 30 | 30 | 11.2 |  | Coil-Only System | False | Conventional | 10/05/2023 |  | 11/28/2023
Carrier Corp. - Indianapolis | Arcoaire | N4A5S42*K*WAA* | N4A5S42*K*WAA* | EVD4X48M21A*+TDR |  | Voluntarily Certified | Single-split-system air condit | False | False | 45000 |  | 13.8 | 13.4 |  |  | False | 30 | 30 | 11.2 |  | Coil-Only System | False | Conventional | 10/05/2023 |  | 11/28/2023
Carrier Corp. - Indianapolis | Comfortmaker | N4A5S42*K*WAA* | N4A5S42*K*WAA* | EVD4X48M21A*+TDR |  | Voluntarily Certified | Single-split-system air condit | False | False | 45000 |  | 13.8 | 13.4 |  |  | False | 30 | 30 | 11.2 |  | Coil-Only System | False | Conventional | 10/05/2023 |  | 11/28/2023
Carrier Corp. - Indianapolis | Day & Night | N4A5S42*K*WAA* | N4A5S42*K*WAA* | EVD4X48M21A*+TDR |  | Voluntarily Certified | Single-split-system air condit | False | False | 45000 |  | 13.8 | 13.4 |  |  | False | 30 | 30 | 11.2 |  | Coil-Only System | False | Conventional | 10/05/2023 |  | 11/28/2023
Carrier Corp. - Indianapolis | Heil | N4A5S42*K*WAA* | N4A5S42*K*WAA* | EVD4X48M21A*+TDR |  | Voluntarily Certified | Single-split-system air condit | False | False | 45000 |  | 13.8 | 13.4 |  |  | False | 30 | 30 | 11.2 |  | Coil-Only System | False | Conventional | 10/05/2023 |  | 11/28/2023
Carrier Corp. - Indianapolis | Keeprite | N4A5S42*K*WAA* | N4A5S42*K*WAA* | EVD4X48M21A*+TDR |  | Voluntarily Certified | Single-split-system air condit | False | False | 45000 |  | 13.8 | 13.4 |  |  | False | 30 | 30 | 11.2 |  | Coil-Only System | False | Conventional | 10/05/2023 |  | 11/28/2023
Carrier Corp. - Indianapolis | Maratherm | N4A5S42*K*WAA* | N4A5S42*K*WAA* | EVD4X48M21A*+TDR |  | Voluntarily Certified | Single-split-system air condit | False | False | 45000 |  | 13.8 | 13.4 |  |  | False | 30 | 30 | 11.2 |  | Coil-Only System | False | Conventional | 10/05/2023 |  | 11/28/2023
Carrier Corp. - Indianapolis | MSH Legacy | N4A5S42*K*WAA* | N4A5S42*K*WAA* | EVD4X48M21A*+TDR |  | Voluntarily Certified | Single-split-system air condit | False | False | 45000 |  | 13.8 | 13.4 |  |  | False | 30 | 30 | 11.2 |  | Coil-Only System | False | Conventional | 10/05/2023 |  | 11/28/2023
Carrier Corp. - Indianapolis | 1HVAC | N4A5S48*K*WAA* | N4A5S48*K*WAA* | EVD4X48M21A*+TDR |  | Voluntarily Certified | Single-split-system air condit | False | False | 46500 |  | 13.8 | 13.4 |  |  | False | 30 | 30 | 11.2 |  | Coil-Only System | False | Conventional | 10/05/2023 |  | 11/28/2023
Carrier Corp. - Indianapolis | Arcoaire | N4A5S48*K*WAA* | N4A5S48*K*WAA* | EVD4X48M21A*+TDR |  | Voluntarily Certified | Single-split-system air condit | False | False | 46500 |  | 13.8 | 13.4 |  |  | False | 30 | 30 | 11.2 |  | Coil-Only System | False | Conventional | 10/05/2023 |  | 11/28/2023
Carrier Corp. - Indianapolis | Comfortmaker | N4A5S48*K*WAA* | N4A5S48*K*WAA* | EVD4X48M21A*+TDR |  | Voluntarily Certified | Single-split-system air condit | False | False | 46500 |  | 13.8 | 13.4 |  |  | False | 30 | 30 | 11.2 |  | Coil-Only System | False | Conventional | 10/05/2023 |  | 11/28/2023
Carrier Corp. - Indianapolis | Day & Night | N4A5S48*K*WAA* | N4A5S48*K*WAA* | EVD4X48M21A*+TDR |  | Voluntarily Certified | Single-split-system air condit | False | False | 46500 |  | 13.8 | 13.4 |  |  | False | 30 | 30 | 11.2 |  | Coil-Only System | False | Conventional | 10/05/2023 |  | 11/28/2023
Carrier Corp. - Indianapolis | Heil | N4A5S48*K*WAA* | N4A5S48*K*WAA* | EVD4X48M21A*+TDR |  | Voluntarily Certified | Single-split-system air condit | False | False | 46500 |  | 13.8 | 13.4 |  |  | False | 30 | 30 | 11.2 |  | Coil-Only System | False | Conventional | 10/05/2023 |  | 11/28/2023
Carrier Corp. - Indianapolis | Keeprite | N4A5S48*K*WAA* | N4A5S48*K*WAA* | EVD4X48M21A*+TDR |  | Voluntarily Certified | Single-split-system air condit | False | False | 46500 |  | 13.8 | 13.4 |  |  | False | 30 | 30 | 11.2 |  | Coil-Only System | False | Conventional | 10/05/2023 |  | 11/28/2023
Carrier Corp. - Indianapolis | Maratherm | N4A5S48*K*WAA* | N4A5S48*K*WAA* | EVD4X48M21A*+TDR |  | Voluntarily Certified | Single-split-system air condit | False | False | 46500 |  | 13.8 | 13.4 |  |  | False | 30 | 30 | 11.2 |  | Coil-Only System | False | Conventional | 10/05/2023 |  | 11/28/2023
Carrier Corp. - Indianapolis | MSH Legacy | N4A5S48*K*WAA* | N4A5S48*K*WAA* | EVD4X48M21A*+TDR |  | Voluntarily Certified | Single-split-system air condit | False | False | 46500 |  | 13.8 | 13.4 |  |  | False | 30 | 30 | 11.2 |  | Coil-Only System | False | Conventional | 10/05/2023 |  | 11/28/2023
Carrier Corp. - Indianapolis | 1HVAC | N4A5S60*K*WAA* | N4A5S60*K*WAA* | EVD4X61M24A*+TDR |  | Voluntarily Certified | Single-split-system air condit | False | False | 56500 |  | 13.8 | 13.4 |  |  | False | 30 | 30 | 11.2 |  | Coil-Only System | False | Conventional | 10/05/2023 |  | 11/28/2023
Carrier Corp. - Indianapolis | Arcoaire | N4A5S60*K*WAA* | N4A5S60*K*WAA* | EVD4X61M24A*+TDR |  | Voluntarily Certified | Single-split-system air condit | False | False | 56500 |  | 13.8 | 13.4 |  |  | False | 30 | 30 | 11.2 |  | Coil-Only System | False | Conventional | 10/05/2023 |  | 11/28/2023
Carrier Corp. - Indianapolis | Comfortmaker | N4A5S60*K*WAA* | N4A5S60*K*WAA* | EVD4X61M24A*+TDR |  | Voluntarily Certified | Single-split-system air condit | False | False | 56500 |  | 13.8 | 13.4 |  |  | False | 30 | 30 | 11.2 |  | Coil-Only System | False | Conventional | 10/05/2023 |  | 11/28/2023
Carrier Corp. - Indianapolis | Day & Night | N4A5S60*K*WAA* | N4A5S60*K*WAA* | EVD4X61M24A*+TDR |  | Voluntarily Certified | Single-split-system air condit | False | False | 56500 |  | 13.8 | 13.4 |  |  | False | 30 | 30 | 11.2 |  | Coil-Only System | False | Conventional | 10/05/2023 |  | 11/28/2023
Carrier Corp. - Indianapolis | Heil | N4A5S60*K*WAA* | N4A5S60*K*WAA* | EVD4X61M24A*+TDR |  | Voluntarily Certified | Single-split-system air condit | False | False | 56500 |  | 13.8 | 13.4 |  |  | False | 30 | 30 | 11.2 |  | Coil-Only System | False | Conventional | 10/05/2023 |  | 11/28/2023
Carrier Corp. - Indianapolis | Keeprite | N4A5S60*K*WAA* | N4A5S60*K*WAA* | EVD4X61M24A*+TDR |  | Voluntarily Certified | Single-split-system air condit | False | False | 56500 |  | 13.8 | 13.4 |  |  | False | 30 | 30 | 11.2 |  | Coil-Only System | False | Conventional | 10/05/2023 |  | 11/28/2023
Carrier Corp. - Indianapolis | Maratherm | N4A5S60*K*WAA* | N4A5S60*K*WAA* | EVD4X61M24A*+TDR |  | Voluntarily Certified | Single-split-system air condit | False | False | 56500 |  | 13.8 | 13.4 |  |  | False | 30 | 30 | 11.2 |  | Coil-Only System | False | Conventional | 10/05/2023 |  | 11/28/2023
Carrier Corp. - Indianapolis | MSH Legacy | N4A5S60*K*WAA* | N4A5S60*K*WAA* | EVD4X61M24A*+TDR |  | Voluntarily Certified | Single-split-system air condit | False | False | 56500 |  | 13.8 | 13.4 |  |  | False | 30 | 30 | 11.2 |  | Coil-Only System | False | Conventional | 10/05/2023 |  | 11/28/2023
Carrier Corp. - Indianapolis | 1HVAC | N4A748GKA* | N4A748GKA* | EA*4X61L24A*+TDR |  | Voluntarily Certified | Single-split-system air condit | False | False | 48500 |  | 13.8 | 13.4 |  |  | False | 30 | 30 | 11.2 |  | Coil-Only System | False | Conventional | 10/05/2023 |  | 11/28/2023
Carrier Corp. - Indianapolis | Arcoaire | N4A748GKA* | N4A748GKA* | EA*4X61L24A*+TDR |  | Voluntarily Certified | Single-split-system air condit | False | False | 48500 |  | 13.8 | 13.4 |  |  | False | 30 | 30 | 11.2 |  | Coil-Only System | False | Conventional | 10/05/2023 |  | 11/28/2023
Carrier Corp. - Indianapolis | Comfortmaker | N4A748GKA* | N4A748GKA* | EA*4X61L24A*+TDR |  | Voluntarily Certified | Single-split-system air condit | False | False | 48500 |  | 13.8 | 13.4 |  |  | False | 30 | 30 | 11.2 |  | Coil-Only System | False | Conventional | 10/05/2023 |  | 11/28/2023
Carrier Corp. - Indianapolis | Day & Night | N4A748GKA* | N4A748GKA* | EA*4X61L24A*+TDR |  | Voluntarily Certified | Single-split-system air condit | False | False | 48500 |  | 13.8 | 13.4 |  |  | False | 30 | 30 | 11.2 |  | Coil-Only System | False | Conventional | 10/05/2023 |  | 11/28/2023
Carrier Corp. - Indianapolis | Heil | N4A748GKA* | N4A748GKA* | EA*4X61L24A*+TDR |  | Voluntarily Certified | Single-split-system air condit | False | False | 48500 |  | 13.8 | 13.4 |  |  | False | 30 | 30 | 11.2 |  | Coil-Only System | False | Conventional | 10/05/2023 |  | 11/28/2023
Carrier Corp. - Indianapolis | Keeprite | N4A748GKA* | N4A748GKA* | EA*4X61L24A*+TDR |  | Voluntarily Certified | Single-split-system air condit | False | False | 48500 |  | 13.8 | 13.4 |  |  | False | 30 | 30 | 11.2 |  | Coil-Only System | False | Conventional | 10/05/2023 |  | 11/28/2023
Carrier Corp. - Indianapolis | Maratherm | N4A748GKA* | N4A748GKA* | EA*4X61L24A*+TDR |  | Voluntarily Certified | Single-split-system air condit | False | False | 48500 |  | 13.8 | 13.4 |  |  | False | 30 | 30 | 11.2 |  | Coil-Only System | False | Conventional | 10/05/2023 |  | 11/28/2023
Carrier Corp. - Indianapolis | 1HVAC | N4A760GKA* | N4A760GKA* | EA*4X61L24A*+TDR |  | Voluntarily Certified | Single-split-system air condit | False | False | 56500 |  | 13.8 | 13.4 |  |  | False | 30 | 30 | 11.2 |  | Coil-Only System | False | Conventional | 10/05/2023 |  | 11/28/2023
Carrier Corp. - Indianapolis | Arcoaire | N4A760GKA* | N4A760GKA* | EA*4X61L24A*+TDR |  | Voluntarily Certified | Single-split-system air condit | False | False | 56500 |  | 13.8 | 13.4 |  |  | False | 30 | 30 | 11.2 |  | Coil-Only System | False | Conventional | 10/05/2023 |  | 11/28/2023
Carrier Corp. - Indianapolis | Comfortmaker | N4A760GKA* | N4A760GKA* | EA*4X61L24A*+TDR |  | Voluntarily Certified | Single-split-system air condit | False | False | 56500 |  | 13.8 | 13.4 |  |  | False | 30 | 30 | 11.2 |  | Coil-Only System | False | Conventional | 10/05/2023 |  | 11/28/2023
Carrier Corp. - Indianapolis | Day & Night | N4A760GKA* | N4A760GKA* | EA*4X61L24A*+TDR |  | Voluntarily Certified | Single-split-system air condit | False | False | 56500 |  | 13.8 | 13.4 |  |  | False | 30 | 30 | 11.2 |  | Coil-Only System | False | Conventional | 10/05/2023 |  | 11/28/2023
Carrier Corp. - Indianapolis | Heil | N4A760GKA* | N4A760GKA* | EA*4X61L24A*+TDR |  | Voluntarily Certified | Single-split-system air condit | False | False | 56500 |  | 13.8 | 13.4 |  |  | False | 30 | 30 | 11.2 |  | Coil-Only System | False | Conventional | 10/05/2023 |  | 11/28/2023
Carrier Corp. - Indianapolis | Keeprite | N4A760GKA* | N4A760GKA* | EA*4X61L24A*+TDR |  | Voluntarily Certified | Single-split-system air condit | False | False | 56500 |  | 13.8 | 13.4 |  |  | False | 30 | 30 | 11.2 |  | Coil-Only System | False | Conventional | 10/05/2023 |  | 11/28/2023
Carrier Corp. - Indianapolis | Maratherm | N4A760GKA* | N4A760GKA* | EA*4X61L24A*+TDR |  | Voluntarily Certified | Single-split-system air condit | False | False | 56500 |  | 13.8 | 13.4 |  |  | False | 30 | 30 | 11.2 |  | Coil-Only System | False | Conventional | 10/05/2023 |  | 11/28/2023
Carrier Corp. - Indianapolis | 1HVAC | N4A7T24*K*WAA* | N4A7T24*K*WAA* | EVD4X25M17A*+TDR |  | Voluntarily Certified | Single-split-system air condit | False | False | 23400 |  | 14.3 | 13.4 |  |  | False | 30 | 30 | 11.7 |  | Coil-Only System | False | Conventional | 10/05/2023 |  | 11/28/2023
Carrier Corp. - Indianapolis | Arcoaire | N4A7T24*K*WAA* | N4A7T24*K*WAA* | EVD4X25M17A*+TDR |  | Voluntarily Certified | Single-split-system air condit | False | False | 23400 |  | 14.3 | 13.4 |  |  | False | 30 | 30 | 11.7 |  | Coil-Only System | False | Conventional | 10/05/2023 |  | 11/28/2023
Carrier Corp. - Indianapolis | Comfortmaker | N4A7T24*K*WAA* | N4A7T24*K*WAA* | EVD4X25M17A*+TDR |  | Voluntarily Certified | Single-split-system air condit | False | False | 23400 |  | 14.3 | 13.4 |  |  | False | 30 | 30 | 11.7 |  | Coil-Only System | False | Conventional | 10/05/2023 |  | 11/28/2023
Carrier Corp. - Indianapolis | Day & Night | N4A7T24*K*WAA* | N4A7T24*K*WAA* | EVD4X25M17A*+TDR |  | Voluntarily Certified | Single-split-system air condit | False | False | 23400 |  | 14.3 | 13.4 |  |  | False | 30 | 30 | 11.7 |  | Coil-Only System | False | Conventional | 10/05/2023 |  | 11/28/2023
Carrier Corp. - Indianapolis | Heil | N4A7T24*K*WAA* | N4A7T24*K*WAA* | EVD4X25M17A*+TDR |  | Voluntarily Certified | Single-split-system air condit | False | False | 23400 |  | 14.3 | 13.4 |  |  | False | 30 | 30 | 11.7 |  | Coil-Only System | False | Conventional | 10/05/2023 |  | 11/28/2023
Carrier Corp. - Indianapolis | Keeprite | N4A7T24*K*WAA* | N4A7T24*K*WAA* | EVD4X25M17A*+TDR |  | Voluntarily Certified | Single-split-system air condit | False | False | 23400 |  | 14.3 | 13.4 |  |  | False | 30 | 30 | 11.7 |  | Coil-Only System | False | Conventional | 10/05/2023 |  | 11/28/2023
Carrier Corp. - Indianapolis | Maratherm | N4A7T24*K*WAA* | N4A7T24*K*WAA* | EVD4X25M17A*+TDR |  | Voluntarily Certified | Single-split-system air condit | False | False | 23400 |  | 14.3 | 13.4 |  |  | False | 30 | 30 | 11.7 |  | Coil-Only System | False | Conventional | 10/05/2023 |  | 11/28/2023
Carrier Corp. - Indianapolis | 1HVAC | N4A7T36*K*WAA* | N4A7T36*K*WAA* | EVD4X37M21A*+TDR |  | Voluntarily Certified | Single-split-system air condit | False | False | 35000 |  | 14.3 | 13.4 |  |  | False | 30 | 30 | 12 |  | Coil-Only System | False | Conventional | 10/05/2023 |  | 11/28/2023
Carrier Corp. - Indianapolis | Arcoaire | N4A7T36*K*WAA* | N4A7T36*K*WAA* | EVD4X37M21A*+TDR |  | Voluntarily Certified | Single-split-system air condit | False | False | 35000 |  | 14.3 | 13.4 |  |  | False | 30 | 30 | 12 |  | Coil-Only System | False | Conventional | 10/05/2023 |  | 11/28/2023
Carrier Corp. - Indianapolis | Comfortmaker | N4A7T36*K*WAA* | N4A7T36*K*WAA* | EVD4X37M21A*+TDR |  | Voluntarily Certified | Single-split-system air condit | False | False | 35000 |  | 14.3 | 13.4 |  |  | False | 30 | 30 | 12 |  | Coil-Only System | False | Conventional | 10/05/2023 |  | 11/28/2023
Carrier Corp. - Indianapolis | Day & Night | N4A7T36*K*WAA* | N4A7T36*K*WAA* | EVD4X37M21A*+TDR |  | Voluntarily Certified | Single-split-system air condit | False | False | 35000 |  | 14.3 | 13.4 |  |  | False | 30 | 30 | 12 |  | Coil-Only System | False | Conventional | 10/05/2023 |  | 11/28/2023
Carrier Corp. - Indianapolis | Heil | N4A7T36*K*WAA* | N4A7T36*K*WAA* | EVD4X37M21A*+TDR |  | Voluntarily Certified | Single-split-system air condit | False | False | 35000 |  | 14.3 | 13.4 |  |  | False | 30 | 30 | 12 |  | Coil-Only System | False | Conventional | 10/05/2023 |  | 11/28/2023
Carrier Corp. - Indianapolis | Keeprite | N4A7T36*K*WAA* | N4A7T36*K*WAA* | EVD4X37M21A*+TDR |  | Voluntarily Certified | Single-split-system air condit | False | False | 35000 |  | 14.3 | 13.4 |  |  | False | 30 | 30 | 12 |  | Coil-Only System | False | Conventional | 10/05/2023 |  | 11/28/2023
Carrier Corp. - Indianapolis | Maratherm | N4A7T36*K*WAA* | N4A7T36*K*WAA* | EVD4X37M21A*+TDR |  | Voluntarily Certified | Single-split-system air condit | False | False | 35000 |  | 14.3 | 13.4 |  |  | False | 30 | 30 | 12 |  | Coil-Only System | False | Conventional | 10/05/2023 |  | 11/28/2023
Carrier Corp. - Indianapolis | 1HVAC | N4A7T48*K*WAA* | N4A7T48*K*WAA* | EVD4X49M24A*+TDR |  | Voluntarily Certified | Single-split-system air condit | False | False | 47000 |  | 13.8 | 13.4 |  |  | False | 30 | 30 | 12 |  | Coil-Only System | False | Conventional | 10/05/2023 |  | 11/28/2023
Carrier Corp. - Indianapolis | Arcoaire | N4A7T48*K*WAA* | N4A7T48*K*WAA* | EVD4X49M24A*+TDR |  | Voluntarily Certified | Single-split-system air condit | False | False | 47000 |  | 13.8 | 13.4 |  |  | False | 30 | 30 | 12 |  | Coil-Only System | False | Conventional | 10/05/2023 |  | 11/28/2023
Carrier Corp. - Indianapolis | Comfortmaker | N4A7T48*K*WAA* | N4A7T48*K*WAA* | EVD4X49M24A*+TDR |  | Voluntarily Certified | Single-split-system air condit | False | False | 47000 |  | 13.8 | 13.4 |  |  | False | 30 | 30 | 12 |  | Coil-Only System | False | Conventional | 10/05/2023 |  | 11/28/2023
Carrier Corp. - Indianapolis | Day & Night | N4A7T48*K*WAA* | N4A7T48*K*WAA* | EVD4X49M24A*+TDR |  | Voluntarily Certified | Single-split-system air condit | False | False | 47000 |  | 13.8 | 13.4 |  |  | False | 30 | 30 | 12 |  | Coil-Only System | False | Conventional | 10/05/2023 |  | 11/28/2023
Carrier Corp. - Indianapolis | Heil | N4A7T48*K*WAA* | N4A7T48*K*WAA* | EVD4X49M24A*+TDR |  | Voluntarily Certified | Single-split-system air condit | False | False | 47000 |  | 13.8 | 13.4 |  |  | False | 30 | 30 | 12 |  | Coil-Only System | False | Conventional | 10/05/2023 |  | 11/28/2023
Carrier Corp. - Indianapolis | Keeprite | N4A7T48*K*WAA* | N4A7T48*K*WAA* | EVD4X49M24A*+TDR |  | Voluntarily Certified | Single-split-system air condit | False | False | 47000 |  | 13.8 | 13.4 |  |  | False | 30 | 30 | 12 |  | Coil-Only System | False | Conventional | 10/05/2023 |  | 11/28/2023
Carrier Corp. - Indianapolis | Maratherm | N4A7T48*K*WAA* | N4A7T48*K*WAA* | EVD4X49M24A*+TDR |  | Voluntarily Certified | Single-split-system air condit | False | False | 47000 |  | 13.8 | 13.4 |  |  | False | 30 | 30 | 12 |  | Coil-Only System | False | Conventional | 10/05/2023 |  | 11/28/2023
Carrier Corp. - Indianapolis | 1HVAC | N4A7T60*K*WAA* | N4A7T60*K*WAA* | EVD4X61M24A*+TDR |  | Voluntarily Certified | Single-split-system air condit | False | False | 57500 |  | 13.8 | 13.4 |  |  | False | 30 | 30 | 11.5 |  | Coil-Only System | False | Conventional | 10/05/2023 |  | 11/28/2023
Carrier Corp. - Indianapolis | Arcoaire | N4A7T60*K*WAA* | N4A7T60*K*WAA* | EVD4X61M24A*+TDR |  | Voluntarily Certified | Single-split-system air condit | False | False | 57500 |  | 13.8 | 13.4 |  |  | False | 30 | 30 | 11.5 |  | Coil-Only System | False | Conventional | 10/05/2023 |  | 11/28/2023
Carrier Corp. - Indianapolis | Comfortmaker | N4A7T60*K*WAA* | N4A7T60*K*WAA* | EVD4X61M24A*+TDR |  | Voluntarily Certified | Single-split-system air condit | False | False | 57500 |  | 13.8 | 13.4 |  |  | False | 30 | 30 | 11.5 |  | Coil-Only System | False | Conventional | 10/05/2023 |  | 11/28/2023
Carrier Corp. - Indianapolis | Day & Night | N4A7T60*K*WAA* | N4A7T60*K*WAA* | EVD4X61M24A*+TDR |  | Voluntarily Certified | Single-split-system air condit | False | False | 57500 |  | 13.8 | 13.4 |  |  | False | 30 | 30 | 11.5 |  | Coil-Only System | False | Conventional | 10/05/2023 |  | 11/28/2023
Carrier Corp. - Indianapolis | Heil | N4A7T60*K*WAA* | N4A7T60*K*WAA* | EVD4X61M24A*+TDR |  | Voluntarily Certified | Single-split-system air condit | False | False | 57500 |  | 13.8 | 13.4 |  |  | False | 30 | 30 | 11.5 |  | Coil-Only System | False | Conventional | 10/05/2023 |  | 11/28/2023
Carrier Corp. - Indianapolis | Keeprite | N4A7T60*K*WAA* | N4A7T60*K*WAA* | EVD4X61M24A*+TDR |  | Voluntarily Certified | Single-split-system air condit | False | False | 57500 |  | 13.8 | 13.4 |  |  | False | 30 | 30 | 11.5 |  | Coil-Only System | False | Conventional | 10/05/2023 |  | 11/28/2023
Carrier Corp. - Indianapolis | Maratherm | N4A7T60*K*WAA* | N4A7T60*K*WAA* | EVD4X61M24A*+TDR |  | Voluntarily Certified | Single-split-system air condit | False | False | 57500 |  | 13.8 | 13.4 |  |  | False | 30 | 30 | 11.5 |  | Coil-Only System | False | Conventional | 10/05/2023 |  | 11/28/2023
Carrier Corp. - Indianapolis | 1HVAC | NXA660GKB** | NXA660GKB** | EN(A,D)4X61L24**+TDR |  | Voluntarily Certified | Single-split-system air condit | False | False | 57500 |  | 13.8 | 13.4 |  |  | False | 30 | 30 | 11.2 |  | Coil-Only System | False | Conventional | 10/05/2023 |  | 11/28/2023
Carrier Corp. - Indianapolis | Arcoaire | NXA660GKB** | NXA660GKB** | EN(A,D)4X61L24**+TDR |  | Voluntarily Certified | Single-split-system air condit | False | False | 57500 |  | 13.8 | 13.4 |  |  | False | 30 | 30 | 11.2 |  | Coil-Only System | False | Conventional | 10/05/2023 |  | 11/28/2023
Carrier Corp. - Indianapolis | Comfortmaker | NXA660GKB** | NXA660GKB** | EN(A,D)4X61L24**+TDR |  | Voluntarily Certified | Single-split-system air condit | False | False | 57500 |  | 13.8 | 13.4 |  |  | False | 30 | 30 | 11.2 |  | Coil-Only System | False | Conventional | 11/28/2023 |  | 11/28/2023
Carrier Corp. - Indianapolis | Maratherm | N4A5S60*K*WAA* | N4A5S60*K*WAA* | EVD4X61M24A*+TDR |  | Voluntarily Certified | Single-split-system air condit | False | False | 56500 |  | 13.8 | 13.4 |  |  | False | 30 | 30 | 11.2 |  | Coil-Only System | False | Conventional | 11/28/2023 |  | 11/28/2023
Carrier Corp. - Indianapolis | MSH Legacy | N4A5S60*K*WAA* | N4A5S60*K*WAA* | EVD4X61M24A*+TDR |  | Voluntarily Certified | Single-split-system air condit | False | False | 56500 |  | 13.8 | 13.4 |  |  | False | 30 | 30 | 11.2 |  | Coil-Only System | False | Conventional | 11/28/2023 |  | 11/28/2023
Carrier Corp. - Indianapolis | Tempstar | N4A5S60*K*WAA* | N4A5S60*K*WAA* | EVD4X61M24A*+TDR |  | Voluntarily Certified | Single-split-system air condit | False | False | 56500 |  | 13.8 | 13.4 |  |  | False | 30 | 30 | 11.2 |  | Coil-Only System | False | Conventional | 11/28/2023 |  | 11/28/2023
Carrier Corp. - Indianapolis | 1HVAC | N4A748GKA* | N4A748GKA* | EA*4X61L24A*+TDR |  | Voluntarily Certified | Single-split-system air condit | False | False | 48500 |  | 13.8 | 13.4 |  |  | False | 30 | 30 | 11.2 |  | Coil-Only System | False | Conventional | 11/28/2023 |  | 11/28/2023
Carrier Corp. - Indianapolis | Airquest | N4A748GKA* | N4A748GKA* | EA*4X61L24A*+TDR |  | Voluntarily Certified | Single-split-system air condit | False | False | 48500 |  | 13.8 | 13.4 |  |  | False | 30 | 30 | 11.2 |  | Coil-Only System | False | Conventional | 11/28/2023 |  | 11/28/2023
Carrier Corp. - Indianapolis | Arcoaire | N4A748GKA* | N4A748GKA* | EA*4X61L24A*+TDR |  | Voluntarily Certified | Single-split-system air condit | False | False | 48500 |  | 13.8 | 13.4 |  |  | False | 30 | 30 | 11.2 |  | Coil-Only System | False | Conventional | 11/28/2023 |  | 11/28/2023
Carrier Corp. - Indianapolis | Comfortmaker | N4A748GKA* | N4A748GKA* | EA*4X61L24A*+TDR |  | Voluntarily Certified | Single-split-system air condit | False | False | 48500 |  | 13.8 | 13.4 |  |  | False | 30 | 30 | 11.2 |  | Coil-Only System | False | Conventional | 11/28/2023 |  | 11/28/2023
Carrier Corp. - Indianapolis | Day & Night | N4A748GKA* | N4A748GKA* | EA*4X61L24A*+TDR |  | Voluntarily Certified | Single-split-system air condit | False | False | 48500 |  | 13.8 | 13.4 |  |  | False | 30 | 30 | 11.2 |  | Coil-Only System | False | Conventional | 11/28/2023 |  | 11/28/2023
Carrier Corp. - Indianapolis | Heil | N4A748GKA* | N4A748GKA* | EA*4X61L24A*+TDR |  | Voluntarily Certified | Single-split-system air condit | False | False | 48500 |  | 13.8 | 13.4 |  |  | False | 30 | 30 | 11.2 |  | Coil-Only System | False | Conventional | 11/28/2023 |  | 11/28/2023
Carrier Corp. - Indianapolis | Keeprite | N4A748GKA* | N4A748GKA* | EA*4X61L24A*+TDR |  | Voluntarily Certified | Single-split-system air condit | False | False | 48500 |  | 13.8 | 13.4 |  |  | False | 30 | 30 | 11.2 |  | Coil-Only System | False | Conventional | 11/28/2023 |  | 11/28/2023
Carrier Corp. - Indianapolis | Kenmore | N4A748GKA* | N4A748GKA* | EA*4X61L24A*+TDR |  | Voluntarily Certified | Single-split-system air condit | False | False | 48500 |  | 13.8 | 13.4 |  |  | False | 30 | 30 | 11.2 |  | Coil-Only System | False | Conventional | 11/28/2023 |  | 11/28/2023
Carrier Corp. - Indianapolis | Maratherm | N4A748GKA* | N4A748GKA* | EA*4X61L24A*+TDR |  | Voluntarily Certified | Single-split-system air condit | False | False | 48500 |  | 13.8 | 13.4 |  |  | False | 30 | 30 | 11.2 |  | Coil-Only System | False | Conventional | 11/28/2023 |  | 11/28/2023
Carrier Corp. - Indianapolis | Tempstar | N4A748GKA* | N4A748GKA* | EA*4X61L24A*+TDR |  | Voluntarily Certified | Single-split-system air condit | False | False | 48500 |  | 13.8 | 13.4 |  |  | False | 30 | 30 | 11.2 |  | Coil-Only System | False | Conventional | 11/28/2023 |  | 11/28/2023
Carrier Corp. - Indianapolis | 1HVAC | N4A760GKA* | N4A760GKA* | EA*4X61L24A*+TDR |  | Voluntarily Certified | Single-split-system air condit | False | False | 56500 |  | 13.8 | 13.4 |  |  | False | 30 | 30 | 11.2 |  | Coil-Only System | False | Conventional | 11/28/2023 |  | 11/28/2023
Carrier Corp. - Indianapolis | Airquest | N4A760GKA* | N4A760GKA* | EA*4X61L24A*+TDR |  | Voluntarily Certified | Single-split-system air condit | False | False | 56500 |  | 13.8 | 13.4 |  |  | False | 30 | 30 | 11.2 |  | Coil-Only System | False | Conventional | 11/28/2023 |  | 11/28/2023
Carrier Corp. - Indianapolis | Arcoaire | N4A760GKA* | N4A760GKA* | EA*4X61L24A*+TDR |  | Voluntarily Certified | Single-split-system air condit | False | False | 56500 |  | 13.8 | 13.4 |  |  | False | 30 | 30 | 11.2 |  | Coil-Only System | False | Conventional | 11/28/2023 |  | 11/28/2023
Carrier Corp. - Indianapolis | Comfortmaker | N4A760GKA* | N4A760GKA* | EA*4X61L24A*+TDR |  | Voluntarily Certified | Single-split-system air condit | False | False | 56500 |  | 13.8 | 13.4 |  |  | False | 30 | 30 | 11.2 |  | Coil-Only System | False | Conventional | 11/28/2023 |  | 11/28/2023
Carrier Corp. - Indianapolis | Day & Night | N4A760GKA* | N4A760GKA* | EA*4X61L24A*+TDR |  | Voluntarily Certified | Single-split-system air condit | False | False | 56500 |  | 13.8 | 13.4 |  |  | False | 30 | 30 | 11.2 |  | Coil-Only System | False | Conventional | 11/28/2023 |  | 11/28/2023
Carrier Corp. - Indianapolis | Heil | N4A760GKA* | N4A760GKA* | EA*4X61L24A*+TDR |  | Voluntarily Certified | Single-split-system air condit | False | False | 56500 |  | 13.8 | 13.4 |  |  | False | 30 | 30 | 11.2 |  | Coil-Only System | False | Conventional | 11/28/2023 |  | 11/28/2023
Carrier Corp. - Indianapolis | Keeprite | N4A760GKA* | N4A760GKA* | EA*4X61L24A*+TDR |  | Voluntarily Certified | Single-split-system air condit | False | False | 56500 |  | 13.8 | 13.4 |  |  | False | 30 | 30 | 11.2 |  | Coil-Only System | False | Conventional | 11/28/2023 |  | 11/28/2023
Carrier Corp. - Indianapolis | Kenmore | N4A760GKA* | N4A760GKA* | EA*4X61L24A*+TDR |  | Voluntarily Certified | Single-split-system air condit | False | False | 56500 |  | 13.8 | 13.4 |  |  | False | 30 | 30 | 11.2 |  | Coil-Only System | False | Conventional | 11/28/2023 |  | 11/28/2023
Carrier Corp. - Indianapolis | Maratherm | N4A760GKA* | N4A760GKA* | EA*4X61L24A*+TDR |  | Voluntarily Certified | Single-split-system air condit | False | False | 56500 |  | 13.8 | 13.4 |  |  | False | 30 | 30 | 11.2 |  | Coil-Only System | False | Conventional | 11/28/2023 |  | 11/28/2023
Carrier Corp. - Indianapolis | Tempstar | N4A760GKA* | N4A760GKA* | EA*4X61L24A*+TDR |  | Voluntarily Certified | Single-split-system air condit | False | False | 56500 |  | 13.8 | 13.4 |  |  | False | 30 | 30 | 11.2 |  | Coil-Only System | False | Conventional | 11/28/2023 |  | 11/28/2023
Carrier Corp. - Indianapolis | 1HVAC | N4A7T24*K*WAA* | N4A7T24*K*WAA* | EVD4X25M17A*+TDR |  | Voluntarily Certified | Single-split-system air condit | False | False | 23400 |  | 14.3 | 13.4 |  |  | False | 30 | 30 | 11.7 |  | Coil-Only System | False | Conventional | 11/28/2023 |  | 11/28/2023
Carrier Corp. - Indianapolis | Airquest | N4A7T24*K*WAA* | N4A7T24*K*WAA* | EVD4X25M17A*+TDR |  | Voluntarily Certified | Single-split-system air condit | False | False | 23400 |  | 14.3 | 13.4 |  |  | False | 30 | 30 | 11.7 |  | Coil-Only System | False | Conventional | 11/28/2023 |  | 11/28/2023
Carrier Corp. - Indianapolis | Arcoaire | N4A7T24*K*WAA* | N4A7T24*K*WAA* | EVD4X25M17A*+TDR |  | Voluntarily Certified | Single-split-system air condit | False | False | 23400 |  | 14.3 | 13.4 |  |  | False | 30 | 30 | 11.7 |  | Coil-Only System | False | Conventional | 11/28/2023 |  | 11/28/2023
Carrier Corp. - Indianapolis | Comfortmaker | N4A7T24*K*WAA* | N4A7T24*K*WAA* | EVD4X25M17A*+TDR |  | Voluntarily Certified | Single-split-system air condit | False | False | 23400 |  | 14.3 | 13.4 |  |  | False | 30 | 30 | 11.7 |  | Coil-Only System | False | Conventional | 11/28/2023 |  | 11/28/2023
Carrier Corp. - Indianapolis | Day & Night | N4A7T24*K*WAA* | N4A7T24*K*WAA* | EVD4X25M17A*+TDR |  | Voluntarily Certified | Single-split-system air condit | False | False | 23400 |  | 14.3 | 13.4 |  |  | False | 30 | 30 | 11.7 |  | Coil-Only System | False | Conventional | 11/28/2023 |  | 11/28/2023
Carrier Corp. - Indianapolis | Heil | N4A7T24*K*WAA* | N4A7T24*K*WAA* | EVD4X25M17A*+TDR |  | Voluntarily Certified | Single-split-system air condit | False | False | 23400 |  | 14.3 | 13.4 |  |  | False | 30 | 30 | 11.7 |  | Coil-Only System | False | Conventional | 11/28/2023 |  | 11/28/2023
Carrier Corp. - Indianapolis | Keeprite | N4A7T24*K*WAA* | N4A7T24*K*WAA* | EVD4X25M17A*+TDR |  | Voluntarily Certified | Single-split-system air condit | False | False | 23400 |  | 14.3 | 13.4 |  |  | False | 30 | 30 | 11.7 |  | Coil-Only System | False | Conventional | 11/28/2023 |  | 11/28/2023
Carrier Corp. - Indianapolis | Kenmore | N4A7T24*K*WAA* | N4A7T24*K*WAA* | EVD4X25M17A*+TDR |  | Voluntarily Certified | Single-split-system air condit | False | False | 23400 |  | 14.3 | 13.4 |  |  | False | 30 | 30 | 11.7 |  | Coil-Only System | False | Conventional | 11/28/2023 |  | 11/28/2023
Carrier Corp. - Indianapolis | Maratherm | N4A7T24*K*WAA* | N4A7T24*K*WAA* | EVD4X25M17A*+TDR |  | Voluntarily Certified | Single-split-system air condit | False | False | 23400 |  | 14.3 | 13.4 |  |  | False | 30 | 30 | 11.7 |  | Coil-Only System | False | Conventional | 11/28/2023 |  | 11/28/2023
Carrier Corp. - Indianapolis | Tempstar | N4A7T24*K*WAA* | N4A7T24*K*WAA* | EVD4X25M17A*+TDR |  | Voluntarily Certified | Single-split-system air condit | False | False | 23400 |  | 14.3 | 13.4 |  |  | False | 30 | 30 | 11.7 |  | Coil-Only System | False | Conventional | 11/28/2023 |  | 11/28/2023
Carrier Corp. - Indianapolis | 1HVAC | N4A7T36*K*WAA* | N4A7T36*K*WAA* | EVD4X37M21A*+TDR |  | Voluntarily Certified | Single-split-system air condit | False | False | 35000 |  | 14.3 | 13.4 |  |  | False | 30 | 30 | 12 |  | Coil-Only System | False | Conventional | 11/28/2023 |  | 11/28/2023
Carrier Corp. - Indianapolis | Airquest | N4A7T36*K*WAA* | N4A7T36*K*WAA* | EVD4X37M21A*+TDR |  | Voluntarily Certified | Single-split-system air condit | False | False | 35000 |  | 14.3 | 13.4 |  |  | False | 30 | 30 | 12 |  | Coil-Only System | False | Conventional | 11/28/2023 |  | 11/28/2023
Carrier Corp. - Indianapolis | Arcoaire | N4A7T36*K*WAA* | N4A7T36*K*WAA* | EVD4X37M21A*+TDR |  | Voluntarily Certified | Single-split-system air condit | False | False | 35000 |  | 14.3 | 13.4 |  |  | False | 30 | 30 | 12 |  | Coil-Only System | False | Conventional | 11/28/2023 |  | 11/28/2023
Carrier Corp. - Indianapolis | Comfortmaker | N4A7T36*K*WAA* | N4A7T36*K*WAA* | EVD4X37M21A*+TDR |  | Voluntarily Certified | Single-split-system air condit | False | False | 35000 |  | 14.3 | 13.4 |  |  | False | 30 | 30 | 12 |  | Coil-Only System | False | Conventional | 11/28/2023 |  | 11/28/2023
Carrier Corp. - Indianapolis | Day & Night | N4A7T36*K*WAA* | N4A7T36*K*WAA* | EVD4X37M21A*+TDR |  | Voluntarily Certified | Single-split-system air condit | False | False | 35000 |  | 14.3 | 13.4 |  |  | False | 30 | 30 | 12 |  | Coil-Only System | False | Conventional | 11/28/2023 |  | 11/28/2023
Carrier Corp. - Indianapolis | Heil | N4A7T36*K*WAA* | N4A7T36*K*WAA* | EVD4X37M21A*+TDR |  | Voluntarily Certified | Single-split-system air condit | False | False | 35000 |  | 14.3 | 13.4 |  |  | False | 30 | 30 | 12 |  | Coil-Only System | False | Conventional | 11/28/2023 |  | 11/28/2023
Carrier Corp. - Indianapolis | Keeprite | N4A7T36*K*WAA* | N4A7T36*K*WAA* | EVD4X37M21A*+TDR |  | Voluntarily Certified | Single-split-system air condit | False | False | 35000 |  | 14.3 | 13.4 |  |  | False | 30 | 30 | 12 |  | Coil-Only System | False | Conventional | 11/28/2023 |  | 11/28/2023
Carrier Corp. - Indianapolis | Kenmore | N4A7T36*K*WAA* | N4A7T36*K*WAA* | EVD4X37M21A*+TDR |  | Voluntarily Certified | Single-split-system air condit | False | False | 35000 |  | 14.3 | 13.4 |  |  | False | 30 | 30 | 12 |  | Coil-Only System | False | Conventional | 11/28/2023 |  | 11/28/2023
Carrier Corp. - Indianapolis | Maratherm | N4A7T36*K*WAA* | N4A7T36*K*WAA* | EVD4X37M21A*+TDR |  | Voluntarily Certified | Single-split-system air condit | False | False | 35000 |  | 14.3 | 13.4 |  |  | False | 30 | 30 | 12 |  | Coil-Only System | False | Conventional | 11/28/2023 |  | 11/28/2023
Carrier Corp. - Indianapolis | Tempstar | N4A7T36*K*WAA* | N4A7T36*K*WAA* | EVD4X37M21A*+TDR |  | Voluntarily Certified | Single-split-system air condit | False | False | 35000 |  | 14.3 | 13.4 |  |  | False | 30 | 30 | 12 |  | Coil-Only System | False | Conventional | 11/28/2023 |  | 11/28/2023
Carrier Corp. - Indianapolis | 1HVAC | N4A7T48*K*WAA* | N4A7T48*K*WAA* | EVD4X49M24A*+TDR |  | Voluntarily Certified | Single-split-system air condit | False | False | 47000 |  | 13.8 | 13.4 |  |  | False | 30 | 30 | 12 |  | Coil-Only System | False | Conventional | 11/28/2023 |  | 11/28/2023
Carrier Corp. - Indianapolis | Airquest | N4A7T48*K*WAA* | N4A7T48*K*WAA* | EVD4X49M24A*+TDR |  | Voluntarily Certified | Single-split-system air condit | False | False | 47000 |  | 13.8 | 13.4 |  |  | False | 30 | 30 | 12 |  | Coil-Only System | False | Conventional | 11/28/2023 |  | 11/28/2023
Carrier Corp. - Indianapolis | Arcoaire | N4A7T48*K*WAA* | N4A7T48*K*WAA* | EVD4X49M24A*+TDR |  | Voluntarily Certified | Single-split-system air condit | False | False | 47000 |  | 13.8 | 13.4 |  |  | False | 30 | 30 | 12 |  | Coil-Only System | False | Conventional | 11/28/2023 |  | 11/28/2023
Carrier Corp. - Indianapolis | Comfortmaker | N4A7T48*K*WAA* | N4A7T48*K*WAA* | EVD4X49M24A*+TDR |  | Voluntarily Certified | Single-split-system air condit | False | False | 47000 |  | 13.8 | 13.4 |  |  | False | 30 | 30 | 12 |  | Coil-Only System | False | Conventional | 11/28/2023 |  | 11/28/2023
Carrier Corp. - Indianapolis | Day & Night | N4A7T48*K*WAA* | N4A7T48*K*WAA* | EVD4X49M24A*+TDR |  | Voluntarily Certified | Single-split-system air condit | False | False | 47000 |  | 13.8 | 13.4 |  |  | False | 30 | 30 | 12 |  | Coil-Only System | False | Conventional | 11/28/2023 |  | 11/28/2023
Carrier Corp. - Indianapolis | Heil | N4A7T48*K*WAA* | N4A7T48*K*WAA* | EVD4X49M24A*+TDR |  | Voluntarily Certified | Single-split-system air condit | False | False | 47000 |  | 13.8 | 13.4 |  |  | False | 30 | 30 | 12 |  | Coil-Only System | False | Conventional | 11/28/2023 |  | 11/28/2023
Carrier Corp. - Indianapolis | Keeprite | N4A7T48*K*WAA* | N4A7T48*K*WAA* | EVD4X49M24A*+TDR |  | Voluntarily Certified | Single-split-system air condit | False | False | 47000 |  | 13.8 | 13.4 |  |  | False | 30 | 30 | 12 |  | Coil-Only System | False | Conventional | 11/28/2023 |  | 11/28/2023
Carrier Corp. - Indianapolis | Kenmore | N4A7T48*K*WAA* | N4A7T48*K*WAA* | EVD4X49M24A*+TDR |  | Voluntarily Certified | Single-split-system air condit | False | False | 47000 |  | 13.8 | 13.4 |  |  | False | 30 | 30 | 12 |  | Coil-Only System | False | Conventional | 11/28/2023 |  | 11/28/2023
Carrier Corp. - Indianapolis | Maratherm | N4A7T48*K*WAA* | N4A7T48*K*WAA* | EVD4X49M24A*+TDR |  | Voluntarily Certified | Single-split-system air condit | False | False | 47000 |  | 13.8 | 13.4 |  |  | False | 30 | 30 | 12 |  | Coil-Only System | False | Conventional | 11/28/2023 |  | 11/28/2023
Carrier Corp. - Indianapolis | Tempstar | N4A7T48*K*WAA* | N4A7T48*K*WAA* | EVD4X49M24A*+TDR |  | Voluntarily Certified | Single-split-system air condit | False | False | 47000 |  | 13.8 | 13.4 |  |  | False | 30 | 30 | 12 |  | Coil-Only System | False | Conventional | 11/28/2023 |  | 11/28/2023
Carrier Corp. - Indianapolis | 1HVAC | N4A7T60*K*WAA* | N4A7T60*K*WAA* | EVD4X61M24A*+TDR |  | Voluntarily Certified | Single-split-system air condit | False | False | 57500 |  | 13.8 | 13.4 |  |  | False | 30 | 30 | 11.5 |  | Coil-Only System | False | Conventional | 11/28/2023 |  | 11/28/2023
Carrier Corp. - Indianapolis | Airquest | N4A7T60*K*WAA* | N4A7T60*K*WAA* | EVD4X61M24A*+TDR |  | Voluntarily Certified | Single-split-system air condit | False | False | 57500 |  | 13.8 | 13.4 |  |  | False | 30 | 30 | 11.5 |  | Coil-Only System | False | Conventional | 11/28/2023 |  | 11/28/2023
Carrier Corp. - Indianapolis | Arcoaire | N4A7T60*K*WAA* | N4A7T60*K*WAA* | EVD4X61M24A*+TDR |  | Voluntarily Certified | Single-split-system air condit | False | False | 57500 |  | 13.8 | 13.4 |  |  | False | 30 | 30 | 11.5 |  | Coil-Only System | False | Conventional | 11/28/2023 |  | 11/28/2023
Carrier Corp. - Indianapolis | Comfortmaker | N4A7T60*K*WAA* | N4A7T60*K*WAA* | EVD4X61M24A*+TDR |  | Voluntarily Certified | Single-split-system air condit | False | False | 57500 |  | 13.8 | 13.4 |  |  | False | 30 | 30 | 11.5 |  | Coil-Only System | False | Conventional | 11/28/2023 |  | 11/28/2023
Carrier Corp. - Indianapolis | Day & Night | N4A7T60*K*WAA* | N4A7T60*K*WAA* | EVD4X61M24A*+TDR |  | Voluntarily Certified | Single-split-system air condit | False | False | 57500 |  | 13.8 | 13.4 |  |  | False | 30 | 30 | 11.5 |  | Coil-Only System | False | Conventional | 11/28/2023 |  | 11/28/2023
Carrier Corp. - Indianapolis | Heil | N4A7T60*K*WAA* | N4A7T60*K*WAA* | EVD4X61M24A*+TDR |  | Voluntarily Certified | Single-split-system air condit | False | False | 57500 |  | 13.8 | 13.4 |  |  | False | 30 | 30 | 11.5 |  | Coil-Only System | False | Conventional | 11/28/2023 |  | 11/28/2023
Carrier Corp. - Indianapolis | Keeprite | N4A7T60*K*WAA* | N4A7T60*K*WAA* | EVD4X61M24A*+TDR |  | Voluntarily Certified | Single-split-system air condit | False | False | 57500 |  | 13.8 | 13.4 |  |  | False | 30 | 30 | 11.5 |  | Coil-Only System | False | Conventional | 11/28/2023 |  | 11/28/2023
Carrier Corp. - Indianapolis | Kenmore | N4A7T60*K*WAA* | N4A7T60*K*WAA* | EVD4X61M24A*+TDR |  | Voluntarily Certified | Single-split-system air condit | False | False | 57500 |  | 13.8 | 13.4 |  |  | False | 30 | 30 | 11.5 |  | Coil-Only System | False | Conventional | 11/28/2023 |  | 11/28/2023
Carrier Corp. - Indianapolis | Maratherm | N4A7T60*K*WAA* | N4A7T60*K*WAA* | EVD4X61M24A*+TDR |  | Voluntarily Certified | Single-split-system air condit | False | False | 57500 |  | 13.8 | 13.4 |  |  | False | 30 | 30 | 11.5 |  | Coil-Only System | False | Conventional | 11/28/2023 |  | 11/28/2023
Carrier Corp. - Indianapolis | Tempstar | N4A7T60*K*WAA* | N4A7T60*K*WAA* | EVD4X61M24A*+TDR |  | Voluntarily Certified | Single-split-system air condit | False | False | 57500 |  | 13.8 | 13.4 |  |  | False | 30 | 30 | 11.5 |  | Coil-Only System | False | Conventional | 11/28/2023 |  | 11/28/2023
Carrier Corp. - Indianapolis | 1HVAC | NXA660GKB** | NXA660GKB** | EN(A,D)4X61L24**+TDR |  | Voluntarily Certified | Single-split-system air condit | False | False | 57500 |  | 13.8 | 13.4 |  |  | False | 30 | 30 | 11.2 |  | Coil-Only System | False | Conventional | 11/28/2023 |  | 11/28/2023
Carrier Corp. - Indianapolis | Airquest | NXA660GKB** | NXA660GKB** | EN(A,D)4X61L24**+TDR |  | Voluntarily Certified | Single-split-system air condit | False | False | 57500 |  | 13.8 | 13.4 |  |  | False | 30 | 30 | 11.2 |  | Coil-Only System | False | Conventional | 11/28/2023 |  | 11/28/2023
Carrier Corp. - Indianapolis | Arcoaire | NXA660GKB** | NXA660GKB** | EN(A,D)4X61L24**+TDR |  | Voluntarily Certified | Single-split-system air condit | False | False | 57500 |  | 13.8 | 13.4 |  |  | False | 30 | 30 | 11.2 |  | Coil-Only System | False | Conventional | 11/28/2023 |  | 11/28/2023
Carrier Corp. - Indianapolis | Comfortmaker | NXA660GKB** | NXA660GKB** | EN(A,D)4X61L24**+TDR |  | Voluntarily Certified | Single-split-system air condit | False | False | 57500 |  | 13.8 | 13.4 |  |  | False | 30 | 30 | 11.2 |  | Coil-Only System | False | Conventional | 11/28/2023 |  | 11/28/2023
Carrier Corp. - Indianapolis | Day & Night | NXA660GKB** | NXA660GKB** | EN(A,D)4X61L24**+TDR |  | Voluntarily Certified | Single-split-system air condit | False | False | 57500 |  | 13.8 | 13.4 |  |  | False | 30 | 30 | 11.2 |  | Coil-Only System | False | Conventional | 11/28/2023 |  | 11/28/2023
Carrier Corp. - Indianapolis | Heil | NXA660GKB** | NXA660GKB** | EN(A,D)4X61L24**+TDR |  | Voluntarily Certified | Single-split-system air condit | False | False | 57500 |  | 13.8 | 13.4 |  |  | False | 30 | 30 | 11.2 |  | Coil-Only System | False | Conventional | 11/28/2023 |  | 11/28/2023
Carrier Corp. - Indianapolis | Keeprite | NXA660GKB** | NXA660GKB** | EN(A,D)4X61L24**+TDR |  | Voluntarily Certified | Single-split-system air condit | False | False | 57500 |  | 13.8 | 13.4 |  |  | False | 30 | 30 | 11.2 |  | Coil-Only System | False | Conventional | 11/28/2023 |  | 11/28/2023
Carrier Corp. - Indianapolis | Kenmore | NXA660GKB** | NXA660GKB** | EN(A,D)4X61L24**+TDR |  | Voluntarily Certified | Single-split-system air condit | False | False | 57500 |  | 13.8 | 13.4 |  |  | False | 30 | 30 | 11.2 |  | Coil-Only System | False | Conventional | 11/28/2023 |  | 11/28/2023
Carrier Corp. - Indianapolis | SMART COMFORT | NXA660GKB** | NXA660GKB** | EN(A,D)4X61L24**+TDR |  | Voluntarily Certified | Single-split-system air condit | False | False | 57500 |  | 13.8 | 13.4 |  |  | False | 30 | 30 | 11.2 |  | Coil-Only System | False | Conventional | 11/28/2023 |  | 11/28/2023
Carrier Corp. - Indianapolis | Tempstar | NXA660GKB** | NXA660GKB** | EN(A,D)4X61L24**+TDR |  | Voluntarily Certified | Single-split-system air condit | False | False | 57500 |  | 13.8 | 13.4 |  |  | False | 30 | 30 | 11.2 |  | Coil-Only System | False | Conventional | 11/28/2023 |  | 11/28/2023
Carrier Corp. - Indianapolis | BROCK | PA16NA060B0**C* | PA16NA060B0**C* | CNPV*6124AL*+TDR |  | Voluntarily Certified | Single-split-system air condit | False | False | 57500 |  | 13.8 | 13.4 |  |  | False | 30 | 30 | 11.2 |  | Coil-Only System | False | Conventional | 11/28/2023 |  | 11/28/2023
Carrier Corp. - Indianapolis | PAYNE HEATING AND COOLING | PA16NA060B0**C* | PA16NA060B0**C* | CNPV*6124AL*+TDR |  | Voluntarily Certified | Single-split-system air condit | False | False | 57500 |  | 13.8 | 13.4 |  |  | False | 30 | 30 | 11.2 |  | Coil-Only System | False | Conventional | 11/28/2023 |  | 11/28/2023
Carrier Corp. - Indianapolis | WEATHERMAKER | PA16NA060B0**C* | PA16NA060B0**C* | CNPV*6124AL*+TDR |  | Voluntarily Certified | Single-split-system air condit | False | False | 57500 |  | 13.8 | 13.4 |  |  | False | 30 | 30 | 11.2 |  | Coil-Only System | False | Conventional | 11/28/2023 |  | 11/28/2023
Carrier Corp. - Indianapolis | BROCK | PA16NW060B0**C* | PA16NW060B0**C* | CNPV*6124AL*+TDR |  | Voluntarily Certified | Single-split-system air condit | False | False | 57500 |  | 13.8 | 13.4 |  |  | False | 30 | 30 | 11.2 |  | Coil-Only System | False | Conventional | 11/28/2023 |  | 11/28/2023
Carrier Corp. - Indianapolis | PAYNE HEATING AND COOLING | PA16NW060B0**C* | PA16NW060B0**C* | CNPV*6124AL*+TDR |  | Voluntarily Certified | Single-split-system air condit | False | False | 57500 |  | 13.8 | 13.4 |  |  | False | 30 | 30 | 11.2 |  | Coil-Only System | False | Conventional | 11/28/2023 |  | 11/28/2023
Carrier Corp. - Indianapolis | WEATHERMAKER | PA16NW060B0**C* | PA16NW060B0**C* | CNPV*6124AL*+TDR |  | Voluntarily Certified | Single-split-system air condit | False | False | 57500 |  | 13.8 | 13.4 |  |  | False | 30 | 30 | 11.2 |  | Coil-Only System | False | Conventional | 11/28/2023 |  | 11/28/2023
Carrier Corp. - Indianapolis | BROCK | PA17NA048*0**C** | PA17NA048*0**C** | CAP**6124AL*+TDR |  | Voluntarily Certified | Single-split-system air condit | False | False | 48500 |  | 13.8 | 13.4 |  |  | False | 30 | 30 | 11.2 |  | Coil-Only System | False | Conventional | 11/28/2023 |  | 11/28/2023
Carrier Corp. - Indianapolis | PAYNE HEATING AND COOLING | PA17NA048*0**C** | PA17NA048*0**C** | CAP**6124AL*+TDR |  | Voluntarily Certified | Single-split-system air condit | False | False | 48500 |  | 13.8 | 13.4 |  |  | False | 30 | 30 | 11.2 |  | Coil-Only System | False | Conventional | 11/28/2023 |  | 11/28/2023
Carrier Corp. - Indianapolis | WEATHERMAKER | PA17NA048*0**C** | PA17NA048*0**C** | CAP**6124AL*+TDR |  | Voluntarily Certified | Single-split-system air condit | False | False | 48500 |  | 13.8 | 13.4 |  |  | False | 30 | 30 | 11.2 |  | Coil-Only System | False | Conventional | 11/28/2023 |  | 11/28/2023
Carrier Corp. - Indianapolis | BROCK | PA17NA060B0**D* | PA17NA060B0**D* | CAP**6124AL*+TDR |  | Voluntarily Certified | Single-split-system air condit | False | False | 56500 |  | 13.8 | 13.4 |  |  | False | 30 | 30 | 11.2 |  | Coil-Only System | False | Conventional | 11/28/2023 |  | 11/28/2023
Carrier Corp. - Indianapolis | PAYNE HEATING AND COOLING | PA17NA060B0**D* | PA17NA060B0**D* | CAP**6124AL*+TDR |  | Voluntarily Certified | Single-split-system air condit | False | False | 56500 |  | 13.8 | 13.4 |  |  | False | 30 | 30 | 11.2 |  | Coil-Only System | False | Conventional | 11/28/2023 |  | 11/28/2023
Carrier Corp. - Indianapolis | WEATHERMAKER | PA17NA060B0**D* | PA17NA060B0**D* | CAP**6124AL*+TDR |  | Voluntarily Certified | Single-split-system air condit | False | False | 56500 |  | 13.8 | 13.4 |  |  | False | 30 | 30 | 11.2 |  | Coil-Only System | False | Conventional | 11/28/2023 |  | 11/28/2023
Carrier Corp. - Indianapolis | PAYNE HEATING AND COOLING | PA4GNAK24000AA* | PA4GNAK24000AA* |  |  | Voluntarily Certified | Single-package air conditioner | False | False | 22800 |  | 13.4 | 13.4 |  |  | False | 30 | 30 | 11.05 |  |  | False | Conventional | 11/28/2023 |  | 11/28/2023
Carrier Corp. - Indianapolis | PAYNE HEATING AND COOLING | PA4GNAK30000AA* | PA4GNAK30000AA* |  |  | Voluntarily Certified | Single-package air conditioner | False | False | 28000 |  | 13.4 | 13.4 |  |  | False | 30 | 30 | 11.05 |  |  | False | Conventional | 11/28/2023 |  | 11/28/2023
Carrier Corp. - Indianapolis | PAYNE HEATING AND COOLING | PA4GNAK36000AA* | PA4GNAK36000AA* |  |  | Voluntarily Certified | Single-package air conditioner | False | False | 33800 |  | 13.4 | 13.4 |  |  | False | 30 | 30 | 11.05 |  |  | False | Conventional | 11/28/2023 |  | 11/28/2023
Carrier Corp. - Indianapolis | PAYNE HEATING AND COOLING | PA4GNAK42000AA* | PA4GNAK42000AA* |  |  | Voluntarily Certified | Single-package air conditioner | False | False | 39000 |  | 13.4 | 13.4 |  |  | False | 30 | 30 | 11.05 |  |  | False | Conventional | 11/28/2023 |  | 11/28/2023
Carrier Corp. - Indianapolis | PAYNE HEATING AND COOLING | PA4GNAK48000AA* | PA4GNAK48000AA* |  |  | Voluntarily Certified | Single-package air conditioner | False | False | 47000 |  | 13.4 | 13.4 |  |  | False | 30 | 30 | 11.05 |  |  | False | Conventional | 11/28/2023 |  | 11/28/2023
Carrier Corp. - Indianapolis | PAYNE HEATING AND COOLING | PA4GNAK60000AA* | PA4GNAK60000AA* |  |  | Voluntarily Certified | Single-package air conditioner | False | False | 56000 |  | 13.4 | 13.4 |  |  | False | 30 | 30 | 11.05 |  |  | False | Conventional | 11/28/2023 |  | 11/28/2023
Carrier Corp. - Indianapolis | BROCK | PA4SAN418**NA* | PA4SAN418**NA* | CAP**1917AL*+TDR |  | Voluntarily Certified | Single-split-system air condit | False | False | 18000 |  | 13.4 | 13.4 |  |  | False | 30 | 30 | 11.5 |  | Coil-Only System | False | Conventional | 11/28/2023 |  | 11/28/2023
Carrier Corp. - Indianapolis | BRYANT HEATING AND COOLING SYSTEMS | PA4SAN418**NA* | PA4SAN418**NA* | CAP**1917AL*+TDR |  | Voluntarily Certified | Single-split-system air condit | False | False | 18000 |  | 13.4 | 13.4 |  |  | False | 30 | 30 | 11.5 |  | Coil-Only System | False | Conventional | 11/28/2023 |  | 11/28/2023
Carrier Corp. - Indianapolis | PAYNE HEATING AND COOLING | PA4SAN418**NA* | PA4SAN418**NA* | CAP**1917AL*+TDR |  | Voluntarily Certified | Single-split-system air condit | False | False | 18000 |  | 13.4 | 13.4 |  |  | False | 30 | 30 | 11.5 |  | Coil-Only System | False | Conventional | 11/28/2023 |  | 11/28/2023
Carrier Corp. - Indianapolis | WEATHERMAKER | PA4SAN418**NA* | PA4SAN418**NA* | CAP**1917AL*+TDR |  | Voluntarily Certified | Single-split-system air condit | False | False | 18000 |  | 13.4 | 13.4 |  |  | False | 30 | 30 | 11.5 |  | Coil-Only System | False | Conventional | 11/28/2023 |  | 11/28/2023
Carrier Corp. - Indianapolis | BROCK | PA4SAN424**NA* | PA4SAN424**NA* | CSPVA2414XMC*+TDR |  | Voluntarily Certified | Single-split-system air condit | False | False | 23200 |  | 13.4 | 13.4 |  |  | False | 30 | 30 | 11.5 |  | Coil-Only System | False | Conventional | 11/28/2023 |  | 11/28/2023
Carrier Corp. - Indianapolis | BRYANT HEATING AND COOLING SYSTEMS | PA4SAN424**NA* | PA4SAN424**NA* | CSPVA2414XMC*+TDR |  | Voluntarily Certified | Single-split-system air condit | False | False | 23200 |  | 13.4 | 13.4 |  |  | False | 30 | 30 | 11.5 |  | Coil-Only System | False | Conventional | 10/05/2023 |  | 11/28/2023
Carrier Corp. - Indianapolis | PAYNE HEATING AND COOLING | PA4SAN424**NA* | PA4SAN424**NA* | CSPVA2414XMC*+TDR |  | Voluntarily Certified | Single-split-system air condit | False | False | 23200 |  | 13.4 | 13.4 |  |  | False | 30 | 30 | 11.5 |  | Coil-Only System | False | Conventional | 10/05/2023 |  | 11/28/2023
Carrier Corp. - Indianapolis | WEATHERMAKER | PA4SAN424**NA* | PA4SAN424**NA* | CSPVA2414XMC*+TDR |  | Voluntarily Certified | Single-split-system air condit | False | False | 23200 |  | 13.4 | 13.4 |  |  | False | 30 | 30 | 11.5 |  | Coil-Only System | False | Conventional | 10/05/2023 |  | 11/28/2023
Carrier Corp. - Indianapolis | BROCK | PA4SAN430**NA* | PA4SAN430**NA* | CAP**3721AL*+TDR |  | Voluntarily Certified | Single-split-system air condit | False | False | 29400 |  | 14 | 13.4 |  |  | False | 30 | 30 | 11.5 |  | Coil-Only System | False | Conventional | 10/05/2023 |  | 11/28/2023
Carrier Corp. - Indianapolis | BRYANT HEATING AND COOLING SYSTEMS | PA4SAN430**NA* | PA4SAN430**NA* | CAP**3721AL*+TDR |  | Voluntarily Certified | Single-split-system air condit | False | False | 29400 |  | 14 | 13.4 |  |  | False | 30 | 30 | 11.5 |  | Coil-Only System | False | Conventional | 10/05/2023 |  | 11/28/2023
Carrier Corp. - Indianapolis | PAYNE HEATING AND COOLING | PA4SAN430**NA* | PA4SAN430**NA* | CAP**3721AL*+TDR |  | Voluntarily Certified | Single-split-system air condit | False | False | 29400 |  | 14 | 13.4 |  |  | False | 30 | 30 | 11.5 |  | Coil-Only System | False | Conventional | 10/05/2023 |  | 11/28/2023
Carrier Corp. - Indianapolis | WEATHERMAKER | PA4SAN430**NA* | PA4SAN430**NA* | CAP**3721AL*+TDR |  | Voluntarily Certified | Single-split-system air condit | False | False | 29400 |  | 14 | 13.4 |  |  | False | 30 | 30 | 11.5 |  | Coil-Only System | False | Conventional | 10/05/2023 |  | 11/28/2023
Carrier Corp. - Indianapolis | BROCK | PA4SAN436**NA* | PA4SAN436**NA* | CVPVA3721XMC*+TDR |  | Voluntarily Certified | Single-split-system air condit | False | False | 33600 |  | 13.4 | 13.4 |  |  | False | 30 | 30 | 11.5 |  | Coil-Only System | False | Conventional | 10/05/2023 |  | 11/28/2023
Carrier Corp. - Indianapolis | BRYANT HEATING AND COOLING SYSTEMS | PA4SAN436**NA* | PA4SAN436**NA* | CVPVA3721XMC*+TDR |  | Voluntarily Certified | Single-split-system air condit | False | False | 33600 |  | 13.4 | 13.4 |  |  | False | 30 | 30 | 11.5 |  | Coil-Only System | False | Conventional | 10/05/2023 |  | 11/28/2023
Carrier Corp. - Indianapolis | PAYNE HEATING AND COOLING | PA4SAN436**NA* | PA4SAN436**NA* | CVPVA3721XMC*+TDR |  | Voluntarily Certified | Single-split-system air condit | False | False | 33600 |  | 13.4 | 13.4 |  |  | False | 30 | 30 | 11.5 |  | Coil-Only System | False | Conventional | 10/05/2023 |  | 11/28/2023
Carrier Corp. - Indianapolis | WEATHERMAKER | PA4SAN436**NA* | PA4SAN436**NA* | CVPVA3721XMC*+TDR |  | Voluntarily Certified | Single-split-system air condit | False | False | 33600 |  | 13.4 | 13.4 |  |  | False | 30 | 30 | 11.5 |  | Coil-Only System | False | Conventional | 10/05/2023 |  | 11/28/2023
Carrier Corp. - Indianapolis | BROCK | PA4SAN442**NA* | PA4SAN442**NA* | CVPVA4221XMC*+TDR |  | Voluntarily Certified | Single-split-system air condit | False | False | 38500 |  | 13.4 | 13.4 |  |  | False | 30 | 30 | 11 |  | Coil-Only System | False | Conventional | 10/05/2023 |  | 11/28/2023
Carrier Corp. - Indianapolis | BRYANT HEATING AND COOLING SYSTEMS | PA4SAN442**NA* | PA4SAN442**NA* | CVPVA4221XMC*+TDR |  | Voluntarily Certified | Single-split-system air condit | False | False | 38500 |  | 13.4 | 13.4 |  |  | False | 30 | 30 | 11 |  | Coil-Only System | False | Conventional | 10/05/2023 |  | 11/28/2023
Carrier Corp. - Indianapolis | PAYNE HEATING AND COOLING | PA4SAN442**NA* | PA4SAN442**NA* | CVPVA4221XMC*+TDR |  | Voluntarily Certified | Single-split-system air condit | False | False | 38500 |  | 13.4 | 13.4 |  |  | False | 30 | 30 | 11 |  | Coil-Only System | False | Conventional | 10/05/2023 |  | 11/28/2023
Carrier Corp. - Indianapolis | WEATHERMAKER | PA4SAN442**NA* | PA4SAN442**NA* | CVPVA4221XMC*+TDR |  | Voluntarily Certified | Single-split-system air condit | False | False | 38500 |  | 13.4 | 13.4 |  |  | False | 30 | 30 | 11 |  | Coil-Only System | False | Conventional | 10/05/2023 |  | 11/28/2023
Carrier Corp. - Indianapolis | BROCK | PA4SAN448**NA* | PA4SAN448**NA* | CAP**6124AL*+TDR |  | Voluntarily Certified | Single-split-system air condit | False | False | 45000 |  | 13.4 | 13.4 |  |  | False | 30 | 30 | 11.5 |  | Coil-Only System | False | Conventional | 10/05/2023 |  | 11/28/2023
Carrier Corp. - Indianapolis | BRYANT HEATING AND COOLING SYSTEMS | PA4SAN448**NA* | PA4SAN448**NA* | CAP**6124AL*+TDR |  | Voluntarily Certified | Single-split-system air condit | False | False | 45000 |  | 13.4 | 13.4 |  |  | False | 30 | 30 | 11.5 |  | Coil-Only System | False | Conventional | 10/05/2023 |  | 11/28/2023
Carrier Corp. - Indianapolis | PAYNE HEATING AND COOLING | PA4SAN448**NA* | PA4SAN448**NA* | CAP**6124AL*+TDR |  | Voluntarily Certified | Single-split-system air condit | False | False | 45000 |  | 13.4 | 13.4 |  |  | False | 30 | 30 | 11.5 |  | Coil-Only System | False | Conventional | 10/05/2023 |  | 11/28/2023
Carrier Corp. - Indianapolis | WEATHERMAKER | PA4SAN448**NA* | PA4SAN448**NA* | CAP**6124AL*+TDR |  | Voluntarily Certified | Single-split-system air condit | False | False | 45000 |  | 13.4 | 13.4 |  |  | False | 30 | 30 | 11.5 |  | Coil-Only System | False | Conventional | 10/05/2023 |  | 11/28/2023
Carrier Corp. - Indianapolis | BROCK | PA4SAN460**NA* | PA4SAN460**NA* | CVPVA6124XMC*+TDR |  | Voluntarily Certified | Single-split-system air condit | False | False | 55500 |  | 13.4 | 13.4 |  |  | False | 30 | 30 | 11 |  | Coil-Only System | False | Conventional | 10/05/2023 |  | 11/28/2023
Carrier Corp. - Indianapolis | BRYANT HEATING AND COOLING SYSTEMS | PA4SAN460**NA* | PA4SAN460**NA* | CVPVA6124XMC*+TDR |  | Voluntarily Certified | Single-split-system air condit | False | False | 55500 |  | 13.4 | 13.4 |  |  | False | 30 | 30 | 11 |  | Coil-Only System | False | Conventional | 10/05/2023 |  | 11/28/2023
Carrier Corp. - Indianapolis | PAYNE HEATING AND COOLING | PA4SAN460**NA* | PA4SAN460**NA* | CVPVA6124XMC*+TDR |  | Voluntarily Certified | Single-split-system air condit | False | False | 55500 |  | 13.4 | 13.4 |  |  | False | 30 | 30 | 11 |  | Coil-Only System | False | Conventional | 10/05/2023 |  | 11/28/2023
Carrier Corp. - Indianapolis | WEATHERMAKER | PA4SAN460**NA* | PA4SAN460**NA* | CVPVA6124XMC*+TDR |  | Voluntarily Certified | Single-split-system air condit | False | False | 55500 |  | 13.4 | 13.4 |  |  | False | 30 | 30 | 11 |  | Coil-Only System | False | Conventional | 10/05/2023 |  | 11/28/2023
Carrier Corp. - Indianapolis | BROCK | PA4ZNK024***3*** | PA4ZNK024***3*** |  |  | Voluntarily Certified | Single-package air conditioner | False | False | 23200 |  | 13.4 | 13.4 |  |  | False | 30 | 30 | 10.6 |  |  | False | Conventional | 10/05/2023 |  | 11/28/2023
Carrier Corp. - Indianapolis | BRYANT HEATING AND COOLING SYSTEMS | PA4ZNK024***3*** | PA4ZNK024***3*** |  |  | Voluntarily Certified | Single-package air conditioner | False | False | 23200 |  | 13.4 | 13.4 |  |  | False | 30 | 30 | 10.6 |  |  | False | Conventional | 10/05/2023 |  | 11/28/2023
Carrier Corp. - Indianapolis | PAYNE HEATING AND COOLING | PA4ZNK024***3*** | PA4ZNK024***3*** |  |  | Voluntarily Certified | Single-package air conditioner | False | False | 23200 |  | 13.4 | 13.4 |  |  | False | 30 | 30 | 10.6 |  |  | False | Conventional | 10/05/2023 |  | 11/28/2023
Carrier Corp. - Indianapolis | WEATHERMAKER | PA4ZNK024***3*** | PA4ZNK024***3*** |  |  | Voluntarily Certified | Single-package air conditioner | False | False | 23200 |  | 13.4 | 13.4 |  |  | False | 30 | 30 | 10.6 |  |  | False | Conventional | 10/05/2023 |  | 11/28/2023
Carrier Corp. - Indianapolis | BROCK | PA4ZNK030***3*** | PA4ZNK030***3*** |  |  | Voluntarily Certified | Single-package air conditioner | False | False | 28000 |  | 13.4 | 13.4 |  |  | False | 30 | 30 | 10.6 |  |  | False | Conventional | 10/05/2023 |  | 11/28/2023
Carrier Corp. - Indianapolis | BRYANT HEATING AND COOLING SYSTEMS | PA4ZNK030***3*** | PA4ZNK030***3*** |  |  | Voluntarily Certified | Single-package air conditioner | False | False | 28000 |  | 13.4 | 13.4 |  |  | False | 30 | 30 | 10.6 |  |  | False | Conventional | 10/05/2023 |  | 11/28/2023
Carrier Corp. - Indianapolis | PAYNE HEATING AND COOLING | PA4ZNK030***3*** | PA4ZNK030***3*** |  |  | Voluntarily Certified | Single-package air conditioner | False | False | 28000 |  | 13.4 | 13.4 |  |  | False | 30 | 30 | 10.6 |  |  | False | Conventional | 10/05/2023 |  | 11/28/2023
Carrier Corp. - Indianapolis | WEATHERMAKER | PA4ZNK030***3*** | PA4ZNK030***3*** |  |  | Voluntarily Certified | Single-package air conditioner | False | False | 28000 |  | 13.4 | 13.4 |  |  | False | 30 | 30 | 10.6 |  |  | False | Conventional | 10/05/2023 |  | 11/28/2023
Carrier Corp. - Indianapolis | BROCK | PA4ZNK036***3*** | PA4ZNK036***3*** |  |  | Voluntarily Certified | Single-package air conditioner | False | False | 33600 |  | 13.4 | 13.4 |  |  | False | 30 | 30 | 10.6 |  |  | False | Conventional | 10/05/2023 |  | 11/28/2023
Carrier Corp. - Indianapolis | BRYANT HEATING AND COOLING SYSTEMS | PA4ZNK036***3*** | PA4ZNK036***3*** |  |  | Voluntarily Certified | Single-package air conditioner | False | False | 33600 |  | 13.4 | 13.4 |  |  | False | 30 | 30 | 10.6 |  |  | False | Conventional | 10/05/2023 |  | 11/28/2023
Carrier Corp. - Indianapolis | PAYNE HEATING AND COOLING | PA4ZNK036***3*** | PA4ZNK036***3*** |  |  | Voluntarily Certified | Single-package air conditioner | False | False | 33600 |  | 13.4 | 13.4 |  |  | False | 30 | 30 | 10.6 |  |  | False | Conventional | 10/05/2023 |  | 11/28/2023
Carrier Corp. - Indianapolis | WEATHERMAKER | PA4ZNK036***3*** | PA4ZNK036***3*** |  |  | Voluntarily Certified | Single-package air conditioner | False | False | 33600 |  | 13.4 | 13.4 |  |  | False | 30 | 30 | 10.6 |  |  | False | Conventional | 10/05/2023 |  | 11/28/2023
Carrier Corp. - Indianapolis | BROCK | PA4ZNK042***3*** | PA4ZNK042***3*** |  |  | Voluntarily Certified | Single-package air conditioner | False | False | 40500 |  | 13.4 | 13.4 |  |  | False | 30 | 30 | 10.6 |  |  | False | Conventional | 10/05/2023 |  | 11/28/2023
Carrier Corp. - Indianapolis | BRYANT HEATING AND COOLING SYSTEMS | PA4ZNK042***3*** | PA4ZNK042***3*** |  |  | Voluntarily Certified | Single-package air conditioner | False | False | 40500 |  | 13.4 | 13.4 |  |  | False | 30 | 30 | 10.6 |  |  | False | Conventional | 10/05/2023 |  | 11/28/2023
Carrier Corp. - Indianapolis | PAYNE HEATING AND COOLING | PA4ZNK042***3*** | PA4ZNK042***3*** |  |  | Voluntarily Certified | Single-package air conditioner | False | False | 40500 |  | 13.4 | 13.4 |  |  | False | 30 | 30 | 10.6 |  |  | False | Conventional | 10/05/2023 |  | 11/28/2023
Carrier Corp. - Indianapolis | WEATHERMAKER | PA4ZNK042***3*** | PA4ZNK042***3*** |  |  | Voluntarily Certified | Single-package air conditioner | False | False | 40500 |  | 13.4 | 13.4 |  |  | False | 30 | 30 | 10.6 |  |  | False | Conventional | 10/05/2023 |  | 11/28/2023
Carrier Corp. - Indianapolis | BROCK | PA4ZNK048***3*** | PA4ZNK048***3*** |  |  | Voluntarily Certified | Single-package air conditioner | False | False | 45500 |  | 13.4 | 13.4 |  |  | False | 30 | 30 | 10.6 |  |  | False | Conventional | 10/05/2023 |  | 11/28/2023
Carrier Corp. - Indianapolis | BRYANT HEATING AND COOLING SYSTEMS | PA4ZNK048***3*** | PA4ZNK048***3*** |  |  | Voluntarily Certified | Single-package air conditioner | False | False | 45500 |  | 13.4 | 13.4 |  |  | False | 30 | 30 | 10.6 |  |  | False | Conventional | 10/05/2023 |  | 11/28/2023
Carrier Corp. - Indianapolis | PAYNE HEATING AND COOLING | PA4ZNK048***3*** | PA4ZNK048***3*** |  |  | Voluntarily Certified | Single-package air conditioner | False | False | 45500 |  | 13.4 | 13.4 |  |  | False | 30 | 30 | 10.6 |  |  | False | Conventional | 10/05/2023 |  | 11/28/2023
Carrier Corp. - Indianapolis | WEATHERMAKER | PA4ZNK048***3*** | PA4ZNK048***3*** |  |  | Voluntarily Certified | Single-package air conditioner | False | False | 45500 |  | 13.4 | 13.4 |  |  | False | 30 | 30 | 10.6 |  |  | False | Conventional | 10/05/2023 |  | 11/28/2023
Carrier Corp. - Indianapolis | BROCK | PA4ZNK060***3*** | PA4ZNK060***3*** |  |  | Voluntarily Certified | Single-package air conditioner | False | False | 53500 |  | 13.4 | 13.4 |  |  | False | 30 | 30 | 10.6 |  |  | False | Conventional | 10/05/2023 |  | 11/28/2023
Carrier Corp. - Indianapolis | BRYANT HEATING AND COOLING SYSTEMS | PA4ZNK060***3*** | PA4ZNK060***3*** |  |  | Voluntarily Certified | Single-package air conditioner | False | False | 53500 |  | 13.4 | 13.4 |  |  | False | 30 | 30 | 10.6 |  |  | False | Conventional | 10/05/2023 |  | 11/28/2023
Carrier Corp. - Indianapolis | PAYNE HEATING AND COOLING | PA4ZNK060***3*** | PA4ZNK060***3*** |  |  | Voluntarily Certified | Single-package air conditioner | False | False | 53500 |  | 13.4 | 13.4 |  |  | False | 30 | 30 | 10.6 |  |  | False | Conventional | 10/05/2023 |  | 11/28/2023
Carrier Corp. - Indianapolis | WEATHERMAKER | PA4ZNK060***3*** | PA4ZNK060***3*** |  |  | Voluntarily Certified | Single-package air conditioner | False | False | 53500 |  | 13.4 | 13.4 |  |  | False | 30 | 30 | 10.6 |  |  | False | Conventional | 10/05/2023 |  | 11/28/2023
Carrier Corp. - Indianapolis | BROCK | PA5SAN418**WA* | PA5SAN418**WA* | CSPVA2414XMC*+TDR |  | Voluntarily Certified | Single-split-system air condit | False | False | 17900 |  | 14.3 | 13.4 |  |  | False | 30 | 30 | 11.7 |  | Coil-Only System | False | Conventional | 10/05/2023 |  | 11/28/2023
Carrier Corp. - Indianapolis | BRYANT HEATING AND COOLING SYSTEMS | PA5SAN418**WA* | PA5SAN418**WA* | CSPVA2414XMC*+TDR |  | Voluntarily Certified | Single-split-system air condit | False | False | 17900 |  | 14.3 | 13.4 |  |  | False | 30 | 30 | 11.7 |  | Coil-Only System | False | Conventional | 10/05/2023 |  | 11/28/2023
Carrier Corp. - Indianapolis | PAYNE HEATING AND COOLING | PA5SAN418**WA* | PA5SAN418**WA* | CSPVA2414XMC*+TDR |  | Voluntarily Certified | Single-split-system air condit | False | False | 17900 |  | 14.3 | 13.4 |  |  | False | 30 | 30 | 11.7 |  | Coil-Only System | False | Conventional | 10/05/2023 |  | 11/28/2023
Carrier Corp. - Indianapolis | WEATHERMAKER | PA5SAN418**WA* | PA5SAN418**WA* | CSPVA2414XMC*+TDR |  | Voluntarily Certified | Single-split-system air condit | False | False | 17900 |  | 14.3 | 13.4 |  |  | False | 30 | 30 | 11.7 |  | Coil-Only System | False | Conventional | 10/05/2023 |  | 11/28/2023
Carrier Corp. - Indianapolis | BROCK | PA5SAN424**WA* | PA5SAN424**WA* | CSPVA2414XMC*+TDR |  | Voluntarily Certified | Single-split-system air condit | False | False | 22800 |  | 14.3 | 13.4 |  |  | False | 30 | 30 | 11.7 |  | Coil-Only System | False | Conventional | 10/05/2023 |  | 11/28/2023
Carrier Corp. - Indianapolis | BRYANT HEATING AND COOLING SYSTEMS | PA5SAN424**WA* | PA5SAN424**WA* | CSPVA2414XMC*+TDR |  | Voluntarily Certified | Single-split-system air condit | False | False | 22800 |  | 14.3 | 13.4 |  |  | False | 30 | 30 | 11.7 |  | Coil-Only System | False | Conventional | 10/05/2023 |  | 11/28/2023
Carrier Corp. - Indianapolis | PAYNE HEATING AND COOLING | PA5SAN424**WA* | PA5SAN424**WA* | CSPVA2414XMC*+TDR |  | Voluntarily Certified | Single-split-system air condit | False | False | 22800 |  | 14.3 | 13.4 |  |  | False | 30 | 30 | 11.7 |  | Coil-Only System | False | Conventional | 10/05/2023 |  | 11/28/2023
Carrier Corp. - Indianapolis | WEATHERMAKER | PA5SAN424**WA* | PA5SAN424**WA* | CSPVA2414XMC*+TDR |  | Voluntarily Certified | Single-split-system air condit | False | False | 22800 |  | 14.3 | 13.4 |  |  | False | 30 | 30 | 11.7 |  | Coil-Only System | False | Conventional | 10/05/2023 |  | 11/28/2023
Carrier Corp. - Indianapolis | BROCK | PA5SAN430**WA* | PA5SAN430**WA* | CVPVA3017XMC*+TDR |  | Voluntarily Certified | Single-split-system air condit | False | False | 28800 |  | 14.3 | 13.4 |  |  | False | 30 | 30 | 11.7 |  | Coil-Only System | False | Conventional | 10/05/2023 |  | 11/28/2023
Carrier Corp. - Indianapolis | BRYANT HEATING AND COOLING SYSTEMS | PA5SAN430**WA* | PA5SAN430**WA* | CVPVA3017XMC*+TDR |  | Voluntarily Certified | Single-split-system air condit | False | False | 28800 |  | 14.3 | 13.4 |  |  | False | 30 | 30 | 11.7 |  | Coil-Only System | False | Conventional | 10/05/2023 |  | 11/28/2023
Carrier Corp. - Indianapolis | BROCK | PA4SAN430**NA* | PA4SAN430**NA* | CAP**3721AL*+TDR |  | Voluntarily Certified | Single-split-system air condit | False | False | 29400 |  | 14 | 13.4 |  |  | False | 30 | 30 | 11.5 |  | Coil-Only System | False | Conventional | 11/28/2023 |  | 11/28/2023
Carrier Corp. - Indianapolis | BROCK | PA4SAN436**NA* | PA4SAN436**NA* | CVPVA3721XMC*+TDR |  | Voluntarily Certified | Single-split-system air condit | False | False | 33600 |  | 13.4 | 13.4 |  |  | False | 30 | 30 | 11.5 |  | Coil-Only System | False | Conventional | 11/28/2023 |  | 11/28/2023
Carrier Corp. - Indianapolis | BROCK | PA4SAN442**NA* | PA4SAN442**NA* | CVPVA4221XMC*+TDR |  | Voluntarily Certified | Single-split-system air condit | False | False | 38500 |  | 13.4 | 13.4 |  |  | False | 30 | 30 | 11 |  | Coil-Only System | False | Conventional | 11/28/2023 |  | 11/28/2023
Carrier Corp. - Indianapolis | BROCK | PA4SAN448**NA* | PA4SAN448**NA* | CAP**6124AL*+TDR |  | Voluntarily Certified | Single-split-system air condit | False | False | 45000 |  | 13.4 | 13.4 |  |  | False | 30 | 30 | 11.5 |  | Coil-Only System | False | Conventional | 11/28/2023 |  | 11/28/2023
Carrier Corp. - Indianapolis | BROCK | PA4SAN460**NA* | PA4SAN460**NA* | CVPVA6124XMC*+TDR |  | Voluntarily Certified | Single-split-system air condit | False | False | 55500 |  | 13.4 | 13.4 |  |  | False | 30 | 30 | 11 |  | Coil-Only System | False | Conventional | 11/28/2023 |  | 11/28/2023
Carrier Corp. - Indianapolis | BROCK | PA4ZNK024***3*** | PA4ZNK024***3*** |  |  | Voluntarily Certified | Single-package air conditioner | False | False | 23200 |  | 13.4 | 13.4 |  |  | False | 30 | 30 | 10.6 |  |  | False | Conventional | 11/28/2023 |  | 11/28/2023
Carrier Corp. - Indianapolis | BROCK | PA4ZNK030***3*** | PA4ZNK030***3*** |  |  | Voluntarily Certified | Single-package air conditioner | False | False | 28000 |  | 13.4 | 13.4 |  |  | False | 30 | 30 | 10.6 |  |  | False | Conventional | 11/28/2023 |  | 11/28/2023
Carrier Corp. - Indianapolis | BROCK | PA4ZNK036***3*** | PA4ZNK036***3*** |  |  | Voluntarily Certified | Single-package air conditioner | False | False | 33600 |  | 13.4 | 13.4 |  |  | False | 30 | 30 | 10.6 |  |  | False | Conventional | 11/28/2023 |  | 11/28/2023
Carrier Corp. - Indianapolis | BROCK | PA4ZNK042***3*** | PA4ZNK042***3*** |  |  | Voluntarily Certified | Single-package air conditioner | False | False | 40500 |  | 13.4 | 13.4 |  |  | False | 30 | 30 | 10.6 |  |  | False | Conventional | 11/28/2023 |  | 11/28/2023
Carrier Corp. - Indianapolis | BROCK | PA4ZNK048***3*** | PA4ZNK048***3*** |  |  | Voluntarily Certified | Single-package air conditioner | False | False | 45500 |  | 13.4 | 13.4 |  |  | False | 30 | 30 | 10.6 |  |  | False | Conventional | 11/28/2023 |  | 11/28/2023
Carrier Corp. - Indianapolis | BROCK | PA4ZNK060***3*** | PA4ZNK060***3*** |  |  | Voluntarily Certified | Single-package air conditioner | False | False | 53500 |  | 13.4 | 13.4 |  |  | False | 30 | 30 | 10.6 |  |  | False | Conventional | 11/28/2023 |  | 11/28/2023
Carrier Corp. - Indianapolis | BROCK | PA5SAN418**WA* | PA5SAN418**WA* | CSPVA2414XMC*+TDR |  | Voluntarily Certified | Single-split-system air condit | False | False | 17900 |  | 14.3 | 13.4 |  |  | False | 30 | 30 | 11.7 |  | Coil-Only System | False | Conventional | 11/28/2023 |  | 11/28/2023
Carrier Corp. - Indianapolis | BROCK | PA5SAN424**WA* | PA5SAN424**WA* | CSPVA2414XMC*+TDR |  | Voluntarily Certified | Single-split-system air condit | False | False | 22800 |  | 14.3 | 13.4 |  |  | False | 30 | 30 | 11.7 |  | Coil-Only System | False | Conventional | 11/28/2023 |  | 11/28/2023
Carrier Corp. - Indianapolis | BROCK | PA5SAN430**WA* | PA5SAN430**WA* | CVPVA3017XMC*+TDR |  | Voluntarily Certified | Single-split-system air condit | False | False | 28800 |  | 14.3 | 13.4 |  |  | False | 30 | 30 | 11.7 |  | Coil-Only System | False | Conventional | 11/28/2023 |  | 11/28/2023
Carrier Corp. - Indianapolis | BROCK | PA5SAN436**WA* | PA5SAN436**WA* | CVPVA3721XMC*+TDR |  | Voluntarily Certified | Single-split-system air condit | False | False | 34200 |  | 14.3 | 13.4 |  |  | False | 30 | 30 | 11.7 |  | Coil-Only System | False | Conventional | 10/05/2023 |  | 11/28/2023
Carrier Corp. - Indianapolis | BROCK | PA5SAN442**WA* | PA5SAN442**WA* | CVPVA4821XMC*+TDR |  | Voluntarily Certified | Single-split-system air condit | False | False | 45000 |  | 13.8 | 13.4 |  |  | False | 30 | 30 | 11.2 |  | Coil-Only System | False | Conventional | 10/05/2023 |  | 11/28/2023
Carrier Corp. - Indianapolis | BROCK | PA5SAN443**WA* | PA5SAN443**WA* | CAP**4321AL*+TDR |  | Voluntarily Certified | Single-split-system air condit | False | False | 40000 |  | 14.3 | 13.4 |  |  | False | 30 | 30 | 12.5 |  | Coil-Only System | False | Conventional | 10/05/2023 |  | 11/28/2023
Carrier Corp. - Indianapolis | BROCK | PA5SAN448**WA* | PA5SAN448**WA* | CVPVA4821XMC*+TDR |  | Voluntarily Certified | Single-split-system air condit | False | False | 46500 |  | 13.8 | 13.4 |  |  | False | 30 | 30 | 11.2 |  | Coil-Only System | False | Conventional | 10/05/2023 |  | 11/28/2023
Carrier Corp. - Indianapolis | BROCK | PA5SAN449**WA* | PA5SAN449**WA* | CAP**6024AL*+TDR |  | Voluntarily Certified | Single-split-system air condit | False | False | 46000 |  | 14.5 | 13.4 |  |  | False | 30 | 30 | 12.5 |  | Coil-Only System | False | Conventional | 10/05/2023 |  | 11/28/2023
Carrier Corp. - Indianapolis | BROCK | PA5SAN460**WA* | PA5SAN460**WA* | CVPVA6124XMC*+TDR |  | Voluntarily Certified | Single-split-system air condit | False | False | 56500 |  | 13.8 | 13.4 |  |  | False | 30 | 30 | 11.2 |  | Coil-Only System | False | Conventional | 10/05/2023 |  | 11/28/2023
Carrier Corp. - Indianapolis | BROCK | PA5SAN461**WA* | PA5SAN461**WA* | CVPVA6124XMC*+TDR |  | Voluntarily Certified | Single-split-system air condit | False | False | 55500 |  | 14.3 | 13.4 |  |  | False | 30 | 30 | 12 |  | Coil-Only System | False | Conventional | 10/05/2023 |  | 11/28/2023
Carrier Corp. - Indianapolis | BROCK | PA7TAN424**WA* | PA7TAN424**WA* | CVPVA2517XMC*+TDR |  | Voluntarily Certified | Single-split-system air condit | False | False | 23400 |  | 14.3 | 13.4 |  |  | False | 30 | 30 | 11.7 |  | Coil-Only System | False | Conventional | 10/05/2023 |  | 11/28/2023
Carrier Corp. - Indianapolis | BROCK | PA7TAN436**WA* | PA7TAN436**WA* | CVPVA3721XMC*+TDR |  | Voluntarily Certified | Single-split-system air condit | False | False | 35000 |  | 14.3 | 13.4 |  |  | False | 30 | 30 | 12 |  | Coil-Only System | False | Conventional | 10/05/2023 |  | 11/28/2023
Carrier Corp. - Indianapolis | BROCK | PA7TAN448**WA* | PA7TAN448**WA* | CVPVA4924XMC*+TDR |  | Voluntarily Certified | Single-split-system air condit | False | False | 47000 |  | 13.8 | 13.4 |  |  | False | 30 | 30 | 12 |  | Coil-Only System | False | Conventional | 10/05/2023 |  | 11/28/2023
Carrier Corp. - Indianapolis | BROCK | PA7TAN460**WA* | PA7TAN460**WA* | CVPVA6124XMC*+TDR |  | Voluntarily Certified | Single-split-system air condit | False | False | 57500 |  | 13.8 | 13.4 |  |  | False | 30 | 30 | 11.5 |  | Coil-Only System | False | Conventional | 10/05/2023 |  | 11/28/2023
Carrier Corp. - Indianapolis | Airquest | PAD424000K***K1 | PAD424000K***K1 |  |  | Voluntarily Certified | Single-package air conditioner | False | False | 22800 |  | 13.4 | 13.4 |  |  | False | 30 | 30 | 11.05 |  |  | False | Conventional | 10/05/2023 |  | 11/28/2023
Carrier Corp. - Indianapolis | Comfortmaker | PAD424000K***K1 | PAD424000K***K1 |  |  | Voluntarily Certified | Single-package air conditioner | False | False | 22800 |  | 13.4 | 13.4 |  |  | False | 30 | 30 | 11.05 |  |  | False | Conventional | 10/05/2023 |  | 11/28/2023
Carrier Corp. - Indianapolis | ICP Commercial | PAD424000K***K1 | PAD424000K***K1 |  |  | Voluntarily Certified | Single-package air conditioner | False | False | 22800 |  | 13.4 | 13.4 |  |  | False | 30 | 30 | 11.05 |  |  | False | Conventional | 10/05/2023 |  | 11/28/2023
Carrier Corp. - Indianapolis | Kenmore | PAD424000K***K1 | PAD424000K***K1 |  |  | Voluntarily Certified | Single-package air conditioner | False | False | 22800 |  | 13.4 | 13.4 |  |  | False | 30 | 30 | 11.05 |  |  | False | Conventional | 10/05/2023 |  | 11/28/2023
Carrier Corp. - Indianapolis | Airquest | PAD430000K***K1 | PAD430000K***K1 |  |  | Voluntarily Certified | Single-package air conditioner | False | False | 28000 |  | 13.4 | 13.4 |  |  | False | 30 | 30 | 11.05 |  |  | False | Conventional | 10/05/2023 |  | 11/28/2023
Carrier Corp. - Indianapolis | Comfortmaker | PAD430000K***K1 | PAD430000K***K1 |  |  | Voluntarily Certified | Single-package air conditioner | False | False | 28000 |  | 13.4 | 13.4 |  |  | False | 30 | 30 | 11.05 |  |  | False | Conventional | 10/05/2023 |  | 11/28/2023
Carrier Corp. - Indianapolis | ICP Commercial | PAD430000K***K1 | PAD430000K***K1 |  |  | Voluntarily Certified | Single-package air conditioner | False | False | 28000 |  | 13.4 | 13.4 |  |  | False | 30 | 30 | 11.05 |  |  | False | Conventional | 10/05/2023 |  | 11/28/2023
Carrier Corp. - Indianapolis | Kenmore | PAD430000K***K1 | PAD430000K***K1 |  |  | Voluntarily Certified | Single-package air conditioner | False | False | 28000 |  | 13.4 | 13.4 |  |  | False | 30 | 30 | 11.05 |  |  | False | Conventional | 10/05/2023 |  | 11/28/2023
Carrier Corp. - Indianapolis | Airquest | PAD436000K***K1 | PAD436000K***K1 |  |  | Voluntarily Certified | Single-package air conditioner | False | False | 33800 |  | 13.4 | 13.4 |  |  | False | 30 | 30 | 11.05 |  |  | False | Conventional | 10/05/2023 |  | 11/28/2023
Carrier Corp. - Indianapolis | Comfortmaker | PAD436000K***K1 | PAD436000K***K1 |  |  | Voluntarily Certified | Single-package air conditioner | False | False | 33800 |  | 13.4 | 13.4 |  |  | False | 30 | 30 | 11.05 |  |  | False | Conventional | 10/05/2023 |  | 11/28/2023
Carrier Corp. - Indianapolis | ICP Commercial | PAD436000K***K1 | PAD436000K***K1 |  |  | Voluntarily Certified | Single-package air conditioner | False | False | 33800 |  | 13.4 | 13.4 |  |  | False | 30 | 30 | 11.05 |  |  | False | Conventional | 10/05/2023 |  | 11/28/2023
Carrier Corp. - Indianapolis | Kenmore | PAD436000K***K1 | PAD436000K***K1 |  |  | Voluntarily Certified | Single-package air conditioner | False | False | 33800 |  | 13.4 | 13.4 |  |  | False | 30 | 30 | 11.05 |  |  | False | Conventional | 10/05/2023 |  | 11/28/2023
Carrier Corp. - Indianapolis | Airquest | PAD442000K***K1 | PAD442000K***K1 |  |  | Voluntarily Certified | Single-package air conditioner | False | False | 39000 |  | 13.4 | 13.4 |  |  | False | 30 | 30 | 11.05 |  |  | False | Conventional | 10/05/2023 |  | 11/28/2023
Carrier Corp. - Indianapolis | Comfortmaker | PAD442000K***K1 | PAD442000K***K1 |  |  | Voluntarily Certified | Single-package air conditioner | False | False | 39000 |  | 13.4 | 13.4 |  |  | False | 30 | 30 | 11.05 |  |  | False | Conventional | 10/05/2023 |  | 11/28/2023
Carrier Corp. - Indianapolis | ICP Commercial | PAD442000K***K1 | PAD442000K***K1 |  |  | Voluntarily Certified | Single-package air conditioner | False | False | 39000 |  | 13.4 | 13.4 |  |  | False | 30 | 30 | 11.05 |  |  | False | Conventional | 10/05/2023 |  | 11/28/2023
Carrier Corp. - Indianapolis | Kenmore | PAD442000K***K1 | PAD442000K***K1 |  |  | Voluntarily Certified | Single-package air conditioner | False | False | 39000 |  | 13.4 | 13.4 |  |  | False | 30 | 30 | 11.05 |  |  | False | Conventional | 10/05/2023 |  | 11/28/2023
Carrier Corp. - Indianapolis | Airquest | PAD448000K***K1 | PAD448000K***K1 |  |  | Voluntarily Certified | Single-package air conditioner | False | False | 47000 |  | 13.4 | 13.4 |  |  | False | 30 | 30 | 11.05 |  |  | False | Conventional | 10/05/2023 |  | 11/28/2023
Carrier Corp. - Indianapolis | Comfortmaker | PAD448000K***K1 | PAD448000K***K1 |  |  | Voluntarily Certified | Single-package air conditioner | False | False | 47000 |  | 13.4 | 13.4 |  |  | False | 30 | 30 | 11.05 |  |  | False | Conventional | 10/05/2023 |  | 11/28/2023
Carrier Corp. - Indianapolis | ICP Commercial | PAD448000K***K1 | PAD448000K***K1 |  |  | Voluntarily Certified | Single-package air conditioner | False | False | 47000 |  | 13.4 | 13.4 |  |  | False | 30 | 30 | 11.05 |  |  | False | Conventional | 10/05/2023 |  | 11/28/2023
Carrier Corp. - Indianapolis | Kenmore | PAD448000K***K1 | PAD448000K***K1 |  |  | Voluntarily Certified | Single-package air conditioner | False | False | 47000 |  | 13.4 | 13.4 |  |  | False | 30 | 30 | 11.05 |  |  | False | Conventional | 10/05/2023 |  | 11/28/2023
Carrier Corp. - Indianapolis | Airquest | PAD460000K***K1 | PAD460000K***K1 |  |  | Voluntarily Certified | Single-package air conditioner | False | False | 56000 |  | 13.4 | 13.4 |  |  | False | 30 | 30 | 11.05 |  |  | False | Conventional | 10/05/2023 |  | 11/28/2023
Carrier Corp. - Indianapolis | Comfortmaker | PAD460000K***K1 | PAD460000K***K1 |  |  | Voluntarily Certified | Single-package air conditioner | False | False | 56000 |  | 13.4 | 13.4 |  |  | False | 30 | 30 | 11.05 |  |  | False | Conventional | 10/05/2023 |  | 11/28/2023
Carrier Corp. - Indianapolis | ICP Commercial | PAD460000K***K1 | PAD460000K***K1 |  |  | Voluntarily Certified | Single-package air conditioner | False | False | 56000 |  | 13.4 | 13.4 |  |  | False | 30 | 30 | 11.05 |  |  | False | Conventional | 10/05/2023 |  | 11/28/2023
Carrier Corp. - Indianapolis | Kenmore | PAD460000K***K1 | PAD460000K***K1 |  |  | Voluntarily Certified | Single-package air conditioner | False | False | 56000 |  | 13.4 | 13.4 |  |  | False | 30 | 30 | 11.05 |  |  | False | Conventional | 10/05/2023 |  | 11/28/2023
Carrier Corp. - Indianapolis | Airquest | PAJ424***K***K* | PAJ424***K***K* |  |  | Voluntarily Certified | Single-package air conditioner | False | False | 23200 |  | 13.4 | 13.4 |  |  | False | 30 | 30 | 10.6 |  |  | False | Conventional | 10/05/2023 |  | 11/28/2023
Carrier Corp. - Indianapolis | Comfortmaker | PAJ424***K***K* | PAJ424***K***K* |  |  | Voluntarily Certified | Single-package air conditioner | False | False | 23200 |  | 13.4 | 13.4 |  |  | False | 30 | 30 | 10.6 |  |  | False | Conventional | 10/05/2023 |  | 11/28/2023
Carrier Corp. - Indianapolis | ICP Commercial | PAJ424***K***K* | PAJ424***K***K* |  |  | Voluntarily Certified | Single-package air conditioner | False | False | 23200 |  | 13.4 | 13.4 |  |  | False | 30 | 30 | 10.6 |  |  | False | Conventional | 10/05/2023 |  | 11/28/2023
Carrier Corp. - Indianapolis | Kenmore | PAJ424***K***K* | PAJ424***K***K* |  |  | Voluntarily Certified | Single-package air conditioner | False | False | 23200 |  | 13.4 | 13.4 |  |  | False | 30 | 30 | 10.6 |  |  | False | Conventional | 10/05/2023 |  | 11/28/2023
Carrier Corp. - Indianapolis | SMART COMFORT | PAJ424***K***K* | PAJ424***K***K* |  |  | Voluntarily Certified | Single-package air conditioner | False | False | 23200 |  | 13.4 | 13.4 |  |  | False | 30 | 30 | 10.6 |  |  | False | Conventional | 10/05/2023 |  | 11/28/2023
Carrier Corp. - Indianapolis | Airquest | PAJ430***K***K* | PAJ430***K***K* |  |  | Voluntarily Certified | Single-package air conditioner | False | False | 28000 |  | 13.4 | 13.4 |  |  | False | 30 | 30 | 10.6 |  |  | False | Conventional | 10/05/2023 |  | 11/28/2023
Carrier Corp. - Indianapolis | Comfortmaker | PAJ430***K***K* | PAJ430***K***K* |  |  | Voluntarily Certified | Single-package air conditioner | False | False | 28000 |  | 13.4 | 13.4 |  |  | False | 30 | 30 | 10.6 |  |  | False | Conventional | 10/05/2023 |  | 11/28/2023
Carrier Corp. - Indianapolis | ICP Commercial | PAJ430***K***K* | PAJ430***K***K* |  |  | Voluntarily Certified | Single-package air conditioner | False | False | 28000 |  | 13.4 | 13.4 |  |  | False | 30 | 30 | 10.6 |  |  | False | Conventional | 10/05/2023 |  | 11/28/2023
Carrier Corp. - Indianapolis | Kenmore | PAJ430***K***K* | PAJ430***K***K* |  |  | Voluntarily Certified | Single-package air conditioner | False | False | 28000 |  | 13.4 | 13.4 |  |  | False | 30 | 30 | 10.6 |  |  | False | Conventional | 10/05/2023 |  | 11/28/2023
Carrier Corp. - Indianapolis | SMART COMFORT | PAJ430***K***K* | PAJ430***K***K* |  |  | Voluntarily Certified | Single-package air conditioner | False | False | 28000 |  | 13.4 | 13.4 |  |  | False | 30 | 30 | 10.6 |  |  | False | Conventional | 10/05/2023 |  | 11/28/2023
Carrier Corp. - Indianapolis | Airquest | PAJ436***K***K* | PAJ436***K***K* |  |  | Voluntarily Certified | Single-package air conditioner | False | False | 33600 |  | 13.4 | 13.4 |  |  | False | 30 | 30 | 10.6 |  |  | False | Conventional | 10/05/2023 |  | 11/28/2023
Carrier Corp. - Indianapolis | Comfortmaker | PAJ436***K***K* | PAJ436***K***K* |  |  | Voluntarily Certified | Single-package air conditioner | False | False | 33600 |  | 13.4 | 13.4 |  |  | False | 30 | 30 | 10.6 |  |  | False | Conventional | 10/05/2023 |  | 11/28/2023
Carrier Corp. - Indianapolis | ICP Commercial | PAJ436***K***K* | PAJ436***K***K* |  |  | Voluntarily Certified | Single-package air conditioner | False | False | 33600 |  | 13.4 | 13.4 |  |  | False | 30 | 30 | 10.6 |  |  | False | Conventional | 10/05/2023 |  | 11/28/2023
Carrier Corp. - Indianapolis | Kenmore | PAJ436***K***K* | PAJ436***K***K* |  |  | Voluntarily Certified | Single-package air conditioner | False | False | 33600 |  | 13.4 | 13.4 |  |  | False | 30 | 30 | 10.6 |  |  | False | Conventional | 10/05/2023 |  | 11/28/2023
Carrier Corp. - Indianapolis | SMART COMFORT | PAJ436***K***K* | PAJ436***K***K* |  |  | Voluntarily Certified | Single-package air conditioner | False | False | 33600 |  | 13.4 | 13.4 |  |  | False | 30 | 30 | 10.6 |  |  | False | Conventional | 10/05/2023 |  | 11/28/2023
Carrier Corp. - Indianapolis | Airquest | PAJ442***K***K* | PAJ442***K***K* |  |  | Voluntarily Certified | Single-package air conditioner | False | False | 40500 |  | 13.4 | 13.4 |  |  | False | 30 | 30 | 10.6 |  |  | False | Conventional | 10/05/2023 |  | 11/28/2023
Carrier Corp. - Indianapolis | Comfortmaker | PAJ442***K***K* | PAJ442***K***K* |  |  | Voluntarily Certified | Single-package air conditioner | False | False | 40500 |  | 13.4 | 13.4 |  |  | False | 30 | 30 | 10.6 |  |  | False | Conventional | 10/05/2023 |  | 11/28/2023
Carrier Corp. - Indianapolis | ICP Commercial | PAJ442***K***K* | PAJ442***K***K* |  |  | Voluntarily Certified | Single-package air conditioner | False | False | 40500 |  | 13.4 | 13.4 |  |  | False | 30 | 30 | 10.6 |  |  | False | Conventional | 10/05/2023 |  | 11/28/2023
Carrier Corp. - Indianapolis | Kenmore | PAJ442***K***K* | PAJ442***K***K* |  |  | Voluntarily Certified | Single-package air conditioner | False | False | 40500 |  | 13.4 | 13.4 |  |  | False | 30 | 30 | 10.6 |  |  | False | Conventional | 10/05/2023 |  | 11/28/2023
Carrier Corp. - Indianapolis | SMART COMFORT | PAJ442***K***K* | PAJ442***K***K* |  |  | Voluntarily Certified | Single-package air conditioner | False | False | 40500 |  | 13.4 | 13.4 |  |  | False | 30 | 30 | 10.6 |  |  | False | Conventional | 10/05/2023 |  | 11/28/2023
Carrier Corp. - Indianapolis | Airquest | PAJ448***K***K* | PAJ448***K***K* |  |  | Voluntarily Certified | Single-package air conditioner | False | False | 45500 |  | 13.4 | 13.4 |  |  | False | 30 | 30 | 10.6 |  |  | False | Conventional | 10/05/2023 |  | 11/28/2023
Carrier Corp. - Indianapolis | Comfortmaker | PAJ448***K***K* | PAJ448***K***K* |  |  | Voluntarily Certified | Single-package air conditioner | False | False | 45500 |  | 13.4 | 13.4 |  |  | False | 30 | 30 | 10.6 |  |  | False | Conventional | 10/05/2023 |  | 11/28/2023
Carrier Corp. - Indianapolis | ICP Commercial | PAJ448***K***K* | PAJ448***K***K* |  |  | Voluntarily Certified | Single-package air conditioner | False | False | 45500 |  | 13.4 | 13.4 |  |  | False | 30 | 30 | 10.6 |  |  | False | Conventional | 10/05/2023 |  | 11/28/2023
Carrier Corp. - Indianapolis | Kenmore | PAJ448***K***K* | PAJ448***K***K* |  |  | Voluntarily Certified | Single-package air conditioner | False | False | 45500 |  | 13.4 | 13.4 |  |  | False | 30 | 30 | 10.6 |  |  | False | Conventional | 10/05/2023 |  | 11/28/2023
Carrier Corp. - Indianapolis | SMART COMFORT | PAJ448***K***K* | PAJ448***K***K* |  |  | Voluntarily Certified | Single-package air conditioner | False | False | 45500 |  | 13.4 | 13.4 |  |  | False | 30 | 30 | 10.6 |  |  | False | Conventional | 10/05/2023 |  | 11/28/2023
Carrier Corp. - Indianapolis | Airquest | PAJ460***K***K* | PAJ460***K***K* |  |  | Voluntarily Certified | Single-package air conditioner | False | False | 53500 |  | 13.4 | 13.4 |  |  | False | 30 | 30 | 10.6 |  |  | False | Conventional | 10/05/2023 |  | 11/28/2023
Carrier Corp. - Indianapolis | Comfortmaker | PAJ460***K***K* | PAJ460***K***K* |  |  | Voluntarily Certified | Single-package air conditioner | False | False | 53500 |  | 13.4 | 13.4 |  |  | False | 30 | 30 | 10.6 |  |  | False | Conventional | 10/05/2023 |  | 11/28/2023
Carrier Corp. - Indianapolis | ICP Commercial | PAJ460***K***K* | PAJ460***K***K* |  |  | Voluntarily Certified | Single-package air conditioner | False | False | 53500 |  | 13.4 | 13.4 |  |  | False | 30 | 30 | 10.6 |  |  | False | Conventional | 10/05/2023 |  | 11/28/2023
Carrier Corp. - Indianapolis | Kenmore | PAJ460***K***K* | PAJ460***K***K* |  |  | Voluntarily Certified | Single-package air conditioner | False | False | 53500 |  | 13.4 | 13.4 |  |  | False | 30 | 30 | 10.6 |  |  | False | Conventional | 10/05/2023 |  | 11/28/2023
Carrier Corp. - Indianapolis | SMART COMFORT | PAJ460***K***K* | PAJ460***K***K* |  |  | Voluntarily Certified | Single-package air conditioner | False | False | 53500 |  | 13.4 | 13.4 |  |  | False | 30 | 30 | 10.6 |  |  | False | Conventional | 10/05/2023 |  | 11/28/2023
Carrier Corp. - Indianapolis | Airquest | PAR524000K***K1 | PAR524000K***K1 |  |  | Voluntarily Certified | Single-package air conditioner | False | False | 22200 |  | 15.2 | 13.4 |  |  | False | 30 | 30 | 11.5 |  |  | False | Conventional | 10/05/2023 |  | 11/28/2023
Carrier Corp. - Indianapolis | Comfortmaker | PAR524000K***K1 | PAR524000K***K1 |  |  | Voluntarily Certified | Single-package air conditioner | False | False | 22200 |  | 15.2 | 13.4 |  |  | False | 30 | 30 | 11.5 |  |  | False | Conventional | 10/05/2023 |  | 11/28/2023
Carrier Corp. - Indianapolis | ICP Commercial | PAR524000K***K1 | PAR524000K***K1 |  |  | Voluntarily Certified | Single-package air conditioner | False | False | 22200 |  | 15.2 | 13.4 |  |  | False | 30 | 30 | 11.5 |  |  | False | Conventional | 10/05/2023 |  | 11/28/2023
Carrier Corp. - Indianapolis | Kenmore | PAR524000K***K1 | PAR524000K***K1 |  |  | Voluntarily Certified | Single-package air conditioner | False | False | 22200 |  | 15.2 | 13.4 |  |  | False | 30 | 30 | 11.5 |  |  | False | Conventional | 10/05/2023 |  | 11/28/2023
Carrier Corp. - Indianapolis | Maratherm | PAR524000K***K1 | PAR524000K***K1 |  |  | Voluntarily Certified | Single-package air conditioner | False | False | 22200 |  | 15.2 | 13.4 |  |  | False | 30 | 30 | 11.5 |  |  | False | Conventional | 10/05/2023 |  | 11/28/2023
Carrier Corp. - Indianapolis | Airquest | PAR536000K***K1 | PAR536000K***K1 |  |  | Voluntarily Certified | Single-package air conditioner | False | False | 34800 |  | 15.2 | 13.4 |  |  | False | 30 | 30 | 11.5 |  |  | False | Conventional | 10/05/2023 |  | 11/28/2023
Carrier Corp. - Indianapolis | Comfortmaker | PAR536000K***K1 | PAR536000K***K1 |  |  | Voluntarily Certified | Single-package air conditioner | False | False | 34800 |  | 15.2 | 13.4 |  |  | False | 30 | 30 | 11.5 |  |  | False | Conventional | 10/05/2023 |  | 11/28/2023
Carrier Corp. - Indianapolis | ICP Commercial | PAR536000K***K1 | PAR536000K***K1 |  |  | Voluntarily Certified | Single-package air conditioner | False | False | 34800 |  | 15.2 | 13.4 |  |  | False | 30 | 30 | 11.5 |  |  | False | Conventional | 10/05/2023 |  | 11/28/2023
Carrier Corp. - Indianapolis | Kenmore | PAR536000K***K1 | PAR536000K***K1 |  |  | Voluntarily Certified | Single-package air conditioner | False | False | 34800 |  | 15.2 | 13.4 |  |  | False | 30 | 30 | 11.5 |  |  | False | Conventional | 10/05/2023 |  | 11/28/2023
Carrier Corp. - Indianapolis | Maratherm | PAR536000K***K1 | PAR536000K***K1 |  |  | Voluntarily Certified | Single-package air conditioner | False | False | 34800 |  | 15.2 | 13.4 |  |  | False | 30 | 30 | 11.5 |  |  | False | Conventional | 10/05/2023 |  | 11/28/2023
Carrier Corp. - Indianapolis | Airquest | PAR548000K***K1 | PAR548000K***K1 |  |  | Voluntarily Certified | Single-package air conditioner | False | False | 46500 |  | 16 | 13.4 |  |  | False | 30 | 30 | 11.8 |  |  | False | Conventional | 10/05/2023 |  | 11/28/2023
Carrier Corp. - Indianapolis | Comfortmaker | PAR548000K***K1 | PAR548000K***K1 |  |  | Voluntarily Certified | Single-package air conditioner | False | False | 46500 |  | 16 | 13.4 |  |  | False | 30 | 30 | 11.8 |  |  | False | Conventional | 10/05/2023 |  | 11/28/2023
Carrier Corp. - Indianapolis | ICP Commercial | PAR548000K***K1 | PAR548000K***K1 |  |  | Voluntarily Certified | Single-package air conditioner | False | False | 46500 |  | 16 | 13.4 |  |  | False | 30 | 30 | 11.8 |  |  | False | Conventional | 10/05/2023 |  | 11/28/2023
Carrier Corp. - Indianapolis | Kenmore | PAR548000K***K1 | PAR548000K***K1 |  |  | Voluntarily Certified | Single-package air conditioner | False | False | 46500 |  | 16 | 13.4 |  |  | False | 30 | 30 | 11.8 |  |  | False | Conventional | 10/05/2023 |  | 11/28/2023
Carrier Corp. - Indianapolis | Maratherm | PAR548000K***K1 | PAR548000K***K1 |  |  | Voluntarily Certified | Single-package air conditioner | False | False | 46500 |  | 16 | 13.4 |  |  | False | 30 | 30 | 11.8 |  |  | False | Conventional | 10/05/2023 |  | 11/28/2023
Carrier Corp. - Indianapolis | Airquest | PAR560000K***K1 | PAR560000K***K1 |  |  | Voluntarily Certified | Single-package air conditioner | False | False | 56000 |  | 15.2 | 13.4 |  |  | False | 30 | 30 | 11.5 |  |  | False | Conventional | 10/05/2023 |  | 11/28/2023
Carrier Corp. - Indianapolis | Comfortmaker | PAR560000K***K1 | PAR560000K***K1 |  |  | Voluntarily Certified | Single-package air conditioner | False | False | 56000 |  | 15.2 | 13.4 |  |  | False | 30 | 30 | 11.5 |  |  | False | Conventional | 10/05/2023 |  | 11/28/2023
Carrier Corp. - Indianapolis | ICP Commercial | PAR560000K***K1 | PAR560000K***K1 |  |  | Voluntarily Certified | Single-package air conditioner | False | False | 56000 |  | 15.2 | 13.4 |  |  | False | 30 | 30 | 11.5 |  |  | False | Conventional | 10/05/2023 |  | 11/28/2023
Carrier Corp. - Indianapolis | Kenmore | PAR560000K***K1 | PAR560000K***K1 |  |  | Voluntarily Certified | Single-package air conditioner | False | False | 56000 |  | 15.2 | 13.4 |  |  | False | 30 | 30 | 11.5 |  |  | False | Conventional | 10/05/2023 |  | 11/28/2023
Carrier Corp. - Indianapolis | Maratherm | PAR560000K***K1 | PAR560000K***K1 |  |  | Voluntarily Certified | Single-package air conditioner | False | False | 56000 |  | 15.2 | 13.4 |  |  | False | 30 | 30 | 11.5 |  |  | False | Conventional | 10/05/2023 |  | 11/28/2023
Carrier Corp. - Indianapolis | Airquest | PGD424***K***K1 | PGD424***K***K1 |  |  | Voluntarily Certified | Single-package air conditioner | False | False | 22800 |  | 13.4 | 13.4 |  |  | False | 30 | 30 | 11.05 |  |  | False | Conventional | 10/05/2023 |  | 11/28/2023
Carrier Corp. - Indianapolis | Comfortmaker | PGD424***K***K1 | PGD424***K***K1 |  |  | Voluntarily Certified | Single-package air conditioner | False | False | 22800 |  | 13.4 | 13.4 |  |  | False | 30 | 30 | 11.05 |  |  | False | Conventional | 10/05/2023 |  | 11/28/2023
Carrier Corp. - Indianapolis | ICP Commercial | PGD424***K***K1 | PGD424***K***K1 |  |  | Voluntarily Certified | Single-package air conditioner | False | False | 22800 |  | 13.4 | 13.4 |  |  | False | 30 | 30 | 11.05 |  |  | False | Conventional | 10/05/2023 |  | 11/28/2023
Carrier Corp. - Indianapolis | Kenmore | PGD424***K***K1 | PGD424***K***K1 |  |  | Voluntarily Certified | Single-package air conditioner | False | False | 22800 |  | 13.4 | 13.4 |  |  | False | 30 | 30 | 11.05 |  |  | False | Conventional | 10/05/2023 |  | 11/28/2023
Carrier Corp. - Indianapolis | Airquest | PGD430***K***K1 | PGD430***K***K1 |  |  | Voluntarily Certified | Single-package air conditioner | False | False | 28000 |  | 13.4 | 13.4 |  |  | False | 30 | 30 | 11.05 |  |  | False | Conventional | 10/05/2023 |  | 11/28/2023
Carrier Corp. - Indianapolis | Comfortmaker | PGD430***K***K1 | PGD430***K***K1 |  |  | Voluntarily Certified | Single-package air conditioner | False | False | 28000 |  | 13.4 | 13.4 |  |  | False | 30 | 30 | 11.05 |  |  | False | Conventional | 10/05/2023 |  | 11/28/2023
Carrier Corp. - Indianapolis | ICP Commercial | PGD430***K***K1 | PGD430***K***K1 |  |  | Voluntarily Certified | Single-package air conditioner | False | False | 28000 |  | 13.4 | 13.4 |  |  | False | 30 | 30 | 11.05 |  |  | False | Conventional | 10/05/2023 |  | 11/28/2023
Carrier Corp. - Indianapolis | Kenmore | PGD430***K***K1 | PGD430***K***K1 |  |  | Voluntarily Certified | Single-package air conditioner | False | False | 28000 |  | 13.4 | 13.4 |  |  | False | 30 | 30 | 11.05 |  |  | False | Conventional | 10/05/2023 |  | 11/28/2023
Carrier Corp. - Indianapolis | Airquest | PGD436***K***K1 | PGD436***K***K1 |  |  | Voluntarily Certified | Single-package air conditioner | False | False | 33800 |  | 13.4 | 13.4 |  |  | False | 30 | 30 | 11.05 |  |  | False | Conventional | 10/05/2023 |  | 11/28/2023
Carrier Corp. - Indianapolis | Comfortmaker | PGD436***K***K1 | PGD436***K***K1 |  |  | Voluntarily Certified | Single-package air conditioner | False | False | 33800 |  | 13.4 | 13.4 |  |  | False | 30 | 30 | 11.05 |  |  | False | Conventional | 10/05/2023 |  | 11/28/2023
Carrier Corp. - Indianapolis | ICP Commercial | PGD436***K***K1 | PGD436***K***K1 |  |  | Voluntarily Certified | Single-package air conditioner | False | False | 33800 |  | 13.4 | 13.4 |  |  | False | 30 | 30 | 11.05 |  |  | False | Conventional | 10/05/2023 |  | 11/28/2023
Carrier Corp. - Indianapolis | Kenmore | PGD436***K***K1 | PGD436***K***K1 |  |  | Voluntarily Certified | Single-package air conditioner | False | False | 33800 |  | 13.4 | 13.4 |  |  | False | 30 | 30 | 11.05 |  |  | False | Conventional | 10/05/2023 |  | 11/28/2023
Carrier Corp. - Indianapolis | Airquest | PGD442***K***K1 | PGD442***K***K1 |  |  | Voluntarily Certified | Single-package air conditioner | False | False | 39000 |  | 13.4 | 13.4 |  |  | False | 30 | 30 | 11.05 |  |  | False | Conventional | 10/05/2023 |  | 11/28/2023
Carrier Corp. - Indianapolis | Comfortmaker | PGD442***K***K1 | PGD442***K***K1 |  |  | Voluntarily Certified | Single-package air conditioner | False | False | 39000 |  | 13.4 | 13.4 |  |  | False | 30 | 30 | 11.05 |  |  | False | Conventional | 10/05/2023 |  | 11/28/2023
Carrier Corp. - Indianapolis | ICP Commercial | PGD442***K***K1 | PGD442***K***K1 |  |  | Voluntarily Certified | Single-package air conditioner | False | False | 39000 |  | 13.4 | 13.4 |  |  | False | 30 | 30 | 11.05 |  |  | False | Conventional | 10/05/2023 |  | 11/28/2023
Carrier Corp. - Indianapolis | Kenmore | PGD442***K***K1 | PGD442***K***K1 |  |  | Voluntarily Certified | Single-package air conditioner | False | False | 39000 |  | 13.4 | 13.4 |  |  | False | 30 | 30 | 11.05 |  |  | False | Conventional | 10/05/2023 |  | 11/28/2023
Carrier Corp. - Indianapolis | Airquest | PGD448***K***K1 | PGD448***K***K1 |  |  | Voluntarily Certified | Single-package air conditioner | False | False | 47000 |  | 13.4 | 13.4 |  |  | False | 30 | 30 | 11.05 |  |  | False | Conventional | 10/05/2023 |  | 11/28/2023
Carrier Corp. - Indianapolis | Comfortmaker | PGD448***K***K1 | PGD448***K***K1 |  |  | Voluntarily Certified | Single-package air conditioner | False | False | 47000 |  | 13.4 | 13.4 |  |  | False | 30 | 30 | 11.05 |  |  | False | Conventional | 10/05/2023 |  | 11/28/2023
Carrier Corp. - Indianapolis | ICP Commercial | PGD448***K***K1 | PGD448***K***K1 |  |  | Voluntarily Certified | Single-package air conditioner | False | False | 47000 |  | 13.4 | 13.4 |  |  | False | 30 | 30 | 11.05 |  |  | False | Conventional | 10/05/2023 |  | 11/28/2023
Carrier Corp. - Indianapolis | Kenmore | PGD448***K***K1 | PGD448***K***K1 |  |  | Voluntarily Certified | Single-package air conditioner | False | False | 47000 |  | 13.4 | 13.4 |  |  | False | 30 | 30 | 11.05 |  |  | False | Conventional | 10/05/2023 |  | 11/28/2023
Carrier Corp. - Indianapolis | Airquest | PGD460***K***K1 | PGD460***K***K1 |  |  | Voluntarily Certified | Single-package air conditioner | False | False | 56000 |  | 13.4 | 13.4 |  |  | False | 30 | 30 | 11.05 |  |  | False | Conventional | 10/05/2023 |  | 11/28/2023
Carrier Corp. - Indianapolis | Comfortmaker | PGD460***K***K1 | PGD460***K***K1 |  |  | Voluntarily Certified | Single-package air conditioner | False | False | 56000 |  | 13.4 | 13.4 |  |  | False | 30 | 30 | 11.05 |  |  | False | Conventional | 10/05/2023 |  | 11/28/2023
Carrier Corp. - Indianapolis | ICP Commercial | PGD460***K***K1 | PGD460***K***K1 |  |  | Voluntarily Certified | Single-package air conditioner | False | False | 56000 |  | 13.4 | 13.4 |  |  | False | 30 | 30 | 11.05 |  |  | False | Conventional | 10/05/2023 |  | 11/28/2023
Carrier Corp. - Indianapolis | Kenmore | PGD460***K***K1 | PGD460***K***K1 |  |  | Voluntarily Certified | Single-package air conditioner | False | False | 56000 |  | 13.4 | 13.4 |  |  | False | 30 | 30 | 11.05 |  |  | False | Conventional | 10/05/2023 |  | 11/28/2023
Carrier Corp. - Indianapolis | Airquest | PGR524***K***K1 | PGR524***K***K1 |  |  | Voluntarily Certified | Single-package air conditioner | False | False | 22200 |  | 15.2 | 13.4 |  |  | False | 30 | 30 | 11.5 |  |  | False | Conventional | 10/05/2023 |  | 11/28/2023
Carrier Corp. - Indianapolis | Comfortmaker | PGR524***K***K1 | PGR524***K***K1 |  |  | Voluntarily Certified | Single-package air conditioner | False | False | 22200 |  | 15.2 | 13.4 |  |  | False | 30 | 30 | 11.5 |  |  | False | Conventional | 10/05/2023 |  | 11/28/2023
Carrier Corp. - Indianapolis | ICP Commercial | PGR524***K***K1 | PGR524***K***K1 |  |  | Voluntarily Certified | Single-package air conditioner | False | False | 22200 |  | 15.2 | 13.4 |  |  | False | 30 | 30 | 11.5 |  |  | False | Conventional | 10/05/2023 |  | 11/28/2023
Carrier Corp. - Indianapolis | Kenmore | PGR524***K***K1 | PGR524***K***K1 |  |  | Voluntarily Certified | Single-package air conditioner | False | False | 22200 |  | 15.2 | 13.4 |  |  | False | 30 | 30 | 11.5 |  |  | False | Conventional | 10/05/2023 |  | 11/28/2023
Carrier Corp. - Indianapolis | Maratherm | PGR524***K***K1 | PGR524***K***K1 |  |  | Voluntarily Certified | Single-package air conditioner | False | False | 22200 |  | 15.2 | 13.4 |  |  | False | 30 | 30 | 11.5 |  |  | False | Conventional | 10/05/2023 |  | 11/28/2023
Carrier Corp. - Indianapolis | Airquest | PGR536***K***K1 | PGR536***K***K1 |  |  | Voluntarily Certified | Single-package air conditioner | False | False | 34800 |  | 15.2 | 13.4 |  |  | False | 30 | 30 | 11.5 |  |  | False | Conventional | 10/05/2023 |  | 11/28/2023
Carrier Corp. - Indianapolis | Comfortmaker | PGR536***K***K1 | PGR536***K***K1 |  |  | Voluntarily Certified | Single-package air conditioner | False | False | 34800 |  | 15.2 | 13.4 |  |  | False | 30 | 30 | 11.5 |  |  | False | Conventional | 10/05/2023 |  | 11/28/2023
Carrier Corp. - Indianapolis | ICP Commercial | PGR536***K***K1 | PGR536***K***K1 |  |  | Voluntarily Certified | Single-package air conditioner | False | False | 34800 |  | 15.2 | 13.4 |  |  | False | 30 | 30 | 11.5 |  |  | False | Conventional | 10/05/2023 |  | 11/28/2023
Carrier Corp. - Indianapolis | Kenmore | PGR536***K***K1 | PGR536***K***K1 |  |  | Voluntarily Certified | Single-package air conditioner | False | False | 34800 |  | 15.2 | 13.4 |  |  | False | 30 | 30 | 11.5 |  |  | False | Conventional | 10/05/2023 |  | 11/28/2023
Carrier Corp. - Indianapolis | Maratherm | PGR536***K***K1 | PGR536***K***K1 |  |  | Voluntarily Certified | Single-package air conditioner | False | False | 34800 |  | 15.2 | 13.4 |  |  | False | 30 | 30 | 11.5 |  |  | False | Conventional | 10/05/2023 |  | 11/28/2023
Carrier Corp. - Indianapolis | Airquest | PGR548***K***K1 | PGR548***K***K1 |  |  | Voluntarily Certified | Single-package air conditioner | False | False | 46500 |  | 16 | 13.4 |  |  | False | 30 | 30 | 11.8 |  |  | False | Conventional | 10/05/2023 |  | 11/28/2023
Carrier Corp. - Indianapolis | Comfortmaker | PGR548***K***K1 | PGR548***K***K1 |  |  | Voluntarily Certified | Single-package air conditioner | False | False | 46500 |  | 16 | 13.4 |  |  | False | 30 | 30 | 11.8 |  |  | False | Conventional | 10/05/2023 |  | 11/28/2023
Carrier Corp. - Indianapolis | ICP Commercial | PGR548***K***K1 | PGR548***K***K1 |  |  | Voluntarily Certified | Single-package air conditioner | False | False | 46500 |  | 16 | 13.4 |  |  | False | 30 | 30 | 11.8 |  |  | False | Conventional | 10/05/2023 |  | 11/28/2023
Carrier Corp. - Indianapolis | Kenmore | PGR548***K***K1 | PGR548***K***K1 |  |  | Voluntarily Certified | Single-package air conditioner | False | False | 46500 |  | 16 | 13.4 |  |  | False | 30 | 30 | 11.8 |  |  | False | Conventional | 10/05/2023 |  | 11/28/2023
Carrier Corp. - Indianapolis | Maratherm | PGR548***K***K1 | PGR548***K***K1 |  |  | Voluntarily Certified | Single-package air conditioner | False | False | 46500 |  | 16 | 13.4 |  |  | False | 30 | 30 | 11.8 |  |  | False | Conventional | 10/05/2023 |  | 11/28/2023
Carrier Corp. - Indianapolis | Airquest | PGR560***K***K1 | PGR560***K***K1 |  |  | Voluntarily Certified | Single-package air conditioner | False | False | 56000 |  | 15.2 | 13.4 |  |  | False | 30 | 30 | 11.5 |  |  | False | Conventional | 10/05/2023 |  | 11/28/2023
Carrier Corp. - Indianapolis | Comfortmaker | PGR560***K***K1 | PGR560***K***K1 |  |  | Voluntarily Certified | Single-package air conditioner | False | False | 56000 |  | 15.2 | 13.4 |  |  | False | 30 | 30 | 11.5 |  |  | False | Conventional | 10/05/2023 |  | 11/28/2023
Carrier Corp. - Indianapolis | ICP Commercial | PGR560***K***K1 | PGR560***K***K1 |  |  | Voluntarily Certified | Single-package air conditioner | False | False | 56000 |  | 15.2 | 13.4 |  |  | False | 30 | 30 | 11.5 |  |  | False | Conventional | 10/05/2023 |  | 11/28/2023
Carrier Corp. - Indianapolis | Kenmore | PGR560***K***K1 | PGR560***K***K1 |  |  | Voluntarily Certified | Single-package air conditioner | False | False | 56000 |  | 15.2 | 13.4 |  |  | False | 30 | 30 | 11.5 |  |  | False | Conventional | 10/05/2023 |  | 11/28/2023
Carrier Corp. - Indianapolis | Maratherm | PGR560***K***K1 | PGR560***K***K1 |  |  | Voluntarily Certified | Single-package air conditioner | False | False | 56000 |  | 15.2 | 13.4 |  |  | False | 30 | 30 | 11.5 |  |  | False | Conventional | 10/05/2023 |  | 11/28/2023
Carrier Corp. - Indianapolis | Airquest | R4A4S18*K*NAA* | R4A4S18*K*NAA* | EA*4X19L17A*+TDR |  | Voluntarily Certified | Single-split-system air condit | False | False | 18000 |  | 13.4 | 13.4 |  |  | False | 30 | 30 | 11.5 |  | Coil-Only System | False | Conventional | 10/05/2023 |  | 11/28/2023
Carrier Corp. - Indianapolis | Comfortmaker | R4A4S18*K*NAA* | R4A4S18*K*NAA* | EA*4X19L17A*+TDR |  | Voluntarily Certified | Single-split-system air condit | False | False | 18000 |  | 13.4 | 13.4 |  |  | False | 30 | 30 | 11.5 |  | Coil-Only System | False | Conventional | 10/05/2023 |  | 11/28/2023
Carrier Corp. - Indianapolis | Kenmore | R4A4S18*K*NAA* | R4A4S18*K*NAA* | EA*4X19L17A*+TDR |  | Voluntarily Certified | Single-split-system air condit | False | False | 18000 |  | 13.4 | 13.4 |  |  | False | 30 | 30 | 11.5 |  | Coil-Only System | False | Conventional | 10/05/2023 |  | 11/28/2023
Carrier Corp. - Indianapolis | Maratherm | R4A4S18*K*NAA* | R4A4S18*K*NAA* | EA*4X19L17A*+TDR |  | Voluntarily Certified | Single-split-system air condit | False | False | 18000 |  | 13.4 | 13.4 |  |  | False | 30 | 30 | 11.5 |  | Coil-Only System | False | Conventional | 10/05/2023 |  | 11/28/2023
Carrier Corp. - Indianapolis | MSH Legacy | R4A4S18*K*NAA* | R4A4S18*K*NAA* | EA*4X19L17A*+TDR |  | Voluntarily Certified | Single-split-system air condit | False | False | 18000 |  | 13.4 | 13.4 |  |  | False | 30 | 30 | 11.5 |  | Coil-Only System | False | Conventional | 10/05/2023 |  | 11/28/2023
Carrier Corp. - Indianapolis | SMART COMFORT | R4A4S18*K*NAA* | R4A4S18*K*NAA* | EA*4X19L17A*+TDR |  | Voluntarily Certified | Single-split-system air condit | False | False | 18000 |  | 13.4 | 13.4 |  |  | False | 30 | 30 | 11.5 |  | Coil-Only System | False | Conventional | 10/05/2023 |  | 11/28/2023
Carrier Corp. - Indianapolis | Airquest | R4A4S24*K*NAA* | R4A4S24*K*NAA* | ESD4X24M14A*+TDR |  | Voluntarily Certified | Single-split-system air condit | False | False | 23200 |  | 13.4 | 13.4 |  |  | False | 30 | 30 | 11.5 |  | Coil-Only System | False | Conventional | 10/05/2023 |  | 11/28/2023
Carrier Corp. - Indianapolis | Comfortmaker | R4A4S24*K*NAA* | R4A4S24*K*NAA* | ESD4X24M14A*+TDR |  | Voluntarily Certified | Single-split-system air condit | False | False | 23200 |  | 13.4 | 13.4 |  |  | False | 30 | 30 | 11.5 |  | Coil-Only System | False | Conventional | 10/05/2023 |  | 11/28/2023
Carrier Corp. - Indianapolis | Kenmore | R4A4S24*K*NAA* | R4A4S24*K*NAA* | ESD4X24M14A*+TDR |  | Voluntarily Certified | Single-split-system air condit | False | False | 23200 |  | 13.4 | 13.4 |  |  | False | 30 | 30 | 11.5 |  | Coil-Only System | False | Conventional | 10/05/2023 |  | 11/28/2023
Carrier Corp. - Indianapolis | Maratherm | R4A4S24*K*NAA* | R4A4S24*K*NAA* | ESD4X24M14A*+TDR |  | Voluntarily Certified | Single-split-system air condit | False | False | 23200 |  | 13.4 | 13.4 |  |  | False | 30 | 30 | 11.5 |  | Coil-Only System | False | Conventional | 10/05/2023 |  | 11/28/2023
Carrier Corp. - Indianapolis | MSH Legacy | R4A4S24*K*NAA* | R4A4S24*K*NAA* | ESD4X24M14A*+TDR |  | Voluntarily Certified | Single-split-system air condit | False | False | 23200 |  | 13.4 | 13.4 |  |  | False | 30 | 30 | 11.5 |  | Coil-Only System | False | Conventional | 10/05/2023 |  | 11/28/2023
Carrier Corp. - Indianapolis | SMART COMFORT | R4A4S24*K*NAA* | R4A4S24*K*NAA* | ESD4X24M14A*+TDR |  | Voluntarily Certified | Single-split-system air condit | False | False | 23200 |  | 13.4 | 13.4 |  |  | False | 30 | 30 | 11.5 |  | Coil-Only System | False | Conventional | 10/05/2023 |  | 11/28/2023
Carrier Corp. - Indianapolis | Airquest | R4A4S30*K*NAA* | R4A4S30*K*NAA* | EA*4X37L21A*+TDR |  | Voluntarily Certified | Single-split-system air condit | False | False | 29400 |  | 14 | 13.4 |  |  | False | 30 | 30 | 11.5 |  | Coil-Only System | False | Conventional | 10/05/2023 |  | 11/28/2023
Carrier Corp. - Indianapolis | Comfortmaker | R4A4S30*K*NAA* | R4A4S30*K*NAA* | EA*4X37L21A*+TDR |  | Voluntarily Certified | Single-split-system air condit | False | False | 29400 |  | 14 | 13.4 |  |  | False | 30 | 30 | 11.5 |  | Coil-Only System | False | Conventional | 10/05/2023 |  | 11/28/2023
Carrier Corp. - Indianapolis | Kenmore | R4A4S30*K*NAA* | R4A4S30*K*NAA* | EA*4X37L21A*+TDR |  | Voluntarily Certified | Single-split-system air condit | False | False | 29400 |  | 14 | 13.4 |  |  | False | 30 | 30 | 11.5 |  | Coil-Only System | False | Conventional | 10/05/2023 |  | 11/28/2023
Carrier Corp. - Indianapolis | Maratherm | R4A4S30*K*NAA* | R4A4S30*K*NAA* | EA*4X37L21A*+TDR |  | Voluntarily Certified | Single-split-system air condit | False | False | 29400 |  | 14 | 13.4 |  |  | False | 30 | 30 | 11.5 |  | Coil-Only System | False | Conventional | 10/05/2023 |  | 11/28/2023
Carrier Corp. - Indianapolis | MSH Legacy | R4A4S30*K*NAA* | R4A4S30*K*NAA* | EA*4X37L21A*+TDR |  | Voluntarily Certified | Single-split-system air condit | False | False | 29400 |  | 14 | 13.4 |  |  | False | 30 | 30 | 11.5 |  | Coil-Only System | False | Conventional | 10/05/2023 |  | 11/28/2023
Carrier Corp. - Indianapolis | SMART COMFORT | R4A4S30*K*NAA* | R4A4S30*K*NAA* | EA*4X37L21A*+TDR |  | Voluntarily Certified | Single-split-system air condit | False | False | 29400 |  | 14 | 13.4 |  |  | False | 30 | 30 | 11.5 |  | Coil-Only System | False | Conventional | 10/05/2023 |  | 11/28/2023
Carrier Corp. - Indianapolis | Airquest | R4A4S36*K*NAA* | R4A4S36*K*NAA* | EVD4X37M21A*+TDR |  | Voluntarily Certified | Single-split-system air condit | False | False | 33600 |  | 13.4 | 13.4 |  |  | False | 30 | 30 | 11.5 |  | Coil-Only System | False | Conventional | 10/05/2023 |  | 11/28/2023
Carrier Corp. - Indianapolis | Comfortmaker | R4A4S36*K*NAA* | R4A4S36*K*NAA* | EVD4X37M21A*+TDR |  | Voluntarily Certified | Single-split-system air condit | False | False | 33600 |  | 13.4 | 13.4 |  |  | False | 30 | 30 | 11.5 |  | Coil-Only System | False | Conventional | 10/05/2023 |  | 11/28/2023
Carrier Corp. - Indianapolis | Kenmore | R4A4S36*K*NAA* | R4A4S36*K*NAA* | EVD4X37M21A*+TDR |  | Voluntarily Certified | Single-split-system air condit | False | False | 33600 |  | 13.4 | 13.4 |  |  | False | 30 | 30 | 11.5 |  | Coil-Only System | False | Conventional | 10/05/2023 |  | 11/28/2023
Carrier Corp. - Indianapolis | Maratherm | R4A4S36*K*NAA* | R4A4S36*K*NAA* | EVD4X37M21A*+TDR |  | Voluntarily Certified | Single-split-system air condit | False | False | 33600 |  | 13.4 | 13.4 |  |  | False | 30 | 30 | 11.5 |  | Coil-Only System | False | Conventional | 10/05/2023 |  | 11/28/2023
Carrier Corp. - Indianapolis | MSH Legacy | R4A4S36*K*NAA* | R4A4S36*K*NAA* | EVD4X37M21A*+TDR |  | Voluntarily Certified | Single-split-system air condit | False | False | 33600 |  | 13.4 | 13.4 |  |  | False | 30 | 30 | 11.5 |  | Coil-Only System | False | Conventional | 10/05/2023 |  | 11/28/2023
Carrier Corp. - Indianapolis | SMART COMFORT | R4A4S36*K*NAA* | R4A4S36*K*NAA* | EVD4X37M21A*+TDR |  | Voluntarily Certified | Single-split-system air condit | False | False | 33600 |  | 13.4 | 13.4 |  |  | False | 30 | 30 | 11.5 |  | Coil-Only System | False | Conventional | 10/05/2023 |  | 11/28/2023
Carrier Corp. - Indianapolis | Airquest | R4A4S42*K*NAA* | R4A4S42*K*NAA* | EVD4X42M21A*+TDR |  | Voluntarily Certified | Single-split-system air condit | False | False | 38500 |  | 13.4 | 13.4 |  |  | False | 30 | 30 | 11 |  | Coil-Only System | False | Conventional | 10/05/2023 |  | 11/28/2023
Carrier Corp. - Indianapolis | Comfortmaker | R4A4S42*K*NAA* | R4A4S42*K*NAA* | EVD4X42M21A*+TDR |  | Voluntarily Certified | Single-split-system air condit | False | False | 38500 |  | 13.4 | 13.4 |  |  | False | 30 | 30 | 11 |  | Coil-Only System | False | Conventional | 10/05/2023 |  | 11/28/2023
Carrier Corp. - Indianapolis | Kenmore | R4A4S42*K*NAA* | R4A4S42*K*NAA* | EVD4X42M21A*+TDR |  | Voluntarily Certified | Single-split-system air condit | False | False | 38500 |  | 13.4 | 13.4 |  |  | False | 30 | 30 | 11 |  | Coil-Only System | False | Conventional | 10/05/2023 |  | 11/28/2023
Carrier Corp. - Indianapolis | Maratherm | R4A4S42*K*NAA* | R4A4S42*K*NAA* | EVD4X42M21A*+TDR |  | Voluntarily Certified | Single-split-system air condit | False | False | 38500 |  | 13.4 | 13.4 |  |  | False | 30 | 30 | 11 |  | Coil-Only System | False | Conventional | 10/05/2023 |  | 11/28/2023
Carrier Corp. - Indianapolis | MSH Legacy | R4A4S42*K*NAA* | R4A4S42*K*NAA* | EVD4X42M21A*+TDR |  | Voluntarily Certified | Single-split-system air condit | False | False | 38500 |  | 13.4 | 13.4 |  |  | False | 30 | 30 | 11 |  | Coil-Only System | False | Conventional | 10/05/2023 |  | 11/28/2023
Carrier Corp. - Indianapolis | SMART COMFORT | R4A4S42*K*NAA* | R4A4S42*K*NAA* | EVD4X42M21A*+TDR |  | Voluntarily Certified | Single-split-system air condit | False | False | 38500 |  | 13.4 | 13.4 |  |  | False | 30 | 30 | 11 |  | Coil-Only System | False | Conventional | 10/05/2023 |  | 11/28/2023
Carrier Corp. - Indianapolis | Airquest | R4A4S48*K*NAA* | R4A4S48*K*NAA* | EA*4X61L24A*+TDR |  | Voluntarily Certified | Single-split-system air condit | False | False | 45000 |  | 13.4 | 13.4 |  |  | False | 30 | 30 | 11.5 |  | Coil-Only System | False | Conventional | 10/05/2023 |  | 11/28/2023
Carrier Corp. - Indianapolis | Comfortmaker | R4A4S48*K*NAA* | R4A4S48*K*NAA* | EA*4X61L24A*+TDR |  | Voluntarily Certified | Single-split-system air condit | False | False | 45000 |  | 13.4 | 13.4 |  |  | False | 30 | 30 | 11.5 |  | Coil-Only System | False | Conventional | 10/05/2023 |  | 11/28/2023
Carrier Corp. - Indianapolis | Kenmore | R4A4S48*K*NAA* | R4A4S48*K*NAA* | EA*4X61L24A*+TDR |  | Voluntarily Certified | Single-split-system air condit | False | False | 45000 |  | 13.4 | 13.4 |  |  | False | 30 | 30 | 11.5 |  | Coil-Only System | False | Conventional | 10/05/2023 |  | 11/28/2023
Carrier Corp. - Indianapolis | Maratherm | R4A4S48*K*NAA* | R4A4S48*K*NAA* | EA*4X61L24A*+TDR |  | Voluntarily Certified | Single-split-system air condit | False | False | 45000 |  | 13.4 | 13.4 |  |  | False | 30 | 30 | 11.5 |  | Coil-Only System | False | Conventional | 10/05/2023 |  | 11/28/2023
Carrier Corp. - Indianapolis | MSH Legacy | R4A4S48*K*NAA* | R4A4S48*K*NAA* | EA*4X61L24A*+TDR |  | Voluntarily Certified | Single-split-system air condit | False | False | 45000 |  | 13.4 | 13.4 |  |  | False | 30 | 30 | 11.5 |  | Coil-Only System | False | Conventional | 10/05/2023 |  | 11/28/2023
Carrier Corp. - Indianapolis | SMART COMFORT | R4A4S48*K*NAA* | R4A4S48*K*NAA* | EA*4X61L24A*+TDR |  | Voluntarily Certified | Single-split-system air condit | False | False | 45000 |  | 13.4 | 13.4 |  |  | False | 30 | 30 | 11.5 |  | Coil-Only System | False | Conventional | 10/05/2023 |  | 11/28/2023
Carrier Corp. - Indianapolis | Airquest | R4A4S60*K*NAA* | R4A4S60*K*NAA* | EVD4X61M24A*+TDR |  | Voluntarily Certified | Single-split-system air condit | False | False | 55500 |  | 13.4 | 13.4 |  |  | False | 30 | 30 | 11 |  | Coil-Only System | False | Conventional | 10/05/2023 |  | 11/28/2023
Carrier Corp. - Indianapolis | Comfortmaker | R4A4S60*K*NAA* | R4A4S60*K*NAA* | EVD4X61M24A*+TDR |  | Voluntarily Certified | Single-split-system air condit | False | False | 55500 |  | 13.4 | 13.4 |  |  | False | 30 | 30 | 11 |  | Coil-Only System | False | Conventional | 10/05/2023 |  | 11/28/2023
Carrier Corp. - Indianapolis | Kenmore | R4A4S60*K*NAA* | R4A4S60*K*NAA* | EVD4X61M24A*+TDR |  | Voluntarily Certified | Single-split-system air condit | False | False | 55500 |  | 13.4 | 13.4 |  |  | False | 30 | 30 | 11 |  | Coil-Only System | False | Conventional | 10/05/2023 |  | 11/28/2023
Carrier Corp. - Indianapolis | Maratherm | R4A4S60*K*NAA* | R4A4S60*K*NAA* | EVD4X61M24A*+TDR |  | Voluntarily Certified | Single-split-system air condit | False | False | 55500 |  | 13.4 | 13.4 |  |  | False | 30 | 30 | 11 |  | Coil-Only System | False | Conventional | 10/05/2023 |  | 11/28/2023
Carrier Corp. - Indianapolis | MSH Legacy | R4A4S60*K*NAA* | R4A4S60*K*NAA* | EVD4X61M24A*+TDR |  | Voluntarily Certified | Single-split-system air condit | False | False | 55500 |  | 13.4 | 13.4 |  |  | False | 30 | 30 | 11 |  | Coil-Only System | False | Conventional | 10/05/2023 |  | 11/28/2023
Carrier Corp. - Indianapolis | SMART COMFORT | R4A4S60*K*NAA* | R4A4S60*K*NAA* | EVD4X61M24A*+TDR |  | Voluntarily Certified | Single-split-system air condit | False | False | 55500 |  | 13.4 | 13.4 |  |  | False | 30 | 30 | 11 |  | Coil-Only System | False | Conventional | 10/05/2023 |  | 11/28/2023
Carrier Corp. - Indianapolis | Airquest | R4A5S18*K*WAA* | R4A5S18*K*WAA* | ESD4X24M14A*+TDR |  | Voluntarily Certified | Single-split-system air condit | False | False | 17900 |  | 14.3 | 13.4 |  |  | False | 30 | 30 | 11.7 |  | Coil-Only System | False | Conventional | 10/05/2023 |  | 11/28/2023
Carrier Corp. - Indianapolis | Comfortmaker | R4A5S18*K*WAA* | R4A5S18*K*WAA* | ESD4X24M14A*+TDR |  | Voluntarily Certified | Single-split-system air condit | False | False | 17900 |  | 14.3 | 13.4 |  |  | False | 30 | 30 | 11.7 |  | Coil-Only System | False | Conventional | 10/05/2023 |  | 11/28/2023
Carrier Corp. - Indianapolis | Kenmore | R4A5S18*K*WAA* | R4A5S18*K*WAA* | ESD4X24M14A*+TDR |  | Voluntarily Certified | Single-split-system air condit | False | False | 17900 |  | 14.3 | 13.4 |  |  | False | 30 | 30 | 11.7 |  | Coil-Only System | False | Conventional | 10/05/2023 |  | 11/28/2023
Carrier Corp. - Indianapolis | Maratherm | R4A5S18*K*WAA* | R4A5S18*K*WAA* | ESD4X24M14A*+TDR |  | Voluntarily Certified | Single-split-system air condit | False | False | 17900 |  | 14.3 | 13.4 |  |  | False | 30 | 30 | 11.7 |  | Coil-Only System | False | Conventional | 10/05/2023 |  | 11/28/2023
Carrier Corp. - Indianapolis | MSH Legacy | R4A5S18*K*WAA* | R4A5S18*K*WAA* | ESD4X24M14A*+TDR |  | Voluntarily Certified | Single-split-system air condit | False | False | 17900 |  | 14.3 | 13.4 |  |  | False | 30 | 30 | 11.7 |  | Coil-Only System | False | Conventional | 10/05/2023 |  | 11/28/2023
Carrier Corp. - Indianapolis | SMART COMFORT | R4A5S18*K*WAA* | R4A5S18*K*WAA* | ESD4X24M14A*+TDR |  | Voluntarily Certified | Single-split-system air condit | False | False | 17900 |  | 14.3 | 13.4 |  |  | False | 30 | 30 | 11.7 |  | Coil-Only System | False | Conventional | 10/05/2023 |  | 11/28/2023
Carrier Corp. - Indianapolis | Airquest | R4A5S24*K*WAA* | R4A5S24*K*WAA* | ESD4X24M14A*+TDR |  | Voluntarily Certified | Single-split-system air condit | False | False | 22800 |  | 14.3 | 13.4 |  |  | False | 30 | 30 | 11.7 |  | Coil-Only System | False | Conventional | 10/05/2023 |  | 11/28/2023
Carrier Corp. - Indianapolis | Comfortmaker | R4A5S24*K*WAA* | R4A5S24*K*WAA* | ESD4X24M14A*+TDR |  | Voluntarily Certified | Single-split-system air condit | False | False | 22800 |  | 14.3 | 13.4 |  |  | False | 30 | 30 | 11.7 |  | Coil-Only System | False | Conventional | 10/05/2023 |  | 11/28/2023
Carrier Corp. - Indianapolis | Kenmore | R4A5S24*K*WAA* | R4A5S24*K*WAA* | ESD4X24M14A*+TDR |  | Voluntarily Certified | Single-split-system air condit | False | False | 22800 |  | 14.3 | 13.4 |  |  | False | 30 | 30 | 11.7 |  | Coil-Only System | False | Conventional | 10/05/2023 |  | 11/28/2023
Carrier Corp. - Indianapolis | Maratherm | R4A5S24*K*WAA* | R4A5S24*K*WAA* | ESD4X24M14A*+TDR |  | Voluntarily Certified | Single-split-system air condit | False | False | 22800 |  | 14.3 | 13.4 |  |  | False | 30 | 30 | 11.7 |  | Coil-Only System | False | Conventional | 10/05/2023 |  | 11/28/2023
Carrier Corp. - Indianapolis | MSH Legacy | R4A5S24*K*WAA* | R4A5S24*K*WAA* | ESD4X24M14A*+TDR |  | Voluntarily Certified | Single-split-system air condit | False | False | 22800 |  | 14.3 | 13.4 |  |  | False | 30 | 30 | 11.7 |  | Coil-Only System | False | Conventional | 10/05/2023 |  | 11/28/2023
Carrier Corp. - Indianapolis | SMART COMFORT | R4A5S24*K*WAA* | R4A5S24*K*WAA* | ESD4X24M14A*+TDR |  | Voluntarily Certified | Single-split-system air condit | False | False | 22800 |  | 14.3 | 13.4 |  |  | False | 30 | 30 | 11.7 |  | Coil-Only System | False | Conventional | 10/05/2023 |  | 11/28/2023
Carrier Corp. - Indianapolis | Airquest | R4A5S30*K*WAA* | R4A5S30*K*WAA* | EVD4X30M17A*+TDR |  | Voluntarily Certified | Single-split-system air condit | False | False | 28800 |  | 14.3 | 13.4 |  |  | False | 30 | 30 | 11.7 |  | Coil-Only System | False | Conventional | 10/05/2023 |  | 11/28/2023
Carrier Corp. - Indianapolis | Comfortmaker | R4A5S30*K*WAA* | R4A5S30*K*WAA* | EVD4X30M17A*+TDR |  | Voluntarily Certified | Single-split-system air condit | False | False | 28800 |  | 14.3 | 13.4 |  |  | False | 30 | 30 | 11.7 |  | Coil-Only System | False | Conventional | 10/05/2023 |  | 11/28/2023
Carrier Corp. - Indianapolis | Kenmore | R4A5S30*K*WAA* | R4A5S30*K*WAA* | EVD4X30M17A*+TDR |  | Voluntarily Certified | Single-split-system air condit | False | False | 28800 |  | 14.3 | 13.4 |  |  | False | 30 | 30 | 11.7 |  | Coil-Only System | False | Conventional | 10/05/2023 |  | 11/28/2023
Carrier Corp. - Indianapolis | Maratherm | R4A5S30*K*WAA* | R4A5S30*K*WAA* | EVD4X30M17A*+TDR |  | Voluntarily Certified | Single-split-system air condit | False | False | 28800 |  | 14.3 | 13.4 |  |  | False | 30 | 30 | 11.7 |  | Coil-Only System | False | Conventional | 10/05/2023 |  | 11/28/2023
Carrier Corp. - Indianapolis | MSH Legacy | R4A5S30*K*WAA* | R4A5S30*K*WAA* | EVD4X30M17A*+TDR |  | Voluntarily Certified | Single-split-system air condit | False | False | 28800 |  | 14.3 | 13.4 |  |  | False | 30 | 30 | 11.7 |  | Coil-Only System | False | Conventional | 10/05/2023 |  | 11/28/2023
Carrier Corp. - Indianapolis | SMART COMFORT | R4A5S30*K*WAA* | R4A5S30*K*WAA* | EVD4X30M17A*+TDR |  | Voluntarily Certified | Single-split-system air condit | False | False | 28800 |  | 14.3 | 13.4 |  |  | False | 30 | 30 | 11.7 |  | Coil-Only System | False | Conventional | 10/05/2023 |  | 11/28/2023
Carrier Corp. - Indianapolis | Airquest | R4A5S36*K*WAA* | R4A5S36*K*WAA* | EVD4X37M21A*+TDR |  | Voluntarily Certified | Single-split-system air condit | False | False | 34200 |  | 14.3 | 13.4 |  |  | False | 30 | 30 | 11.7 |  | Coil-Only System | False | Conventional | 10/05/2023 |  | 11/28/2023
Carrier Corp. - Indianapolis | Comfortmaker | R4A5S36*K*WAA* | R4A5S36*K*WAA* | EVD4X37M21A*+TDR |  | Voluntarily Certified | Single-split-system air condit | False | False | 34200 |  | 14.3 | 13.4 |  |  | False | 30 | 30 | 11.7 |  | Coil-Only System | False | Conventional | 10/05/2023 |  | 11/28/2023
Carrier Corp. - Indianapolis | Kenmore | R4A5S36*K*WAA* | R4A5S36*K*WAA* | EVD4X37M21A*+TDR |  | Voluntarily Certified | Single-split-system air condit | False | False | 34200 |  | 14.3 | 13.4 |  |  | False | 30 | 30 | 11.7 |  | Coil-Only System | False | Conventional | 10/05/2023 |  | 11/28/2023
Carrier Corp. - Indianapolis | Maratherm | R4A5S36*K*WAA* | R4A5S36*K*WAA* | EVD4X37M21A*+TDR |  | Voluntarily Certified | Single-split-system air condit | False | False | 34200 |  | 14.3 | 13.4 |  |  | False | 30 | 30 | 11.7 |  | Coil-Only System | False | Conventional | 10/05/2023 |  | 11/28/2023
Carrier Corp. - Indianapolis | MSH Legacy | R4A5S36*K*WAA* | R4A5S36*K*WAA* | EVD4X37M21A*+TDR |  | Voluntarily Certified | Single-split-system air condit | False | False | 34200 |  | 14.3 | 13.4 |  |  | False | 30 | 30 | 11.7 |  | Coil-Only System | False | Conventional | 10/05/2023 |  | 11/28/2023
Carrier Corp. - Indianapolis | SMART COMFORT | R4A5S36*K*WAA* | R4A5S36*K*WAA* | EVD4X37M21A*+TDR |  | Voluntarily Certified | Single-split-system air condit | False | False | 34200 |  | 14.3 | 13.4 |  |  | False | 30 | 30 | 11.7 |  | Coil-Only System | False | Conventional | 10/05/2023 |  | 11/28/2023
Carrier Corp. - Indianapolis | Airquest | R4A5S42*K*WAA* | R4A5S42*K*WAA* | EVD4X48M21A*+TDR |  | Voluntarily Certified | Single-split-system air condit | False | False | 45000 |  | 13.8 | 13.4 |  |  | False | 30 | 30 | 11.2 |  | Coil-Only System | False | Conventional | 10/05/2023 |  | 11/28/2023
Carrier Corp. - Indianapolis | Comfortmaker | R4A5S42*K*WAA* | R4A5S42*K*WAA* | EVD4X48M21A*+TDR |  | Voluntarily Certified | Single-split-system air condit | False | False | 45000 |  | 13.8 | 13.4 |  |  | False | 30 | 30 | 11.2 |  | Coil-Only System | False | Conventional | 10/05/2023 |  | 11/28/2023
Carrier Corp. - Indianapolis | Kenmore | R4A5S42*K*WAA* | R4A5S42*K*WAA* | EVD4X48M21A*+TDR |  | Voluntarily Certified | Single-split-system air condit | False | False | 45000 |  | 13.8 | 13.4 |  |  | False | 30 | 30 | 11.2 |  | Coil-Only System | False | Conventional | 10/05/2023 |  | 11/28/2023
Carrier Corp. - Indianapolis | Maratherm | R4A5S42*K*WAA* | R4A5S42*K*WAA* | EVD4X48M21A*+TDR |  | Voluntarily Certified | Single-split-system air condit | False | False | 45000 |  | 13.8 | 13.4 |  |  | False | 30 | 30 | 11.2 |  | Coil-Only System | False | Conventional | 10/05/2023 |  | 11/28/2023
Carrier Corp. - Indianapolis | MSH Legacy | R4A5S42*K*WAA* | R4A5S42*K*WAA* | EVD4X48M21A*+TDR |  | Voluntarily Certified | Single-split-system air condit | False | False | 45000 |  | 13.8 | 13.4 |  |  | False | 30 | 30 | 11.2 |  | Coil-Only System | False | Conventional | 10/05/2023 |  | 11/28/2023
Carrier Corp. - Indianapolis | SMART COMFORT | R4A5S42*K*WAA* | R4A5S42*K*WAA* | EVD4X48M21A*+TDR |  | Voluntarily Certified | Single-split-system air condit | False | False | 45000 |  | 13.8 | 13.4 |  |  | False | 30 | 30 | 11.2 |  | Coil-Only System | False | Conventional | 10/05/2023 |  | 11/28/2023
Carrier Corp. - Indianapolis | Airquest | R4A5S43*K*WAA* | R4A5S43*K*WAA* | EA*4X43L21A*+TDR |  | Voluntarily Certified | Single-split-system air condit | False | False | 40000 |  | 14.3 | 13.4 |  |  | False | 30 | 30 | 12.5 |  | Coil-Only System | False | Conventional | 10/05/2023 |  | 11/28/2023
Carrier Corp. - Indianapolis | Comfortmaker | R4A5S43*K*WAA* | R4A5S43*K*WAA* | EA*4X43L21A*+TDR |  | Voluntarily Certified | Single-split-system air condit | False | False | 40000 |  | 14.3 | 13.4 |  |  | False | 30 | 30 | 12.5 |  | Coil-Only System | False | Conventional | 10/05/2023 |  | 11/28/2023
Carrier Corp. - Indianapolis | Kenmore | R4A5S43*K*WAA* | R4A5S43*K*WAA* | EA*4X43L21A*+TDR |  | Voluntarily Certified | Single-split-system air condit | False | False | 40000 |  | 14.3 | 13.4 |  |  | False | 30 | 30 | 12.5 |  | Coil-Only System | False | Conventional | 10/05/2023 |  | 11/28/2023
Carrier Corp. - Indianapolis | Maratherm | R4A5S43*K*WAA* | R4A5S43*K*WAA* | EA*4X43L21A*+TDR |  | Voluntarily Certified | Single-split-system air condit | False | False | 40000 |  | 14.3 | 13.4 |  |  | False | 30 | 30 | 12.5 |  | Coil-Only System | False | Conventional | 10/05/2023 |  | 11/28/2023
Carrier Corp. - Indianapolis | MSH Legacy | R4A5S43*K*WAA* | R4A5S43*K*WAA* | EA*4X43L21A*+TDR |  | Voluntarily Certified | Single-split-system air condit | False | False | 40000 |  | 14.3 | 13.4 |  |  | False | 30 | 30 | 12.5 |  | Coil-Only System | False | Conventional | 10/05/2023 |  | 11/28/2023
Carrier Corp. - Indianapolis | SMART COMFORT | R4A5S43*K*WAA* | R4A5S43*K*WAA* | EA*4X43L21A*+TDR |  | Voluntarily Certified | Single-split-system air condit | False | False | 40000 |  | 14.3 | 13.4 |  |  | False | 30 | 30 | 12.5 |  | Coil-Only System | False | Conventional | 10/05/2023 |  | 11/28/2023
Carrier Corp. - Indianapolis | Airquest | R4A5S48*K*WAA* | R4A5S48*K*WAA* | EVD4X48M21A*+TDR |  | Voluntarily Certified | Single-split-system air condit | False | False | 46500 |  | 13.8 | 13.4 |  |  | False | 30 | 30 | 11.2 |  | Coil-Only System | False | Conventional | 10/05/2023 |  | 11/28/2023
Carrier Corp. - Indianapolis | Comfortmaker | R4A5S48*K*WAA* | R4A5S48*K*WAA* | EVD4X48M21A*+TDR |  | Voluntarily Certified | Single-split-system air condit | False | False | 46500 |  | 13.8 | 13.4 |  |  | False | 30 | 30 | 11.2 |  | Coil-Only System | False | Conventional | 10/05/2023 |  | 11/28/2023
Carrier Corp. - Indianapolis | Kenmore | R4A5S48*K*WAA* | R4A5S48*K*WAA* | EVD4X48M21A*+TDR |  | Voluntarily Certified | Single-split-system air condit | False | False | 46500 |  | 13.8 | 13.4 |  |  | False | 30 | 30 | 11.2 |  | Coil-Only System | False | Conventional | 10/05/2023 |  | 11/28/2023
Carrier Corp. - Indianapolis | Maratherm | R4A5S48*K*WAA* | R4A5S48*K*WAA* | EVD4X48M21A*+TDR |  | Voluntarily Certified | Single-split-system air condit | False | False | 46500 |  | 13.8 | 13.4 |  |  | False | 30 | 30 | 11.2 |  | Coil-Only System | False | Conventional | 10/05/2023 |  | 11/28/2023
Carrier Corp. - Indianapolis | MSH Legacy | R4A5S48*K*WAA* | R4A5S48*K*WAA* | EVD4X48M21A*+TDR |  | Voluntarily Certified | Single-split-system air condit | False | False | 46500 |  | 13.8 | 13.4 |  |  | False | 30 | 30 | 11.2 |  | Coil-Only System | False | Conventional | 10/05/2023 |  | 11/28/2023
Carrier Corp. - Indianapolis | SMART COMFORT | R4A5S48*K*WAA* | R4A5S48*K*WAA* | EVD4X48M21A*+TDR |  | Voluntarily Certified | Single-split-system air condit | False | False | 46500 |  | 13.8 | 13.4 |  |  | False | 30 | 30 | 11.2 |  | Coil-Only System | False | Conventional | 10/05/2023 |  | 11/28/2023
Carrier Corp. - Indianapolis | Airquest | R4A5S49*K*WAA* | R4A5S49*K*WAA* | EA*4X60L24A*+TDR |  | Voluntarily Certified | Single-split-system air condit | False | False | 46000 |  | 14.5 | 13.4 |  |  | False | 30 | 30 | 12.5 |  | Coil-Only System | False | Conventional | 10/05/2023 |  | 11/28/2023
Carrier Corp. - Indianapolis | Comfortmaker | R4A5S49*K*WAA* | R4A5S49*K*WAA* | EA*4X60L24A*+TDR |  | Voluntarily Certified | Single-split-system air condit | False | False | 46000 |  | 14.5 | 13.4 |  |  | False | 30 | 30 | 12.5 |  | Coil-Only System | False | Conventional | 10/05/2023 |  | 11/28/2023
Carrier Corp. - Indianapolis | Kenmore | R4A5S49*K*WAA* | R4A5S49*K*WAA* | EA*4X60L24A*+TDR |  | Voluntarily Certified | Single-split-system air condit | False | False | 46000 |  | 14.5 | 13.4 |  |  | False | 30 | 30 | 12.5 |  | Coil-Only System | False | Conventional | 10/05/2023 |  | 11/28/2023
Carrier Corp. - Indianapolis | Maratherm | R4A5S49*K*WAA* | R4A5S49*K*WAA* | EA*4X60L24A*+TDR |  | Voluntarily Certified | Single-split-system air condit | False | False | 46000 |  | 14.5 | 13.4 |  |  | False | 30 | 30 | 12.5 |  | Coil-Only System | False | Conventional | 10/05/2023 |  | 11/28/2023
Carrier Corp. - Indianapolis | MSH Legacy | R4A5S49*K*WAA* | R4A5S49*K*WAA* | EA*4X60L24A*+TDR |  | Voluntarily Certified | Single-split-system air condit | False | False | 46000 |  | 14.5 | 13.4 |  |  | False | 30 | 30 | 12.5 |  | Coil-Only System | False | Conventional | 10/05/2023 |  | 11/28/2023
Carrier Corp. - Indianapolis | SMART COMFORT | R4A5S49*K*WAA* | R4A5S49*K*WAA* | EA*4X60L24A*+TDR |  | Voluntarily Certified | Single-split-system air condit | False | False | 46000 |  | 14.5 | 13.4 |  |  | False | 30 | 30 | 12.5 |  | Coil-Only System | False | Conventional | 10/05/2023 |  | 11/28/2023
Carrier Corp. - Indianapolis | Airquest | R4A5S60*K*WAA* | R4A5S60*K*WAA* | EVD4X61M24A*+TDR |  | Voluntarily Certified | Single-split-system air condit | False | False | 56500 |  | 13.8 | 13.4 |  |  | False | 30 | 30 | 11.2 |  | Coil-Only System | False | Conventional | 10/05/2023 |  | 11/28/2023
Carrier Corp. - Indianapolis | Comfortmaker | R4A5S60*K*WAA* | R4A5S60*K*WAA* | EVD4X61M24A*+TDR |  | Voluntarily Certified | Single-split-system air condit | False | False | 56500 |  | 13.8 | 13.4 |  |  | False | 30 | 30 | 11.2 |  | Coil-Only System | False | Conventional | 10/05/2023 |  | 11/28/2023
Carrier Corp. - Indianapolis | Kenmore | R4A5S60*K*WAA* | R4A5S60*K*WAA* | EVD4X61M24A*+TDR |  | Voluntarily Certified | Single-split-system air condit | False | False | 56500 |  | 13.8 | 13.4 |  |  | False | 30 | 30 | 11.2 |  | Coil-Only System | False | Conventional | 10/05/2023 |  | 11/28/2023
Carrier Corp. - Indianapolis | Maratherm | R4A5S60*K*WAA* | R4A5S60*K*WAA* | EVD4X61M24A*+TDR |  | Voluntarily Certified | Single-split-system air condit | False | False | 56500 |  | 13.8 | 13.4 |  |  | False | 30 | 30 | 11.2 |  | Coil-Only System | False | Conventional | 10/05/2023 |  | 11/28/2023
Carrier Corp. - Indianapolis | MSH Legacy | R4A5S60*K*WAA* | R4A5S60*K*WAA* | EVD4X61M24A*+TDR |  | Voluntarily Certified | Single-split-system air condit | False | False | 56500 |  | 13.8 | 13.4 |  |  | False | 30 | 30 | 11.2 |  | Coil-Only System | False | Conventional | 10/05/2023 |  | 11/28/2023
Carrier Corp. - Indianapolis | SMART COMFORT | R4A5S60*K*WAA* | R4A5S60*K*WAA* | EVD4X61M24A*+TDR |  | Voluntarily Certified | Single-split-system air condit | False | False | 56500 |  | 13.8 | 13.4 |  |  | False | 30 | 30 | 11.2 |  | Coil-Only System | False | Conventional | 10/05/2023 |  | 11/28/2023
Carrier Corp. - Indianapolis | Airquest | R4A5S61*K*WAA* | R4A5S61*K*WAA* | EVD4X61M24A*+TDR |  | Voluntarily Certified | Single-split-system air condit | False | False | 55500 |  | 14.3 | 13.4 |  |  | False | 30 | 30 | 12 |  | Coil-Only System | False | Conventional | 10/05/2023 |  | 11/28/2023
Carrier Corp. - Indianapolis | Comfortmaker | R4A5S61*K*WAA* | R4A5S61*K*WAA* | EVD4X61M24A*+TDR |  | Voluntarily Certified | Single-split-system air condit | False | False | 55500 |  | 14.3 | 13.4 |  |  | False | 30 | 30 | 12 |  | Coil-Only System | False | Conventional | 10/05/2023 |  | 11/28/2023
Carrier Corp. - Indianapolis | Kenmore | R4A5S61*K*WAA* | R4A5S61*K*WAA* | EVD4X61M24A*+TDR |  | Voluntarily Certified | Single-split-system air condit | False | False | 55500 |  | 14.3 | 13.4 |  |  | False | 30 | 30 | 12 |  | Coil-Only System | False | Conventional | 10/05/2023 |  | 11/28/2023
Carrier Corp. - Indianapolis | Maratherm | R4A5S61*K*WAA* | R4A5S61*K*WAA* | EVD4X61M24A*+TDR |  | Voluntarily Certified | Single-split-system air condit | False | False | 55500 |  | 14.3 | 13.4 |  |  | False | 30 | 30 | 12 |  | Coil-Only System | False | Conventional | 10/05/2023 |  | 11/28/2023
Carrier Corp. - Indianapolis | MSH Legacy | R4A5S61*K*WAA* | R4A5S61*K*WAA* | EVD4X61M24A*+TDR |  | Voluntarily Certified | Single-split-system air condit | False | False | 55500 |  | 14.3 | 13.4 |  |  | False | 30 | 30 | 12 |  | Coil-Only System | False | Conventional | 10/05/2023 |  | 11/28/2023
Carrier Corp. - Indianapolis | SMART COMFORT | R4A5S61*K*WAA* | R4A5S61*K*WAA* | EVD4X61M24A*+TDR |  | Voluntarily Certified | Single-split-system air condit | False | False | 55500 |  | 14.3 | 13.4 |  |  | False | 30 | 30 | 12 |  | Coil-Only System | False | Conventional | 10/05/2023 |  | 11/28/2023
Carrier Corp. - Indianapolis | Airquest | RAV037K* | RAV037K* |  |  | Voluntarily Certified | Single-package air conditioner | False | False | 34000 |  | 13.4 | 13.4 |  |  | True | 9 | 30 | 11.5 |  |  | False | Conventional | 10/05/2023 |  | 11/28/2023
Carrier Corp. - Indianapolis | Comfortmaker | RAV037K* | RAV037K* |  |  | Voluntarily Certified | Single-package air conditioner | False | False | 34000 |  | 13.4 | 13.4 |  |  | True | 9 | 30 | 11.5 |  |  | False | Conventional | 10/05/2023 |  | 11/28/2023
Carrier Corp. - Indianapolis | ICP Commercial | RAV037K* | RAV037K* |  |  | Voluntarily Certified | Single-package air conditioner | False | False | 34000 |  | 13.4 | 13.4 |  |  | True | 9 | 30 | 11.5 |  |  | False | Conventional | 10/05/2023 |  | 11/28/2023
Carrier Corp. - Indianapolis | Airquest | RAV049K* | RAV049K* |  |  | Voluntarily Certified | Single-package air conditioner | False | False | 48000 |  | 13.8 | 13.4 |  |  | True | 12 | 30 | 11.5 |  |  | False | Conventional | 10/05/2023 |  | 11/28/2023
Carrier Corp. - Indianapolis | Comfortmaker | RAV049K* | RAV049K* |  |  | Voluntarily Certified | Single-package air conditioner | False | False | 48000 |  | 13.8 | 13.4 |  |  | True | 12 | 30 | 11.5 |  |  | False | Conventional | 10/05/2023 |  | 11/28/2023
Carrier Corp. - Indianapolis | ICP Commercial | RAV049K* | RAV049K* |  |  | Voluntarily Certified | Single-package air conditioner | False | False | 48000 |  | 13.8 | 13.4 |  |  | True | 12 | 30 | 11.5 |  |  | False | Conventional | 10/05/2023 |  | 11/28/2023
Carrier Corp. - Indianapolis | Airquest | RAV061K* | RAV061K* |  |  | Voluntarily Certified | Single-package air conditioner | False | False | 58500 |  | 13.6 | 13.4 |  |  | True | 30 | 30 | 11.5 |  |  | False | Conventional | 10/05/2023 |  | 11/28/2023
Carrier Corp. - Indianapolis | Comfortmaker | RAV061K* | RAV061K* |  |  | Voluntarily Certified | Single-package air conditioner | False | False | 58500 |  | 13.6 | 13.4 |  |  | True | 30 | 30 | 11.5 |  |  | False | Conventional | 10/05/2023 |  | 11/28/2023
Carrier Corp. - Indianapolis | ICP Commercial | RAV061K* | RAV061K* |  |  | Voluntarily Certified | Single-package air conditioner | False | False | 58500 |  | 13.6 | 13.4 |  |  | True | 30 | 30 | 11.5 |  |  | False | Conventional | 10/05/2023 |  | 11/28/2023
Carrier Corp. - Indianapolis | Airquest | RAW037K* | RAW037K* |  |  | Voluntarily Certified | Single-package air conditioner | False | False | 35000 |  | 16 | 13.4 |  |  | True | 9 | 30 | 12 |  |  | False | Conventional | 10/05/2023 |  | 11/28/2023
Carrier Corp. - Indianapolis | Comfortmaker | RAW037K* | RAW037K* |  |  | Voluntarily Certified | Single-package air conditioner | False | False | 35000 |  | 16 | 13.4 |  |  | True | 9 | 30 | 12 |  |  | False | Conventional | 10/05/2023 |  | 11/28/2023
Carrier Corp. - Indianapolis | ICP Commercial | RAW037K* | RAW037K* |  |  | Voluntarily Certified | Single-package air conditioner | False | False | 35000 |  | 16 | 13.4 |  |  | True | 9 | 30 | 12 |  |  | False | Conventional | 10/05/2023 |  | 11/28/2023
Carrier Corp. - Indianapolis | Airquest | RAW049K* | RAW049K* |  |  | Voluntarily Certified | Single-package air conditioner | False | False | 46500 |  | 16 | 13.4 |  |  | True | 12 | 30 | 12 |  |  | False | Conventional | 10/05/2023 |  | 11/28/2023
Carrier Corp. - Indianapolis | Comfortmaker | RAW049K* | RAW049K* |  |  | Voluntarily Certified | Single-package air conditioner | False | False | 46500 |  | 16 | 13.4 |  |  | True | 12 | 30 | 12 |  |  | False | Conventional | 10/05/2023 |  | 11/28/2023
Carrier Corp. - Indianapolis | ICP Commercial | RAW049K* | RAW049K* |  |  | Voluntarily Certified | Single-package air conditioner | False | False | 46500 |  | 16 | 13.4 |  |  | True | 12 | 30 | 12 |  |  | False | Conventional | 10/05/2023 |  | 11/28/2023
Carrier Corp. - Indianapolis | Airquest | RAW061K* | RAW061K* |  |  | Voluntarily Certified | Single-package air conditioner | False | False | 59000 |  | 16.5 | 13.4 |  |  | True | 30 | 30 | 12 |  |  | False | Conventional | 10/05/2023 |  | 11/28/2023
Carrier Corp. - Indianapolis | Comfortmaker | RAW061K* | RAW061K* |  |  | Voluntarily Certified | Single-package air conditioner | False | False | 59000 |  | 16.5 | 13.4 |  |  | True | 30 | 30 | 12 |  |  | False | Conventional | 10/05/2023 |  | 11/28/2023
Carrier Corp. - Indianapolis | ICP Commercial | RAW061K* | RAW061K* |  |  | Voluntarily Certified | Single-package air conditioner | False | False | 59000 |  | 16.5 | 13.4 |  |  | True | 30 | 30 | 12 |  |  | False | Conventional | 10/05/2023 |  | 11/28/2023
Carrier Corp. - Indianapolis | Airquest | RGV037K* | RGV037K* |  |  | Voluntarily Certified | Single-package air conditioner | False | False | 34000 |  | 13.4 | 13.4 |  |  | True | 9 | 30 | 11.5 |  |  | False | Conventional | 10/05/2023 |  | 11/28/2023
Carrier Corp. - Indianapolis | Comfortmaker | RGV037K* | RGV037K* |  |  | Voluntarily Certified | Single-package air conditioner | False | False | 34000 |  | 13.4 | 13.4 |  |  | True | 9 | 30 | 11.5 |  |  | False | Conventional | 10/05/2023 |  | 11/28/2023
Carrier Corp. - Indianapolis | ICP Commercial | RGV037K* | RGV037K* |  |  | Voluntarily Certified | Single-package air conditioner | False | False | 34000 |  | 13.4 | 13.4 |  |  | True | 9 | 30 | 11.5 |  |  | False | Conventional | 10/05/2023 |  | 11/28/2023
Carrier Corp. - Indianapolis | Airquest | RGV049K* | RGV049K* |  |  | Voluntarily Certified | Single-package air conditioner | False | False | 48000 |  | 13.8 | 13.4 |  |  | True | 12 | 30 | 11.5 |  |  | False | Conventional | 10/05/2023 |  | 11/28/2023
Carrier Corp. - Indianapolis | Comfortmaker | RGV049K* | RGV049K* |  |  | Voluntarily Certified | Single-package air conditioner | False | False | 48000 |  | 13.8 | 13.4 |  |  | True | 12 | 30 | 11.5 |  |  | False | Conventional | 10/05/2023 |  | 11/28/2023
Carrier Corp. - Indianapolis | ICP Commercial | RGV049K* | RGV049K* |  |  | Voluntarily Certified | Single-package air conditioner | False | False | 48000 |  | 13.8 | 13.4 |  |  | True | 12 | 30 | 11.5 |  |  | False | Conventional | 10/05/2023 |  | 11/28/2023
Carrier Corp. - Indianapolis | Airquest | RGV061K* | RGV061K* |  |  | Voluntarily Certified | Single-package air conditioner | False | False | 58500 |  | 13.6 | 13.4 |  |  | True | 30 | 30 | 11.5 |  |  | False | Conventional | 10/05/2023 |  | 11/28/2023
Carrier Corp. - Indianapolis | Comfortmaker | RGV061K* | RGV061K* |  |  | Voluntarily Certified | Single-package air conditioner | False | False | 58500 |  | 13.6 | 13.4 |  |  | True | 30 | 30 | 11.5 |  |  | False | Conventional | 10/05/2023 |  | 11/28/2023
Carrier Corp. - Indianapolis | ICP Commercial | RGV061K* | RGV061K* |  |  | Voluntarily Certified | Single-package air conditioner | False | False | 58500 |  | 13.6 | 13.4 |  |  | True | 30 | 30 | 11.5 |  |  | False | Conventional | 10/05/2023 |  | 11/28/2023
Carrier Corp. - Indianapolis | Airquest | RGW037K* | RGW037K* |  |  | Voluntarily Certified | Single-package air conditioner | False | False | 35000 |  | 16 | 13.4 |  |  | True | 9 | 30 | 12 |  |  | False | Conventional | 10/05/2023 |  | 11/28/2023
Carrier Corp. - Indianapolis | Comfortmaker | RGW037K* | RGW037K* |  |  | Voluntarily Certified | Single-package air conditioner | False | False | 35000 |  | 16 | 13.4 |  |  | True | 9 | 30 | 12 |  |  | False | Conventional | 10/05/2023 |  | 11/28/2023
Carrier Corp. - Indianapolis | ICP Commercial | RGW037K* | RGW037K* |  |  | Voluntarily Certified | Single-package air conditioner | False | False | 35000 |  | 16 | 13.4 |  |  | True | 9 | 30 | 12 |  |  | False | Conventional | 10/05/2023 |  | 11/28/2023
Carrier Corp. - Indianapolis | Airquest | RGW049K* | RGW049K* |  |  | Voluntarily Certified | Single-package air conditioner | False | False | 46500 |  | 16 | 13.4 |  |  | True | 12 | 30 | 12 |  |  | False | Conventional | 10/05/2023 |  | 11/28/2023
Carrier Corp. - Indianapolis | Comfortmaker | RGW049K* | RGW049K* |  |  | Voluntarily Certified | Single-package air conditioner | False | False | 46500 |  | 16 | 13.4 |  |  | True | 12 | 30 | 12 |  |  | False | Conventional | 10/05/2023 |  | 11/28/2023
Carrier Corp. - Indianapolis | ICP Commercial | RGW049K* | RGW049K* |  |  | Voluntarily Certified | Single-package air conditioner | False | False | 46500 |  | 16 | 13.4 |  |  | True | 12 | 30 | 12 |  |  | False | Conventional | 10/05/2023 |  | 11/28/2023
Carrier Corp. - Indianapolis | Airquest | RGW061K* | RGW061K* |  |  | Voluntarily Certified | Single-package air conditioner | False | False | 59000 |  | 16.5 | 13.4 |  |  | True | 30 | 30 | 12 |  |  | False | Conventional | 10/05/2023 |  | 11/28/2023
Carrier Corp. - Indianapolis | Comfortmaker | RGW061K* | RGW061K* |  |  | Voluntarily Certified | Single-package air conditioner | False | False | 59000 |  | 16.5 | 13.4 |  |  | True | 30 | 30 | 12 |  |  | False | Conventional | 10/05/2023 |  | 11/28/2023
Carrier Corp. - Indianapolis | ICP Commercial | RGW061K* | RGW061K* |  |  | Voluntarily Certified | Single-package air conditioner | False | False | 59000 |  | 16.5 | 13.4 |  |  | True | 30 | 30 | 12 |  |  | False | Conventional | 10/05/2023 |  | 11/28/2023
Carrier Corp. - Indianapolis | Airquest | S4A5S18*K*WAA* | S4A5S18*K*WAA* | EA*4X19L17A*+TDR |  | Voluntarily Certified | Single-split-system air condit | False | False | 18000 |  | 14.3 | 13.4 |  |  | False | 30 | 30 | 12.5 |  | Coil-Only System | False | Conventional | 10/05/2023 |  | 11/28/2023
Carrier Corp. - Indianapolis | Comfortmaker | S4A5S18*K*WAA* | S4A5S18*K*WAA* | EA*4X19L17A*+TDR |  | Voluntarily Certified | Single-split-system air condit | False | False | 18000 |  | 14.3 | 13.4 |  |  | False | 30 | 30 | 12.5 |  | Coil-Only System | False | Conventional | 10/05/2023 |  | 11/28/2023
Carrier Corp. - Indianapolis | Kenmore | S4A5S18*K*WAA* | S4A5S18*K*WAA* | EA*4X19L17A*+TDR |  | Voluntarily Certified | Single-split-system air condit | False | False | 18000 |  | 14.3 | 13.4 |  |  | False | 30 | 30 | 12.5 |  | Coil-Only System | False | Conventional | 10/05/2023 |  | 11/28/2023
Carrier Corp. - Indianapolis | Airquest | S4A5S24*K*WAA* | S4A5S24*K*WAA* | EA*4X25L17A*+TDR |  | Voluntarily Certified | Single-split-system air condit | False | False | 23800 |  | 14.3 | 13.4 |  |  | False | 30 | 30 | 12.5 |  | Coil-Only System | False | Conventional | 10/05/2023 |  | 11/28/2023
Carrier Corp. - Indianapolis | Comfortmaker | S4A5S24*K*WAA* | S4A5S24*K*WAA* | EA*4X25L17A*+TDR |  | Voluntarily Certified | Single-split-system air condit | False | False | 23800 |  | 14.3 | 13.4 |  |  | False | 30 | 30 | 12.5 |  | Coil-Only System | False | Conventional | 10/05/2023 |  | 11/28/2023
Carrier Corp. - Indianapolis | Kenmore | S4A5S24*K*WAA* | S4A5S24*K*WAA* | EA*4X25L17A*+TDR |  | Voluntarily Certified | Single-split-system air condit | False | False | 23800 |  | 14.3 | 13.4 |  |  | False | 30 | 30 | 12.5 |  | Coil-Only System | False | Conventional | 10/05/2023 |  | 11/28/2023
Carrier Corp. - Indianapolis | Airquest | S4A5S30*K*WAA* | S4A5S30*K*WAA* | EA*4X37L21A*+TDR |  | Voluntarily Certified | Single-split-system air condit | False | False | 28400 |  | 14.3 | 13.4 |  |  | False | 30 | 30 | 12 |  | Coil-Only System | False | Conventional | 10/05/2023 |  | 11/28/2023
Carrier Corp. - Indianapolis | Comfortmaker | S4A5S30*K*WAA* | S4A5S30*K*WAA* | EA*4X37L21A*+TDR |  | Voluntarily Certified | Single-split-system air condit | False | False | 28400 |  | 14.3 | 13.4 |  |  | False | 30 | 30 | 12 |  | Coil-Only System | False | Conventional | 10/05/2023 |  | 11/28/2023
Carrier Corp. - Indianapolis | Kenmore | S4A5S30*K*WAA* | S4A5S30*K*WAA* | EA*4X37L21A*+TDR |  | Voluntarily Certified | Single-split-system air condit | False | False | 28400 |  | 14.3 | 13.4 |  |  | False | 30 | 30 | 12 |  | Coil-Only System | False | Conventional | 10/05/2023 |  | 11/28/2023
Carrier Corp. - Indianapolis | Airquest | S4A5S36*K*WAA* | S4A5S36*K*WAA* | EA*4X37L21A*+TDR |  | Voluntarily Certified | Single-split-system air condit | False | False | 35600 |  | 14.5 | 13.4 |  |  | False | 30 | 30 | 12.5 |  | Coil-Only System | False | Conventional | 10/05/2023 |  | 11/28/2023
Carrier Corp. - Indianapolis | Comfortmaker | S4A5S36*K*WAA* | S4A5S36*K*WAA* | EA*4X37L21A*+TDR |  | Voluntarily Certified | Single-split-system air condit | False | False | 35600 |  | 14.5 | 13.4 |  |  | False | 30 | 30 | 12.5 |  | Coil-Only System | False | Conventional | 10/05/2023 |  | 11/28/2023
Carrier Corp. - Indianapolis | Kenmore | S4A5S36*K*WAA* | S4A5S36*K*WAA* | EA*4X37L21A*+TDR |  | Voluntarily Certified | Single-split-system air condit | False | False | 35600 |  | 14.5 | 13.4 |  |  | False | 30 | 30 | 12.5 |  | Coil-Only System | False | Conventional | 10/05/2023 |  | 11/28/2023
Carrier Corp. - Indianapolis | Airquest | S4A5S48*K*WAA* | S4A5S48*K*WAA* | EA*4X61L24A*+TDR |  | Voluntarily Certified | Single-split-system air condit | False | False | 47500 |  | 14 | 13.4 |  |  | False | 30 | 30 | 12 |  | Coil-Only System | False | Conventional | 10/05/2023 |  | 11/28/2023
Carrier Corp. - Indianapolis | Comfortmaker | S4A5S48*K*WAA* | S4A5S48*K*WAA* | EA*4X61L24A*+TDR |  | Voluntarily Certified | Single-split-system air condit | False | False | 47500 |  | 14 | 13.4 |  |  | False | 30 | 30 | 12 |  | Coil-Only System | False | Conventional | 10/05/2023 |  | 11/28/2023
Carrier Corp. - Indianapolis | Kenmore | S4A5S48*K*WAA* | S4A5S48*K*WAA* | EA*4X61L24A*+TDR |  | Voluntarily Certified | Single-split-system air condit | False | False | 47500 |  | 14 | 13.4 |  |  | False | 30 | 30 | 12 |  | Coil-Only System | False | Conventional | 10/05/2023 |  | 11/28/2023
Carrier Corp. - Indianapolis | Airquest | S4A5S60*K*WAA* | S4A5S60*K*WAA* | EA*4X61L24A*+TDR |  | Voluntarily Certified | Single-split-system air condit | False | False | 57000 |  | 13.8 | 13.4 |  |  | False | 30 | 30 | 11.5 |  | Coil-Only System | False | Conventional | 10/05/2023 |  | 11/28/2023
Carrier Corp. - Indianapolis | Comfortmaker | S4A5S60*K*WAA* | S4A5S60*K*WAA* | EA*4X61L24A*+TDR |  | Voluntarily Certified | Single-split-system air condit | False | False | 57000 |  | 13.8 | 13.4 |  |  | False | 30 | 30 | 11.5 |  | Coil-Only System | False | Conventional | 10/05/2023 |  | 11/28/2023
Carrier Corp. - Indianapolis | Kenmore | S4A5S60*K*WAA* | S4A5S60*K*WAA* | EA*4X61L24A*+TDR |  | Voluntarily Certified | Single-split-system air condit | False | False | 57000 |  | 13.8 | 13.4 |  |  | False | 30 | 30 | 11.5 |  | Coil-Only System | False | Conventional | 10/05/2023 |  | 11/28/2023
Carrier Corp. - Indianapolis | Grandaire | W4A4S18*K*NAA* | W4A4S18*K*NAA* | WLA*194BA*+TDR |  | Voluntarily Certified | Single-split-system air condit | False | False | 18000 |  | 13.4 | 13.4 |  |  | False | 30 | 30 | 11.5 |  | Coil-Only System | False | Conventional | 10/05/2023 |  | 11/28/2023
Carrier Corp. - Indianapolis | Grandaire | W4A4S24*K*NAA* | W4A4S24*K*NAA* | WMSC24414XA*+TDR |  | Voluntarily Certified | Single-split-system air condit | False | False | 23200 |  | 13.4 | 13.4 |  |  | False | 30 | 30 | 11.5 |  | Coil-Only System | False | Conventional | 10/05/2023 |  | 11/28/2023
Carrier Corp. - Indianapolis | Grandaire | W4A4S30*K*NAA* | W4A4S30*K*NAA* | WLA*374CA*+TDR |  | Voluntarily Certified | Single-split-system air condit | False | False | 29400 |  | 14 | 13.4 |  |  | False | 30 | 30 | 11.5 |  | Coil-Only System | False | Conventional | 10/05/2023 |  | 11/28/2023
Carrier Corp. - Indianapolis | Grandaire | W4A4S36*K*NAA* | W4A4S36*K*NAA* | WMVC37421XA*+TDR |  | Voluntarily Certified | Single-split-system air condit | False | False | 33600 |  | 13.4 | 13.4 |  |  | False | 30 | 30 | 11.5 |  | Coil-Only System | False | Conventional | 10/05/2023 |  | 11/28/2023
Carrier Corp. - Indianapolis | Grandaire | W4A4S42*K*NAA* | W4A4S42*K*NAA* | WMVC42421XA*+TDR |  | Voluntarily Certified | Single-split-system air condit | False | False | 38500 |  | 13.4 | 13.4 |  |  | False | 30 | 30 | 11 |  | Coil-Only System | False | Conventional | 10/05/2023 |  | 11/28/2023
Carrier Corp. - Indianapolis | Grandaire | W4A4S48*K*NAA* | W4A4S48*K*NAA* | WLA*614DA*+TDR |  | Voluntarily Certified | Single-split-system air condit | False | False | 45000 |  | 13.4 | 13.4 |  |  | False | 30 | 30 | 11.5 |  | Coil-Only System | False | Conventional | 10/05/2023 |  | 11/28/2023
Carrier Corp. - Indianapolis | Grandaire | W4A4S60*K*NAA* | W4A4S60*K*NAA* | WMVC61424XA*+TDR |  | Voluntarily Certified | Single-split-system air condit | False | False | 55500 |  | 13.4 | 13.4 |  |  | False | 30 | 30 | 11 |  | Coil-Only System | False | Conventional | 10/05/2023 |  | 11/28/2023
Carrier Corp. - Indianapolis | Grandaire | W4A5S18*K*WAA* | W4A5S18*K*WAA* | WMSC24414XA*+TDR |  | Voluntarily Certified | Single-split-system air condit | False | False | 17900 |  | 14.3 | 13.4 |  |  | False | 30 | 30 | 11.7 |  | Coil-Only System | False | Conventional | 10/05/2023 |  | 11/28/2023
Carrier Corp. - Indianapolis | Grandaire | W4A5S24*K*WAA* | W4A5S24*K*WAA* | WMSC24414XA*+TDR |  | Voluntarily Certified | Single-split-system air condit | False | False | 22800 |  | 14.3 | 13.4 |  |  | False | 30 | 30 | 11.7 |  | Coil-Only System | False | Conventional | 10/05/2023 |  | 11/28/2023
Carrier Corp. - Indianapolis | Grandaire | W4A5S30*K*WAA* | W4A5S30*K*WAA* | WMVC30417XA*+TDR |  | Voluntarily Certified | Single-split-system air condit | False | False | 28800 |  | 14.3 | 13.4 |  |  | False | 30 | 30 | 11.7 |  | Coil-Only System | False | Conventional | 10/05/2023 |  | 11/28/2023
Carrier Corp. - Indianapolis | Grandaire | W4A5S36*K*WAA* | W4A5S36*K*WAA* | WMVC37421XA*+TDR |  | Voluntarily Certified | Single-split-system air condit | False | False | 34200 |  | 14.3 | 13.4 |  |  | False | 30 | 30 | 11.7 |  | Coil-Only System | False | Conventional | 10/05/2023 |  | 11/28/2023
Carrier Corp. - Indianapolis | Grandaire | W4A5S42*K*WAA* | W4A5S42*K*WAA* | WMVC48421XA*+TDR |  | Voluntarily Certified | Single-split-system air condit | False | False | 45000 |  | 13.8 | 13.4 |  |  | False | 30 | 30 | 11.2 |  | Coil-Only System | False | Conventional | 10/05/2023 |  | 11/28/2023
Carrier Corp. - Indianapolis | Grandaire | W4A5S43*K*WAA* | W4A5S43*K*WAA* | WLA*434CA*+TDR |  | Voluntarily Certified | Single-split-system air condit | False | False | 40000 |  | 14.3 | 13.4 |  |  | False | 30 | 30 | 12.5 |  | Coil-Only System | False | Conventional | 10/05/2023 |  | 11/28/2023
Carrier Corp. - Indianapolis | Grandaire | W4A5S48*K*WAA* | W4A5S48*K*WAA* | WMVC48421XA*+TDR |  | Voluntarily Certified | Single-split-system air condit | False | False | 46500 |  | 13.8 | 13.4 |  |  | False | 30 | 30 | 11.2 |  | Coil-Only System | False | Conventional | 10/05/2023 |  | 11/28/2023
Carrier Corp. - Indianapolis | Grandaire | W4A5S49*K*WAA* | W4A5S49*K*WAA* | WLA*604DA*+TDR |  | Voluntarily Certified | Single-split-system air condit | False | False | 46000 |  | 14.5 | 13.4 |  |  | False | 30 | 30 | 12.5 |  | Coil-Only System | False | Conventional | 10/05/2023 |  | 11/28/2023
Carrier Corp. - Indianapolis | Grandaire | W4A5S60*K*WAA* | W4A5S60*K*WAA* | WMVC61424XA*+TDR |  | Voluntarily Certified | Single-split-system air condit | False | False | 56500 |  | 13.8 | 13.4 |  |  | False | 30 | 30 | 11.2 |  | Coil-Only System | False | Conventional | 10/05/2023 |  | 11/28/2023
Carrier Corp. - Indianapolis | Grandaire | W4A5S61*K*WAA* | W4A5S61*K*WAA* | WMVC61424XA*+TDR |  | Voluntarily Certified | Single-split-system air condit | False | False | 55500 |  | 14.3 | 13.4 |  |  | False | 30 | 30 | 12 |  | Coil-Only System | False | Conventional | 10/05/2023 |  | 11/28/2023
Carrier Corp. - Indianapolis | Grandaire | W4A7T24*K*WAA* | W4A7T24*K*WAA* | WMVC25417XA*+TDR |  | Voluntarily Certified | Single-split-system air condit | False | False | 23400 |  | 14.3 | 13.4 |  |  | False | 30 | 30 | 11.7 |  | Coil-Only System | False | Conventional | 10/05/2023 |  | 11/28/2023
Carrier Corp. - Indianapolis | Grandaire | W4A7T36*K*WAA* | W4A7T36*K*WAA* | WMVC37421XA*+TDR |  | Voluntarily Certified | Single-split-system air condit | False | False | 35000 |  | 14.3 | 13.4 |  |  | False | 30 | 30 | 12 |  | Coil-Only System | False | Conventional | 10/05/2023 |  | 11/28/2023
Carrier Corp. - Indianapolis | Grandaire | W4A7T48*K*WAA* | W4A7T48*K*WAA* | WMVC49424XA*+TDR |  | Voluntarily Certified | Single-split-system air condit | False | False | 47000 |  | 13.8 | 13.4 |  |  | False | 30 | 30 | 12 |  | Coil-Only System | False | Conventional | 10/05/2023 |  | 11/28/2023
Carrier Corp. - Indianapolis | Grandaire | W4A7T60*K*WAA* | W4A7T60*K*WAA* | WMVC61424XA*+TDR |  | Voluntarily Certified | Single-split-system air condit | False | False | 57500 |  | 13.8 | 13.4 |  |  | False | 30 | 30 | 11.5 |  | Coil-Only System | False | Conventional | 10/05/2023 |  | 11/28/2023
Carrier Corp. - Indianapolis | Grandaire | WCA6604GKB** | WCA6604GKB** | WLNC614DA*+TDR |  | Voluntarily Certified | Single-split-system air condit | False | False | 57500 |  | 13.8 | 13.4 |  |  | False | 30 | 30 | 11.2 |  | Coil-Only System | False | Conventional | 10/05/2023 |  | 11/28/2023
Carrier Corp. - Indianapolis | Grandaire | WJA424***K***K* | WJA424***K***K* |  |  | Voluntarily Certified | Single-package air conditioner | False | False | 23200 |  | 13.4 | 13.4 |  |  | False | 30 | 30 | 10.6 |  |  | False | Conventional | 10/05/2023 |  | 11/28/2023
Carrier Corp. - Indianapolis | Grandaire | WJA430***K***K* | WJA430***K***K* |  |  | Voluntarily Certified | Single-package air conditioner | False | False | 28000 |  | 13.4 | 13.4 |  |  | False | 30 | 30 | 10.6 |  |  | False | Conventional | 10/05/2023 |  | 11/28/2023
Carrier Corp. - Indianapolis | Grandaire | WJA436***K***K* | WJA436***K***K* |  |  | Voluntarily Certified | Single-package air conditioner | False | False | 33600 |  | 13.4 | 13.4 |  |  | False | 30 | 30 | 10.6 |  |  | False | Conventional | 10/05/2023 |  | 11/28/2023
Carrier Corp. - Indianapolis | Grandaire | WJA442***K***K* | WJA442***K***K* |  |  | Voluntarily Certified | Single-package air conditioner | False | False | 40500 |  | 13.4 | 13.4 |  |  | False | 30 | 30 | 10.6 |  |  | False | Conventional | 10/05/2023 |  | 11/28/2023
Carrier Corp. - Indianapolis | Grandaire | WJA448***K***K* | WJA448***K***K* |  |  | Voluntarily Certified | Single-package air conditioner | False | False | 45500 |  | 13.4 | 13.4 |  |  | False | 30 | 30 | 10.6 |  |  | False | Conventional | 10/05/2023 |  | 11/28/2023
Carrier Corp. - Indianapolis | Grandaire | WJA460***K***K* | WJA460***K***K* |  |  | Voluntarily Certified | Single-package air conditioner | False | False | 53500 |  | 13.4 | 13.4 |  |  | False | 30 | 30 | 10.6 |  |  | False | Conventional | 10/05/2023 |  | 11/28/2023
Carrier Corp. - Indianapolis | Grandaire | WPA4244000RKK* | WPA4244000RKK* |  |  | Voluntarily Certified | Single-package air conditioner | False | False | 22800 |  | 13.4 | 13.4 |  |  | False | 30 | 30 | 11.05 |  |  | False | Conventional | 10/05/2023 |  | 11/28/2023
Carrier Corp. - Indianapolis | Grandaire | WPA4304000RKK* | WPA4304000RKK* |  |  | Voluntarily Certified | Single-package air conditioner | False | False | 28000 |  | 13.4 | 13.4 |  |  | False | 30 | 30 | 11.05 |  |  | False | Conventional | 10/05/2023 |  | 11/28/2023
Carrier Corp. - Indianapolis | Grandaire | WPA4364000RKK* | WPA4364000RKK* |  |  | Voluntarily Certified | Single-package air conditioner | False | False | 33800 |  | 13.4 | 13.4 |  |  | False | 30 | 30 | 11.05 |  |  | False | Conventional | 10/05/2023 |  | 11/28/2023
Carrier Corp. - Indianapolis | Grandaire | WPA4424000RKK* | WPA4424000RKK* |  |  | Voluntarily Certified | Single-package air conditioner | False | False | 39000 |  | 13.4 | 13.4 |  |  | False | 30 | 30 | 11.05 |  |  | False | Conventional | 10/05/2023 |  | 11/28/2023
Carrier Corp. - Indianapolis | Grandaire | WPA4484000RKK* | WPA4484000RKK* |  |  | Voluntarily Certified | Single-package air conditioner | False | False | 47000 |  | 13.4 | 13.4 |  |  | False | 30 | 30 | 11.05 |  |  | False | Conventional | 10/05/2023 |  | 11/28/2023
Carrier Corp. - Indianapolis | Grandaire | WPA4604000RKK* | WPA4604000RKK* |  |  | Voluntarily Certified | Single-package air conditioner | False | False | 56000 |  | 13.4 | 13.4 |  |  | False | 30 | 30 | 11.05 |  |  | False | Conventional | 10/05/2023 |  | 11/28/2023
Carrier Corp. - Indianapolis | Grandaire | WPG4244****KK* | WPG4244****KK* |  |  | Voluntarily Certified | Single-package air conditioner | False | False | 22800 |  | 13.4 | 13.4 |  |  | False | 30 | 30 | 11.05 |  |  | False | Conventional | 10/05/2023 |  | 11/28/2023
Carrier Corp. - Indianapolis | Grandaire | WPG4304****KK* | WPG4304****KK* |  |  | Voluntarily Certified | Single-package air conditioner | False | False | 28000 |  | 13.4 | 13.4 |  |  | False | 30 | 30 | 11.05 |  |  | False | Conventional | 10/05/2023 |  | 11/28/2023
Carrier Corp. - Indianapolis | Grandaire | WPG4364****KK* | WPG4364****KK* |  |  | Voluntarily Certified | Single-package air conditioner | False | False | 33800 |  | 13.4 | 13.4 |  |  | False | 30 | 30 | 11.05 |  |  | False | Conventional | 10/05/2023 |  | 11/28/2023
Carrier Corp. - Indianapolis | Grandaire | WPG4424****KK* | WPG4424****KK* |  |  | Voluntarily Certified | Single-package air conditioner | False | False | 39000 |  | 13.4 | 13.4 |  |  | False | 30 | 30 | 11.05 |  |  | False | Conventional | 10/05/2023 |  | 11/28/2023
Carrier Corp. - Indianapolis | Grandaire | WPG4484****KK* | WPG4484****KK* |  |  | Voluntarily Certified | Single-package air conditioner | False | False | 47000 |  | 13.4 | 13.4 |  |  | False | 30 | 30 | 11.05 |  |  | False | Conventional | 10/05/2023 |  | 11/28/2023
Carrier Corp. - Indianapolis | Grandaire | WPG4604****KK* | WPG4604****KK* |  |  | Voluntarily Certified | Single-package air conditioner | False | False | 56000 |  | 13.4 | 13.4 |  |  | False | 30 | 30 | 11.05 |  |  | False | Conventional | 10/05/2023 |  | 11/28/2023
Carrier Corp. - Indianapolis | BROCK | PA4SAN430**NA* | PA4SAN430**NA* | CAP**3721AL*+TDR |  | Voluntarily Certified | Single-split-system air condit | False | False | 29400 |  | 14 | 13.4 |  |  | False | 30 | 30 | 11.5 |  | Coil-Only System | False | Conventional | 11/28/2023 |  | 11/28/2023
Carrier Corp. - Indianapolis | BROCK | PA4SAN436**NA* | PA4SAN436**NA* | CVPVA3721XMC*+TDR |  | Voluntarily Certified | Single-split-system air condit | False | False | 33600 |  | 13.4 | 13.4 |  |  | False | 30 | 30 | 11.5 |  | Coil-Only System | False | Conventional | 11/28/2023 |  | 11/28/2023
Carrier Corp. - Indianapolis | BROCK | PA4SAN442**NA* | PA4SAN442**NA* | CVPVA4221XMC*+TDR |  | Voluntarily Certified | Single-split-system air condit | False | False | 38500 |  | 13.4 | 13.4 |  |  | False | 30 | 30 | 11 |  | Coil-Only System | False | Conventional | 11/28/2023 |  | 11/28/2023
Carrier Corp. - Indianapolis | BROCK | PA4SAN448**NA* | PA4SAN448**NA* | CAP**6124AL*+TDR |  | Voluntarily Certified | Single-split-system air condit | False | False | 45000 |  | 13.4 | 13.4 |  |  | False | 30 | 30 | 11.5 |  | Coil-Only System | False | Conventional | 11/28/2023 |  | 11/28/2023
Carrier Corp. - Indianapolis | BROCK | PA4SAN460**NA* | PA4SAN460**NA* | CVPVA6124XMC*+TDR |  | Voluntarily Certified | Single-split-system air condit | False | False | 55500 |  | 13.4 | 13.4 |  |  | False | 30 | 30 | 11 |  | Coil-Only System | False | Conventional | 11/28/2023 |  | 11/28/2023
Carrier Corp. - Indianapolis | BROCK | PA4ZNK024***3*** | PA4ZNK024***3*** |  |  | Voluntarily Certified | Single-package air conditioner | False | False | 23200 |  | 13.4 | 13.4 |  |  | False | 30 | 30 | 10.6 |  |  | False | Conventional | 11/28/2023 |  | 11/28/2023
Carrier Corp. - Indianapolis | BROCK | PA4ZNK030***3*** | PA4ZNK030***3*** |  |  | Voluntarily Certified | Single-package air conditioner | False | False | 28000 |  | 13.4 | 13.4 |  |  | False | 30 | 30 | 10.6 |  |  | False | Conventional | 11/28/2023 |  | 11/28/2023
Carrier Corp. - Indianapolis | BROCK | PA4ZNK036***3*** | PA4ZNK036***3*** |  |  | Voluntarily Certified | Single-package air conditioner | False | False | 33600 |  | 13.4 | 13.4 |  |  | False | 30 | 30 | 10.6 |  |  | False | Conventional | 11/28/2023 |  | 11/28/2023
Carrier Corp. - Indianapolis | BROCK | PA4ZNK042***3*** | PA4ZNK042***3*** |  |  | Voluntarily Certified | Single-package air conditioner | False | False | 40500 |  | 13.4 | 13.4 |  |  | False | 30 | 30 | 10.6 |  |  | False | Conventional | 11/28/2023 |  | 11/28/2023
Carrier Corp. - Indianapolis | BROCK | PA4ZNK048***3*** | PA4ZNK048***3*** |  |  | Voluntarily Certified | Single-package air conditioner | False | False | 45500 |  | 13.4 | 13.4 |  |  | False | 30 | 30 | 10.6 |  |  | False | Conventional | 11/28/2023 |  | 11/28/2023
Carrier Corp. - Indianapolis | BROCK | PA4ZNK060***3*** | PA4ZNK060***3*** |  |  | Voluntarily Certified | Single-package air conditioner | False | False | 53500 |  | 13.4 | 13.4 |  |  | False | 30 | 30 | 10.6 |  |  | False | Conventional | 11/28/2023 |  | 11/28/2023
Carrier Corp. - Indianapolis | BROCK | PA5SAN418**WA* | PA5SAN418**WA* | CSPVA2414XMC*+TDR |  | Voluntarily Certified | Single-split-system air condit | False | False | 17900 |  | 14.3 | 13.4 |  |  | False | 30 | 30 | 11.7 |  | Coil-Only System | False | Conventional | 11/28/2023 |  | 11/28/2023
Carrier Corp. - Indianapolis | BROCK | PA5SAN424**WA* | PA5SAN424**WA* | CSPVA2414XMC*+TDR |  | Voluntarily Certified | Single-split-system air condit | False | False | 22800 |  | 14.3 | 13.4 |  |  | False | 30 | 30 | 11.7 |  | Coil-Only System | False | Conventional | 11/28/2023 |  | 11/28/2023
Carrier Corp. - Indianapolis | BROCK | PA5SAN430**WA* | PA5SAN430**WA* | CVPVA3017XMC*+TDR |  | Voluntarily Certified | Single-split-system air condit | False | False | 28800 |  | 14.3 | 13.4 |  |  | False | 30 | 30 | 11.7 |  | Coil-Only System | False | Conventional | 11/28/2023 |  | 11/28/2023
Carrier Corp. - Indianapolis | BROCK | PA5SAN436**WA* | PA5SAN436**WA* | CVPVA3721XMC*+TDR |  | Voluntarily Certified | Single-split-system air condit | False | False | 34200 |  | 14.3 | 13.4 |  |  | False | 30 | 30 | 11.7 |  | Coil-Only System | False | Conventional | 10/05/2023 |  | 11/28/2023
Carrier Corp. - Indianapolis | BROCK | PA5SAN442**WA* | PA5SAN442**WA* | CVPVA4821XMC*+TDR |  | Voluntarily Certified | Single-split-system air condit | False | False | 45000 |  | 13.8 | 13.4 |  |  | False | 30 | 30 | 11.2 |  | Coil-Only System | False | Conventional | 10/05/2023 |  | 11/28/2023
Carrier Corp. - Indianapolis | BROCK | PA5SAN443**WA* | PA5SAN443**WA* | CAP**4321AL*+TDR |  | Voluntarily Certified | Single-split-system air condit | False | False | 40000 |  | 14.3 | 13.4 |  |  | False | 30 | 30 | 12.5 |  | Coil-Only System | False | Conventional | 10/05/2023 |  | 11/28/2023
Carrier Corp. - Indianapolis | BROCK | PA5SAN448**WA* | PA5SAN448**WA* | CVPVA4821XMC*+TDR |  | Voluntarily Certified | Single-split-system air condit | False | False | 46500 |  | 13.8 | 13.4 |  |  | False | 30 | 30 | 11.2 |  | Coil-Only System | False | Conventional | 10/05/2023 |  | 11/28/2023
Carrier Corp. - Indianapolis | BROCK | PA5SAN449**WA* | PA5SAN449**WA* | CAP**6024AL*+TDR |  | Voluntarily Certified | Single-split-system air condit | False | False | 46000 |  | 14.5 | 13.4 |  |  | False | 30 | 30 | 12.5 |  | Coil-Only System | False | Conventional | 10/05/2023 |  | 11/28/2023
Carrier Corp. - Indianapolis | BROCK | PA5SAN460**WA* | PA5SAN460**WA* | CVPVA6124XMC*+TDR |  | Voluntarily Certified | Single-split-system air condit | False | False | 56500 |  | 13.8 | 13.4 |  |  | False | 30 | 30 | 11.2 |  | Coil-Only System | False | Conventional | 10/05/2023 |  | 11/28/2023
Carrier Corp. - Indianapolis | BROCK | PA5SAN461**WA* | PA5SAN461**WA* | CVPVA6124XMC*+TDR |  | Voluntarily Certified | Single-split-system air condit | False | False | 55500 |  | 14.3 | 13.4 |  |  | False | 30 | 30 | 12 |  | Coil-Only System | False | Conventional | 10/05/2023 |  | 11/28/2023
Carrier Corp. - Indianapolis | BROCK | PA7TAN424**WA* | PA7TAN424**WA* | CVPVA2517XMC*+TDR |  | Voluntarily Certified | Single-split-system air condit | False | False | 23400 |  | 14.3 | 13.4 |  |  | False | 30 | 30 | 11.7 |  | Coil-Only System | False | Conventional | 10/05/2023 |  | 11/28/2023
Carrier Corp. - Indianapolis | BROCK | PA7TAN436**WA* | PA7TAN436**WA* | CVPVA3721XMC*+TDR |  | Voluntarily Certified | Single-split-system air condit | False | False | 35000 |  | 14.3 | 13.4 |  |  | False | 30 | 30 | 12 |  | Coil-Only System | False | Conventional | 10/05/2023 |  | 11/28/2023
Carrier Corp. - Indianapolis | BROCK | PA7TAN448**WA* | PA7TAN448**WA* | CVPVA4924XMC*+TDR |  | Voluntarily Certified | Single-split-system air condit | False | False | 47000 |  | 13.8 | 13.4 |  |  | False | 30 | 30 | 12 |  | Coil-Only System | False | Conventional | 10/05/2023 |  | 11/28/2023
Carrier Corp. - Indianapolis | BROCK | PA7TAN460**WA* | PA7TAN460**WA* | CVPVA6124XMC*+TDR |  | Voluntarily Certified | Single-split-system air condit | False | False | 57500 |  | 13.8 | 13.4 |  |  | False | 30 | 30 | 11.5 |  | Coil-Only System | False | Conventional | 10/05/2023 |  | 11/28/2023
Carrier Corp. - Indianapolis | Airquest | PAD424000K***K1 | PAD424000K***K1 |  |  | Voluntarily Certified | Single-package air conditioner | False | False | 22800 |  | 13.4 | 13.4 |  |  | False | 30 | 30 | 11.05 |  |  | False | Conventional | 10/05/2023 |  | 11/28/2023
Carrier Corp. - Indianapolis | Comfortmaker | PAD424000K***K1 | PAD424000K***K1 |  |  | Voluntarily Certified | Single-package air conditioner | False | False | 22800 |  | 13.4 | 13.4 |  |  | False | 30 | 30 | 11.05 |  |  | False | Conventional | 10/05/2023 |  | 11/28/2023
Carrier Corp. - Indianapolis | ICP Commercial | PAD424000K***K1 | PAD424000K***K1 |  |  | Voluntarily Certified | Single-package air conditioner | False | False | 22800 |  | 13.4 | 13.4 |  |  | False | 30 | 30 | 11.05 |  |  | False | Conventional | 10/05/2023 |  | 11/28/2023
Carrier Corp. - Indianapolis | Kenmore | PAD424000K***K1 | PAD424000K***K1 |  |  | Voluntarily Certified | Single-package air conditioner | False | False | 22800 |  | 13.4 | 13.4 |  |  | False | 30 | 30 | 11.05 |  |  | False | Conventional | 10/05/2023 |  | 11/28/2023
Carrier Corp. - Indianapolis | Airquest | PAD430000K***K1 | PAD430000K***K1 |  |  | Voluntarily Certified | Single-package air conditioner | False | False | 28000 |  | 13.4 | 13.4 |  |  | False | 30 | 30 | 11.05 |  |  | False | Conventional | 10/05/2023 |  | 11/28/2023
Carrier Corp. - Indianapolis | Comfortmaker | PAD430000K***K1 | PAD430000K***K1 |  |  | Voluntarily Certified | Single-package air conditioner | False | False | 28000 |  | 13.4 | 13.4 |  |  | False | 30 | 30 | 11.05 |  |  | False | Conventional | 10/05/2023 |  | 11/28/2023
Carrier Corp. - Indianapolis | ICP Commercial | PAD430000K***K1 | PAD430000K***K1 |  |  | Voluntarily Certified | Single-package air conditioner | False | False | 28000 |  | 13.4 | 13.4 |  |  | False | 30 | 30 | 11.05 |  |  | False | Conventional | 10/05/2023 |  | 11/28/2023
Carrier Corp. - Indianapolis | Kenmore | PAD430000K***K1 | PAD430000K***K1 |  |  | Voluntarily Certified | Single-package air conditioner | False | False | 28000 |  | 13.4 | 13.4 |  |  | False | 30 | 30 | 11.05 |  |  | False | Conventional | 10/05/2023 |  | 11/28/2023
Carrier Corp. - Indianapolis | Airquest | PAD436000K***K1 | PAD436000K***K1 |  |  | Voluntarily Certified | Single-package air conditioner | False | False | 33800 |  | 13.4 | 13.4 |  |  | False | 30 | 30 | 11.05 |  |  | False | Conventional | 10/05/2023 |  | 11/28/2023
Carrier Corp. - Indianapolis | Comfortmaker | PAD436000K***K1 | PAD436000K***K1 |  |  | Voluntarily Certified | Single-package air conditioner | False | False | 33800 |  | 13.4 | 13.4 |  |  | False | 30 | 30 | 11.05 |  |  | False | Conventional | 10/05/2023 |  | 11/28/2023
Carrier Corp. - Indianapolis | ICP Commercial | PAD436000K***K1 | PAD436000K***K1 |  |  | Voluntarily Certified | Single-package air conditioner | False | False | 33800 |  | 13.4 | 13.4 |  |  | False | 30 | 30 | 11.05 |  |  | False | Conventional | 10/05/2023 |  | 11/28/2023
Carrier Corp. - Indianapolis | Kenmore | PAD436000K***K1 | PAD436000K***K1 |  |  | Voluntarily Certified | Single-package air conditioner | False | False | 33800 |  | 13.4 | 13.4 |  |  | False | 30 | 30 | 11.05 |  |  | False | Conventional | 10/05/2023 |  | 11/28/2023
Carrier Corp. - Indianapolis | Airquest | PAD442000K***K1 | PAD442000K***K1 |  |  | Voluntarily Certified | Single-package air conditioner | False | False | 39000 |  | 13.4 | 13.4 |  |  | False | 30 | 30 | 11.05 |  |  | False | Conventional | 10/05/2023 |  | 11/28/2023
Carrier Corp. - Indianapolis | Comfortmaker | PAD442000K***K1 | PAD442000K***K1 |  |  | Voluntarily Certified | Single-package air conditioner | False | False | 39000 |  | 13.4 | 13.4 |  |  | False | 30 | 30 | 11.05 |  |  | False | Conventional | 10/05/2023 |  | 11/28/2023
Carrier Corp. - Indianapolis | ICP Commercial | PAD442000K***K1 | PAD442000K***K1 |  |  | Voluntarily Certified | Single-package air conditioner | False | False | 39000 |  | 13.4 | 13.4 |  |  | False | 30 | 30 | 11.05 |  |  | False | Conventional | 10/05/2023 |  | 11/28/2023
Carrier Corp. - Indianapolis | Kenmore | PAD442000K***K1 | PAD442000K***K1 |  |  | Voluntarily Certified | Single-package air conditioner | False | False | 39000 |  | 13.4 | 13.4 |  |  | False | 30 | 30 | 11.05 |  |  | False | Conventional | 10/05/2023 |  | 11/28/2023
Carrier Corp. - Indianapolis | Airquest | PAD448000K***K1 | PAD448000K***K1 |  |  | Voluntarily Certified | Single-package air conditioner | False | False | 47000 |  | 13.4 | 13.4 |  |  | False | 30 | 30 | 11.05 |  |  | False | Conventional | 10/05/2023 |  | 11/28/2023
Carrier Corp. - Indianapolis | Comfortmaker | PAD448000K***K1 | PAD448000K***K1 |  |  | Voluntarily Certified | Single-package air conditioner | False | False | 47000 |  | 13.4 | 13.4 |  |  | False | 30 | 30 | 11.05 |  |  | False | Conventional | 10/05/2023 |  | 11/28/2023
Carrier Corp. - Indianapolis | ICP Commercial | PAD448000K***K1 | PAD448000K***K1 |  |  | Voluntarily Certified | Single-package air conditioner | False | False | 47000 |  | 13.4 | 13.4 |  |  | False | 30 | 30 | 11.05 |  |  | False | Conventional | 10/05/2023 |  | 11/28/2023
Carrier Corp. - Indianapolis | Kenmore | PAD448000K***K1 | PAD448000K***K1 |  |  | Voluntarily Certified | Single-package air conditioner | False | False | 47000 |  | 13.4 | 13.4 |  |  | False | 30 | 30 | 11.05 |  |  | False | Conventional | 10/05/2023 |  | 11/28/2023
Carrier Corp. - Indianapolis | Airquest | PAD460000K***K1 | PAD460000K***K1 |  |  | Voluntarily Certified | Single-package air conditioner | False | False | 56000 |  | 13.4 | 13.4 |  |  | False | 30 | 30 | 11.05 |  |  | False | Conventional | 10/05/2023 |  | 11/28/2023
Carrier Corp. - Indianapolis | Comfortmaker | PAD460000K***K1 | PAD460000K***K1 |  |  | Voluntarily Certified | Single-package air conditioner | False | False | 56000 |  | 13.4 | 13.4 |  |  | False | 30 | 30 | 11.05 |  |  | False | Conventional | 10/05/2023 |  | 11/28/2023
Carrier Corp. - Indianapolis | ICP Commercial | PAD460000K***K1 | PAD460000K***K1 |  |  | Voluntarily Certified | Single-package air conditioner | False | False | 56000 |  | 13.4 | 13.4 |  |  | False | 30 | 30 | 11.05 |  |  | False | Conventional | 10/05/2023 |  | 11/28/2023
Carrier Corp. - Indianapolis | Kenmore | PAD460000K***K1 | PAD460000K***K1 |  |  | Voluntarily Certified | Single-package air conditioner | False | False | 56000 |  | 13.4 | 13.4 |  |  | False | 30 | 30 | 11.05 |  |  | False | Conventional | 10/05/2023 |  | 11/28/2023
Carrier Corp. - Indianapolis | Airquest | PAJ424***K***K* | PAJ424***K***K* |  |  | Voluntarily Certified | Single-package air conditioner | False | False | 23200 |  | 13.4 | 13.4 |  |  | False | 30 | 30 | 10.6 |  |  | False | Conventional | 10/05/2023 |  | 11/28/2023
Carrier Corp. - Indianapolis | Comfortmaker | PAJ424***K***K* | PAJ424***K***K* |  |  | Voluntarily Certified | Single-package air conditioner | False | False | 23200 |  | 13.4 | 13.4 |  |  | False | 30 | 30 | 10.6 |  |  | False | Conventional | 10/05/2023 |  | 11/28/2023
Carrier Corp. - Indianapolis | ICP Commercial | PAJ424***K***K* | PAJ424***K***K* |  |  | Voluntarily Certified | Single-package air conditioner | False | False | 23200 |  | 13.4 | 13.4 |  |  | False | 30 | 30 | 10.6 |  |  | False | Conventional | 10/05/2023 |  | 11/28/2023
Carrier Corp. - Indianapolis | Kenmore | PAJ424***K***K* | PAJ424***K***K* |  |  | Voluntarily Certified | Single-package air conditioner | False | False | 23200 |  | 13.4 | 13.4 |  |  | False | 30 | 30 | 10.6 |  |  | False | Conventional | 10/05/2023 |  | 11/28/2023
Carrier Corp. - Indianapolis | SMART COMFORT | PAJ424***K***K* | PAJ424***K***K* |  |  | Voluntarily Certified | Single-package air conditioner | False | False | 23200 |  | 13.4 | 13.4 |  |  | False | 30 | 30 | 10.6 |  |  | False | Conventional | 10/05/2023 |  | 11/28/2023
Carrier Corp. - Indianapolis | Airquest | PAJ430***K***K* | PAJ430***K***K* |  |  | Voluntarily Certified | Single-package air conditioner | False | False | 28000 |  | 13.4 | 13.4 |  |  | False | 30 | 30 | 10.6 |  |  | False | Conventional | 10/05/2023 |  | 11/28/2023
Carrier Corp. - Indianapolis | Comfortmaker | PAJ430***K***K* | PAJ430***K***K* |  |  | Voluntarily Certified | Single-package air conditioner | False | False | 28000 |  | 13.4 | 13.4 |  |  | False | 30 | 30 | 10.6 |  |  | False | Conventional | 10/05/2023 |  | 11/28/2023
Carrier Corp. - Indianapolis | ICP Commercial | PAJ430***K***K* | PAJ430***K***K* |  |  | Voluntarily Certified | Single-package air conditioner | False | False | 28000 |  | 13.4 | 13.4 |  |  | False | 30 | 30 | 10.6 |  |  | False | Conventional | 10/05/2023 |  | 11/28/2023
Carrier Corp. - Indianapolis | Kenmore | PAJ430***K***K* | PAJ430***K***K* |  |  | Voluntarily Certified | Single-package air conditioner | False | False | 28000 |  | 13.4 | 13.4 |  |  | False | 30 | 30 | 10.6 |  |  | False | Conventional | 10/05/2023 |  | 11/28/2023
Carrier Corp. - Indianapolis | SMART COMFORT | PAJ430***K***K* | PAJ430***K***K* |  |  | Voluntarily Certified | Single-package air conditioner | False | False | 28000 |  | 13.4 | 13.4 |  |  | False | 30 | 30 | 10.6 |  |  | False | Conventional | 10/05/2023 |  | 11/28/2023
Carrier Corp. - Indianapolis | Airquest | PAJ436***K***K* | PAJ436***K***K* |  |  | Voluntarily Certified | Single-package air conditioner | False | False | 33600 |  | 13.4 | 13.4 |  |  | False | 30 | 30 | 10.6 |  |  | False | Conventional | 10/05/2023 |  | 11/28/2023
Carrier Corp. - Indianapolis | Comfortmaker | PAJ436***K***K* | PAJ436***K***K* |  |  | Voluntarily Certified | Single-package air conditioner | False | False | 33600 |  | 13.4 | 13.4 |  |  | False | 30 | 30 | 10.6 |  |  | False | Conventional | 10/05/2023 |  | 11/28/2023
Carrier Corp. - Indianapolis | ICP Commercial | PAJ436***K***K* | PAJ436***K***K* |  |  | Voluntarily Certified | Single-package air conditioner | False | False | 33600 |  | 13.4 | 13.4 |  |  | False | 30 | 30 | 10.6 |  |  | False | Conventional | 10/05/2023 |  | 11/28/2023
Carrier Corp. - Indianapolis | Kenmore | PAJ436***K***K* | PAJ436***K***K* |  |  | Voluntarily Certified | Single-package air conditioner | False | False | 33600 |  | 13.4 | 13.4 |  |  | False | 30 | 30 | 10.6 |  |  | False | Conventional | 10/05/2023 |  | 11/28/2023
Carrier Corp. - Indianapolis | SMART COMFORT | PAJ436***K***K* | PAJ436***K***K* |  |  | Voluntarily Certified | Single-package air conditioner | False | False | 33600 |  | 13.4 | 13.4 |  |  | False | 30 | 30 | 10.6 |  |  | False | Conventional | 10/05/2023 |  | 11/28/2023
Carrier Corp. - Indianapolis | Airquest | PAJ442***K***K* | PAJ442***K***K* |  |  | Voluntarily Certified | Single-package air conditioner | False | False | 40500 |  | 13.4 | 13.4 |  |  | False | 30 | 30 | 10.6 |  |  | False | Conventional | 10/05/2023 |  | 11/28/2023
Carrier Corp. - Indianapolis | Comfortmaker | PAJ442***K***K* | PAJ442***K***K* |  |  | Voluntarily Certified | Single-package air conditioner | False | False | 40500 |  | 13.4 | 13.4 |  |  | False | 30 | 30 | 10.6 |  |  | False | Conventional | 10/05/2023 |  | 11/28/2023
Carrier Corp. - Indianapolis | ICP Commercial | PAJ442***K***K* | PAJ442***K***K* |  |  | Voluntarily Certified | Single-package air conditioner | False | False | 40500 |  | 13.4 | 13.4 |  |  | False | 30 | 30 | 10.6 |  |  | False | Conventional | 10/05/2023 |  | 11/28/2023
Carrier Corp. - Indianapolis | Kenmore | PAJ442***K***K* | PAJ442***K***K* |  |  | Voluntarily Certified | Single-package air conditioner | False | False | 40500 |  | 13.4 | 13.4 |  |  | False | 30 | 30 | 10.6 |  |  | False | Conventional | 10/05/2023 |  | 11/28/2023
Carrier Corp. - Indianapolis | SMART COMFORT | PAJ442***K***K* | PAJ442***K***K* |  |  | Voluntarily Certified | Single-package air conditioner | False | False | 40500 |  | 13.4 | 13.4 |  |  | False | 30 | 30 | 10.6 |  |  | False | Conventional | 10/05/2023 |  | 11/28/2023
Carrier Corp. - Indianapolis | Airquest | PAJ448***K***K* | PAJ448***K***K* |  |  | Voluntarily Certified | Single-package air conditioner | False | False | 45500 |  | 13.4 | 13.4 |  |  | False | 30 | 30 | 10.6 |  |  | False | Conventional | 10/05/2023 |  | 11/28/2023
Carrier Corp. - Indianapolis | Comfortmaker | PAJ448***K***K* | PAJ448***K***K* |  |  | Voluntarily Certified | Single-package air conditioner | False | False | 45500 |  | 13.4 | 13.4 |  |  | False | 30 | 30 | 10.6 |  |  | False | Conventional | 10/05/2023 |  | 11/28/2023
Carrier Corp. - Indianapolis | ICP Commercial | PAJ448***K***K* | PAJ448***K***K* |  |  | Voluntarily Certified | Single-package air conditioner | False | False | 45500 |  | 13.4 | 13.4 |  |  | False | 30 | 30 | 10.6 |  |  | False | Conventional | 10/05/2023 |  | 11/28/2023
Carrier Corp. - Indianapolis | Kenmore | PAJ448***K***K* | PAJ448***K***K* |  |  | Voluntarily Certified | Single-package air conditioner | False | False | 45500 |  | 13.4 | 13.4 |  |  | False | 30 | 30 | 10.6 |  |  | False | Conventional | 10/05/2023 |  | 11/28/2023
Carrier Corp. - Indianapolis | SMART COMFORT | PAJ448***K***K* | PAJ448***K***K* |  |  | Voluntarily Certified | Single-package air conditioner | False | False | 45500 |  | 13.4 | 13.4 |  |  | False | 30 | 30 | 10.6 |  |  | False | Conventional | 10/05/2023 |  | 11/28/2023
Carrier Corp. - Indianapolis | Airquest | PAJ460***K***K* | PAJ460***K***K* |  |  | Voluntarily Certified | Single-package air conditioner | False | False | 53500 |  | 13.4 | 13.4 |  |  | False | 30 | 30 | 10.6 |  |  | False | Conventional | 10/05/2023 |  | 11/28/2023
Carrier Corp. - Indianapolis | Comfortmaker | PAJ460***K***K* | PAJ460***K***K* |  |  | Voluntarily Certified | Single-package air conditioner | False | False | 53500 |  | 13.4 | 13.4 |  |  | False | 30 | 30 | 10.6 |  |  | False | Conventional | 10/05/2023 |  | 11/28/2023
Carrier Corp. - Indianapolis | ICP Commercial | PAJ460***K***K* | PAJ460***K***K* |  |  | Voluntarily Certified | Single-package air conditioner | False | False | 53500 |  | 13.4 | 13.4 |  |  | False | 30 | 30 | 10.6 |  |  | False | Conventional | 10/05/2023 |  | 11/28/2023
Carrier Corp. - Indianapolis | Kenmore | PAJ460***K***K* | PAJ460***K***K* |  |  | Voluntarily Certified | Single-package air conditioner | False | False | 53500 |  | 13.4 | 13.4 |  |  | False | 30 | 30 | 10.6 |  |  | False | Conventional | 10/05/2023 |  | 11/28/2023
Carrier Corp. - Indianapolis | SMART COMFORT | PAJ460***K***K* | PAJ460***K***K* |  |  | Voluntarily Certified | Single-package air conditioner | False | False | 53500 |  | 13.4 | 13.4 |  |  | False | 30 | 30 | 10.6 |  |  | False | Conventional | 10/05/2023 |  | 11/28/2023
Carrier Corp. - Indianapolis | Airquest | PAR524000K***K1 | PAR524000K***K1 |  |  | Voluntarily Certified | Single-package air conditioner | False | False | 22200 |  | 15.2 | 13.4 |  |  | False | 30 | 30 | 11.5 |  |  | False | Conventional | 10/05/2023 |  | 11/28/2023
Carrier Corp. - Indianapolis | Comfortmaker | PAR524000K***K1 | PAR524000K***K1 |  |  | Voluntarily Certified | Single-package air conditioner | False | False | 22200 |  | 15.2 | 13.4 |  |  | False | 30 | 30 | 11.5 |  |  | False | Conventional | 10/05/2023 |  | 11/28/2023
Carrier Corp. - Indianapolis | ICP Commercial | PAR524000K***K1 | PAR524000K***K1 |  |  | Voluntarily Certified | Single-package air conditioner | False | False | 22200 |  | 15.2 | 13.4 |  |  | False | 30 | 30 | 11.5 |  |  | False | Conventional | 10/05/2023 |  | 11/28/2023
Carrier Corp. - Indianapolis | Kenmore | PAR524000K***K1 | PAR524000K***K1 |  |  | Voluntarily Certified | Single-package air conditioner | False | False | 22200 |  | 15.2 | 13.4 |  |  | False | 30 | 30 | 11.5 |  |  | False | Conventional | 10/05/2023 |  | 11/28/2023
Carrier Corp. - Indianapolis | Maratherm | PAR524000K***K1 | PAR524000K***K1 |  |  | Voluntarily Certified | Single-package air conditioner | False | False | 22200 |  | 15.2 | 13.4 |  |  | False | 30 | 30 | 11.5 |  |  | False | Conventional | 10/05/2023 |  | 11/28/2023
Carrier Corp. - Indianapolis | Airquest | PAR536000K***K1 | PAR536000K***K1 |  |  | Voluntarily Certified | Single-package air conditioner | False | False | 34800 |  | 15.2 | 13.4 |  |  | False | 30 | 30 | 11.5 |  |  | False | Conventional | 10/05/2023 |  | 11/28/2023
Carrier Corp. - Indianapolis | Comfortmaker | PAR536000K***K1 | PAR536000K***K1 |  |  | Voluntarily Certified | Single-package air conditioner | False | False | 34800 |  | 15.2 | 13.4 |  |  | False | 30 | 30 | 11.5 |  |  | False | Conventional | 10/05/2023 |  | 11/28/2023
Carrier Corp. - Indianapolis | ICP Commercial | PAR536000K***K1 | PAR536000K***K1 |  |  | Voluntarily Certified | Single-package air conditioner | False | False | 34800 |  | 15.2 | 13.4 |  |  | False | 30 | 30 | 11.5 |  |  | False | Conventional | 10/05/2023 |  | 11/28/2023
Carrier Corp. - Indianapolis | Kenmore | PAR536000K***K1 | PAR536000K***K1 |  |  | Voluntarily Certified | Single-package air conditioner | False | False | 34800 |  | 15.2 | 13.4 |  |  | False | 30 | 30 | 11.5 |  |  | False | Conventional | 10/05/2023 |  | 11/28/2023
Carrier Corp. - Indianapolis | Maratherm | PAR536000K***K1 | PAR536000K***K1 |  |  | Voluntarily Certified | Single-package air conditioner | False | False | 34800 |  | 15.2 | 13.4 |  |  | False | 30 | 30 | 11.5 |  |  | False | Conventional | 10/05/2023 |  | 11/28/2023
Carrier Corp. - Indianapolis | Airquest | PAR548000K***K1 | PAR548000K***K1 |  |  | Voluntarily Certified | Single-package air conditioner | False | False | 46500 |  | 16 | 13.4 |  |  | False | 30 | 30 | 11.8 |  |  | False | Conventional | 10/05/2023 |  | 11/28/2023
Carrier Corp. - Indianapolis | Comfortmaker | PAR548000K***K1 | PAR548000K***K1 |  |  | Voluntarily Certified | Single-package air conditioner | False | False | 46500 |  | 16 | 13.4 |  |  | False | 30 | 30 | 11.8 |  |  | False | Conventional | 10/05/2023 |  | 11/28/2023
Carrier Corp. - Indianapolis | ICP Commercial | PAR548000K***K1 | PAR548000K***K1 |  |  | Voluntarily Certified | Single-package air conditioner | False | False | 46500 |  | 16 | 13.4 |  |  | False | 30 | 30 | 11.8 |  |  | False | Conventional | 10/05/2023 |  | 11/28/2023
Carrier Corp. - Indianapolis | Kenmore | PAR548000K***K1 | PAR548000K***K1 |  |  | Voluntarily Certified | Single-package air conditioner | False | False | 46500 |  | 16 | 13.4 |  |  | False | 30 | 30 | 11.8 |  |  | False | Conventional | 10/05/2023 |  | 11/28/2023
Carrier Corp. - Indianapolis | Maratherm | PAR548000K***K1 | PAR548000K***K1 |  |  | Voluntarily Certified | Single-package air conditioner | False | False | 46500 |  | 16 | 13.4 |  |  | False | 30 | 30 | 11.8 |  |  | False | Conventional | 10/05/2023 |  | 11/28/2023
Carrier Corp. - Indianapolis | Airquest | PAR560000K***K1 | PAR560000K***K1 |  |  | Voluntarily Certified | Single-package air conditioner | False | False | 56000 |  | 15.2 | 13.4 |  |  | False | 30 | 30 | 11.5 |  |  | False | Conventional | 10/05/2023 |  | 11/28/2023
Carrier Corp. - Indianapolis | Comfortmaker | PAR560000K***K1 | PAR560000K***K1 |  |  | Voluntarily Certified | Single-package air conditioner | False | False | 56000 |  | 15.2 | 13.4 |  |  | False | 30 | 30 | 11.5 |  |  | False | Conventional | 10/05/2023 |  | 11/28/2023
Carrier Corp. - Indianapolis | ICP Commercial | PAR560000K***K1 | PAR560000K***K1 |  |  | Voluntarily Certified | Single-package air conditioner | False | False | 56000 |  | 15.2 | 13.4 |  |  | False | 30 | 30 | 11.5 |  |  | False | Conventional | 10/05/2023 |  | 11/28/2023
Carrier Corp. - Indianapolis | Kenmore | PAR560000K***K1 | PAR560000K***K1 |  |  | Voluntarily Certified | Single-package air conditioner | False | False | 56000 |  | 15.2 | 13.4 |  |  | False | 30 | 30 | 11.5 |  |  | False | Conventional | 10/05/2023 |  | 11/28/2023
Carrier Corp. - Indianapolis | Maratherm | PAR560000K***K1 | PAR560000K***K1 |  |  | Voluntarily Certified | Single-package air conditioner | False | False | 56000 |  | 15.2 | 13.4 |  |  | False | 30 | 30 | 11.5 |  |  | False | Conventional | 10/05/2023 |  | 11/28/2023
Carrier Corp. - Indianapolis | Airquest | PGD424***K***K1 | PGD424***K***K1 |  |  | Voluntarily Certified | Single-package air conditioner | False | False | 22800 |  | 13.4 | 13.4 |  |  | False | 30 | 30 | 11.05 |  |  | False | Conventional | 10/05/2023 |  | 11/28/2023
Carrier Corp. - Indianapolis | Comfortmaker | PGD424***K***K1 | PGD424***K***K1 |  |  | Voluntarily Certified | Single-package air conditioner | False | False | 22800 |  | 13.4 | 13.4 |  |  | False | 30 | 30 | 11.05 |  |  | False | Conventional | 10/05/2023 |  | 11/28/2023
Carrier Corp. - Indianapolis | ICP Commercial | PGD424***K***K1 | PGD424***K***K1 |  |  | Voluntarily Certified | Single-package air conditioner | False | False | 22800 |  | 13.4 | 13.4 |  |  | False | 30 | 30 | 11.05 |  |  | False | Conventional | 10/05/2023 |  | 11/28/2023
Carrier Corp. - Indianapolis | Kenmore | PGD424***K***K1 | PGD424***K***K1 |  |  | Voluntarily Certified | Single-package air conditioner | False | False | 22800 |  | 13.4 | 13.4 |  |  | False | 30 | 30 | 11.05 |  |  | False | Conventional | 10/05/2023 |  | 11/28/2023
Carrier Corp. - Indianapolis | Airquest | PGD430***K***K1 | PGD430***K***K1 |  |  | Voluntarily Certified | Single-package air conditioner | False | False | 28000 |  | 13.4 | 13.4 |  |  | False | 30 | 30 | 11.05 |  |  | False | Conventional | 10/05/2023 |  | 11/28/2023
Carrier Corp. - Indianapolis | Comfortmaker | PGD430***K***K1 | PGD430***K***K1 |  |  | Voluntarily Certified | Single-package air conditioner | False | False | 28000 |  | 13.4 | 13.4 |  |  | False | 30 | 30 | 11.05 |  |  | False | Conventional | 10/05/2023 |  | 11/28/2023
Carrier Corp. - Indianapolis | ICP Commercial | PGD430***K***K1 | PGD430***K***K1 |  |  | Voluntarily Certified | Single-package air conditioner | False | False | 28000 |  | 13.4 | 13.4 |  |  | False | 30 | 30 | 11.05 |  |  | False | Conventional | 10/05/2023 |  | 11/28/2023
Carrier Corp. - Indianapolis | Kenmore | PGD430***K***K1 | PGD430***K***K1 |  |  | Voluntarily Certified | Single-package air conditioner | False | False | 28000 |  | 13.4 | 13.4 |  |  | False | 30 | 30 | 11.05 |  |  | False | Conventional | 10/05/2023 |  | 11/28/2023
Carrier Corp. - Indianapolis | Airquest | PGD436***K***K1 | PGD436***K***K1 |  |  | Voluntarily Certified | Single-package air conditioner | False | False | 33800 |  | 13.4 | 13.4 |  |  | False | 30 | 30 | 11.05 |  |  | False | Conventional | 10/05/2023 |  | 11/28/2023
Carrier Corp. - Indianapolis | Comfortmaker | PGD436***K***K1 | PGD436***K***K1 |  |  | Voluntarily Certified | Single-package air conditioner | False | False | 33800 |  | 13.4 | 13.4 |  |  | False | 30 | 30 | 11.05 |  |  | False | Conventional | 10/05/2023 |  | 11/28/2023
Carrier Corp. - Indianapolis | ICP Commercial | PGD436***K***K1 | PGD436***K***K1 |  |  | Voluntarily Certified | Single-package air conditioner | False | False | 33800 |  | 13.4 | 13.4 |  |  | False | 30 | 30 | 11.05 |  |  | False | Conventional | 10/05/2023 |  | 11/28/2023
Carrier Corp. - Indianapolis | Kenmore | PGD436***K***K1 | PGD436***K***K1 |  |  | Voluntarily Certified | Single-package air conditioner | False | False | 33800 |  | 13.4 | 13.4 |  |  | False | 30 | 30 | 11.05 |  |  | False | Conventional | 10/05/2023 |  | 11/28/2023
Carrier Corp. - Indianapolis | Airquest | PGD442***K***K1 | PGD442***K***K1 |  |  | Voluntarily Certified | Single-package air conditioner | False | False | 39000 |  | 13.4 | 13.4 |  |  | False | 30 | 30 | 11.05 |  |  | False | Conventional | 10/05/2023 |  | 11/28/2023
Carrier Corp. - Indianapolis | Comfortmaker | PGD442***K***K1 | PGD442***K***K1 |  |  | Voluntarily Certified | Single-package air conditioner | False | False | 39000 |  | 13.4 | 13.4 |  |  | False | 30 | 30 | 11.05 |  |  | False | Conventional | 10/05/2023 |  | 11/28/2023
Carrier Corp. - Indianapolis | ICP Commercial | PGD442***K***K1 | PGD442***K***K1 |  |  | Voluntarily Certified | Single-package air conditioner | False | False | 39000 |  | 13.4 | 13.4 |  |  | False | 30 | 30 | 11.05 |  |  | False | Conventional | 10/05/2023 |  | 11/28/2023
Carrier Corp. - Indianapolis | Kenmore | PGD442***K***K1 | PGD442***K***K1 |  |  | Voluntarily Certified | Single-package air conditioner | False | False | 39000 |  | 13.4 | 13.4 |  |  | False | 30 | 30 | 11.05 |  |  | False | Conventional | 10/05/2023 |  | 11/28/2023