Carrier Corp. - Indianapolis | Airquest | PGD448***K***K1 | PGD448***K***K1 |  |  | Voluntarily Certified | Single-package air conditioner | False | False | 47000 |  | 13.4 | 13.4 |  |  | False | 30 | 30 | 11.05 |  |  | False | Conventional | 10/05/2023 |  | 11/28/2023
Carrier Corp. - Indianapolis | Comfortmaker | PGD448***K***K1 | PGD448***K***K1 |  |  | Voluntarily Certified | Single-package air conditioner | False | False | 47000 |  | 13.4 | 13.4 |  |  | False | 30 | 30 | 11.05 |  |  | False | Conventional | 10/05/2023 |  | 11/28/2023
Carrier Corp. - Indianapolis | ICP Commercial | PGD448***K***K1 | PGD448***K***K1 |  |  | Voluntarily Certified | Single-package air conditioner | False | False | 47000 |  | 13.4 | 13.4 |  |  | False | 30 | 30 | 11.05 |  |  | False | Conventional | 10/05/2023 |  | 11/28/2023
Carrier Corp. - Indianapolis | Kenmore | PGD448***K***K1 | PGD448***K***K1 |  |  | Voluntarily Certified | Single-package air conditioner | False | False | 47000 |  | 13.4 | 13.4 |  |  | False | 30 | 30 | 11.05 |  |  | False | Conventional | 10/05/2023 |  | 11/28/2023
Carrier Corp. - Indianapolis | Airquest | PGD460***K***K1 | PGD460***K***K1 |  |  | Voluntarily Certified | Single-package air conditioner | False | False | 56000 |  | 13.4 | 13.4 |  |  | False | 30 | 30 | 11.05 |  |  | False | Conventional | 10/05/2023 |  | 11/28/2023
Carrier Corp. - Indianapolis | Comfortmaker | PGD460***K***K1 | PGD460***K***K1 |  |  | Voluntarily Certified | Single-package air conditioner | False | False | 56000 |  | 13.4 | 13.4 |  |  | False | 30 | 30 | 11.05 |  |  | False | Conventional | 10/05/2023 |  | 11/28/2023
Carrier Corp. - Indianapolis | ICP Commercial | PGD460***K***K1 | PGD460***K***K1 |  |  | Voluntarily Certified | Single-package air conditioner | False | False | 56000 |  | 13.4 | 13.4 |  |  | False | 30 | 30 | 11.05 |  |  | False | Conventional | 10/05/2023 |  | 11/28/2023
Carrier Corp. - Indianapolis | Kenmore | PGD460***K***K1 | PGD460***K***K1 |  |  | Voluntarily Certified | Single-package air conditioner | False | False | 56000 |  | 13.4 | 13.4 |  |  | False | 30 | 30 | 11.05 |  |  | False | Conventional | 10/05/2023 |  | 11/28/2023
Carrier Corp. - Indianapolis | Airquest | PGR524***K***K1 | PGR524***K***K1 |  |  | Voluntarily Certified | Single-package air conditioner | False | False | 22200 |  | 15.2 | 13.4 |  |  | False | 30 | 30 | 11.5 |  |  | False | Conventional | 10/05/2023 |  | 11/28/2023
Carrier Corp. - Indianapolis | Comfortmaker | PGR524***K***K1 | PGR524***K***K1 |  |  | Voluntarily Certified | Single-package air conditioner | False | False | 22200 |  | 15.2 | 13.4 |  |  | False | 30 | 30 | 11.5 |  |  | False | Conventional | 10/05/2023 |  | 11/28/2023
Carrier Corp. - Indianapolis | ICP Commercial | PGR524***K***K1 | PGR524***K***K1 |  |  | Voluntarily Certified | Single-package air conditioner | False | False | 22200 |  | 15.2 | 13.4 |  |  | False | 30 | 30 | 11.5 |  |  | False | Conventional | 10/05/2023 |  | 11/28/2023
Carrier Corp. - Indianapolis | Kenmore | PGR524***K***K1 | PGR524***K***K1 |  |  | Voluntarily Certified | Single-package air conditioner | False | False | 22200 |  | 15.2 | 13.4 |  |  | False | 30 | 30 | 11.5 |  |  | False | Conventional | 10/05/2023 |  | 11/28/2023
Carrier Corp. - Indianapolis | Maratherm | PGR524***K***K1 | PGR524***K***K1 |  |  | Voluntarily Certified | Single-package air conditioner | False | False | 22200 |  | 15.2 | 13.4 |  |  | False | 30 | 30 | 11.5 |  |  | False | Conventional | 10/05/2023 |  | 11/28/2023
Carrier Corp. - Indianapolis | Airquest | PGR536***K***K1 | PGR536***K***K1 |  |  | Voluntarily Certified | Single-package air conditioner | False | False | 34800 |  | 15.2 | 13.4 |  |  | False | 30 | 30 | 11.5 |  |  | False | Conventional | 10/05/2023 |  | 11/28/2023
Carrier Corp. - Indianapolis | Comfortmaker | PGR536***K***K1 | PGR536***K***K1 |  |  | Voluntarily Certified | Single-package air conditioner | False | False | 34800 |  | 15.2 | 13.4 |  |  | False | 30 | 30 | 11.5 |  |  | False | Conventional | 10/05/2023 |  | 11/28/2023
Carrier Corp. - Indianapolis | ICP Commercial | PGR536***K***K1 | PGR536***K***K1 |  |  | Voluntarily Certified | Single-package air conditioner | False | False | 34800 |  | 15.2 | 13.4 |  |  | False | 30 | 30 | 11.5 |  |  | False | Conventional | 10/05/2023 |  | 11/28/2023
Carrier Corp. - Indianapolis | Kenmore | PGR536***K***K1 | PGR536***K***K1 |  |  | Voluntarily Certified | Single-package air conditioner | False | False | 34800 |  | 15.2 | 13.4 |  |  | False | 30 | 30 | 11.5 |  |  | False | Conventional | 10/05/2023 |  | 11/28/2023
Carrier Corp. - Indianapolis | Maratherm | PGR536***K***K1 | PGR536***K***K1 |  |  | Voluntarily Certified | Single-package air conditioner | False | False | 34800 |  | 15.2 | 13.4 |  |  | False | 30 | 30 | 11.5 |  |  | False | Conventional | 10/05/2023 |  | 11/28/2023
Carrier Corp. - Indianapolis | Airquest | PGR548***K***K1 | PGR548***K***K1 |  |  | Voluntarily Certified | Single-package air conditioner | False | False | 46500 |  | 16 | 13.4 |  |  | False | 30 | 30 | 11.8 |  |  | False | Conventional | 10/05/2023 |  | 11/28/2023
Carrier Corp. - Indianapolis | Comfortmaker | PGR548***K***K1 | PGR548***K***K1 |  |  | Voluntarily Certified | Single-package air conditioner | False | False | 46500 |  | 16 | 13.4 |  |  | False | 30 | 30 | 11.8 |  |  | False | Conventional | 10/05/2023 |  | 11/28/2023
Carrier Corp. - Indianapolis | ICP Commercial | PGR548***K***K1 | PGR548***K***K1 |  |  | Voluntarily Certified | Single-package air conditioner | False | False | 46500 |  | 16 | 13.4 |  |  | False | 30 | 30 | 11.8 |  |  | False | Conventional | 10/05/2023 |  | 11/28/2023
Carrier Corp. - Indianapolis | Kenmore | PGR548***K***K1 | PGR548***K***K1 |  |  | Voluntarily Certified | Single-package air conditioner | False | False | 46500 |  | 16 | 13.4 |  |  | False | 30 | 30 | 11.8 |  |  | False | Conventional | 10/05/2023 |  | 11/28/2023
Carrier Corp. - Indianapolis | Maratherm | PGR548***K***K1 | PGR548***K***K1 |  |  | Voluntarily Certified | Single-package air conditioner | False | False | 46500 |  | 16 | 13.4 |  |  | False | 30 | 30 | 11.8 |  |  | False | Conventional | 10/05/2023 |  | 11/28/2023
Carrier Corp. - Indianapolis | Airquest | PGR560***K***K1 | PGR560***K***K1 |  |  | Voluntarily Certified | Single-package air conditioner | False | False | 56000 |  | 15.2 | 13.4 |  |  | False | 30 | 30 | 11.5 |  |  | False | Conventional | 10/05/2023 |  | 11/28/2023
Carrier Corp. - Indianapolis | Comfortmaker | PGR560***K***K1 | PGR560***K***K1 |  |  | Voluntarily Certified | Single-package air conditioner | False | False | 56000 |  | 15.2 | 13.4 |  |  | False | 30 | 30 | 11.5 |  |  | False | Conventional | 10/05/2023 |  | 11/28/2023
Carrier Corp. - Indianapolis | ICP Commercial | PGR560***K***K1 | PGR560***K***K1 |  |  | Voluntarily Certified | Single-package air conditioner | False | False | 56000 |  | 15.2 | 13.4 |  |  | False | 30 | 30 | 11.5 |  |  | False | Conventional | 10/05/2023 |  | 11/28/2023
Carrier Corp. - Indianapolis | Kenmore | PGR560***K***K1 | PGR560***K***K1 |  |  | Voluntarily Certified | Single-package air conditioner | False | False | 56000 |  | 15.2 | 13.4 |  |  | False | 30 | 30 | 11.5 |  |  | False | Conventional | 10/05/2023 |  | 11/28/2023
Carrier Corp. - Indianapolis | Maratherm | PGR560***K***K1 | PGR560***K***K1 |  |  | Voluntarily Certified | Single-package air conditioner | False | False | 56000 |  | 15.2 | 13.4 |  |  | False | 30 | 30 | 11.5 |  |  | False | Conventional | 10/05/2023 |  | 11/28/2023
Carrier Corp. - Indianapolis | Airquest | R4A4S18*K*NAA* | R4A4S18*K*NAA* | EA*4X19L17A*+TDR |  | Voluntarily Certified | Single-split-system air condit | False | False | 18000 |  | 13.4 | 13.4 |  |  | False | 30 | 30 | 11.5 |  | Coil-Only System | False | Conventional | 10/05/2023 |  | 11/28/2023
Carrier Corp. - Indianapolis | Comfortmaker | R4A4S18*K*NAA* | R4A4S18*K*NAA* | EA*4X19L17A*+TDR |  | Voluntarily Certified | Single-split-system air condit | False | False | 18000 |  | 13.4 | 13.4 |  |  | False | 30 | 30 | 11.5 |  | Coil-Only System | False | Conventional | 10/05/2023 |  | 11/28/2023
Carrier Corp. - Indianapolis | Kenmore | R4A4S18*K*NAA* | R4A4S18*K*NAA* | EA*4X19L17A*+TDR |  | Voluntarily Certified | Single-split-system air condit | False | False | 18000 |  | 13.4 | 13.4 |  |  | False | 30 | 30 | 11.5 |  | Coil-Only System | False | Conventional | 10/05/2023 |  | 11/28/2023
Carrier Corp. - Indianapolis | Maratherm | R4A4S18*K*NAA* | R4A4S18*K*NAA* | EA*4X19L17A*+TDR |  | Voluntarily Certified | Single-split-system air condit | False | False | 18000 |  | 13.4 | 13.4 |  |  | False | 30 | 30 | 11.5 |  | Coil-Only System | False | Conventional | 10/05/2023 |  | 11/28/2023
Carrier Corp. - Indianapolis | MSH Legacy | R4A4S18*K*NAA* | R4A4S18*K*NAA* | EA*4X19L17A*+TDR |  | Voluntarily Certified | Single-split-system air condit | False | False | 18000 |  | 13.4 | 13.4 |  |  | False | 30 | 30 | 11.5 |  | Coil-Only System | False | Conventional | 10/05/2023 |  | 11/28/2023
Carrier Corp. - Indianapolis | SMART COMFORT | R4A4S18*K*NAA* | R4A4S18*K*NAA* | EA*4X19L17A*+TDR |  | Voluntarily Certified | Single-split-system air condit | False | False | 18000 |  | 13.4 | 13.4 |  |  | False | 30 | 30 | 11.5 |  | Coil-Only System | False | Conventional | 10/05/2023 |  | 11/28/2023
Carrier Corp. - Indianapolis | Airquest | R4A4S24*K*NAA* | R4A4S24*K*NAA* | ESD4X24M14A*+TDR |  | Voluntarily Certified | Single-split-system air condit | False | False | 23200 |  | 13.4 | 13.4 |  |  | False | 30 | 30 | 11.5 |  | Coil-Only System | False | Conventional | 10/05/2023 |  | 11/28/2023
Carrier Corp. - Indianapolis | Comfortmaker | R4A4S24*K*NAA* | R4A4S24*K*NAA* | ESD4X24M14A*+TDR |  | Voluntarily Certified | Single-split-system air condit | False | False | 23200 |  | 13.4 | 13.4 |  |  | False | 30 | 30 | 11.5 |  | Coil-Only System | False | Conventional | 10/05/2023 |  | 11/28/2023
Carrier Corp. - Indianapolis | Kenmore | R4A4S24*K*NAA* | R4A4S24*K*NAA* | ESD4X24M14A*+TDR |  | Voluntarily Certified | Single-split-system air condit | False | False | 23200 |  | 13.4 | 13.4 |  |  | False | 30 | 30 | 11.5 |  | Coil-Only System | False | Conventional | 10/05/2023 |  | 11/28/2023
Carrier Corp. - Indianapolis | Maratherm | R4A4S24*K*NAA* | R4A4S24*K*NAA* | ESD4X24M14A*+TDR |  | Voluntarily Certified | Single-split-system air condit | False | False | 23200 |  | 13.4 | 13.4 |  |  | False | 30 | 30 | 11.5 |  | Coil-Only System | False | Conventional | 10/05/2023 |  | 11/28/2023
Carrier Corp. - Indianapolis | MSH Legacy | R4A4S24*K*NAA* | R4A4S24*K*NAA* | ESD4X24M14A*+TDR |  | Voluntarily Certified | Single-split-system air condit | False | False | 23200 |  | 13.4 | 13.4 |  |  | False | 30 | 30 | 11.5 |  | Coil-Only System | False | Conventional | 10/05/2023 |  | 11/28/2023
Carrier Corp. - Indianapolis | SMART COMFORT | R4A4S24*K*NAA* | R4A4S24*K*NAA* | ESD4X24M14A*+TDR |  | Voluntarily Certified | Single-split-system air condit | False | False | 23200 |  | 13.4 | 13.4 |  |  | False | 30 | 30 | 11.5 |  | Coil-Only System | False | Conventional | 10/05/2023 |  | 11/28/2023
Carrier Corp. - Indianapolis | Airquest | R4A4S30*K*NAA* | R4A4S30*K*NAA* | EA*4X37L21A*+TDR |  | Voluntarily Certified | Single-split-system air condit | False | False | 29400 |  | 14 | 13.4 |  |  | False | 30 | 30 | 11.5 |  | Coil-Only System | False | Conventional | 10/05/2023 |  | 11/28/2023
Carrier Corp. - Indianapolis | Comfortmaker | R4A4S30*K*NAA* | R4A4S30*K*NAA* | EA*4X37L21A*+TDR |  | Voluntarily Certified | Single-split-system air condit | False | False | 29400 |  | 14 | 13.4 |  |  | False | 30 | 30 | 11.5 |  | Coil-Only System | False | Conventional | 10/05/2023 |  | 11/28/2023
Carrier Corp. - Indianapolis | Kenmore | R4A4S30*K*NAA* | R4A4S30*K*NAA* | EA*4X37L21A*+TDR |  | Voluntarily Certified | Single-split-system air condit | False | False | 29400 |  | 14 | 13.4 |  |  | False | 30 | 30 | 11.5 |  | Coil-Only System | False | Conventional | 10/05/2023 |  | 11/28/2023
Carrier Corp. - Indianapolis | Maratherm | R4A4S30*K*NAA* | R4A4S30*K*NAA* | EA*4X37L21A*+TDR |  | Voluntarily Certified | Single-split-system air condit | False | False | 29400 |  | 14 | 13.4 |  |  | False | 30 | 30 | 11.5 |  | Coil-Only System | False | Conventional | 10/05/2023 |  | 11/28/2023
Carrier Corp. - Indianapolis | MSH Legacy | R4A4S30*K*NAA* | R4A4S30*K*NAA* | EA*4X37L21A*+TDR |  | Voluntarily Certified | Single-split-system air condit | False | False | 29400 |  | 14 | 13.4 |  |  | False | 30 | 30 | 11.5 |  | Coil-Only System | False | Conventional | 10/05/2023 |  | 11/28/2023
Carrier Corp. - Indianapolis | SMART COMFORT | R4A4S30*K*NAA* | R4A4S30*K*NAA* | EA*4X37L21A*+TDR |  | Voluntarily Certified | Single-split-system air condit | False | False | 29400 |  | 14 | 13.4 |  |  | False | 30 | 30 | 11.5 |  | Coil-Only System | False | Conventional | 10/05/2023 |  | 11/28/2023
Carrier Corp. - Indianapolis | Airquest | R4A4S36*K*NAA* | R4A4S36*K*NAA* | EVD4X37M21A*+TDR |  | Voluntarily Certified | Single-split-system air condit | False | False | 33600 |  | 13.4 | 13.4 |  |  | False | 30 | 30 | 11.5 |  | Coil-Only System | False | Conventional | 10/05/2023 |  | 11/28/2023
Carrier Corp. - Indianapolis | Comfortmaker | R4A4S36*K*NAA* | R4A4S36*K*NAA* | EVD4X37M21A*+TDR |  | Voluntarily Certified | Single-split-system air condit | False | False | 33600 |  | 13.4 | 13.4 |  |  | False | 30 | 30 | 11.5 |  | Coil-Only System | False | Conventional | 10/05/2023 |  | 11/28/2023
Carrier Corp. - Indianapolis | Kenmore | R4A4S36*K*NAA* | R4A4S36*K*NAA* | EVD4X37M21A*+TDR |  | Voluntarily Certified | Single-split-system air condit | False | False | 33600 |  | 13.4 | 13.4 |  |  | False | 30 | 30 | 11.5 |  | Coil-Only System | False | Conventional | 10/05/2023 |  | 11/28/2023
Carrier Corp. - Indianapolis | Maratherm | R4A4S36*K*NAA* | R4A4S36*K*NAA* | EVD4X37M21A*+TDR |  | Voluntarily Certified | Single-split-system air condit | False | False | 33600 |  | 13.4 | 13.4 |  |  | False | 30 | 30 | 11.5 |  | Coil-Only System | False | Conventional | 10/05/2023 |  | 11/28/2023
Carrier Corp. - Indianapolis | MSH Legacy | R4A4S36*K*NAA* | R4A4S36*K*NAA* | EVD4X37M21A*+TDR |  | Voluntarily Certified | Single-split-system air condit | False | False | 33600 |  | 13.4 | 13.4 |  |  | False | 30 | 30 | 11.5 |  | Coil-Only System | False | Conventional | 10/05/2023 |  | 11/28/2023
Carrier Corp. - Indianapolis | SMART COMFORT | R4A4S36*K*NAA* | R4A4S36*K*NAA* | EVD4X37M21A*+TDR |  | Voluntarily Certified | Single-split-system air condit | False | False | 33600 |  | 13.4 | 13.4 |  |  | False | 30 | 30 | 11.5 |  | Coil-Only System | False | Conventional | 10/05/2023 |  | 11/28/2023
Carrier Corp. - Indianapolis | Airquest | R4A4S42*K*NAA* | R4A4S42*K*NAA* | EVD4X42M21A*+TDR |  | Voluntarily Certified | Single-split-system air condit | False | False | 38500 |  | 13.4 | 13.4 |  |  | False | 30 | 30 | 11 |  | Coil-Only System | False | Conventional | 10/05/2023 |  | 11/28/2023
Carrier Corp. - Indianapolis | Comfortmaker | R4A4S42*K*NAA* | R4A4S42*K*NAA* | EVD4X42M21A*+TDR |  | Voluntarily Certified | Single-split-system air condit | False | False | 38500 |  | 13.4 | 13.4 |  |  | False | 30 | 30 | 11 |  | Coil-Only System | False | Conventional | 10/05/2023 |  | 11/28/2023
Carrier Corp. - Indianapolis | Kenmore | R4A4S42*K*NAA* | R4A4S42*K*NAA* | EVD4X42M21A*+TDR |  | Voluntarily Certified | Single-split-system air condit | False | False | 38500 |  | 13.4 | 13.4 |  |  | False | 30 | 30 | 11 |  | Coil-Only System | False | Conventional | 10/05/2023 |  | 11/28/2023
Carrier Corp. - Indianapolis | Maratherm | R4A4S42*K*NAA* | R4A4S42*K*NAA* | EVD4X42M21A*+TDR |  | Voluntarily Certified | Single-split-system air condit | False | False | 38500 |  | 13.4 | 13.4 |  |  | False | 30 | 30 | 11 |  | Coil-Only System | False | Conventional | 10/05/2023 |  | 11/28/2023
Carrier Corp. - Indianapolis | MSH Legacy | R4A4S42*K*NAA* | R4A4S42*K*NAA* | EVD4X42M21A*+TDR |  | Voluntarily Certified | Single-split-system air condit | False | False | 38500 |  | 13.4 | 13.4 |  |  | False | 30 | 30 | 11 |  | Coil-Only System | False | Conventional | 10/05/2023 |  | 11/28/2023
Carrier Corp. - Indianapolis | SMART COMFORT | R4A4S42*K*NAA* | R4A4S42*K*NAA* | EVD4X42M21A*+TDR |  | Voluntarily Certified | Single-split-system air condit | False | False | 38500 |  | 13.4 | 13.4 |  |  | False | 30 | 30 | 11 |  | Coil-Only System | False | Conventional | 10/05/2023 |  | 11/28/2023
Carrier Corp. - Indianapolis | Airquest | R4A4S48*K*NAA* | R4A4S48*K*NAA* | EA*4X61L24A*+TDR |  | Voluntarily Certified | Single-split-system air condit | False | False | 45000 |  | 13.4 | 13.4 |  |  | False | 30 | 30 | 11.5 |  | Coil-Only System | False | Conventional | 10/05/2023 |  | 11/28/2023
Carrier Corp. - Indianapolis | Comfortmaker | R4A4S48*K*NAA* | R4A4S48*K*NAA* | EA*4X61L24A*+TDR |  | Voluntarily Certified | Single-split-system air condit | False | False | 45000 |  | 13.4 | 13.4 |  |  | False | 30 | 30 | 11.5 |  | Coil-Only System | False | Conventional | 10/05/2023 |  | 11/28/2023
Carrier Corp. - Indianapolis | Kenmore | R4A4S48*K*NAA* | R4A4S48*K*NAA* | EA*4X61L24A*+TDR |  | Voluntarily Certified | Single-split-system air condit | False | False | 45000 |  | 13.4 | 13.4 |  |  | False | 30 | 30 | 11.5 |  | Coil-Only System | False | Conventional | 10/05/2023 |  | 11/28/2023
Carrier Corp. - Indianapolis | Maratherm | R4A4S48*K*NAA* | R4A4S48*K*NAA* | EA*4X61L24A*+TDR |  | Voluntarily Certified | Single-split-system air condit | False | False | 45000 |  | 13.4 | 13.4 |  |  | False | 30 | 30 | 11.5 |  | Coil-Only System | False | Conventional | 10/05/2023 |  | 11/28/2023
Carrier Corp. - Indianapolis | MSH Legacy | R4A4S48*K*NAA* | R4A4S48*K*NAA* | EA*4X61L24A*+TDR |  | Voluntarily Certified | Single-split-system air condit | False | False | 45000 |  | 13.4 | 13.4 |  |  | False | 30 | 30 | 11.5 |  | Coil-Only System | False | Conventional | 10/05/2023 |  | 11/28/2023
Carrier Corp. - Indianapolis | SMART COMFORT | R4A4S48*K*NAA* | R4A4S48*K*NAA* | EA*4X61L24A*+TDR |  | Voluntarily Certified | Single-split-system air condit | False | False | 45000 |  | 13.4 | 13.4 |  |  | False | 30 | 30 | 11.5 |  | Coil-Only System | False | Conventional | 10/05/2023 |  | 11/28/2023
Carrier Corp. - Indianapolis | Airquest | R4A4S60*K*NAA* | R4A4S60*K*NAA* | EVD4X61M24A*+TDR |  | Voluntarily Certified | Single-split-system air condit | False | False | 55500 |  | 13.4 | 13.4 |  |  | False | 30 | 30 | 11 |  | Coil-Only System | False | Conventional | 10/05/2023 |  | 11/28/2023
Carrier Corp. - Indianapolis | Comfortmaker | R4A4S60*K*NAA* | R4A4S60*K*NAA* | EVD4X61M24A*+TDR |  | Voluntarily Certified | Single-split-system air condit | False | False | 55500 |  | 13.4 | 13.4 |  |  | False | 30 | 30 | 11 |  | Coil-Only System | False | Conventional | 10/05/2023 |  | 11/28/2023
Carrier Corp. - Indianapolis | Kenmore | R4A4S60*K*NAA* | R4A4S60*K*NAA* | EVD4X61M24A*+TDR |  | Voluntarily Certified | Single-split-system air condit | False | False | 55500 |  | 13.4 | 13.4 |  |  | False | 30 | 30 | 11 |  | Coil-Only System | False | Conventional | 10/05/2023 |  | 11/28/2023
Carrier Corp. - Indianapolis | Maratherm | R4A4S60*K*NAA* | R4A4S60*K*NAA* | EVD4X61M24A*+TDR |  | Voluntarily Certified | Single-split-system air condit | False | False | 55500 |  | 13.4 | 13.4 |  |  | False | 30 | 30 | 11 |  | Coil-Only System | False | Conventional | 10/05/2023 |  | 11/28/2023
Carrier Corp. - Indianapolis | MSH Legacy | R4A4S60*K*NAA* | R4A4S60*K*NAA* | EVD4X61M24A*+TDR |  | Voluntarily Certified | Single-split-system air condit | False | False | 55500 |  | 13.4 | 13.4 |  |  | False | 30 | 30 | 11 |  | Coil-Only System | False | Conventional | 10/05/2023 |  | 11/28/2023
Carrier Corp. - Indianapolis | SMART COMFORT | R4A4S60*K*NAA* | R4A4S60*K*NAA* | EVD4X61M24A*+TDR |  | Voluntarily Certified | Single-split-system air condit | False | False | 55500 |  | 13.4 | 13.4 |  |  | False | 30 | 30 | 11 |  | Coil-Only System | False | Conventional | 10/05/2023 |  | 11/28/2023
Carrier Corp. - Indianapolis | Airquest | R4A5S18*K*WAA* | R4A5S18*K*WAA* | ESD4X24M14A*+TDR |  | Voluntarily Certified | Single-split-system air condit | False | False | 17900 |  | 14.3 | 13.4 |  |  | False | 30 | 30 | 11.7 |  | Coil-Only System | False | Conventional | 10/05/2023 |  | 11/28/2023
Carrier Corp. - Indianapolis | Comfortmaker | R4A5S18*K*WAA* | R4A5S18*K*WAA* | ESD4X24M14A*+TDR |  | Voluntarily Certified | Single-split-system air condit | False | False | 17900 |  | 14.3 | 13.4 |  |  | False | 30 | 30 | 11.7 |  | Coil-Only System | False | Conventional | 10/05/2023 |  | 11/28/2023
Carrier Corp. - Indianapolis | Kenmore | R4A5S18*K*WAA* | R4A5S18*K*WAA* | ESD4X24M14A*+TDR |  | Voluntarily Certified | Single-split-system air condit | False | False | 17900 |  | 14.3 | 13.4 |  |  | False | 30 | 30 | 11.7 |  | Coil-Only System | False | Conventional | 10/05/2023 |  | 11/28/2023
Carrier Corp. - Indianapolis | Maratherm | R4A5S18*K*WAA* | R4A5S18*K*WAA* | ESD4X24M14A*+TDR |  | Voluntarily Certified | Single-split-system air condit | False | False | 17900 |  | 14.3 | 13.4 |  |  | False | 30 | 30 | 11.7 |  | Coil-Only System | False | Conventional | 10/05/2023 |  | 11/28/2023
Carrier Corp. - Indianapolis | MSH Legacy | R4A5S18*K*WAA* | R4A5S18*K*WAA* | ESD4X24M14A*+TDR |  | Voluntarily Certified | Single-split-system air condit | False | False | 17900 |  | 14.3 | 13.4 |  |  | False | 30 | 30 | 11.7 |  | Coil-Only System | False | Conventional | 10/05/2023 |  | 11/28/2023
Carrier Corp. - Indianapolis | SMART COMFORT | R4A5S18*K*WAA* | R4A5S18*K*WAA* | ESD4X24M14A*+TDR |  | Voluntarily Certified | Single-split-system air condit | False | False | 17900 |  | 14.3 | 13.4 |  |  | False | 30 | 30 | 11.7 |  | Coil-Only System | False | Conventional | 10/05/2023 |  | 11/28/2023
Carrier Corp. - Indianapolis | Airquest | R4A5S24*K*WAA* | R4A5S24*K*WAA* | ESD4X24M14A*+TDR |  | Voluntarily Certified | Single-split-system air condit | False | False | 22800 |  | 14.3 | 13.4 |  |  | False | 30 | 30 | 11.7 |  | Coil-Only System | False | Conventional | 10/05/2023 |  | 11/28/2023
Carrier Corp. - Indianapolis | Comfortmaker | R4A5S24*K*WAA* | R4A5S24*K*WAA* | ESD4X24M14A*+TDR |  | Voluntarily Certified | Single-split-system air condit | False | False | 22800 |  | 14.3 | 13.4 |  |  | False | 30 | 30 | 11.7 |  | Coil-Only System | False | Conventional | 10/05/2023 |  | 11/28/2023
Carrier Corp. - Indianapolis | Kenmore | R4A5S24*K*WAA* | R4A5S24*K*WAA* | ESD4X24M14A*+TDR |  | Voluntarily Certified | Single-split-system air condit | False | False | 22800 |  | 14.3 | 13.4 |  |  | False | 30 | 30 | 11.7 |  | Coil-Only System | False | Conventional | 10/05/2023 |  | 11/28/2023
Carrier Corp. - Indianapolis | Maratherm | R4A5S24*K*WAA* | R4A5S24*K*WAA* | ESD4X24M14A*+TDR |  | Voluntarily Certified | Single-split-system air condit | False | False | 22800 |  | 14.3 | 13.4 |  |  | False | 30 | 30 | 11.7 |  | Coil-Only System | False | Conventional | 10/05/2023 |  | 11/28/2023
Carrier Corp. - Indianapolis | MSH Legacy | R4A5S24*K*WAA* | R4A5S24*K*WAA* | ESD4X24M14A*+TDR |  | Voluntarily Certified | Single-split-system air condit | False | False | 22800 |  | 14.3 | 13.4 |  |  | False | 30 | 30 | 11.7 |  | Coil-Only System | False | Conventional | 10/05/2023 |  | 11/28/2023
Carrier Corp. - Indianapolis | SMART COMFORT | R4A5S24*K*WAA* | R4A5S24*K*WAA* | ESD4X24M14A*+TDR |  | Voluntarily Certified | Single-split-system air condit | False | False | 22800 |  | 14.3 | 13.4 |  |  | False | 30 | 30 | 11.7 |  | Coil-Only System | False | Conventional | 10/05/2023 |  | 11/28/2023
Carrier Corp. - Indianapolis | Airquest | R4A5S30*K*WAA* | R4A5S30*K*WAA* | EVD4X30M17A*+TDR |  | Voluntarily Certified | Single-split-system air condit | False | False | 28800 |  | 14.3 | 13.4 |  |  | False | 30 | 30 | 11.7 |  | Coil-Only System | False | Conventional | 10/05/2023 |  | 11/28/2023
Carrier Corp. - Indianapolis | Comfortmaker | R4A5S30*K*WAA* | R4A5S30*K*WAA* | EVD4X30M17A*+TDR |  | Voluntarily Certified | Single-split-system air condit | False | False | 28800 |  | 14.3 | 13.4 |  |  | False | 30 | 30 | 11.7 |  | Coil-Only System | False | Conventional | 10/05/2023 |  | 11/28/2023
Carrier Corp. - Indianapolis | Kenmore | R4A5S30*K*WAA* | R4A5S30*K*WAA* | EVD4X30M17A*+TDR |  | Voluntarily Certified | Single-split-system air condit | False | False | 28800 |  | 14.3 | 13.4 |  |  | False | 30 | 30 | 11.7 |  | Coil-Only System | False | Conventional | 10/05/2023 |  | 11/28/2023
Carrier Corp. - Indianapolis | Maratherm | R4A5S30*K*WAA* | R4A5S30*K*WAA* | EVD4X30M17A*+TDR |  | Voluntarily Certified | Single-split-system air condit | False | False | 28800 |  | 14.3 | 13.4 |  |  | False | 30 | 30 | 11.7 |  | Coil-Only System | False | Conventional | 10/05/2023 |  | 11/28/2023
Carrier Corp. - Indianapolis | MSH Legacy | R4A5S30*K*WAA* | R4A5S30*K*WAA* | EVD4X30M17A*+TDR |  | Voluntarily Certified | Single-split-system air condit | False | False | 28800 |  | 14.3 | 13.4 |  |  | False | 30 | 30 | 11.7 |  | Coil-Only System | False | Conventional | 10/05/2023 |  | 11/28/2023
Carrier Corp. - Indianapolis | SMART COMFORT | R4A5S30*K*WAA* | R4A5S30*K*WAA* | EVD4X30M17A*+TDR |  | Voluntarily Certified | Single-split-system air condit | False | False | 28800 |  | 14.3 | 13.4 |  |  | False | 30 | 30 | 11.7 |  | Coil-Only System | False | Conventional | 10/05/2023 |  | 11/28/2023
Carrier Corp. - Indianapolis | Airquest | R4A5S36*K*WAA* | R4A5S36*K*WAA* | EVD4X37M21A*+TDR |  | Voluntarily Certified | Single-split-system air condit | False | False | 34200 |  | 14.3 | 13.4 |  |  | False | 30 | 30 | 11.7 |  | Coil-Only System | False | Conventional | 10/05/2023 |  | 11/28/2023
Carrier Corp. - Indianapolis | Comfortmaker | R4A5S36*K*WAA* | R4A5S36*K*WAA* | EVD4X37M21A*+TDR |  | Voluntarily Certified | Single-split-system air condit | False | False | 34200 |  | 14.3 | 13.4 |  |  | False | 30 | 30 | 11.7 |  | Coil-Only System | False | Conventional | 10/05/2023 |  | 11/28/2023
Carrier Corp. - Indianapolis | Kenmore | R4A5S36*K*WAA* | R4A5S36*K*WAA* | EVD4X37M21A*+TDR |  | Voluntarily Certified | Single-split-system air condit | False | False | 34200 |  | 14.3 | 13.4 |  |  | False | 30 | 30 | 11.7 |  | Coil-Only System | False | Conventional | 10/05/2023 |  | 11/28/2023
Carrier Corp. - Indianapolis | Maratherm | R4A5S36*K*WAA* | R4A5S36*K*WAA* | EVD4X37M21A*+TDR |  | Voluntarily Certified | Single-split-system air condit | False | False | 34200 |  | 14.3 | 13.4 |  |  | False | 30 | 30 | 11.7 |  | Coil-Only System | False | Conventional | 10/05/2023 |  | 11/28/2023
Carrier Corp. - Indianapolis | MSH Legacy | R4A5S36*K*WAA* | R4A5S36*K*WAA* | EVD4X37M21A*+TDR |  | Voluntarily Certified | Single-split-system air condit | False | False | 34200 |  | 14.3 | 13.4 |  |  | False | 30 | 30 | 11.7 |  | Coil-Only System | False | Conventional | 10/05/2023 |  | 11/28/2023
Carrier Corp. - Indianapolis | SMART COMFORT | R4A5S36*K*WAA* | R4A5S36*K*WAA* | EVD4X37M21A*+TDR |  | Voluntarily Certified | Single-split-system air condit | False | False | 34200 |  | 14.3 | 13.4 |  |  | False | 30 | 30 | 11.7 |  | Coil-Only System | False | Conventional | 10/05/2023 |  | 11/28/2023
Carrier Corp. - Indianapolis | Airquest | R4A5S42*K*WAA* | R4A5S42*K*WAA* | EVD4X48M21A*+TDR |  | Voluntarily Certified | Single-split-system air condit | False | False | 45000 |  | 13.8 | 13.4 |  |  | False | 30 | 30 | 11.2 |  | Coil-Only System | False | Conventional | 10/05/2023 |  | 11/28/2023
Carrier Corp. - Indianapolis | Comfortmaker | R4A5S42*K*WAA* | R4A5S42*K*WAA* | EVD4X48M21A*+TDR |  | Voluntarily Certified | Single-split-system air condit | False | False | 45000 |  | 13.8 | 13.4 |  |  | False | 30 | 30 | 11.2 |  | Coil-Only System | False | Conventional | 10/05/2023 |  | 11/28/2023
Carrier Corp. - Indianapolis | Kenmore | R4A5S42*K*WAA* | R4A5S42*K*WAA* | EVD4X48M21A*+TDR |  | Voluntarily Certified | Single-split-system air condit | False | False | 45000 |  | 13.8 | 13.4 |  |  | False | 30 | 30 | 11.2 |  | Coil-Only System | False | Conventional | 10/05/2023 |  | 11/28/2023
Carrier Corp. - Indianapolis | Maratherm | R4A5S42*K*WAA* | R4A5S42*K*WAA* | EVD4X48M21A*+TDR |  | Voluntarily Certified | Single-split-system air condit | False | False | 45000 |  | 13.8 | 13.4 |  |  | False | 30 | 30 | 11.2 |  | Coil-Only System | False | Conventional | 10/05/2023 |  | 11/28/2023
Carrier Corp. - Indianapolis | MSH Legacy | R4A5S42*K*WAA* | R4A5S42*K*WAA* | EVD4X48M21A*+TDR |  | Voluntarily Certified | Single-split-system air condit | False | False | 45000 |  | 13.8 | 13.4 |  |  | False | 30 | 30 | 11.2 |  | Coil-Only System | False | Conventional | 10/05/2023 |  | 11/28/2023
Carrier Corp. - Indianapolis | SMART COMFORT | R4A5S42*K*WAA* | R4A5S42*K*WAA* | EVD4X48M21A*+TDR |  | Voluntarily Certified | Single-split-system air condit | False | False | 45000 |  | 13.8 | 13.4 |  |  | False | 30 | 30 | 11.2 |  | Coil-Only System | False | Conventional | 10/05/2023 |  | 11/28/2023
Carrier Corp. - Indianapolis | Airquest | R4A5S43*K*WAA* | R4A5S43*K*WAA* | EA*4X43L21A*+TDR |  | Voluntarily Certified | Single-split-system air condit | False | False | 40000 |  | 14.3 | 13.4 |  |  | False | 30 | 30 | 12.5 |  | Coil-Only System | False | Conventional | 10/05/2023 |  | 11/28/2023
Carrier Corp. - Indianapolis | Comfortmaker | R4A5S43*K*WAA* | R4A5S43*K*WAA* | EA*4X43L21A*+TDR |  | Voluntarily Certified | Single-split-system air condit | False | False | 40000 |  | 14.3 | 13.4 |  |  | False | 30 | 30 | 12.5 |  | Coil-Only System | False | Conventional | 10/05/2023 |  | 11/28/2023
Carrier Corp. - Indianapolis | Kenmore | R4A5S43*K*WAA* | R4A5S43*K*WAA* | EA*4X43L21A*+TDR |  | Voluntarily Certified | Single-split-system air condit | False | False | 40000 |  | 14.3 | 13.4 |  |  | False | 30 | 30 | 12.5 |  | Coil-Only System | False | Conventional | 10/05/2023 |  | 11/28/2023
Carrier Corp. - Indianapolis | Maratherm | R4A5S43*K*WAA* | R4A5S43*K*WAA* | EA*4X43L21A*+TDR |  | Voluntarily Certified | Single-split-system air condit | False | False | 40000 |  | 14.3 | 13.4 |  |  | False | 30 | 30 | 12.5 |  | Coil-Only System | False | Conventional | 10/05/2023 |  | 11/28/2023
Carrier Corp. - Indianapolis | MSH Legacy | R4A5S43*K*WAA* | R4A5S43*K*WAA* | EA*4X43L21A*+TDR |  | Voluntarily Certified | Single-split-system air condit | False | False | 40000 |  | 14.3 | 13.4 |  |  | False | 30 | 30 | 12.5 |  | Coil-Only System | False | Conventional | 10/05/2023 |  | 11/28/2023
Carrier Corp. - Indianapolis | SMART COMFORT | R4A5S43*K*WAA* | R4A5S43*K*WAA* | EA*4X43L21A*+TDR |  | Voluntarily Certified | Single-split-system air condit | False | False | 40000 |  | 14.3 | 13.4 |  |  | False | 30 | 30 | 12.5 |  | Coil-Only System | False | Conventional | 10/05/2023 |  | 11/28/2023
Carrier Corp. - Indianapolis | Airquest | R4A5S48*K*WAA* | R4A5S48*K*WAA* | EVD4X48M21A*+TDR |  | Voluntarily Certified | Single-split-system air condit | False | False | 46500 |  | 13.8 | 13.4 |  |  | False | 30 | 30 | 11.2 |  | Coil-Only System | False | Conventional | 10/05/2023 |  | 11/28/2023
Carrier Corp. - Indianapolis | Comfortmaker | R4A5S48*K*WAA* | R4A5S48*K*WAA* | EVD4X48M21A*+TDR |  | Voluntarily Certified | Single-split-system air condit | False | False | 46500 |  | 13.8 | 13.4 |  |  | False | 30 | 30 | 11.2 |  | Coil-Only System | False | Conventional | 10/05/2023 |  | 11/28/2023
Carrier Corp. - Indianapolis | Kenmore | R4A5S48*K*WAA* | R4A5S48*K*WAA* | EVD4X48M21A*+TDR |  | Voluntarily Certified | Single-split-system air condit | False | False | 46500 |  | 13.8 | 13.4 |  |  | False | 30 | 30 | 11.2 |  | Coil-Only System | False | Conventional | 10/05/2023 |  | 11/28/2023
Carrier Corp. - Indianapolis | Maratherm | R4A5S48*K*WAA* | R4A5S48*K*WAA* | EVD4X48M21A*+TDR |  | Voluntarily Certified | Single-split-system air condit | False | False | 46500 |  | 13.8 | 13.4 |  |  | False | 30 | 30 | 11.2 |  | Coil-Only System | False | Conventional | 10/05/2023 |  | 11/28/2023
Carrier Corp. - Indianapolis | MSH Legacy | R4A5S48*K*WAA* | R4A5S48*K*WAA* | EVD4X48M21A*+TDR |  | Voluntarily Certified | Single-split-system air condit | False | False | 46500 |  | 13.8 | 13.4 |  |  | False | 30 | 30 | 11.2 |  | Coil-Only System | False | Conventional | 10/05/2023 |  | 11/28/2023
Carrier Corp. - Indianapolis | SMART COMFORT | R4A5S48*K*WAA* | R4A5S48*K*WAA* | EVD4X48M21A*+TDR |  | Voluntarily Certified | Single-split-system air condit | False | False | 46500 |  | 13.8 | 13.4 |  |  | False | 30 | 30 | 11.2 |  | Coil-Only System | False | Conventional | 10/05/2023 |  | 11/28/2023
Carrier Corp. - Indianapolis | Airquest | R4A5S49*K*WAA* | R4A5S49*K*WAA* | EA*4X60L24A*+TDR |  | Voluntarily Certified | Single-split-system air condit | False | False | 46000 |  | 14.5 | 13.4 |  |  | False | 30 | 30 | 12.5 |  | Coil-Only System | False | Conventional | 10/05/2023 |  | 11/28/2023
Carrier Corp. - Indianapolis | Comfortmaker | R4A5S49*K*WAA* | R4A5S49*K*WAA* | EA*4X60L24A*+TDR |  | Voluntarily Certified | Single-split-system air condit | False | False | 46000 |  | 14.5 | 13.4 |  |  | False | 30 | 30 | 12.5 |  | Coil-Only System | False | Conventional | 10/05/2023 |  | 11/28/2023
Carrier Corp. - Indianapolis | Kenmore | R4A5S49*K*WAA* | R4A5S49*K*WAA* | EA*4X60L24A*+TDR |  | Voluntarily Certified | Single-split-system air condit | False | False | 46000 |  | 14.5 | 13.4 |  |  | False | 30 | 30 | 12.5 |  | Coil-Only System | False | Conventional | 10/05/2023 |  | 11/28/2023
Carrier Corp. - Indianapolis | Maratherm | R4A5S49*K*WAA* | R4A5S49*K*WAA* | EA*4X60L24A*+TDR |  | Voluntarily Certified | Single-split-system air condit | False | False | 46000 |  | 14.5 | 13.4 |  |  | False | 30 | 30 | 12.5 |  | Coil-Only System | False | Conventional | 10/05/2023 |  | 11/28/2023
Carrier Corp. - Indianapolis | MSH Legacy | R4A5S49*K*WAA* | R4A5S49*K*WAA* | EA*4X60L24A*+TDR |  | Voluntarily Certified | Single-split-system air condit | False | False | 46000 |  | 14.5 | 13.4 |  |  | False | 30 | 30 | 12.5 |  | Coil-Only System | False | Conventional | 10/05/2023 |  | 11/28/2023
Carrier Corp. - Indianapolis | SMART COMFORT | R4A5S49*K*WAA* | R4A5S49*K*WAA* | EA*4X60L24A*+TDR |  | Voluntarily Certified | Single-split-system air condit | False | False | 46000 |  | 14.5 | 13.4 |  |  | False | 30 | 30 | 12.5 |  | Coil-Only System | False | Conventional | 10/05/2023 |  | 11/28/2023
Carrier Corp. - Indianapolis | Airquest | R4A5S60*K*WAA* | R4A5S60*K*WAA* | EVD4X61M24A*+TDR |  | Voluntarily Certified | Single-split-system air condit | False | False | 56500 |  | 13.8 | 13.4 |  |  | False | 30 | 30 | 11.2 |  | Coil-Only System | False | Conventional | 10/05/2023 |  | 11/28/2023
Carrier Corp. - Indianapolis | Comfortmaker | R4A5S60*K*WAA* | R4A5S60*K*WAA* | EVD4X61M24A*+TDR |  | Voluntarily Certified | Single-split-system air condit | False | False | 56500 |  | 13.8 | 13.4 |  |  | False | 30 | 30 | 11.2 |  | Coil-Only System | False | Conventional | 10/05/2023 |  | 11/28/2023
Carrier Corp. - Indianapolis | Kenmore | R4A5S60*K*WAA* | R4A5S60*K*WAA* | EVD4X61M24A*+TDR |  | Voluntarily Certified | Single-split-system air condit | False | False | 56500 |  | 13.8 | 13.4 |  |  | False | 30 | 30 | 11.2 |  | Coil-Only System | False | Conventional | 10/05/2023 |  | 11/28/2023
Carrier Corp. - Indianapolis | Maratherm | R4A5S60*K*WAA* | R4A5S60*K*WAA* | EVD4X61M24A*+TDR |  | Voluntarily Certified | Single-split-system air condit | False | False | 56500 |  | 13.8 | 13.4 |  |  | False | 30 | 30 | 11.2 |  | Coil-Only System | False | Conventional | 10/05/2023 |  | 11/28/2023
Carrier Corp. - Indianapolis | MSH Legacy | R4A5S60*K*WAA* | R4A5S60*K*WAA* | EVD4X61M24A*+TDR |  | Voluntarily Certified | Single-split-system air condit | False | False | 56500 |  | 13.8 | 13.4 |  |  | False | 30 | 30 | 11.2 |  | Coil-Only System | False | Conventional | 10/05/2023 |  | 11/28/2023
Carrier Corp. - Indianapolis | SMART COMFORT | R4A5S60*K*WAA* | R4A5S60*K*WAA* | EVD4X61M24A*+TDR |  | Voluntarily Certified | Single-split-system air condit | False | False | 56500 |  | 13.8 | 13.4 |  |  | False | 30 | 30 | 11.2 |  | Coil-Only System | False | Conventional | 10/05/2023 |  | 11/28/2023
Carrier Corp. - Indianapolis | Airquest | R4A5S61*K*WAA* | R4A5S61*K*WAA* | EVD4X61M24A*+TDR |  | Voluntarily Certified | Single-split-system air condit | False | False | 55500 |  | 14.3 | 13.4 |  |  | False | 30 | 30 | 12 |  | Coil-Only System | False | Conventional | 10/05/2023 |  | 11/28/2023
Carrier Corp. - Indianapolis | Comfortmaker | R4A5S61*K*WAA* | R4A5S61*K*WAA* | EVD4X61M24A*+TDR |  | Voluntarily Certified | Single-split-system air condit | False | False | 55500 |  | 14.3 | 13.4 |  |  | False | 30 | 30 | 12 |  | Coil-Only System | False | Conventional | 10/05/2023 |  | 11/28/2023
Carrier Corp. - Indianapolis | Kenmore | R4A5S61*K*WAA* | R4A5S61*K*WAA* | EVD4X61M24A*+TDR |  | Voluntarily Certified | Single-split-system air condit | False | False | 55500 |  | 14.3 | 13.4 |  |  | False | 30 | 30 | 12 |  | Coil-Only System | False | Conventional | 10/05/2023 |  | 11/28/2023
Carrier Corp. - Indianapolis | Maratherm | R4A5S61*K*WAA* | R4A5S61*K*WAA* | EVD4X61M24A*+TDR |  | Voluntarily Certified | Single-split-system air condit | False | False | 55500 |  | 14.3 | 13.4 |  |  | False | 30 | 30 | 12 |  | Coil-Only System | False | Conventional | 10/05/2023 |  | 11/28/2023
Carrier Corp. - Indianapolis | MSH Legacy | R4A5S61*K*WAA* | R4A5S61*K*WAA* | EVD4X61M24A*+TDR |  | Voluntarily Certified | Single-split-system air condit | False | False | 55500 |  | 14.3 | 13.4 |  |  | False | 30 | 30 | 12 |  | Coil-Only System | False | Conventional | 10/05/2023 |  | 11/28/2023
Carrier Corp. - Indianapolis | SMART COMFORT | R4A5S61*K*WAA* | R4A5S61*K*WAA* | EVD4X61M24A*+TDR |  | Voluntarily Certified | Single-split-system air condit | False | False | 55500 |  | 14.3 | 13.4 |  |  | False | 30 | 30 | 12 |  | Coil-Only System | False | Conventional | 10/05/2023 |  | 11/28/2023
Carrier Corp. - Indianapolis | Airquest | RAV037K* | RAV037K* |  |  | Voluntarily Certified | Single-package air conditioner | False | False | 34000 |  | 13.4 | 13.4 |  |  | True | 9 | 30 | 11.5 |  |  | False | Conventional | 10/05/2023 |  | 11/28/2023
Carrier Corp. - Indianapolis | Comfortmaker | RAV037K* | RAV037K* |  |  | Voluntarily Certified | Single-package air conditioner | False | False | 34000 |  | 13.4 | 13.4 |  |  | True | 9 | 30 | 11.5 |  |  | False | Conventional | 10/05/2023 |  | 11/28/2023
Carrier Corp. - Indianapolis | ICP Commercial | RAV037K* | RAV037K* |  |  | Voluntarily Certified | Single-package air conditioner | False | False | 34000 |  | 13.4 | 13.4 |  |  | True | 9 | 30 | 11.5 |  |  | False | Conventional | 10/05/2023 |  | 11/28/2023
Carrier Corp. - Indianapolis | Airquest | RAV049K* | RAV049K* |  |  | Voluntarily Certified | Single-package air conditioner | False | False | 48000 |  | 13.8 | 13.4 |  |  | True | 12 | 30 | 11.5 |  |  | False | Conventional | 10/05/2023 |  | 11/28/2023
Carrier Corp. - Indianapolis | Comfortmaker | RAV049K* | RAV049K* |  |  | Voluntarily Certified | Single-package air conditioner | False | False | 48000 |  | 13.8 | 13.4 |  |  | True | 12 | 30 | 11.5 |  |  | False | Conventional | 10/05/2023 |  | 11/28/2023
Carrier Corp. - Indianapolis | ICP Commercial | RAV049K* | RAV049K* |  |  | Voluntarily Certified | Single-package air conditioner | False | False | 48000 |  | 13.8 | 13.4 |  |  | True | 12 | 30 | 11.5 |  |  | False | Conventional | 10/05/2023 |  | 11/28/2023
Carrier Corp. - Indianapolis | Airquest | RAV061K* | RAV061K* |  |  | Voluntarily Certified | Single-package air conditioner | False | False | 58500 |  | 13.6 | 13.4 |  |  | True | 30 | 30 | 11.5 |  |  | False | Conventional | 10/05/2023 |  | 11/28/2023
Carrier Corp. - Indianapolis | Comfortmaker | RAV061K* | RAV061K* |  |  | Voluntarily Certified | Single-package air conditioner | False | False | 58500 |  | 13.6 | 13.4 |  |  | True | 30 | 30 | 11.5 |  |  | False | Conventional | 10/05/2023 |  | 11/28/2023
Carrier Corp. - Indianapolis | ICP Commercial | RAV061K* | RAV061K* |  |  | Voluntarily Certified | Single-package air conditioner | False | False | 58500 |  | 13.6 | 13.4 |  |  | True | 30 | 30 | 11.5 |  |  | False | Conventional | 10/05/2023 |  | 11/28/2023
Carrier Corp. - Indianapolis | Airquest | RAW037K* | RAW037K* |  |  | Voluntarily Certified | Single-package air conditioner | False | False | 35000 |  | 16 | 13.4 |  |  | True | 9 | 30 | 12 |  |  | False | Conventional | 10/05/2023 |  | 11/28/2023
Carrier Corp. - Indianapolis | Comfortmaker | RAW037K* | RAW037K* |  |  | Voluntarily Certified | Single-package air conditioner | False | False | 35000 |  | 16 | 13.4 |  |  | True | 9 | 30 | 12 |  |  | False | Conventional | 10/05/2023 |  | 11/28/2023
Carrier Corp. - Indianapolis | ICP Commercial | RAW037K* | RAW037K* |  |  | Voluntarily Certified | Single-package air conditioner | False | False | 35000 |  | 16 | 13.4 |  |  | True | 9 | 30 | 12 |  |  | False | Conventional | 10/05/2023 |  | 11/28/2023
Carrier Corp. - Indianapolis | Airquest | RAW049K* | RAW049K* |  |  | Voluntarily Certified | Single-package air conditioner | False | False | 46500 |  | 16 | 13.4 |  |  | True | 12 | 30 | 12 |  |  | False | Conventional | 10/05/2023 |  | 11/28/2023
Carrier Corp. - Indianapolis | Comfortmaker | RAW049K* | RAW049K* |  |  | Voluntarily Certified | Single-package air conditioner | False | False | 46500 |  | 16 | 13.4 |  |  | True | 12 | 30 | 12 |  |  | False | Conventional | 10/05/2023 |  | 11/28/2023
Carrier Corp. - Indianapolis | ICP Commercial | RAW049K* | RAW049K* |  |  | Voluntarily Certified | Single-package air conditioner | False | False | 46500 |  | 16 | 13.4 |  |  | True | 12 | 30 | 12 |  |  | False | Conventional | 10/05/2023 |  | 11/28/2023
Carrier Corp. - Indianapolis | Airquest | RAW061K* | RAW061K* |  |  | Voluntarily Certified | Single-package air conditioner | False | False | 59000 |  | 16.5 | 13.4 |  |  | True | 30 | 30 | 12 |  |  | False | Conventional | 10/05/2023 |  | 11/28/2023
Carrier Corp. - Indianapolis | Comfortmaker | RAW061K* | RAW061K* |  |  | Voluntarily Certified | Single-package air conditioner | False | False | 59000 |  | 16.5 | 13.4 |  |  | True | 30 | 30 | 12 |  |  | False | Conventional | 10/05/2023 |  | 11/28/2023
Carrier Corp. - Indianapolis | ICP Commercial | RAW061K* | RAW061K* |  |  | Voluntarily Certified | Single-package air conditioner | False | False | 59000 |  | 16.5 | 13.4 |  |  | True | 30 | 30 | 12 |  |  | False | Conventional | 10/05/2023 |  | 11/28/2023
Carrier Corp. - Indianapolis | Airquest | RGV037K* | RGV037K* |  |  | Voluntarily Certified | Single-package air conditioner | False | False | 34000 |  | 13.4 | 13.4 |  |  | True | 9 | 30 | 11.5 |  |  | False | Conventional | 10/05/2023 |  | 11/28/2023
Carrier Corp. - Indianapolis | Comfortmaker | RGV037K* | RGV037K* |  |  | Voluntarily Certified | Single-package air conditioner | False | False | 34000 |  | 13.4 | 13.4 |  |  | True | 9 | 30 | 11.5 |  |  | False | Conventional | 10/05/2023 |  | 11/28/2023
Carrier Corp. - Indianapolis | ICP Commercial | RGV037K* | RGV037K* |  |  | Voluntarily Certified | Single-package air conditioner | False | False | 34000 |  | 13.4 | 13.4 |  |  | True | 9 | 30 | 11.5 |  |  | False | Conventional | 10/05/2023 |  | 11/28/2023
Carrier Corp. - Indianapolis | Airquest | RGV049K* | RGV049K* |  |  | Voluntarily Certified | Single-package air conditioner | False | False | 48000 |  | 13.8 | 13.4 |  |  | True | 12 | 30 | 11.5 |  |  | False | Conventional | 10/05/2023 |  | 11/28/2023
Carrier Corp. - Indianapolis | Comfortmaker | RGV049K* | RGV049K* |  |  | Voluntarily Certified | Single-package air conditioner | False | False | 48000 |  | 13.8 | 13.4 |  |  | True | 12 | 30 | 11.5 |  |  | False | Conventional | 10/05/2023 |  | 11/28/2023
Carrier Corp. - Indianapolis | ICP Commercial | RGV049K* | RGV049K* |  |  | Voluntarily Certified | Single-package air conditioner | False | False | 48000 |  | 13.8 | 13.4 |  |  | True | 12 | 30 | 11.5 |  |  | False | Conventional | 10/05/2023 |  | 11/28/2023
Carrier Corp. - Indianapolis | Airquest | RGV061K* | RGV061K* |  |  | Voluntarily Certified | Single-package air conditioner | False | False | 58500 |  | 13.6 | 13.4 |  |  | True | 30 | 30 | 11.5 |  |  | False | Conventional | 10/05/2023 |  | 11/28/2023
Carrier Corp. - Indianapolis | Comfortmaker | RGV061K* | RGV061K* |  |  | Voluntarily Certified | Single-package air conditioner | False | False | 58500 |  | 13.6 | 13.4 |  |  | True | 30 | 30 | 11.5 |  |  | False | Conventional | 10/05/2023 |  | 11/28/2023
Carrier Corp. - Indianapolis | ICP Commercial | RGV061K* | RGV061K* |  |  | Voluntarily Certified | Single-package air conditioner | False | False | 58500 |  | 13.6 | 13.4 |  |  | True | 30 | 30 | 11.5 |  |  | False | Conventional | 10/05/2023 |  | 11/28/2023
Carrier Corp. - Indianapolis | Airquest | RGW037K* | RGW037K* |  |  | Voluntarily Certified | Single-package air conditioner | False | False | 35000 |  | 16 | 13.4 |  |  | True | 9 | 30 | 12 |  |  | False | Conventional | 10/05/2023 |  | 11/28/2023
Carrier Corp. - Indianapolis | Comfortmaker | RGW037K* | RGW037K* |  |  | Voluntarily Certified | Single-package air conditioner | False | False | 35000 |  | 16 | 13.4 |  |  | True | 9 | 30 | 12 |  |  | False | Conventional | 10/05/2023 |  | 11/28/2023
Carrier Corp. - Indianapolis | ICP Commercial | RGW037K* | RGW037K* |  |  | Voluntarily Certified | Single-package air conditioner | False | False | 35000 |  | 16 | 13.4 |  |  | True | 9 | 30 | 12 |  |  | False | Conventional | 10/05/2023 |  | 11/28/2023
Carrier Corp. - Indianapolis | Airquest | RGW049K* | RGW049K* |  |  | Voluntarily Certified | Single-package air conditioner | False | False | 46500 |  | 16 | 13.4 |  |  | True | 12 | 30 | 12 |  |  | False | Conventional | 10/05/2023 |  | 11/28/2023
Carrier Corp. - Indianapolis | Comfortmaker | RGW049K* | RGW049K* |  |  | Voluntarily Certified | Single-package air conditioner | False | False | 46500 |  | 16 | 13.4 |  |  | True | 12 | 30 | 12 |  |  | False | Conventional | 10/05/2023 |  | 11/28/2023
Carrier Corp. - Indianapolis | ICP Commercial | RGW049K* | RGW049K* |  |  | Voluntarily Certified | Single-package air conditioner | False | False | 46500 |  | 16 | 13.4 |  |  | True | 12 | 30 | 12 |  |  | False | Conventional | 10/05/2023 |  | 11/28/2023
Carrier Corp. - Indianapolis | Airquest | RGW061K* | RGW061K* |  |  | Voluntarily Certified | Single-package air conditioner | False | False | 59000 |  | 16.5 | 13.4 |  |  | True | 30 | 30 | 12 |  |  | False | Conventional | 10/05/2023 |  | 11/28/2023
Carrier Corp. - Indianapolis | Comfortmaker | RGW061K* | RGW061K* |  |  | Voluntarily Certified | Single-package air conditioner | False | False | 59000 |  | 16.5 | 13.4 |  |  | True | 30 | 30 | 12 |  |  | False | Conventional | 10/05/2023 |  | 11/28/2023
Carrier Corp. - Indianapolis | ICP Commercial | RGW061K* | RGW061K* |  |  | Voluntarily Certified | Single-package air conditioner | False | False | 59000 |  | 16.5 | 13.4 |  |  | True | 30 | 30 | 12 |  |  | False | Conventional | 10/05/2023 |  | 11/28/2023
Carrier Corp. - Indianapolis | Airquest | S4A5S18*K*WAA* | S4A5S18*K*WAA* | EA*4X19L17A*+TDR |  | Voluntarily Certified | Single-split-system air condit | False | False | 18000 |  | 14.3 | 13.4 |  |  | False | 30 | 30 | 12.5 |  | Coil-Only System | False | Conventional | 10/05/2023 |  | 11/28/2023
Carrier Corp. - Indianapolis | Comfortmaker | S4A5S18*K*WAA* | S4A5S18*K*WAA* | EA*4X19L17A*+TDR |  | Voluntarily Certified | Single-split-system air condit | False | False | 18000 |  | 14.3 | 13.4 |  |  | False | 30 | 30 | 12.5 |  | Coil-Only System | False | Conventional | 10/05/2023 |  | 11/28/2023
Carrier Corp. - Indianapolis | Kenmore | S4A5S18*K*WAA* | S4A5S18*K*WAA* | EA*4X19L17A*+TDR |  | Voluntarily Certified | Single-split-system air condit | False | False | 18000 |  | 14.3 | 13.4 |  |  | False | 30 | 30 | 12.5 |  | Coil-Only System | False | Conventional | 10/05/2023 |  | 11/28/2023
Carrier Corp. - Indianapolis | Airquest | S4A5S24*K*WAA* | S4A5S24*K*WAA* | EA*4X25L17A*+TDR |  | Voluntarily Certified | Single-split-system air condit | False | False | 23800 |  | 14.3 | 13.4 |  |  | False | 30 | 30 | 12.5 |  | Coil-Only System | False | Conventional | 10/05/2023 |  | 11/28/2023
Carrier Corp. - Indianapolis | Comfortmaker | S4A5S24*K*WAA* | S4A5S24*K*WAA* | EA*4X25L17A*+TDR |  | Voluntarily Certified | Single-split-system air condit | False | False | 23800 |  | 14.3 | 13.4 |  |  | False | 30 | 30 | 12.5 |  | Coil-Only System | False | Conventional | 10/05/2023 |  | 11/28/2023
Carrier Corp. - Indianapolis | Kenmore | S4A5S24*K*WAA* | S4A5S24*K*WAA* | EA*4X25L17A*+TDR |  | Voluntarily Certified | Single-split-system air condit | False | False | 23800 |  | 14.3 | 13.4 |  |  | False | 30 | 30 | 12.5 |  | Coil-Only System | False | Conventional | 10/05/2023 |  | 11/28/2023
Carrier Corp. - Indianapolis | Airquest | S4A5S30*K*WAA* | S4A5S30*K*WAA* | EA*4X37L21A*+TDR |  | Voluntarily Certified | Single-split-system air condit | False | False | 28400 |  | 14.3 | 13.4 |  |  | False | 30 | 30 | 12 |  | Coil-Only System | False | Conventional | 10/05/2023 |  | 11/28/2023
Carrier Corp. - Indianapolis | Comfortmaker | S4A5S30*K*WAA* | S4A5S30*K*WAA* | EA*4X37L21A*+TDR |  | Voluntarily Certified | Single-split-system air condit | False | False | 28400 |  | 14.3 | 13.4 |  |  | False | 30 | 30 | 12 |  | Coil-Only System | False | Conventional | 10/05/2023 |  | 11/28/2023
Carrier Corp. - Indianapolis | Kenmore | S4A5S30*K*WAA* | S4A5S30*K*WAA* | EA*4X37L21A*+TDR |  | Voluntarily Certified | Single-split-system air condit | False | False | 28400 |  | 14.3 | 13.4 |  |  | False | 30 | 30 | 12 |  | Coil-Only System | False | Conventional | 10/05/2023 |  | 11/28/2023
Carrier Corp. - Indianapolis | Airquest | S4A5S36*K*WAA* | S4A5S36*K*WAA* | EA*4X37L21A*+TDR |  | Voluntarily Certified | Single-split-system air condit | False | False | 35600 |  | 14.5 | 13.4 |  |  | False | 30 | 30 | 12.5 |  | Coil-Only System | False | Conventional | 10/05/2023 |  | 11/28/2023
Carrier Corp. - Indianapolis | Comfortmaker | S4A5S36*K*WAA* | S4A5S36*K*WAA* | EA*4X37L21A*+TDR |  | Voluntarily Certified | Single-split-system air condit | False | False | 35600 |  | 14.5 | 13.4 |  |  | False | 30 | 30 | 12.5 |  | Coil-Only System | False | Conventional | 10/05/2023 |  | 11/28/2023
Carrier Corp. - Indianapolis | Kenmore | S4A5S36*K*WAA* | S4A5S36*K*WAA* | EA*4X37L21A*+TDR |  | Voluntarily Certified | Single-split-system air condit | False | False | 35600 |  | 14.5 | 13.4 |  |  | False | 30 | 30 | 12.5 |  | Coil-Only System | False | Conventional | 10/05/2023 |  | 11/28/2023
Carrier Corp. - Indianapolis | Airquest | S4A5S48*K*WAA* | S4A5S48*K*WAA* | EA*4X61L24A*+TDR |  | Voluntarily Certified | Single-split-system air condit | False | False | 47500 |  | 14 | 13.4 |  |  | False | 30 | 30 | 12 |  | Coil-Only System | False | Conventional | 10/05/2023 |  | 11/28/2023
Carrier Corp. - Indianapolis | Comfortmaker | S4A5S48*K*WAA* | S4A5S48*K*WAA* | EA*4X61L24A*+TDR |  | Voluntarily Certified | Single-split-system air condit | False | False | 47500 |  | 14 | 13.4 |  |  | False | 30 | 30 | 12 |  | Coil-Only System | False | Conventional | 10/05/2023 |  | 11/28/2023
Carrier Corp. - Indianapolis | Kenmore | S4A5S48*K*WAA* | S4A5S48*K*WAA* | EA*4X61L24A*+TDR |  | Voluntarily Certified | Single-split-system air condit | False | False | 47500 |  | 14 | 13.4 |  |  | False | 30 | 30 | 12 |  | Coil-Only System | False | Conventional | 10/05/2023 |  | 11/28/2023
Carrier Corp. - Indianapolis | Airquest | S4A5S60*K*WAA* | S4A5S60*K*WAA* | EA*4X61L24A*+TDR |  | Voluntarily Certified | Single-split-system air condit | False | False | 57000 |  | 13.8 | 13.4 |  |  | False | 30 | 30 | 11.5 |  | Coil-Only System | False | Conventional | 10/05/2023 |  | 11/28/2023
Carrier Corp. - Indianapolis | Comfortmaker | S4A5S60*K*WAA* | S4A5S60*K*WAA* | EA*4X61L24A*+TDR |  | Voluntarily Certified | Single-split-system air condit | False | False | 57000 |  | 13.8 | 13.4 |  |  | False | 30 | 30 | 11.5 |  | Coil-Only System | False | Conventional | 10/05/2023 |  | 11/28/2023
Carrier Corp. - Indianapolis | Kenmore | S4A5S60*K*WAA* | S4A5S60*K*WAA* | EA*4X61L24A*+TDR |  | Voluntarily Certified | Single-split-system air condit | False | False | 57000 |  | 13.8 | 13.4 |  |  | False | 30 | 30 | 11.5 |  | Coil-Only System | False | Conventional | 10/05/2023 |  | 11/28/2023
Carrier Corp. - Indianapolis | Grandaire | W4A4S18*K*NAA* | W4A4S18*K*NAA* | WLA*194BA*+TDR |  | Voluntarily Certified | Single-split-system air condit | False | False | 18000 |  | 13.4 | 13.4 |  |  | False | 30 | 30 | 11.5 |  | Coil-Only System | False | Conventional | 10/05/2023 |  | 11/28/2023
Carrier Corp. - Indianapolis | Grandaire | W4A4S24*K*NAA* | W4A4S24*K*NAA* | WMSC24414XA*+TDR |  | Voluntarily Certified | Single-split-system air condit | False | False | 23200 |  | 13.4 | 13.4 |  |  | False | 30 | 30 | 11.5 |  | Coil-Only System | False | Conventional | 10/05/2023 |  | 11/28/2023
Carrier Corp. - Indianapolis | Grandaire | W4A4S30*K*NAA* | W4A4S30*K*NAA* | WLA*374CA*+TDR |  | Voluntarily Certified | Single-split-system air condit | False | False | 29400 |  | 14 | 13.4 |  |  | False | 30 | 30 | 11.5 |  | Coil-Only System | False | Conventional | 10/05/2023 |  | 11/28/2023
Carrier Corp. - Indianapolis | Grandaire | W4A4S36*K*NAA* | W4A4S36*K*NAA* | WMVC37421XA*+TDR |  | Voluntarily Certified | Single-split-system air condit | False | False | 33600 |  | 13.4 | 13.4 |  |  | False | 30 | 30 | 11.5 |  | Coil-Only System | False | Conventional | 10/05/2023 |  | 11/28/2023
Carrier Corp. - Indianapolis | Grandaire | W4A4S42*K*NAA* | W4A4S42*K*NAA* | WMVC42421XA*+TDR |  | Voluntarily Certified | Single-split-system air condit | False | False | 38500 |  | 13.4 | 13.4 |  |  | False | 30 | 30 | 11 |  | Coil-Only System | False | Conventional | 10/05/2023 |  | 11/28/2023
Carrier Corp. - Indianapolis | Grandaire | W4A4S48*K*NAA* | W4A4S48*K*NAA* | WLA*614DA*+TDR |  | Voluntarily Certified | Single-split-system air condit | False | False | 45000 |  | 13.4 | 13.4 |  |  | False | 30 | 30 | 11.5 |  | Coil-Only System | False | Conventional | 10/05/2023 |  | 11/28/2023
Carrier Corp. - Indianapolis | Grandaire | W4A4S60*K*NAA* | W4A4S60*K*NAA* | WMVC61424XA*+TDR |  | Voluntarily Certified | Single-split-system air condit | False | False | 55500 |  | 13.4 | 13.4 |  |  | False | 30 | 30 | 11 |  | Coil-Only System | False | Conventional | 10/05/2023 |  | 11/28/2023
Carrier Corp. - Indianapolis | Grandaire | W4A5S18*K*WAA* | W4A5S18*K*WAA* | WMSC24414XA*+TDR |  | Voluntarily Certified | Single-split-system air condit | False | False | 17900 |  | 14.3 | 13.4 |  |  | False | 30 | 30 | 11.7 |  | Coil-Only System | False | Conventional | 10/05/2023 |  | 11/28/2023
Carrier Corp. - Indianapolis | Grandaire | W4A5S24*K*WAA* | W4A5S24*K*WAA* | WMSC24414XA*+TDR |  | Voluntarily Certified | Single-split-system air condit | False | False | 22800 |  | 14.3 | 13.4 |  |  | False | 30 | 30 | 11.7 |  | Coil-Only System | False | Conventional | 10/05/2023 |  | 11/28/2023
Carrier Corp. - Indianapolis | Grandaire | W4A5S30*K*WAA* | W4A5S30*K*WAA* | WMVC30417XA*+TDR |  | Voluntarily Certified | Single-split-system air condit | False | False | 28800 |  | 14.3 | 13.4 |  |  | False | 30 | 30 | 11.7 |  | Coil-Only System | False | Conventional | 10/05/2023 |  | 11/28/2023
Carrier Corp. - Indianapolis | Grandaire | W4A5S36*K*WAA* | W4A5S36*K*WAA* | WMVC37421XA*+TDR |  | Voluntarily Certified | Single-split-system air condit | False | False | 34200 |  | 14.3 | 13.4 |  |  | False | 30 | 30 | 11.7 |  | Coil-Only System | False | Conventional | 10/05/2023 |  | 11/28/2023
Carrier Corp. - Indianapolis | Grandaire | W4A5S42*K*WAA* | W4A5S42*K*WAA* | WMVC48421XA*+TDR |  | Voluntarily Certified | Single-split-system air condit | False | False | 45000 |  | 13.8 | 13.4 |  |  | False | 30 | 30 | 11.2 |  | Coil-Only System | False | Conventional | 10/05/2023 |  | 11/28/2023
Carrier Corp. - Indianapolis | Grandaire | W4A5S43*K*WAA* | W4A5S43*K*WAA* | WLA*434CA*+TDR |  | Voluntarily Certified | Single-split-system air condit | False | False | 40000 |  | 14.3 | 13.4 |  |  | False | 30 | 30 | 12.5 |  | Coil-Only System | False | Conventional | 10/05/2023 |  | 11/28/2023
Carrier Corp. - Indianapolis | Grandaire | W4A5S48*K*WAA* | W4A5S48*K*WAA* | WMVC48421XA*+TDR |  | Voluntarily Certified | Single-split-system air condit | False | False | 46500 |  | 13.8 | 13.4 |  |  | False | 30 | 30 | 11.2 |  | Coil-Only System | False | Conventional | 10/05/2023 |  | 11/28/2023
Carrier Corp. - Indianapolis | Grandaire | W4A5S49*K*WAA* | W4A5S49*K*WAA* | WLA*604DA*+TDR |  | Voluntarily Certified | Single-split-system air condit | False | False | 46000 |  | 14.5 | 13.4 |  |  | False | 30 | 30 | 12.5 |  | Coil-Only System | False | Conventional | 10/05/2023 |  | 11/28/2023
Carrier Corp. - Indianapolis | Grandaire | W4A5S60*K*WAA* | W4A5S60*K*WAA* | WMVC61424XA*+TDR |  | Voluntarily Certified | Single-split-system air condit | False | False | 56500 |  | 13.8 | 13.4 |  |  | False | 30 | 30 | 11.2 |  | Coil-Only System | False | Conventional | 10/05/2023 |  | 11/28/2023
Carrier Corp. - Indianapolis | Grandaire | W4A5S61*K*WAA* | W4A5S61*K*WAA* | WMVC61424XA*+TDR |  | Voluntarily Certified | Single-split-system air condit | False | False | 55500 |  | 14.3 | 13.4 |  |  | False | 30 | 30 | 12 |  | Coil-Only System | False | Conventional | 10/05/2023 |  | 11/28/2023
Carrier Corp. - Indianapolis | Grandaire | W4A7T24*K*WAA* | W4A7T24*K*WAA* | WMVC25417XA*+TDR |  | Voluntarily Certified | Single-split-system air condit | False | False | 23400 |  | 14.3 | 13.4 |  |  | False | 30 | 30 | 11.7 |  | Coil-Only System | False | Conventional | 10/05/2023 |  | 11/28/2023
Carrier Corp. - Indianapolis | Grandaire | W4A7T36*K*WAA* | W4A7T36*K*WAA* | WMVC37421XA*+TDR |  | Voluntarily Certified | Single-split-system air condit | False | False | 35000 |  | 14.3 | 13.4 |  |  | False | 30 | 30 | 12 |  | Coil-Only System | False | Conventional | 10/05/2023 |  | 11/28/2023
Carrier Corp. - Indianapolis | Grandaire | W4A7T48*K*WAA* | W4A7T48*K*WAA* | WMVC49424XA*+TDR |  | Voluntarily Certified | Single-split-system air condit | False | False | 47000 |  | 13.8 | 13.4 |  |  | False | 30 | 30 | 12 |  | Coil-Only System | False | Conventional | 10/05/2023 |  | 11/28/2023
Carrier Corp. - Indianapolis | Grandaire | W4A7T60*K*WAA* | W4A7T60*K*WAA* | WMVC61424XA*+TDR |  | Voluntarily Certified | Single-split-system air condit | False | False | 57500 |  | 13.8 | 13.4 |  |  | False | 30 | 30 | 11.5 |  | Coil-Only System | False | Conventional | 10/05/2023 |  | 11/28/2023
Carrier Corp. - Indianapolis | Grandaire | WCA6604GKB** | WCA6604GKB** | WLNC614DA*+TDR |  | Voluntarily Certified | Single-split-system air condit | False | False | 57500 |  | 13.8 | 13.4 |  |  | False | 30 | 30 | 11.2 |  | Coil-Only System | False | Conventional | 10/05/2023 |  | 11/28/2023
Carrier Corp. - Indianapolis | Grandaire | WJA424***K***K* | WJA424***K***K* |  |  | Voluntarily Certified | Single-package air conditioner | False | False | 23200 |  | 13.4 | 13.4 |  |  | False | 30 | 30 | 10.6 |  |  | False | Conventional | 10/05/2023 |  | 11/28/2023
Carrier Corp. - Indianapolis | Grandaire | WJA430***K***K* | WJA430***K***K* |  |  | Voluntarily Certified | Single-package air conditioner | False | False | 28000 |  | 13.4 | 13.4 |  |  | False | 30 | 30 | 10.6 |  |  | False | Conventional | 10/05/2023 |  | 11/28/2023
Carrier Corp. - Indianapolis | Grandaire | WJA436***K***K* | WJA436***K***K* |  |  | Voluntarily Certified | Single-package air conditioner | False | False | 33600 |  | 13.4 | 13.4 |  |  | False | 30 | 30 | 10.6 |  |  | False | Conventional | 10/05/2023 |  | 11/28/2023
Carrier Corp. - Indianapolis | Grandaire | WJA442***K***K* | WJA442***K***K* |  |  | Voluntarily Certified | Single-package air conditioner | False | False | 40500 |  | 13.4 | 13.4 |  |  | False | 30 | 30 | 10.6 |  |  | False | Conventional | 10/05/2023 |  | 11/28/2023
Carrier Corp. - Indianapolis | Grandaire | WJA448***K***K* | WJA448***K***K* |  |  | Voluntarily Certified | Single-package air conditioner | False | False | 45500 |  | 13.4 | 13.4 |  |  | False | 30 | 30 | 10.6 |  |  | False | Conventional | 10/05/2023 |  | 11/28/2023
Carrier Corp. - Indianapolis | Grandaire | WJA460***K***K* | WJA460***K***K* |  |  | Voluntarily Certified | Single-package air conditioner | False | False | 53500 |  | 13.4 | 13.4 |  |  | False | 30 | 30 | 10.6 |  |  | False | Conventional | 10/05/2023 |  | 11/28/2023
Carrier Corp. - Indianapolis | Grandaire | WPA4244000RKK* | WPA4244000RKK* |  |  | Voluntarily Certified | Single-package air conditioner | False | False | 22800 |  | 13.4 | 13.4 |  |  | False | 30 | 30 | 11.05 |  |  | False | Conventional | 10/05/2023 |  | 11/28/2023
Carrier Corp. - Indianapolis | Grandaire | WPA4304000RKK* | WPA4304000RKK* |  |  | Voluntarily Certified | Single-package air conditioner | False | False | 28000 |  | 13.4 | 13.4 |  |  | False | 30 | 30 | 11.05 |  |  | False | Conventional | 10/05/2023 |  | 11/28/2023
Carrier Corp. - Indianapolis | Grandaire | WPA4364000RKK* | WPA4364000RKK* |  |  | Voluntarily Certified | Single-package air conditioner | False | False | 33800 |  | 13.4 | 13.4 |  |  | False | 30 | 30 | 11.05 |  |  | False | Conventional | 10/05/2023 |  | 11/28/2023
Carrier Corp. - Indianapolis | Grandaire | WPA4424000RKK* | WPA4424000RKK* |  |  | Voluntarily Certified | Single-package air conditioner | False | False | 39000 |  | 13.4 | 13.4 |  |  | False | 30 | 30 | 11.05 |  |  | False | Conventional | 10/05/2023 |  | 11/28/2023
Carrier Corp. - Indianapolis | Grandaire | WPA4484000RKK* | WPA4484000RKK* |  |  | Voluntarily Certified | Single-package air conditioner | False | False | 47000 |  | 13.4 | 13.4 |  |  | False | 30 | 30 | 11.05 |  |  | False | Conventional | 10/05/2023 |  | 11/28/2023
Carrier Corp. - Indianapolis | Grandaire | WPA4604000RKK* | WPA4604000RKK* |  |  | Voluntarily Certified | Single-package air conditioner | False | False | 56000 |  | 13.4 | 13.4 |  |  | False | 30 | 30 | 11.05 |  |  | False | Conventional | 10/05/2023 |  | 11/28/2023
Carrier Corp. - Indianapolis | Grandaire | WPG4244****KK* | WPG4244****KK* |  |  | Voluntarily Certified | Single-package air conditioner | False | False | 22800 |  | 13.4 | 13.4 |  |  | False | 30 | 30 | 11.05 |  |  | False | Conventional | 10/05/2023 |  | 11/28/2023
Carrier Corp. - Indianapolis | Grandaire | WPG4304****KK* | WPG4304****KK* |  |  | Voluntarily Certified | Single-package air conditioner | False | False | 28000 |  | 13.4 | 13.4 |  |  | False | 30 | 30 | 11.05 |  |  | False | Conventional | 10/05/2023 |  | 11/28/2023
Carrier Corp. - Indianapolis | Grandaire | WPG4364****KK* | WPG4364****KK* |  |  | Voluntarily Certified | Single-package air conditioner | False | False | 33800 |  | 13.4 | 13.4 |  |  | False | 30 | 30 | 11.05 |  |  | False | Conventional | 10/05/2023 |  | 11/28/2023
Carrier Corp. - Indianapolis | Grandaire | WPG4424****KK* | WPG4424****KK* |  |  | Voluntarily Certified | Single-package air conditioner | False | False | 39000 |  | 13.4 | 13.4 |  |  | False | 30 | 30 | 11.05 |  |  | False | Conventional | 10/05/2023 |  | 11/28/2023
Carrier Corp. - Indianapolis | Grandaire | WPG4484****KK* | WPG4484****KK* |  |  | Voluntarily Certified | Single-package air conditioner | False | False | 47000 |  | 13.4 | 13.4 |  |  | False | 30 | 30 | 11.05 |  |  | False | Conventional | 10/05/2023 |  | 11/28/2023
Carrier Corp. - Indianapolis | Grandaire | WPG4604****KK* | WPG4604****KK* |  |  | Voluntarily Certified | Single-package air conditioner | False | False | 56000 |  | 13.4 | 13.4 |  |  | False | 30 | 30 | 11.05 |  |  | False | Conventional | 11/28/2023 |  | 11/28/2023
Carrier Corp. - Indianapolis | BRYANT HEATING AND COOLING SYSTEMS | PA4SAN424**NA* | PA4SAN424**NA* | CSPVA2414XMC*+TDR |  | Voluntarily Certified | Single-split-system air condit | False | False | 23200 |  | 13.4 | 13.4 |  |  | False | 30 | 30 | 11.5 |  | Coil-Only System | False | Conventional | 11/28/2023 |  | 11/28/2023
Carrier Corp. - Indianapolis | PAYNE HEATING AND COOLING | PA4SAN424**NA* | PA4SAN424**NA* | CSPVA2414XMC*+TDR |  | Voluntarily Certified | Single-split-system air condit | False | False | 23200 |  | 13.4 | 13.4 |  |  | False | 30 | 30 | 11.5 |  | Coil-Only System | False | Conventional | 11/28/2023 |  | 11/28/2023
Carrier Corp. - Indianapolis | WEATHERMAKER | PA4SAN424**NA* | PA4SAN424**NA* | CSPVA2414XMC*+TDR |  | Voluntarily Certified | Single-split-system air condit | False | False | 23200 |  | 13.4 | 13.4 |  |  | False | 30 | 30 | 11.5 |  | Coil-Only System | False | Conventional | 11/28/2023 |  | 11/28/2023
Carrier Corp. - Indianapolis | BRYANT HEATING AND COOLING SYSTEMS | PA4SAN430**NA* | PA4SAN430**NA* | CAP**3721AL*+TDR |  | Voluntarily Certified | Single-split-system air condit | False | False | 29400 |  | 14 | 13.4 |  |  | False | 30 | 30 | 11.5 |  | Coil-Only System | False | Conventional | 11/28/2023 |  | 11/28/2023
Carrier Corp. - Indianapolis | PAYNE HEATING AND COOLING | PA4SAN430**NA* | PA4SAN430**NA* | CAP**3721AL*+TDR |  | Voluntarily Certified | Single-split-system air condit | False | False | 29400 |  | 14 | 13.4 |  |  | False | 30 | 30 | 11.5 |  | Coil-Only System | False | Conventional | 11/28/2023 |  | 11/28/2023
Carrier Corp. - Indianapolis | WEATHERMAKER | PA4SAN430**NA* | PA4SAN430**NA* | CAP**3721AL*+TDR |  | Voluntarily Certified | Single-split-system air condit | False | False | 29400 |  | 14 | 13.4 |  |  | False | 30 | 30 | 11.5 |  | Coil-Only System | False | Conventional | 11/28/2023 |  | 11/28/2023
Carrier Corp. - Indianapolis | BRYANT HEATING AND COOLING SYSTEMS | PA4SAN436**NA* | PA4SAN436**NA* | CVPVA3721XMC*+TDR |  | Voluntarily Certified | Single-split-system air condit | False | False | 33600 |  | 13.4 | 13.4 |  |  | False | 30 | 30 | 11.5 |  | Coil-Only System | False | Conventional | 11/28/2023 |  | 11/28/2023
Carrier Corp. - Indianapolis | PAYNE HEATING AND COOLING | PA4SAN436**NA* | PA4SAN436**NA* | CVPVA3721XMC*+TDR |  | Voluntarily Certified | Single-split-system air condit | False | False | 33600 |  | 13.4 | 13.4 |  |  | False | 30 | 30 | 11.5 |  | Coil-Only System | False | Conventional | 11/28/2023 |  | 11/28/2023
Carrier Corp. - Indianapolis | WEATHERMAKER | PA4SAN436**NA* | PA4SAN436**NA* | CVPVA3721XMC*+TDR |  | Voluntarily Certified | Single-split-system air condit | False | False | 33600 |  | 13.4 | 13.4 |  |  | False | 30 | 30 | 11.5 |  | Coil-Only System | False | Conventional | 11/28/2023 |  | 11/28/2023
Carrier Corp. - Indianapolis | BRYANT HEATING AND COOLING SYSTEMS | PA4SAN442**NA* | PA4SAN442**NA* | CVPVA4221XMC*+TDR |  | Voluntarily Certified | Single-split-system air condit | False | False | 38500 |  | 13.4 | 13.4 |  |  | False | 30 | 30 | 11 |  | Coil-Only System | False | Conventional | 11/28/2023 |  | 11/28/2023
Carrier Corp. - Indianapolis | PAYNE HEATING AND COOLING | PA4SAN442**NA* | PA4SAN442**NA* | CVPVA4221XMC*+TDR |  | Voluntarily Certified | Single-split-system air condit | False | False | 38500 |  | 13.4 | 13.4 |  |  | False | 30 | 30 | 11 |  | Coil-Only System | False | Conventional | 11/28/2023 |  | 11/28/2023
Carrier Corp. - Indianapolis | WEATHERMAKER | PA4SAN442**NA* | PA4SAN442**NA* | CVPVA4221XMC*+TDR |  | Voluntarily Certified | Single-split-system air condit | False | False | 38500 |  | 13.4 | 13.4 |  |  | False | 30 | 30 | 11 |  | Coil-Only System | False | Conventional | 11/28/2023 |  | 11/28/2023
Carrier Corp. - Indianapolis | BRYANT HEATING AND COOLING SYSTEMS | PA4SAN448**NA* | PA4SAN448**NA* | CAP**6124AL*+TDR |  | Voluntarily Certified | Single-split-system air condit | False | False | 45000 |  | 13.4 | 13.4 |  |  | False | 30 | 30 | 11.5 |  | Coil-Only System | False | Conventional | 11/28/2023 |  | 11/28/2023
Carrier Corp. - Indianapolis | PAYNE HEATING AND COOLING | PA4SAN448**NA* | PA4SAN448**NA* | CAP**6124AL*+TDR |  | Voluntarily Certified | Single-split-system air condit | False | False | 45000 |  | 13.4 | 13.4 |  |  | False | 30 | 30 | 11.5 |  | Coil-Only System | False | Conventional | 11/28/2023 |  | 11/28/2023
Carrier Corp. - Indianapolis | WEATHERMAKER | PA4SAN448**NA* | PA4SAN448**NA* | CAP**6124AL*+TDR |  | Voluntarily Certified | Single-split-system air condit | False | False | 45000 |  | 13.4 | 13.4 |  |  | False | 30 | 30 | 11.5 |  | Coil-Only System | False | Conventional | 11/28/2023 |  | 11/28/2023
Carrier Corp. - Indianapolis | BRYANT HEATING AND COOLING SYSTEMS | PA4SAN460**NA* | PA4SAN460**NA* | CVPVA6124XMC*+TDR |  | Voluntarily Certified | Single-split-system air condit | False | False | 55500 |  | 13.4 | 13.4 |  |  | False | 30 | 30 | 11 |  | Coil-Only System | False | Conventional | 11/28/2023 |  | 11/28/2023
Carrier Corp. - Indianapolis | PAYNE HEATING AND COOLING | PA4SAN460**NA* | PA4SAN460**NA* | CVPVA6124XMC*+TDR |  | Voluntarily Certified | Single-split-system air condit | False | False | 55500 |  | 13.4 | 13.4 |  |  | False | 30 | 30 | 11 |  | Coil-Only System | False | Conventional | 11/28/2023 |  | 11/28/2023
Carrier Corp. - Indianapolis | WEATHERMAKER | PA4SAN460**NA* | PA4SAN460**NA* | CVPVA6124XMC*+TDR |  | Voluntarily Certified | Single-split-system air condit | False | False | 55500 |  | 13.4 | 13.4 |  |  | False | 30 | 30 | 11 |  | Coil-Only System | False | Conventional | 11/28/2023 |  | 11/28/2023
Carrier Corp. - Indianapolis | BRYANT HEATING AND COOLING SYSTEMS | PA4ZNK024***3*** | PA4ZNK024***3*** |  |  | Voluntarily Certified | Single-package air conditioner | False | False | 23200 |  | 13.4 | 13.4 |  |  | False | 30 | 30 | 10.6 |  |  | False | Conventional | 11/28/2023 |  | 11/28/2023
Carrier Corp. - Indianapolis | PAYNE HEATING AND COOLING | PA4ZNK024***3*** | PA4ZNK024***3*** |  |  | Voluntarily Certified | Single-package air conditioner | False | False | 23200 |  | 13.4 | 13.4 |  |  | False | 30 | 30 | 10.6 |  |  | False | Conventional | 11/28/2023 |  | 11/28/2023
Carrier Corp. - Indianapolis | WEATHERMAKER | PA4ZNK024***3*** | PA4ZNK024***3*** |  |  | Voluntarily Certified | Single-package air conditioner | False | False | 23200 |  | 13.4 | 13.4 |  |  | False | 30 | 30 | 10.6 |  |  | False | Conventional | 11/28/2023 |  | 11/28/2023
Carrier Corp. - Indianapolis | BRYANT HEATING AND COOLING SYSTEMS | PA4ZNK030***3*** | PA4ZNK030***3*** |  |  | Voluntarily Certified | Single-package air conditioner | False | False | 28000 |  | 13.4 | 13.4 |  |  | False | 30 | 30 | 10.6 |  |  | False | Conventional | 11/28/2023 |  | 11/28/2023
Carrier Corp. - Indianapolis | PAYNE HEATING AND COOLING | PA4ZNK030***3*** | PA4ZNK030***3*** |  |  | Voluntarily Certified | Single-package air conditioner | False | False | 28000 |  | 13.4 | 13.4 |  |  | False | 30 | 30 | 10.6 |  |  | False | Conventional | 11/28/2023 |  | 11/28/2023
Carrier Corp. - Indianapolis | WEATHERMAKER | PA4ZNK030***3*** | PA4ZNK030***3*** |  |  | Voluntarily Certified | Single-package air conditioner | False | False | 28000 |  | 13.4 | 13.4 |  |  | False | 30 | 30 | 10.6 |  |  | False | Conventional | 11/28/2023 |  | 11/28/2023
Carrier Corp. - Indianapolis | BRYANT HEATING AND COOLING SYSTEMS | PA4ZNK036***3*** | PA4ZNK036***3*** |  |  | Voluntarily Certified | Single-package air conditioner | False | False | 33600 |  | 13.4 | 13.4 |  |  | False | 30 | 30 | 10.6 |  |  | False | Conventional | 11/28/2023 |  | 11/28/2023
Carrier Corp. - Indianapolis | PAYNE HEATING AND COOLING | PA4ZNK036***3*** | PA4ZNK036***3*** |  |  | Voluntarily Certified | Single-package air conditioner | False | False | 33600 |  | 13.4 | 13.4 |  |  | False | 30 | 30 | 10.6 |  |  | False | Conventional | 11/28/2023 |  | 11/28/2023
Carrier Corp. - Indianapolis | WEATHERMAKER | PA4ZNK036***3*** | PA4ZNK036***3*** |  |  | Voluntarily Certified | Single-package air conditioner | False | False | 33600 |  | 13.4 | 13.4 |  |  | False | 30 | 30 | 10.6 |  |  | False | Conventional | 11/28/2023 |  | 11/28/2023
Carrier Corp. - Indianapolis | BRYANT HEATING AND COOLING SYSTEMS | PA4ZNK042***3*** | PA4ZNK042***3*** |  |  | Voluntarily Certified | Single-package air conditioner | False | False | 40500 |  | 13.4 | 13.4 |  |  | False | 30 | 30 | 10.6 |  |  | False | Conventional | 11/28/2023 |  | 11/28/2023
Carrier Corp. - Indianapolis | PAYNE HEATING AND COOLING | PA4ZNK042***3*** | PA4ZNK042***3*** |  |  | Voluntarily Certified | Single-package air conditioner | False | False | 40500 |  | 13.4 | 13.4 |  |  | False | 30 | 30 | 10.6 |  |  | False | Conventional | 11/28/2023 |  | 11/28/2023
Carrier Corp. - Indianapolis | WEATHERMAKER | PA4ZNK042***3*** | PA4ZNK042***3*** |  |  | Voluntarily Certified | Single-package air conditioner | False | False | 40500 |  | 13.4 | 13.4 |  |  | False | 30 | 30 | 10.6 |  |  | False | Conventional | 11/28/2023 |  | 11/28/2023
Carrier Corp. - Indianapolis | BRYANT HEATING AND COOLING SYSTEMS | PA4ZNK048***3*** | PA4ZNK048***3*** |  |  | Voluntarily Certified | Single-package air conditioner | False | False | 45500 |  | 13.4 | 13.4 |  |  | False | 30 | 30 | 10.6 |  |  | False | Conventional | 11/28/2023 |  | 11/28/2023
Carrier Corp. - Indianapolis | PAYNE HEATING AND COOLING | PA4ZNK048***3*** | PA4ZNK048***3*** |  |  | Voluntarily Certified | Single-package air conditioner | False | False | 45500 |  | 13.4 | 13.4 |  |  | False | 30 | 30 | 10.6 |  |  | False | Conventional | 11/28/2023 |  | 11/28/2023
Carrier Corp. - Indianapolis | WEATHERMAKER | PA4ZNK048***3*** | PA4ZNK048***3*** |  |  | Voluntarily Certified | Single-package air conditioner | False | False | 45500 |  | 13.4 | 13.4 |  |  | False | 30 | 30 | 10.6 |  |  | False | Conventional | 11/28/2023 |  | 11/28/2023
Carrier Corp. - Indianapolis | BRYANT HEATING AND COOLING SYSTEMS | PA4ZNK060***3*** | PA4ZNK060***3*** |  |  | Voluntarily Certified | Single-package air conditioner | False | False | 53500 |  | 13.4 | 13.4 |  |  | False | 30 | 30 | 10.6 |  |  | False | Conventional | 11/28/2023 |  | 11/28/2023
Carrier Corp. - Indianapolis | PAYNE HEATING AND COOLING | PA4ZNK060***3*** | PA4ZNK060***3*** |  |  | Voluntarily Certified | Single-package air conditioner | False | False | 53500 |  | 13.4 | 13.4 |  |  | False | 30 | 30 | 10.6 |  |  | False | Conventional | 11/28/2023 |  | 11/28/2023
Carrier Corp. - Indianapolis | WEATHERMAKER | PA4ZNK060***3*** | PA4ZNK060***3*** |  |  | Voluntarily Certified | Single-package air conditioner | False | False | 53500 |  | 13.4 | 13.4 |  |  | False | 30 | 30 | 10.6 |  |  | False | Conventional | 11/28/2023 |  | 11/28/2023
Carrier Corp. - Indianapolis | BRYANT HEATING AND COOLING SYSTEMS | PA5SAN418**WA* | PA5SAN418**WA* | CSPVA2414XMC*+TDR |  | Voluntarily Certified | Single-split-system air condit | False | False | 17900 |  | 14.3 | 13.4 |  |  | False | 30 | 30 | 11.7 |  | Coil-Only System | False | Conventional | 11/28/2023 |  | 11/28/2023
Carrier Corp. - Indianapolis | PAYNE HEATING AND COOLING | PA5SAN418**WA* | PA5SAN418**WA* | CSPVA2414XMC*+TDR |  | Voluntarily Certified | Single-split-system air condit | False | False | 17900 |  | 14.3 | 13.4 |  |  | False | 30 | 30 | 11.7 |  | Coil-Only System | False | Conventional | 11/28/2023 |  | 11/28/2023
Carrier Corp. - Indianapolis | WEATHERMAKER | PA5SAN418**WA* | PA5SAN418**WA* | CSPVA2414XMC*+TDR |  | Voluntarily Certified | Single-split-system air condit | False | False | 17900 |  | 14.3 | 13.4 |  |  | False | 30 | 30 | 11.7 |  | Coil-Only System | False | Conventional | 11/28/2023 |  | 11/28/2023
Carrier Corp. - Indianapolis | BRYANT HEATING AND COOLING SYSTEMS | PA5SAN424**WA* | PA5SAN424**WA* | CSPVA2414XMC*+TDR |  | Voluntarily Certified | Single-split-system air condit | False | False | 22800 |  | 14.3 | 13.4 |  |  | False | 30 | 30 | 11.7 |  | Coil-Only System | False | Conventional | 11/28/2023 |  | 11/28/2023
Carrier Corp. - Indianapolis | PAYNE HEATING AND COOLING | PA5SAN424**WA* | PA5SAN424**WA* | CSPVA2414XMC*+TDR |  | Voluntarily Certified | Single-split-system air condit | False | False | 22800 |  | 14.3 | 13.4 |  |  | False | 30 | 30 | 11.7 |  | Coil-Only System | False | Conventional | 11/28/2023 |  | 11/28/2023
Carrier Corp. - Indianapolis | WEATHERMAKER | PA5SAN424**WA* | PA5SAN424**WA* | CSPVA2414XMC*+TDR |  | Voluntarily Certified | Single-split-system air condit | False | False | 22800 |  | 14.3 | 13.4 |  |  | False | 30 | 30 | 11.7 |  | Coil-Only System | False | Conventional | 11/28/2023 |  | 11/28/2023
Carrier Corp. - Indianapolis | BRYANT HEATING AND COOLING SYSTEMS | PA5SAN430**WA* | PA5SAN430**WA* | CVPVA3017XMC*+TDR |  | Voluntarily Certified | Single-split-system air condit | False | False | 28800 |  | 14.3 | 13.4 |  |  | False | 30 | 30 | 11.7 |  | Coil-Only System | False | Conventional | 11/28/2023 |  | 11/28/2023
Carrier Corp. - Indianapolis | PAYNE HEATING AND COOLING | PA5SAN430**WA* | PA5SAN430**WA* | CVPVA3017XMC*+TDR |  | Voluntarily Certified | Single-split-system air condit | False | False | 28800 |  | 14.3 | 13.4 |  |  | False | 30 | 30 | 11.7 |  | Coil-Only System | False | Conventional | 10/05/2023 |  | 11/28/2023
Carrier Corp. - Indianapolis | WEATHERMAKER | PA5SAN430**WA* | PA5SAN430**WA* | CVPVA3017XMC*+TDR |  | Voluntarily Certified | Single-split-system air condit | False | False | 28800 |  | 14.3 | 13.4 |  |  | False | 30 | 30 | 11.7 |  | Coil-Only System | False | Conventional | 10/05/2023 |  | 11/28/2023
Carrier Corp. - Indianapolis | BRYANT HEATING AND COOLING SYSTEMS | PA5SAN436**WA* | PA5SAN436**WA* | CVPVA3721XMC*+TDR |  | Voluntarily Certified | Single-split-system air condit | False | False | 34200 |  | 14.3 | 13.4 |  |  | False | 30 | 30 | 11.7 |  | Coil-Only System | False | Conventional | 10/05/2023 |  | 11/28/2023
Carrier Corp. - Indianapolis | PAYNE HEATING AND COOLING | PA5SAN436**WA* | PA5SAN436**WA* | CVPVA3721XMC*+TDR |  | Voluntarily Certified | Single-split-system air condit | False | False | 34200 |  | 14.3 | 13.4 |  |  | False | 30 | 30 | 11.7 |  | Coil-Only System | False | Conventional | 10/05/2023 |  | 11/28/2023
Carrier Corp. - Indianapolis | WEATHERMAKER | PA5SAN436**WA* | PA5SAN436**WA* | CVPVA3721XMC*+TDR |  | Voluntarily Certified | Single-split-system air condit | False | False | 34200 |  | 14.3 | 13.4 |  |  | False | 30 | 30 | 11.7 |  | Coil-Only System | False | Conventional | 10/05/2023 |  | 11/28/2023
Carrier Corp. - Indianapolis | BRYANT HEATING AND COOLING SYSTEMS | PA5SAN442**WA* | PA5SAN442**WA* | CVPVA4821XMC*+TDR |  | Voluntarily Certified | Single-split-system air condit | False | False | 45000 |  | 13.8 | 13.4 |  |  | False | 30 | 30 | 11.2 |  | Coil-Only System | False | Conventional | 10/05/2023 |  | 11/28/2023
Carrier Corp. - Indianapolis | PAYNE HEATING AND COOLING | PA5SAN442**WA* | PA5SAN442**WA* | CVPVA4821XMC*+TDR |  | Voluntarily Certified | Single-split-system air condit | False | False | 45000 |  | 13.8 | 13.4 |  |  | False | 30 | 30 | 11.2 |  | Coil-Only System | False | Conventional | 10/05/2023 |  | 11/28/2023
Carrier Corp. - Indianapolis | WEATHERMAKER | PA5SAN442**WA* | PA5SAN442**WA* | CVPVA4821XMC*+TDR |  | Voluntarily Certified | Single-split-system air condit | False | False | 45000 |  | 13.8 | 13.4 |  |  | False | 30 | 30 | 11.2 |  | Coil-Only System | False | Conventional | 10/05/2023 |  | 11/28/2023
Carrier Corp. - Indianapolis | BRYANT HEATING AND COOLING SYSTEMS | PA5SAN443**WA* | PA5SAN443**WA* | CAP**4321AL*+TDR |  | Voluntarily Certified | Single-split-system air condit | False | False | 40000 |  | 14.3 | 13.4 |  |  | False | 30 | 30 | 12.5 |  | Coil-Only System | False | Conventional | 10/05/2023 |  | 11/28/2023
Carrier Corp. - Indianapolis | PAYNE HEATING AND COOLING | PA5SAN443**WA* | PA5SAN443**WA* | CAP**4321AL*+TDR |  | Voluntarily Certified | Single-split-system air condit | False | False | 40000 |  | 14.3 | 13.4 |  |  | False | 30 | 30 | 12.5 |  | Coil-Only System | False | Conventional | 10/05/2023 |  | 11/28/2023
Carrier Corp. - Indianapolis | WEATHERMAKER | PA5SAN443**WA* | PA5SAN443**WA* | CAP**4321AL*+TDR |  | Voluntarily Certified | Single-split-system air condit | False | False | 40000 |  | 14.3 | 13.4 |  |  | False | 30 | 30 | 12.5 |  | Coil-Only System | False | Conventional | 10/05/2023 |  | 11/28/2023
Carrier Corp. - Indianapolis | BRYANT HEATING AND COOLING SYSTEMS | PA5SAN448**WA* | PA5SAN448**WA* | CVPVA4821XMC*+TDR |  | Voluntarily Certified | Single-split-system air condit | False | False | 46500 |  | 13.8 | 13.4 |  |  | False | 30 | 30 | 11.2 |  | Coil-Only System | False | Conventional | 10/05/2023 |  | 11/28/2023
Carrier Corp. - Indianapolis | PAYNE HEATING AND COOLING | PA5SAN448**WA* | PA5SAN448**WA* | CVPVA4821XMC*+TDR |  | Voluntarily Certified | Single-split-system air condit | False | False | 46500 |  | 13.8 | 13.4 |  |  | False | 30 | 30 | 11.2 |  | Coil-Only System | False | Conventional | 10/05/2023 |  | 11/28/2023
Carrier Corp. - Indianapolis | WEATHERMAKER | PA5SAN448**WA* | PA5SAN448**WA* | CVPVA4821XMC*+TDR |  | Voluntarily Certified | Single-split-system air condit | False | False | 46500 |  | 13.8 | 13.4 |  |  | False | 30 | 30 | 11.2 |  | Coil-Only System | False | Conventional | 10/05/2023 |  | 11/28/2023
Carrier Corp. - Indianapolis | BRYANT HEATING AND COOLING SYSTEMS | PA5SAN449**WA* | PA5SAN449**WA* | CAP**6024AL*+TDR |  | Voluntarily Certified | Single-split-system air condit | False | False | 46000 |  | 14.5 | 13.4 |  |  | False | 30 | 30 | 12.5 |  | Coil-Only System | False | Conventional | 10/05/2023 |  | 11/28/2023
Carrier Corp. - Indianapolis | PAYNE HEATING AND COOLING | PA5SAN449**WA* | PA5SAN449**WA* | CAP**6024AL*+TDR |  | Voluntarily Certified | Single-split-system air condit | False | False | 46000 |  | 14.5 | 13.4 |  |  | False | 30 | 30 | 12.5 |  | Coil-Only System | False | Conventional | 10/05/2023 |  | 11/28/2023
Carrier Corp. - Indianapolis | WEATHERMAKER | PA5SAN449**WA* | PA5SAN449**WA* | CAP**6024AL*+TDR |  | Voluntarily Certified | Single-split-system air condit | False | False | 46000 |  | 14.5 | 13.4 |  |  | False | 30 | 30 | 12.5 |  | Coil-Only System | False | Conventional | 10/05/2023 |  | 11/28/2023
Carrier Corp. - Indianapolis | BRYANT HEATING AND COOLING SYSTEMS | PA5SAN460**WA* | PA5SAN460**WA* | CVPVA6124XMC*+TDR |  | Voluntarily Certified | Single-split-system air condit | False | False | 56500 |  | 13.8 | 13.4 |  |  | False | 30 | 30 | 11.2 |  | Coil-Only System | False | Conventional | 10/05/2023 |  | 11/28/2023
Carrier Corp. - Indianapolis | PAYNE HEATING AND COOLING | PA5SAN460**WA* | PA5SAN460**WA* | CVPVA6124XMC*+TDR |  | Voluntarily Certified | Single-split-system air condit | False | False | 56500 |  | 13.8 | 13.4 |  |  | False | 30 | 30 | 11.2 |  | Coil-Only System | False | Conventional | 10/05/2023 |  | 11/28/2023
Carrier Corp. - Indianapolis | WEATHERMAKER | PA5SAN460**WA* | PA5SAN460**WA* | CVPVA6124XMC*+TDR |  | Voluntarily Certified | Single-split-system air condit | False | False | 56500 |  | 13.8 | 13.4 |  |  | False | 30 | 30 | 11.2 |  | Coil-Only System | False | Conventional | 10/05/2023 |  | 11/28/2023
Carrier Corp. - Indianapolis | BRYANT HEATING AND COOLING SYSTEMS | PA5SAN461**WA* | PA5SAN461**WA* | CVPVA6124XMC*+TDR |  | Voluntarily Certified | Single-split-system air condit | False | False | 55500 |  | 14.3 | 13.4 |  |  | False | 30 | 30 | 12 |  | Coil-Only System | False | Conventional | 10/05/2023 |  | 11/28/2023
Carrier Corp. - Indianapolis | PAYNE HEATING AND COOLING | PA5SAN461**WA* | PA5SAN461**WA* | CVPVA6124XMC*+TDR |  | Voluntarily Certified | Single-split-system air condit | False | False | 55500 |  | 14.3 | 13.4 |  |  | False | 30 | 30 | 12 |  | Coil-Only System | False | Conventional | 10/05/2023 |  | 11/28/2023
Carrier Corp. - Indianapolis | WEATHERMAKER | PA5SAN461**WA* | PA5SAN461**WA* | CVPVA6124XMC*+TDR |  | Voluntarily Certified | Single-split-system air condit | False | False | 55500 |  | 14.3 | 13.4 |  |  | False | 30 | 30 | 12 |  | Coil-Only System | False | Conventional | 10/05/2023 |  | 11/28/2023
Carrier Corp. - Indianapolis | BRYANT HEATING AND COOLING SYSTEMS | PA7TAN424**WA* | PA7TAN424**WA* | CVPVA2517XMC*+TDR |  | Voluntarily Certified | Single-split-system air condit | False | False | 23400 |  | 14.3 | 13.4 |  |  | False | 30 | 30 | 11.7 |  | Coil-Only System | False | Conventional | 10/05/2023 |  | 11/28/2023
Carrier Corp. - Indianapolis | PAYNE HEATING AND COOLING | PA7TAN424**WA* | PA7TAN424**WA* | CVPVA2517XMC*+TDR |  | Voluntarily Certified | Single-split-system air condit | False | False | 23400 |  | 14.3 | 13.4 |  |  | False | 30 | 30 | 11.7 |  | Coil-Only System | False | Conventional | 10/05/2023 |  | 11/28/2023
Carrier Corp. - Indianapolis | WEATHERMAKER | PA7TAN424**WA* | PA7TAN424**WA* | CVPVA2517XMC*+TDR |  | Voluntarily Certified | Single-split-system air condit | False | False | 23400 |  | 14.3 | 13.4 |  |  | False | 30 | 30 | 11.7 |  | Coil-Only System | False | Conventional | 10/05/2023 |  | 11/28/2023
Carrier Corp. - Indianapolis | BRYANT HEATING AND COOLING SYSTEMS | PA7TAN436**WA* | PA7TAN436**WA* | CVPVA3721XMC*+TDR |  | Voluntarily Certified | Single-split-system air condit | False | False | 35000 |  | 14.3 | 13.4 |  |  | False | 30 | 30 | 12 |  | Coil-Only System | False | Conventional | 10/05/2023 |  | 11/28/2023
Carrier Corp. - Indianapolis | PAYNE HEATING AND COOLING | PA7TAN436**WA* | PA7TAN436**WA* | CVPVA3721XMC*+TDR |  | Voluntarily Certified | Single-split-system air condit | False | False | 35000 |  | 14.3 | 13.4 |  |  | False | 30 | 30 | 12 |  | Coil-Only System | False | Conventional | 10/05/2023 |  | 11/28/2023
Carrier Corp. - Indianapolis | WEATHERMAKER | PA7TAN436**WA* | PA7TAN436**WA* | CVPVA3721XMC*+TDR |  | Voluntarily Certified | Single-split-system air condit | False | False | 35000 |  | 14.3 | 13.4 |  |  | False | 30 | 30 | 12 |  | Coil-Only System | False | Conventional | 10/05/2023 |  | 11/28/2023
Carrier Corp. - Indianapolis | BRYANT HEATING AND COOLING SYSTEMS | PA7TAN448**WA* | PA7TAN448**WA* | CVPVA4924XMC*+TDR |  | Voluntarily Certified | Single-split-system air condit | False | False | 47000 |  | 13.8 | 13.4 |  |  | False | 30 | 30 | 12 |  | Coil-Only System | False | Conventional | 10/05/2023 |  | 11/28/2023
Carrier Corp. - Indianapolis | PAYNE HEATING AND COOLING | PA7TAN448**WA* | PA7TAN448**WA* | CVPVA4924XMC*+TDR |  | Voluntarily Certified | Single-split-system air condit | False | False | 47000 |  | 13.8 | 13.4 |  |  | False | 30 | 30 | 12 |  | Coil-Only System | False | Conventional | 10/05/2023 |  | 11/28/2023
Carrier Corp. - Indianapolis | WEATHERMAKER | PA7TAN448**WA* | PA7TAN448**WA* | CVPVA4924XMC*+TDR |  | Voluntarily Certified | Single-split-system air condit | False | False | 47000 |  | 13.8 | 13.4 |  |  | False | 30 | 30 | 12 |  | Coil-Only System | False | Conventional | 10/05/2023 |  | 11/28/2023
Carrier Corp. - Indianapolis | BRYANT HEATING AND COOLING SYSTEMS | PA7TAN460**WA* | PA7TAN460**WA* | CVPVA6124XMC*+TDR |  | Voluntarily Certified | Single-split-system air condit | False | False | 57500 |  | 13.8 | 13.4 |  |  | False | 30 | 30 | 11.5 |  | Coil-Only System | False | Conventional | 10/05/2023 |  | 11/28/2023
Carrier Corp. - Indianapolis | PAYNE HEATING AND COOLING | PA7TAN460**WA* | PA7TAN460**WA* | CVPVA6124XMC*+TDR |  | Voluntarily Certified | Single-split-system air condit | False | False | 57500 |  | 13.8 | 13.4 |  |  | False | 30 | 30 | 11.5 |  | Coil-Only System | False | Conventional | 10/05/2023 |  | 11/28/2023
Carrier Corp. - Indianapolis | WEATHERMAKER | PA7TAN460**WA* | PA7TAN460**WA* | CVPVA6124XMC*+TDR |  | Voluntarily Certified | Single-split-system air condit | False | False | 57500 |  | 13.8 | 13.4 |  |  | False | 30 | 30 | 11.5 |  | Coil-Only System | False | Conventional | 10/05/2023 |  | 11/28/2023
Carrier Corp. - Indianapolis | 1HVAC | PAD424000K***K1 | PAD424000K***K1 |  |  | Voluntarily Certified | Single-package air conditioner | False | False | 22800 |  | 13.4 | 13.4 |  |  | False | 30 | 30 | 11.05 |  |  | False | Conventional | 10/05/2023 |  | 11/28/2023
Carrier Corp. - Indianapolis | Arcoaire | PAD424000K***K1 | PAD424000K***K1 |  |  | Voluntarily Certified | Single-package air conditioner | False | False | 22800 |  | 13.4 | 13.4 |  |  | False | 30 | 30 | 11.05 |  |  | False | Conventional | 10/05/2023 |  | 11/28/2023
Carrier Corp. - Indianapolis | Day & Night | PAD424000K***K1 | PAD424000K***K1 |  |  | Voluntarily Certified | Single-package air conditioner | False | False | 22800 |  | 13.4 | 13.4 |  |  | False | 30 | 30 | 11.05 |  |  | False | Conventional | 10/05/2023 |  | 11/28/2023
Carrier Corp. - Indianapolis | Heil | PAD424000K***K1 | PAD424000K***K1 |  |  | Voluntarily Certified | Single-package air conditioner | False | False | 22800 |  | 13.4 | 13.4 |  |  | False | 30 | 30 | 11.05 |  |  | False | Conventional | 10/05/2023 |  | 11/28/2023
Carrier Corp. - Indianapolis | Keeprite | PAD424000K***K1 | PAD424000K***K1 |  |  | Voluntarily Certified | Single-package air conditioner | False | False | 22800 |  | 13.4 | 13.4 |  |  | False | 30 | 30 | 11.05 |  |  | False | Conventional | 10/05/2023 |  | 11/28/2023
Carrier Corp. - Indianapolis | Tempstar | PAD424000K***K1 | PAD424000K***K1 |  |  | Voluntarily Certified | Single-package air conditioner | False | False | 22800 |  | 13.4 | 13.4 |  |  | False | 30 | 30 | 11.05 |  |  | False | Conventional | 10/05/2023 |  | 11/28/2023
Carrier Corp. - Indianapolis | 1HVAC | PAD430000K***K1 | PAD430000K***K1 |  |  | Voluntarily Certified | Single-package air conditioner | False | False | 28000 |  | 13.4 | 13.4 |  |  | False | 30 | 30 | 11.05 |  |  | False | Conventional | 10/05/2023 |  | 11/28/2023
Carrier Corp. - Indianapolis | Arcoaire | PAD430000K***K1 | PAD430000K***K1 |  |  | Voluntarily Certified | Single-package air conditioner | False | False | 28000 |  | 13.4 | 13.4 |  |  | False | 30 | 30 | 11.05 |  |  | False | Conventional | 10/05/2023 |  | 11/28/2023
Carrier Corp. - Indianapolis | Day & Night | PAD430000K***K1 | PAD430000K***K1 |  |  | Voluntarily Certified | Single-package air conditioner | False | False | 28000 |  | 13.4 | 13.4 |  |  | False | 30 | 30 | 11.05 |  |  | False | Conventional | 10/05/2023 |  | 11/28/2023
Carrier Corp. - Indianapolis | Heil | PAD430000K***K1 | PAD430000K***K1 |  |  | Voluntarily Certified | Single-package air conditioner | False | False | 28000 |  | 13.4 | 13.4 |  |  | False | 30 | 30 | 11.05 |  |  | False | Conventional | 10/05/2023 |  | 11/28/2023
Carrier Corp. - Indianapolis | Keeprite | PAD430000K***K1 | PAD430000K***K1 |  |  | Voluntarily Certified | Single-package air conditioner | False | False | 28000 |  | 13.4 | 13.4 |  |  | False | 30 | 30 | 11.05 |  |  | False | Conventional | 10/05/2023 |  | 11/28/2023
Carrier Corp. - Indianapolis | Tempstar | PAD430000K***K1 | PAD430000K***K1 |  |  | Voluntarily Certified | Single-package air conditioner | False | False | 28000 |  | 13.4 | 13.4 |  |  | False | 30 | 30 | 11.05 |  |  | False | Conventional | 10/05/2023 |  | 11/28/2023
Carrier Corp. - Indianapolis | 1HVAC | PAD436000K***K1 | PAD436000K***K1 |  |  | Voluntarily Certified | Single-package air conditioner | False | False | 33800 |  | 13.4 | 13.4 |  |  | False | 30 | 30 | 11.05 |  |  | False | Conventional | 10/05/2023 |  | 11/28/2023
Carrier Corp. - Indianapolis | Arcoaire | PAD436000K***K1 | PAD436000K***K1 |  |  | Voluntarily Certified | Single-package air conditioner | False | False | 33800 |  | 13.4 | 13.4 |  |  | False | 30 | 30 | 11.05 |  |  | False | Conventional | 10/05/2023 |  | 11/28/2023
Carrier Corp. - Indianapolis | Day & Night | PAD436000K***K1 | PAD436000K***K1 |  |  | Voluntarily Certified | Single-package air conditioner | False | False | 33800 |  | 13.4 | 13.4 |  |  | False | 30 | 30 | 11.05 |  |  | False | Conventional | 10/05/2023 |  | 11/28/2023
Carrier Corp. - Indianapolis | Heil | PAD436000K***K1 | PAD436000K***K1 |  |  | Voluntarily Certified | Single-package air conditioner | False | False | 33800 |  | 13.4 | 13.4 |  |  | False | 30 | 30 | 11.05 |  |  | False | Conventional | 10/05/2023 |  | 11/28/2023
Carrier Corp. - Indianapolis | Keeprite | PAD436000K***K1 | PAD436000K***K1 |  |  | Voluntarily Certified | Single-package air conditioner | False | False | 33800 |  | 13.4 | 13.4 |  |  | False | 30 | 30 | 11.05 |  |  | False | Conventional | 10/05/2023 |  | 11/28/2023
Carrier Corp. - Indianapolis | Tempstar | PAD436000K***K1 | PAD436000K***K1 |  |  | Voluntarily Certified | Single-package air conditioner | False | False | 33800 |  | 13.4 | 13.4 |  |  | False | 30 | 30 | 11.05 |  |  | False | Conventional | 10/05/2023 |  | 11/28/2023
Carrier Corp. - Indianapolis | 1HVAC | PAD442000K***K1 | PAD442000K***K1 |  |  | Voluntarily Certified | Single-package air conditioner | False | False | 39000 |  | 13.4 | 13.4 |  |  | False | 30 | 30 | 11.05 |  |  | False | Conventional | 10/05/2023 |  | 11/28/2023
Carrier Corp. - Indianapolis | Arcoaire | PAD442000K***K1 | PAD442000K***K1 |  |  | Voluntarily Certified | Single-package air conditioner | False | False | 39000 |  | 13.4 | 13.4 |  |  | False | 30 | 30 | 11.05 |  |  | False | Conventional | 10/05/2023 |  | 11/28/2023
Carrier Corp. - Indianapolis | Day & Night | PAD442000K***K1 | PAD442000K***K1 |  |  | Voluntarily Certified | Single-package air conditioner | False | False | 39000 |  | 13.4 | 13.4 |  |  | False | 30 | 30 | 11.05 |  |  | False | Conventional | 10/05/2023 |  | 11/28/2023
Carrier Corp. - Indianapolis | Heil | PAD442000K***K1 | PAD442000K***K1 |  |  | Voluntarily Certified | Single-package air conditioner | False | False | 39000 |  | 13.4 | 13.4 |  |  | False | 30 | 30 | 11.05 |  |  | False | Conventional | 10/05/2023 |  | 11/28/2023
Carrier Corp. - Indianapolis | Keeprite | PAD442000K***K1 | PAD442000K***K1 |  |  | Voluntarily Certified | Single-package air conditioner | False | False | 39000 |  | 13.4 | 13.4 |  |  | False | 30 | 30 | 11.05 |  |  | False | Conventional | 10/05/2023 |  | 11/28/2023
Carrier Corp. - Indianapolis | Tempstar | PAD442000K***K1 | PAD442000K***K1 |  |  | Voluntarily Certified | Single-package air conditioner | False | False | 39000 |  | 13.4 | 13.4 |  |  | False | 30 | 30 | 11.05 |  |  | False | Conventional | 10/05/2023 |  | 11/28/2023
Carrier Corp. - Indianapolis | 1HVAC | PAD448000K***K1 | PAD448000K***K1 |  |  | Voluntarily Certified | Single-package air conditioner | False | False | 47000 |  | 13.4 | 13.4 |  |  | False | 30 | 30 | 11.05 |  |  | False | Conventional | 10/05/2023 |  | 11/28/2023
Carrier Corp. - Indianapolis | Arcoaire | PAD448000K***K1 | PAD448000K***K1 |  |  | Voluntarily Certified | Single-package air conditioner | False | False | 47000 |  | 13.4 | 13.4 |  |  | False | 30 | 30 | 11.05 |  |  | False | Conventional | 10/05/2023 |  | 11/28/2023
Carrier Corp. - Indianapolis | Day & Night | PAD448000K***K1 | PAD448000K***K1 |  |  | Voluntarily Certified | Single-package air conditioner | False | False | 47000 |  | 13.4 | 13.4 |  |  | False | 30 | 30 | 11.05 |  |  | False | Conventional | 10/05/2023 |  | 11/28/2023
Carrier Corp. - Indianapolis | Heil | PAD448000K***K1 | PAD448000K***K1 |  |  | Voluntarily Certified | Single-package air conditioner | False | False | 47000 |  | 13.4 | 13.4 |  |  | False | 30 | 30 | 11.05 |  |  | False | Conventional | 10/05/2023 |  | 11/28/2023
Carrier Corp. - Indianapolis | Keeprite | PAD448000K***K1 | PAD448000K***K1 |  |  | Voluntarily Certified | Single-package air conditioner | False | False | 47000 |  | 13.4 | 13.4 |  |  | False | 30 | 30 | 11.05 |  |  | False | Conventional | 10/05/2023 |  | 11/28/2023
Carrier Corp. - Indianapolis | Tempstar | PAD448000K***K1 | PAD448000K***K1 |  |  | Voluntarily Certified | Single-package air conditioner | False | False | 47000 |  | 13.4 | 13.4 |  |  | False | 30 | 30 | 11.05 |  |  | False | Conventional | 10/05/2023 |  | 11/28/2023
Carrier Corp. - Indianapolis | 1HVAC | PAD460000K***K1 | PAD460000K***K1 |  |  | Voluntarily Certified | Single-package air conditioner | False | False | 56000 |  | 13.4 | 13.4 |  |  | False | 30 | 30 | 11.05 |  |  | False | Conventional | 10/05/2023 |  | 11/28/2023
Carrier Corp. - Indianapolis | Arcoaire | PAD460000K***K1 | PAD460000K***K1 |  |  | Voluntarily Certified | Single-package air conditioner | False | False | 56000 |  | 13.4 | 13.4 |  |  | False | 30 | 30 | 11.05 |  |  | False | Conventional | 10/05/2023 |  | 11/28/2023
Carrier Corp. - Indianapolis | Day & Night | PAD460000K***K1 | PAD460000K***K1 |  |  | Voluntarily Certified | Single-package air conditioner | False | False | 56000 |  | 13.4 | 13.4 |  |  | False | 30 | 30 | 11.05 |  |  | False | Conventional | 10/05/2023 |  | 11/28/2023
Carrier Corp. - Indianapolis | Heil | PAD460000K***K1 | PAD460000K***K1 |  |  | Voluntarily Certified | Single-package air conditioner | False | False | 56000 |  | 13.4 | 13.4 |  |  | False | 30 | 30 | 11.05 |  |  | False | Conventional | 10/05/2023 |  | 11/28/2023
Carrier Corp. - Indianapolis | Keeprite | PAD460000K***K1 | PAD460000K***K1 |  |  | Voluntarily Certified | Single-package air conditioner | False | False | 56000 |  | 13.4 | 13.4 |  |  | False | 30 | 30 | 11.05 |  |  | False | Conventional | 10/05/2023 |  | 11/28/2023
Carrier Corp. - Indianapolis | Tempstar | PAD460000K***K1 | PAD460000K***K1 |  |  | Voluntarily Certified | Single-package air conditioner | False | False | 56000 |  | 13.4 | 13.4 |  |  | False | 30 | 30 | 11.05 |  |  | False | Conventional | 10/05/2023 |  | 11/28/2023
Carrier Corp. - Indianapolis | Arcoaire | PAJ424***K***K* | PAJ424***K***K* |  |  | Voluntarily Certified | Single-package air conditioner | False | False | 23200 |  | 13.4 | 13.4 |  |  | False | 30 | 30 | 10.6 |  |  | False | Conventional | 10/05/2023 |  | 11/28/2023
Carrier Corp. - Indianapolis | Day & Night | PAJ424***K***K* | PAJ424***K***K* |  |  | Voluntarily Certified | Single-package air conditioner | False | False | 23200 |  | 13.4 | 13.4 |  |  | False | 30 | 30 | 10.6 |  |  | False | Conventional | 10/05/2023 |  | 11/28/2023
Carrier Corp. - Indianapolis | Heil | PAJ424***K***K* | PAJ424***K***K* |  |  | Voluntarily Certified | Single-package air conditioner | False | False | 23200 |  | 13.4 | 13.4 |  |  | False | 30 | 30 | 10.6 |  |  | False | Conventional | 10/05/2023 |  | 11/28/2023
Carrier Corp. - Indianapolis | Keeprite | PAJ424***K***K* | PAJ424***K***K* |  |  | Voluntarily Certified | Single-package air conditioner | False | False | 23200 |  | 13.4 | 13.4 |  |  | False | 30 | 30 | 10.6 |  |  | False | Conventional | 10/05/2023 |  | 11/28/2023
Carrier Corp. - Indianapolis | Tempstar | PAJ424***K***K* | PAJ424***K***K* |  |  | Voluntarily Certified | Single-package air conditioner | False | False | 23200 |  | 13.4 | 13.4 |  |  | False | 30 | 30 | 10.6 |  |  | False | Conventional | 10/05/2023 |  | 11/28/2023
Carrier Corp. - Indianapolis | Arcoaire | PAJ430***K***K* | PAJ430***K***K* |  |  | Voluntarily Certified | Single-package air conditioner | False | False | 28000 |  | 13.4 | 13.4 |  |  | False | 30 | 30 | 10.6 |  |  | False | Conventional | 10/05/2023 |  | 11/28/2023
Carrier Corp. - Indianapolis | Day & Night | PAJ430***K***K* | PAJ430***K***K* |  |  | Voluntarily Certified | Single-package air conditioner | False | False | 28000 |  | 13.4 | 13.4 |  |  | False | 30 | 30 | 10.6 |  |  | False | Conventional | 10/05/2023 |  | 11/28/2023
Carrier Corp. - Indianapolis | Heil | PAJ430***K***K* | PAJ430***K***K* |  |  | Voluntarily Certified | Single-package air conditioner | False | False | 28000 |  | 13.4 | 13.4 |  |  | False | 30 | 30 | 10.6 |  |  | False | Conventional | 10/05/2023 |  | 11/28/2023
Carrier Corp. - Indianapolis | Keeprite | PAJ430***K***K* | PAJ430***K***K* |  |  | Voluntarily Certified | Single-package air conditioner | False | False | 28000 |  | 13.4 | 13.4 |  |  | False | 30 | 30 | 10.6 |  |  | False | Conventional | 10/05/2023 |  | 11/28/2023
Carrier Corp. - Indianapolis | Tempstar | PAJ430***K***K* | PAJ430***K***K* |  |  | Voluntarily Certified | Single-package air conditioner | False | False | 28000 |  | 13.4 | 13.4 |  |  | False | 30 | 30 | 10.6 |  |  | False | Conventional | 10/05/2023 |  | 11/28/2023
Carrier Corp. - Indianapolis | Arcoaire | PAJ436***K***K* | PAJ436***K***K* |  |  | Voluntarily Certified | Single-package air conditioner | False | False | 33600 |  | 13.4 | 13.4 |  |  | False | 30 | 30 | 10.6 |  |  | False | Conventional | 10/05/2023 |  | 11/28/2023
Carrier Corp. - Indianapolis | Day & Night | PAJ436***K***K* | PAJ436***K***K* |  |  | Voluntarily Certified | Single-package air conditioner | False | False | 33600 |  | 13.4 | 13.4 |  |  | False | 30 | 30 | 10.6 |  |  | False | Conventional | 10/05/2023 |  | 11/28/2023
Carrier Corp. - Indianapolis | Heil | PAJ436***K***K* | PAJ436***K***K* |  |  | Voluntarily Certified | Single-package air conditioner | False | False | 33600 |  | 13.4 | 13.4 |  |  | False | 30 | 30 | 10.6 |  |  | False | Conventional | 10/05/2023 |  | 11/28/2023
Carrier Corp. - Indianapolis | Keeprite | PAJ436***K***K* | PAJ436***K***K* |  |  | Voluntarily Certified | Single-package air conditioner | False | False | 33600 |  | 13.4 | 13.4 |  |  | False | 30 | 30 | 10.6 |  |  | False | Conventional | 10/05/2023 |  | 11/28/2023
Carrier Corp. - Indianapolis | Tempstar | PAJ436***K***K* | PAJ436***K***K* |  |  | Voluntarily Certified | Single-package air conditioner | False | False | 33600 |  | 13.4 | 13.4 |  |  | False | 30 | 30 | 10.6 |  |  | False | Conventional | 10/05/2023 |  | 11/28/2023
Carrier Corp. - Indianapolis | Arcoaire | PAJ442***K***K* | PAJ442***K***K* |  |  | Voluntarily Certified | Single-package air conditioner | False | False | 40500 |  | 13.4 | 13.4 |  |  | False | 30 | 30 | 10.6 |  |  | False | Conventional | 10/05/2023 |  | 11/28/2023
Carrier Corp. - Indianapolis | Day & Night | PAJ442***K***K* | PAJ442***K***K* |  |  | Voluntarily Certified | Single-package air conditioner | False | False | 40500 |  | 13.4 | 13.4 |  |  | False | 30 | 30 | 10.6 |  |  | False | Conventional | 10/05/2023 |  | 11/28/2023
Carrier Corp. - Indianapolis | Heil | PAJ442***K***K* | PAJ442***K***K* |  |  | Voluntarily Certified | Single-package air conditioner | False | False | 40500 |  | 13.4 | 13.4 |  |  | False | 30 | 30 | 10.6 |  |  | False | Conventional | 10/05/2023 |  | 11/28/2023
Carrier Corp. - Indianapolis | Keeprite | PAJ442***K***K* | PAJ442***K***K* |  |  | Voluntarily Certified | Single-package air conditioner | False | False | 40500 |  | 13.4 | 13.4 |  |  | False | 30 | 30 | 10.6 |  |  | False | Conventional | 10/05/2023 |  | 11/28/2023
Carrier Corp. - Indianapolis | Tempstar | PAJ442***K***K* | PAJ442***K***K* |  |  | Voluntarily Certified | Single-package air conditioner | False | False | 40500 |  | 13.4 | 13.4 |  |  | False | 30 | 30 | 10.6 |  |  | False | Conventional | 10/05/2023 |  | 11/28/2023
Carrier Corp. - Indianapolis | Arcoaire | PAJ448***K***K* | PAJ448***K***K* |  |  | Voluntarily Certified | Single-package air conditioner | False | False | 45500 |  | 13.4 | 13.4 |  |  | False | 30 | 30 | 10.6 |  |  | False | Conventional | 10/05/2023 |  | 11/28/2023
Carrier Corp. - Indianapolis | Day & Night | PAJ448***K***K* | PAJ448***K***K* |  |  | Voluntarily Certified | Single-package air conditioner | False | False | 45500 |  | 13.4 | 13.4 |  |  | False | 30 | 30 | 10.6 |  |  | False | Conventional | 10/05/2023 |  | 11/28/2023
Carrier Corp. - Indianapolis | Heil | PAJ448***K***K* | PAJ448***K***K* |  |  | Voluntarily Certified | Single-package air conditioner | False | False | 45500 |  | 13.4 | 13.4 |  |  | False | 30 | 30 | 10.6 |  |  | False | Conventional | 10/05/2023 |  | 11/28/2023
Carrier Corp. - Indianapolis | Keeprite | PAJ448***K***K* | PAJ448***K***K* |  |  | Voluntarily Certified | Single-package air conditioner | False | False | 45500 |  | 13.4 | 13.4 |  |  | False | 30 | 30 | 10.6 |  |  | False | Conventional | 10/05/2023 |  | 11/28/2023
Carrier Corp. - Indianapolis | Tempstar | PAJ448***K***K* | PAJ448***K***K* |  |  | Voluntarily Certified | Single-package air conditioner | False | False | 45500 |  | 13.4 | 13.4 |  |  | False | 30 | 30 | 10.6 |  |  | False | Conventional | 10/05/2023 |  | 11/28/2023
Carrier Corp. - Indianapolis | Arcoaire | PAJ460***K***K* | PAJ460***K***K* |  |  | Voluntarily Certified | Single-package air conditioner | False | False | 53500 |  | 13.4 | 13.4 |  |  | False | 30 | 30 | 10.6 |  |  | False | Conventional | 10/05/2023 |  | 11/28/2023
Carrier Corp. - Indianapolis | Day & Night | PAJ460***K***K* | PAJ460***K***K* |  |  | Voluntarily Certified | Single-package air conditioner | False | False | 53500 |  | 13.4 | 13.4 |  |  | False | 30 | 30 | 10.6 |  |  | False | Conventional | 10/05/2023 |  | 11/28/2023
Carrier Corp. - Indianapolis | Heil | PAJ460***K***K* | PAJ460***K***K* |  |  | Voluntarily Certified | Single-package air conditioner | False | False | 53500 |  | 13.4 | 13.4 |  |  | False | 30 | 30 | 10.6 |  |  | False | Conventional | 10/05/2023 |  | 11/28/2023
Carrier Corp. - Indianapolis | Keeprite | PAJ460***K***K* | PAJ460***K***K* |  |  | Voluntarily Certified | Single-package air conditioner | False | False | 53500 |  | 13.4 | 13.4 |  |  | False | 30 | 30 | 10.6 |  |  | False | Conventional | 10/05/2023 |  | 11/28/2023
Carrier Corp. - Indianapolis | Tempstar | PAJ460***K***K* | PAJ460***K***K* |  |  | Voluntarily Certified | Single-package air conditioner | False | False | 53500 |  | 13.4 | 13.4 |  |  | False | 30 | 30 | 10.6 |  |  | False | Conventional | 10/05/2023 |  | 11/28/2023
Carrier Corp. - Indianapolis | 1HVAC | PAR524000K***K1 | PAR524000K***K1 |  |  | Voluntarily Certified | Single-package air conditioner | False | False | 22200 |  | 15.2 | 13.4 |  |  | False | 30 | 30 | 11.5 |  |  | False | Conventional | 10/05/2023 |  | 11/28/2023
Carrier Corp. - Indianapolis | Arcoaire | PAR524000K***K1 | PAR524000K***K1 |  |  | Voluntarily Certified | Single-package air conditioner | False | False | 22200 |  | 15.2 | 13.4 |  |  | False | 30 | 30 | 11.5 |  |  | False | Conventional | 10/05/2023 |  | 11/28/2023
Carrier Corp. - Indianapolis | Day & Night | PAR524000K***K1 | PAR524000K***K1 |  |  | Voluntarily Certified | Single-package air conditioner | False | False | 22200 |  | 15.2 | 13.4 |  |  | False | 30 | 30 | 11.5 |  |  | False | Conventional | 10/05/2023 |  | 11/28/2023
Carrier Corp. - Indianapolis | Heil | PAR524000K***K1 | PAR524000K***K1 |  |  | Voluntarily Certified | Single-package air conditioner | False | False | 22200 |  | 15.2 | 13.4 |  |  | False | 30 | 30 | 11.5 |  |  | False | Conventional | 10/05/2023 |  | 11/28/2023
Carrier Corp. - Indianapolis | Keeprite | PAR524000K***K1 | PAR524000K***K1 |  |  | Voluntarily Certified | Single-package air conditioner | False | False | 22200 |  | 15.2 | 13.4 |  |  | False | 30 | 30 | 11.5 |  |  | False | Conventional | 10/05/2023 |  | 11/28/2023
Carrier Corp. - Indianapolis | Tempstar | PAR524000K***K1 | PAR524000K***K1 |  |  | Voluntarily Certified | Single-package air conditioner | False | False | 22200 |  | 15.2 | 13.4 |  |  | False | 30 | 30 | 11.5 |  |  | False | Conventional | 10/05/2023 |  | 11/28/2023
Carrier Corp. - Indianapolis | 1HVAC | PAR536000K***K1 | PAR536000K***K1 |  |  | Voluntarily Certified | Single-package air conditioner | False | False | 34800 |  | 15.2 | 13.4 |  |  | False | 30 | 30 | 11.5 |  |  | False | Conventional | 10/05/2023 |  | 11/28/2023
Carrier Corp. - Indianapolis | Arcoaire | PAR536000K***K1 | PAR536000K***K1 |  |  | Voluntarily Certified | Single-package air conditioner | False | False | 34800 |  | 15.2 | 13.4 |  |  | False | 30 | 30 | 11.5 |  |  | False | Conventional | 10/05/2023 |  | 11/28/2023
Carrier Corp. - Indianapolis | Day & Night | PAR536000K***K1 | PAR536000K***K1 |  |  | Voluntarily Certified | Single-package air conditioner | False | False | 34800 |  | 15.2 | 13.4 |  |  | False | 30 | 30 | 11.5 |  |  | False | Conventional | 10/05/2023 |  | 11/28/2023
Carrier Corp. - Indianapolis | Heil | PAR536000K***K1 | PAR536000K***K1 |  |  | Voluntarily Certified | Single-package air conditioner | False | False | 34800 |  | 15.2 | 13.4 |  |  | False | 30 | 30 | 11.5 |  |  | False | Conventional | 10/05/2023 |  | 11/28/2023
Carrier Corp. - Indianapolis | Keeprite | PAR536000K***K1 | PAR536000K***K1 |  |  | Voluntarily Certified | Single-package air conditioner | False | False | 34800 |  | 15.2 | 13.4 |  |  | False | 30 | 30 | 11.5 |  |  | False | Conventional | 10/05/2023 |  | 11/28/2023
Carrier Corp. - Indianapolis | Tempstar | PAR536000K***K1 | PAR536000K***K1 |  |  | Voluntarily Certified | Single-package air conditioner | False | False | 34800 |  | 15.2 | 13.4 |  |  | False | 30 | 30 | 11.5 |  |  | False | Conventional | 10/05/2023 |  | 11/28/2023
Carrier Corp. - Indianapolis | 1HVAC | PAR548000K***K1 | PAR548000K***K1 |  |  | Voluntarily Certified | Single-package air conditioner | False | False | 46500 |  | 16 | 13.4 |  |  | False | 30 | 30 | 11.8 |  |  | False | Conventional | 10/05/2023 |  | 11/28/2023
Carrier Corp. - Indianapolis | Arcoaire | PAR548000K***K1 | PAR548000K***K1 |  |  | Voluntarily Certified | Single-package air conditioner | False | False | 46500 |  | 16 | 13.4 |  |  | False | 30 | 30 | 11.8 |  |  | False | Conventional | 10/05/2023 |  | 11/28/2023
Carrier Corp. - Indianapolis | Day & Night | PAR548000K***K1 | PAR548000K***K1 |  |  | Voluntarily Certified | Single-package air conditioner | False | False | 46500 |  | 16 | 13.4 |  |  | False | 30 | 30 | 11.8 |  |  | False | Conventional | 10/05/2023 |  | 11/28/2023
Carrier Corp. - Indianapolis | Heil | PAR548000K***K1 | PAR548000K***K1 |  |  | Voluntarily Certified | Single-package air conditioner | False | False | 46500 |  | 16 | 13.4 |  |  | False | 30 | 30 | 11.8 |  |  | False | Conventional | 10/05/2023 |  | 11/28/2023
Carrier Corp. - Indianapolis | Keeprite | PAR548000K***K1 | PAR548000K***K1 |  |  | Voluntarily Certified | Single-package air conditioner | False | False | 46500 |  | 16 | 13.4 |  |  | False | 30 | 30 | 11.8 |  |  | False | Conventional | 10/05/2023 |  | 11/28/2023
Carrier Corp. - Indianapolis | Tempstar | PAR548000K***K1 | PAR548000K***K1 |  |  | Voluntarily Certified | Single-package air conditioner | False | False | 46500 |  | 16 | 13.4 |  |  | False | 30 | 30 | 11.8 |  |  | False | Conventional | 10/05/2023 |  | 11/28/2023
Carrier Corp. - Indianapolis | 1HVAC | PAR560000K***K1 | PAR560000K***K1 |  |  | Voluntarily Certified | Single-package air conditioner | False | False | 56000 |  | 15.2 | 13.4 |  |  | False | 30 | 30 | 11.5 |  |  | False | Conventional | 10/05/2023 |  | 11/28/2023
Carrier Corp. - Indianapolis | Arcoaire | PAR560000K***K1 | PAR560000K***K1 |  |  | Voluntarily Certified | Single-package air conditioner | False | False | 56000 |  | 15.2 | 13.4 |  |  | False | 30 | 30 | 11.5 |  |  | False | Conventional | 10/05/2023 |  | 11/28/2023
Carrier Corp. - Indianapolis | Day & Night | PAR560000K***K1 | PAR560000K***K1 |  |  | Voluntarily Certified | Single-package air conditioner | False | False | 56000 |  | 15.2 | 13.4 |  |  | False | 30 | 30 | 11.5 |  |  | False | Conventional | 10/05/2023 |  | 11/28/2023
Carrier Corp. - Indianapolis | Heil | PAR560000K***K1 | PAR560000K***K1 |  |  | Voluntarily Certified | Single-package air conditioner | False | False | 56000 |  | 15.2 | 13.4 |  |  | False | 30 | 30 | 11.5 |  |  | False | Conventional | 10/05/2023 |  | 11/28/2023
Carrier Corp. - Indianapolis | Keeprite | PAR560000K***K1 | PAR560000K***K1 |  |  | Voluntarily Certified | Single-package air conditioner | False | False | 56000 |  | 15.2 | 13.4 |  |  | False | 30 | 30 | 11.5 |  |  | False | Conventional | 10/05/2023 |  | 11/28/2023
Carrier Corp. - Indianapolis | Tempstar | PAR560000K***K1 | PAR560000K***K1 |  |  | Voluntarily Certified | Single-package air conditioner | False | False | 56000 |  | 15.2 | 13.4 |  |  | False | 30 | 30 | 11.5 |  |  | False | Conventional | 10/05/2023 |  | 11/28/2023
Carrier Corp. - Indianapolis | 1HVAC | PGD424***K***K1 | PGD424***K***K1 |  |  | Voluntarily Certified | Single-package air conditioner | False | False | 22800 |  | 13.4 | 13.4 |  |  | False | 30 | 30 | 11.05 |  |  | False | Conventional | 10/05/2023 |  | 11/28/2023
Carrier Corp. - Indianapolis | Arcoaire | PGD424***K***K1 | PGD424***K***K1 |  |  | Voluntarily Certified | Single-package air conditioner | False | False | 22800 |  | 13.4 | 13.4 |  |  | False | 30 | 30 | 11.05 |  |  | False | Conventional | 10/05/2023 |  | 11/28/2023
Carrier Corp. - Indianapolis | Day & Night | PGD424***K***K1 | PGD424***K***K1 |  |  | Voluntarily Certified | Single-package air conditioner | False | False | 22800 |  | 13.4 | 13.4 |  |  | False | 30 | 30 | 11.05 |  |  | False | Conventional | 10/05/2023 |  | 11/28/2023
Carrier Corp. - Indianapolis | Heil | PGD424***K***K1 | PGD424***K***K1 |  |  | Voluntarily Certified | Single-package air conditioner | False | False | 22800 |  | 13.4 | 13.4 |  |  | False | 30 | 30 | 11.05 |  |  | False | Conventional | 10/05/2023 |  | 11/28/2023
Carrier Corp. - Indianapolis | Keeprite | PGD424***K***K1 | PGD424***K***K1 |  |  | Voluntarily Certified | Single-package air conditioner | False | False | 22800 |  | 13.4 | 13.4 |  |  | False | 30 | 30 | 11.05 |  |  | False | Conventional | 10/05/2023 |  | 11/28/2023
Carrier Corp. - Indianapolis | Tempstar | PGD424***K***K1 | PGD424***K***K1 |  |  | Voluntarily Certified | Single-package air conditioner | False | False | 22800 |  | 13.4 | 13.4 |  |  | False | 30 | 30 | 11.05 |  |  | False | Conventional | 10/05/2023 |  | 11/28/2023
Carrier Corp. - Indianapolis | 1HVAC | PGD430***K***K1 | PGD430***K***K1 |  |  | Voluntarily Certified | Single-package air conditioner | False | False | 28000 |  | 13.4 | 13.4 |  |  | False | 30 | 30 | 11.05 |  |  | False | Conventional | 10/05/2023 |  | 11/28/2023
Carrier Corp. - Indianapolis | Arcoaire | PGD430***K***K1 | PGD430***K***K1 |  |  | Voluntarily Certified | Single-package air conditioner | False | False | 28000 |  | 13.4 | 13.4 |  |  | False | 30 | 30 | 11.05 |  |  | False | Conventional | 10/05/2023 |  | 11/28/2023
Carrier Corp. - Indianapolis | Day & Night | PGD430***K***K1 | PGD430***K***K1 |  |  | Voluntarily Certified | Single-package air conditioner | False | False | 28000 |  | 13.4 | 13.4 |  |  | False | 30 | 30 | 11.05 |  |  | False | Conventional | 10/05/2023 |  | 11/28/2023
Carrier Corp. - Indianapolis | Heil | PGD430***K***K1 | PGD430***K***K1 |  |  | Voluntarily Certified | Single-package air conditioner | False | False | 28000 |  | 13.4 | 13.4 |  |  | False | 30 | 30 | 11.05 |  |  | False | Conventional | 10/05/2023 |  | 11/28/2023
Carrier Corp. - Indianapolis | Keeprite | PGD430***K***K1 | PGD430***K***K1 |  |  | Voluntarily Certified | Single-package air conditioner | False | False | 28000 |  | 13.4 | 13.4 |  |  | False | 30 | 30 | 11.05 |  |  | False | Conventional | 10/05/2023 |  | 11/28/2023
Carrier Corp. - Indianapolis | Tempstar | PGD430***K***K1 | PGD430***K***K1 |  |  | Voluntarily Certified | Single-package air conditioner | False | False | 28000 |  | 13.4 | 13.4 |  |  | False | 30 | 30 | 11.05 |  |  | False | Conventional | 10/05/2023 |  | 11/28/2023
Carrier Corp. - Indianapolis | 1HVAC | PGD436***K***K1 | PGD436***K***K1 |  |  | Voluntarily Certified | Single-package air conditioner | False | False | 33800 |  | 13.4 | 13.4 |  |  | False | 30 | 30 | 11.05 |  |  | False | Conventional | 10/05/2023 |  | 11/28/2023
Carrier Corp. - Indianapolis | Arcoaire | PGD436***K***K1 | PGD436***K***K1 |  |  | Voluntarily Certified | Single-package air conditioner | False | False | 33800 |  | 13.4 | 13.4 |  |  | False | 30 | 30 | 11.05 |  |  | False | Conventional | 10/05/2023 |  | 11/28/2023
Carrier Corp. - Indianapolis | Day & Night | PGD436***K***K1 | PGD436***K***K1 |  |  | Voluntarily Certified | Single-package air conditioner | False | False | 33800 |  | 13.4 | 13.4 |  |  | False | 30 | 30 | 11.05 |  |  | False | Conventional | 10/05/2023 |  | 11/28/2023
Carrier Corp. - Indianapolis | Heil | PGD436***K***K1 | PGD436***K***K1 |  |  | Voluntarily Certified | Single-package air conditioner | False | False | 33800 |  | 13.4 | 13.4 |  |  | False | 30 | 30 | 11.05 |  |  | False | Conventional | 10/05/2023 |  | 11/28/2023
Carrier Corp. - Indianapolis | Keeprite | PGD436***K***K1 | PGD436***K***K1 |  |  | Voluntarily Certified | Single-package air conditioner | False | False | 33800 |  | 13.4 | 13.4 |  |  | False | 30 | 30 | 11.05 |  |  | False | Conventional | 10/05/2023 |  | 11/28/2023
Carrier Corp. - Indianapolis | Tempstar | PGD436***K***K1 | PGD436***K***K1 |  |  | Voluntarily Certified | Single-package air conditioner | False | False | 33800 |  | 13.4 | 13.4 |  |  | False | 30 | 30 | 11.05 |  |  | False | Conventional | 10/05/2023 |  | 11/28/2023
Carrier Corp. - Indianapolis | 1HVAC | PGD442***K***K1 | PGD442***K***K1 |  |  | Voluntarily Certified | Single-package air conditioner | False | False | 39000 |  | 13.4 | 13.4 |  |  | False | 30 | 30 | 11.05 |  |  | False | Conventional | 10/05/2023 |  | 11/28/2023
Carrier Corp. - Indianapolis | Arcoaire | PGD442***K***K1 | PGD442***K***K1 |  |  | Voluntarily Certified | Single-package air conditioner | False | False | 39000 |  | 13.4 | 13.4 |  |  | False | 30 | 30 | 11.05 |  |  | False | Conventional | 10/05/2023 |  | 11/28/2023
Carrier Corp. - Indianapolis | Day & Night | PGD442***K***K1 | PGD442***K***K1 |  |  | Voluntarily Certified | Single-package air conditioner | False | False | 39000 |  | 13.4 | 13.4 |  |  | False | 30 | 30 | 11.05 |  |  | False | Conventional | 10/05/2023 |  | 11/28/2023
Carrier Corp. - Indianapolis | Heil | PGD442***K***K1 | PGD442***K***K1 |  |  | Voluntarily Certified | Single-package air conditioner | False | False | 39000 |  | 13.4 | 13.4 |  |  | False | 30 | 30 | 11.05 |  |  | False | Conventional | 10/05/2023 |  | 11/28/2023
Carrier Corp. - Indianapolis | Keeprite | PGD442***K***K1 | PGD442***K***K1 |  |  | Voluntarily Certified | Single-package air conditioner | False | False | 39000 |  | 13.4 | 13.4 |  |  | False | 30 | 30 | 11.05 |  |  | False | Conventional | 10/05/2023 |  | 11/28/2023
Carrier Corp. - Indianapolis | Tempstar | PGD442***K***K1 | PGD442***K***K1 |  |  | Voluntarily Certified | Single-package air conditioner | False | False | 39000 |  | 13.4 | 13.4 |  |  | False | 30 | 30 | 11.05 |  |  | False | Conventional | 10/05/2023 |  | 11/28/2023
Carrier Corp. - Indianapolis | 1HVAC | PGD448***K***K1 | PGD448***K***K1 |  |  | Voluntarily Certified | Single-package air conditioner | False | False | 47000 |  | 13.4 | 13.4 |  |  | False | 30 | 30 | 11.05 |  |  | False | Conventional | 10/05/2023 |  | 11/28/2023
Carrier Corp. - Indianapolis | Arcoaire | PGD448***K***K1 | PGD448***K***K1 |  |  | Voluntarily Certified | Single-package air conditioner | False | False | 47000 |  | 13.4 | 13.4 |  |  | False | 30 | 30 | 11.05 |  |  | False | Conventional | 10/05/2023 |  | 11/28/2023
Carrier Corp. - Indianapolis | Day & Night | PGD448***K***K1 | PGD448***K***K1 |  |  | Voluntarily Certified | Single-package air conditioner | False | False | 47000 |  | 13.4 | 13.4 |  |  | False | 30 | 30 | 11.05 |  |  | False | Conventional | 10/05/2023 |  | 11/28/2023
Carrier Corp. - Indianapolis | Heil | PGD448***K***K1 | PGD448***K***K1 |  |  | Voluntarily Certified | Single-package air conditioner | False | False | 47000 |  | 13.4 | 13.4 |  |  | False | 30 | 30 | 11.05 |  |  | False | Conventional | 10/05/2023 |  | 11/28/2023
Carrier Corp. - Indianapolis | Keeprite | PGD448***K***K1 | PGD448***K***K1 |  |  | Voluntarily Certified | Single-package air conditioner | False | False | 47000 |  | 13.4 | 13.4 |  |  | False | 30 | 30 | 11.05 |  |  | False | Conventional | 10/05/2023 |  | 11/28/2023
Carrier Corp. - Indianapolis | Tempstar | PGD448***K***K1 | PGD448***K***K1 |  |  | Voluntarily Certified | Single-package air conditioner | False | False | 47000 |  | 13.4 | 13.4 |  |  | False | 30 | 30 | 11.05 |  |  | False | Conventional | 10/05/2023 |  | 11/28/2023
Carrier Corp. - Indianapolis | 1HVAC | PGD460***K***K1 | PGD460***K***K1 |  |  | Voluntarily Certified | Single-package air conditioner | False | False | 56000 |  | 13.4 | 13.4 |  |  | False | 30 | 30 | 11.05 |  |  | False | Conventional | 10/05/2023 |  | 11/28/2023
Carrier Corp. - Indianapolis | Arcoaire | PGD460***K***K1 | PGD460***K***K1 |  |  | Voluntarily Certified | Single-package air conditioner | False | False | 56000 |  | 13.4 | 13.4 |  |  | False | 30 | 30 | 11.05 |  |  | False | Conventional | 10/05/2023 |  | 11/28/2023
Carrier Corp. - Indianapolis | Day & Night | PGD460***K***K1 | PGD460***K***K1 |  |  | Voluntarily Certified | Single-package air conditioner | False | False | 56000 |  | 13.4 | 13.4 |  |  | False | 30 | 30 | 11.05 |  |  | False | Conventional | 10/05/2023 |  | 11/28/2023
Carrier Corp. - Indianapolis | Heil | PGD460***K***K1 | PGD460***K***K1 |  |  | Voluntarily Certified | Single-package air conditioner | False | False | 56000 |  | 13.4 | 13.4 |  |  | False | 30 | 30 | 11.05 |  |  | False | Conventional | 10/05/2023 |  | 11/28/2023
Carrier Corp. - Indianapolis | Keeprite | PGD460***K***K1 | PGD460***K***K1 |  |  | Voluntarily Certified | Single-package air conditioner | False | False | 56000 |  | 13.4 | 13.4 |  |  | False | 30 | 30 | 11.05 |  |  | False | Conventional | 10/05/2023 |  | 11/28/2023
Carrier Corp. - Indianapolis | Tempstar | PGD460***K***K1 | PGD460***K***K1 |  |  | Voluntarily Certified | Single-package air conditioner | False | False | 56000 |  | 13.4 | 13.4 |  |  | False | 30 | 30 | 11.05 |  |  | False | Conventional | 10/05/2023 |  | 11/28/2023
Carrier Corp. - Indianapolis | 1HVAC | PGR524***K***K1 | PGR524***K***K1 |  |  | Voluntarily Certified | Single-package air conditioner | False | False | 22200 |  | 15.2 | 13.4 |  |  | False | 30 | 30 | 11.5 |  |  | False | Conventional | 10/05/2023 |  | 11/28/2023
Carrier Corp. - Indianapolis | Arcoaire | PGR524***K***K1 | PGR524***K***K1 |  |  | Voluntarily Certified | Single-package air conditioner | False | False | 22200 |  | 15.2 | 13.4 |  |  | False | 30 | 30 | 11.5 |  |  | False | Conventional | 10/05/2023 |  | 11/28/2023
Carrier Corp. - Indianapolis | Day & Night | PGR524***K***K1 | PGR524***K***K1 |  |  | Voluntarily Certified | Single-package air conditioner | False | False | 22200 |  | 15.2 | 13.4 |  |  | False | 30 | 30 | 11.5 |  |  | False | Conventional | 10/05/2023 |  | 11/28/2023
Carrier Corp. - Indianapolis | Heil | PGR524***K***K1 | PGR524***K***K1 |  |  | Voluntarily Certified | Single-package air conditioner | False | False | 22200 |  | 15.2 | 13.4 |  |  | False | 30 | 30 | 11.5 |  |  | False | Conventional | 10/05/2023 |  | 11/28/2023
Carrier Corp. - Indianapolis | Keeprite | PGR524***K***K1 | PGR524***K***K1 |  |  | Voluntarily Certified | Single-package air conditioner | False | False | 22200 |  | 15.2 | 13.4 |  |  | False | 30 | 30 | 11.5 |  |  | False | Conventional | 10/05/2023 |  | 11/28/2023
Carrier Corp. - Indianapolis | Tempstar | PGR524***K***K1 | PGR524***K***K1 |  |  | Voluntarily Certified | Single-package air conditioner | False | False | 22200 |  | 15.2 | 13.4 |  |  | False | 30 | 30 | 11.5 |  |  | False | Conventional | 10/05/2023 |  | 11/28/2023
Carrier Corp. - Indianapolis | 1HVAC | PGR536***K***K1 | PGR536***K***K1 |  |  | Voluntarily Certified | Single-package air conditioner | False | False | 34800 |  | 15.2 | 13.4 |  |  | False | 30 | 30 | 11.5 |  |  | False | Conventional | 10/05/2023 |  | 11/28/2023
Carrier Corp. - Indianapolis | Arcoaire | PGR536***K***K1 | PGR536***K***K1 |  |  | Voluntarily Certified | Single-package air conditioner | False | False | 34800 |  | 15.2 | 13.4 |  |  | False | 30 | 30 | 11.5 |  |  | False | Conventional | 10/05/2023 |  | 11/28/2023
Carrier Corp. - Indianapolis | Day & Night | PGR536***K***K1 | PGR536***K***K1 |  |  | Voluntarily Certified | Single-package air conditioner | False | False | 34800 |  | 15.2 | 13.4 |  |  | False | 30 | 30 | 11.5 |  |  | False | Conventional | 10/05/2023 |  | 11/28/2023
Carrier Corp. - Indianapolis | Heil | PGR536***K***K1 | PGR536***K***K1 |  |  | Voluntarily Certified | Single-package air conditioner | False | False | 34800 |  | 15.2 | 13.4 |  |  | False | 30 | 30 | 11.5 |  |  | False | Conventional | 10/05/2023 |  | 11/28/2023
Carrier Corp. - Indianapolis | Keeprite | PGR536***K***K1 | PGR536***K***K1 |  |  | Voluntarily Certified | Single-package air conditioner | False | False | 34800 |  | 15.2 | 13.4 |  |  | False | 30 | 30 | 11.5 |  |  | False | Conventional | 10/05/2023 |  | 11/28/2023
Carrier Corp. - Indianapolis | Tempstar | PGR536***K***K1 | PGR536***K***K1 |  |  | Voluntarily Certified | Single-package air conditioner | False | False | 34800 |  | 15.2 | 13.4 |  |  | False | 30 | 30 | 11.5 |  |  | False | Conventional | 10/05/2023 |  | 11/28/2023
Carrier Corp. - Indianapolis | 1HVAC | PGR548***K***K1 | PGR548***K***K1 |  |  | Voluntarily Certified | Single-package air conditioner | False | False | 46500 |  | 16 | 13.4 |  |  | False | 30 | 30 | 11.8 |  |  | False | Conventional | 10/05/2023 |  | 11/28/2023
Carrier Corp. - Indianapolis | Arcoaire | PGR548***K***K1 | PGR548***K***K1 |  |  | Voluntarily Certified | Single-package air conditioner | False | False | 46500 |  | 16 | 13.4 |  |  | False | 30 | 30 | 11.8 |  |  | False | Conventional | 10/05/2023 |  | 11/28/2023
Carrier Corp. - Indianapolis | Day & Night | PGR548***K***K1 | PGR548***K***K1 |  |  | Voluntarily Certified | Single-package air conditioner | False | False | 46500 |  | 16 | 13.4 |  |  | False | 30 | 30 | 11.8 |  |  | False | Conventional | 10/05/2023 |  | 11/28/2023
Carrier Corp. - Indianapolis | Heil | PGR548***K***K1 | PGR548***K***K1 |  |  | Voluntarily Certified | Single-package air conditioner | False | False | 46500 |  | 16 | 13.4 |  |  | False | 30 | 30 | 11.8 |  |  | False | Conventional | 10/05/2023 |  | 11/28/2023
Carrier Corp. - Indianapolis | Keeprite | PGR548***K***K1 | PGR548***K***K1 |  |  | Voluntarily Certified | Single-package air conditioner | False | False | 46500 |  | 16 | 13.4 |  |  | False | 30 | 30 | 11.8 |  |  | False | Conventional | 10/05/2023 |  | 11/28/2023
Carrier Corp. - Indianapolis | Tempstar | PGR548***K***K1 | PGR548***K***K1 |  |  | Voluntarily Certified | Single-package air conditioner | False | False | 46500 |  | 16 | 13.4 |  |  | False | 30 | 30 | 11.8 |  |  | False | Conventional | 10/05/2023 |  | 11/28/2023
Carrier Corp. - Indianapolis | 1HVAC | PGR560***K***K1 | PGR560***K***K1 |  |  | Voluntarily Certified | Single-package air conditioner | False | False | 56000 |  | 15.2 | 13.4 |  |  | False | 30 | 30 | 11.5 |  |  | False | Conventional | 10/05/2023 |  | 11/28/2023
Carrier Corp. - Indianapolis | Arcoaire | PGR560***K***K1 | PGR560***K***K1 |  |  | Voluntarily Certified | Single-package air conditioner | False | False | 56000 |  | 15.2 | 13.4 |  |  | False | 30 | 30 | 11.5 |  |  | False | Conventional | 10/05/2023 |  | 11/28/2023
Carrier Corp. - Indianapolis | Day & Night | PGR560***K***K1 | PGR560***K***K1 |  |  | Voluntarily Certified | Single-package air conditioner | False | False | 56000 |  | 15.2 | 13.4 |  |  | False | 30 | 30 | 11.5 |  |  | False | Conventional | 10/05/2023 |  | 11/28/2023
Carrier Corp. - Indianapolis | Heil | PGR560***K***K1 | PGR560***K***K1 |  |  | Voluntarily Certified | Single-package air conditioner | False | False | 56000 |  | 15.2 | 13.4 |  |  | False | 30 | 30 | 11.5 |  |  | False | Conventional | 10/05/2023 |  | 11/28/2023
Carrier Corp. - Indianapolis | Keeprite | PGR560***K***K1 | PGR560***K***K1 |  |  | Voluntarily Certified | Single-package air conditioner | False | False | 56000 |  | 15.2 | 13.4 |  |  | False | 30 | 30 | 11.5 |  |  | False | Conventional | 10/05/2023 |  | 11/28/2023
Carrier Corp. - Indianapolis | Tempstar | PGR560***K***K1 | PGR560***K***K1 |  |  | Voluntarily Certified | Single-package air conditioner | False | False | 56000 |  | 15.2 | 13.4 |  |  | False | 30 | 30 | 11.5 |  |  | False | Conventional | 10/05/2023 |  | 11/28/2023
Carrier Corp. - Indianapolis | PAYNE HEATING AND COOLING | PY4GNAK24****A* | PY4GNAK24****A* |  |  | Voluntarily Certified | Single-package air conditioner | False | False | 22800 |  | 13.4 | 13.4 |  |  | False | 30 | 30 | 11.05 |  |  | False | Conventional | 10/05/2023 |  | 11/28/2023
Carrier Corp. - Indianapolis | PAYNE HEATING AND COOLING | PY4GNAK30****A* | PY4GNAK30****A* |  |  | Voluntarily Certified | Single-package air conditioner | False | False | 28000 |  | 13.4 | 13.4 |  |  | False | 30 | 30 | 11.05 |  |  | False | Conventional | 10/05/2023 |  | 11/28/2023
Carrier Corp. - Indianapolis | PAYNE HEATING AND COOLING | PY4GNAK36****A* | PY4GNAK36****A* |  |  | Voluntarily Certified | Single-package air conditioner | False | False | 33800 |  | 13.4 | 13.4 |  |  | False | 30 | 30 | 11.05 |  |  | False | Conventional | 10/05/2023 |  | 11/28/2023
Carrier Corp. - Indianapolis | PAYNE HEATING AND COOLING | PY4GNAK42****A* | PY4GNAK42****A* |  |  | Voluntarily Certified | Single-package air conditioner | False | False | 39000 |  | 13.4 | 13.4 |  |  | False | 30 | 30 | 11.05 |  |  | False | Conventional | 10/05/2023 |  | 11/28/2023
Carrier Corp. - Indianapolis | PAYNE HEATING AND COOLING | PY4GNAK48****A* | PY4GNAK48****A* |  |  | Voluntarily Certified | Single-package air conditioner | False | False | 47000 |  | 13.4 | 13.4 |  |  | False | 30 | 30 | 11.05 |  |  | False | Conventional | 10/05/2023 |  | 11/28/2023
Carrier Corp. - Indianapolis | PAYNE HEATING AND COOLING | PY4GNAK60****A* | PY4GNAK60****A* |  |  | Voluntarily Certified | Single-package air conditioner | False | False | 56000 |  | 13.4 | 13.4 |  |  | False | 30 | 30 | 11.05 |  |  | False | Conventional | 10/05/2023 |  | 11/28/2023
Carrier Corp. - Indianapolis | 1HVAC | R4A4S18*K*NAA* | R4A4S18*K*NAA* | EA*4X19L17A*+TDR |  | Voluntarily Certified | Single-split-system air condit | False | False | 18000 |  | 13.4 | 13.4 |  |  | False | 30 | 30 | 11.5 |  | Coil-Only System | False | Conventional | 10/05/2023 |  | 11/28/2023
Carrier Corp. - Indianapolis | Arcoaire | R4A4S18*K*NAA* | R4A4S18*K*NAA* | EA*4X19L17A*+TDR |  | Voluntarily Certified | Single-split-system air condit | False | False | 18000 |  | 13.4 | 13.4 |  |  | False | 30 | 30 | 11.5 |  | Coil-Only System | False | Conventional | 10/05/2023 |  | 11/28/2023
Carrier Corp. - Indianapolis | Day & Night | R4A4S18*K*NAA* | R4A4S18*K*NAA* | EA*4X19L17A*+TDR |  | Voluntarily Certified | Single-split-system air condit | False | False | 18000 |  | 13.4 | 13.4 |  |  | False | 30 | 30 | 11.5 |  | Coil-Only System | False | Conventional | 10/05/2023 |  | 11/28/2023
Carrier Corp. - Indianapolis | Heil | R4A4S18*K*NAA* | R4A4S18*K*NAA* | EA*4X19L17A*+TDR |  | Voluntarily Certified | Single-split-system air condit | False | False | 18000 |  | 13.4 | 13.4 |  |  | False | 30 | 30 | 11.5 |  | Coil-Only System | False | Conventional | 10/05/2023 |  | 11/28/2023
Carrier Corp. - Indianapolis | Keeprite | R4A4S18*K*NAA* | R4A4S18*K*NAA* | EA*4X19L17A*+TDR |  | Voluntarily Certified | Single-split-system air condit | False | False | 18000 |  | 13.4 | 13.4 |  |  | False | 30 | 30 | 11.5 |  | Coil-Only System | False | Conventional | 10/05/2023 |  | 11/28/2023
Carrier Corp. - Indianapolis | Tempstar | R4A4S18*K*NAA* | R4A4S18*K*NAA* | EA*4X19L17A*+TDR |  | Voluntarily Certified | Single-split-system air condit | False | False | 18000 |  | 13.4 | 13.4 |  |  | False | 30 | 30 | 11.5 |  | Coil-Only System | False | Conventional | 10/05/2023 |  | 11/28/2023
Carrier Corp. - Indianapolis | 1HVAC | R4A4S24*K*NAA* | R4A4S24*K*NAA* | ESD4X24M14A*+TDR |  | Voluntarily Certified | Single-split-system air condit | False | False | 23200 |  | 13.4 | 13.4 |  |  | False | 30 | 30 | 11.5 |  | Coil-Only System | False | Conventional | 10/05/2023 |  | 11/28/2023
Carrier Corp. - Indianapolis | Arcoaire | R4A4S24*K*NAA* | R4A4S24*K*NAA* | ESD4X24M14A*+TDR |  | Voluntarily Certified | Single-split-system air condit | False | False | 23200 |  | 13.4 | 13.4 |  |  | False | 30 | 30 | 11.5 |  | Coil-Only System | False | Conventional | 10/05/2023 |  | 11/28/2023
Carrier Corp. - Indianapolis | Day & Night | R4A4S24*K*NAA* | R4A4S24*K*NAA* | ESD4X24M14A*+TDR |  | Voluntarily Certified | Single-split-system air condit | False | False | 23200 |  | 13.4 | 13.4 |  |  | False | 30 | 30 | 11.5 |  | Coil-Only System | False | Conventional | 10/05/2023 |  | 11/28/2023
Carrier Corp. - Indianapolis | Heil | R4A4S24*K*NAA* | R4A4S24*K*NAA* | ESD4X24M14A*+TDR |  | Voluntarily Certified | Single-split-system air condit | False | False | 23200 |  | 13.4 | 13.4 |  |  | False | 30 | 30 | 11.5 |  | Coil-Only System | False | Conventional | 10/05/2023 |  | 11/28/2023
Carrier Corp. - Indianapolis | Keeprite | R4A4S24*K*NAA* | R4A4S24*K*NAA* | ESD4X24M14A*+TDR |  | Voluntarily Certified | Single-split-system air condit | False | False | 23200 |  | 13.4 | 13.4 |  |  | False | 30 | 30 | 11.5 |  | Coil-Only System | False | Conventional | 10/05/2023 |  | 11/28/2023
Carrier Corp. - Indianapolis | Tempstar | R4A4S24*K*NAA* | R4A4S24*K*NAA* | ESD4X24M14A*+TDR |  | Voluntarily Certified | Single-split-system air condit | False | False | 23200 |  | 13.4 | 13.4 |  |  | False | 30 | 30 | 11.5 |  | Coil-Only System | False | Conventional | 10/05/2023 |  | 11/28/2023
Carrier Corp. - Indianapolis | 1HVAC | R4A4S30*K*NAA* | R4A4S30*K*NAA* | EA*4X37L21A*+TDR |  | Voluntarily Certified | Single-split-system air condit | False | False | 29400 |  | 14 | 13.4 |  |  | False | 30 | 30 | 11.5 |  | Coil-Only System | False | Conventional | 10/05/2023 |  | 11/28/2023
Carrier Corp. - Indianapolis | Arcoaire | R4A4S30*K*NAA* | R4A4S30*K*NAA* | EA*4X37L21A*+TDR |  | Voluntarily Certified | Single-split-system air condit | False | False | 29400 |  | 14 | 13.4 |  |  | False | 30 | 30 | 11.5 |  | Coil-Only System | False | Conventional | 10/05/2023 |  | 11/28/2023
Carrier Corp. - Indianapolis | Day & Night | R4A4S30*K*NAA* | R4A4S30*K*NAA* | EA*4X37L21A*+TDR |  | Voluntarily Certified | Single-split-system air condit | False | False | 29400 |  | 14 | 13.4 |  |  | False | 30 | 30 | 11.5 |  | Coil-Only System | False | Conventional | 10/05/2023 |  | 11/28/2023
Carrier Corp. - Indianapolis | Heil | R4A4S30*K*NAA* | R4A4S30*K*NAA* | EA*4X37L21A*+TDR |  | Voluntarily Certified | Single-split-system air condit | False | False | 29400 |  | 14 | 13.4 |  |  | False | 30 | 30 | 11.5 |  | Coil-Only System | False | Conventional | 10/05/2023 |  | 11/28/2023
Carrier Corp. - Indianapolis | Keeprite | R4A4S30*K*NAA* | R4A4S30*K*NAA* | EA*4X37L21A*+TDR |  | Voluntarily Certified | Single-split-system air condit | False | False | 29400 |  | 14 | 13.4 |  |  | False | 30 | 30 | 11.5 |  | Coil-Only System | False | Conventional | 10/05/2023 |  | 11/28/2023
Carrier Corp. - Indianapolis | Tempstar | R4A4S30*K*NAA* | R4A4S30*K*NAA* | EA*4X37L21A*+TDR |  | Voluntarily Certified | Single-split-system air condit | False | False | 29400 |  | 14 | 13.4 |  |  | False | 30 | 30 | 11.5 |  | Coil-Only System | False | Conventional | 10/05/2023 |  | 11/28/2023
Carrier Corp. - Indianapolis | 1HVAC | R4A4S36*K*NAA* | R4A4S36*K*NAA* | EVD4X37M21A*+TDR |  | Voluntarily Certified | Single-split-system air condit | False | False | 33600 |  | 13.4 | 13.4 |  |  | False | 30 | 30 | 11.5 |  | Coil-Only System | False | Conventional | 10/05/2023 |  | 11/28/2023
Carrier Corp. - Indianapolis | Arcoaire | R4A4S36*K*NAA* | R4A4S36*K*NAA* | EVD4X37M21A*+TDR |  | Voluntarily Certified | Single-split-system air condit | False | False | 33600 |  | 13.4 | 13.4 |  |  | False | 30 | 30 | 11.5 |  | Coil-Only System | False | Conventional | 10/05/2023 |  | 11/28/2023
Carrier Corp. - Indianapolis | Day & Night | R4A4S36*K*NAA* | R4A4S36*K*NAA* | EVD4X37M21A*+TDR |  | Voluntarily Certified | Single-split-system air condit | False | False | 33600 |  | 13.4 | 13.4 |  |  | False | 30 | 30 | 11.5 |  | Coil-Only System | False | Conventional | 10/05/2023 |  | 11/28/2023
Carrier Corp. - Indianapolis | Heil | R4A4S36*K*NAA* | R4A4S36*K*NAA* | EVD4X37M21A*+TDR |  | Voluntarily Certified | Single-split-system air condit | False | False | 33600 |  | 13.4 | 13.4 |  |  | False | 30 | 30 | 11.5 |  | Coil-Only System | False | Conventional | 10/05/2023 |  | 11/28/2023
Carrier Corp. - Indianapolis | Keeprite | R4A4S36*K*NAA* | R4A4S36*K*NAA* | EVD4X37M21A*+TDR |  | Voluntarily Certified | Single-split-system air condit | False | False | 33600 |  | 13.4 | 13.4 |  |  | False | 30 | 30 | 11.5 |  | Coil-Only System | False | Conventional | 10/05/2023 |  | 11/28/2023
Carrier Corp. - Indianapolis | Tempstar | R4A4S36*K*NAA* | R4A4S36*K*NAA* | EVD4X37M21A*+TDR |  | Voluntarily Certified | Single-split-system air condit | False | False | 33600 |  | 13.4 | 13.4 |  |  | False | 30 | 30 | 11.5 |  | Coil-Only System | False | Conventional | 10/05/2023 |  | 11/28/2023
Carrier Corp. - Indianapolis | 1HVAC | R4A4S42*K*NAA* | R4A4S42*K*NAA* | EVD4X42M21A*+TDR |  | Voluntarily Certified | Single-split-system air condit | False | False | 38500 |  | 13.4 | 13.4 |  |  | False | 30 | 30 | 11 |  | Coil-Only System | False | Conventional | 10/05/2023 |  | 11/28/2023
Carrier Corp. - Indianapolis | Arcoaire | R4A4S42*K*NAA* | R4A4S42*K*NAA* | EVD4X42M21A*+TDR |  | Voluntarily Certified | Single-split-system air condit | False | False | 38500 |  | 13.4 | 13.4 |  |  | False | 30 | 30 | 11 |  | Coil-Only System | False | Conventional | 10/05/2023 |  | 11/28/2023
Carrier Corp. - Indianapolis | Day & Night | R4A4S42*K*NAA* | R4A4S42*K*NAA* | EVD4X42M21A*+TDR |  | Voluntarily Certified | Single-split-system air condit | False | False | 38500 |  | 13.4 | 13.4 |  |  | False | 30 | 30 | 11 |  | Coil-Only System | False | Conventional | 10/05/2023 |  | 11/28/2023
Carrier Corp. - Indianapolis | Heil | R4A4S42*K*NAA* | R4A4S42*K*NAA* | EVD4X42M21A*+TDR |  | Voluntarily Certified | Single-split-system air condit | False | False | 38500 |  | 13.4 | 13.4 |  |  | False | 30 | 30 | 11 |  | Coil-Only System | False | Conventional | 10/05/2023 |  | 11/28/2023
Carrier Corp. - Indianapolis | Keeprite | R4A4S42*K*NAA* | R4A4S42*K*NAA* | EVD4X42M21A*+TDR |  | Voluntarily Certified | Single-split-system air condit | False | False | 38500 |  | 13.4 | 13.4 |  |  | False | 30 | 30 | 11 |  | Coil-Only System | False | Conventional | 10/05/2023 |  | 11/28/2023
Carrier Corp. - Indianapolis | Tempstar | R4A4S42*K*NAA* | R4A4S42*K*NAA* | EVD4X42M21A*+TDR |  | Voluntarily Certified | Single-split-system air condit | False | False | 38500 |  | 13.4 | 13.4 |  |  | False | 30 | 30 | 11 |  | Coil-Only System | False | Conventional | 10/05/2023 |  | 11/28/2023
Carrier Corp. - Indianapolis | 1HVAC | R4A4S48*K*NAA* | R4A4S48*K*NAA* | EA*4X61L24A*+TDR |  | Voluntarily Certified | Single-split-system air condit | False | False | 45000 |  | 13.4 | 13.4 |  |  | False | 30 | 30 | 11.5 |  | Coil-Only System | False | Conventional | 10/05/2023 |  | 11/28/2023
Carrier Corp. - Indianapolis | Arcoaire | R4A4S48*K*NAA* | R4A4S48*K*NAA* | EA*4X61L24A*+TDR |  | Voluntarily Certified | Single-split-system air condit | False | False | 45000 |  | 13.4 | 13.4 |  |  | False | 30 | 30 | 11.5 |  | Coil-Only System | False | Conventional | 10/05/2023 |  | 11/28/2023
Carrier Corp. - Indianapolis | Day & Night | R4A4S48*K*NAA* | R4A4S48*K*NAA* | EA*4X61L24A*+TDR |  | Voluntarily Certified | Single-split-system air condit | False | False | 45000 |  | 13.4 | 13.4 |  |  | False | 30 | 30 | 11.5 |  | Coil-Only System | False | Conventional | 10/05/2023 |  | 11/28/2023
Carrier Corp. - Indianapolis | Heil | R4A4S48*K*NAA* | R4A4S48*K*NAA* | EA*4X61L24A*+TDR |  | Voluntarily Certified | Single-split-system air condit | False | False | 45000 |  | 13.4 | 13.4 |  |  | False | 30 | 30 | 11.5 |  | Coil-Only System | False | Conventional | 10/05/2023 |  | 11/28/2023
Carrier Corp. - Indianapolis | Keeprite | R4A4S48*K*NAA* | R4A4S48*K*NAA* | EA*4X61L24A*+TDR |  | Voluntarily Certified | Single-split-system air condit | False | False | 45000 |  | 13.4 | 13.4 |  |  | False | 30 | 30 | 11.5 |  | Coil-Only System | False | Conventional | 10/05/2023 |  | 11/28/2023
Carrier Corp. - Indianapolis | Tempstar | R4A4S48*K*NAA* | R4A4S48*K*NAA* | EA*4X61L24A*+TDR |  | Voluntarily Certified | Single-split-system air condit | False | False | 45000 |  | 13.4 | 13.4 |  |  | False | 30 | 30 | 11.5 |  | Coil-Only System | False | Conventional | 10/05/2023 |  | 11/28/2023
Carrier Corp. - Indianapolis | 1HVAC | R4A4S60*K*NAA* | R4A4S60*K*NAA* | EVD4X61M24A*+TDR |  | Voluntarily Certified | Single-split-system air condit | False | False | 55500 |  | 13.4 | 13.4 |  |  | False | 30 | 30 | 11 |  | Coil-Only System | False | Conventional | 10/05/2023 |  | 11/28/2023
Carrier Corp. - Indianapolis | Arcoaire | R4A4S60*K*NAA* | R4A4S60*K*NAA* | EVD4X61M24A*+TDR |  | Voluntarily Certified | Single-split-system air condit | False | False | 55500 |  | 13.4 | 13.4 |  |  | False | 30 | 30 | 11 |  | Coil-Only System | False | Conventional | 10/05/2023 |  | 11/28/2023
Carrier Corp. - Indianapolis | Day & Night | R4A4S60*K*NAA* | R4A4S60*K*NAA* | EVD4X61M24A*+TDR |  | Voluntarily Certified | Single-split-system air condit | False | False | 55500 |  | 13.4 | 13.4 |  |  | False | 30 | 30 | 11 |  | Coil-Only System | False | Conventional | 10/05/2023 |  | 11/28/2023
Carrier Corp. - Indianapolis | Heil | R4A4S60*K*NAA* | R4A4S60*K*NAA* | EVD4X61M24A*+TDR |  | Voluntarily Certified | Single-split-system air condit | False | False | 55500 |  | 13.4 | 13.4 |  |  | False | 30 | 30 | 11 |  | Coil-Only System | False | Conventional | 10/05/2023 |  | 11/28/2023
Carrier Corp. - Indianapolis | Keeprite | R4A4S60*K*NAA* | R4A4S60*K*NAA* | EVD4X61M24A*+TDR |  | Voluntarily Certified | Single-split-system air condit | False | False | 55500 |  | 13.4 | 13.4 |  |  | False | 30 | 30 | 11 |  | Coil-Only System | False | Conventional | 10/05/2023 |  | 11/28/2023
Carrier Corp. - Indianapolis | Tempstar | R4A4S60*K*NAA* | R4A4S60*K*NAA* | EVD4X61M24A*+TDR |  | Voluntarily Certified | Single-split-system air condit | False | False | 55500 |  | 13.4 | 13.4 |  |  | False | 30 | 30 | 11 |  | Coil-Only System | False | Conventional | 10/05/2023 |  | 11/28/2023
Carrier Corp. - Indianapolis | 1HVAC | R4A5S18*K*WAA* | R4A5S18*K*WAA* | ESD4X24M14A*+TDR |  | Voluntarily Certified | Single-split-system air condit | False | False | 17900 |  | 14.3 | 13.4 |  |  | False | 30 | 30 | 11.7 |  | Coil-Only System | False | Conventional | 10/05/2023 |  | 11/28/2023
Carrier Corp. - Indianapolis | Arcoaire | R4A5S18*K*WAA* | R4A5S18*K*WAA* | ESD4X24M14A*+TDR |  | Voluntarily Certified | Single-split-system air condit | False | False | 17900 |  | 14.3 | 13.4 |  |  | False | 30 | 30 | 11.7 |  | Coil-Only System | False | Conventional | 10/05/2023 |  | 11/28/2023
Carrier Corp. - Indianapolis | Day & Night | R4A5S18*K*WAA* | R4A5S18*K*WAA* | ESD4X24M14A*+TDR |  | Voluntarily Certified | Single-split-system air condit | False | False | 17900 |  | 14.3 | 13.4 |  |  | False | 30 | 30 | 11.7 |  | Coil-Only System | False | Conventional | 10/05/2023 |  | 11/28/2023
Carrier Corp. - Indianapolis | Heil | R4A5S18*K*WAA* | R4A5S18*K*WAA* | ESD4X24M14A*+TDR |  | Voluntarily Certified | Single-split-system air condit | False | False | 17900 |  | 14.3 | 13.4 |  |  | False | 30 | 30 | 11.7 |  | Coil-Only System | False | Conventional | 10/05/2023 |  | 11/28/2023
Carrier Corp. - Indianapolis | Keeprite | R4A5S18*K*WAA* | R4A5S18*K*WAA* | ESD4X24M14A*+TDR |  | Voluntarily Certified | Single-split-system air condit | False | False | 17900 |  | 14.3 | 13.4 |  |  | False | 30 | 30 | 11.7 |  | Coil-Only System | False | Conventional | 10/05/2023 |  | 11/28/2023
Carrier Corp. - Indianapolis | Tempstar | R4A5S18*K*WAA* | R4A5S18*K*WAA* | ESD4X24M14A*+TDR |  | Voluntarily Certified | Single-split-system air condit | False | False | 17900 |  | 14.3 | 13.4 |  |  | False | 30 | 30 | 11.7 |  | Coil-Only System | False | Conventional | 10/05/2023 |  | 11/28/2023
Carrier Corp. - Indianapolis | 1HVAC | R4A5S24*K*WAA* | R4A5S24*K*WAA* | ESD4X24M14A*+TDR |  | Voluntarily Certified | Single-split-system air condit | False | False | 22800 |  | 14.3 | 13.4 |  |  | False | 30 | 30 | 11.7 |  | Coil-Only System | False | Conventional | 10/05/2023 |  | 11/28/2023
Carrier Corp. - Indianapolis | Arcoaire | R4A5S24*K*WAA* | R4A5S24*K*WAA* | ESD4X24M14A*+TDR |  | Voluntarily Certified | Single-split-system air condit | False | False | 22800 |  | 14.3 | 13.4 |  |  | False | 30 | 30 | 11.7 |  | Coil-Only System | False | Conventional | 10/05/2023 |  | 11/28/2023
Carrier Corp. - Indianapolis | Day & Night | R4A5S24*K*WAA* | R4A5S24*K*WAA* | ESD4X24M14A*+TDR |  | Voluntarily Certified | Single-split-system air condit | False | False | 22800 |  | 14.3 | 13.4 |  |  | False | 30 | 30 | 11.7 |  | Coil-Only System | False | Conventional | 10/05/2023 |  | 11/28/2023
Carrier Corp. - Indianapolis | Heil | R4A5S24*K*WAA* | R4A5S24*K*WAA* | ESD4X24M14A*+TDR |  | Voluntarily Certified | Single-split-system air condit | False | False | 22800 |  | 14.3 | 13.4 |  |  | False | 30 | 30 | 11.7 |  | Coil-Only System | False | Conventional | 10/05/2023 |  | 11/28/2023
Carrier Corp. - Indianapolis | Keeprite | R4A5S24*K*WAA* | R4A5S24*K*WAA* | ESD4X24M14A*+TDR |  | Voluntarily Certified | Single-split-system air condit | False | False | 22800 |  | 14.3 | 13.4 |  |  | False | 30 | 30 | 11.7 |  | Coil-Only System | False | Conventional | 10/05/2023 |  | 11/28/2023
Carrier Corp. - Indianapolis | Tempstar | R4A5S24*K*WAA* | R4A5S24*K*WAA* | ESD4X24M14A*+TDR |  | Voluntarily Certified | Single-split-system air condit | False | False | 22800 |  | 14.3 | 13.4 |  |  | False | 30 | 30 | 11.7 |  | Coil-Only System | False | Conventional | 10/05/2023 |  | 11/28/2023
Carrier Corp. - Indianapolis | 1HVAC | R4A5S30*K*WAA* | R4A5S30*K*WAA* | EVD4X30M17A*+TDR |  | Voluntarily Certified | Single-split-system air condit | False | False | 28800 |  | 14.3 | 13.4 |  |  | False | 30 | 30 | 11.7 |  | Coil-Only System | False | Conventional | 10/05/2023 |  | 11/28/2023
Carrier Corp. - Indianapolis | Arcoaire | R4A5S30*K*WAA* | R4A5S30*K*WAA* | EVD4X30M17A*+TDR |  | Voluntarily Certified | Single-split-system air condit | False | False | 28800 |  | 14.3 | 13.4 |  |  | False | 30 | 30 | 11.7 |  | Coil-Only System | False | Conventional | 10/05/2023 |  | 11/28/2023
Carrier Corp. - Indianapolis | Day & Night | R4A5S30*K*WAA* | R4A5S30*K*WAA* | EVD4X30M17A*+TDR |  | Voluntarily Certified | Single-split-system air condit | False | False | 28800 |  | 14.3 | 13.4 |  |  | False | 30 | 30 | 11.7 |  | Coil-Only System | False | Conventional | 10/05/2023 |  | 11/28/2023
Carrier Corp. - Indianapolis | Heil | R4A5S30*K*WAA* | R4A5S30*K*WAA* | EVD4X30M17A*+TDR |  | Voluntarily Certified | Single-split-system air condit | False | False | 28800 |  | 14.3 | 13.4 |  |  | False | 30 | 30 | 11.7 |  | Coil-Only System | False | Conventional | 10/05/2023 |  | 11/28/2023
Carrier Corp. - Indianapolis | Keeprite | R4A5S30*K*WAA* | R4A5S30*K*WAA* | EVD4X30M17A*+TDR |  | Voluntarily Certified | Single-split-system air condit | False | False | 28800 |  | 14.3 | 13.4 |  |  | False | 30 | 30 | 11.7 |  | Coil-Only System | False | Conventional | 10/05/2023 |  | 11/28/2023
Carrier Corp. - Indianapolis | Tempstar | R4A5S30*K*WAA* | R4A5S30*K*WAA* | EVD4X30M17A*+TDR |  | Voluntarily Certified | Single-split-system air condit | False | False | 28800 |  | 14.3 | 13.4 |  |  | False | 30 | 30 | 11.7 |  | Coil-Only System | False | Conventional | 10/05/2023 |  | 11/28/2023
Carrier Corp. - Indianapolis | 1HVAC | R4A5S36*K*WAA* | R4A5S36*K*WAA* | EVD4X37M21A*+TDR |  | Voluntarily Certified | Single-split-system air condit | False | False | 34200 |  | 14.3 | 13.4 |  |  | False | 30 | 30 | 11.7 |  | Coil-Only System | False | Conventional | 10/05/2023 |  | 11/28/2023
Carrier Corp. - Indianapolis | Arcoaire | R4A5S36*K*WAA* | R4A5S36*K*WAA* | EVD4X37M21A*+TDR |  | Voluntarily Certified | Single-split-system air condit | False | False | 34200 |  | 14.3 | 13.4 |  |  | False | 30 | 30 | 11.7 |  | Coil-Only System | False | Conventional | 10/05/2023 |  | 11/28/2023
Carrier Corp. - Indianapolis | Day & Night | R4A5S36*K*WAA* | R4A5S36*K*WAA* | EVD4X37M21A*+TDR |  | Voluntarily Certified | Single-split-system air condit | False | False | 34200 |  | 14.3 | 13.4 |  |  | False | 30 | 30 | 11.7 |  | Coil-Only System | False | Conventional | 10/05/2023 |  | 11/28/2023
Carrier Corp. - Indianapolis | Heil | R4A5S36*K*WAA* | R4A5S36*K*WAA* | EVD4X37M21A*+TDR |  | Voluntarily Certified | Single-split-system air condit | False | False | 34200 |  | 14.3 | 13.4 |  |  | False | 30 | 30 | 11.7 |  | Coil-Only System | False | Conventional | 10/05/2023 |  | 11/28/2023
Carrier Corp. - Indianapolis | Keeprite | R4A5S36*K*WAA* | R4A5S36*K*WAA* | EVD4X37M21A*+TDR |  | Voluntarily Certified | Single-split-system air condit | False | False | 34200 |  | 14.3 | 13.4 |  |  | False | 30 | 30 | 11.7 |  | Coil-Only System | False | Conventional | 10/05/2023 |  | 11/28/2023
Carrier Corp. - Indianapolis | Tempstar | R4A5S36*K*WAA* | R4A5S36*K*WAA* | EVD4X37M21A*+TDR |  | Voluntarily Certified | Single-split-system air condit | False | False | 34200 |  | 14.3 | 13.4 |  |  | False | 30 | 30 | 11.7 |  | Coil-Only System | False | Conventional | 10/05/2023 |  | 11/28/2023
Carrier Corp. - Indianapolis | 1HVAC | R4A5S42*K*WAA* | R4A5S42*K*WAA* | EVD4X48M21A*+TDR |  | Voluntarily Certified | Single-split-system air condit | False | False | 45000 |  | 13.8 | 13.4 |  |  | False | 30 | 30 | 11.2 |  | Coil-Only System | False | Conventional | 10/05/2023 |  | 11/28/2023
Carrier Corp. - Indianapolis | Arcoaire | R4A5S42*K*WAA* | R4A5S42*K*WAA* | EVD4X48M21A*+TDR |  | Voluntarily Certified | Single-split-system air condit | False | False | 45000 |  | 13.8 | 13.4 |  |  | False | 30 | 30 | 11.2 |  | Coil-Only System | False | Conventional | 10/05/2023 |  | 11/28/2023
Carrier Corp. - Indianapolis | Day & Night | R4A5S42*K*WAA* | R4A5S42*K*WAA* | EVD4X48M21A*+TDR |  | Voluntarily Certified | Single-split-system air condit | False | False | 45000 |  | 13.8 | 13.4 |  |  | False | 30 | 30 | 11.2 |  | Coil-Only System | False | Conventional | 10/05/2023 |  | 11/28/2023
Carrier Corp. - Indianapolis | Heil | R4A5S42*K*WAA* | R4A5S42*K*WAA* | EVD4X48M21A*+TDR |  | Voluntarily Certified | Single-split-system air condit | False | False | 45000 |  | 13.8 | 13.4 |  |  | False | 30 | 30 | 11.2 |  | Coil-Only System | False | Conventional | 10/05/2023 |  | 11/28/2023
Carrier Corp. - Indianapolis | Keeprite | R4A5S42*K*WAA* | R4A5S42*K*WAA* | EVD4X48M21A*+TDR |  | Voluntarily Certified | Single-split-system air condit | False | False | 45000 |  | 13.8 | 13.4 |  |  | False | 30 | 30 | 11.2 |  | Coil-Only System | False | Conventional | 10/05/2023 |  | 11/28/2023
Carrier Corp. - Indianapolis | Tempstar | R4A5S42*K*WAA* | R4A5S42*K*WAA* | EVD4X48M21A*+TDR |  | Voluntarily Certified | Single-split-system air condit | False | False | 45000 |  | 13.8 | 13.4 |  |  | False | 30 | 30 | 11.2 |  | Coil-Only System | False | Conventional | 10/05/2023 |  | 11/28/2023
Carrier Corp. - Indianapolis | 1HVAC | R4A5S43*K*WAA* | R4A5S43*K*WAA* | EA*4X43L21A*+TDR |  | Voluntarily Certified | Single-split-system air condit | False | False | 40000 |  | 14.3 | 13.4 |  |  | False | 30 | 30 | 12.5 |  | Coil-Only System | False | Conventional | 10/05/2023 |  | 11/28/2023
Carrier Corp. - Indianapolis | Arcoaire | R4A5S43*K*WAA* | R4A5S43*K*WAA* | EA*4X43L21A*+TDR |  | Voluntarily Certified | Single-split-system air condit | False | False | 40000 |  | 14.3 | 13.4 |  |  | False | 30 | 30 | 12.5 |  | Coil-Only System | False | Conventional | 10/05/2023 |  | 11/28/2023
Carrier Corp. - Indianapolis | Day & Night | R4A5S43*K*WAA* | R4A5S43*K*WAA* | EA*4X43L21A*+TDR |  | Voluntarily Certified | Single-split-system air condit | False | False | 40000 |  | 14.3 | 13.4 |  |  | False | 30 | 30 | 12.5 |  | Coil-Only System | False | Conventional | 10/05/2023 |  | 11/28/2023
Carrier Corp. - Indianapolis | Heil | R4A5S43*K*WAA* | R4A5S43*K*WAA* | EA*4X43L21A*+TDR |  | Voluntarily Certified | Single-split-system air condit | False | False | 40000 |  | 14.3 | 13.4 |  |  | False | 30 | 30 | 12.5 |  | Coil-Only System | False | Conventional | 10/05/2023 |  | 11/28/2023
Carrier Corp. - Indianapolis | Keeprite | R4A5S43*K*WAA* | R4A5S43*K*WAA* | EA*4X43L21A*+TDR |  | Voluntarily Certified | Single-split-system air condit | False | False | 40000 |  | 14.3 | 13.4 |  |  | False | 30 | 30 | 12.5 |  | Coil-Only System | False | Conventional | 10/05/2023 |  | 11/28/2023
Carrier Corp. - Indianapolis | Tempstar | R4A5S43*K*WAA* | R4A5S43*K*WAA* | EA*4X43L21A*+TDR |  | Voluntarily Certified | Single-split-system air condit | False | False | 40000 |  | 14.3 | 13.4 |  |  | False | 30 | 30 | 12.5 |  | Coil-Only System | False | Conventional | 10/05/2023 |  | 11/28/2023
Carrier Corp. - Indianapolis | 1HVAC | R4A5S48*K*WAA* | R4A5S48*K*WAA* | EVD4X48M21A*+TDR |  | Voluntarily Certified | Single-split-system air condit | False | False | 46500 |  | 13.8 | 13.4 |  |  | False | 30 | 30 | 11.2 |  | Coil-Only System | False | Conventional | 10/05/2023 |  | 11/28/2023
Carrier Corp. - Indianapolis | Arcoaire | R4A5S48*K*WAA* | R4A5S48*K*WAA* | EVD4X48M21A*+TDR |  | Voluntarily Certified | Single-split-system air condit | False | False | 46500 |  | 13.8 | 13.4 |  |  | False | 30 | 30 | 11.2 |  | Coil-Only System | False | Conventional | 10/05/2023 |  | 11/28/2023
Carrier Corp. - Indianapolis | Day & Night | R4A5S48*K*WAA* | R4A5S48*K*WAA* | EVD4X48M21A*+TDR |  | Voluntarily Certified | Single-split-system air condit | False | False | 46500 |  | 13.8 | 13.4 |  |  | False | 30 | 30 | 11.2 |  | Coil-Only System | False | Conventional | 10/05/2023 |  | 11/28/2023
Carrier Corp. - Indianapolis | Heil | R4A5S48*K*WAA* | R4A5S48*K*WAA* | EVD4X48M21A*+TDR |  | Voluntarily Certified | Single-split-system air condit | False | False | 46500 |  | 13.8 | 13.4 |  |  | False | 30 | 30 | 11.2 |  | Coil-Only System | False | Conventional | 10/05/2023 |  | 11/28/2023
Carrier Corp. - Indianapolis | Keeprite | R4A5S48*K*WAA* | R4A5S48*K*WAA* | EVD4X48M21A*+TDR |  | Voluntarily Certified | Single-split-system air condit | False | False | 46500 |  | 13.8 | 13.4 |  |  | False | 30 | 30 | 11.2 |  | Coil-Only System | False | Conventional | 10/05/2023 |  | 11/28/2023
Carrier Corp. - Indianapolis | Tempstar | R4A5S48*K*WAA* | R4A5S48*K*WAA* | EVD4X48M21A*+TDR |  | Voluntarily Certified | Single-split-system air condit | False | False | 46500 |  | 13.8 | 13.4 |  |  | False | 30 | 30 | 11.2 |  | Coil-Only System | False | Conventional | 10/05/2023 |  | 11/28/2023
Carrier Corp. - Indianapolis | 1HVAC | R4A5S49*K*WAA* | R4A5S49*K*WAA* | EA*4X60L24A*+TDR |  | Voluntarily Certified | Single-split-system air condit | False | False | 46000 |  | 14.5 | 13.4 |  |  | False | 30 | 30 | 12.5 |  | Coil-Only System | False | Conventional | 10/05/2023 |  | 11/28/2023
Carrier Corp. - Indianapolis | Arcoaire | R4A5S49*K*WAA* | R4A5S49*K*WAA* | EA*4X60L24A*+TDR |  | Voluntarily Certified | Single-split-system air condit | False | False | 46000 |  | 14.5 | 13.4 |  |  | False | 30 | 30 | 12.5 |  | Coil-Only System | False | Conventional | 10/05/2023 |  | 11/28/2023
Carrier Corp. - Indianapolis | Day & Night | R4A5S49*K*WAA* | R4A5S49*K*WAA* | EA*4X60L24A*+TDR |  | Voluntarily Certified | Single-split-system air condit | False | False | 46000 |  | 14.5 | 13.4 |  |  | False | 30 | 30 | 12.5 |  | Coil-Only System | False | Conventional | 10/05/2023 |  | 11/28/2023
Carrier Corp. - Indianapolis | Heil | R4A5S49*K*WAA* | R4A5S49*K*WAA* | EA*4X60L24A*+TDR |  | Voluntarily Certified | Single-split-system air condit | False | False | 46000 |  | 14.5 | 13.4 |  |  | False | 30 | 30 | 12.5 |  | Coil-Only System | False | Conventional | 10/05/2023 |  | 11/28/2023
Carrier Corp. - Indianapolis | Keeprite | R4A5S49*K*WAA* | R4A5S49*K*WAA* | EA*4X60L24A*+TDR |  | Voluntarily Certified | Single-split-system air condit | False | False | 46000 |  | 14.5 | 13.4 |  |  | False | 30 | 30 | 12.5 |  | Coil-Only System | False | Conventional | 10/05/2023 |  | 11/28/2023
Carrier Corp. - Indianapolis | Tempstar | R4A5S49*K*WAA* | R4A5S49*K*WAA* | EA*4X60L24A*+TDR |  | Voluntarily Certified | Single-split-system air condit | False | False | 46000 |  | 14.5 | 13.4 |  |  | False | 30 | 30 | 12.5 |  | Coil-Only System | False | Conventional | 10/05/2023 |  | 11/28/2023
Carrier Corp. - Indianapolis | 1HVAC | R4A5S60*K*WAA* | R4A5S60*K*WAA* | EVD4X61M24A*+TDR |  | Voluntarily Certified | Single-split-system air condit | False | False | 56500 |  | 13.8 | 13.4 |  |  | False | 30 | 30 | 11.2 |  | Coil-Only System | False | Conventional | 10/05/2023 |  | 11/28/2023
Carrier Corp. - Indianapolis | Arcoaire | R4A5S60*K*WAA* | R4A5S60*K*WAA* | EVD4X61M24A*+TDR |  | Voluntarily Certified | Single-split-system air condit | False | False | 56500 |  | 13.8 | 13.4 |  |  | False | 30 | 30 | 11.2 |  | Coil-Only System | False | Conventional | 10/05/2023 |  | 11/28/2023
Carrier Corp. - Indianapolis | Day & Night | R4A5S60*K*WAA* | R4A5S60*K*WAA* | EVD4X61M24A*+TDR |  | Voluntarily Certified | Single-split-system air condit | False | False | 56500 |  | 13.8 | 13.4 |  |  | False | 30 | 30 | 11.2 |  | Coil-Only System | False | Conventional | 10/05/2023 |  | 11/28/2023
Carrier Corp. - Indianapolis | Heil | R4A5S60*K*WAA* | R4A5S60*K*WAA* | EVD4X61M24A*+TDR |  | Voluntarily Certified | Single-split-system air condit | False | False | 56500 |  | 13.8 | 13.4 |  |  | False | 30 | 30 | 11.2 |  | Coil-Only System | False | Conventional | 10/05/2023 |  | 11/28/2023
Carrier Corp. - Indianapolis | Keeprite | R4A5S60*K*WAA* | R4A5S60*K*WAA* | EVD4X61M24A*+TDR |  | Voluntarily Certified | Single-split-system air condit | False | False | 56500 |  | 13.8 | 13.4 |  |  | False | 30 | 30 | 11.2 |  | Coil-Only System | False | Conventional | 10/05/2023 |  | 11/28/2023
Carrier Corp. - Indianapolis | Tempstar | R4A5S60*K*WAA* | R4A5S60*K*WAA* | EVD4X61M24A*+TDR |  | Voluntarily Certified | Single-split-system air condit | False | False | 56500 |  | 13.8 | 13.4 |  |  | False | 30 | 30 | 11.2 |  | Coil-Only System | False | Conventional | 10/05/2023 |  | 11/28/2023
Carrier Corp. - Indianapolis | 1HVAC | R4A5S61*K*WAA* | R4A5S61*K*WAA* | EVD4X61M24A*+TDR |  | Voluntarily Certified | Single-split-system air condit | False | False | 55500 |  | 14.3 | 13.4 |  |  | False | 30 | 30 | 12 |  | Coil-Only System | False | Conventional | 10/05/2023 |  | 11/28/2023
Carrier Corp. - Indianapolis | Arcoaire | R4A5S61*K*WAA* | R4A5S61*K*WAA* | EVD4X61M24A*+TDR |  | Voluntarily Certified | Single-split-system air condit | False | False | 55500 |  | 14.3 | 13.4 |  |  | False | 30 | 30 | 12 |  | Coil-Only System | False | Conventional | 10/05/2023 |  | 11/28/2023
Carrier Corp. - Indianapolis | Day & Night | R4A5S61*K*WAA* | R4A5S61*K*WAA* | EVD4X61M24A*+TDR |  | Voluntarily Certified | Single-split-system air condit | False | False | 55500 |  | 14.3 | 13.4 |  |  | False | 30 | 30 | 12 |  | Coil-Only System | False | Conventional | 10/05/2023 |  | 11/28/2023
Carrier Corp. - Indianapolis | Heil | R4A5S61*K*WAA* | R4A5S61*K*WAA* | EVD4X61M24A*+TDR |  | Voluntarily Certified | Single-split-system air condit | False | False | 55500 |  | 14.3 | 13.4 |  |  | False | 30 | 30 | 12 |  | Coil-Only System | False | Conventional | 10/05/2023 |  | 11/28/2023
Carrier Corp. - Indianapolis | Keeprite | R4A5S61*K*WAA* | R4A5S61*K*WAA* | EVD4X61M24A*+TDR |  | Voluntarily Certified | Single-split-system air condit | False | False | 55500 |  | 14.3 | 13.4 |  |  | False | 30 | 30 | 12 |  | Coil-Only System | False | Conventional | 10/05/2023 |  | 11/28/2023
Carrier Corp. - Indianapolis | Tempstar | R4A5S61*K*WAA* | R4A5S61*K*WAA* | EVD4X61M24A*+TDR |  | Voluntarily Certified | Single-split-system air condit | False | False | 55500 |  | 14.3 | 13.4 |  |  | False | 30 | 30 | 12 |  | Coil-Only System | False | Conventional | 10/05/2023 |  | 11/28/2023
Carrier Corp. - Indianapolis | Arcoaire | RAV037K* | RAV037K* |  |  | Voluntarily Certified | Single-package air conditioner | False | False | 34000 |  | 13.4 | 13.4 |  |  | True | 9 | 30 | 11.5 |  |  | False | Conventional | 10/05/2023 |  | 11/28/2023
Carrier Corp. - Indianapolis | Day & Night | RAV037K* | RAV037K* |  |  | Voluntarily Certified | Single-package air conditioner | False | False | 34000 |  | 13.4 | 13.4 |  |  | True | 9 | 30 | 11.5 |  |  | False | Conventional | 10/05/2023 |  | 11/28/2023
Carrier Corp. - Indianapolis | Heil | RAV037K* | RAV037K* |  |  | Voluntarily Certified | Single-package air conditioner | False | False | 34000 |  | 13.4 | 13.4 |  |  | True | 9 | 30 | 11.5 |  |  | False | Conventional | 10/05/2023 |  | 11/28/2023
Carrier Corp. - Indianapolis | Keeprite | RAV037K* | RAV037K* |  |  | Voluntarily Certified | Single-package air conditioner | False | False | 34000 |  | 13.4 | 13.4 |  |  | True | 9 | 30 | 11.5 |  |  | False | Conventional | 10/05/2023 |  | 11/28/2023
Carrier Corp. - Indianapolis | Tempstar | RAV037K* | RAV037K* |  |  | Voluntarily Certified | Single-package air conditioner | False | False | 34000 |  | 13.4 | 13.4 |  |  | True | 9 | 30 | 11.5 |  |  | False | Conventional | 10/05/2023 |  | 11/28/2023
Carrier Corp. - Indianapolis | Arcoaire | RAV049K* | RAV049K* |  |  | Voluntarily Certified | Single-package air conditioner | False | False | 48000 |  | 13.8 | 13.4 |  |  | True | 12 | 30 | 11.5 |  |  | False | Conventional | 10/05/2023 |  | 11/28/2023
Carrier Corp. - Indianapolis | Day & Night | RAV049K* | RAV049K* |  |  | Voluntarily Certified | Single-package air conditioner | False | False | 48000 |  | 13.8 | 13.4 |  |  | True | 12 | 30 | 11.5 |  |  | False | Conventional | 10/05/2023 |  | 11/28/2023
Carrier Corp. - Indianapolis | Heil | RAV049K* | RAV049K* |  |  | Voluntarily Certified | Single-package air conditioner | False | False | 48000 |  | 13.8 | 13.4 |  |  | True | 12 | 30 | 11.5 |  |  | False | Conventional | 10/05/2023 |  | 11/28/2023
Carrier Corp. - Indianapolis | Keeprite | RAV049K* | RAV049K* |  |  | Voluntarily Certified | Single-package air conditioner | False | False | 48000 |  | 13.8 | 13.4 |  |  | True | 12 | 30 | 11.5 |  |  | False | Conventional | 10/05/2023 |  | 11/28/2023
Carrier Corp. - Indianapolis | Tempstar | RAV049K* | RAV049K* |  |  | Voluntarily Certified | Single-package air conditioner | False | False | 48000 |  | 13.8 | 13.4 |  |  | True | 12 | 30 | 11.5 |  |  | False | Conventional | 10/05/2023 |  | 11/28/2023
Carrier Corp. - Indianapolis | Arcoaire | RAV061K* | RAV061K* |  |  | Voluntarily Certified | Single-package air conditioner | False | False | 58500 |  | 13.6 | 13.4 |  |  | True | 30 | 30 | 11.5 |  |  | False | Conventional | 10/05/2023 |  | 11/28/2023
Carrier Corp. - Indianapolis | Day & Night | RAV061K* | RAV061K* |  |  | Voluntarily Certified | Single-package air conditioner | False | False | 58500 |  | 13.6 | 13.4 |  |  | True | 30 | 30 | 11.5 |  |  | False | Conventional | 10/05/2023 |  | 11/28/2023
Carrier Corp. - Indianapolis | Heil | RAV061K* | RAV061K* |  |  | Voluntarily Certified | Single-package air conditioner | False | False | 58500 |  | 13.6 | 13.4 |  |  | True | 30 | 30 | 11.5 |  |  | False | Conventional | 10/05/2023 |  | 11/28/2023
Carrier Corp. - Indianapolis | Keeprite | RAV061K* | RAV061K* |  |  | Voluntarily Certified | Single-package air conditioner | False | False | 58500 |  | 13.6 | 13.4 |  |  | True | 30 | 30 | 11.5 |  |  | False | Conventional | 10/05/2023 |  | 11/28/2023
Carrier Corp. - Indianapolis | Tempstar | RAV061K* | RAV061K* |  |  | Voluntarily Certified | Single-package air conditioner | False | False | 58500 |  | 13.6 | 13.4 |  |  | True | 30 | 30 | 11.5 |  |  | False | Conventional | 10/05/2023 |  | 11/28/2023
Carrier Corp. - Indianapolis | Arcoaire | RAW037K* | RAW037K* |  |  | Voluntarily Certified | Single-package air conditioner | False | False | 35000 |  | 16 | 13.4 |  |  | True | 9 | 30 | 12 |  |  | False | Conventional | 10/05/2023 |  | 11/28/2023
Carrier Corp. - Indianapolis | Day & Night | RAW037K* | RAW037K* |  |  | Voluntarily Certified | Single-package air conditioner | False | False | 35000 |  | 16 | 13.4 |  |  | True | 9 | 30 | 12 |  |  | False | Conventional | 10/05/2023 |  | 11/28/2023
Carrier Corp. - Indianapolis | Heil | RAW037K* | RAW037K* |  |  | Voluntarily Certified | Single-package air conditioner | False | False | 35000 |  | 16 | 13.4 |  |  | True | 9 | 30 | 12 |  |  | False | Conventional | 10/05/2023 |  | 11/28/2023
Carrier Corp. - Indianapolis | Keeprite | RAW037K* | RAW037K* |  |  | Voluntarily Certified | Single-package air conditioner | False | False | 35000 |  | 16 | 13.4 |  |  | True | 9 | 30 | 12 |  |  | False | Conventional | 10/05/2023 |  | 11/28/2023
Carrier Corp. - Indianapolis | Tempstar | RAW037K* | RAW037K* |  |  | Voluntarily Certified | Single-package air conditioner | False | False | 35000 |  | 16 | 13.4 |  |  | True | 9 | 30 | 12 |  |  | False | Conventional | 10/05/2023 |  | 11/28/2023
Carrier Corp. - Indianapolis | Arcoaire | RAW049K* | RAW049K* |  |  | Voluntarily Certified | Single-package air conditioner | False | False | 46500 |  | 16 | 13.4 |  |  | True | 12 | 30 | 12 |  |  | False | Conventional | 10/05/2023 |  | 11/28/2023
Carrier Corp. - Indianapolis | Day & Night | RAW049K* | RAW049K* |  |  | Voluntarily Certified | Single-package air conditioner | False | False | 46500 |  | 16 | 13.4 |  |  | True | 12 | 30 | 12 |  |  | False | Conventional | 10/05/2023 |  | 11/28/2023
Carrier Corp. - Indianapolis | Heil | RAW049K* | RAW049K* |  |  | Voluntarily Certified | Single-package air conditioner | False | False | 46500 |  | 16 | 13.4 |  |  | True | 12 | 30 | 12 |  |  | False | Conventional | 10/05/2023 |  | 11/28/2023
Carrier Corp. - Indianapolis | Keeprite | RAW049K* | RAW049K* |  |  | Voluntarily Certified | Single-package air conditioner | False | False | 46500 |  | 16 | 13.4 |  |  | True | 12 | 30 | 12 |  |  | False | Conventional | 10/05/2023 |  | 11/28/2023
Carrier Corp. - Indianapolis | Tempstar | RAW049K* | RAW049K* |  |  | Voluntarily Certified | Single-package air conditioner | False | False | 46500 |  | 16 | 13.4 |  |  | True | 12 | 30 | 12 |  |  | False | Conventional | 10/05/2023 |  | 11/28/2023
Carrier Corp. - Indianapolis | Arcoaire | RAW061K* | RAW061K* |  |  | Voluntarily Certified | Single-package air conditioner | False | False | 59000 |  | 16.5 | 13.4 |  |  | True | 30 | 30 | 12 |  |  | False | Conventional | 10/05/2023 |  | 11/28/2023
Carrier Corp. - Indianapolis | Day & Night | RAW061K* | RAW061K* |  |  | Voluntarily Certified | Single-package air conditioner | False | False | 59000 |  | 16.5 | 13.4 |  |  | True | 30 | 30 | 12 |  |  | False | Conventional | 10/05/2023 |  | 11/28/2023
Carrier Corp. - Indianapolis | Heil | RAW061K* | RAW061K* |  |  | Voluntarily Certified | Single-package air conditioner | False | False | 59000 |  | 16.5 | 13.4 |  |  | True | 30 | 30 | 12 |  |  | False | Conventional | 10/05/2023 |  | 11/28/2023
Carrier Corp. - Indianapolis | Keeprite | RAW061K* | RAW061K* |  |  | Voluntarily Certified | Single-package air conditioner | False | False | 59000 |  | 16.5 | 13.4 |  |  | True | 30 | 30 | 12 |  |  | False | Conventional | 10/05/2023 |  | 11/28/2023
Carrier Corp. - Indianapolis | Tempstar | RAW061K* | RAW061K* |  |  | Voluntarily Certified | Single-package air conditioner | False | False | 59000 |  | 16.5 | 13.4 |  |  | True | 30 | 30 | 12 |  |  | False | Conventional | 10/05/2023 |  | 11/28/2023
Carrier Corp. - Indianapolis | Arcoaire | RGV037K* | RGV037K* |  |  | Voluntarily Certified | Single-package air conditioner | False | False | 34000 |  | 13.4 | 13.4 |  |  | True | 9 | 30 | 11.5 |  |  | False | Conventional | 10/05/2023 |  | 11/28/2023
Carrier Corp. - Indianapolis | Day & Night | RGV037K* | RGV037K* |  |  | Voluntarily Certified | Single-package air conditioner | False | False | 34000 |  | 13.4 | 13.4 |  |  | True | 9 | 30 | 11.5 |  |  | False | Conventional | 10/05/2023 |  | 11/28/2023
Carrier Corp. - Indianapolis | Heil | RGV037K* | RGV037K* |  |  | Voluntarily Certified | Single-package air conditioner | False | False | 34000 |  | 13.4 | 13.4 |  |  | True | 9 | 30 | 11.5 |  |  | False | Conventional | 10/05/2023 |  | 11/28/2023
Carrier Corp. - Indianapolis | Keeprite | RGV037K* | RGV037K* |  |  | Voluntarily Certified | Single-package air conditioner | False | False | 34000 |  | 13.4 | 13.4 |  |  | True | 9 | 30 | 11.5 |  |  | False | Conventional | 10/05/2023 |  | 11/28/2023
Carrier Corp. - Indianapolis | Tempstar | RGV037K* | RGV037K* |  |  | Voluntarily Certified | Single-package air conditioner | False | False | 34000 |  | 13.4 | 13.4 |  |  | True | 9 | 30 | 11.5 |  |  | False | Conventional | 10/05/2023 |  | 11/28/2023
Carrier Corp. - Indianapolis | Arcoaire | RGV049K* | RGV049K* |  |  | Voluntarily Certified | Single-package air conditioner | False | False | 48000 |  | 13.8 | 13.4 |  |  | True | 12 | 30 | 11.5 |  |  | False | Conventional | 10/05/2023 |  | 11/28/2023
Carrier Corp. - Indianapolis | Day & Night | RGV049K* | RGV049K* |  |  | Voluntarily Certified | Single-package air conditioner | False | False | 48000 |  | 13.8 | 13.4 |  |  | True | 12 | 30 | 11.5 |  |  | False | Conventional | 10/05/2023 |  | 11/28/2023
Carrier Corp. - Indianapolis | Heil | RGV049K* | RGV049K* |  |  | Voluntarily Certified | Single-package air conditioner | False | False | 48000 |  | 13.8 | 13.4 |  |  | True | 12 | 30 | 11.5 |  |  | False | Conventional | 10/05/2023 |  | 11/28/2023
Carrier Corp. - Indianapolis | Keeprite | RGV049K* | RGV049K* |  |  | Voluntarily Certified | Single-package air conditioner | False | False | 48000 |  | 13.8 | 13.4 |  |  | True | 12 | 30 | 11.5 |  |  | False | Conventional | 10/05/2023 |  | 11/28/2023
Carrier Corp. - Indianapolis | Tempstar | RGV049K* | RGV049K* |  |  | Voluntarily Certified | Single-package air conditioner | False | False | 48000 |  | 13.8 | 13.4 |  |  | True | 12 | 30 | 11.5 |  |  | False | Conventional | 10/05/2023 |  | 11/28/2023
Carrier Corp. - Indianapolis | Arcoaire | RGV061K* | RGV061K* |  |  | Voluntarily Certified | Single-package air conditioner | False | False | 58500 |  | 13.6 | 13.4 |  |  | True | 30 | 30 | 11.5 |  |  | False | Conventional | 10/05/2023 |  | 11/28/2023
Carrier Corp. - Indianapolis | Day & Night | RGV061K* | RGV061K* |  |  | Voluntarily Certified | Single-package air conditioner | False | False | 58500 |  | 13.6 | 13.4 |  |  | True | 30 | 30 | 11.5 |  |  | False | Conventional | 10/05/2023 |  | 11/28/2023
Carrier Corp. - Indianapolis | Heil | RGV061K* | RGV061K* |  |  | Voluntarily Certified | Single-package air conditioner | False | False | 58500 |  | 13.6 | 13.4 |  |  | True | 30 | 30 | 11.5 |  |  | False | Conventional | 10/05/2023 |  | 11/28/2023
Carrier Corp. - Indianapolis | Keeprite | RGV061K* | RGV061K* |  |  | Voluntarily Certified | Single-package air conditioner | False | False | 58500 |  | 13.6 | 13.4 |  |  | True | 30 | 30 | 11.5 |  |  | False | Conventional | 10/05/2023 |  | 11/28/2023
Carrier Corp. - Indianapolis | Tempstar | RGV061K* | RGV061K* |  |  | Voluntarily Certified | Single-package air conditioner | False | False | 58500 |  | 13.6 | 13.4 |  |  | True | 30 | 30 | 11.5 |  |  | False | Conventional | 10/05/2023 |  | 11/28/2023
Carrier Corp. - Indianapolis | Arcoaire | RGW037K* | RGW037K* |  |  | Voluntarily Certified | Single-package air conditioner | False | False | 35000 |  | 16 | 13.4 |  |  | True | 9 | 30 | 12 |  |  | False | Conventional | 10/05/2023 |  | 11/28/2023
Carrier Corp. - Indianapolis | Day & Night | RGW037K* | RGW037K* |  |  | Voluntarily Certified | Single-package air conditioner | False | False | 35000 |  | 16 | 13.4 |  |  | True | 9 | 30 | 12 |  |  | False | Conventional | 10/05/2023 |  | 11/28/2023
Carrier Corp. - Indianapolis | Heil | RGW037K* | RGW037K* |  |  | Voluntarily Certified | Single-package air conditioner | False | False | 35000 |  | 16 | 13.4 |  |  | True | 9 | 30 | 12 |  |  | False | Conventional | 10/05/2023 |  | 11/28/2023
Carrier Corp. - Indianapolis | Keeprite | RGW037K* | RGW037K* |  |  | Voluntarily Certified | Single-package air conditioner | False | False | 35000 |  | 16 | 13.4 |  |  | True | 9 | 30 | 12 |  |  | False | Conventional | 10/05/2023 |  | 11/28/2023
Carrier Corp. - Indianapolis | Tempstar | RGW037K* | RGW037K* |  |  | Voluntarily Certified | Single-package air conditioner | False | False | 35000 |  | 16 | 13.4 |  |  | True | 9 | 30 | 12 |  |  | False | Conventional | 10/05/2023 |  | 11/28/2023
Carrier Corp. - Indianapolis | Arcoaire | RGW049K* | RGW049K* |  |  | Voluntarily Certified | Single-package air conditioner | False | False | 46500 |  | 16 | 13.4 |  |  | True | 12 | 30 | 12 |  |  | False | Conventional | 10/05/2023 |  | 11/28/2023
Carrier Corp. - Indianapolis | Day & Night | RGW049K* | RGW049K* |  |  | Voluntarily Certified | Single-package air conditioner | False | False | 46500 |  | 16 | 13.4 |  |  | True | 12 | 30 | 12 |  |  | False | Conventional | 10/05/2023 |  | 11/28/2023
Carrier Corp. - Indianapolis | Heil | RGW049K* | RGW049K* |  |  | Voluntarily Certified | Single-package air conditioner | False | False | 46500 |  | 16 | 13.4 |  |  | True | 12 | 30 | 12 |  |  | False | Conventional | 10/05/2023 |  | 11/28/2023
Carrier Corp. - Indianapolis | Keeprite | RGW049K* | RGW049K* |  |  | Voluntarily Certified | Single-package air conditioner | False | False | 46500 |  | 16 | 13.4 |  |  | True | 12 | 30 | 12 |  |  | False | Conventional | 10/05/2023 |  | 11/28/2023
Carrier Corp. - Indianapolis | Tempstar | RGW049K* | RGW049K* |  |  | Voluntarily Certified | Single-package air conditioner | False | False | 46500 |  | 16 | 13.4 |  |  | True | 12 | 30 | 12 |  |  | False | Conventional | 10/05/2023 |  | 11/28/2023
Carrier Corp. - Indianapolis | Arcoaire | RGW061K* | RGW061K* |  |  | Voluntarily Certified | Single-package air conditioner | False | False | 59000 |  | 16.5 | 13.4 |  |  | True | 30 | 30 | 12 |  |  | False | Conventional | 10/05/2023 |  | 11/28/2023
Carrier Corp. - Indianapolis | Day & Night | RGW061K* | RGW061K* |  |  | Voluntarily Certified | Single-package air conditioner | False | False | 59000 |  | 16.5 | 13.4 |  |  | True | 30 | 30 | 12 |  |  | False | Conventional | 10/05/2023 |  | 11/28/2023
Carrier Corp. - Indianapolis | Heil | RGW061K* | RGW061K* |  |  | Voluntarily Certified | Single-package air conditioner | False | False | 59000 |  | 16.5 | 13.4 |  |  | True | 30 | 30 | 12 |  |  | False | Conventional | 10/05/2023 |  | 11/28/2023
Carrier Corp. - Indianapolis | Keeprite | RGW061K* | RGW061K* |  |  | Voluntarily Certified | Single-package air conditioner | False | False | 59000 |  | 16.5 | 13.4 |  |  | True | 30 | 30 | 12 |  |  | False | Conventional | 10/05/2023 |  | 11/28/2023
Carrier Corp. - Indianapolis | Tempstar | RGW061K* | RGW061K* |  |  | Voluntarily Certified | Single-package air conditioner | False | False | 59000 |  | 16.5 | 13.4 |  |  | True | 30 | 30 | 12 |  |  | False | Conventional | 10/05/2023 |  | 11/28/2023
Carrier Corp. - Indianapolis | 1HVAC | S4A5S18*K*WAA* | S4A5S18*K*WAA* | EA*4X19L17A*+TDR |  | Voluntarily Certified | Single-split-system air condit | False | False | 18000 |  | 14.3 | 13.4 |  |  | False | 30 | 30 | 12.5 |  | Coil-Only System | False | Conventional | 10/05/2023 |  | 11/28/2023
Carrier Corp. - Indianapolis | Arcoaire | S4A5S18*K*WAA* | S4A5S18*K*WAA* | EA*4X19L17A*+TDR |  | Voluntarily Certified | Single-split-system air condit | False | False | 18000 |  | 14.3 | 13.4 |  |  | False | 30 | 30 | 12.5 |  | Coil-Only System | False | Conventional | 10/05/2023 |  | 11/28/2023
Carrier Corp. - Indianapolis | Day & Night | S4A5S18*K*WAA* | S4A5S18*K*WAA* | EA*4X19L17A*+TDR |  | Voluntarily Certified | Single-split-system air condit | False | False | 18000 |  | 14.3 | 13.4 |  |  | False | 30 | 30 | 12.5 |  | Coil-Only System | False | Conventional | 10/05/2023 |  | 11/28/2023
Carrier Corp. - Indianapolis | Heil | S4A5S18*K*WAA* | S4A5S18*K*WAA* | EA*4X19L17A*+TDR |  | Voluntarily Certified | Single-split-system air condit | False | False | 18000 |  | 14.3 | 13.4 |  |  | False | 30 | 30 | 12.5 |  | Coil-Only System | False | Conventional | 10/05/2023 |  | 11/28/2023
Carrier Corp. - Indianapolis | Keeprite | S4A5S18*K*WAA* | S4A5S18*K*WAA* | EA*4X19L17A*+TDR |  | Voluntarily Certified | Single-split-system air condit | False | False | 18000 |  | 14.3 | 13.4 |  |  | False | 30 | 30 | 12.5 |  | Coil-Only System | False | Conventional | 10/05/2023 |  | 11/28/2023
Carrier Corp. - Indianapolis | Tempstar | S4A5S18*K*WAA* | S4A5S18*K*WAA* | EA*4X19L17A*+TDR |  | Voluntarily Certified | Single-split-system air condit | False | False | 18000 |  | 14.3 | 13.4 |  |  | False | 30 | 30 | 12.5 |  | Coil-Only System | False | Conventional | 10/05/2023 |  | 11/28/2023
Carrier Corp. - Indianapolis | 1HVAC | S4A5S24*K*WAA* | S4A5S24*K*WAA* | EA*4X25L17A*+TDR |  | Voluntarily Certified | Single-split-system air condit | False | False | 23800 |  | 14.3 | 13.4 |  |  | False | 30 | 30 | 12.5 |  | Coil-Only System | False | Conventional | 10/05/2023 |  | 11/28/2023
Carrier Corp. - Indianapolis | Arcoaire | S4A5S24*K*WAA* | S4A5S24*K*WAA* | EA*4X25L17A*+TDR |  | Voluntarily Certified | Single-split-system air condit | False | False | 23800 |  | 14.3 | 13.4 |  |  | False | 30 | 30 | 12.5 |  | Coil-Only System | False | Conventional | 10/05/2023 |  | 11/28/2023
Carrier Corp. - Indianapolis | Day & Night | S4A5S24*K*WAA* | S4A5S24*K*WAA* | EA*4X25L17A*+TDR |  | Voluntarily Certified | Single-split-system air condit | False | False | 23800 |  | 14.3 | 13.4 |  |  | False | 30 | 30 | 12.5 |  | Coil-Only System | False | Conventional | 10/05/2023 |  | 11/28/2023
Carrier Corp. - Indianapolis | Heil | S4A5S24*K*WAA* | S4A5S24*K*WAA* | EA*4X25L17A*+TDR |  | Voluntarily Certified | Single-split-system air condit | False | False | 23800 |  | 14.3 | 13.4 |  |  | False | 30 | 30 | 12.5 |  | Coil-Only System | False | Conventional | 10/05/2023 |  | 11/28/2023
Carrier Corp. - Indianapolis | Keeprite | S4A5S24*K*WAA* | S4A5S24*K*WAA* | EA*4X25L17A*+TDR |  | Voluntarily Certified | Single-split-system air condit | False | False | 23800 |  | 14.3 | 13.4 |  |  | False | 30 | 30 | 12.5 |  | Coil-Only System | False | Conventional | 10/05/2023 |  | 11/28/2023
Carrier Corp. - Indianapolis | Tempstar | S4A5S24*K*WAA* | S4A5S24*K*WAA* | EA*4X25L17A*+TDR |  | Voluntarily Certified | Single-split-system air condit | False | False | 23800 |  | 14.3 | 13.4 |  |  | False | 30 | 30 | 12.5 |  | Coil-Only System | False | Conventional | 10/05/2023 |  | 11/28/2023
Carrier Corp. - Indianapolis | 1HVAC | S4A5S30*K*WAA* | S4A5S30*K*WAA* | EA*4X37L21A*+TDR |  | Voluntarily Certified | Single-split-system air condit | False | False | 28400 |  | 14.3 | 13.4 |  |  | False | 30 | 30 | 12 |  | Coil-Only System | False | Conventional | 10/05/2023 |  | 11/28/2023
Carrier Corp. - Indianapolis | Arcoaire | S4A5S30*K*WAA* | S4A5S30*K*WAA* | EA*4X37L21A*+TDR |  | Voluntarily Certified | Single-split-system air condit | False | False | 28400 |  | 14.3 | 13.4 |  |  | False | 30 | 30 | 12 |  | Coil-Only System | False | Conventional | 10/05/2023 |  | 11/28/2023
Carrier Corp. - Indianapolis | Day & Night | S4A5S30*K*WAA* | S4A5S30*K*WAA* | EA*4X37L21A*+TDR |  | Voluntarily Certified | Single-split-system air condit | False | False | 28400 |  | 14.3 | 13.4 |  |  | False | 30 | 30 | 12 |  | Coil-Only System | False | Conventional | 10/05/2023 |  | 11/28/2023
Carrier Corp. - Indianapolis | Heil | S4A5S30*K*WAA* | S4A5S30*K*WAA* | EA*4X37L21A*+TDR |  | Voluntarily Certified | Single-split-system air condit | False | False | 28400 |  | 14.3 | 13.4 |  |  | False | 30 | 30 | 12 |  | Coil-Only System | False | Conventional | 10/05/2023 |  | 11/28/2023
Carrier Corp. - Indianapolis | Keeprite | S4A5S30*K*WAA* | S4A5S30*K*WAA* | EA*4X37L21A*+TDR |  | Voluntarily Certified | Single-split-system air condit | False | False | 28400 |  | 14.3 | 13.4 |  |  | False | 30 | 30 | 12 |  | Coil-Only System | False | Conventional | 10/05/2023 |  | 11/28/2023
Carrier Corp. - Indianapolis | Tempstar | S4A5S30*K*WAA* | S4A5S30*K*WAA* | EA*4X37L21A*+TDR |  | Voluntarily Certified | Single-split-system air condit | False | False | 28400 |  | 14.3 | 13.4 |  |  | False | 30 | 30 | 12 |  | Coil-Only System | False | Conventional | 10/05/2023 |  | 11/28/2023
Carrier Corp. - Indianapolis | 1HVAC | S4A5S36*K*WAA* | S4A5S36*K*WAA* | EA*4X37L21A*+TDR |  | Voluntarily Certified | Single-split-system air condit | False | False | 35600 |  | 14.5 | 13.4 |  |  | False | 30 | 30 | 12.5 |  | Coil-Only System | False | Conventional | 10/05/2023 |  | 11/28/2023
Carrier Corp. - Indianapolis | Arcoaire | S4A5S36*K*WAA* | S4A5S36*K*WAA* | EA*4X37L21A*+TDR |  | Voluntarily Certified | Single-split-system air condit | False | False | 35600 |  | 14.5 | 13.4 |  |  | False | 30 | 30 | 12.5 |  | Coil-Only System | False | Conventional | 10/05/2023 |  | 11/28/2023
Carrier Corp. - Indianapolis | Day & Night | S4A5S36*K*WAA* | S4A5S36*K*WAA* | EA*4X37L21A*+TDR |  | Voluntarily Certified | Single-split-system air condit | False | False | 35600 |  | 14.5 | 13.4 |  |  | False | 30 | 30 | 12.5 |  | Coil-Only System | False | Conventional | 10/05/2023 |  | 11/28/2023
Carrier Corp. - Indianapolis | Heil | S4A5S36*K*WAA* | S4A5S36*K*WAA* | EA*4X37L21A*+TDR |  | Voluntarily Certified | Single-split-system air condit | False | False | 35600 |  | 14.5 | 13.4 |  |  | False | 30 | 30 | 12.5 |  | Coil-Only System | False | Conventional | 10/05/2023 |  | 11/28/2023
Carrier Corp. - Indianapolis | Keeprite | S4A5S36*K*WAA* | S4A5S36*K*WAA* | EA*4X37L21A*+TDR |  | Voluntarily Certified | Single-split-system air condit | False | False | 35600 |  | 14.5 | 13.4 |  |  | False | 30 | 30 | 12.5 |  | Coil-Only System | False | Conventional | 10/05/2023 |  | 11/28/2023
Carrier Corp. - Indianapolis | Tempstar | S4A5S36*K*WAA* | S4A5S36*K*WAA* | EA*4X37L21A*+TDR |  | Voluntarily Certified | Single-split-system air condit | False | False | 35600 |  | 14.5 | 13.4 |  |  | False | 30 | 30 | 12.5 |  | Coil-Only System | False | Conventional | 10/05/2023 |  | 11/28/2023
Carrier Corp. - Indianapolis | 1HVAC | S4A5S48*K*WAA* | S4A5S48*K*WAA* | EA*4X61L24A*+TDR |  | Voluntarily Certified | Single-split-system air condit | False | False | 47500 |  | 14 | 13.4 |  |  | False | 30 | 30 | 12 |  | Coil-Only System | False | Conventional | 10/05/2023 |  | 11/28/2023
Carrier Corp. - Indianapolis | Arcoaire | S4A5S48*K*WAA* | S4A5S48*K*WAA* | EA*4X61L24A*+TDR |  | Voluntarily Certified | Single-split-system air condit | False | False | 47500 |  | 14 | 13.4 |  |  | False | 30 | 30 | 12 |  | Coil-Only System | False | Conventional | 10/05/2023 |  | 11/28/2023
Carrier Corp. - Indianapolis | Day & Night | S4A5S48*K*WAA* | S4A5S48*K*WAA* | EA*4X61L24A*+TDR |  | Voluntarily Certified | Single-split-system air condit | False | False | 47500 |  | 14 | 13.4 |  |  | False | 30 | 30 | 12 |  | Coil-Only System | False | Conventional | 10/05/2023 |  | 11/28/2023
Carrier Corp. - Indianapolis | Heil | S4A5S48*K*WAA* | S4A5S48*K*WAA* | EA*4X61L24A*+TDR |  | Voluntarily Certified | Single-split-system air condit | False | False | 47500 |  | 14 | 13.4 |  |  | False | 30 | 30 | 12 |  | Coil-Only System | False | Conventional | 10/05/2023 |  | 11/28/2023
Carrier Corp. - Indianapolis | Keeprite | S4A5S48*K*WAA* | S4A5S48*K*WAA* | EA*4X61L24A*+TDR |  | Voluntarily Certified | Single-split-system air condit | False | False | 47500 |  | 14 | 13.4 |  |  | False | 30 | 30 | 12 |  | Coil-Only System | False | Conventional | 10/05/2023 |  | 11/28/2023
Carrier Corp. - Indianapolis | Tempstar | S4A5S48*K*WAA* | S4A5S48*K*WAA* | EA*4X61L24A*+TDR |  | Voluntarily Certified | Single-split-system air condit | False | False | 47500 |  | 14 | 13.4 |  |  | False | 30 | 30 | 12 |  | Coil-Only System | False | Conventional | 10/05/2023 |  | 11/28/2023
Carrier Corp. - Indianapolis | 1HVAC | S4A5S60*K*WAA* | S4A5S60*K*WAA* | EA*4X61L24A*+TDR |  | Voluntarily Certified | Single-split-system air condit | False | False | 57000 |  | 13.8 | 13.4 |  |  | False | 30 | 30 | 11.5 |  | Coil-Only System | False | Conventional | 10/05/2023 |  | 11/28/2023
Carrier Corp. - Indianapolis | Arcoaire | S4A5S60*K*WAA* | S4A5S60*K*WAA* | EA*4X61L24A*+TDR |  | Voluntarily Certified | Single-split-system air condit | False | False | 57000 |  | 13.8 | 13.4 |  |  | False | 30 | 30 | 11.5 |  | Coil-Only System | False | Conventional | 10/05/2023 |  | 11/28/2023
Carrier Corp. - Indianapolis | Day & Night | S4A5S60*K*WAA* | S4A5S60*K*WAA* | EA*4X61L24A*+TDR |  | Voluntarily Certified | Single-split-system air condit | False | False | 57000 |  | 13.8 | 13.4 |  |  | False | 30 | 30 | 11.5 |  | Coil-Only System | False | Conventional | 10/05/2023 |  | 11/28/2023
Carrier Corp. - Indianapolis | Heil | S4A5S60*K*WAA* | S4A5S60*K*WAA* | EA*4X61L24A*+TDR |  | Voluntarily Certified | Single-split-system air condit | False | False | 57000 |  | 13.8 | 13.4 |  |  | False | 30 | 30 | 11.5 |  | Coil-Only System | False | Conventional | 10/05/2023 |  | 11/28/2023
Carrier Corp. - Indianapolis | Keeprite | S4A5S60*K*WAA* | S4A5S60*K*WAA* | EA*4X61L24A*+TDR |  | Voluntarily Certified | Single-split-system air condit | False | False | 57000 |  | 13.8 | 13.4 |  |  | False | 30 | 30 | 11.5 |  | Coil-Only System | False | Conventional | 10/05/2023 |  | 11/28/2023
Carrier Corp. - Indianapolis | Tempstar | S4A5S60*K*WAA* | S4A5S60*K*WAA* | EA*4X61L24A*+TDR |  | Voluntarily Certified | Single-split-system air condit | False | False | 57000 |  | 13.8 | 13.4 |  |  | False | 30 | 30 | 11.5 |  | Coil-Only System | False | Conventional | 10/05/2023 |  | 11/28/2023
Carrier Corp. - Indianapolis | Tempstar | T4A6S18*K*WAA* | T4A6S18*K*WAA* | ESD4X24M14A*+TDR |  | Voluntarily Certified | Single-split-system air condit | False | False | 17800 |  | 14.3 | 13.4 |  |  | False | 30 | 30 | 11.7 |  | Coil-Only System | False | Conventional | 10/05/2023 |  | 11/28/2023
Carrier Corp. - Indianapolis | Tempstar | T4A6S24*K*WAA* | T4A6S24*K*WAA* | ESD4X24M14A*+TDR |  | Voluntarily Certified | Single-split-system air condit | False | False | 23400 |  | 14.3 | 13.4 |  |  | False | 30 | 30 | 11.7 |  | Coil-Only System | False | Conventional | 10/05/2023 |  | 11/28/2023
Carrier Corp. - Indianapolis | Tempstar | T4A6S30*K*WAA* | T4A6S30*K*WAA* | EVD4X30M17A*+TDR |  | Voluntarily Certified | Single-split-system air condit | False | False | 28800 |  | 14.3 | 13.4 |  |  | False | 30 | 30 | 11.7 |  | Coil-Only System | False | Conventional | 10/05/2023 |  | 11/28/2023
Carrier Corp. - Indianapolis | Tempstar | T4A6S36*K*WAA* | T4A6S36*K*WAA* | EVD4X37M21A*+TDR |  | Voluntarily Certified | Single-split-system air condit | False | False | 34200 |  | 14.3 | 13.4 |  |  | False | 30 | 30 | 11.7 |  | Coil-Only System | False | Conventional | 10/05/2023 |  | 11/28/2023
Carrier Corp. - Indianapolis | Tempstar | T4A6S42*K*WAA* | T4A6S42*K*WAA* | EVD4X48M21A*+TDR |  | Voluntarily Certified | Single-split-system air condit | False | False | 45000 |  | 13.8 | 13.4 |  |  | False | 30 | 30 | 11.2 |  | Coil-Only System | False | Conventional | 10/05/2023 |  | 11/28/2023
Carrier Corp. - Indianapolis | Tempstar | T4A6S43*K*WAA* | T4A6S43*K*WAA* | EA*4X43L21A*+TDR |  | Voluntarily Certified | Single-split-system air condit | False | False | 40000 |  | 14.3 | 13.4 |  |  | False | 30 | 30 | 12.5 |  | Coil-Only System | False | Conventional | 10/05/2023 |  | 11/28/2023
Carrier Corp. - Indianapolis | Tempstar | T4A6S48*K*WAA* | T4A6S48*K*WAA* | EVD4X48M21A*+TDR |  | Voluntarily Certified | Single-split-system air condit | False | False | 46500 |  | 13.8 | 13.4 |  |  | False | 30 | 30 | 11.2 |  | Coil-Only System | False | Conventional | 10/05/2023 |  | 11/28/2023
Carrier Corp. - Indianapolis | Tempstar | T4A6S49*K*WAA* | T4A6S49*K*WAA* | EA*4X60L24A*+TDR |  | Voluntarily Certified | Single-split-system air condit | False | False | 46000 |  | 14.5 | 13.4 |  |  | False | 30 | 30 | 12.5 |  | Coil-Only System | False | Conventional | 10/05/2023 |  | 11/28/2023
Carrier Corp. - Indianapolis | Tempstar | T4A6S60*K*WAA* | T4A6S60*K*WAA* | EVD4X61M24A*+TDR |  | Voluntarily Certified | Single-split-system air condit | False | False | 56500 |  | 13.8 | 13.4 |  |  | False | 30 | 30 | 11.2 |  | Coil-Only System | False | Conventional | 10/05/2023 |  | 11/28/2023
Carrier Corp. - Indianapolis | Tempstar | T4A6S61*K*WAA* | T4A6S61*K*WAA* | EVD4X61M24A*+TDR |  | Voluntarily Certified | Single-split-system air condit | False | False | 55500 |  | 14.3 | 13.4 |  |  | False | 30 | 30 | 12 |  | Coil-Only System | False | Conventional | 10/05/2023 |  | 11/28/2023
Carrier Corp. - Indianapolis | Tempstar | T4A7T24*K*WAA* | T4A7T24*K*WAA* | EVD4X25M17A*+TDR |  | Voluntarily Certified | Single-split-system air condit | False | False | 23400 |  | 14.3 | 13.4 |  |  | False | 30 | 30 | 11.7 |  | Coil-Only System | False | Conventional | 10/05/2023 |  | 11/28/2023
Carrier Corp. - Indianapolis | Tempstar | T4A7T36*K*WAA* | T4A7T36*K*WAA* | EVD4X37M21A*+TDR |  | Voluntarily Certified | Single-split-system air condit | False | False | 35000 |  | 14.3 | 13.4 |  |  | False | 30 | 30 | 12 |  | Coil-Only System | False | Conventional | 10/05/2023 |  | 11/28/2023
Carrier Corp. - Indianapolis | Tempstar | T4A7T48*K*WAA* | T4A7T48*K*WAA* | EVD4X49M24A*+TDR |  | Voluntarily Certified | Single-split-system air condit | False | False | 47000 |  | 13.8 | 13.4 |  |  | False | 30 | 30 | 12 |  | Coil-Only System | False | Conventional | 10/05/2023 |  | 11/28/2023
Carrier Corp. - Indianapolis | Tempstar | T4A7T60*K*WAA* | T4A7T60*K*WAA* | EVD4X61M24A*+TDR |  | Voluntarily Certified | Single-split-system air condit | False | False | 57500 |  | 13.8 | 13.4 |  |  | False | 30 | 30 | 11.5 |  | Coil-Only System | False | Conventional | 10/05/2023 |  | 11/28/2023
Carrier Corp. - Indianapolis | Tempstar | TVA924GKA** | TVA924GKA** | FCM4X24***L+WALLCON |  | Voluntarily Certified | Single-split-system air condit | False | False | 24400 |  | 17 | 13.4 |  |  | False | 30 | 30 | 10 |  | Blower Coil System | True | Conventional | 10/05/2023 |  | 11/28/2023
Carrier Corp. - Indianapolis | Tempstar | TVA924GKA**+TSTAT | TVA924GKA**+TSTAT | FVM4X24***L |  | Voluntarily Certified | Single-split-system air condit | False | False | 24200 |  | 15.5 | 13.4 |  |  | False | 30 | 30 | 10 |  | Blower Coil System | False | Conventional | 10/05/2023 |  | 11/28/2023
Carrier Corp. - Indianapolis | Tempstar | TVA925GKA2* | TVA925GKA2* | FCM4X48***L+WALLCON |  | Voluntarily Certified | Single-split-system air condit | False | False | 23800 |  | 18.5 | 13.4 |  |  | False | 30 | 30 | 11.7 |  | Blower Coil System | True | Conventional | 10/05/2023 |  | 11/28/2023
Carrier Corp. - Indianapolis | Tempstar | TVA925GKA2*+TSTAT | TVA925GKA2*+TSTAT | FVM4X48***L |  | Voluntarily Certified | Single-split-system air condit | False | False | 24000 |  | 16.5 | 13.4 |  |  | False | 30 | 30 | 11.7 |  | Blower Coil System | False | Conventional | 10/05/2023 |  | 11/28/2023
Carrier Corp. - Indianapolis | Tempstar | TVA925GKA3* | TVA925GKA3* | FCM4X48***L+WALLCON |  | Voluntarily Certified | Single-split-system air condit | False | False | 23800 |  | 18.5 | 13.4 |  |  | False | 30 | 30 | 11.7 |  | Blower Coil System | True | Conventional | 10/05/2023 |  | 11/28/2023
Carrier Corp. - Indianapolis | Tempstar | TVA925GKA3*+TSTAT | TVA925GKA3*+TSTAT | FVM4X48***L |  | Voluntarily Certified | Single-split-system air condit | False | False | 24000 |  | 16.5 | 13.4 |  |  | False | 30 | 30 | 11.7 |  | Blower Coil System | False | Conventional | 10/05/2023 |  | 11/28/2023
Carrier Corp. - Indianapolis | Tempstar | TVA936GKA2* | TVA936GKA2* | FCM4X48***L+WALLCON |  | Voluntarily Certified | Single-split-system air condit | False | False | 35200 |  | 17.5 | 13.4 |  |  | False | 30 | 30 | 10 |  | Blower Coil System | True | Conventional | 10/05/2023 |  | 11/28/2023
Carrier Corp. - Indianapolis | Tempstar | TVA936GKA3* | TVA936GKA3* | FCM4X48***L+WALLCON |  | Voluntarily Certified | Single-split-system air condit | False | False | 35200 |  | 17.5 | 13.4 |  |  | False | 30 | 30 | 10 |  | Blower Coil System | True | Conventional | 10/05/2023 |  | 11/28/2023
Carrier Corp. - Indianapolis | Tempstar | TVA936GKA3*+TSTAT | TVA936GKA3*+TSTAT | FVM4X48***L |  | Voluntarily Certified | Single-split-system air condit | False | False | 35200 |  | 15.5 | 13.4 |  |  | False | 30 | 30 | 10 |  | Blower Coil System | False | Conventional | 10/05/2023 |  | 11/28/2023
Carrier Corp. - Indianapolis | Tempstar | TVA937GKA** | TVA937GKA** | FCM4X60***L+WALLCON |  | Voluntarily Certified | Single-split-system air condit | False | False | 33200 |  | 18.5 | 13.4 |  |  | False | 30 | 30 | 12 |  | Blower Coil System | True | Conventional | 10/05/2023 |  | 11/28/2023
Carrier Corp. - Indianapolis | Tempstar | TVA937GKA**+TSTAT | TVA937GKA**+TSTAT | FVM4X60***L |  | Voluntarily Certified | Single-split-system air condit | False | False | 33400 |  | 17 | 13.4 |  |  | False | 30 | 30 | 12 |  | Blower Coil System | False | Conventional | 10/05/2023 |  | 11/28/2023
Carrier Corp. - Indianapolis | Tempstar | TVA937GKA2* | TVA937GKA2* | FCM4X60***L+WALLCON |  | Voluntarily Certified | Single-split-system air condit | False | False | 33200 |  | 18.5 | 13.4 |  |  | False | 30 | 30 | 12 |  | Blower Coil System | True | Conventional | 10/05/2023 |  | 11/28/2023
Carrier Corp. - Indianapolis | Tempstar | TVA937GKA2*+TSTAT | TVA937GKA2*+TSTAT | FVM4X60***L |  | Voluntarily Certified | Single-split-system air condit | False | False | 33400 |  | 17 | 13.4 |  |  | False | 30 | 30 | 12 |  | Blower Coil System | False | Conventional | 10/05/2023 |  | 11/28/2023
Carrier Corp. - Indianapolis | Tempstar | TVA948GKA** | TVA948GKA** | FCM4X60***L+WALLCON |  | Voluntarily Certified | Single-split-system air condit | False | False | 46000 |  | 18 | 13.4 |  |  | False | 30 | 30 | 10.5 |  | Blower Coil System | True | Conventional | 10/05/2023 |  | 11/28/2023
Carrier Corp. - Indianapolis | Tempstar | TVA948GKA2* | TVA948GKA2* | FCM4X60***L+WALLCON |  | Voluntarily Certified | Single-split-system air condit | False | False | 46000 |  | 18 | 13.4 |  |  | False | 30 | 30 | 10.5 |  | Blower Coil System | True | Conventional | 10/05/2023 |  | 11/28/2023
Carrier Corp. - Indianapolis | Tempstar | TVA948GKA2*+TSTAT | TVA948GKA2*+TSTAT | FVM4X60***L |  | Voluntarily Certified | Single-split-system air condit | False | False | 46000 |  | 15.5 | 13.4 |  |  | False | 30 | 30 | 10.5 |  | Blower Coil System | False | Conventional | 10/05/2023 |  | 11/28/2023
Carrier Corp. - Indianapolis | Tempstar | TVA949GKA** | TVA949GKA** | FCM4X60***L+WALLCON |  | Voluntarily Certified | Single-split-system air condit | False | False | 44500 |  | 19 | 13.4 |  |  | False | 30 | 30 | 12 |  | Blower Coil System | True | Conventional | 10/05/2023 |  | 11/28/2023
Carrier Corp. - Indianapolis | Tempstar | TVA949GKA2* | TVA949GKA2* | FCM4X60***L+WALLCON |  | Voluntarily Certified | Single-split-system air condit | False | False | 44500 |  | 19 | 13.4 |  |  | False | 30 | 30 | 12 |  | Blower Coil System | True | Conventional | 10/05/2023 |  | 11/28/2023
Carrier Corp. - Indianapolis | Tempstar | TVA949GKA2*+TSTAT | TVA949GKA2*+TSTAT | FVM4X60***L |  | Voluntarily Certified | Single-split-system air condit | False | False | 44000 |  | 17 | 13.4 |  |  | False | 30 | 30 | 11.7 |  | Blower Coil System | False | Conventional | 10/05/2023 |  | 11/28/2023
Carrier Corp. - Indianapolis | Tempstar | TVA960GKA** | TVA960GKA** | FCM4X60***L+WALLCON |  | Voluntarily Certified | Single-split-system air condit | False | False | 57000 |  | 16.5 | 13.4 |  |  | False | 30 | 30 | 9.5 |  | Blower Coil System | True | Conventional | 10/05/2023 |  | 11/28/2023
Carrier Corp. - Indianapolis | Tempstar | TVA960GKA2* | TVA960GKA2* | FCM4X60***L+WALLCON |  | Voluntarily Certified | Single-split-system air condit | False | False | 57000 |  | 16.5 | 13.4 |  |  | False | 30 | 30 | 9.5 |  | Blower Coil System | True | Conventional | 10/05/2023 |  | 11/28/2023
Carrier Corp. - Indianapolis | Tempstar | TVA960GKA2*+TSTAT | TVA960GKA2*+TSTAT | FVM4X60***L |  | Voluntarily Certified | Single-split-system air condit | False | False | 57500 |  | 14.5 | 13.4 |  |  | False | 30 | 30 | 9.5 |  | Blower Coil System | False | Conventional | 10/05/2023 |  | 11/28/2023
Carrier Corp. - Indianapolis | EcoTemp | W4A4S18*K*NAA* | W4A4S18*K*NAA* | WLA*194BA*+TDR |  | Voluntarily Certified | Single-split-system air condit | False | False | 18000 |  | 13.4 | 13.4 |  |  | False | 30 | 30 | 11.5 |  | Coil-Only System | False | Conventional | 10/05/2023 |  | 11/28/2023
Carrier Corp. - Indianapolis | EcoTemp | W4A4S24*K*NAA* | W4A4S24*K*NAA* | WMSC24414XA*+TDR |  | Voluntarily Certified | Single-split-system air condit | False | False | 23200 |  | 13.4 | 13.4 |  |  | False | 30 | 30 | 11.5 |  | Coil-Only System | False | Conventional | 10/05/2023 |  | 11/28/2023
Carrier Corp. - Indianapolis | EcoTemp | W4A4S30*K*NAA* | W4A4S30*K*NAA* | WLA*374CA*+TDR |  | Voluntarily Certified | Single-split-system air condit | False | False | 29400 |  | 14 | 13.4 |  |  | False | 30 | 30 | 11.5 |  | Coil-Only System | False | Conventional | 10/05/2023 |  | 11/28/2023
Carrier Corp. - Indianapolis | EcoTemp | W4A4S36*K*NAA* | W4A4S36*K*NAA* | WMVC37421XA*+TDR |  | Voluntarily Certified | Single-split-system air condit | False | False | 33600 |  | 13.4 | 13.4 |  |  | False | 30 | 30 | 11.5 |  | Coil-Only System | False | Conventional | 10/05/2023 |  | 11/28/2023
Carrier Corp. - Indianapolis | EcoTemp | W4A4S42*K*NAA* | W4A4S42*K*NAA* | WMVC42421XA*+TDR |  | Voluntarily Certified | Single-split-system air condit | False | False | 38500 |  | 13.4 | 13.4 |  |  | False | 30 | 30 | 11 |  | Coil-Only System | False | Conventional | 10/05/2023 |  | 11/28/2023
Carrier Corp. - Indianapolis | EcoTemp | W4A4S48*K*NAA* | W4A4S48*K*NAA* | WLA*614DA*+TDR |  | Voluntarily Certified | Single-split-system air condit | False | False | 45000 |  | 13.4 | 13.4 |  |  | False | 30 | 30 | 11.5 |  | Coil-Only System | False | Conventional | 10/05/2023 |  | 11/28/2023
Carrier Corp. - Indianapolis | EcoTemp | W4A4S60*K*NAA* | W4A4S60*K*NAA* | WMVC61424XA*+TDR |  | Voluntarily Certified | Single-split-system air condit | False | False | 55500 |  | 13.4 | 13.4 |  |  | False | 30 | 30 | 11 |  | Coil-Only System | False | Conventional | 10/05/2023 |  | 11/28/2023
Carrier Corp. - Indianapolis | EcoTemp | W4A5S18*K*WAA* | W4A5S18*K*WAA* | WMSC24414XA*+TDR |  | Voluntarily Certified | Single-split-system air condit | False | False | 17900 |  | 14.3 | 13.4 |  |  | False | 30 | 30 | 11.7 |  | Coil-Only System | False | Conventional | 10/05/2023 |  | 11/28/2023
Carrier Corp. - Indianapolis | EcoTemp | W4A5S24*K*WAA* | W4A5S24*K*WAA* | WMSC24414XA*+TDR |  | Voluntarily Certified | Single-split-system air condit | False | False | 22800 |  | 14.3 | 13.4 |  |  | False | 30 | 30 | 11.7 |  | Coil-Only System | False | Conventional | 10/05/2023 |  | 11/28/2023
Carrier Corp. - Indianapolis | EcoTemp | W4A5S30*K*WAA* | W4A5S30*K*WAA* | WMVC30417XA*+TDR |  | Voluntarily Certified | Single-split-system air condit | False | False | 28800 |  | 14.3 | 13.4 |  |  | False | 30 | 30 | 11.7 |  | Coil-Only System | False | Conventional | 10/05/2023 |  | 11/28/2023
Carrier Corp. - Indianapolis | EcoTemp | W4A5S36*K*WAA* | W4A5S36*K*WAA* | WMVC37421XA*+TDR |  | Voluntarily Certified | Single-split-system air condit | False | False | 34200 |  | 14.3 | 13.4 |  |  | False | 30 | 30 | 11.7 |  | Coil-Only System | False | Conventional | 10/05/2023 |  | 11/28/2023
Carrier Corp. - Indianapolis | EcoTemp | W4A5S42*K*WAA* | W4A5S42*K*WAA* | WMVC48421XA*+TDR |  | Voluntarily Certified | Single-split-system air condit | False | False | 45000 |  | 13.8 | 13.4 |  |  | False | 30 | 30 | 11.2 |  | Coil-Only System | False | Conventional | 10/05/2023 |  | 11/28/2023
Carrier Corp. - Indianapolis | EcoTemp | W4A5S43*K*WAA* | W4A5S43*K*WAA* | WLA*434CA*+TDR |  | Voluntarily Certified | Single-split-system air condit | False | False | 40000 |  | 14.3 | 13.4 |  |  | False | 30 | 30 | 12.5 |  | Coil-Only System | False | Conventional | 10/05/2023 |  | 11/28/2023
Carrier Corp. - Indianapolis | EcoTemp | W4A5S48*K*WAA* | W4A5S48*K*WAA* | WMVC48421XA*+TDR |  | Voluntarily Certified | Single-split-system air condit | False | False | 46500 |  | 13.8 | 13.4 |  |  | False | 30 | 30 | 11.2 |  | Coil-Only System | False | Conventional | 10/05/2023 |  | 11/28/2023
Carrier Corp. - Indianapolis | EcoTemp | W4A5S49*K*WAA* | W4A5S49*K*WAA* | WLA*604DA*+TDR |  | Voluntarily Certified | Single-split-system air condit | False | False | 46000 |  | 14.5 | 13.4 |  |  | False | 30 | 30 | 12.5 |  | Coil-Only System | False | Conventional | 10/05/2023 |  | 11/28/2023
Carrier Corp. - Indianapolis | EcoTemp | W4A5S60*K*WAA* | W4A5S60*K*WAA* | WMVC61424XA*+TDR |  | Voluntarily Certified | Single-split-system air condit | False | False | 56500 |  | 13.8 | 13.4 |  |  | False | 30 | 30 | 11.2 |  | Coil-Only System | False | Conventional | 10/05/2023 |  | 11/28/2023
Carrier Corp. - Indianapolis | EcoTemp | W4A5S61*K*WAA* | W4A5S61*K*WAA* | WMVC61424XA*+TDR |  | Voluntarily Certified | Single-split-system air condit | False | False | 55500 |  | 14.3 | 13.4 |  |  | False | 30 | 30 | 12 |  | Coil-Only System | False | Conventional | 10/05/2023 |  | 11/28/2023
Carrier Corp. - Indianapolis | EcoTemp | W4A7T24*K*WAA* | W4A7T24*K*WAA* | WMVC25417XA*+TDR |  | Voluntarily Certified | Single-split-system air condit | False | False | 23400 |  | 14.3 | 13.4 |  |  | False | 30 | 30 | 11.7 |  | Coil-Only System | False | Conventional | 10/05/2023 |  | 11/28/2023
Carrier Corp. - Indianapolis | EcoTemp | W4A7T36*K*WAA* | W4A7T36*K*WAA* | WMVC37421XA*+TDR |  | Voluntarily Certified | Single-split-system air condit | False | False | 35000 |  | 14.3 | 13.4 |  |  | False | 30 | 30 | 12 |  | Coil-Only System | False | Conventional | 10/05/2023 |  | 11/28/2023
Carrier Corp. - Indianapolis | EcoTemp | W4A7T48*K*WAA* | W4A7T48*K*WAA* | WMVC49424XA*+TDR |  | Voluntarily Certified | Single-split-system air condit | False | False | 47000 |  | 13.8 | 13.4 |  |  | False | 30 | 30 | 12 |  | Coil-Only System | False | Conventional | 10/05/2023 |  | 11/28/2023
Carrier Corp. - Indianapolis | EcoTemp | W4A7T60*K*WAA* | W4A7T60*K*WAA* | WMVC61424XA*+TDR |  | Voluntarily Certified | Single-split-system air condit | False | False | 57500 |  | 13.8 | 13.4 |  |  | False | 30 | 30 | 11.5 |  | Coil-Only System | False | Conventional | 10/05/2023 |  | 11/28/2023
Carrier Corp. - Indianapolis | EcoTemp | WCA6604GKB** | WCA6604GKB** | WLNC614DA*+TDR |  | Voluntarily Certified | Single-split-system air condit | False | False | 57500 |  | 13.8 | 13.4 |  |  | False | 30 | 30 | 11.2 |  | Coil-Only System | False | Conventional | 10/05/2023 |  | 11/28/2023
Carrier Corp. - Indianapolis | EcoTemp | WJA424***K***K* | WJA424***K***K* |  |  | Voluntarily Certified | Single-package air conditioner | False | False | 23200 |  | 13.4 | 13.4 |  |  | False | 30 | 30 | 10.6 |  |  | False | Conventional | 10/05/2023 |  | 11/28/2023
Carrier Corp. - Indianapolis | EcoTemp | WJA430***K***K* | WJA430***K***K* |  |  | Voluntarily Certified | Single-package air conditioner | False | False | 28000 |  | 13.4 | 13.4 |  |  | False | 30 | 30 | 10.6 |  |  | False | Conventional | 10/05/2023 |  | 11/28/2023
Carrier Corp. - Indianapolis | EcoTemp | WJA436***K***K* | WJA436***K***K* |  |  | Voluntarily Certified | Single-package air conditioner | False | False | 33600 |  | 13.4 | 13.4 |  |  | False | 30 | 30 | 10.6 |  |  | False | Conventional | 10/05/2023 |  | 11/28/2023
Carrier Corp. - Indianapolis | EcoTemp | WJA442***K***K* | WJA442***K***K* |  |  | Voluntarily Certified | Single-package air conditioner | False | False | 40500 |  | 13.4 | 13.4 |  |  | False | 30 | 30 | 10.6 |  |  | False | Conventional | 10/05/2023 |  | 11/28/2023
Carrier Corp. - Indianapolis | EcoTemp | WJA448***K***K* | WJA448***K***K* |  |  | Voluntarily Certified | Single-package air conditioner | False | False | 45500 |  | 13.4 | 13.4 |  |  | False | 30 | 30 | 10.6 |  |  | False | Conventional | 10/05/2023 |  | 11/28/2023
Carrier Corp. - Indianapolis | EcoTemp | WJA460***K***K* | WJA460***K***K* |  |  | Voluntarily Certified | Single-package air conditioner | False | False | 53500 |  | 13.4 | 13.4 |  |  | False | 30 | 30 | 10.6 |  |  | False | Conventional | 10/05/2023 |  | 11/28/2023
Carrier Corp. - Indianapolis | EcoTemp | WPA4244000RKK* | WPA4244000RKK* |  |  | Voluntarily Certified | Single-package air conditioner | False | False | 22800 |  | 13.4 | 13.4 |  |  | False | 30 | 30 | 11.05 |  |  | False | Conventional | 10/05/2023 |  | 11/28/2023
Carrier Corp. - Indianapolis | EcoTemp | WPA4304000RKK* | WPA4304000RKK* |  |  | Voluntarily Certified | Single-package air conditioner | False | False | 28000 |  | 13.4 | 13.4 |  |  | False | 30 | 30 | 11.05 |  |  | False | Conventional | 10/05/2023 |  | 11/28/2023
Carrier Corp. - Indianapolis | EcoTemp | WPA4364000RKK* | WPA4364000RKK* |  |  | Voluntarily Certified | Single-package air conditioner | False | False | 33800 |  | 13.4 | 13.4 |  |  | False | 30 | 30 | 11.05 |  |  | False | Conventional | 10/05/2023 |  | 11/28/2023
Carrier Corp. - Indianapolis | EcoTemp | WPA4424000RKK* | WPA4424000RKK* |  |  | Voluntarily Certified | Single-package air conditioner | False | False | 39000 |  | 13.4 | 13.4 |  |  | False | 30 | 30 | 11.05 |  |  | False | Conventional | 10/05/2023 |  | 11/28/2023
Carrier Corp. - Indianapolis | EcoTemp | WPA4484000RKK* | WPA4484000RKK* |  |  | Voluntarily Certified | Single-package air conditioner | False | False | 47000 |  | 13.4 | 13.4 |  |  | False | 30 | 30 | 11.05 |  |  | False | Conventional | 10/05/2023 |  | 11/28/2023
Carrier Corp. - Indianapolis | EcoTemp | WPA4604000RKK* | WPA4604000RKK* |  |  | Voluntarily Certified | Single-package air conditioner | False | False | 56000 |  | 13.4 | 13.4 |  |  | False | 30 | 30 | 11.05 |  |  | False | Conventional | 10/05/2023 |  | 11/28/2023
Carrier Corp. - Indianapolis | EcoTemp | WPG4244****KK* | WPG4244****KK* |  |  | Voluntarily Certified | Single-package air conditioner | False | False | 22800 |  | 13.4 | 13.4 |  |  | False | 30 | 30 | 11.05 |  |  | False | Conventional | 10/05/2023 |  | 11/28/2023
Carrier Corp. - Indianapolis | EcoTemp | WPG4304****KK* | WPG4304****KK* |  |  | Voluntarily Certified | Single-package air conditioner | False | False | 28000 |  | 13.4 | 13.4 |  |  | False | 30 | 30 | 11.05 |  |  | False | Conventional | 10/05/2023 |  | 11/28/2023
Carrier Corp. - Indianapolis | EcoTemp | WPG4364****KK* | WPG4364****KK* |  |  | Voluntarily Certified | Single-package air conditioner | False | False | 33800 |  | 13.4 | 13.4 |  |  | False | 30 | 30 | 11.05 |  |  | False | Conventional | 10/05/2023 |  | 11/28/2023
Carrier Corp. - Indianapolis | EcoTemp | WPG4424****KK* | WPG4424****KK* |  |  | Voluntarily Certified | Single-package air conditioner | False | False | 39000 |  | 13.4 | 13.4 |  |  | False | 30 | 30 | 11.05 |  |  | False | Conventional | 10/05/2023 |  | 11/28/2023
Carrier Corp. - Indianapolis | EcoTemp | WPG4484****KK* | WPG4484****KK* |  |  | Voluntarily Certified | Single-package air conditioner | False | False | 47000 |  | 13.4 | 13.4 |  |  | False | 30 | 30 | 11.05 |  |  | False | Conventional | 10/05/2023 |  | 11/28/2023
Carrier Corp. - Indianapolis | EcoTemp | WPG4604****KK* | WPG4604****KK* |  |  | Voluntarily Certified | Single-package air conditioner | False | False | 56000 |  | 13.4 | 13.4 |  |  | False | 30 | 30 | 11.05 |  |  | False | Conventional | 10/05/2023 |  | 11/28/2023
Carrier Corp. - Indianapolis | BRYANT HEATING AND COOLING SYSTEMS | PA4SAN424**NA* | PA4SAN424**NA* | CSPVA2414XMC*+TDR |  | Voluntarily Certified | Single-split-system air condit | False | False | 23200 |  | 13.4 | 13.4 |  |  | False | 30 | 30 | 11.5 |  | Coil-Only System | False | Conventional | 11/28/2023 |  | 11/28/2023
Carrier Corp. - Indianapolis | PAYNE HEATING AND COOLING | PA4SAN424**NA* | PA4SAN424**NA* | CSPVA2414XMC*+TDR |  | Voluntarily Certified | Single-split-system air condit | False | False | 23200 |  | 13.4 | 13.4 |  |  | False | 30 | 30 | 11.5 |  | Coil-Only System | False | Conventional | 11/28/2023 |  | 11/28/2023
Carrier Corp. - Indianapolis | WEATHERMAKER | PA4SAN424**NA* | PA4SAN424**NA* | CSPVA2414XMC*+TDR |  | Voluntarily Certified | Single-split-system air condit | False | False | 23200 |  | 13.4 | 13.4 |  |  | False | 30 | 30 | 11.5 |  | Coil-Only System | False | Conventional | 11/28/2023 |  | 11/28/2023
Carrier Corp. - Indianapolis | BRYANT HEATING AND COOLING SYSTEMS | PA4SAN430**NA* | PA4SAN430**NA* | CAP**3721AL*+TDR |  | Voluntarily Certified | Single-split-system air condit | False | False | 29400 |  | 14 | 13.4 |  |  | False | 30 | 30 | 11.5 |  | Coil-Only System | False | Conventional | 11/28/2023 |  | 11/28/2023
Carrier Corp. - Indianapolis | PAYNE HEATING AND COOLING | PA4SAN430**NA* | PA4SAN430**NA* | CAP**3721AL*+TDR |  | Voluntarily Certified | Single-split-system air condit | False | False | 29400 |  | 14 | 13.4 |  |  | False | 30 | 30 | 11.5 |  | Coil-Only System | False | Conventional | 11/28/2023 |  | 11/28/2023
Carrier Corp. - Indianapolis | WEATHERMAKER | PA4SAN430**NA* | PA4SAN430**NA* | CAP**3721AL*+TDR |  | Voluntarily Certified | Single-split-system air condit | False | False | 29400 |  | 14 | 13.4 |  |  | False | 30 | 30 | 11.5 |  | Coil-Only System | False | Conventional | 11/28/2023 |  | 11/28/2023
Carrier Corp. - Indianapolis | BRYANT HEATING AND COOLING SYSTEMS | PA4SAN436**NA* | PA4SAN436**NA* | CVPVA3721XMC*+TDR |  | Voluntarily Certified | Single-split-system air condit | False | False | 33600 |  | 13.4 | 13.4 |  |  | False | 30 | 30 | 11.5 |  | Coil-Only System | False | Conventional | 11/28/2023 |  | 11/28/2023
Carrier Corp. - Indianapolis | PAYNE HEATING AND COOLING | PA4SAN436**NA* | PA4SAN436**NA* | CVPVA3721XMC*+TDR |  | Voluntarily Certified | Single-split-system air condit | False | False | 33600 |  | 13.4 | 13.4 |  |  | False | 30 | 30 | 11.5 |  | Coil-Only System | False | Conventional | 11/28/2023 |  | 11/28/2023
Carrier Corp. - Indianapolis | WEATHERMAKER | PA4SAN436**NA* | PA4SAN436**NA* | CVPVA3721XMC*+TDR |  | Voluntarily Certified | Single-split-system air condit | False | False | 33600 |  | 13.4 | 13.4 |  |  | False | 30 | 30 | 11.5 |  | Coil-Only System | False | Conventional | 11/28/2023 |  | 11/28/2023
Carrier Corp. - Indianapolis | BRYANT HEATING AND COOLING SYSTEMS | PA4SAN442**NA* | PA4SAN442**NA* | CVPVA4221XMC*+TDR |  | Voluntarily Certified | Single-split-system air condit | False | False | 38500 |  | 13.4 | 13.4 |  |  | False | 30 | 30 | 11 |  | Coil-Only System | False | Conventional | 11/28/2023 |  | 11/28/2023
Carrier Corp. - Indianapolis | PAYNE HEATING AND COOLING | PA4SAN442**NA* | PA4SAN442**NA* | CVPVA4221XMC*+TDR |  | Voluntarily Certified | Single-split-system air condit | False | False | 38500 |  | 13.4 | 13.4 |  |  | False | 30 | 30 | 11 |  | Coil-Only System | False | Conventional | 11/28/2023 |  | 11/28/2023
Carrier Corp. - Indianapolis | WEATHERMAKER | PA4SAN442**NA* | PA4SAN442**NA* | CVPVA4221XMC*+TDR |  | Voluntarily Certified | Single-split-system air condit | False | False | 38500 |  | 13.4 | 13.4 |  |  | False | 30 | 30 | 11 |  | Coil-Only System | False | Conventional | 11/28/2023 |  | 11/28/2023
Carrier Corp. - Indianapolis | BRYANT HEATING AND COOLING SYSTEMS | PA4SAN448**NA* | PA4SAN448**NA* | CAP**6124AL*+TDR |  | Voluntarily Certified | Single-split-system air condit | False | False | 45000 |  | 13.4 | 13.4 |  |  | False | 30 | 30 | 11.5 |  | Coil-Only System | False | Conventional | 11/28/2023 |  | 11/28/2023
Carrier Corp. - Indianapolis | PAYNE HEATING AND COOLING | PA4SAN448**NA* | PA4SAN448**NA* | CAP**6124AL*+TDR |  | Voluntarily Certified | Single-split-system air condit | False | False | 45000 |  | 13.4 | 13.4 |  |  | False | 30 | 30 | 11.5 |  | Coil-Only System | False | Conventional | 11/28/2023 |  | 11/28/2023
Carrier Corp. - Indianapolis | WEATHERMAKER | PA4SAN448**NA* | PA4SAN448**NA* | CAP**6124AL*+TDR |  | Voluntarily Certified | Single-split-system air condit | False | False | 45000 |  | 13.4 | 13.4 |  |  | False | 30 | 30 | 11.5 |  | Coil-Only System | False | Conventional | 11/28/2023 |  | 11/28/2023
Carrier Corp. - Indianapolis | BRYANT HEATING AND COOLING SYSTEMS | PA4SAN460**NA* | PA4SAN460**NA* | CVPVA6124XMC*+TDR |  | Voluntarily Certified | Single-split-system air condit | False | False | 55500 |  | 13.4 | 13.4 |  |  | False | 30 | 30 | 11 |  | Coil-Only System | False | Conventional | 11/28/2023 |  | 11/28/2023
Carrier Corp. - Indianapolis | PAYNE HEATING AND COOLING | PA4SAN460**NA* | PA4SAN460**NA* | CVPVA6124XMC*+TDR |  | Voluntarily Certified | Single-split-system air condit | False | False | 55500 |  | 13.4 | 13.4 |  |  | False | 30 | 30 | 11 |  | Coil-Only System | False | Conventional | 11/28/2023 |  | 11/28/2023
Carrier Corp. - Indianapolis | WEATHERMAKER | PA4SAN460**NA* | PA4SAN460**NA* | CVPVA6124XMC*+TDR |  | Voluntarily Certified | Single-split-system air condit | False | False | 55500 |  | 13.4 | 13.4 |  |  | False | 30 | 30 | 11 |  | Coil-Only System | False | Conventional | 11/28/2023 |  | 11/28/2023
Carrier Corp. - Indianapolis | BRYANT HEATING AND COOLING SYSTEMS | PA4ZNK024***3*** | PA4ZNK024***3*** |  |  | Voluntarily Certified | Single-package air conditioner | False | False | 23200 |  | 13.4 | 13.4 |  |  | False | 30 | 30 | 10.6 |  |  | False | Conventional | 11/28/2023 |  | 11/28/2023
Carrier Corp. - Indianapolis | PAYNE HEATING AND COOLING | PA4ZNK024***3*** | PA4ZNK024***3*** |  |  | Voluntarily Certified | Single-package air conditioner | False | False | 23200 |  | 13.4 | 13.4 |  |  | False | 30 | 30 | 10.6 |  |  | False | Conventional | 11/28/2023 |  | 11/28/2023
Carrier Corp. - Indianapolis | WEATHERMAKER | PA4ZNK024***3*** | PA4ZNK024***3*** |  |  | Voluntarily Certified | Single-package air conditioner | False | False | 23200 |  | 13.4 | 13.4 |  |  | False | 30 | 30 | 10.6 |  |  | False | Conventional | 11/28/2023 |  | 11/28/2023
Carrier Corp. - Indianapolis | BRYANT HEATING AND COOLING SYSTEMS | PA4ZNK030***3*** | PA4ZNK030***3*** |  |  | Voluntarily Certified | Single-package air conditioner | False | False | 28000 |  | 13.4 | 13.4 |  |  | False | 30 | 30 | 10.6 |  |  | False | Conventional | 11/28/2023 |  | 11/28/2023
Carrier Corp. - Indianapolis | PAYNE HEATING AND COOLING | PA4ZNK030***3*** | PA4ZNK030***3*** |  |  | Voluntarily Certified | Single-package air conditioner | False | False | 28000 |  | 13.4 | 13.4 |  |  | False | 30 | 30 | 10.6 |  |  | False | Conventional | 11/28/2023 |  | 11/28/2023
Carrier Corp. - Indianapolis | WEATHERMAKER | PA4ZNK030***3*** | PA4ZNK030***3*** |  |  | Voluntarily Certified | Single-package air conditioner | False | False | 28000 |  | 13.4 | 13.4 |  |  | False | 30 | 30 | 10.6 |  |  | False | Conventional | 11/28/2023 |  | 11/28/2023
Carrier Corp. - Indianapolis | BRYANT HEATING AND COOLING SYSTEMS | PA4ZNK036***3*** | PA4ZNK036***3*** |  |  | Voluntarily Certified | Single-package air conditioner | False | False | 33600 |  | 13.4 | 13.4 |  |  | False | 30 | 30 | 10.6 |  |  | False | Conventional | 11/28/2023 |  | 11/28/2023
Carrier Corp. - Indianapolis | PAYNE HEATING AND COOLING | PA4ZNK036***3*** | PA4ZNK036***3*** |  |  | Voluntarily Certified | Single-package air conditioner | False | False | 33600 |  | 13.4 | 13.4 |  |  | False | 30 | 30 | 10.6 |  |  | False | Conventional | 11/28/2023 |  | 11/28/2023
Carrier Corp. - Indianapolis | WEATHERMAKER | PA4ZNK036***3*** | PA4ZNK036***3*** |  |  | Voluntarily Certified | Single-package air conditioner | False | False | 33600 |  | 13.4 | 13.4 |  |  | False | 30 | 30 | 10.6 |  |  | False | Conventional | 11/28/2023 |  | 11/28/2023
Carrier Corp. - Indianapolis | BRYANT HEATING AND COOLING SYSTEMS | PA4ZNK042***3*** | PA4ZNK042***3*** |  |  | Voluntarily Certified | Single-package air conditioner | False | False | 40500 |  | 13.4 | 13.4 |  |  | False | 30 | 30 | 10.6 |  |  | False | Conventional | 11/28/2023 |  | 11/28/2023
Carrier Corp. - Indianapolis | PAYNE HEATING AND COOLING | PA4ZNK042***3*** | PA4ZNK042***3*** |  |  | Voluntarily Certified | Single-package air conditioner | False | False | 40500 |  | 13.4 | 13.4 |  |  | False | 30 | 30 | 10.6 |  |  | False | Conventional | 11/28/2023 |  | 11/28/2023
Carrier Corp. - Indianapolis | WEATHERMAKER | PA4ZNK042***3*** | PA4ZNK042***3*** |  |  | Voluntarily Certified | Single-package air conditioner | False | False | 40500 |  | 13.4 | 13.4 |  |  | False | 30 | 30 | 10.6 |  |  | False | Conventional | 11/28/2023 |  | 11/28/2023
Carrier Corp. - Indianapolis | BRYANT HEATING AND COOLING SYSTEMS | PA4ZNK048***3*** | PA4ZNK048***3*** |  |  | Voluntarily Certified | Single-package air conditioner | False | False | 45500 |  | 13.4 | 13.4 |  |  | False | 30 | 30 | 10.6 |  |  | False | Conventional | 11/28/2023 |  | 11/28/2023
Carrier Corp. - Indianapolis | PAYNE HEATING AND COOLING | PA4ZNK048***3*** | PA4ZNK048***3*** |  |  | Voluntarily Certified | Single-package air conditioner | False | False | 45500 |  | 13.4 | 13.4 |  |  | False | 30 | 30 | 10.6 |  |  | False | Conventional | 11/28/2023 |  | 11/28/2023
Carrier Corp. - Indianapolis | WEATHERMAKER | PA4ZNK048***3*** | PA4ZNK048***3*** |  |  | Voluntarily Certified | Single-package air conditioner | False | False | 45500 |  | 13.4 | 13.4 |  |  | False | 30 | 30 | 10.6 |  |  | False | Conventional | 11/28/2023 |  | 11/28/2023
Carrier Corp. - Indianapolis | BRYANT HEATING AND COOLING SYSTEMS | PA4ZNK060***3*** | PA4ZNK060***3*** |  |  | Voluntarily Certified | Single-package air conditioner | False | False | 53500 |  | 13.4 | 13.4 |  |  | False | 30 | 30 | 10.6 |  |  | False | Conventional | 11/28/2023 |  | 11/28/2023
Carrier Corp. - Indianapolis | PAYNE HEATING AND COOLING | PA4ZNK060***3*** | PA4ZNK060***3*** |  |  | Voluntarily Certified | Single-package air conditioner | False | False | 53500 |  | 13.4 | 13.4 |  |  | False | 30 | 30 | 10.6 |  |  | False | Conventional | 11/28/2023 |  | 11/28/2023
Carrier Corp. - Indianapolis | WEATHERMAKER | PA4ZNK060***3*** | PA4ZNK060***3*** |  |  | Voluntarily Certified | Single-package air conditioner | False | False | 53500 |  | 13.4 | 13.4 |  |  | False | 30 | 30 | 10.6 |  |  | False | Conventional | 11/28/2023 |  | 11/28/2023
Carrier Corp. - Indianapolis | BRYANT HEATING AND COOLING SYSTEMS | PA5SAN418**WA* | PA5SAN418**WA* | CSPVA2414XMC*+TDR |  | Voluntarily Certified | Single-split-system air condit | False | False | 17900 |  | 14.3 | 13.4 |  |  | False | 30 | 30 | 11.7 |  | Coil-Only System | False | Conventional | 11/28/2023 |  | 11/28/2023
Carrier Corp. - Indianapolis | PAYNE HEATING AND COOLING | PA5SAN418**WA* | PA5SAN418**WA* | CSPVA2414XMC*+TDR |  | Voluntarily Certified | Single-split-system air condit | False | False | 17900 |  | 14.3 | 13.4 |  |  | False | 30 | 30 | 11.7 |  | Coil-Only System | False | Conventional | 11/28/2023 |  | 11/28/2023
Carrier Corp. - Indianapolis | WEATHERMAKER | PA5SAN418**WA* | PA5SAN418**WA* | CSPVA2414XMC*+TDR |  | Voluntarily Certified | Single-split-system air condit | False | False | 17900 |  | 14.3 | 13.4 |  |  | False | 30 | 30 | 11.7 |  | Coil-Only System | False | Conventional | 11/28/2023 |  | 11/28/2023
Carrier Corp. - Indianapolis | BRYANT HEATING AND COOLING SYSTEMS | PA5SAN424**WA* | PA5SAN424**WA* | CSPVA2414XMC*+TDR |  | Voluntarily Certified | Single-split-system air condit | False | False | 22800 |  | 14.3 | 13.4 |  |  | False | 30 | 30 | 11.7 |  | Coil-Only System | False | Conventional | 11/28/2023 |  | 11/28/2023
Carrier Corp. - Indianapolis | PAYNE HEATING AND COOLING | PA5SAN424**WA* | PA5SAN424**WA* | CSPVA2414XMC*+TDR |  | Voluntarily Certified | Single-split-system air condit | False | False | 22800 |  | 14.3 | 13.4 |  |  | False | 30 | 30 | 11.7 |  | Coil-Only System | False | Conventional | 11/28/2023 |  | 11/28/2023
Carrier Corp. - Indianapolis | WEATHERMAKER | PA5SAN424**WA* | PA5SAN424**WA* | CSPVA2414XMC*+TDR |  | Voluntarily Certified | Single-split-system air condit | False | False | 22800 |  | 14.3 | 13.4 |  |  | False | 30 | 30 | 11.7 |  | Coil-Only System | False | Conventional | 11/28/2023 |  | 11/28/2023
Carrier Corp. - Indianapolis | BRYANT HEATING AND COOLING SYSTEMS | PA5SAN430**WA* | PA5SAN430**WA* | CVPVA3017XMC*+TDR |  | Voluntarily Certified | Single-split-system air condit | False | False | 28800 |  | 14.3 | 13.4 |  |  | False | 30 | 30 | 11.7 |  | Coil-Only System | False | Conventional | 11/28/2023 |  | 11/28/2023
Carrier Corp. - Indianapolis | PAYNE HEATING AND COOLING | PA5SAN430**WA* | PA5SAN430**WA* | CVPVA3017XMC*+TDR |  | Voluntarily Certified | Single-split-system air condit | False | False | 28800 |  | 14.3 | 13.4 |  |  | False | 30 | 30 | 11.7 |  | Coil-Only System | False | Conventional | 10/05/2023 |  | 11/28/2023
Carrier Corp. - Indianapolis | WEATHERMAKER | PA5SAN430**WA* | PA5SAN430**WA* | CVPVA3017XMC*+TDR |  | Voluntarily Certified | Single-split-system air condit | False | False | 28800 |  | 14.3 | 13.4 |  |  | False | 30 | 30 | 11.7 |  | Coil-Only System | False | Conventional | 10/05/2023 |  | 11/28/2023
Carrier Corp. - Indianapolis | BRYANT HEATING AND COOLING SYSTEMS | PA5SAN436**WA* | PA5SAN436**WA* | CVPVA3721XMC*+TDR |  | Voluntarily Certified | Single-split-system air condit | False | False | 34200 |  | 14.3 | 13.4 |  |  | False | 30 | 30 | 11.7 |  | Coil-Only System | False | Conventional | 10/05/2023 |  | 11/28/2023
Carrier Corp. - Indianapolis | PAYNE HEATING AND COOLING | PA5SAN436**WA* | PA5SAN436**WA* | CVPVA3721XMC*+TDR |  | Voluntarily Certified | Single-split-system air condit | False | False | 34200 |  | 14.3 | 13.4 |  |  | False | 30 | 30 | 11.7 |  | Coil-Only System | False | Conventional | 10/05/2023 |  | 11/28/2023
Carrier Corp. - Indianapolis | WEATHERMAKER | PA5SAN436**WA* | PA5SAN436**WA* | CVPVA3721XMC*+TDR |  | Voluntarily Certified | Single-split-system air condit | False | False | 34200 |  | 14.3 | 13.4 |  |  | False | 30 | 30 | 11.7 |  | Coil-Only System | False | Conventional | 10/05/2023 |  | 11/28/2023
Carrier Corp. - Indianapolis | BRYANT HEATING AND COOLING SYSTEMS | PA5SAN442**WA* | PA5SAN442**WA* | CVPVA4821XMC*+TDR |  | Voluntarily Certified | Single-split-system air condit | False | False | 45000 |  | 13.8 | 13.4 |  |  | False | 30 | 30 | 11.2 |  | Coil-Only System | False | Conventional | 10/05/2023 |  | 11/28/2023
Carrier Corp. - Indianapolis | PAYNE HEATING AND COOLING | PA5SAN442**WA* | PA5SAN442**WA* | CVPVA4821XMC*+TDR |  | Voluntarily Certified | Single-split-system air condit | False | False | 45000 |  | 13.8 | 13.4 |  |  | False | 30 | 30 | 11.2 |  | Coil-Only System | False | Conventional | 10/05/2023 |  | 11/28/2023
Carrier Corp. - Indianapolis | WEATHERMAKER | PA5SAN442**WA* | PA5SAN442**WA* | CVPVA4821XMC*+TDR |  | Voluntarily Certified | Single-split-system air condit | False | False | 45000 |  | 13.8 | 13.4 |  |  | False | 30 | 30 | 11.2 |  | Coil-Only System | False | Conventional | 10/05/2023 |  | 11/28/2023
Carrier Corp. - Indianapolis | BRYANT HEATING AND COOLING SYSTEMS | PA5SAN443**WA* | PA5SAN443**WA* | CAP**4321AL*+TDR |  | Voluntarily Certified | Single-split-system air condit | False | False | 40000 |  | 14.3 | 13.4 |  |  | False | 30 | 30 | 12.5 |  | Coil-Only System | False | Conventional | 10/05/2023 |  | 11/28/2023
Carrier Corp. - Indianapolis | PAYNE HEATING AND COOLING | PA5SAN443**WA* | PA5SAN443**WA* | CAP**4321AL*+TDR |  | Voluntarily Certified | Single-split-system air condit | False | False | 40000 |  | 14.3 | 13.4 |  |  | False | 30 | 30 | 12.5 |  | Coil-Only System | False | Conventional | 10/05/2023 |  | 11/28/2023
Carrier Corp. - Indianapolis | WEATHERMAKER | PA5SAN443**WA* | PA5SAN443**WA* | CAP**4321AL*+TDR |  | Voluntarily Certified | Single-split-system air condit | False | False | 40000 |  | 14.3 | 13.4 |  |  | False | 30 | 30 | 12.5 |  | Coil-Only System | False | Conventional | 10/05/2023 |  | 11/28/2023
Carrier Corp. - Indianapolis | BRYANT HEATING AND COOLING SYSTEMS | PA5SAN448**WA* | PA5SAN448**WA* | CVPVA4821XMC*+TDR |  | Voluntarily Certified | Single-split-system air condit | False | False | 46500 |  | 13.8 | 13.4 |  |  | False | 30 | 30 | 11.2 |  | Coil-Only System | False | Conventional | 10/05/2023 |  | 11/28/2023
Carrier Corp. - Indianapolis | PAYNE HEATING AND COOLING | PA5SAN448**WA* | PA5SAN448**WA* | CVPVA4821XMC*+TDR |  | Voluntarily Certified | Single-split-system air condit | False | False | 46500 |  | 13.8 | 13.4 |  |  | False | 30 | 30 | 11.2 |  | Coil-Only System | False | Conventional | 10/05/2023 |  | 11/28/2023
Carrier Corp. - Indianapolis | WEATHERMAKER | PA5SAN448**WA* | PA5SAN448**WA* | CVPVA4821XMC*+TDR |  | Voluntarily Certified | Single-split-system air condit | False | False | 46500 |  | 13.8 | 13.4 |  |  | False | 30 | 30 | 11.2 |  | Coil-Only System | False | Conventional | 10/05/2023 |  | 11/28/2023
Carrier Corp. - Indianapolis | BRYANT HEATING AND COOLING SYSTEMS | PA5SAN449**WA* | PA5SAN449**WA* | CAP**6024AL*+TDR |  | Voluntarily Certified | Single-split-system air condit | False | False | 46000 |  | 14.5 | 13.4 |  |  | False | 30 | 30 | 12.5 |  | Coil-Only System | False | Conventional | 10/05/2023 |  | 11/28/2023
Carrier Corp. - Indianapolis | PAYNE HEATING AND COOLING | PA5SAN449**WA* | PA5SAN449**WA* | CAP**6024AL*+TDR |  | Voluntarily Certified | Single-split-system air condit | False | False | 46000 |  | 14.5 | 13.4 |  |  | False | 30 | 30 | 12.5 |  | Coil-Only System | False | Conventional | 10/05/2023 |  | 11/28/2023
Carrier Corp. - Indianapolis | WEATHERMAKER | PA5SAN449**WA* | PA5SAN449**WA* | CAP**6024AL*+TDR |  | Voluntarily Certified | Single-split-system air condit | False | False | 46000 |  | 14.5 | 13.4 |  |  | False | 30 | 30 | 12.5 |  | Coil-Only System | False | Conventional | 10/05/2023 |  | 11/28/2023
Carrier Corp. - Indianapolis | BRYANT HEATING AND COOLING SYSTEMS | PA5SAN460**WA* | PA5SAN460**WA* | CVPVA6124XMC*+TDR |  | Voluntarily Certified | Single-split-system air condit | False | False | 56500 |  | 13.8 | 13.4 |  |  | False | 30 | 30 | 11.2 |  | Coil-Only System | False | Conventional | 10/05/2023 |  | 11/28/2023
Carrier Corp. - Indianapolis | PAYNE HEATING AND COOLING | PA5SAN460**WA* | PA5SAN460**WA* | CVPVA6124XMC*+TDR |  | Voluntarily Certified | Single-split-system air condit | False | False | 56500 |  | 13.8 | 13.4 |  |  | False | 30 | 30 | 11.2 |  | Coil-Only System | False | Conventional | 10/05/2023 |  | 11/28/2023
Carrier Corp. - Indianapolis | WEATHERMAKER | PA5SAN460**WA* | PA5SAN460**WA* | CVPVA6124XMC*+TDR |  | Voluntarily Certified | Single-split-system air condit | False | False | 56500 |  | 13.8 | 13.4 |  |  | False | 30 | 30 | 11.2 |  | Coil-Only System | False | Conventional | 10/05/2023 |  | 11/28/2023
Carrier Corp. - Indianapolis | BRYANT HEATING AND COOLING SYSTEMS | PA5SAN461**WA* | PA5SAN461**WA* | CVPVA6124XMC*+TDR |  | Voluntarily Certified | Single-split-system air condit | False | False | 55500 |  | 14.3 | 13.4 |  |  | False | 30 | 30 | 12 |  | Coil-Only System | False | Conventional | 10/05/2023 |  | 11/28/2023
Carrier Corp. - Indianapolis | PAYNE HEATING AND COOLING | PA5SAN461**WA* | PA5SAN461**WA* | CVPVA6124XMC*+TDR |  | Voluntarily Certified | Single-split-system air condit | False | False | 55500 |  | 14.3 | 13.4 |  |  | False | 30 | 30 | 12 |  | Coil-Only System | False | Conventional | 10/05/2023 |  | 11/28/2023
Carrier Corp. - Indianapolis | WEATHERMAKER | PA5SAN461**WA* | PA5SAN461**WA* | CVPVA6124XMC*+TDR |  | Voluntarily Certified | Single-split-system air condit | False | False | 55500 |  | 14.3 | 13.4 |  |  | False | 30 | 30 | 12 |  | Coil-Only System | False | Conventional | 10/05/2023 |  | 11/28/2023
Carrier Corp. - Indianapolis | BRYANT HEATING AND COOLING SYSTEMS | PA7TAN424**WA* | PA7TAN424**WA* | CVPVA2517XMC*+TDR |  | Voluntarily Certified | Single-split-system air condit | False | False | 23400 |  | 14.3 | 13.4 |  |  | False | 30 | 30 | 11.7 |  | Coil-Only System | False | Conventional | 10/05/2023 |  | 11/28/2023
Carrier Corp. - Indianapolis | PAYNE HEATING AND COOLING | PA7TAN424**WA* | PA7TAN424**WA* | CVPVA2517XMC*+TDR |  | Voluntarily Certified | Single-split-system air condit | False | False | 23400 |  | 14.3 | 13.4 |  |  | False | 30 | 30 | 11.7 |  | Coil-Only System | False | Conventional | 10/05/2023 |  | 11/28/2023
Carrier Corp. - Indianapolis | WEATHERMAKER | PA7TAN424**WA* | PA7TAN424**WA* | CVPVA2517XMC*+TDR |  | Voluntarily Certified | Single-split-system air condit | False | False | 23400 |  | 14.3 | 13.4 |  |  | False | 30 | 30 | 11.7 |  | Coil-Only System | False | Conventional | 10/05/2023 |  | 11/28/2023
Carrier Corp. - Indianapolis | BRYANT HEATING AND COOLING SYSTEMS | PA7TAN436**WA* | PA7TAN436**WA* | CVPVA3721XMC*+TDR |  | Voluntarily Certified | Single-split-system air condit | False | False | 35000 |  | 14.3 | 13.4 |  |  | False | 30 | 30 | 12 |  | Coil-Only System | False | Conventional | 10/05/2023 |  | 11/28/2023
Carrier Corp. - Indianapolis | PAYNE HEATING AND COOLING | PA7TAN436**WA* | PA7TAN436**WA* | CVPVA3721XMC*+TDR |  | Voluntarily Certified | Single-split-system air condit | False | False | 35000 |  | 14.3 | 13.4 |  |  | False | 30 | 30 | 12 |  | Coil-Only System | False | Conventional | 10/05/2023 |  | 11/28/2023
Carrier Corp. - Indianapolis | WEATHERMAKER | PA7TAN436**WA* | PA7TAN436**WA* | CVPVA3721XMC*+TDR |  | Voluntarily Certified | Single-split-system air condit | False | False | 35000 |  | 14.3 | 13.4 |  |  | False | 30 | 30 | 12 |  | Coil-Only System | False | Conventional | 10/05/2023 |  | 11/28/2023
Carrier Corp. - Indianapolis | BRYANT HEATING AND COOLING SYSTEMS | PA7TAN448**WA* | PA7TAN448**WA* | CVPVA4924XMC*+TDR |  | Voluntarily Certified | Single-split-system air condit | False | False | 47000 |  | 13.8 | 13.4 |  |  | False | 30 | 30 | 12 |  | Coil-Only System | False | Conventional | 10/05/2023 |  | 11/28/2023
Carrier Corp. - Indianapolis | PAYNE HEATING AND COOLING | PA7TAN448**WA* | PA7TAN448**WA* | CVPVA4924XMC*+TDR |  | Voluntarily Certified | Single-split-system air condit | False | False | 47000 |  | 13.8 | 13.4 |  |  | False | 30 | 30 | 12 |  | Coil-Only System | False | Conventional | 10/05/2023 |  | 11/28/2023
Carrier Corp. - Indianapolis | WEATHERMAKER | PA7TAN448**WA* | PA7TAN448**WA* | CVPVA4924XMC*+TDR |  | Voluntarily Certified | Single-split-system air condit | False | False | 47000 |  | 13.8 | 13.4 |  |  | False | 30 | 30 | 12 |  | Coil-Only System | False | Conventional | 10/05/2023 |  | 11/28/2023
Carrier Corp. - Indianapolis | BRYANT HEATING AND COOLING SYSTEMS | PA7TAN460**WA* | PA7TAN460**WA* | CVPVA6124XMC*+TDR |  | Voluntarily Certified | Single-split-system air condit | False | False | 57500 |  | 13.8 | 13.4 |  |  | False | 30 | 30 | 11.5 |  | Coil-Only System | False | Conventional | 10/05/2023 |  | 11/28/2023
Carrier Corp. - Indianapolis | PAYNE HEATING AND COOLING | PA7TAN460**WA* | PA7TAN460**WA* | CVPVA6124XMC*+TDR |  | Voluntarily Certified | Single-split-system air condit | False | False | 57500 |  | 13.8 | 13.4 |  |  | False | 30 | 30 | 11.5 |  | Coil-Only System | False | Conventional | 10/05/2023 |  | 11/28/2023
Carrier Corp. - Indianapolis | WEATHERMAKER | PA7TAN460**WA* | PA7TAN460**WA* | CVPVA6124XMC*+TDR |  | Voluntarily Certified | Single-split-system air condit | False | False | 57500 |  | 13.8 | 13.4 |  |  | False | 30 | 30 | 11.5 |  | Coil-Only System | False | Conventional | 10/05/2023 |  | 11/28/2023
Carrier Corp. - Indianapolis | 1HVAC | PAD424000K***K1 | PAD424000K***K1 |  |  | Voluntarily Certified | Single-package air conditioner | False | False | 22800 |  | 13.4 | 13.4 |  |  | False | 30 | 30 | 11.05 |  |  | False | Conventional | 10/05/2023 |  | 11/28/2023
Carrier Corp. - Indianapolis | Arcoaire | PAD424000K***K1 | PAD424000K***K1 |  |  | Voluntarily Certified | Single-package air conditioner | False | False | 22800 |  | 13.4 | 13.4 |  |  | False | 30 | 30 | 11.05 |  |  | False | Conventional | 10/05/2023 |  | 11/28/2023
Carrier Corp. - Indianapolis | Day & Night | PAD424000K***K1 | PAD424000K***K1 |  |  | Voluntarily Certified | Single-package air conditioner | False | False | 22800 |  | 13.4 | 13.4 |  |  | False | 30 | 30 | 11.05 |  |  | False | Conventional | 10/05/2023 |  | 11/28/2023
Carrier Corp. - Indianapolis | Heil | PAD424000K***K1 | PAD424000K***K1 |  |  | Voluntarily Certified | Single-package air conditioner | False | False | 22800 |  | 13.4 | 13.4 |  |  | False | 30 | 30 | 11.05 |  |  | False | Conventional | 10/05/2023 |  | 11/28/2023
Carrier Corp. - Indianapolis | Keeprite | PAD424000K***K1 | PAD424000K***K1 |  |  | Voluntarily Certified | Single-package air conditioner | False | False | 22800 |  | 13.4 | 13.4 |  |  | False | 30 | 30 | 11.05 |  |  | False | Conventional | 10/05/2023 |  | 11/28/2023
Carrier Corp. - Indianapolis | Tempstar | PAD424000K***K1 | PAD424000K***K1 |  |  | Voluntarily Certified | Single-package air conditioner | False | False | 22800 |  | 13.4 | 13.4 |  |  | False | 30 | 30 | 11.05 |  |  | False | Conventional | 10/05/2023 |  | 11/28/2023
Carrier Corp. - Indianapolis | 1HVAC | PAD430000K***K1 | PAD430000K***K1 |  |  | Voluntarily Certified | Single-package air conditioner | False | False | 28000 |  | 13.4 | 13.4 |  |  | False | 30 | 30 | 11.05 |  |  | False | Conventional | 10/05/2023 |  | 11/28/2023
Carrier Corp. - Indianapolis | Arcoaire | PAD430000K***K1 | PAD430000K***K1 |  |  | Voluntarily Certified | Single-package air conditioner | False | False | 28000 |  | 13.4 | 13.4 |  |  | False | 30 | 30 | 11.05 |  |  | False | Conventional | 10/05/2023 |  | 11/28/2023
Carrier Corp. - Indianapolis | Day & Night | PAD430000K***K1 | PAD430000K***K1 |  |  | Voluntarily Certified | Single-package air conditioner | False | False | 28000 |  | 13.4 | 13.4 |  |  | False | 30 | 30 | 11.05 |  |  | False | Conventional | 10/05/2023 |  | 11/28/2023
Carrier Corp. - Indianapolis | Heil | PAD430000K***K1 | PAD430000K***K1 |  |  | Voluntarily Certified | Single-package air conditioner | False | False | 28000 |  | 13.4 | 13.4 |  |  | False | 30 | 30 | 11.05 |  |  | False | Conventional | 10/05/2023 |  | 11/28/2023
Carrier Corp. - Indianapolis | Keeprite | PAD430000K***K1 | PAD430000K***K1 |  |  | Voluntarily Certified | Single-package air conditioner | False | False | 28000 |  | 13.4 | 13.4 |  |  | False | 30 | 30 | 11.05 |  |  | False | Conventional | 10/05/2023 |  | 11/28/2023
Carrier Corp. - Indianapolis | Tempstar | PAD430000K***K1 | PAD430000K***K1 |  |  | Voluntarily Certified | Single-package air conditioner | False | False | 28000 |  | 13.4 | 13.4 |  |  | False | 30 | 30 | 11.05 |  |  | False | Conventional | 10/05/2023 |  | 11/28/2023
Carrier Corp. - Indianapolis | 1HVAC | PAD436000K***K1 | PAD436000K***K1 |  |  | Voluntarily Certified | Single-package air conditioner | False | False | 33800 |  | 13.4 | 13.4 |  |  | False | 30 | 30 | 11.05 |  |  | False | Conventional | 10/05/2023 |  | 11/28/2023
Carrier Corp. - Indianapolis | Arcoaire | PAD436000K***K1 | PAD436000K***K1 |  |  | Voluntarily Certified | Single-package air conditioner | False | False | 33800 |  | 13.4 | 13.4 |  |  | False | 30 | 30 | 11.05 |  |  | False | Conventional | 10/05/2023 |  | 11/28/2023
Carrier Corp. - Indianapolis | Day & Night | PAD436000K***K1 | PAD436000K***K1 |  |  | Voluntarily Certified | Single-package air conditioner | False | False | 33800 |  | 13.4 | 13.4 |  |  | False | 30 | 30 | 11.05 |  |  | False | Conventional | 10/05/2023 |  | 11/28/2023
Carrier Corp. - Indianapolis | Heil | PAD436000K***K1 | PAD436000K***K1 |  |  | Voluntarily Certified | Single-package air conditioner | False | False | 33800 |  | 13.4 | 13.4 |  |  | False | 30 | 30 | 11.05 |  |  | False | Conventional | 10/05/2023 |  | 11/28/2023
Carrier Corp. - Indianapolis | Keeprite | PAD436000K***K1 | PAD436000K***K1 |  |  | Voluntarily Certified | Single-package air conditioner | False | False | 33800 |  | 13.4 | 13.4 |  |  | False | 30 | 30 | 11.05 |  |  | False | Conventional | 10/05/2023 |  | 11/28/2023
Carrier Corp. - Indianapolis | Tempstar | PAD436000K***K1 | PAD436000K***K1 |  |  | Voluntarily Certified | Single-package air conditioner | False | False | 33800 |  | 13.4 | 13.4 |  |  | False | 30 | 30 | 11.05 |  |  | False | Conventional | 10/05/2023 |  | 11/28/2023
Carrier Corp. - Indianapolis | 1HVAC | PAD442000K***K1 | PAD442000K***K1 |  |  | Voluntarily Certified | Single-package air conditioner | False | False | 39000 |  | 13.4 | 13.4 |  |  | False | 30 | 30 | 11.05 |  |  | False | Conventional | 10/05/2023 |  | 11/28/2023
Carrier Corp. - Indianapolis | Arcoaire | PAD442000K***K1 | PAD442000K***K1 |  |  | Voluntarily Certified | Single-package air conditioner | False | False | 39000 |  | 13.4 | 13.4 |  |  | False | 30 | 30 | 11.05 |  |  | False | Conventional | 10/05/2023 |  | 11/28/2023
Carrier Corp. - Indianapolis | Day & Night | PAD442000K***K1 | PAD442000K***K1 |  |  | Voluntarily Certified | Single-package air conditioner | False | False | 39000 |  | 13.4 | 13.4 |  |  | False | 30 | 30 | 11.05 |  |  | False | Conventional | 10/05/2023 |  | 11/28/2023
Carrier Corp. - Indianapolis | Heil | PAD442000K***K1 | PAD442000K***K1 |  |  | Voluntarily Certified | Single-package air conditioner | False | False | 39000 |  | 13.4 | 13.4 |  |  | False | 30 | 30 | 11.05 |  |  | False | Conventional | 10/05/2023 |  | 11/28/2023
Carrier Corp. - Indianapolis | Keeprite | PAD442000K***K1 | PAD442000K***K1 |  |  | Voluntarily Certified | Single-package air conditioner | False | False | 39000 |  | 13.4 | 13.4 |  |  | False | 30 | 30 | 11.05 |  |  | False | Conventional | 10/05/2023 |  | 11/28/2023
Carrier Corp. - Indianapolis | Tempstar | PAD442000K***K1 | PAD442000K***K1 |  |  | Voluntarily Certified | Single-package air conditioner | False | False | 39000 |  | 13.4 | 13.4 |  |  | False | 30 | 30 | 11.05 |  |  | False | Conventional | 10/05/2023 |  | 11/28/2023
Carrier Corp. - Indianapolis | 1HVAC | PAD448000K***K1 | PAD448000K***K1 |  |  | Voluntarily Certified | Single-package air conditioner | False | False | 47000 |  | 13.4 | 13.4 |  |  | False | 30 | 30 | 11.05 |  |  | False | Conventional | 10/05/2023 |  | 11/28/2023
Carrier Corp. - Indianapolis | Arcoaire | PAD448000K***K1 | PAD448000K***K1 |  |  | Voluntarily Certified | Single-package air conditioner | False | False | 47000 |  | 13.4 | 13.4 |  |  | False | 30 | 30 | 11.05 |  |  | False | Conventional | 10/05/2023 |  | 11/28/2023
Carrier Corp. - Indianapolis | Day & Night | PAD448000K***K1 | PAD448000K***K1 |  |  | Voluntarily Certified | Single-package air conditioner | False | False | 47000 |  | 13.4 | 13.4 |  |  | False | 30 | 30 | 11.05 |  |  | False | Conventional | 10/05/2023 |  | 11/28/2023
Carrier Corp. - Indianapolis | Heil | PAD448000K***K1 | PAD448000K***K1 |  |  | Voluntarily Certified | Single-package air conditioner | False | False | 47000 |  | 13.4 | 13.4 |  |  | False | 30 | 30 | 11.05 |  |  | False | Conventional | 10/05/2023 |  | 11/28/2023
Carrier Corp. - Indianapolis | Keeprite | PAD448000K***K1 | PAD448000K***K1 |  |  | Voluntarily Certified | Single-package air conditioner | False | False | 47000 |  | 13.4 | 13.4 |  |  | False | 30 | 30 | 11.05 |  |  | False | Conventional | 10/05/2023 |  | 11/28/2023
Carrier Corp. - Indianapolis | Tempstar | PAD448000K***K1 | PAD448000K***K1 |  |  | Voluntarily Certified | Single-package air conditioner | False | False | 47000 |  | 13.4 | 13.4 |  |  | False | 30 | 30 | 11.05 |  |  | False | Conventional | 10/05/2023 |  | 11/28/2023
Carrier Corp. - Indianapolis | 1HVAC | PAD460000K***K1 | PAD460000K***K1 |  |  | Voluntarily Certified | Single-package air conditioner | False | False | 56000 |  | 13.4 | 13.4 |  |  | False | 30 | 30 | 11.05 |  |  | False | Conventional | 10/05/2023 |  | 11/28/2023
Carrier Corp. - Indianapolis | Arcoaire | PAD460000K***K1 | PAD460000K***K1 |  |  | Voluntarily Certified | Single-package air conditioner | False | False | 56000 |  | 13.4 | 13.4 |  |  | False | 30 | 30 | 11.05 |  |  | False | Conventional | 10/05/2023 |  | 11/28/2023
Carrier Corp. - Indianapolis | Day & Night | PAD460000K***K1 | PAD460000K***K1 |  |  | Voluntarily Certified | Single-package air conditioner | False | False | 56000 |  | 13.4 | 13.4 |  |  | False | 30 | 30 | 11.05 |  |  | False | Conventional | 10/05/2023 |  | 11/28/2023
Carrier Corp. - Indianapolis | Heil | PAD460000K***K1 | PAD460000K***K1 |  |  | Voluntarily Certified | Single-package air conditioner | False | False | 56000 |  | 13.4 | 13.4 |  |  | False | 30 | 30 | 11.05 |  |  | False | Conventional | 10/05/2023 |  | 11/28/2023
Carrier Corp. - Indianapolis | Keeprite | PAD460000K***K1 | PAD460000K***K1 |  |  | Voluntarily Certified | Single-package air conditioner | False | False | 56000 |  | 13.4 | 13.4 |  |  | False | 30 | 30 | 11.05 |  |  | False | Conventional | 10/05/2023 |  | 11/28/2023
Carrier Corp. - Indianapolis | Tempstar | PAD460000K***K1 | PAD460000K***K1 |  |  | Voluntarily Certified | Single-package air conditioner | False | False | 56000 |  | 13.4 | 13.4 |  |  | False | 30 | 30 | 11.05 |  |  | False | Conventional | 10/05/2023 |  | 11/28/2023
Carrier Corp. - Indianapolis | Arcoaire | PAJ424***K***K* | PAJ424***K***K* |  |  | Voluntarily Certified | Single-package air conditioner | False | False | 23200 |  | 13.4 | 13.4 |  |  | False | 30 | 30 | 10.6 |  |  | False | Conventional | 10/05/2023 |  | 11/28/2023
Carrier Corp. - Indianapolis | Day & Night | PAJ424***K***K* | PAJ424***K***K* |  |  | Voluntarily Certified | Single-package air conditioner | False | False | 23200 |  | 13.4 | 13.4 |  |  | False | 30 | 30 | 10.6 |  |  | False | Conventional | 10/05/2023 |  | 11/28/2023
Carrier Corp. - Indianapolis | Heil | PAJ424***K***K* | PAJ424***K***K* |  |  | Voluntarily Certified | Single-package air conditioner | False | False | 23200 |  | 13.4 | 13.4 |  |  | False | 30 | 30 | 10.6 |  |  | False | Conventional | 10/05/2023 |  | 11/28/2023
Carrier Corp. - Indianapolis | Keeprite | PAJ424***K***K* | PAJ424***K***K* |  |  | Voluntarily Certified | Single-package air conditioner | False | False | 23200 |  | 13.4 | 13.4 |  |  | False | 30 | 30 | 10.6 |  |  | False | Conventional | 10/05/2023 |  | 11/28/2023
Carrier Corp. - Indianapolis | Tempstar | PAJ424***K***K* | PAJ424***K***K* |  |  | Voluntarily Certified | Single-package air conditioner | False | False | 23200 |  | 13.4 | 13.4 |  |  | False | 30 | 30 | 10.6 |  |  | False | Conventional | 10/05/2023 |  | 11/28/2023
Carrier Corp. - Indianapolis | Arcoaire | PAJ430***K***K* | PAJ430***K***K* |  |  | Voluntarily Certified | Single-package air conditioner | False | False | 28000 |  | 13.4 | 13.4 |  |  | False | 30 | 30 | 10.6 |  |  | False | Conventional | 10/05/2023 |  | 11/28/2023
Carrier Corp. - Indianapolis | Day & Night | PAJ430***K***K* | PAJ430***K***K* |  |  | Voluntarily Certified | Single-package air conditioner | False | False | 28000 |  | 13.4 | 13.4 |  |  | False | 30 | 30 | 10.6 |  |  | False | Conventional | 10/05/2023 |  | 11/28/2023
Carrier Corp. - Indianapolis | Heil | PAJ430***K***K* | PAJ430***K***K* |  |  | Voluntarily Certified | Single-package air conditioner | False | False | 28000 |  | 13.4 | 13.4 |  |  | False | 30 | 30 | 10.6 |  |  | False | Conventional | 10/05/2023 |  | 11/28/2023
Carrier Corp. - Indianapolis | Keeprite | PAJ430***K***K* | PAJ430***K***K* |  |  | Voluntarily Certified | Single-package air conditioner | False | False | 28000 |  | 13.4 | 13.4 |  |  | False | 30 | 30 | 10.6 |  |  | False | Conventional | 10/05/2023 |  | 11/28/2023
Carrier Corp. - Indianapolis | Tempstar | PAJ430***K***K* | PAJ430***K***K* |  |  | Voluntarily Certified | Single-package air conditioner | False | False | 28000 |  | 13.4 | 13.4 |  |  | False | 30 | 30 | 10.6 |  |  | False | Conventional | 10/05/2023 |  | 11/28/2023
Carrier Corp. - Indianapolis | Arcoaire | PAJ436***K***K* | PAJ436***K***K* |  |  | Voluntarily Certified | Single-package air conditioner | False | False | 33600 |  | 13.4 | 13.4 |  |  | False | 30 | 30 | 10.6 |  |  | False | Conventional | 10/05/2023 |  | 11/28/2023
Carrier Corp. - Indianapolis | Day & Night | PAJ436***K***K* | PAJ436***K***K* |  |  | Voluntarily Certified | Single-package air conditioner | False | False | 33600 |  | 13.4 | 13.4 |  |  | False | 30 | 30 | 10.6 |  |  | False | Conventional | 10/05/2023 |  | 11/28/2023
Carrier Corp. - Indianapolis | Heil | PAJ436***K***K* | PAJ436***K***K* |  |  | Voluntarily Certified | Single-package air conditioner | False | False | 33600 |  | 13.4 | 13.4 |  |  | False | 30 | 30 | 10.6 |  |  | False | Conventional | 10/05/2023 |  | 11/28/2023
Carrier Corp. - Indianapolis | Keeprite | PAJ436***K***K* | PAJ436***K***K* |  |  | Voluntarily Certified | Single-package air conditioner | False | False | 33600 |  | 13.4 | 13.4 |  |  | False | 30 | 30 | 10.6 |  |  | False | Conventional | 10/05/2023 |  | 11/28/2023
Carrier Corp. - Indianapolis | Tempstar | PAJ436***K***K* | PAJ436***K***K* |  |  | Voluntarily Certified | Single-package air conditioner | False | False | 33600 |  | 13.4 | 13.4 |  |  | False | 30 | 30 | 10.6 |  |  | False | Conventional | 10/05/2023 |  | 11/28/2023
Carrier Corp. - Indianapolis | Arcoaire | PAJ442***K***K* | PAJ442***K***K* |  |  | Voluntarily Certified | Single-package air conditioner | False | False | 40500 |  | 13.4 | 13.4 |  |  | False | 30 | 30 | 10.6 |  |  | False | Conventional | 10/05/2023 |  | 11/28/2023
Carrier Corp. - Indianapolis | Day & Night | PAJ442***K***K* | PAJ442***K***K* |  |  | Voluntarily Certified | Single-package air conditioner | False | False | 40500 |  | 13.4 | 13.4 |  |  | False | 30 | 30 | 10.6 |  |  | False | Conventional | 10/05/2023 |  | 11/28/2023
Carrier Corp. - Indianapolis | Heil | PAJ442***K***K* | PAJ442***K***K* |  |  | Voluntarily Certified | Single-package air conditioner | False | False | 40500 |  | 13.4 | 13.4 |  |  | False | 30 | 30 | 10.6 |  |  | False | Conventional | 10/05/2023 |  | 11/28/2023
Carrier Corp. - Indianapolis | Keeprite | PAJ442***K***K* | PAJ442***K***K* |  |  | Voluntarily Certified | Single-package air conditioner | False | False | 40500 |  | 13.4 | 13.4 |  |  | False | 30 | 30 | 10.6 |  |  | False | Conventional | 10/05/2023 |  | 11/28/2023
Carrier Corp. - Indianapolis | Tempstar | PAJ442***K***K* | PAJ442***K***K* |  |  | Voluntarily Certified | Single-package air conditioner | False | False | 40500 |  | 13.4 | 13.4 |  |  | False | 30 | 30 | 10.6 |  |  | False | Conventional | 10/05/2023 |  | 11/28/2023
Carrier Corp. - Indianapolis | Arcoaire | PAJ448***K***K* | PAJ448***K***K* |  |  | Voluntarily Certified | Single-package air conditioner | False | False | 45500 |  | 13.4 | 13.4 |  |  | False | 30 | 30 | 10.6 |  |  | False | Conventional | 10/05/2023 |  | 11/28/2023
Carrier Corp. - Indianapolis | Day & Night | PAJ448***K***K* | PAJ448***K***K* |  |  | Voluntarily Certified | Single-package air conditioner | False | False | 45500 |  | 13.4 | 13.4 |  |  | False | 30 | 30 | 10.6 |  |  | False | Conventional | 10/05/2023 |  | 11/28/2023
Carrier Corp. - Indianapolis | Heil | PAJ448***K***K* | PAJ448***K***K* |  |  | Voluntarily Certified | Single-package air conditioner | False | False | 45500 |  | 13.4 | 13.4 |  |  | False | 30 | 30 | 10.6 |  |  | False | Conventional | 10/05/2023 |  | 11/28/2023
Carrier Corp. - Indianapolis | Keeprite | PAJ448***K***K* | PAJ448***K***K* |  |  | Voluntarily Certified | Single-package air conditioner | False | False | 45500 |  | 13.4 | 13.4 |  |  | False | 30 | 30 | 10.6 |  |  | False | Conventional | 10/05/2023 |  | 11/28/2023
Carrier Corp. - Indianapolis | Tempstar | PAJ448***K***K* | PAJ448***K***K* |  |  | Voluntarily Certified | Single-package air conditioner | False | False | 45500 |  | 13.4 | 13.4 |  |  | False | 30 | 30 | 10.6 |  |  | False | Conventional | 10/05/2023 |  | 11/28/2023
Carrier Corp. - Indianapolis | Arcoaire | PAJ460***K***K* | PAJ460***K***K* |  |  | Voluntarily Certified | Single-package air conditioner | False | False | 53500 |  | 13.4 | 13.4 |  |  | False | 30 | 30 | 10.6 |  |  | False | Conventional | 10/05/2023 |  | 11/28/2023
Carrier Corp. - Indianapolis | Day & Night | PAJ460***K***K* | PAJ460***K***K* |  |  | Voluntarily Certified | Single-package air conditioner | False | False | 53500 |  | 13.4 | 13.4 |  |  | False | 30 | 30 | 10.6 |  |  | False | Conventional | 10/05/2023 |  | 11/28/2023
Carrier Corp. - Indianapolis | Heil | PAJ460***K***K* | PAJ460***K***K* |  |  | Voluntarily Certified | Single-package air conditioner | False | False | 53500 |  | 13.4 | 13.4 |  |  | False | 30 | 30 | 10.6 |  |  | False | Conventional | 10/05/2023 |  | 11/28/2023
Carrier Corp. - Indianapolis | Keeprite | PAJ460***K***K* | PAJ460***K***K* |  |  | Voluntarily Certified | Single-package air conditioner | False | False | 53500 |  | 13.4 | 13.4 |  |  | False | 30 | 30 | 10.6 |  |  | False | Conventional | 10/05/2023 |  | 11/28/2023
Carrier Corp. - Indianapolis | Tempstar | PAJ460***K***K* | PAJ460***K***K* |  |  | Voluntarily Certified | Single-package air conditioner | False | False | 53500 |  | 13.4 | 13.4 |  |  | False | 30 | 30 | 10.6 |  |  | False | Conventional | 10/05/2023 |  | 11/28/2023
Carrier Corp. - Indianapolis | 1HVAC | PAR524000K***K1 | PAR524000K***K1 |  |  | Voluntarily Certified | Single-package air conditioner | False | False | 22200 |  | 15.2 | 13.4 |  |  | False | 30 | 30 | 11.5 |  |  | False | Conventional | 10/05/2023 |  | 11/28/2023
Carrier Corp. - Indianapolis | Arcoaire | PAR524000K***K1 | PAR524000K***K1 |  |  | Voluntarily Certified | Single-package air conditioner | False | False | 22200 |  | 15.2 | 13.4 |  |  | False | 30 | 30 | 11.5 |  |  | False | Conventional | 10/05/2023 |  | 11/28/2023
Carrier Corp. - Indianapolis | Day & Night | PAR524000K***K1 | PAR524000K***K1 |  |  | Voluntarily Certified | Single-package air conditioner | False | False | 22200 |  | 15.2 | 13.4 |  |  | False | 30 | 30 | 11.5 |  |  | False | Conventional | 10/05/2023 |  | 11/28/2023
Carrier Corp. - Indianapolis | Heil | PAR524000K***K1 | PAR524000K***K1 |  |  | Voluntarily Certified | Single-package air conditioner | False | False | 22200 |  | 15.2 | 13.4 |  |  | False | 30 | 30 | 11.5 |  |  | False | Conventional | 10/05/2023 |  | 11/28/2023
Carrier Corp. - Indianapolis | Keeprite | PAR524000K***K1 | PAR524000K***K1 |  |  | Voluntarily Certified | Single-package air conditioner | False | False | 22200 |  | 15.2 | 13.4 |  |  | False | 30 | 30 | 11.5 |  |  | False | Conventional | 10/05/2023 |  | 11/28/2023
Carrier Corp. - Indianapolis | Tempstar | PAR524000K***K1 | PAR524000K***K1 |  |  | Voluntarily Certified | Single-package air conditioner | False | False | 22200 |  | 15.2 | 13.4 |  |  | False | 30 | 30 | 11.5 |  |  | False | Conventional | 10/05/2023 |  | 11/28/2023
Carrier Corp. - Indianapolis | 1HVAC | PAR536000K***K1 | PAR536000K***K1 |  |  | Voluntarily Certified | Single-package air conditioner | False | False | 34800 |  | 15.2 | 13.4 |  |  | False | 30 | 30 | 11.5 |  |  | False | Conventional | 10/05/2023 |  | 11/28/2023
Carrier Corp. - Indianapolis | Arcoaire | PAR536000K***K1 | PAR536000K***K1 |  |  | Voluntarily Certified | Single-package air conditioner | False | False | 34800 |  | 15.2 | 13.4 |  |  | False | 30 | 30 | 11.5 |  |  | False | Conventional | 10/05/2023 |  | 11/28/2023
Carrier Corp. - Indianapolis | Day & Night | PAR536000K***K1 | PAR536000K***K1 |  |  | Voluntarily Certified | Single-package air conditioner | False | False | 34800 |  | 15.2 | 13.4 |  |  | False | 30 | 30 | 11.5 |  |  | False | Conventional | 10/05/2023 |  | 11/28/2023
Carrier Corp. - Indianapolis | Heil | PAR536000K***K1 | PAR536000K***K1 |  |  | Voluntarily Certified | Single-package air conditioner | False | False | 34800 |  | 15.2 | 13.4 |  |  | False | 30 | 30 | 11.5 |  |  | False | Conventional | 10/05/2023 |  | 11/28/2023
Carrier Corp. - Indianapolis | Keeprite | PAR536000K***K1 | PAR536000K***K1 |  |  | Voluntarily Certified | Single-package air conditioner | False | False | 34800 |  | 15.2 | 13.4 |  |  | False | 30 | 30 | 11.5 |  |  | False | Conventional | 10/05/2023 |  | 11/28/2023
Carrier Corp. - Indianapolis | Tempstar | PAR536000K***K1 | PAR536000K***K1 |  |  | Voluntarily Certified | Single-package air conditioner | False | False | 34800 |  | 15.2 | 13.4 |  |  | False | 30 | 30 | 11.5 |  |  | False | Conventional | 10/05/2023 |  | 11/28/2023
Carrier Corp. - Indianapolis | 1HVAC | PAR548000K***K1 | PAR548000K***K1 |  |  | Voluntarily Certified | Single-package air conditioner | False | False | 46500 |  | 16 | 13.4 |  |  | False | 30 | 30 | 11.8 |  |  | False | Conventional | 10/05/2023 |  | 11/28/2023
Carrier Corp. - Indianapolis | Arcoaire | PAR548000K***K1 | PAR548000K***K1 |  |  | Voluntarily Certified | Single-package air conditioner | False | False | 46500 |  | 16 | 13.4 |  |  | False | 30 | 30 | 11.8 |  |  | False | Conventional | 10/05/2023 |  | 11/28/2023
Carrier Corp. - Indianapolis | Day & Night | PAR548000K***K1 | PAR548000K***K1 |  |  | Voluntarily Certified | Single-package air conditioner | False | False | 46500 |  | 16 | 13.4 |  |  | False | 30 | 30 | 11.8 |  |  | False | Conventional | 10/05/2023 |  | 11/28/2023
Carrier Corp. - Indianapolis | Heil | PAR548000K***K1 | PAR548000K***K1 |  |  | Voluntarily Certified | Single-package air conditioner | False | False | 46500 |  | 16 | 13.4 |  |  | False | 30 | 30 | 11.8 |  |  | False | Conventional | 10/05/2023 |  | 11/28/2023
Carrier Corp. - Indianapolis | Keeprite | PAR548000K***K1 | PAR548000K***K1 |  |  | Voluntarily Certified | Single-package air conditioner | False | False | 46500 |  | 16 | 13.4 |  |  | False | 30 | 30 | 11.8 |  |  | False | Conventional | 10/05/2023 |  | 11/28/2023
Carrier Corp. - Indianapolis | Tempstar | PAR548000K***K1 | PAR548000K***K1 |  |  | Voluntarily Certified | Single-package air conditioner | False | False | 46500 |  | 16 | 13.4 |  |  | False | 30 | 30 | 11.8 |  |  | False | Conventional | 10/05/2023 |  | 11/28/2023
Carrier Corp. - Indianapolis | 1HVAC | PAR560000K***K1 | PAR560000K***K1 |  |  | Voluntarily Certified | Single-package air conditioner | False | False | 56000 |  | 15.2 | 13.4 |  |  | False | 30 | 30 | 11.5 |  |  | False | Conventional | 10/05/2023 |  | 11/28/2023
Carrier Corp. - Indianapolis | Arcoaire | PAR560000K***K1 | PAR560000K***K1 |  |  | Voluntarily Certified | Single-package air conditioner | False | False | 56000 |  | 15.2 | 13.4 |  |  | False | 30 | 30 | 11.5 |  |  | False | Conventional | 10/05/2023 |  | 11/28/2023
Carrier Corp. - Indianapolis | Day & Night | PAR560000K***K1 | PAR560000K***K1 |  |  | Voluntarily Certified | Single-package air conditioner | False | False | 56000 |  | 15.2 | 13.4 |  |  | False | 30 | 30 | 11.5 |  |  | False | Conventional | 10/05/2023 |  | 11/28/2023
Carrier Corp. - Indianapolis | Heil | PAR560000K***K1 | PAR560000K***K1 |  |  | Voluntarily Certified | Single-package air conditioner | False | False | 56000 |  | 15.2 | 13.4 |  |  | False | 30 | 30 | 11.5 |  |  | False | Conventional | 10/05/2023 |  | 11/28/2023
Carrier Corp. - Indianapolis | Keeprite | PAR560000K***K1 | PAR560000K***K1 |  |  | Voluntarily Certified | Single-package air conditioner | False | False | 56000 |  | 15.2 | 13.4 |  |  | False | 30 | 30 | 11.5 |  |  | False | Conventional | 10/05/2023 |  | 11/28/2023
Carrier Corp. - Indianapolis | Tempstar | PAR560000K***K1 | PAR560000K***K1 |  |  | Voluntarily Certified | Single-package air conditioner | False | False | 56000 |  | 15.2 | 13.4 |  |  | False | 30 | 30 | 11.5 |  |  | False | Conventional | 10/05/2023 |  | 11/28/2023
Carrier Corp. - Indianapolis | 1HVAC | PGD424***K***K1 | PGD424***K***K1 |  |  | Voluntarily Certified | Single-package air conditioner | False | False | 22800 |  | 13.4 | 13.4 |  |  | False | 30 | 30 | 11.05 |  |  | False | Conventional | 10/05/2023 |  | 11/28/2023
Carrier Corp. - Indianapolis | Arcoaire | PGD424***K***K1 | PGD424***K***K1 |  |  | Voluntarily Certified | Single-package air conditioner | False | False | 22800 |  | 13.4 | 13.4 |  |  | False | 30 | 30 | 11.05 |  |  | False | Conventional | 10/05/2023 |  | 11/28/2023
Carrier Corp. - Indianapolis | Day & Night | PGD424***K***K1 | PGD424***K***K1 |  |  | Voluntarily Certified | Single-package air conditioner | False | False | 22800 |  | 13.4 | 13.4 |  |  | False | 30 | 30 | 11.05 |  |  | False | Conventional | 10/05/2023 |  | 11/28/2023
Carrier Corp. - Indianapolis | Heil | PGD424***K***K1 | PGD424***K***K1 |  |  | Voluntarily Certified | Single-package air conditioner | False | False | 22800 |  | 13.4 | 13.4 |  |  | False | 30 | 30 | 11.05 |  |  | False | Conventional | 10/05/2023 |  | 11/28/2023
Carrier Corp. - Indianapolis | Keeprite | PGD424***K***K1 | PGD424***K***K1 |  |  | Voluntarily Certified | Single-package air conditioner | False | False | 22800 |  | 13.4 | 13.4 |  |  | False | 30 | 30 | 11.05 |  |  | False | Conventional | 10/05/2023 |  | 11/28/2023
Carrier Corp. - Indianapolis | Tempstar | PGD424***K***K1 | PGD424***K***K1 |  |  | Voluntarily Certified | Single-package air conditioner | False | False | 22800 |  | 13.4 | 13.4 |  |  | False | 30 | 30 | 11.05 |  |  | False | Conventional | 10/05/2023 |  | 11/28/2023
Carrier Corp. - Indianapolis | 1HVAC | PGD430***K***K1 | PGD430***K***K1 |  |  | Voluntarily Certified | Single-package air conditioner | False | False | 28000 |  | 13.4 | 13.4 |  |  | False | 30 | 30 | 11.05 |  |  | False | Conventional | 10/05/2023 |  | 11/28/2023
Carrier Corp. - Indianapolis | Arcoaire | PGD430***K***K1 | PGD430***K***K1 |  |  | Voluntarily Certified | Single-package air conditioner | False | False | 28000 |  | 13.4 | 13.4 |  |  | False | 30 | 30 | 11.05 |  |  | False | Conventional | 10/05/2023 |  | 11/28/2023
Carrier Corp. - Indianapolis | Day & Night | PGD430***K***K1 | PGD430***K***K1 |  |  | Voluntarily Certified | Single-package air conditioner | False | False | 28000 |  | 13.4 | 13.4 |  |  | False | 30 | 30 | 11.05 |  |  | False | Conventional | 10/05/2023 |  | 11/28/2023
Carrier Corp. - Indianapolis | Heil | PGD430***K***K1 | PGD430***K***K1 |  |  | Voluntarily Certified | Single-package air conditioner | False | False | 28000 |  | 13.4 | 13.4 |  |  | False | 30 | 30 | 11.05 |  |  | False | Conventional | 10/05/2023 |  | 11/28/2023
Carrier Corp. - Indianapolis | Keeprite | PGD430***K***K1 | PGD430***K***K1 |  |  | Voluntarily Certified | Single-package air conditioner | False | False | 28000 |  | 13.4 | 13.4 |  |  | False | 30 | 30 | 11.05 |  |  | False | Conventional | 10/05/2023 |  | 11/28/2023
Carrier Corp. - Indianapolis | Tempstar | PGD430***K***K1 | PGD430***K***K1 |  |  | Voluntarily Certified | Single-package air conditioner | False | False | 28000 |  | 13.4 | 13.4 |  |  | False | 30 | 30 | 11.05 |  |  | False | Conventional | 10/05/2023 |  | 11/28/2023
Carrier Corp. - Indianapolis | 1HVAC | PGD436***K***K1 | PGD436***K***K1 |  |  | Voluntarily Certified | Single-package air conditioner | False | False | 33800 |  | 13.4 | 13.4 |  |  | False | 30 | 30 | 11.05 |  |  | False | Conventional | 10/05/2023 |  | 11/28/2023
Carrier Corp. - Indianapolis | Arcoaire | PGD436***K***K1 | PGD436***K***K1 |  |  | Voluntarily Certified | Single-package air conditioner | False | False | 33800 |  | 13.4 | 13.4 |  |  | False | 30 | 30 | 11.05 |  |  | False | Conventional | 10/05/2023 |  | 11/28/2023
Carrier Corp. - Indianapolis | Day & Night | PGD436***K***K1 | PGD436***K***K1 |  |  | Voluntarily Certified | Single-package air conditioner | False | False | 33800 |  | 13.4 | 13.4 |  |  | False | 30 | 30 | 11.05 |  |  | False | Conventional | 10/05/2023 |  | 11/28/2023
Carrier Corp. - Indianapolis | Heil | PGD436***K***K1 | PGD436***K***K1 |  |  | Voluntarily Certified | Single-package air conditioner | False | False | 33800 |  | 13.4 | 13.4 |  |  | False | 30 | 30 | 11.05 |  |  | False | Conventional | 10/05/2023 |  | 11/28/2023
Carrier Corp. - Indianapolis | Keeprite | PGD436***K***K1 | PGD436***K***K1 |  |  | Voluntarily Certified | Single-package air conditioner | False | False | 33800 |  | 13.4 | 13.4 |  |  | False | 30 | 30 | 11.05 |  |  | False | Conventional | 10/05/2023 |  | 11/28/2023
Carrier Corp. - Indianapolis | Tempstar | PGD436***K***K1 | PGD436***K***K1 |  |  | Voluntarily Certified | Single-package air conditioner | False | False | 33800 |  | 13.4 | 13.4 |  |  | False | 30 | 30 | 11.05 |  |  | False | Conventional | 10/05/2023 |  | 11/28/2023
Carrier Corp. - Indianapolis | 1HVAC | PGD442***K***K1 | PGD442***K***K1 |  |  | Voluntarily Certified | Single-package air conditioner | False | False | 39000 |  | 13.4 | 13.4 |  |  | False | 30 | 30 | 11.05 |  |  | False | Conventional | 10/05/2023 |  | 11/28/2023
Carrier Corp. - Indianapolis | Arcoaire | PGD442***K***K1 | PGD442***K***K1 |  |  | Voluntarily Certified | Single-package air conditioner | False | False | 39000 |  | 13.4 | 13.4 |  |  | False | 30 | 30 | 11.05 |  |  | False | Conventional | 10/05/2023 |  | 11/28/2023
Carrier Corp. - Indianapolis | Day & Night | PGD442***K***K1 | PGD442***K***K1 |  |  | Voluntarily Certified | Single-package air conditioner | False | False | 39000 |  | 13.4 | 13.4 |  |  | False | 30 | 30 | 11.05 |  |  | False | Conventional | 10/05/2023 |  | 11/28/2023
Carrier Corp. - Indianapolis | Heil | PGD442***K***K1 | PGD442***K***K1 |  |  | Voluntarily Certified | Single-package air conditioner | False | False | 39000 |  | 13.4 | 13.4 |  |  | False | 30 | 30 | 11.05 |  |  | False | Conventional | 10/05/2023 |  | 11/28/2023
Carrier Corp. - Indianapolis | Keeprite | PGD442***K***K1 | PGD442***K***K1 |  |  | Voluntarily Certified | Single-package air conditioner | False | False | 39000 |  | 13.4 | 13.4 |  |  | False | 30 | 30 | 11.05 |  |  | False | Conventional | 10/05/2023 |  | 11/28/2023
Carrier Corp. - Indianapolis | Tempstar | PGD442***K***K1 | PGD442***K***K1 |  |  | Voluntarily Certified | Single-package air conditioner | False | False | 39000 |  | 13.4 | 13.4 |  |  | False | 30 | 30 | 11.05 |  |  | False | Conventional | 10/05/2023 |  | 11/28/2023
Carrier Corp. - Indianapolis | 1HVAC | PGD448***K***K1 | PGD448***K***K1 |  |  | Voluntarily Certified | Single-package air conditioner | False | False | 47000 |  | 13.4 | 13.4 |  |  | False | 30 | 30 | 11.05 |  |  | False | Conventional | 10/05/2023 |  | 11/28/2023
Carrier Corp. - Indianapolis | Arcoaire | PGD448***K***K1 | PGD448***K***K1 |  |  | Voluntarily Certified | Single-package air conditioner | False | False | 47000 |  | 13.4 | 13.4 |  |  | False | 30 | 30 | 11.05 |  |  | False | Conventional | 10/05/2023 |  | 11/28/2023
Carrier Corp. - Indianapolis | Day & Night | PGD448***K***K1 | PGD448***K***K1 |  |  | Voluntarily Certified | Single-package air conditioner | False | False | 47000 |  | 13.4 | 13.4 |  |  | False | 30 | 30 | 11.05 |  |  | False | Conventional | 10/05/2023 |  | 11/28/2023
Carrier Corp. - Indianapolis | Heil | PGD448***K***K1 | PGD448***K***K1 |  |  | Voluntarily Certified | Single-package air conditioner | False | False | 47000 |  | 13.4 | 13.4 |  |  | False | 30 | 30 | 11.05 |  |  | False | Conventional | 10/05/2023 |  | 11/28/2023
Carrier Corp. - Indianapolis | Keeprite | PGD448***K***K1 | PGD448***K***K1 |  |  | Voluntarily Certified | Single-package air conditioner | False | False | 47000 |  | 13.4 | 13.4 |  |  | False | 30 | 30 | 11.05 |  |  | False | Conventional | 10/05/2023 |  | 11/28/2023
Carrier Corp. - Indianapolis | Tempstar | PGD448***K***K1 | PGD448***K***K1 |  |  | Voluntarily Certified | Single-package air conditioner | False | False | 47000 |  | 13.4 | 13.4 |  |  | False | 30 | 30 | 11.05 |  |  | False | Conventional | 10/05/2023 |  | 11/28/2023
Carrier Corp. - Indianapolis | 1HVAC | PGD460***K***K1 | PGD460***K***K1 |  |  | Voluntarily Certified | Single-package air conditioner | False | False | 56000 |  | 13.4 | 13.4 |  |  | False | 30 | 30 | 11.05 |  |  | False | Conventional | 10/05/2023 |  | 11/28/2023
Carrier Corp. - Indianapolis | Arcoaire | PGD460***K***K1 | PGD460***K***K1 |  |  | Voluntarily Certified | Single-package air conditioner | False | False | 56000 |  | 13.4 | 13.4 |  |  | False | 30 | 30 | 11.05 |  |  | False | Conventional | 10/05/2023 |  | 11/28/2023
Carrier Corp. - Indianapolis | Day & Night | PGD460***K***K1 | PGD460***K***K1 |  |  | Voluntarily Certified | Single-package air conditioner | False | False | 56000 |  | 13.4 | 13.4 |  |  | False | 30 | 30 | 11.05 |  |  | False | Conventional | 10/05/2023 |  | 11/28/2023
Carrier Corp. - Indianapolis | Heil | PGD460***K***K1 | PGD460***K***K1 |  |  | Voluntarily Certified | Single-package air conditioner | False | False | 56000 |  | 13.4 | 13.4 |  |  | False | 30 | 30 | 11.05 |  |  | False | Conventional | 10/05/2023 |  | 11/28/2023
Carrier Corp. - Indianapolis | Keeprite | PGD460***K***K1 | PGD460***K***K1 |  |  | Voluntarily Certified | Single-package air conditioner | False | False | 56000 |  | 13.4 | 13.4 |  |  | False | 30 | 30 | 11.05 |  |  | False | Conventional | 10/05/2023 |  | 11/28/2023
Carrier Corp. - Indianapolis | Tempstar | PGD460***K***K1 | PGD460***K***K1 |  |  | Voluntarily Certified | Single-package air conditioner | False | False | 56000 |  | 13.4 | 13.4 |  |  | False | 30 | 30 | 11.05 |  |  | False | Conventional | 10/05/2023 |  | 11/28/2023
Carrier Corp. - Indianapolis | 1HVAC | PGR524***K***K1 | PGR524***K***K1 |  |  | Voluntarily Certified | Single-package air conditioner | False | False | 22200 |  | 15.2 | 13.4 |  |  | False | 30 | 30 | 11.5 |  |  | False | Conventional | 10/05/2023 |  | 11/28/2023
Carrier Corp. - Indianapolis | Arcoaire | PGR524***K***K1 | PGR524***K***K1 |  |  | Voluntarily Certified | Single-package air conditioner | False | False | 22200 |  | 15.2 | 13.4 |  |  | False | 30 | 30 | 11.5 |  |  | False | Conventional | 10/05/2023 |  | 11/28/2023
Carrier Corp. - Indianapolis | Day & Night | PGR524***K***K1 | PGR524***K***K1 |  |  | Voluntarily Certified | Single-package air conditioner | False | False | 22200 |  | 15.2 | 13.4 |  |  | False | 30 | 30 | 11.5 |  |  | False | Conventional | 10/05/2023 |  | 11/28/2023
Carrier Corp. - Indianapolis | Heil | PGR524***K***K1 | PGR524***K***K1 |  |  | Voluntarily Certified | Single-package air conditioner | False | False | 22200 |  | 15.2 | 13.4 |  |  | False | 30 | 30 | 11.5 |  |  | False | Conventional | 10/05/2023 |  | 11/28/2023
Carrier Corp. - Indianapolis | Keeprite | PGR524***K***K1 | PGR524***K***K1 |  |  | Voluntarily Certified | Single-package air conditioner | False | False | 22200 |  | 15.2 | 13.4 |  |  | False | 30 | 30 | 11.5 |  |  | False | Conventional | 10/05/2023 |  | 11/28/2023
Carrier Corp. - Indianapolis | Tempstar | PGR524***K***K1 | PGR524***K***K1 |  |  | Voluntarily Certified | Single-package air conditioner | False | False | 22200 |  | 15.2 | 13.4 |  |  | False | 30 | 30 | 11.5 |  |  | False | Conventional | 10/05/2023 |  | 11/28/2023
Carrier Corp. - Indianapolis | 1HVAC | PGR536***K***K1 | PGR536***K***K1 |  |  | Voluntarily Certified | Single-package air conditioner | False | False | 34800 |  | 15.2 | 13.4 |  |  | False | 30 | 30 | 11.5 |  |  | False | Conventional | 10/05/2023 |  | 11/28/2023
Carrier Corp. - Indianapolis | Arcoaire | PGR536***K***K1 | PGR536***K***K1 |  |  | Voluntarily Certified | Single-package air conditioner | False | False | 34800 |  | 15.2 | 13.4 |  |  | False | 30 | 30 | 11.5 |  |  | False | Conventional | 10/05/2023 |  | 11/28/2023
Carrier Corp. - Indianapolis | Day & Night | PGR536***K***K1 | PGR536***K***K1 |  |  | Voluntarily Certified | Single-package air conditioner | False | False | 34800 |  | 15.2 | 13.4 |  |  | False | 30 | 30 | 11.5 |  |  | False | Conventional | 10/05/2023 |  | 11/28/2023
Carrier Corp. - Indianapolis | Heil | PGR536***K***K1 | PGR536***K***K1 |  |  | Voluntarily Certified | Single-package air conditioner | False | False | 34800 |  | 15.2 | 13.4 |  |  | False | 30 | 30 | 11.5 |  |  | False | Conventional | 10/05/2023 |  | 11/28/2023
Carrier Corp. - Indianapolis | Keeprite | PGR536***K***K1 | PGR536***K***K1 |  |  | Voluntarily Certified | Single-package air conditioner | False | False | 34800 |  | 15.2 | 13.4 |  |  | False | 30 | 30 | 11.5 |  |  | False | Conventional | 10/05/2023 |  | 11/28/2023
Carrier Corp. - Indianapolis | Tempstar | PGR536***K***K1 | PGR536***K***K1 |  |  | Voluntarily Certified | Single-package air conditioner | False | False | 34800 |  | 15.2 | 13.4 |  |  | False | 30 | 30 | 11.5 |  |  | False | Conventional | 10/05/2023 |  | 11/28/2023
Carrier Corp. - Indianapolis | 1HVAC | PGR548***K***K1 | PGR548***K***K1 |  |  | Voluntarily Certified | Single-package air conditioner | False | False | 46500 |  | 16 | 13.4 |  |  | False | 30 | 30 | 11.8 |  |  | False | Conventional | 10/05/2023 |  | 11/28/2023
Carrier Corp. - Indianapolis | Arcoaire | PGR548***K***K1 | PGR548***K***K1 |  |  | Voluntarily Certified | Single-package air conditioner | False | False | 46500 |  | 16 | 13.4 |  |  | False | 30 | 30 | 11.8 |  |  | False | Conventional | 10/05/2023 |  | 11/28/2023
Carrier Corp. - Indianapolis | Day & Night | PGR548***K***K1 | PGR548***K***K1 |  |  | Voluntarily Certified | Single-package air conditioner | False | False | 46500 |  | 16 | 13.4 |  |  | False | 30 | 30 | 11.8 |  |  | False | Conventional | 10/05/2023 |  | 11/28/2023
Carrier Corp. - Indianapolis | Heil | PGR548***K***K1 | PGR548***K***K1 |  |  | Voluntarily Certified | Single-package air conditioner | False | False | 46500 |  | 16 | 13.4 |  |  | False | 30 | 30 | 11.8 |  |  | False | Conventional | 10/05/2023 |  | 11/28/2023
Carrier Corp. - Indianapolis | Keeprite | PGR548***K***K1 | PGR548***K***K1 |  |  | Voluntarily Certified | Single-package air conditioner | False | False | 46500 |  | 16 | 13.4 |  |  | False | 30 | 30 | 11.8 |  |  | False | Conventional | 10/05/2023 |  | 11/28/2023
Carrier Corp. - Indianapolis | Tempstar | PGR548***K***K1 | PGR548***K***K1 |  |  | Voluntarily Certified | Single-package air conditioner | False | False | 46500 |  | 16 | 13.4 |  |  | False | 30 | 30 | 11.8 |  |  | False | Conventional | 10/05/2023 |  | 11/28/2023
Carrier Corp. - Indianapolis | 1HVAC | PGR560***K***K1 | PGR560***K***K1 |  |  | Voluntarily Certified | Single-package air conditioner | False | False | 56000 |  | 15.2 | 13.4 |  |  | False | 30 | 30 | 11.5 |  |  | False | Conventional | 10/05/2023 |  | 11/28/2023
Carrier Corp. - Indianapolis | Arcoaire | PGR560***K***K1 | PGR560***K***K1 |  |  | Voluntarily Certified | Single-package air conditioner | False | False | 56000 |  | 15.2 | 13.4 |  |  | False | 30 | 30 | 11.5 |  |  | False | Conventional | 10/05/2023 |  | 11/28/2023
Carrier Corp. - Indianapolis | Day & Night | PGR560***K***K1 | PGR560***K***K1 |  |  | Voluntarily Certified | Single-package air conditioner | False | False | 56000 |  | 15.2 | 13.4 |  |  | False | 30 | 30 | 11.5 |  |  | False | Conventional | 10/05/2023 |  | 11/28/2023
Carrier Corp. - Indianapolis | Heil | PGR560***K***K1 | PGR560***K***K1 |  |  | Voluntarily Certified | Single-package air conditioner | False | False | 56000 |  | 15.2 | 13.4 |  |  | False | 30 | 30 | 11.5 |  |  | False | Conventional | 10/05/2023 |  | 11/28/2023
Carrier Corp. - Indianapolis | Keeprite | PGR560***K***K1 | PGR560***K***K1 |  |  | Voluntarily Certified | Single-package air conditioner | False | False | 56000 |  | 15.2 | 13.4 |  |  | False | 30 | 30 | 11.5 |  |  | False | Conventional | 10/05/2023 |  | 11/28/2023
Carrier Corp. - Indianapolis | Tempstar | PGR560***K***K1 | PGR560***K***K1 |  |  | Voluntarily Certified | Single-package air conditioner | False | False | 56000 |  | 15.2 | 13.4 |  |  | False | 30 | 30 | 11.5 |  |  | False | Conventional | 10/05/2023 |  | 11/28/2023
Carrier Corp. - Indianapolis | PAYNE HEATING AND COOLING | PY4GNAK24****A* | PY4GNAK24****A* |  |  | Voluntarily Certified | Single-package air conditioner | False | False | 22800 |  | 13.4 | 13.4 |  |  | False | 30 | 30 | 11.05 |  |  | False | Conventional | 10/05/2023 |  | 11/28/2023
Carrier Corp. - Indianapolis | PAYNE HEATING AND COOLING | PY4GNAK30****A* | PY4GNAK30****A* |  |  | Voluntarily Certified | Single-package air conditioner | False | False | 28000 |  | 13.4 | 13.4 |  |  | False | 30 | 30 | 11.05 |  |  | False | Conventional | 10/05/2023 |  | 11/28/2023
Carrier Corp. - Indianapolis | PAYNE HEATING AND COOLING | PY4GNAK36****A* | PY4GNAK36****A* |  |  | Voluntarily Certified | Single-package air conditioner | False | False | 33800 |  | 13.4 | 13.4 |  |  | False | 30 | 30 | 11.05 |  |  | False | Conventional | 10/05/2023 |  | 11/28/2023
Carrier Corp. - Indianapolis | PAYNE HEATING AND COOLING | PY4GNAK42****A* | PY4GNAK42****A* |  |  | Voluntarily Certified | Single-package air conditioner | False | False | 39000 |  | 13.4 | 13.4 |  |  | False | 30 | 30 | 11.05 |  |  | False | Conventional | 10/05/2023 |  | 11/28/2023
Carrier Corp. - Indianapolis | PAYNE HEATING AND COOLING | PY4GNAK48****A* | PY4GNAK48****A* |  |  | Voluntarily Certified | Single-package air conditioner | False | False | 47000 |  | 13.4 | 13.4 |  |  | False | 30 | 30 | 11.05 |  |  | False | Conventional | 10/05/2023 |  | 11/28/2023
Carrier Corp. - Indianapolis | PAYNE HEATING AND COOLING | PY4GNAK60****A* | PY4GNAK60****A* |  |  | Voluntarily Certified | Single-package air conditioner | False | False | 56000 |  | 13.4 | 13.4 |  |  | False | 30 | 30 | 11.05 |  |  | False | Conventional | 10/05/2023 |  | 11/28/2023
Carrier Corp. - Indianapolis | 1HVAC | R4A4S18*K*NAA* | R4A4S18*K*NAA* | EA*4X19L17A*+TDR |  | Voluntarily Certified | Single-split-system air condit | False | False | 18000 |  | 13.4 | 13.4 |  |  | False | 30 | 30 | 11.5 |  | Coil-Only System | False | Conventional | 10/05/2023 |  | 11/28/2023
Carrier Corp. - Indianapolis | Arcoaire | R4A4S18*K*NAA* | R4A4S18*K*NAA* | EA*4X19L17A*+TDR |  | Voluntarily Certified | Single-split-system air condit | False | False | 18000 |  | 13.4 | 13.4 |  |  | False | 30 | 30 | 11.5 |  | Coil-Only System | False | Conventional | 10/05/2023 |  | 11/28/2023
Carrier Corp. - Indianapolis | Day & Night | R4A4S18*K*NAA* | R4A4S18*K*NAA* | EA*4X19L17A*+TDR |  | Voluntarily Certified | Single-split-system air condit | False | False | 18000 |  | 13.4 | 13.4 |  |  | False | 30 | 30 | 11.5 |  | Coil-Only System | False | Conventional | 10/05/2023 |  | 11/28/2023
Carrier Corp. - Indianapolis | Heil | R4A4S18*K*NAA* | R4A4S18*K*NAA* | EA*4X19L17A*+TDR |  | Voluntarily Certified | Single-split-system air condit | False | False | 18000 |  | 13.4 | 13.4 |  |  | False | 30 | 30 | 11.5 |  | Coil-Only System | False | Conventional | 10/05/2023 |  | 11/28/2023
Carrier Corp. - Indianapolis | Keeprite | R4A4S18*K*NAA* | R4A4S18*K*NAA* | EA*4X19L17A*+TDR |  | Voluntarily Certified | Single-split-system air condit | False | False | 18000 |  | 13.4 | 13.4 |  |  | False | 30 | 30 | 11.5 |  | Coil-Only System | False | Conventional | 10/05/2023 |  | 11/28/2023
Carrier Corp. - Indianapolis | Tempstar | R4A4S18*K*NAA* | R4A4S18*K*NAA* | EA*4X19L17A*+TDR |  | Voluntarily Certified | Single-split-system air condit | False | False | 18000 |  | 13.4 | 13.4 |  |  | False | 30 | 30 | 11.5 |  | Coil-Only System | False | Conventional | 10/05/2023 |  | 11/28/2023
Carrier Corp. - Indianapolis | 1HVAC | R4A4S24*K*NAA* | R4A4S24*K*NAA* | ESD4X24M14A*+TDR |  | Voluntarily Certified | Single-split-system air condit | False | False | 23200 |  | 13.4 | 13.4 |  |  | False | 30 | 30 | 11.5 |  | Coil-Only System | False | Conventional | 10/05/2023 |  | 11/28/2023
Carrier Corp. - Indianapolis | Arcoaire | R4A4S24*K*NAA* | R4A4S24*K*NAA* | ESD4X24M14A*+TDR |  | Voluntarily Certified | Single-split-system air condit | False | False | 23200 |  | 13.4 | 13.4 |  |  | False | 30 | 30 | 11.5 |  | Coil-Only System | False | Conventional | 10/05/2023 |  | 11/28/2023
Carrier Corp. - Indianapolis | Day & Night | R4A4S24*K*NAA* | R4A4S24*K*NAA* | ESD4X24M14A*+TDR |  | Voluntarily Certified | Single-split-system air condit | False | False | 23200 |  | 13.4 | 13.4 |  |  | False | 30 | 30 | 11.5 |  | Coil-Only System | False | Conventional | 10/05/2023 |  | 11/28/2023
Carrier Corp. - Indianapolis | Heil | R4A4S24*K*NAA* | R4A4S24*K*NAA* | ESD4X24M14A*+TDR |  | Voluntarily Certified | Single-split-system air condit | False | False | 23200 |  | 13.4 | 13.4 |  |  | False | 30 | 30 | 11.5 |  | Coil-Only System | False | Conventional | 10/05/2023 |  | 11/28/2023
Carrier Corp. - Indianapolis | Keeprite | R4A4S24*K*NAA* | R4A4S24*K*NAA* | ESD4X24M14A*+TDR |  | Voluntarily Certified | Single-split-system air condit | False | False | 23200 |  | 13.4 | 13.4 |  |  | False | 30 | 30 | 11.5 |  | Coil-Only System | False | Conventional | 10/05/2023 |  | 11/28/2023
Carrier Corp. - Indianapolis | Tempstar | R4A4S24*K*NAA* | R4A4S24*K*NAA* | ESD4X24M14A*+TDR |  | Voluntarily Certified | Single-split-system air condit | False | False | 23200 |  | 13.4 | 13.4 |  |  | False | 30 | 30 | 11.5 |  | Coil-Only System | False | Conventional | 10/05/2023 |  | 11/28/2023
Carrier Corp. - Indianapolis | 1HVAC | R4A4S30*K*NAA* | R4A4S30*K*NAA* | EA*4X37L21A*+TDR |  | Voluntarily Certified | Single-split-system air condit | False | False | 29400 |  | 14 | 13.4 |  |  | False | 30 | 30 | 11.5 |  | Coil-Only System | False | Conventional | 10/05/2023 |  | 11/28/2023
Carrier Corp. - Indianapolis | Arcoaire | R4A4S30*K*NAA* | R4A4S30*K*NAA* | EA*4X37L21A*+TDR |  | Voluntarily Certified | Single-split-system air condit | False | False | 29400 |  | 14 | 13.4 |  |  | False | 30 | 30 | 11.5 |  | Coil-Only System | False | Conventional | 10/05/2023 |  | 11/28/2023
Carrier Corp. - Indianapolis | Day & Night | R4A4S30*K*NAA* | R4A4S30*K*NAA* | EA*4X37L21A*+TDR |  | Voluntarily Certified | Single-split-system air condit | False | False | 29400 |  | 14 | 13.4 |  |  | False | 30 | 30 | 11.5 |  | Coil-Only System | False | Conventional | 10/05/2023 |  | 11/28/2023
Carrier Corp. - Indianapolis | Heil | R4A4S30*K*NAA* | R4A4S30*K*NAA* | EA*4X37L21A*+TDR |  | Voluntarily Certified | Single-split-system air condit | False | False | 29400 |  | 14 | 13.4 |  |  | False | 30 | 30 | 11.5 |  | Coil-Only System | False | Conventional | 10/05/2023 |  | 11/28/2023
Carrier Corp. - Indianapolis | Keeprite | R4A4S30*K*NAA* | R4A4S30*K*NAA* | EA*4X37L21A*+TDR |  | Voluntarily Certified | Single-split-system air condit | False | False | 29400 |  | 14 | 13.4 |  |  | False | 30 | 30 | 11.5 |  | Coil-Only System | False | Conventional | 10/05/2023 |  | 11/28/2023
Carrier Corp. - Indianapolis | Tempstar | R4A4S30*K*NAA* | R4A4S30*K*NAA* | EA*4X37L21A*+TDR |  | Voluntarily Certified | Single-split-system air condit | False | False | 29400 |  | 14 | 13.4 |  |  | False | 30 | 30 | 11.5 |  | Coil-Only System | False | Conventional | 10/05/2023 |  | 11/28/2023
Carrier Corp. - Indianapolis | 1HVAC | R4A4S36*K*NAA* | R4A4S36*K*NAA* | EVD4X37M21A*+TDR |  | Voluntarily Certified | Single-split-system air condit | False | False | 33600 |  | 13.4 | 13.4 |  |  | False | 30 | 30 | 11.5 |  | Coil-Only System | False | Conventional | 10/05/2023 |  | 11/28/2023
Carrier Corp. - Indianapolis | Arcoaire | R4A4S36*K*NAA* | R4A4S36*K*NAA* | EVD4X37M21A*+TDR |  | Voluntarily Certified | Single-split-system air condit | False | False | 33600 |  | 13.4 | 13.4 |  |  | False | 30 | 30 | 11.5 |  | Coil-Only System | False | Conventional | 10/05/2023 |  | 11/28/2023
Carrier Corp. - Indianapolis | Day & Night | R4A4S36*K*NAA* | R4A4S36*K*NAA* | EVD4X37M21A*+TDR |  | Voluntarily Certified | Single-split-system air condit | False | False | 33600 |  | 13.4 | 13.4 |  |  | False | 30 | 30 | 11.5 |  | Coil-Only System | False | Conventional | 10/05/2023 |  | 11/28/2023
Carrier Corp. - Indianapolis | Heil | R4A4S36*K*NAA* | R4A4S36*K*NAA* | EVD4X37M21A*+TDR |  | Voluntarily Certified | Single-split-system air condit | False | False | 33600 |  | 13.4 | 13.4 |  |  | False | 30 | 30 | 11.5 |  | Coil-Only System | False | Conventional | 10/05/2023 |  | 11/28/2023
Carrier Corp. - Indianapolis | Keeprite | R4A4S36*K*NAA* | R4A4S36*K*NAA* | EVD4X37M21A*+TDR |  | Voluntarily Certified | Single-split-system air condit | False | False | 33600 |  | 13.4 | 13.4 |  |  | False | 30 | 30 | 11.5 |  | Coil-Only System | False | Conventional | 10/05/2023 |  | 11/28/2023
Carrier Corp. - Indianapolis | Tempstar | R4A4S36*K*NAA* | R4A4S36*K*NAA* | EVD4X37M21A*+TDR |  | Voluntarily Certified | Single-split-system air condit | False | False | 33600 |  | 13.4 | 13.4 |  |  | False | 30 | 30 | 11.5 |  | Coil-Only System | False | Conventional | 10/05/2023 |  | 11/28/2023
Carrier Corp. - Indianapolis | 1HVAC | R4A4S42*K*NAA* | R4A4S42*K*NAA* | EVD4X42M21A*+TDR |  | Voluntarily Certified | Single-split-system air condit | False | False | 38500 |  | 13.4 | 13.4 |  |  | False | 30 | 30 | 11 |  | Coil-Only System | False | Conventional | 10/05/2023 |  | 11/28/2023
Carrier Corp. - Indianapolis | Arcoaire | R4A4S42*K*NAA* | R4A4S42*K*NAA* | EVD4X42M21A*+TDR |  | Voluntarily Certified | Single-split-system air condit | False | False | 38500 |  | 13.4 | 13.4 |  |  | False | 30 | 30 | 11 |  | Coil-Only System | False | Conventional | 10/05/2023 |  | 11/28/2023
Carrier Corp. - Indianapolis | Day & Night | R4A4S42*K*NAA* | R4A4S42*K*NAA* | EVD4X42M21A*+TDR |  | Voluntarily Certified | Single-split-system air condit | False | False | 38500 |  | 13.4 | 13.4 |  |  | False | 30 | 30 | 11 |  | Coil-Only System | False | Conventional | 10/05/2023 |  | 11/28/2023
Carrier Corp. - Indianapolis | Heil | R4A4S42*K*NAA* | R4A4S42*K*NAA* | EVD4X42M21A*+TDR |  | Voluntarily Certified | Single-split-system air condit | False | False | 38500 |  | 13.4 | 13.4 |  |  | False | 30 | 30 | 11 |  | Coil-Only System | False | Conventional | 10/05/2023 |  | 11/28/2023
Carrier Corp. - Indianapolis | Keeprite | R4A4S42*K*NAA* | R4A4S42*K*NAA* | EVD4X42M21A*+TDR |  | Voluntarily Certified | Single-split-system air condit | False | False | 38500 |  | 13.4 | 13.4 |  |  | False | 30 | 30 | 11 |  | Coil-Only System | False | Conventional | 10/05/2023 |  | 11/28/2023
Carrier Corp. - Indianapolis | Tempstar | R4A4S42*K*NAA* | R4A4S42*K*NAA* | EVD4X42M21A*+TDR |  | Voluntarily Certified | Single-split-system air condit | False | False | 38500 |  | 13.4 | 13.4 |  |  | False | 30 | 30 | 11 |  | Coil-Only System | False | Conventional | 10/05/2023 |  | 11/28/2023
Carrier Corp. - Indianapolis | 1HVAC | R4A4S48*K*NAA* | R4A4S48*K*NAA* | EA*4X61L24A*+TDR |  | Voluntarily Certified | Single-split-system air condit | False | False | 45000 |  | 13.4 | 13.4 |  |  | False | 30 | 30 | 11.5 |  | Coil-Only System | False | Conventional | 10/05/2023 |  | 11/28/2023
Carrier Corp. - Indianapolis | Arcoaire | R4A4S48*K*NAA* | R4A4S48*K*NAA* | EA*4X61L24A*+TDR |  | Voluntarily Certified | Single-split-system air condit | False | False | 45000 |  | 13.4 | 13.4 |  |  | False | 30 | 30 | 11.5 |  | Coil-Only System | False | Conventional | 10/05/2023 |  | 11/28/2023
Carrier Corp. - Indianapolis | Day & Night | R4A4S48*K*NAA* | R4A4S48*K*NAA* | EA*4X61L24A*+TDR |  | Voluntarily Certified | Single-split-system air condit | False | False | 45000 |  | 13.4 | 13.4 |  |  | False | 30 | 30 | 11.5 |  | Coil-Only System | False | Conventional | 10/05/2023 |  | 11/28/2023
Carrier Corp. - Indianapolis | Heil | R4A4S48*K*NAA* | R4A4S48*K*NAA* | EA*4X61L24A*+TDR |  | Voluntarily Certified | Single-split-system air condit | False | False | 45000 |  | 13.4 | 13.4 |  |  | False | 30 | 30 | 11.5 |  | Coil-Only System | False | Conventional | 10/05/2023 |  | 11/28/2023
Carrier Corp. - Indianapolis | Keeprite | R4A4S48*K*NAA* | R4A4S48*K*NAA* | EA*4X61L24A*+TDR |  | Voluntarily Certified | Single-split-system air condit | False | False | 45000 |  | 13.4 | 13.4 |  |  | False | 30 | 30 | 11.5 |  | Coil-Only System | False | Conventional | 10/05/2023 |  | 11/28/2023
Carrier Corp. - Indianapolis | Tempstar | R4A4S48*K*NAA* | R4A4S48*K*NAA* | EA*4X61L24A*+TDR |  | Voluntarily Certified | Single-split-system air condit | False | False | 45000 |  | 13.4 | 13.4 |  |  | False | 30 | 30 | 11.5 |  | Coil-Only System | False | Conventional | 10/05/2023 |  | 11/28/2023
Carrier Corp. - Indianapolis | 1HVAC | R4A4S60*K*NAA* | R4A4S60*K*NAA* | EVD4X61M24A*+TDR |  | Voluntarily Certified | Single-split-system air condit | False | False | 55500 |  | 13.4 | 13.4 |  |  | False | 30 | 30 | 11 |  | Coil-Only System | False | Conventional | 10/05/2023 |  | 11/28/2023
Carrier Corp. - Indianapolis | Arcoaire | R4A4S60*K*NAA* | R4A4S60*K*NAA* | EVD4X61M24A*+TDR |  | Voluntarily Certified | Single-split-system air condit | False | False | 55500 |  | 13.4 | 13.4 |  |  | False | 30 | 30 | 11 |  | Coil-Only System | False | Conventional | 10/05/2023 |  | 11/28/2023
Carrier Corp. - Indianapolis | Day & Night | R4A4S60*K*NAA* | R4A4S60*K*NAA* | EVD4X61M24A*+TDR |  | Voluntarily Certified | Single-split-system air condit | False | False | 55500 |  | 13.4 | 13.4 |  |  | False | 30 | 30 | 11 |  | Coil-Only System | False | Conventional | 10/05/2023 |  | 11/28/2023
Carrier Corp. - Indianapolis | Heil | R4A4S60*K*NAA* | R4A4S60*K*NAA* | EVD4X61M24A*+TDR |  | Voluntarily Certified | Single-split-system air condit | False | False | 55500 |  | 13.4 | 13.4 |  |  | False | 30 | 30 | 11 |  | Coil-Only System | False | Conventional | 10/05/2023 |  | 11/28/2023
Carrier Corp. - Indianapolis | Keeprite | R4A4S60*K*NAA* | R4A4S60*K*NAA* | EVD4X61M24A*+TDR |  | Voluntarily Certified | Single-split-system air condit | False | False | 55500 |  | 13.4 | 13.4 |  |  | False | 30 | 30 | 11 |  | Coil-Only System | False | Conventional | 10/05/2023 |  | 11/28/2023
Carrier Corp. - Indianapolis | Tempstar | R4A4S60*K*NAA* | R4A4S60*K*NAA* | EVD4X61M24A*+TDR |  | Voluntarily Certified | Single-split-system air condit | False | False | 55500 |  | 13.4 | 13.4 |  |  | False | 30 | 30 | 11 |  | Coil-Only System | False | Conventional | 10/05/2023 |  | 11/28/2023
Carrier Corp. - Indianapolis | 1HVAC | R4A5S18*K*WAA* | R4A5S18*K*WAA* | ESD4X24M14A*+TDR |  | Voluntarily Certified | Single-split-system air condit | False | False | 17900 |  | 14.3 | 13.4 |  |  | False | 30 | 30 | 11.7 |  | Coil-Only System | False | Conventional | 10/05/2023 |  | 11/28/2023
Carrier Corp. - Indianapolis | Arcoaire | R4A5S18*K*WAA* | R4A5S18*K*WAA* | ESD4X24M14A*+TDR |  | Voluntarily Certified | Single-split-system air condit | False | False | 17900 |  | 14.3 | 13.4 |  |  | False | 30 | 30 | 11.7 |  | Coil-Only System | False | Conventional | 10/05/2023 |  | 11/28/2023
Carrier Corp. - Indianapolis | Day & Night | R4A5S18*K*WAA* | R4A5S18*K*WAA* | ESD4X24M14A*+TDR |  | Voluntarily Certified | Single-split-system air condit | False | False | 17900 |  | 14.3 | 13.4 |  |  | False | 30 | 30 | 11.7 |  | Coil-Only System | False | Conventional | 10/05/2023 |  | 11/28/2023
Carrier Corp. - Indianapolis | Heil | R4A5S18*K*WAA* | R4A5S18*K*WAA* | ESD4X24M14A*+TDR |  | Voluntarily Certified | Single-split-system air condit | False | False | 17900 |  | 14.3 | 13.4 |  |  | False | 30 | 30 | 11.7 |  | Coil-Only System | False | Conventional | 10/05/2023 |  | 11/28/2023
Carrier Corp. - Indianapolis | Keeprite | R4A5S18*K*WAA* | R4A5S18*K*WAA* | ESD4X24M14A*+TDR |  | Voluntarily Certified | Single-split-system air condit | False | False | 17900 |  | 14.3 | 13.4 |  |  | False | 30 | 30 | 11.7 |  | Coil-Only System | False | Conventional | 10/05/2023 |  | 11/28/2023
Carrier Corp. - Indianapolis | Tempstar | R4A5S18*K*WAA* | R4A5S18*K*WAA* | ESD4X24M14A*+TDR |  | Voluntarily Certified | Single-split-system air condit | False | False | 17900 |  | 14.3 | 13.4 |  |  | False | 30 | 30 | 11.7 |  | Coil-Only System | False | Conventional | 10/05/2023 |  | 11/28/2023
Carrier Corp. - Indianapolis | 1HVAC | R4A5S24*K*WAA* | R4A5S24*K*WAA* | ESD4X24M14A*+TDR |  | Voluntarily Certified | Single-split-system air condit | False | False | 22800 |  | 14.3 | 13.4 |  |  | False | 30 | 30 | 11.7 |  | Coil-Only System | False | Conventional | 10/05/2023 |  | 11/28/2023
Carrier Corp. - Indianapolis | Arcoaire | R4A5S24*K*WAA* | R4A5S24*K*WAA* | ESD4X24M14A*+TDR |  | Voluntarily Certified | Single-split-system air condit | False | False | 22800 |  | 14.3 | 13.4 |  |  | False | 30 | 30 | 11.7 |  | Coil-Only System | False | Conventional | 10/05/2023 |  | 11/28/2023
Carrier Corp. - Indianapolis | Day & Night | R4A5S24*K*WAA* | R4A5S24*K*WAA* | ESD4X24M14A*+TDR |  | Voluntarily Certified | Single-split-system air condit | False | False | 22800 |  | 14.3 | 13.4 |  |  | False | 30 | 30 | 11.7 |  | Coil-Only System | False | Conventional | 10/05/2023 |  | 11/28/2023
Carrier Corp. - Indianapolis | Heil | R4A5S24*K*WAA* | R4A5S24*K*WAA* | ESD4X24M14A*+TDR |  | Voluntarily Certified | Single-split-system air condit | False | False | 22800 |  | 14.3 | 13.4 |  |  | False | 30 | 30 | 11.7 |  | Coil-Only System | False | Conventional | 10/05/2023 |  | 11/28/2023
Carrier Corp. - Indianapolis | Keeprite | R4A5S24*K*WAA* | R4A5S24*K*WAA* | ESD4X24M14A*+TDR |  | Voluntarily Certified | Single-split-system air condit | False | False | 22800 |  | 14.3 | 13.4 |  |  | False | 30 | 30 | 11.7 |  | Coil-Only System | False | Conventional | 10/05/2023 |  | 11/28/2023
Carrier Corp. - Indianapolis | Tempstar | R4A5S24*K*WAA* | R4A5S24*K*WAA* | ESD4X24M14A*+TDR |  | Voluntarily Certified | Single-split-system air condit | False | False | 22800 |  | 14.3 | 13.4 |  |  | False | 30 | 30 | 11.7 |  | Coil-Only System | False | Conventional | 10/05/2023 |  | 11/28/2023
Carrier Corp. - Indianapolis | 1HVAC | R4A5S30*K*WAA* | R4A5S30*K*WAA* | EVD4X30M17A*+TDR |  | Voluntarily Certified | Single-split-system air condit | False | False | 28800 |  | 14.3 | 13.4 |  |  | False | 30 | 30 | 11.7 |  | Coil-Only System | False | Conventional | 10/05/2023 |  | 11/28/2023
Carrier Corp. - Indianapolis | Arcoaire | R4A5S30*K*WAA* | R4A5S30*K*WAA* | EVD4X30M17A*+TDR |  | Voluntarily Certified | Single-split-system air condit | False | False | 28800 |  | 14.3 | 13.4 |  |  | False | 30 | 30 | 11.7 |  | Coil-Only System | False | Conventional | 10/05/2023 |  | 11/28/2023
Carrier Corp. - Indianapolis | Day & Night | R4A5S30*K*WAA* | R4A5S30*K*WAA* | EVD4X30M17A*+TDR |  | Voluntarily Certified | Single-split-system air condit | False | False | 28800 |  | 14.3 | 13.4 |  |  | False | 30 | 30 | 11.7 |  | Coil-Only System | False | Conventional | 10/05/2023 |  | 11/28/2023
Carrier Corp. - Indianapolis | Heil | R4A5S30*K*WAA* | R4A5S30*K*WAA* | EVD4X30M17A*+TDR |  | Voluntarily Certified | Single-split-system air condit | False | False | 28800 |  | 14.3 | 13.4 |  |  | False | 30 | 30 | 11.7 |  | Coil-Only System | False | Conventional | 10/05/2023 |  | 11/28/2023
Carrier Corp. - Indianapolis | Keeprite | R4A5S30*K*WAA* | R4A5S30*K*WAA* | EVD4X30M17A*+TDR |  | Voluntarily Certified | Single-split-system air condit | False | False | 28800 |  | 14.3 | 13.4 |  |  | False | 30 | 30 | 11.7 |  | Coil-Only System | False | Conventional | 10/05/2023 |  | 11/28/2023
Carrier Corp. - Indianapolis | Tempstar | R4A5S30*K*WAA* | R4A5S30*K*WAA* | EVD4X30M17A*+TDR |  | Voluntarily Certified | Single-split-system air condit | False | False | 28800 |  | 14.3 | 13.4 |  |  | False | 30 | 30 | 11.7 |  | Coil-Only System | False | Conventional | 10/05/2023 |  | 11/28/2023
Carrier Corp. - Indianapolis | 1HVAC | R4A5S36*K*WAA* | R4A5S36*K*WAA* | EVD4X37M21A*+TDR |  | Voluntarily Certified | Single-split-system air condit | False | False | 34200 |  | 14.3 | 13.4 |  |  | False | 30 | 30 | 11.7 |  | Coil-Only System | False | Conventional | 10/05/2023 |  | 11/28/2023
Carrier Corp. - Indianapolis | Arcoaire | R4A5S36*K*WAA* | R4A5S36*K*WAA* | EVD4X37M21A*+TDR |  | Voluntarily Certified | Single-split-system air condit | False | False | 34200 |  | 14.3 | 13.4 |  |  | False | 30 | 30 | 11.7 |  | Coil-Only System | False | Conventional | 10/05/2023 |  | 11/28/2023
Carrier Corp. - Indianapolis | Day & Night | R4A5S36*K*WAA* | R4A5S36*K*WAA* | EVD4X37M21A*+TDR |  | Voluntarily Certified | Single-split-system air condit | False | False | 34200 |  | 14.3 | 13.4 |  |  | False | 30 | 30 | 11.7 |  | Coil-Only System | False | Conventional | 10/05/2023 |  | 11/28/2023
Carrier Corp. - Indianapolis | Heil | R4A5S36*K*WAA* | R4A5S36*K*WAA* | EVD4X37M21A*+TDR |  | Voluntarily Certified | Single-split-system air condit | False | False | 34200 |  | 14.3 | 13.4 |  |  | False | 30 | 30 | 11.7 |  | Coil-Only System | False | Conventional | 10/05/2023 |  | 11/28/2023
Carrier Corp. - Indianapolis | Keeprite | R4A5S36*K*WAA* | R4A5S36*K*WAA* | EVD4X37M21A*+TDR |  | Voluntarily Certified | Single-split-system air condit | False | False | 34200 |  | 14.3 | 13.4 |  |  | False | 30 | 30 | 11.7 |  | Coil-Only System | False | Conventional | 10/05/2023 |  | 11/28/2023
Carrier Corp. - Indianapolis | Tempstar | R4A5S36*K*WAA* | R4A5S36*K*WAA* | EVD4X37M21A*+TDR |  | Voluntarily Certified | Single-split-system air condit | False | False | 34200 |  | 14.3 | 13.4 |  |  | False | 30 | 30 | 11.7 |  | Coil-Only System | False | Conventional | 10/05/2023 |  | 11/28/2023
Carrier Corp. - Indianapolis | 1HVAC | R4A5S42*K*WAA* | R4A5S42*K*WAA* | EVD4X48M21A*+TDR |  | Voluntarily Certified | Single-split-system air condit | False | False | 45000 |  | 13.8 | 13.4 |  |  | False | 30 | 30 | 11.2 |  | Coil-Only System | False | Conventional | 10/05/2023 |  | 11/28/2023
Carrier Corp. - Indianapolis | Arcoaire | R4A5S42*K*WAA* | R4A5S42*K*WAA* | EVD4X48M21A*+TDR |  | Voluntarily Certified | Single-split-system air condit | False | False | 45000 |  | 13.8 | 13.4 |  |  | False | 30 | 30 | 11.2 |  | Coil-Only System | False | Conventional | 10/05/2023 |  | 11/28/2023
Carrier Corp. - Indianapolis | Day & Night | R4A5S42*K*WAA* | R4A5S42*K*WAA* | EVD4X48M21A*+TDR |  | Voluntarily Certified | Single-split-system air condit | False | False | 45000 |  | 13.8 | 13.4 |  |  | False | 30 | 30 | 11.2 |  | Coil-Only System | False | Conventional | 10/05/2023 |  | 11/28/2023
Carrier Corp. - Indianapolis | Heil | R4A5S42*K*WAA* | R4A5S42*K*WAA* | EVD4X48M21A*+TDR |  | Voluntarily Certified | Single-split-system air condit | False | False | 45000 |  | 13.8 | 13.4 |  |  | False | 30 | 30 | 11.2 |  | Coil-Only System | False | Conventional | 10/05/2023 |  | 11/28/2023
Carrier Corp. - Indianapolis | Keeprite | R4A5S42*K*WAA* | R4A5S42*K*WAA* | EVD4X48M21A*+TDR |  | Voluntarily Certified | Single-split-system air condit | False | False | 45000 |  | 13.8 | 13.4 |  |  | False | 30 | 30 | 11.2 |  | Coil-Only System | False | Conventional | 10/05/2023 |  | 11/28/2023
Carrier Corp. - Indianapolis | Tempstar | R4A5S42*K*WAA* | R4A5S42*K*WAA* | EVD4X48M21A*+TDR |  | Voluntarily Certified | Single-split-system air condit | False | False | 45000 |  | 13.8 | 13.4 |  |  | False | 30 | 30 | 11.2 |  | Coil-Only System | False | Conventional | 10/05/2023 |  | 11/28/2023
Carrier Corp. - Indianapolis | 1HVAC | R4A5S43*K*WAA* | R4A5S43*K*WAA* | EA*4X43L21A*+TDR |  | Voluntarily Certified | Single-split-system air condit | False | False | 40000 |  | 14.3 | 13.4 |  |  | False | 30 | 30 | 12.5 |  | Coil-Only System | False | Conventional | 10/05/2023 |  | 11/28/2023
Carrier Corp. - Indianapolis | Arcoaire | R4A5S43*K*WAA* | R4A5S43*K*WAA* | EA*4X43L21A*+TDR |  | Voluntarily Certified | Single-split-system air condit | False | False | 40000 |  | 14.3 | 13.4 |  |  | False | 30 | 30 | 12.5 |  | Coil-Only System | False | Conventional | 10/05/2023 |  | 11/28/2023
Carrier Corp. - Indianapolis | Day & Night | R4A5S43*K*WAA* | R4A5S43*K*WAA* | EA*4X43L21A*+TDR |  | Voluntarily Certified | Single-split-system air condit | False | False | 40000 |  | 14.3 | 13.4 |  |  | False | 30 | 30 | 12.5 |  | Coil-Only System | False | Conventional | 10/05/2023 |  | 11/28/2023
Carrier Corp. - Indianapolis | Heil | R4A5S43*K*WAA* | R4A5S43*K*WAA* | EA*4X43L21A*+TDR |  | Voluntarily Certified | Single-split-system air condit | False | False | 40000 |  | 14.3 | 13.4 |  |  | False | 30 | 30 | 12.5 |  | Coil-Only System | False | Conventional | 10/05/2023 |  | 11/28/2023
Carrier Corp. - Indianapolis | Keeprite | R4A5S43*K*WAA* | R4A5S43*K*WAA* | EA*4X43L21A*+TDR |  | Voluntarily Certified | Single-split-system air condit | False | False | 40000 |  | 14.3 | 13.4 |  |  | False | 30 | 30 | 12.5 |  | Coil-Only System | False | Conventional | 10/05/2023 |  | 11/28/2023
Carrier Corp. - Indianapolis | Tempstar | R4A5S43*K*WAA* | R4A5S43*K*WAA* | EA*4X43L21A*+TDR |  | Voluntarily Certified | Single-split-system air condit | False | False | 40000 |  | 14.3 | 13.4 |  |  | False | 30 | 30 | 12.5 |  | Coil-Only System | False | Conventional | 10/05/2023 |  | 11/28/2023
Carrier Corp. - Indianapolis | 1HVAC | R4A5S48*K*WAA* | R4A5S48*K*WAA* | EVD4X48M21A*+TDR |  | Voluntarily Certified | Single-split-system air condit | False | False | 46500 |  | 13.8 | 13.4 |  |  | False | 30 | 30 | 11.2 |  | Coil-Only System | False | Conventional | 10/05/2023 |  | 11/28/2023
Carrier Corp. - Indianapolis | Arcoaire | R4A5S48*K*WAA* | R4A5S48*K*WAA* | EVD4X48M21A*+TDR |  | Voluntarily Certified | Single-split-system air condit | False | False | 46500 |  | 13.8 | 13.4 |  |  | False | 30 | 30 | 11.2 |  | Coil-Only System | False | Conventional | 10/05/2023 |  | 11/28/2023
Carrier Corp. - Indianapolis | Day & Night | R4A5S48*K*WAA* | R4A5S48*K*WAA* | EVD4X48M21A*+TDR |  | Voluntarily Certified | Single-split-system air condit | False | False | 46500 |  | 13.8 | 13.4 |  |  | False | 30 | 30 | 11.2 |  | Coil-Only System | False | Conventional | 10/05/2023 |  | 11/28/2023
Carrier Corp. - Indianapolis | Heil | R4A5S48*K*WAA* | R4A5S48*K*WAA* | EVD4X48M21A*+TDR |  | Voluntarily Certified | Single-split-system air condit | False | False | 46500 |  | 13.8 | 13.4 |  |  | False | 30 | 30 | 11.2 |  | Coil-Only System | False | Conventional | 10/05/2023 |  | 11/28/2023
Carrier Corp. - Indianapolis | Keeprite | R4A5S48*K*WAA* | R4A5S48*K*WAA* | EVD4X48M21A*+TDR |  | Voluntarily Certified | Single-split-system air condit | False | False | 46500 |  | 13.8 | 13.4 |  |  | False | 30 | 30 | 11.2 |  | Coil-Only System | False | Conventional | 10/05/2023 |  | 11/28/2023
Carrier Corp. - Indianapolis | Tempstar | R4A5S48*K*WAA* | R4A5S48*K*WAA* | EVD4X48M21A*+TDR |  | Voluntarily Certified | Single-split-system air condit | False | False | 46500 |  | 13.8 | 13.4 |  |  | False | 30 | 30 | 11.2 |  | Coil-Only System | False | Conventional | 10/05/2023 |  | 11/28/2023
Carrier Corp. - Indianapolis | 1HVAC | R4A5S49*K*WAA* | R4A5S49*K*WAA* | EA*4X60L24A*+TDR |  | Voluntarily Certified | Single-split-system air condit | False | False | 46000 |  | 14.5 | 13.4 |  |  | False | 30 | 30 | 12.5 |  | Coil-Only System | False | Conventional | 10/05/2023 |  | 11/28/2023
Carrier Corp. - Indianapolis | Arcoaire | R4A5S49*K*WAA* | R4A5S49*K*WAA* | EA*4X60L24A*+TDR |  | Voluntarily Certified | Single-split-system air condit | False | False | 46000 |  | 14.5 | 13.4 |  |  | False | 30 | 30 | 12.5 |  | Coil-Only System | False | Conventional | 10/05/2023 |  | 11/28/2023
Carrier Corp. - Indianapolis | Day & Night | R4A5S49*K*WAA* | R4A5S49*K*WAA* | EA*4X60L24A*+TDR |  | Voluntarily Certified | Single-split-system air condit | False | False | 46000 |  | 14.5 | 13.4 |  |  | False | 30 | 30 | 12.5 |  | Coil-Only System | False | Conventional | 10/05/2023 |  | 11/28/2023
Carrier Corp. - Indianapolis | Heil | R4A5S49*K*WAA* | R4A5S49*K*WAA* | EA*4X60L24A*+TDR |  | Voluntarily Certified | Single-split-system air condit | False | False | 46000 |  | 14.5 | 13.4 |  |  | False | 30 | 30 | 12.5 |  | Coil-Only System | False | Conventional | 10/05/2023 |  | 11/28/2023
Carrier Corp. - Indianapolis | Keeprite | R4A5S49*K*WAA* | R4A5S49*K*WAA* | EA*4X60L24A*+TDR |  | Voluntarily Certified | Single-split-system air condit | False | False | 46000 |  | 14.5 | 13.4 |  |  | False | 30 | 30 | 12.5 |  | Coil-Only System | False | Conventional | 10/05/2023 |  | 11/28/2023
Carrier Corp. - Indianapolis | Tempstar | R4A5S49*K*WAA* | R4A5S49*K*WAA* | EA*4X60L24A*+TDR |  | Voluntarily Certified | Single-split-system air condit | False | False | 46000 |  | 14.5 | 13.4 |  |  | False | 30 | 30 | 12.5 |  | Coil-Only System | False | Conventional | 10/05/2023 |  | 11/28/2023
Carrier Corp. - Indianapolis | 1HVAC | R4A5S60*K*WAA* | R4A5S60*K*WAA* | EVD4X61M24A*+TDR |  | Voluntarily Certified | Single-split-system air condit | False | False | 56500 |  | 13.8 | 13.4 |  |  | False | 30 | 30 | 11.2 |  | Coil-Only System | False | Conventional | 10/05/2023 |  | 11/28/2023
Carrier Corp. - Indianapolis | Arcoaire | R4A5S60*K*WAA* | R4A5S60*K*WAA* | EVD4X61M24A*+TDR |  | Voluntarily Certified | Single-split-system air condit | False | False | 56500 |  | 13.8 | 13.4 |  |  | False | 30 | 30 | 11.2 |  | Coil-Only System | False | Conventional | 10/05/2023 |  | 11/28/2023
Carrier Corp. - Indianapolis | Day & Night | R4A5S60*K*WAA* | R4A5S60*K*WAA* | EVD4X61M24A*+TDR |  | Voluntarily Certified | Single-split-system air condit | False | False | 56500 |  | 13.8 | 13.4 |  |  | False | 30 | 30 | 11.2 |  | Coil-Only System | False | Conventional | 10/05/2023 |  | 11/28/2023
Carrier Corp. - Indianapolis | Heil | R4A5S60*K*WAA* | R4A5S60*K*WAA* | EVD4X61M24A*+TDR |  | Voluntarily Certified | Single-split-system air condit | False | False | 56500 |  | 13.8 | 13.4 |  |  | False | 30 | 30 | 11.2 |  | Coil-Only System | False | Conventional | 10/05/2023 |  | 11/28/2023
Carrier Corp. - Indianapolis | Keeprite | R4A5S60*K*WAA* | R4A5S60*K*WAA* | EVD4X61M24A*+TDR |  | Voluntarily Certified | Single-split-system air condit | False | False | 56500 |  | 13.8 | 13.4 |  |  | False | 30 | 30 | 11.2 |  | Coil-Only System | False | Conventional | 10/05/2023 |  | 11/28/2023
Carrier Corp. - Indianapolis | Tempstar | R4A5S60*K*WAA* | R4A5S60*K*WAA* | EVD4X61M24A*+TDR |  | Voluntarily Certified | Single-split-system air condit | False | False | 56500 |  | 13.8 | 13.4 |  |  | False | 30 | 30 | 11.2 |  | Coil-Only System | False | Conventional | 10/05/2023 |  | 11/28/2023
Carrier Corp. - Indianapolis | 1HVAC | R4A5S61*K*WAA* | R4A5S61*K*WAA* | EVD4X61M24A*+TDR |  | Voluntarily Certified | Single-split-system air condit | False | False | 55500 |  | 14.3 | 13.4 |  |  | False | 30 | 30 | 12 |  | Coil-Only System | False | Conventional | 10/05/2023 |  | 11/28/2023
Carrier Corp. - Indianapolis | Arcoaire | R4A5S61*K*WAA* | R4A5S61*K*WAA* | EVD4X61M24A*+TDR |  | Voluntarily Certified | Single-split-system air condit | False | False | 55500 |  | 14.3 | 13.4 |  |  | False | 30 | 30 | 12 |  | Coil-Only System | False | Conventional | 10/05/2023 |  | 11/28/2023
Carrier Corp. - Indianapolis | Day & Night | R4A5S61*K*WAA* | R4A5S61*K*WAA* | EVD4X61M24A*+TDR |  | Voluntarily Certified | Single-split-system air condit | False | False | 55500 |  | 14.3 | 13.4 |  |  | False | 30 | 30 | 12 |  | Coil-Only System | False | Conventional | 10/05/2023 |  | 11/28/2023
Carrier Corp. - Indianapolis | Heil | R4A5S61*K*WAA* | R4A5S61*K*WAA* | EVD4X61M24A*+TDR |  | Voluntarily Certified | Single-split-system air condit | False | False | 55500 |  | 14.3 | 13.4 |  |  | False | 30 | 30 | 12 |  | Coil-Only System | False | Conventional | 10/05/2023 |  | 11/28/2023
Carrier Corp. - Indianapolis | Keeprite | R4A5S61*K*WAA* | R4A5S61*K*WAA* | EVD4X61M24A*+TDR |  | Voluntarily Certified | Single-split-system air condit | False | False | 55500 |  | 14.3 | 13.4 |  |  | False | 30 | 30 | 12 |  | Coil-Only System | False | Conventional | 10/05/2023 |  | 11/28/2023
Carrier Corp. - Indianapolis | Tempstar | R4A5S61*K*WAA* | R4A5S61*K*WAA* | EVD4X61M24A*+TDR |  | Voluntarily Certified | Single-split-system air condit | False | False | 55500 |  | 14.3 | 13.4 |  |  | False | 30 | 30 | 12 |  | Coil-Only System | False | Conventional | 10/05/2023 |  | 11/28/2023
Carrier Corp. - Indianapolis | Arcoaire | RAV037K* | RAV037K* |  |  | Voluntarily Certified | Single-package air conditioner | False | False | 34000 |  | 13.4 | 13.4 |  |  | True | 9 | 30 | 11.5 |  |  | False | Conventional | 10/05/2023 |  | 11/28/2023
Carrier Corp. - Indianapolis | Day & Night | RAV037K* | RAV037K* |  |  | Voluntarily Certified | Single-package air conditioner | False | False | 34000 |  | 13.4 | 13.4 |  |  | True | 9 | 30 | 11.5 |  |  | False | Conventional | 10/05/2023 |  | 11/28/2023
Carrier Corp. - Indianapolis | Heil | RAV037K* | RAV037K* |  |  | Voluntarily Certified | Single-package air conditioner | False | False | 34000 |  | 13.4 | 13.4 |  |  | True | 9 | 30 | 11.5 |  |  | False | Conventional | 10/05/2023 |  | 11/28/2023
Carrier Corp. - Indianapolis | Keeprite | RAV037K* | RAV037K* |  |  | Voluntarily Certified | Single-package air conditioner | False | False | 34000 |  | 13.4 | 13.4 |  |  | True | 9 | 30 | 11.5 |  |  | False | Conventional | 10/05/2023 |  | 11/28/2023
Carrier Corp. - Indianapolis | Tempstar | RAV037K* | RAV037K* |  |  | Voluntarily Certified | Single-package air conditioner | False | False | 34000 |  | 13.4 | 13.4 |  |  | True | 9 | 30 | 11.5 |  |  | False | Conventional | 10/05/2023 |  | 11/28/2023
Carrier Corp. - Indianapolis | Arcoaire | RAV049K* | RAV049K* |  |  | Voluntarily Certified | Single-package air conditioner | False | False | 48000 |  | 13.8 | 13.4 |  |  | True | 12 | 30 | 11.5 |  |  | False | Conventional | 10/05/2023 |  | 11/28/2023
Carrier Corp. - Indianapolis | Day & Night | RAV049K* | RAV049K* |  |  | Voluntarily Certified | Single-package air conditioner | False | False | 48000 |  | 13.8 | 13.4 |  |  | True | 12 | 30 | 11.5 |  |  | False | Conventional | 10/05/2023 |  | 11/28/2023
Carrier Corp. - Indianapolis | Heil | RAV049K* | RAV049K* |  |  | Voluntarily Certified | Single-package air conditioner | False | False | 48000 |  | 13.8 | 13.4 |  |  | True | 12 | 30 | 11.5 |  |  | False | Conventional | 10/05/2023 |  | 11/28/2023
Carrier Corp. - Indianapolis | Keeprite | RAV049K* | RAV049K* |  |  | Voluntarily Certified | Single-package air conditioner | False | False | 48000 |  | 13.8 | 13.4 |  |  | True | 12 | 30 | 11.5 |  |  | False | Conventional | 10/05/2023 |  | 11/28/2023
Carrier Corp. - Indianapolis | Tempstar | RAV049K* | RAV049K* |  |  | Voluntarily Certified | Single-package air conditioner | False | False | 48000 |  | 13.8 | 13.4 |  |  | True | 12 | 30 | 11.5 |  |  | False | Conventional | 10/05/2023 |  | 11/28/2023
Carrier Corp. - Indianapolis | Arcoaire | RAV061K* | RAV061K* |  |  | Voluntarily Certified | Single-package air conditioner | False | False | 58500 |  | 13.6 | 13.4 |  |  | True | 30 | 30 | 11.5 |  |  | False | Conventional | 10/05/2023 |  | 11/28/2023
Carrier Corp. - Indianapolis | Day & Night | RAV061K* | RAV061K* |  |  | Voluntarily Certified | Single-package air conditioner | False | False | 58500 |  | 13.6 | 13.4 |  |  | True | 30 | 30 | 11.5 |  |  | False | Conventional | 10/05/2023 |  | 11/28/2023
Carrier Corp. - Indianapolis | Heil | RAV061K* | RAV061K* |  |  | Voluntarily Certified | Single-package air conditioner | False | False | 58500 |  | 13.6 | 13.4 |  |  | True | 30 | 30 | 11.5 |  |  | False | Conventional | 10/05/2023 |  | 11/28/2023
Carrier Corp. - Indianapolis | Keeprite | RAV061K* | RAV061K* |  |  | Voluntarily Certified | Single-package air conditioner | False | False | 58500 |  | 13.6 | 13.4 |  |  | True | 30 | 30 | 11.5 |  |  | False | Conventional | 10/05/2023 |  | 11/28/2023
Carrier Corp. - Indianapolis | Tempstar | RAV061K* | RAV061K* |  |  | Voluntarily Certified | Single-package air conditioner | False | False | 58500 |  | 13.6 | 13.4 |  |  | True | 30 | 30 | 11.5 |  |  | False | Conventional | 10/05/2023 |  | 11/28/2023
Carrier Corp. - Indianapolis | Arcoaire | RAW037K* | RAW037K* |  |  | Voluntarily Certified | Single-package air conditioner | False | False | 35000 |  | 16 | 13.4 |  |  | True | 9 | 30 | 12 |  |  | False | Conventional | 10/05/2023 |  | 11/28/2023
Carrier Corp. - Indianapolis | Day & Night | RAW037K* | RAW037K* |  |  | Voluntarily Certified | Single-package air conditioner | False | False | 35000 |  | 16 | 13.4 |  |  | True | 9 | 30 | 12 |  |  | False | Conventional | 10/05/2023 |  | 11/28/2023
Carrier Corp. - Indianapolis | Heil | RAW037K* | RAW037K* |  |  | Voluntarily Certified | Single-package air conditioner | False | False | 35000 |  | 16 | 13.4 |  |  | True | 9 | 30 | 12 |  |  | False | Conventional | 10/05/2023 |  | 11/28/2023
Carrier Corp. - Indianapolis | Keeprite | RAW037K* | RAW037K* |  |  | Voluntarily Certified | Single-package air conditioner | False | False | 35000 |  | 16 | 13.4 |  |  | True | 9 | 30 | 12 |  |  | False | Conventional | 10/05/2023 |  | 11/28/2023
Carrier Corp. - Indianapolis | Tempstar | RAW037K* | RAW037K* |  |  | Voluntarily Certified | Single-package air conditioner | False | False | 35000 |  | 16 | 13.4 |  |  | True | 9 | 30 | 12 |  |  | False | Conventional | 10/05/2023 |  | 11/28/2023
Carrier Corp. - Indianapolis | Arcoaire | RAW049K* | RAW049K* |  |  | Voluntarily Certified | Single-package air conditioner | False | False | 46500 |  | 16 | 13.4 |  |  | True | 12 | 30 | 12 |  |  | False | Conventional | 10/05/2023 |  | 11/28/2023
Carrier Corp. - Indianapolis | Day & Night | RAW049K* | RAW049K* |  |  | Voluntarily Certified | Single-package air conditioner | False | False | 46500 |  | 16 | 13.4 |  |  | True | 12 | 30 | 12 |  |  | False | Conventional | 10/05/2023 |  | 11/28/2023
Carrier Corp. - Indianapolis | Heil | RAW049K* | RAW049K* |  |  | Voluntarily Certified | Single-package air conditioner | False | False | 46500 |  | 16 | 13.4 |  |  | True | 12 | 30 | 12 |  |  | False | Conventional | 10/05/2023 |  | 11/28/2023
Carrier Corp. - Indianapolis | Keeprite | RAW049K* | RAW049K* |  |  | Voluntarily Certified | Single-package air conditioner | False | False | 46500 |  | 16 | 13.4 |  |  | True | 12 | 30 | 12 |  |  | False | Conventional | 10/05/2023 |  | 11/28/2023
Carrier Corp. - Indianapolis | Tempstar | RAW049K* | RAW049K* |  |  | Voluntarily Certified | Single-package air conditioner | False | False | 46500 |  | 16 | 13.4 |  |  | True | 12 | 30 | 12 |  |  | False | Conventional | 10/05/2023 |  | 11/28/2023
Carrier Corp. - Indianapolis | Arcoaire | RAW061K* | RAW061K* |  |  | Voluntarily Certified | Single-package air conditioner | False | False | 59000 |  | 16.5 | 13.4 |  |  | True | 30 | 30 | 12 |  |  | False | Conventional | 10/05/2023 |  | 11/28/2023
Carrier Corp. - Indianapolis | Day & Night | RAW061K* | RAW061K* |  |  | Voluntarily Certified | Single-package air conditioner | False | False | 59000 |  | 16.5 | 13.4 |  |  | True | 30 | 30 | 12 |  |  | False | Conventional | 10/05/2023 |  | 11/28/2023
Carrier Corp. - Indianapolis | Heil | RAW061K* | RAW061K* |  |  | Voluntarily Certified | Single-package air conditioner | False | False | 59000 |  | 16.5 | 13.4 |  |  | True | 30 | 30 | 12 |  |  | False | Conventional | 10/05/2023 |  | 11/28/2023
Carrier Corp. - Indianapolis | Keeprite | RAW061K* | RAW061K* |  |  | Voluntarily Certified | Single-package air conditioner | False | False | 59000 |  | 16.5 | 13.4 |  |  | True | 30 | 30 | 12 |  |  | False | Conventional | 10/05/2023 |  | 11/28/2023
Carrier Corp. - Indianapolis | Tempstar | RAW061K* | RAW061K* |  |  | Voluntarily Certified | Single-package air conditioner | False | False | 59000 |  | 16.5 | 13.4 |  |  | True | 30 | 30 | 12 |  |  | False | Conventional | 10/05/2023 |  | 11/28/2023
Carrier Corp. - Indianapolis | Arcoaire | RGV037K* | RGV037K* |  |  | Voluntarily Certified | Single-package air conditioner | False | False | 34000 |  | 13.4 | 13.4 |  |  | True | 9 | 30 | 11.5 |  |  | False | Conventional | 10/05/2023 |  | 11/28/2023
Carrier Corp. - Indianapolis | Day & Night | RGV037K* | RGV037K* |  |  | Voluntarily Certified | Single-package air conditioner | False | False | 34000 |  | 13.4 | 13.4 |  |  | True | 9 | 30 | 11.5 |  |  | False | Conventional | 10/05/2023 |  | 11/28/2023
Carrier Corp. - Indianapolis | Heil | RGV037K* | RGV037K* |  |  | Voluntarily Certified | Single-package air conditioner | False | False | 34000 |  | 13.4 | 13.4 |  |  | True | 9 | 30 | 11.5 |  |  | False | Conventional | 10/05/2023 |  | 11/28/2023
Carrier Corp. - Indianapolis | Keeprite | RGV037K* | RGV037K* |  |  | Voluntarily Certified | Single-package air conditioner | False | False | 34000 |  | 13.4 | 13.4 |  |  | True | 9 | 30 | 11.5 |  |  | False | Conventional | 10/05/2023 |  | 11/28/2023
Carrier Corp. - Indianapolis | Tempstar | RGV037K* | RGV037K* |  |  | Voluntarily Certified | Single-package air conditioner | False | False | 34000 |  | 13.4 | 13.4 |  |  | True | 9 | 30 | 11.5 |  |  | False | Conventional | 10/05/2023 |  | 11/28/2023
Carrier Corp. - Indianapolis | Arcoaire | RGV049K* | RGV049K* |  |  | Voluntarily Certified | Single-package air conditioner | False | False | 48000 |  | 13.8 | 13.4 |  |  | True | 12 | 30 | 11.5 |  |  | False | Conventional | 10/05/2023 |  | 11/28/2023
Carrier Corp. - Indianapolis | Day & Night | RGV049K* | RGV049K* |  |  | Voluntarily Certified | Single-package air conditioner | False | False | 48000 |  | 13.8 | 13.4 |  |  | True | 12 | 30 | 11.5 |  |  | False | Conventional | 10/05/2023 |  | 11/28/2023
Carrier Corp. - Indianapolis | Heil | RGV049K* | RGV049K* |  |  | Voluntarily Certified | Single-package air conditioner | False | False | 48000 |  | 13.8 | 13.4 |  |  | True | 12 | 30 | 11.5 |  |  | False | Conventional | 10/05/2023 |  | 11/28/2023
Carrier Corp. - Indianapolis | Keeprite | RGV049K* | RGV049K* |  |  | Voluntarily Certified | Single-package air conditioner | False | False | 48000 |  | 13.8 | 13.4 |  |  | True | 12 | 30 | 11.5 |  |  | False | Conventional | 11/28/2023 |  | 11/28/2023
Trane U.S. Inc. | RunTru | 4WCA4024C1 | 4WCA4024C1 |  |  | Voluntarily Certified | Single-package heat pumps (oth | False | False | 23600 | 23000 | 13.4 | 13.4 | 6.7 | 6.7 | False | 4 | 33 | 10.6 |  |  | False | Conventional | 05/05/2023 |  | 11/28/2023
Trane U.S. Inc. | RunTru | 4WCA4030C1 | 4WCA4030C1 |  |  | Voluntarily Certified | Single-package heat pumps (oth | False | False | 29000 | 26400 | 13.4 | 13.4 | 6.7 | 6.7 | False | 4 | 33 | 10.6 |  |  | False | Conventional | 05/05/2023 |  | 11/28/2023
Trane U.S. Inc. | RunTru | 4WCA4036C1 | 4WCA4036C1 |  |  | Voluntarily Certified | Single-package heat pumps (oth | False | False | 34200 | 30200 | 13.4 | 13.4 | 6.7 | 6.7 | False | 4 | 33 | 10.6 |  |  | False | Conventional | 05/05/2023 |  | 11/28/2023
Trane U.S. Inc. | RunTru | 4WCA4042C1 | 4WCA4042C1 |  |  | Voluntarily Certified | Single-package heat pumps (oth | False | False | 41000 | 37400 | 13.4 | 13.4 | 6.7 | 6.7 | False | 4 | 33 | 10.6 |  |  | False | Conventional | 05/05/2023 |  | 11/28/2023
Trane U.S. Inc. | RunTru | 4WCA4048C1 | 4WCA4048C1 |  |  | Voluntarily Certified | Single-package heat pumps (oth | False | False | 46500 | 44500 | 13.4 | 13.4 | 6.7 | 6.7 | False | 3 | 33 | 10.6 |  |  | False | Conventional | 05/05/2023 |  | 11/28/2023
Trane U.S. Inc. | RunTru | 4WCA4060C1 | 4WCA4060C1 |  |  | Voluntarily Certified | Single-package heat pumps (oth | False | False | 56000 | 53500 | 13.4 | 13.4 | 6.7 | 6.7 | False | 3 | 33 | 10.6 |  |  | False | Conventional | 05/05/2023 |  | 11/28/2023
Trane U.S. Inc. | RunTru | A4HP4018D1 | A4HP4018D1 | TAM9A0B30V31 |  | Voluntarily Certified | Single-split-system heat pumps | False | False | 19300 | 19000 | 14.3 | 14.3 | 7.5 | 7.5 | False | 11 | 33 | 11.7 |  | Blower Coil System | False | Conventional | 05/05/2023 |  | 11/28/2023
Trane U.S. Inc. | RunTru | A4HP4024D1 | A4HP4024D1 | TAM9A0B30V31 |  | Voluntarily Certified | Single-split-system heat pumps | False | False | 24000 | 22000 | 14.3 | 14.3 | 7.5 | 7.5 | False | 11 | 33 | 11.7 |  | Blower Coil System | False | Conventional | 05/05/2023 |  | 11/28/2023
Trane U.S. Inc. | RunTru | A4HP4030D1 | A4HP4030D1 | TAM9A0B30V31 |  | Voluntarily Certified | Single-split-system heat pumps | False | False | 28400 | 25200 | 14.3 | 14.3 | 7.5 | 7.5 | False | 11 | 33 | 11.7 |  | Blower Coil System | False | Conventional | 05/05/2023 |  | 11/28/2023
Trane U.S. Inc. | RunTru | A4HP4036D1 | A4HP4036D1 | TEM6A0C36H31+TDR |  | Voluntarily Certified | Single-split-system heat pumps | False | False | 34200 | 32400 | 14.3 | 14.3 | 7.5 | 7.5 | False | 10 | 33 | 11.7 |  | Blower Coil System | False | Conventional | 05/05/2023 |  | 11/28/2023
Trane U.S. Inc. | RunTru | A4HP4042D1 | A4HP4042D1 | TEM6A0C42H41+TDR |  | Voluntarily Certified | Single-split-system heat pumps | False | False | 39500 | 38500 | 14.3 | 14.3 | 7.5 | 7.5 | False | 9 | 33 | 11.7 |  | Blower Coil System | False | Conventional | 05/05/2023 |  | 11/28/2023
Trane U.S. Inc. | RunTru | A4HP4048D1 | A4HP4048D1 | TEM6A0D48H41+TDR |  | Voluntarily Certified | Single-split-system heat pumps | False | False | 46000 | 45000 | 14.3 | 14.3 | 7.5 | 7.5 | False | 8 | 33 | 11.7 | 0 | Blower Coil System | False | Conventional | 07/06/2023 |  | 11/28/2023
Trane U.S. Inc. | RunTru | A4HP4060D1 | A4HP4060D1 | TEM6A0D60H51+TDR |  | Voluntarily Certified | Single-split-system heat pumps | False | False | 54500 | 54000 | 14.3 | 14.3 | 7.5 | 7.5 | False | 7 | 33 | 11.7 |  | Blower Coil System | False | Conventional | 05/05/2023 |  | 11/28/2023
Trane U.S. Inc. | RunTru | A4HP5018D1 | A4HP5018D1 | TAM9A0B30V31 |  | Voluntarily Certified | Single-split-system heat pumps | False | False | 19300 | 19000 | 14.3 | 14.3 | 7.5 | 7.5 | False | 11 | 33 | 11.7 |  | Blower Coil System | False | Conventional | 05/05/2023 |  | 11/28/2023
Trane U.S. Inc. | RunTru | A4HP5024D1 | A4HP5024D1 | TAM9A0B30V31 |  | Voluntarily Certified | Single-split-system heat pumps | False | False | 24000 | 22000 | 14.3 | 14.3 | 7.5 | 7.5 | False | 11 | 33 | 11.7 |  | Blower Coil System | False | Conventional | 05/05/2023 |  | 11/28/2023
Trane U.S. Inc. | RunTru | A4HP5030D1 | A4HP5030D1 | TAM9A0B30V31 |  | Voluntarily Certified | Single-split-system heat pumps | False | False | 28400 | 25200 | 14.3 | 14.3 | 7.5 | 7.5 | False | 11 | 33 | 11.7 |  | Blower Coil System | False | Conventional | 05/05/2023 |  | 11/28/2023
Trane U.S. Inc. | RunTru | A4HP5036D1 | A4HP5036D1 | TEM6A0C36H31+TDR |  | Voluntarily Certified | Single-split-system heat pumps | False | False | 34200 | 32400 | 14.3 | 14.3 | 7.5 | 7.5 | False | 10 | 33 | 11.7 |  | Blower Coil System | False | Conventional | 05/05/2023 |  | 11/28/2023
Trane U.S. Inc. | RunTru | A4HP5042D1 | A4HP5042D1 | TEM6A0C42H41+TDR |  | Voluntarily Certified | Single-split-system heat pumps | False | False | 39500 | 38500 | 14.3 | 14.3 | 7.5 | 7.5 | False | 9 | 33 | 11.7 |  | Blower Coil System | False | Conventional | 05/05/2023 |  | 11/28/2023
Trane U.S. Inc. | RunTru | A4HP5048D1 | A4HP5048D1 | TEM6A0D48H41+TDR |  | Voluntarily Certified | Single-split-system heat pumps | False | False | 46000 | 45000 | 14.3 | 14.3 | 7.5 | 7.5 | False | 8 | 33 | 11.7 | 0 | Blower Coil System | False | Conventional | 07/06/2023 |  | 11/28/2023
Trane U.S. Inc. | RunTru | A4HP5060D1 | A4HP5060D1 | TEM6A0D60H51+TDR |  | Voluntarily Certified | Single-split-system heat pumps | False | False | 54500 | 54000 | 14.3 | 14.3 | 7.5 | 7.5 | False | 7 | 33 | 11.7 |  | Blower Coil System | False | Conventional | 05/05/2023 |  | 11/28/2023
Trane U.S. Inc. | Trane | 4DCZ5024E1 | 4DCZ5024E1 |  |  | Voluntarily Certified | Single-package heat pumps (oth | False | False | 23800 | 22800 | 15 | 13.4 | 7.25 | 6.7 | False | 3 | 33 | 11 |  |  | False | Conventional | 05/05/2023 |  | 11/28/2023
Trane U.S. Inc. | Trane | 4DCZ5024F1 | 4DCZ5024F1 |  |  | Voluntarily Certified | Single-package heat pumps (oth | False | False | 23800 | 22800 | 15.2 | 13.4 | 7.25 | 6.7 | False | 3 | 33 | 11 | 0 |  | False | Conventional | 07/06/2023 |  | 11/28/2023
Trane U.S. Inc. | Trane | 4DCZ5036E1 | 4DCZ5036E1 |  |  | Voluntarily Certified | Single-package heat pumps (oth | False | False | 35200 | 31000 | 15 | 13.4 | 6.7 | 6.7 | False | 3 | 33 | 11 |  |  | False | Conventional | 05/05/2023 |  | 11/28/2023
Trane U.S. Inc. | Trane | 4DCZ5048E1 | 4DCZ5048E1 |  |  | Voluntarily Certified | Single-package heat pumps (oth | False | False | 47500 | 43000 | 15 | 13.4 | 6.7 | 6.7 | False | 3 | 33 | 11 |  |  | False | Conventional | 05/05/2023 |  | 11/28/2023
Trane U.S. Inc. | Trane | 4DCZ5060E1 | 4DCZ5060E1 |  |  | Voluntarily Certified | Single-package heat pumps (oth | False | False | 56500 | 55500 | 14.65 | 13.4 | 7.45 | 6.7 | False | 2 | 33 | 11 |  |  | False | Conventional | 05/05/2023 |  | 11/28/2023
Trane U.S. Inc. | Trane | 4TWL5024N1 | 4TWL5024N1 | 4TXCB006DS3 | S9V2B040U3PSB | Voluntarily Certified | Single-split-system heat pumps | False | False | 23000 | 22200 | 14.3 | 14.3 | 7.5 | 7.5 | False | 2 | 33 | 11.7 | 0 | Blower Coil System | False | Conventional | 07/06/2023 |  | 11/28/2023
Trane U.S. Inc. | Trane | 4TWL5030N1 | 4TWL5030N1 | 4TXCB006DS3 | S9V2B040U3PSB | Voluntarily Certified | Single-split-system heat pumps | False | False | 29000 | 27600 | 14.3 | 14.3 | 7.5 | 7.5 | False | 2 | 33 | 11.7 | 0 | Blower Coil System | False | Conventional | 07/06/2023 |  | 11/28/2023
Trane U.S. Inc. | Trane | 4TWL5036N1 | 4TWL5036N1 | 4TXCB006DS3 | S9V2B040U3PSB | Voluntarily Certified | Single-split-system heat pumps | False | False | 35000 | 33200 | 14.3 | 14.3 | 7.5 | 7.5 | False | 2 | 33 | 11.7 |  | Blower Coil System | False | Conventional | 05/05/2023 |  | 11/28/2023
Trane U.S. Inc. | Trane | 4TWL5042N1 | 4TWL5042N1 | 4TXCC007DS3 | S9V2C080U5PSB | Voluntarily Certified | Single-split-system heat pumps | False | False | 45000 | 44500 | 14.3 | 14.3 | 7.5 | 7.5 | False | 2 | 33 | 11.5 |  | Blower Coil System | False | Conventional | 05/05/2023 |  | 11/28/2023
Trane U.S. Inc. | Trane | 4TWL5048N1 | 4TWL5048N1 | 4TXCC007DS3 | S9V2C080U5PSB | Voluntarily Certified | Single-split-system heat pumps | False | False | 45500 | 45000 | 14.3 | 14.3 | 7.5 | 7.5 | False | 2 | 33 | 11.5 |  | Blower Coil System | False | Conventional | 05/05/2023 |  | 11/28/2023
Trane U.S. Inc. | Trane | 4TWR4018N1 | 4TWR4018N1 | TAM9A0B30V31 |  | Voluntarily Certified | Single-split-system heat pumps | False | False | 19300 | 19000 | 14.3 | 14.3 | 7.5 | 7.5 | False | 11 | 33 | 11.7 |  | Blower Coil System | False | Conventional | 05/05/2023 |  | 11/28/2023
Trane U.S. Inc. | Trane | 4TWR4024N1 | 4TWR4024N1 | TAM9A0B30V31 |  | Voluntarily Certified | Single-split-system heat pumps | False | False | 24000 | 22000 | 14.3 | 14.3 | 7.5 | 7.5 | False | 11 | 33 | 11.7 |  | Blower Coil System | False | Conventional | 05/05/2023 |  | 11/28/2023
Trane U.S. Inc. | Trane | 4TWR4030N1 | 4TWR4030N1 | TAM9A0B30V31 |  | Voluntarily Certified | Single-split-system heat pumps | False | False | 28400 | 25200 | 14.3 | 14.3 | 7.5 | 7.5 | False | 11 | 33 | 11.7 |  | Blower Coil System | False | Conventional | 05/05/2023 |  | 11/28/2023
Trane U.S. Inc. | Trane | 4TWR4036N1 | 4TWR4036N1 | TEM6A0C36H31+TDR |  | Voluntarily Certified | Single-split-system heat pumps | False | False | 34200 | 32400 | 14.3 | 14.3 | 7.5 | 7.5 | False | 10 | 33 | 11.7 |  | Blower Coil System | False | Conventional | 05/05/2023 |  | 11/28/2023
Trane U.S. Inc. | Trane | 4TWR4042N1 | 4TWR4042N1 | TEM6A0C42H41+TDR |  | Voluntarily Certified | Single-split-system heat pumps | False | False | 39500 | 38500 | 14.3 | 14.3 | 7.5 | 7.5 | False | 9 | 33 | 11.7 |  | Blower Coil System | False | Conventional | 05/05/2023 |  | 11/28/2023
Trane U.S. Inc. | Trane | 4TWR4048N1 | 4TWR4048N1 | TEM6A0D48H41+TDR |  | Voluntarily Certified | Single-split-system heat pumps | False | False | 46000 | 45000 | 14.3 | 14.3 | 7.5 | 7.5 | False | 8 | 33 | 11.7 | 0 | Blower Coil System | False | Conventional | 07/06/2023 |  | 11/28/2023
Trane U.S. Inc. | Trane | 4TWR4060N1 | 4TWR4060N1 | TEM6A0D60H51+TDR |  | Voluntarily Certified | Single-split-system heat pumps | False | False | 54500 | 54000 | 14.3 | 14.3 | 7.5 | 7.5 | False | 7 | 33 | 11.7 |  | Blower Coil System | False | Conventional | 05/05/2023 |  | 11/28/2023
Trane U.S. Inc. | Trane | 4TWR5018N1 | 4TWR5018N1 | TAM9A0B30V31 |  | Voluntarily Certified | Single-split-system heat pumps | False | False | 19300 | 19000 | 14.3 | 14.3 | 7.5 | 7.5 | False | 11 | 33 | 11.7 |  | Blower Coil System | False | Conventional | 05/05/2023 |  | 11/28/2023
Trane U.S. Inc. | Trane | 4TWR5024N1 | 4TWR5024N1 | TAM9A0B30V31 |  | Voluntarily Certified | Single-split-system heat pumps | False | False | 24000 | 22000 | 14.3 | 14.3 | 7.5 | 7.5 | False | 11 | 33 | 11.7 |  | Blower Coil System | False | Conventional | 05/05/2023 |  | 11/28/2023
Trane U.S. Inc. | Trane | 4TWR5030N1 | 4TWR5030N1 | TAM9A0B30V31 |  | Voluntarily Certified | Single-split-system heat pumps | False | False | 28400 | 25200 | 14.3 | 14.3 | 7.5 | 7.5 | False | 11 | 33 | 11.7 |  | Blower Coil System | False | Conventional | 05/05/2023 |  | 11/28/2023
Trane U.S. Inc. | Trane | 4TWR5036N1 | 4TWR5036N1 | TEM6A0C36H31+TDR |  | Voluntarily Certified | Single-split-system heat pumps | False | False | 34200 | 32400 | 14.3 | 14.3 | 7.5 | 7.5 | False | 10 | 33 | 11.7 |  | Blower Coil System | False | Conventional | 05/05/2023 |  | 11/28/2023
Trane U.S. Inc. | Trane | 4TWR5042N1 | 4TWR5042N1 | TEM6A0C42H41+TDR |  | Voluntarily Certified | Single-split-system heat pumps | False | False | 39500 | 38500 | 14.3 | 14.3 | 7.5 | 7.5 | False | 9 | 33 | 11.7 |  | Blower Coil System | False | Conventional | 05/05/2023 |  | 11/28/2023
Trane U.S. Inc. | Trane | 4TWR5048N1 | 4TWR5048N1 | TEM6A0D48H41+TDR |  | Voluntarily Certified | Single-split-system heat pumps | False | False | 46000 | 45000 | 14.3 | 14.3 | 7.5 | 7.5 | False | 8 | 33 | 11.7 | 0 | Blower Coil System | False | Conventional | 07/06/2023 |  | 11/28/2023
Trane U.S. Inc. | Trane | 4TWR5060N1 | 4TWR5060N1 | TEM6A0D60H51+TDR |  | Voluntarily Certified | Single-split-system heat pumps | False | False | 54500 | 54000 | 14.3 | 14.3 | 7.5 | 7.5 | False | 7 | 33 | 11.7 |  | Blower Coil System | False | Conventional | 05/05/2023 |  | 11/28/2023
Trane U.S. Inc. | Trane | 4TWR6024N1 | 4TWR6024N1 | TAM9A0B30V31 |  | Voluntarily Certified | Single-split-system heat pumps | False | False | 25000 | 24600 | 16 | 14.3 | 8 | 7.5 | False | 19 | 33 | 12 |  | Blower Coil System | False | Conventional | 05/05/2023 |  | 11/28/2023
Trane U.S. Inc. | Trane | 4TWR6030H1 | 4TWR6030H1 | TEM6A0B30H21+TDR |  | Voluntarily Certified | Single-split-system heat pumps | False | False | 28000 | 28000 | 15.2 | 14.3 | 7.8 | 7.5 | False | 8 | 33 | 12 |  | Blower Coil System | False | Conventional | 05/05/2023 |  | 11/28/2023
Trane U.S. Inc. | Trane | 4TWR6036N1 | 4TWR6036N1 | TAM9A0C36V31 |  | Voluntarily Certified | Single-split-system heat pumps | False | False | 37000 | 31400 | 16 | 14.3 | 8 | 7.5 | False | 18 | 33 | 12 | 0 | Blower Coil System | False | Conventional | 07/06/2023 |  | 11/28/2023
Trane U.S. Inc. | Trane | 4TWR6042H1 | 4TWR6042H1 | TEM6A0C42H41+TDR |  | Voluntarily Certified | Single-split-system heat pumps | False | False | 39500 | 39000 | 15.2 | 14.3 | 7.8 | 7.5 | False | 9 | 33 | 12 |  | Blower Coil System | False | Conventional | 05/05/2023 |  | 11/28/2023
Trane U.S. Inc. | Trane | 4TWR6048N1 | 4TWR6048N1 | TAM9A0C48V41 |  | Voluntarily Certified | Single-split-system heat pumps | False | False | 46000 | 46500 | 16 | 14.3 | 8 | 7.5 | False | 15 | 33 | 12 |  | Blower Coil System | False | Conventional | 05/05/2023 |  | 11/28/2023
Trane U.S. Inc. | Trane | 4TWR6060N1 | 4TWR6060N1 | TAM9A0C60V51 |  | Voluntarily Certified | Single-split-system heat pumps | False | False | 54500 | 52500 | 15.6 | 14.3 | 8 | 7.5 | False | 12 | 33 | 11.7 |  | Blower Coil System | False | Conventional | 05/05/2023 |  | 11/28/2023
Trane U.S. Inc. | Trane | 4TWV7X24A1 | 4TWV7X24A1 | TAMXA0B30V31 |  | Voluntarily Certified | Single-split-system heat pumps | False | False | 23800 | 18200 | 17 | 14.3 | 8.2 | 7.5 | False | 21 | 33 | 12 | 0 | Blower Coil System | True | Conventional | 07/06/2023 |  | 11/28/2023
Trane U.S. Inc. | Trane | 4TWV7X36A1 | 4TWV7X36A1 | TAMXA0C36V31 |  | Voluntarily Certified | Single-split-system heat pumps | False | False | 34600 | 36000 | 17 | 14.3 | 8.2 | 7.5 | False | 21 | 33 | 12 | 0 | Blower Coil System | True | Conventional | 07/06/2023 |  | 11/28/2023
Trane U.S. Inc. | Trane | 4TWV7X48A1 | 4TWV7X48A1 | TAMXA0C48V41 |  | Voluntarily Certified | Single-split-system heat pumps | False | False | 45500 | 40000 | 17 | 14.3 | 8.2 | 7.5 | False | 18 | 33 | 11.7 | 0 | Blower Coil System | True | Conventional | 07/06/2023 |  | 11/28/2023
Trane U.S. Inc. | Trane | 4TWV7X60A1 | 4TWV7X60A1 | TAMXA0C60V51 |  | Voluntarily Certified | Single-split-system heat pumps | False | False | 53000 | 54000 | 17 | 14.3 | 8.2 | 7.5 | False | 16 | 33 | 12 | 0 | Blower Coil System | True | Conventional | 07/06/2023 |  | 11/28/2023
Trane U.S. Inc. | Trane | 4TWX5018N1 | 4TWX5018N1 | TAM9A0B30V31 |  | Voluntarily Certified | Single-split-system heat pumps | False | False | 19300 | 19000 | 14.3 | 14.3 | 7.5 | 7.5 | False | 11 | 33 | 11.7 |  | Blower Coil System | False | Conventional | 05/05/2023 |  | 11/28/2023
Trane U.S. Inc. | Trane | 4TWX5024N1 | 4TWX5024N1 | TAM9A0B30V31 |  | Voluntarily Certified | Single-split-system heat pumps | False | False | 24000 | 22000 | 14.3 | 14.3 | 7.5 | 7.5 | False | 11 | 33 | 11.7 |  | Blower Coil System | False | Conventional | 05/05/2023 |  | 11/28/2023
Trane U.S. Inc. | Trane | 4TWX5030N1 | 4TWX5030N1 | TAM9A0B30V31 |  | Voluntarily Certified | Single-split-system heat pumps | False | False | 28400 | 25200 | 14.3 | 14.3 | 7.5 | 7.5 | False | 11 | 33 | 11.7 |  | Blower Coil System | False | Conventional | 05/05/2023 |  | 11/28/2023
Trane U.S. Inc. | Trane | 4TWX5036N1 | 4TWX5036N1 | TEM6A0C36H31+TDR |  | Voluntarily Certified | Single-split-system heat pumps | False | False | 34200 | 32400 | 14.3 | 14.3 | 7.5 | 7.5 | False | 10 | 33 | 11.7 |  | Blower Coil System | False | Conventional | 05/05/2023 |  | 11/28/2023
Trane U.S. Inc. | Trane | 4TWX5042N1 | 4TWX5042N1 | TEM6A0C42H41+TDR |  | Voluntarily Certified | Single-split-system heat pumps | False | False | 39500 | 38500 | 14.3 | 14.3 | 7.5 | 7.5 | False | 9 | 33 | 11.7 |  | Blower Coil System | False | Conventional | 05/05/2023 |  | 11/28/2023
Trane U.S. Inc. | Trane | 4TWX5048N1 | 4TWX5048N1 | TEM6A0D48H41+TDR |  | Voluntarily Certified | Single-split-system heat pumps | False | False | 46000 | 45000 | 14.3 | 14.3 | 7.5 | 7.5 | False | 8 | 33 | 11.7 | 0 | Blower Coil System | False | Conventional | 07/06/2023 |  | 11/28/2023
Trane U.S. Inc. | Trane | 4TWX5060N1 | 4TWX5060N1 | TEM6A0D60H51+TDR |  | Voluntarily Certified | Single-split-system heat pumps | False | False | 54500 | 54000 | 14.3 | 14.3 | 7.5 | 7.5 | False | 7 | 33 | 11.7 |  | Blower Coil System | False | Conventional | 05/05/2023 |  | 11/28/2023
Trane U.S. Inc. | Trane | 4TWX6030H1 | 4TWX6030H1 | TEM6A0B30H21+TDR |  | Voluntarily Certified | Single-split-system heat pumps | False | False | 28000 | 28000 | 15.2 | 14.3 | 7.8 | 7.5 | False | 8 | 33 | 12 |  | Blower Coil System | False | Conventional | 05/05/2023 |  | 11/28/2023
Trane U.S. Inc. | Trane | 4TWX6042H1 | 4TWX6042H1 | TEM6A0C42H41+TDR |  | Voluntarily Certified | Single-split-system heat pumps | False | False | 39500 | 39000 | 15.2 | 14.3 | 7.8 | 7.5 | False | 9 | 33 | 12 |  | Blower Coil System | False | Conventional | 05/05/2023 |  | 11/28/2023
Trane U.S. Inc. | Trane | 4TWX7024E1 | 4TWX7024E1 | TAM9A0B30V31 |  | Voluntarily Certified | Single-split-system heat pumps | False | False | 25000 | 24600 | 17 | 14.3 | 8 | 7.5 | False | 19 | 33 | 12.2 |  | Blower Coil System | False | Conventional | 05/05/2023 |  | 11/28/2023
Trane U.S. Inc. | Trane | 4TWX7036E1 | 4TWX7036E1 | TAM9A0C36V31 |  | Voluntarily Certified | Single-split-system heat pumps | False | False | 37000 | 31400 | 17 | 14.3 | 8 | 7.5 | False | 18 | 33 | 12.2 | 0 | Blower Coil System | False | Conventional | 07/06/2023 |  | 11/28/2023
Trane U.S. Inc. | Trane | 4TWX7048E1 | 4TWX7048E1 | TAM9A0C48V41 |  | Voluntarily Certified | Single-split-system heat pumps | False | False | 46000 | 46500 | 16.6 | 14.3 | 8 | 7.5 | False | 15 | 33 | 12.2 |  | Blower Coil System | False | Conventional | 05/05/2023 |  | 11/28/2023
Trane U.S. Inc. | Trane | 4TWX7060E1 | 4TWX7060E1 | TAM9A0C60V51 |  | Voluntarily Certified | Single-split-system heat pumps | False | False | 54500 | 52500 | 16 | 14.3 | 8 | 7.5 | False | 12 | 33 | 12 |  | Blower Coil System | False | Conventional | 05/05/2023 |  | 11/28/2023
Trane U.S. Inc. | Trane | 4WCC4024E1 | 4WCC4024E1 |  |  | Voluntarily Certified | Single-package heat pumps (oth | False | False | 23800 | 23200 | 13.4 | 13.4 | 7 | 6.7 | False | 4 | 33 | 11 |  |  | False | Conventional | 05/05/2023 |  | 11/28/2023
Trane U.S. Inc. | Trane | 4WCC4030E1 | 4WCC4030E1 |  |  | Voluntarily Certified | Single-package heat pumps (oth | False | False | 29800 | 28600 | 13.4 | 13.4 | 7 | 6.7 | False | 4 | 33 | 11 |  |  | False | Conventional | 05/05/2023 |  | 11/28/2023
Trane U.S. Inc. | Trane | 4WCC4036E1 | 4WCC4036E1 |  |  | Voluntarily Certified | Single-package heat pumps (oth | False | False | 35200 | 34400 | 13.4 | 13.4 | 7 | 6.7 | False | 4 | 33 | 11 |  |  | False | Conventional | 05/05/2023 |  | 11/28/2023
Trane U.S. Inc. | Trane | 4WCC4042E1 | 4WCC4042E1 |  |  | Voluntarily Certified | Single-package heat pumps (oth | False | False | 43000 | 39000 | 13.4 | 13.4 | 7 | 6.7 | False | 3 | 33 | 11 |  |  | False | Conventional | 05/05/2023 |  | 11/28/2023
Trane U.S. Inc. | Trane | 4WCC4048E1 | 4WCC4048E1 |  |  | Voluntarily Certified | Single-package heat pumps (oth | False | False | 47000 | 45000 | 13.4 | 13.4 | 7 | 6.7 | False | 3 | 33 | 11 |  |  | False | Conventional | 05/05/2023 |  | 11/28/2023
Trane U.S. Inc. | Trane | 4WCC4060E1 | 4WCC4060E1 |  |  | Voluntarily Certified | Single-package heat pumps (oth | False | False | 57000 | 55000 | 13.4 | 13.4 | 7 | 6.7 | False | 3 | 33 | 11 |  |  | False | Conventional | 05/05/2023 |  | 11/28/2023
Trane U.S. Inc. | Trane | 4WCZ5024E1 | 4WCZ5024E1 |  |  | Voluntarily Certified | Single-package heat pumps (oth | False | False | 23800 | 22800 | 15 | 13.4 | 7.25 | 6.7 | False | 5 | 33 | 11 |  |  | False | Conventional | 05/05/2023 |  | 11/28/2023
Trane U.S. Inc. | Trane | 4WCZ5024F1 | 4WCZ5024F1 |  |  | Voluntarily Certified | Single-package heat pumps (oth | False | False | 23800 | 22800 | 15.2 | 13.4 | 7.25 | 6.7 | False | 5 | 33 | 11 | 0 |  | False | Conventional | 07/06/2023 |  | 11/28/2023
Trane U.S. Inc. | Trane | 4WCZ5036E1 | 4WCZ5036E1 |  |  | Voluntarily Certified | Single-package heat pumps (oth | False | False | 35200 | 31000 | 15 | 13.4 | 6.7 | 6.7 | False | 5 | 33 | 11 |  |  | False | Conventional | 05/05/2023 |  | 11/28/2023
Trane U.S. Inc. | Trane | 4WCZ5048E1 | 4WCZ5048E1 |  |  | Voluntarily Certified | Single-package heat pumps (oth | False | False | 47500 | 43000 | 15 | 13.4 | 6.7 | 6.7 | False | 3 | 33 | 11 |  |  | False | Conventional | 05/05/2023 |  | 11/28/2023
Trane U.S. Inc. | Trane | 4WCZ5060E1 | 4WCZ5060E1 |  |  | Voluntarily Certified | Single-package heat pumps (oth | False | False | 56500 | 55500 | 14.65 | 13.4 | 7.45 | 6.7 | False | 3 | 33 | 11 |  |  | False | Conventional | 05/05/2023 |  | 11/28/2023
Trane U.S. Inc. | Trane | 4WHC4024B1 | 4WHC4024B1 |  |  | Voluntarily Certified | Single-package heat pumps (oth | False | False | 24200 | 22200 | 13.4 | 13.4 | 6.7 | 6.7 | False | 3 | 33 | 10.6 |  |  | False | Conventional | 05/05/2023 |  | 11/28/2023
Trane U.S. Inc. | Trane | 4WHC4030B1 | 4WHC4030B1 |  |  | Voluntarily Certified | Single-package heat pumps (oth | False | False | 29400 | 26600 | 13.4 | 13.4 | 6.7 | 6.7 | False | 3 | 33 | 10.6 |  |  | False | Conventional | 05/05/2023 |  | 11/28/2023
Trane U.S. Inc. | Trane | 4WHC4036B1 | 4WHC4036B1 |  |  | Voluntarily Certified | Single-package heat pumps (oth | False | False | 35400 | 33000 | 13.4 | 13.4 | 6.7 | 6.7 | False | 4 | 33 | 10.6 |  |  | False | Conventional | 05/05/2023 |  | 11/28/2023
Trane U.S. Inc. | Trane | 4WHC4042B1 | 4WHC4042B1 |  |  | Voluntarily Certified | Single-package heat pumps (oth | False | False | 39500 | 35800 | 13.4 | 13.4 | 6.7 | 6.7 | False | 4 | 33 | 10.6 |  |  | False | Conventional | 05/05/2023 |  | 11/28/2023
Guangdong Chigo Heating & Ventilation Equipment Co., Ltd. | AIRDACH | ACTH4215NG2-D | ACTH4215NG2-D | AIDC4200NG3-D |  | Voluntarily Certified | Single-split-system heat pumps | False | False | 40000 | 41000 | 14.3 | 14.3 | 7.5 | 7.5 | True | 2 | 33 | 11.7 | 0 | Blower Coil System | False | Conventional | 07/06/2023 |  | 11/28/2023
Guangdong Chigo Heating & Ventilation Equipment Co., Ltd. | AIRDACH | ACTH4815NG2-D | ACTH4815NG2-D | AIDC4800NG3-D |  | Voluntarily Certified | Single-split-system heat pumps | False | False | 47500 | 47000 | 14.3 | 14.3 | 7.5 | 7.5 | True | 2 | 33 | 11.7 | 0 | Blower Coil System | False | Conventional | 07/06/2023 |  | 11/28/2023
Guangdong Chigo Heating & Ventilation Equipment Co., Ltd. | AIRDACH | ACTH6015NG2-D | ACTH6015NG2-D | AIDC6000NG3-D |  | Voluntarily Certified | Single-split-system heat pumps | False | False | 50000 | 48000 | 14.3 | 14.3 | 7.5 | 7.5 | True | 2 | 33 | 11.7 | 0 | Blower Coil System | False | Conventional | 07/06/2023 |  | 11/28/2023
Guangdong Chigo Heating & Ventilation Equipment Co., Ltd. | COMFORTSTAR | BAH4-18-15 | BAH4-18-15 | CWM4-18-15 |  | Voluntarily Certified | Single-split-system heat pumps | False | False | 17600 | 17200 | 14.7 | 14.3 | 7.5 | 7.5 | True | 2 | 33 | 11.7 | 0 | Blower Coil System | False | Wall-Mount | 07/06/2023 |  | 11/28/2023
Guangdong Chigo Heating & Ventilation Equipment Co., Ltd. | COMFORTSTAR | BAH4-24-15 | BAH4-24-15 | CWM4-24-15 |  | Voluntarily Certified | Single-split-system heat pumps | False | False | 23000 | 23000 | 14.3 | 14.3 | 7.5 | 7.5 | True | 2 | 33 | 11.7 | 0 | Blower Coil System | False | Wall-Mount | 07/06/2023 |  | 11/28/2023
Guangdong Chigo Heating & Ventilation Equipment Co., Ltd. | COMFORTSTAR | BAH4-30-15 | BAH4-30-15 | CWM4-30-15 |  | Voluntarily Certified | Single-split-system heat pumps | False | False | 28000 | 27000 | 14.7 | 14.3 | 7.5 | 7.5 | True | 2 | 33 | 11.7 | 0 | Blower Coil System | False | Wall-Mount | 07/06/2023 |  | 11/28/2023
Guangdong Chigo Heating & Ventilation Equipment Co., Ltd. | COMFORTSTAR | BAH4-36-15 | BAH4-36-15 | CWM4-36-15 |  | Voluntarily Certified | Single-split-system heat pumps | False | False | 33000 | 33000 | 14.3 | 14.3 | 7.5 | 7.5 | True | 2 | 33 | 11.7 | 0 | Blower Coil System | False | Wall-Mount | 07/06/2023 |  | 11/28/2023
Guangdong Chigo Heating & Ventilation Equipment Co., Ltd. | COMFORTSTAR | BAH4-42-15 | BAH4-42-15 | LUC4-42-15 |  | Voluntarily Certified | Single-split-system heat pumps | False | False | 40000 | 41000 | 14.3 | 14.3 | 7.5 | 7.5 | True | 2 | 33 | 11.7 | 0 | Blower Coil System | False | Conventional | 07/06/2023 |  | 11/28/2023
Guangdong Chigo Heating & Ventilation Equipment Co., Ltd. | COMFORTSTAR | BAH4-48-15 | BAH4-48-15 | LUC4-48-15 |  | Voluntarily Certified | Single-split-system heat pumps | False | False | 47500 | 47000 | 14.3 | 14.3 | 7.5 | 7.5 | True | 2 | 33 | 11.7 | 0 | Blower Coil System | False | Conventional | 07/06/2023 |  | 11/28/2023
Guangdong Chigo Heating & Ventilation Equipment Co., Ltd. | COMFORTSTAR | BAH4-60-15 | BAH4-60-15 | LUC4-60-15 |  | Voluntarily Certified | Single-split-system heat pumps | False | False | 50000 | 48000 | 14.3 | 14.3 | 7.5 | 7.5 | True | 2 | 33 | 11.7 | 0 | Blower Coil System | False | Conventional | 07/06/2023 |  | 11/28/2023
Guangdong Chigo Heating & Ventilation Equipment Co., Ltd. | Brothers | BRO-18HN5 | BRO-18HN5 | BRO-18AHFR5 |  | Voluntarily Certified | Single-split-system heat pumps | False | False | 17600 | 17200 | 14.7 | 14.3 | 7.5 | 7.5 | True | 2 | 33 | 11.7 | 0 | Blower Coil System | False | Wall-Mount | 07/06/2023 |  | 11/28/2023
Guangdong Chigo Heating & Ventilation Equipment Co., Ltd. | Brothers | BRO-24HN5 | BRO-24HN5 | BRO-24AHFR5 |  | Voluntarily Certified | Single-split-system heat pumps | False | False | 23000 | 23000 | 14.3 | 14.3 | 7.5 | 7.5 | True | 2 | 33 | 11.7 | 0 | Blower Coil System | False | Wall-Mount | 07/06/2023 |  | 11/28/2023
Guangdong Chigo Heating & Ventilation Equipment Co., Ltd. | Brothers | BRO-24HN5 | BRO-24HN5 | BRO-24AHFR8 |  | Voluntarily Certified | Single-split-system heat pumps | False | False | 23000 | 23000 | 14.3 | 14.3 | 7.5 | 7.5 | True | 2 | 33 | 11.7 | 0 | Blower Coil System | False | Wall-Mount | 07/06/2023 |  | 11/28/2023
Guangdong Chigo Heating & Ventilation Equipment Co., Ltd. | Brothers | BRO-30HN5 | BRO-30HN5 | BRO-30AHFR10 |  | Voluntarily Certified | Single-split-system heat pumps | False | False | 28000 | 27000 | 14.7 | 14.3 | 7.5 | 7.5 | True | 2 | 33 | 11.7 | 0 | Blower Coil System | False | Wall-Mount | 07/06/2023 |  | 11/28/2023
Guangdong Chigo Heating & Ventilation Equipment Co., Ltd. | Brothers | BRO-36HN5 | BRO-36HN5 | BRO-36AHFR10 |  | Voluntarily Certified | Single-split-system heat pumps | False | False | 33000 | 33000 | 14.3 | 14.3 | 7.5 | 7.5 | True | 2 | 33 | 11.7 | 0 | Blower Coil System | False | Wall-Mount | 07/06/2023 |  | 11/28/2023
Guangdong Chigo Heating & Ventilation Equipment Co., Ltd. | TGM | CTV15HN018A | CTV15HN018A | CTFRA15C018A |  | Voluntarily Certified | Single-split-system heat pumps | False | False | 17600 | 17200 | 14.7 | 14.3 | 7.5 | 7.5 | True | 2 | 33 | 11.7 | 0 | Blower Coil System | False | Wall-Mount | 07/06/2023 |  | 11/28/2023
Guangdong Chigo Heating & Ventilation Equipment Co., Ltd. | TGM | CTV15HN024A | CTV15HN024A | CTFRA15C024A |  | Voluntarily Certified | Single-split-system heat pumps | False | False | 23000 | 23000 | 14.3 | 14.3 | 7.5 | 7.5 | True | 2 | 33 | 11.7 | 0 | Blower Coil System | False | Wall-Mount | 07/06/2023 |  | 11/28/2023
Guangdong Chigo Heating & Ventilation Equipment Co., Ltd. | TGM | CTV15HN030A | CTV15HN030A | CTFRA15C030A |  | Voluntarily Certified | Single-split-system heat pumps | False | False | 28000 | 27000 | 14.7 | 14.3 | 7.5 | 7.5 | True | 2 | 33 | 11.7 | 0 | Blower Coil System | False | Wall-Mount | 07/06/2023 |  | 11/28/2023
Guangdong Chigo Heating & Ventilation Equipment Co., Ltd. | TGM | CTV15HN036A | CTV15HN036A | CTFRA15C036A |  | Voluntarily Certified | Single-split-system heat pumps | False | False | 33000 | 33000 | 14.3 | 14.3 | 7.5 | 7.5 | True | 2 | 33 | 11.7 | 0 | Blower Coil System | False | Wall-Mount | 07/06/2023 |  | 11/28/2023
Guangdong Chigo Heating & Ventilation Equipment Co., Ltd. | TGM | CTV15HN042A | CTV15HN042A | CTA15CN042A |  | Voluntarily Certified | Single-split-system heat pumps | False | False | 40000 | 41000 | 14.3 | 14.3 | 7.5 | 7.5 | True | 2 | 33 | 11.7 | 0 | Blower Coil System | False | Conventional | 07/06/2023 |  | 11/28/2023
Guangdong Chigo Heating & Ventilation Equipment Co., Ltd. | TGM | CTV15HN048A | CTV15HN048A | CTA15CN048A |  | Voluntarily Certified | Single-split-system heat pumps | False | False | 47500 | 47000 | 14.3 | 14.3 | 7.5 | 7.5 | True | 2 | 33 | 11.7 | 0 | Blower Coil System | False | Conventional | 07/06/2023 |  | 11/28/2023
Guangdong Chigo Heating & Ventilation Equipment Co., Ltd. | TGM | CTV15HN060A | CTV15HN060A | CTA15CN060A |  | Voluntarily Certified | Single-split-system heat pumps | False | False | 50000 | 48000 | 14.3 | 14.3 | 7.5 | 7.5 | True | 2 | 33 | 11.7 | 0 | Blower Coil System | False | Conventional | 07/06/2023 |  | 11/28/2023
Guangdong Chigo Heating & Ventilation Equipment Co., Ltd. | QUIK COMFORT | QC1518HDA | QC1518HDA | QA1518FEP |  | Voluntarily Certified | Single-split-system heat pumps | False | False | 17600 | 17200 | 14.7 | 14.3 | 7.5 | 7.5 | True | 2 | 33 | 11.7 | 0 | Blower Coil System | False | Wall-Mount | 07/06/2023 |  | 11/28/2023
Guangdong Chigo Heating & Ventilation Equipment Co., Ltd. | QUIK COMFORT | QC1524HDA | QC1524HDA | QA1524FEP |  | Voluntarily Certified | Single-split-system heat pumps | False | False | 23000 | 23000 | 14.3 | 14.3 | 7.5 | 7.5 | True | 2 | 33 | 11.7 | 0 | Blower Coil System | False | Wall-Mount | 07/06/2023 |  | 11/28/2023
Guangdong Chigo Heating & Ventilation Equipment Co., Ltd. | QUIK COMFORT | QC1530HDA | QC1530HDA | QA1530FEP |  | Voluntarily Certified | Single-split-system heat pumps | False | False | 28000 | 27000 | 14.7 | 14.3 | 7.5 | 7.5 | True | 2 | 33 | 11.7 | 0 | Blower Coil System | False | Wall-Mount | 07/06/2023 |  | 11/28/2023
Guangdong Chigo Heating & Ventilation Equipment Co., Ltd. | QUIK COMFORT | QC1536HDA | QC1536HDA | QA1536FEP |  | Voluntarily Certified | Single-split-system heat pumps | False | False | 33000 | 33000 | 14.3 | 14.3 | 7.5 | 7.5 | True | 2 | 33 | 11.7 | 0 | Blower Coil System | False | Wall-Mount | 07/06/2023 |  | 11/28/2023
Guangdong Chigo Heating & Ventilation Equipment Co., Ltd. | Emerson Quiet Kool | 18S-EHVH24WD2V | 18S-EHVH24WD2V | 18S-EHVH24WD2H |  | Voluntarily Certified | Single-split-system heat pumps | False | False | 23400 | 23200 | 16 | 14.3 | 8.1 | 7.5 | True | 2 | 33 | 12.2 | 0 | Blower Coil System | True | Conventional | 07/06/2023 |  | 11/28/2023
Guangdong Chigo Heating & Ventilation Equipment Co., Ltd. | Klima Control | 18S-KC24CU | 18S-KC24CU | 18S-KC24AH |  | Voluntarily Certified | Single-split-system heat pumps | False | False | 23400 | 23200 | 16 | 14.3 | 8.1 | 7.5 | True | 2 | 33 | 12.2 | 0 | Blower Coil System | True | Conventional | 07/06/2023 |  | 11/28/2023
Guangdong Chigo Heating & Ventilation Equipment Co., Ltd. | AIRDACH | ACTH2418VG1-D | ACTH2418VG1-D | AIDH2400VG1-D |  | Voluntarily Certified | Single-split-system heat pumps | False | False | 23400 | 23200 | 16 | 14.3 | 8.1 | 7.5 | True | 2 | 33 | 12.2 | 0 | Blower Coil System | True | Conventional | 07/06/2023 |  | 11/28/2023
Guangdong Chigo Heating & Ventilation Equipment Co., Ltd. | ZENAIRE | AHP24B18R | AHP24B18R | AAH24B18R |  | Voluntarily Certified | Single-split-system heat pumps | False | False | 23400 | 23200 | 16 | 14.3 | 8.1 | 7.5 | True | 2 | 33 | 12.2 | 0 | Blower Coil System | True | Conventional | 07/06/2023 |  | 11/28/2023
Guangdong Chigo Heating & Ventilation Equipment Co., Ltd. | AIR-CON | ATDCI4H4G24 | ATDCI4H4G24 | ATDEM4H4G24 |  | Voluntarily Certified | Single-split-system heat pumps | False | False | 23400 | 23200 | 16 | 14.3 | 8.1 | 7.5 | True | 2 | 33 | 12.2 | 0 | Blower Coil System | True | Conventional | 07/06/2023 |  | 11/28/2023
Guangdong Chigo Heating & Ventilation Equipment Co., Ltd. | BOREAL | BUMA24HPJ1OA18 | BUMA24HPJ1OA18 | BUMA24CHJ1AHA18 |  | Voluntarily Certified | Single-split-system heat pumps | False | False | 23400 | 23200 | 16 | 14.3 | 8.1 | 7.5 | True | 2 | 33 | 12.2 | 0 | Blower Coil System | True | Conventional | 07/06/2023 |  | 11/28/2023
Guangdong Chigo Heating & Ventilation Equipment Co., Ltd. | Everwell | CAC2413H18 | CAC2413H18 | AHC24H18 |  | Voluntarily Certified | Single-split-system heat pumps | False | False | 23400 | 23200 | 16 | 14.3 | 8.1 | 7.5 | True | 2 | 33 | 12.2 | 0 | Blower Coil System | True | Conventional | 07/06/2023 |  | 11/28/2023
Guangdong Chigo Heating & Ventilation Equipment Co., Ltd. | GCHV | COT-24HNVR1-18 | COT-24HNVR1-18 | CAHI-24HNVR1-18 |  | Voluntarily Certified | Single-split-system heat pumps | False | False | 23400 | 23200 | 16 | 14.3 | 8.1 | 7.5 | True | 2 | 33 | 12.2 | 0 | Blower Coil System | True | Conventional | 07/06/2023 |  | 11/28/2023
Guangdong Chigo Heating & Ventilation Equipment Co., Ltd. | GIWEE | COT-24HNVR1-18 | COT-24HNVR1-18 | CAHI-24HNVR1-18 |  | Voluntarily Certified | Single-split-system heat pumps | False | False | 23400 | 23200 | 16 | 14.3 | 8.1 | 7.5 | True | 2 | 33 | 12.2 | 0 | Blower Coil System | True | Conventional | 07/06/2023 |  | 11/28/2023
Guangdong Chigo Heating & Ventilation Equipment Co., Ltd. | TGM | CR18IT24 | CR18IT24 | CTA18HN024A |  | Voluntarily Certified | Single-split-system heat pumps | False | False | 23400 | 23200 | 16 | 14.3 | 8.1 | 7.5 | True | 2 | 33 | 12.2 | 0 | Blower Coil System | True | Conventional | 07/06/2023 |  | 11/28/2023
Guangdong Chigo Heating & Ventilation Equipment Co., Ltd. | FSD | FSD-C24HNVR1-18 | FSD-C24HNVR1-18 | FSD-AH24HNVR1-18 |  | Voluntarily Certified | Single-split-system heat pumps | False | False | 23400 | 23200 | 16 | 14.3 | 8.1 | 7.5 | True | 2 | 33 | 12.2 | 0 | Blower Coil System | True | Conventional | 07/06/2023 |  | 11/28/2023
Guangdong Chigo Heating & Ventilation Equipment Co., Ltd. | COMFORTSTAR | MRR24-410-C | MRR24-410-C | AHH24-410-C |  | Voluntarily Certified | Single-split-system heat pumps | False | False | 23400 | 23200 | 16 | 14.3 | 8.1 | 7.5 | True | 2 | 33 | 12.2 | 0 | Blower Coil System | True | Conventional | 07/06/2023 |  | 11/28/2023
Guangdong Chigo Heating & Ventilation Equipment Co., Ltd. | Star Air Kontrol | SAK-24HDN1-M18M | SAK-24HDN1-M18M | SAK-24GN1-MI8 |  | Voluntarily Certified | Single-split-system heat pumps | False | False | 23400 | 23200 | 16 | 14.3 | 8.1 | 7.5 | True | 2 | 33 | 12.2 | 0 | Blower Coil System | True | Conventional | 07/06/2023 |  | 11/28/2023
Guangdong Chigo Heating & Ventilation Equipment Co., Ltd. | Star Air Kontrol | SAK-36HDN1-M18M | SAK-36HDN1-M18M | SAK-36GN1-MI8 |  | Voluntarily Certified | Single-split-system heat pumps | False | False | 34000 | 34200 | 16 | 14.3 | 8.1 | 7.5 | True | 2 | 33 | 10.6 | 0 | Blower Coil System | True | Conventional | 07/06/2023 |  | 11/28/2023
Guangdong Chigo Heating & Ventilation Equipment Co., Ltd. | Star Air Kontrol | SAK-48HDN1-M18M | SAK-48HDN1-M18M | SAK-48GN1-MI8 |  | Voluntarily Certified | Single-split-system heat pumps | False | False | 45000 | 46000 | 16 | 14.3 | 8.1 | 7.5 | True | 2 | 33 | 10.8 | 0 | Blower Coil System | True | Conventional | 07/06/2023 |  | 11/28/2023
Guangdong Chigo Heating & Ventilation Equipment Co., Ltd. | IAIRE | SHRP-240G00A000-0 | SHRP-240G00A000-0 | ZAVD-24HDG |  | Voluntarily Certified | Single-split-system heat pumps | False | False | 23400 | 23200 | 16 | 14.3 | 8.1 | 7.5 | True | 2 | 33 | 12.2 | 0 | Blower Coil System | True | Conventional | 07/06/2023 |  | 11/28/2023
Guangdong Chigo Heating & Ventilation Equipment Co., Ltd. | IAIRE | SHRPZ-240G00A000-0 | SHRPZ-240G00A000-0 | ZAVD-24HDG |  | Voluntarily Certified | Single-split-system heat pumps | False | False | 23400 | 23200 | 16 | 14.3 | 8.1 | 7.5 | True | 2 | 33 | 12.2 | 0 | Blower Coil System | True | Conventional | 07/06/2023 |  | 11/28/2023
Guangdong Chigo Heating & Ventilation Equipment Co., Ltd. | INNOVAIR | VEA24H2V18 | VEA24H2V18 | DHV24H2V18 |  | Voluntarily Certified | Single-split-system heat pumps | False | False | 23400 | 23200 | 16 | 14.3 | 8.1 | 7.5 | True | 2 | 33 | 12.2 | 0 | Blower Coil System | True | Conventional | 07/06/2023 |  | 11/28/2023
Guangdong Chigo Heating & Ventilation Equipment Co., Ltd. | Zephyrus+ | ZEPHYRUS+MODELZ+ODU24000 | ZEPHYRUS+MODELZ+ODU24000 | ZEPHYRUS+MODELZ+AHU24000 |  | Voluntarily Certified | Single-split-system heat pumps | False | False | 23400 | 23200 | 16 | 14.3 | 8.1 | 7.5 | True | 2 | 33 | 12.2 | 0 | Blower Coil System | True | Conventional | 07/06/2023 |  | 11/28/2023
Guangdong Chigo Heating & Ventilation Equipment Co., Ltd. | ZERO | ZOVD-24HDG | ZOVD-24HDG | ZAVD-24HDG |  | Voluntarily Certified | Single-split-system heat pumps | False | False | 23400 | 23200 | 16 | 14.3 | 8.1 | 7.5 | True | 2 | 33 | 12.2 | 0 | Blower Coil System | True | Conventional | 07/06/2023 |  | 11/28/2023
Lennox Industries Inc. | Ducane | 4HP17L24P-**A | 4HP17L24P-**A | BCE5C24M*4X |  | Voluntarily Certified | Single-split-system heat pumps | False | False | 23200 | 22200 | 14.7 | 14.3 | 8 | 7.5 | False | 33 | 33 | 12.4 | 0 | Blower Coil System | False | Conventional | 07/06/2023 |  | 11/28/2023
Lennox Industries Inc. | Ducane | 4HP17L24P-**A | 4HP17L24P-**A | BCE5C24M*1P+TXV |  | Voluntarily Certified | Single-split-system heat pumps | False | False | 23200 | 22200 | 14.7 | 14.3 | 8 | 7.5 | False | 33 | 33 | 12.4 | 0 | Blower Coil System | False | Conventional | 07/06/2023 |  | 11/28/2023
Lennox Industries Inc. | Ducane | 4HP17L30P-**A | 4HP17L30P-**A | BCE5C30M*4X |  | Voluntarily Certified | Single-split-system heat pumps | False | False | 28400 | 27800 | 14.4 | 14.3 | 8 | 7.5 | False | 33 | 33 | 12 | 0 | Blower Coil System | False | Conventional | 07/06/2023 |  | 11/28/2023
Lennox Industries Inc. | Ducane | 4HP17L30P-**A | 4HP17L30P-**A | BCE5C30M*1P+TXV |  | Voluntarily Certified | Single-split-system heat pumps | False | False | 28400 | 27800 | 14.4 | 14.3 | 8 | 7.5 | False | 33 | 33 | 12 | 0 | Blower Coil System | False | Conventional | 07/06/2023 |  | 11/28/2023
Lennox Industries Inc. | Ducane | 4HP17L36P-**A | 4HP17L36P-**A | BCE5C36M*4X |  | Voluntarily Certified | Single-split-system heat pumps | False | False | 35600 | 34000 | 14.7 | 14.3 | 8 | 7.5 | False | 33 | 33 | 11.7 | 0 | Blower Coil System | False | Conventional | 07/06/2023 |  | 11/28/2023
Lennox Industries Inc. | Ducane | 4HP17L36P-**A | 4HP17L36P-**A | BCE5C36M*1P+TXV |  | Voluntarily Certified | Single-split-system heat pumps | False | False | 35600 | 34000 | 14.7 | 14.3 | 8 | 7.5 | False | 33 | 33 | 11.7 | 0 | Blower Coil System | False | Conventional | 07/06/2023 |  | 11/28/2023
Lennox Industries Inc. | Ducane | 4HP17L42P-**A | 4HP17L42P-**A | BCE5C42M*4X |  | Voluntarily Certified | Single-split-system heat pumps | False | False | 40500 | 39000 | 14.4 | 14.3 | 7.9 | 7.5 | False | 33 | 33 | 12 | 0 | Blower Coil System | False | Conventional | 07/06/2023 |  | 11/28/2023
Lennox Industries Inc. | Ducane | 4HP17L42P-**A | 4HP17L42P-**A | BCE5C42M*1P+TXV |  | Voluntarily Certified | Single-split-system heat pumps | False | False | 40500 | 39000 | 14.4 | 14.3 | 7.9 | 7.5 | False | 33 | 33 | 12 | 0 | Blower Coil System | False | Conventional | 07/06/2023 |  | 11/28/2023
Lennox Industries Inc. | Ducane | 4HP17L48P-**A | 4HP17L48P-**A | BCE5C48M*4X |  | Voluntarily Certified | Single-split-system heat pumps | False | False | 47000 | 46500 | 14.7 | 14.3 | 8.2 | 7.5 | False | 33 | 33 | 12.4 | 0 | Blower Coil System | False | Conventional | 07/06/2023 |  | 11/28/2023
Lennox Industries Inc. | Ducane | 4HP17L48P-**A | 4HP17L48P-**A | BCE5C48M*1P+TXV |  | Voluntarily Certified | Single-split-system heat pumps | False | False | 47000 | 46500 | 14.7 | 14.3 | 8.2 | 7.5 | False | 33 | 33 | 12.4 | 0 | Blower Coil System | False | Conventional | 07/06/2023 |  | 11/28/2023
Lennox Industries Inc. | Ducane | 4HP17L60P-**A | 4HP17L60P-**A | BCE5C60M*4X |  | Voluntarily Certified | Single-split-system heat pumps | False | False | 56500 | 54000 | 14.3 | 14.3 | 8 | 7.5 | False | 33 | 33 | 11.7 | 0 | Blower Coil System | False | Conventional | 07/06/2023 |  | 11/28/2023
Lennox Industries Inc. | Ducane | 4HP17L60P-**A | 4HP17L60P-**A | BCE5C60M*1P+TXV |  | Voluntarily Certified | Single-split-system heat pumps | False | False | 56500 | 54000 | 14.3 | 14.3 | 8 | 7.5 | False | 33 | 33 | 11.7 | 0 | Blower Coil System | False | Conventional | 07/06/2023 |  | 11/28/2023
Lennox Industries Inc. | ARMSTRONG AIR | 4SHP17LE118P-**A | 4SHP17LE118P-**A | BCE5C18M*4X |  | Voluntarily Certified | Single-split-system heat pumps | False | False | 18000 | 17900 | 15.2 | 14.3 | 8 | 7.5 | False | 33 | 33 | 13 | 0 | Blower Coil System | False | Conventional | 07/06/2023 |  | 11/28/2023
Lennox Industries Inc. | ARMSTRONG AIR | 4SHP17LE118P-51 | 4SHP17LE118P-51 | BCE5C18M*1P+TXV |  | Voluntarily Certified | Single-split-system heat pumps | False | False | 18000 | 17900 | 15.2 | 14.3 | 8 | 7.5 | False | 33 | 33 | 13 | 0 | Blower Coil System | False | Conventional | 07/06/2023 |  | 11/28/2023
Lennox Industries Inc. | ARMSTRONG AIR | 4SHP17LE124P-**A | 4SHP17LE124P-**A | BCE5C24M*4X |  | Voluntarily Certified | Single-split-system heat pumps | False | False | 23200 | 22200 | 14.7 | 14.3 | 8 | 7.5 | False | 33 | 33 | 12.4 | 0 | Blower Coil System | False | Conventional | 07/06/2023 |  | 11/28/2023
Lennox Industries Inc. | ARMSTRONG AIR | 4SHP17LE130P-**A | 4SHP17LE130P-**A | BCE5C30M*4X |  | Voluntarily Certified | Single-split-system heat pumps | False | False | 28400 | 27800 | 14.4 | 14.3 | 8 | 7.5 | False | 33 | 33 | 12 | 0 | Blower Coil System | False | Conventional | 07/06/2023 |  | 11/28/2023
Lennox Industries Inc. | ARMSTRONG AIR | 4SHP17LE136P-**A | 4SHP17LE136P-**A | BCE5C36M*4X |  | Voluntarily Certified | Single-split-system heat pumps | False | False | 35600 | 34000 | 14.7 | 14.3 | 8 | 7.5 | False | 33 | 33 | 11.7 | 0 | Blower Coil System | False | Conventional | 07/06/2023 |  | 11/28/2023
Lennox Industries Inc. | ARMSTRONG AIR | 4SHP17LE142P-**A | 4SHP17LE142P-**A | BCE5C42M*4X |  | Voluntarily Certified | Single-split-system heat pumps | False | False | 40500 | 39000 | 14.4 | 14.3 | 7.9 | 7.5 | False | 33 | 33 | 12 | 0 | Blower Coil System | False | Conventional | 07/06/2023 |  | 11/28/2023
Lennox Industries Inc. | ARMSTRONG AIR | 4SHP17LE148P-**A | 4SHP17LE148P-**A | BCE5C48M*4X |  | Voluntarily Certified | Single-split-system heat pumps | False | False | 47000 | 46500 | 14.7 | 14.3 | 8.2 | 7.5 | False | 33 | 33 | 12.4 | 0 | Blower Coil System | False | Conventional | 07/06/2023 |  | 11/28/2023
Lennox Industries Inc. | ARMSTRONG AIR | 4SHP17LE160P-**A | 4SHP17LE160P-**A | BCE5C60M*4X |  | Voluntarily Certified | Single-split-system heat pumps | False | False | 56500 | 54000 | 14.3 | 14.3 | 8 | 7.5 | False | 33 | 33 | 11.7 | 0 | Blower Coil System | False | Conventional | 07/06/2023 |  | 11/28/2023
Lennox Industries Inc. | ALLIED | 4HP17L24P-**A | 4HP17L24P-**A | BCE5C24M*4X |  | Voluntarily Certified | Single-split-system heat pumps | False | False | 23200 | 22200 | 14.7 | 14.3 | 8 | 7.5 | False | 33 | 33 | 12.4 | 0 | Blower Coil System | False | Conventional | 07/06/2023 |  | 11/28/2023
Lennox Industries Inc. | ALLIED | 4HP17L24P-**A | 4HP17L24P-**A | BCE5C24M*1P+TXV |  | Voluntarily Certified | Single-split-system heat pumps | False | False | 23200 | 22200 | 14.7 | 14.3 | 8 | 7.5 | False | 33 | 33 | 12.4 | 0 | Blower Coil System | False | Conventional | 07/06/2023 |  | 11/28/2023
Lennox Industries Inc. | ALLIED | 4HP17L30P-**A | 4HP17L30P-**A | BCE5C30M*4X |  | Voluntarily Certified | Single-split-system heat pumps | False | False | 28400 | 27800 | 14.4 | 14.3 | 8 | 7.5 | False | 33 | 33 | 12 | 0 | Blower Coil System | False | Conventional | 07/06/2023 |  | 11/28/2023
Lennox Industries Inc. | ALLIED | 4HP17L30P-**A | 4HP17L30P-**A | BCE5C30M*1P+TXV |  | Voluntarily Certified | Single-split-system heat pumps | False | False | 28400 | 27800 | 14.4 | 14.3 | 8 | 7.5 | False | 33 | 33 | 12 | 0 | Blower Coil System | False | Conventional | 07/06/2023 |  | 11/28/2023
Lennox Industries Inc. | ALLIED | 4HP17L36P-**A | 4HP17L36P-**A | BCE5C36M*4X |  | Voluntarily Certified | Single-split-system heat pumps | False | False | 35600 | 34000 | 14.7 | 14.3 | 8 | 7.5 | False | 33 | 33 | 11.7 | 0 | Blower Coil System | False | Conventional | 07/06/2023 |  | 11/28/2023
Lennox Industries Inc. | ALLIED | 4HP17L36P-**A | 4HP17L36P-**A | BCE5C36M*1P+TXV |  | Voluntarily Certified | Single-split-system heat pumps | False | False | 35600 | 34000 | 14.7 | 14.3 | 8 | 7.5 | False | 33 | 33 | 11.7 | 0 | Blower Coil System | False | Conventional | 07/06/2023 |  | 11/28/2023
Lennox Industries Inc. | ALLIED | 4HP17L42P-**A | 4HP17L42P-**A | BCE5C42M*4X |  | Voluntarily Certified | Single-split-system heat pumps | False | False | 40500 | 39000 | 14.4 | 14.3 | 7.9 | 7.5 | False | 33 | 33 | 12 | 0 | Blower Coil System | False | Conventional | 07/06/2023 |  | 11/28/2023
Lennox Industries Inc. | ALLIED | 4HP17L42P-**A | 4HP17L42P-**A | BCE5C42M*1P+TXV |  | Voluntarily Certified | Single-split-system heat pumps | False | False | 40500 | 39000 | 14.4 | 14.3 | 7.9 | 7.5 | False | 33 | 33 | 12 | 0 | Blower Coil System | False | Conventional | 07/06/2023 |  | 11/28/2023
Lennox Industries Inc. | ALLIED | 4HP17L48P-**A | 4HP17L48P-**A | BCE5C48M*4X |  | Voluntarily Certified | Single-split-system heat pumps | False | False | 47000 | 46500 | 14.7 | 14.3 | 8.2 | 7.5 | False | 33 | 33 | 12.4 | 0 | Blower Coil System | False | Conventional | 07/06/2023 |  | 11/28/2023
Lennox Industries Inc. | ALLIED | 4HP17L48P-**A | 4HP17L48P-**A | BCE5C48M*1P+TXV |  | Voluntarily Certified | Single-split-system heat pumps | False | False | 47000 | 46500 | 14.7 | 14.3 | 8.2 | 7.5 | False | 33 | 33 | 12.4 | 0 | Blower Coil System | False | Conventional | 07/06/2023 |  | 11/28/2023
Lennox Industries Inc. | ALLIED | 4HP17L60P-**A | 4HP17L60P-**A | BCE5C60M*4X |  | Voluntarily Certified | Single-split-system heat pumps | False | False | 56500 | 54000 | 14.3 | 14.3 | 8 | 7.5 | False | 33 | 33 | 11.7 | 0 | Blower Coil System | False | Conventional | 07/06/2023 |  | 11/28/2023
Lennox Industries Inc. | ALLIED | 4HP17L60P-**A | 4HP17L60P-**A | BCE5C60M*1P+TXV |  | Voluntarily Certified | Single-split-system heat pumps | False | False | 56500 | 54000 | 14.3 | 14.3 | 8 | 7.5 | False | 33 | 33 | 11.7 | 0 | Blower Coil System | False | Conventional | 07/06/2023 |  | 11/28/2023
Lennox Industries Inc. | Airease | 4SHP17LE118P-**A | 4SHP17LE118P-**A | BCE5C18M*4X |  | Voluntarily Certified | Single-split-system heat pumps | False | False | 18000 | 17900 | 15.2 | 14.3 | 8 | 7.5 | False | 33 | 33 | 13 | 0 | Blower Coil System | False | Conventional | 07/06/2023 |  | 11/28/2023
Lennox Industries Inc. | Airease | 4SHP17LE118P-51 | 4SHP17LE118P-51 | BCE5C18M*1P+TXV |  | Voluntarily Certified | Single-split-system heat pumps | False | False | 18000 | 17900 | 15.2 | 14.3 | 8 | 7.5 | False | 33 | 33 | 13 | 0 | Blower Coil System | False | Conventional | 07/06/2023 |  | 11/28/2023
Lennox Industries Inc. | Airease | 4SHP17LE124P-**A | 4SHP17LE124P-**A | BCE5C24M*4X |  | Voluntarily Certified | Single-split-system heat pumps | False | False | 23200 | 22200 | 14.7 | 14.3 | 8 | 7.5 | False | 33 | 33 | 12.4 | 0 | Blower Coil System | False | Conventional | 07/06/2023 |  | 11/28/2023
Lennox Industries Inc. | Airease | 4SHP17LE130P-**A | 4SHP17LE130P-**A | BCE5C30M*4X |  | Voluntarily Certified | Single-split-system heat pumps | False | False | 28400 | 27800 | 14.4 | 14.3 | 8 | 7.5 | False | 33 | 33 | 12 | 0 | Blower Coil System | False | Conventional | 07/06/2023 |  | 11/28/2023
Lennox Industries Inc. | Airease | 4SHP17LE136P-**A | 4SHP17LE136P-**A | BCE5C36M*4X |  | Voluntarily Certified | Single-split-system heat pumps | False | False | 35600 | 34000 | 14.7 | 14.3 | 8 | 7.5 | False | 33 | 33 | 11.7 | 0 | Blower Coil System | False | Conventional | 07/06/2023 |  | 11/28/2023
Lennox Industries Inc. | Airease | 4SHP17LE142P-**A | 4SHP17LE142P-**A | BCE5C42M*4X |  | Voluntarily Certified | Single-split-system heat pumps | False | False | 40500 | 39000 | 14.4 | 14.3 | 7.9 | 7.5 | False | 33 | 33 | 12 | 0 | Blower Coil System | False | Conventional | 07/06/2023 |  | 11/28/2023
Lennox Industries Inc. | Airease | 4SHP17LE148P-**A | 4SHP17LE148P-**A | BCE5C48M*4X |  | Voluntarily Certified | Single-split-system heat pumps | False | False | 47000 | 46500 | 14.7 | 14.3 | 8.2 | 7.5 | False | 33 | 33 | 12.4 | 0 | Blower Coil System | False | Conventional | 07/06/2023 |  | 11/28/2023
Lennox Industries Inc. | Airease | 4SHP17LE160P-**A | 4SHP17LE160P-**A | BCE5C60M*4X |  | Voluntarily Certified | Single-split-system heat pumps | False | False | 56500 | 54000 | 14.3 | 14.3 | 8 | 7.5 | False | 33 | 33 | 11.7 | 0 | Blower Coil System | False | Conventional | 07/06/2023 |  | 11/28/2023
Lennox Industries Inc. | BLUERIDGE | BHP17L18P-**A | BHP17L18P-**A | BE5C18MA4X |  | Voluntarily Certified | Single-split-system heat pumps | False | False | 18000 | 17900 | 15.2 | 14.3 | 8 | 7.5 | False | 33 | 33 | 13 | 0 | Blower Coil System | False | Conventional | 07/06/2023 |  | 11/28/2023
Lennox Industries Inc. | BLUERIDGE | BHP17L24P-**A | BHP17L24P-**A | BE5C24MA4X |  | Voluntarily Certified | Single-split-system heat pumps | False | False | 23200 | 22200 | 14.7 | 14.3 | 8 | 7.5 | False | 33 | 33 | 12.4 | 0 | Blower Coil System | False | Conventional | 07/06/2023 |  | 11/28/2023
Lennox Industries Inc. | BLUERIDGE | BHP17L30P-**A | BHP17L30P-**A | BE5C30MA4X |  | Voluntarily Certified | Single-split-system heat pumps | False | False | 28400 | 27800 | 14.4 | 14.3 | 8 | 7.5 | False | 33 | 33 | 12 | 0 | Blower Coil System | False | Conventional | 07/06/2023 |  | 11/28/2023
Lennox Industries Inc. | BLUERIDGE | BHP17L36P-**A | BHP17L36P-**A | BE5C36MA4X |  | Voluntarily Certified | Single-split-system heat pumps | False | False | 35600 | 34000 | 14.7 | 14.3 | 8 | 7.5 | False | 33 | 33 | 11.7 | 0 | Blower Coil System | False | Conventional | 07/06/2023 |  | 11/28/2023
Lennox Industries Inc. | BLUERIDGE | BHP17L42P-**A | BHP17L42P-**A | BE5C42MA4X |  | Voluntarily Certified | Single-split-system heat pumps | False | False | 40500 | 39000 | 14.4 | 14.3 | 7.9 | 7.5 | False | 33 | 33 | 12 | 0 | Blower Coil System | False | Conventional | 07/06/2023 |  | 11/28/2023
Lennox Industries Inc. | BLUERIDGE | BHP17L48P-**A | BHP17L48P-**A | BE5C48MA4X |  | Voluntarily Certified | Single-split-system heat pumps | False | False | 47000 | 46500 | 14.7 | 14.3 | 8.2 | 7.5 | False | 33 | 33 | 12.4 | 0 | Blower Coil System | False | Conventional | 07/06/2023 |  | 11/28/2023
Lennox Industries Inc. | BLUERIDGE | BHP17L60P-**A | BHP17L60P-**A | BE5C60MA4X |  | Voluntarily Certified | Single-split-system heat pumps | False | False | 56500 | 54000 | 14.3 | 14.3 | 8 | 7.5 | False | 33 | 33 | 11.7 | 0 | Blower Coil System | False | Conventional | 07/06/2023 |  | 11/28/2023
Lennox Industries Inc. | Lennox | EL17XP1-018-230A** | EL17XP1-018-230A** | CBA25UH-018-230-** |  | Voluntarily Certified | Single-split-system heat pumps | False | False | 18000 | 17900 | 15.2 | 14.3 | 8 | 7.5 | False | 33 | 33 | 13 | 0 | Blower Coil System | False | Conventional | 07/06/2023 |  | 11/28/2023
Lennox Industries Inc. | Lennox | EL17XP1-024-230A** | EL17XP1-024-230A** | CBA25UH-024-230-** |  | Voluntarily Certified | Single-split-system heat pumps | False | False | 23200 | 22200 | 14.7 | 14.3 | 8 | 7.5 | False | 33 | 33 | 12.4 | 0 | Blower Coil System | False | Conventional | 07/06/2023 |  | 11/28/2023
Lennox Industries Inc. | Lennox | EL17XP1-030-230A** | EL17XP1-030-230A** | CBA25UH-030-230-** |  | Voluntarily Certified | Single-split-system heat pumps | False | False | 28400 | 27800 | 14.4 | 14.3 | 8 | 7.5 | False | 33 | 33 | 12 | 0 | Blower Coil System | False | Conventional | 07/06/2023 |  | 11/28/2023
Lennox Industries Inc. | Lennox | EL17XP1-036-230A** | EL17XP1-036-230A** | CBA25UH-036-230-** |  | Voluntarily Certified | Single-split-system heat pumps | False | False | 35600 | 34000 | 14.7 | 14.3 | 8 | 7.5 | False | 33 | 33 | 11.7 | 0 | Blower Coil System | False | Conventional | 07/06/2023 |  | 11/28/2023
Lennox Industries Inc. | Lennox | EL17XP1-042-230A** | EL17XP1-042-230A** | CBA25UH-042-230-** |  | Voluntarily Certified | Single-split-system heat pumps | False | False | 40500 | 39000 | 14.4 | 14.3 | 7.9 | 7.5 | False | 33 | 33 | 12 | 0 | Blower Coil System | False | Conventional | 07/06/2023 |  | 11/28/2023
Lennox Industries Inc. | Lennox | EL17XP1-048-230A** | EL17XP1-048-230A** | CBA25UH-048-230-** |  | Voluntarily Certified | Single-split-system heat pumps | False | False | 47000 | 46500 | 14.7 | 14.3 | 8.2 | 7.5 | False | 33 | 33 | 12.4 | 0 | Blower Coil System | False | Conventional | 07/06/2023 |  | 11/28/2023
Lennox Industries Inc. | Lennox | EL17XP1-060-230A** | EL17XP1-060-230A** | CBA25UH-060-230-** |  | Voluntarily Certified | Single-split-system heat pumps | False | False | 56500 | 54000 | 14.3 | 14.3 | 8 | 7.5 | False | 33 | 33 | 11.7 | 0 | Blower Coil System | False | Conventional | 07/06/2023 |  | 11/28/2023
Lennox Industries Inc. | Lennox | EL18XPV-036-230A** | EL18XPV-036-230A** | CBA38MV-036-230*+TDR |  | Voluntarily Certified | Single-split-system heat pumps | False | False | 33000 | 33400 | 19.4 | 14.3 | 8.4 | 7.5 | False | 33 | 33 | 10.7 | 0 | Blower Coil System | True | Conventional | 07/06/2023 |  | 11/28/2023
Lennox Industries Inc. | Lennox | EL18XPV-048-230A** | EL18XPV-048-230A** | CBA38MV-048-230*+TDR |  | Voluntarily Certified | Single-split-system heat pumps | False | False | 46000 | 48000 | 18.2 | 14.3 | 8.3 | 7.5 | False | 33 | 33 | 11 | 0 | Blower Coil System | True | Conventional | 07/06/2023 |  | 11/28/2023
Lennox Industries Inc. | Lennox | EL18XPV-060-230A** | EL18XPV-060-230A** | CBA38MV-060-230*+TDR |  | Voluntarily Certified | Single-split-system heat pumps | False | False | 56000 | 57000 | 16.8 | 14.3 | 8 | 7.5 | False | 33 | 33 | 10.5 | 0 | Blower Coil System | True | Conventional | 07/06/2023 |  | 11/28/2023
Lennox Industries Inc. | Lennox | EL22XPV-036-230A** | EL22XPV-036-230A** | CBA38MV-036-230*+TDR |  | Voluntarily Certified | Single-split-system heat pumps | False | False | 34200 | 33400 | 20 | 14.3 | 9 | 7.5 | False | 33 | 33 | 12 | 0 | Blower Coil System | True | Conventional | 07/06/2023 |  | 11/28/2023
Lennox Industries Inc. | Century | HRG1524S1R-**A | HRG1524S1R-**A | HMG24F1P+TXV |  | Voluntarily Certified | Single-split-system heat pumps | False | False | 23200 | 22200 | 14.7 | 14.3 | 8 | 7.5 | False | 33 | 33 | 12.4 | 0 | Blower Coil System | False | Conventional | 07/06/2023 |  | 11/28/2023
Lennox Industries Inc. | Comfort-Aire | HRG1524S1R-**A | HRG1524S1R-**A | HMG24F1P+TXV |  | Voluntarily Certified | Single-split-system heat pumps | False | False | 23200 | 22200 | 14.7 | 14.3 | 8 | 7.5 | False | 33 | 33 | 12.4 | 0 | Blower Coil System | False | Conventional | 07/06/2023 |  | 11/28/2023
Lennox Industries Inc. | Century | HRG1530S1R-**A | HRG1530S1R-**A | HMG30F1P+TXV |  | Voluntarily Certified | Single-split-system heat pumps | False | False | 28400 | 27800 | 14.4 | 14.3 | 8 | 7.5 | False | 33 | 33 | 12 | 0 | Blower Coil System | False | Conventional | 07/06/2023 |  | 11/28/2023
Lennox Industries Inc. | Comfort-Aire | HRG1530S1R-**A | HRG1530S1R-**A | HMG30F1P+TXV |  | Voluntarily Certified | Single-split-system heat pumps | False | False | 28400 | 27800 | 14.4 | 14.3 | 8 | 7.5 | False | 33 | 33 | 12 | 0 | Blower Coil System | False | Conventional | 07/06/2023 |  | 11/28/2023
Lennox Industries Inc. | Century | HRG1536S1R-**A | HRG1536S1R-**A | HMG36F1P+TXV |  | Voluntarily Certified | Single-split-system heat pumps | False | False | 35600 | 34000 | 14.7 | 14.3 | 8 | 7.5 | False | 33 | 33 | 11.7 | 0 | Blower Coil System | False | Conventional | 07/06/2023 |  | 11/28/2023
Lennox Industries Inc. | Comfort-Aire | HRG1536S1R-**A | HRG1536S1R-**A | HMG36F1P+TXV |  | Voluntarily Certified | Single-split-system heat pumps | False | False | 35600 | 34000 | 14.7 | 14.3 | 8 | 7.5 | False | 33 | 33 | 11.7 | 0 | Blower Coil System | False | Conventional | 07/06/2023 |  | 11/28/2023
Lennox Industries Inc. | Century | HRG1542S1R-**A | HRG1542S1R-**A | HMG42F1P+TXV |  | Voluntarily Certified | Single-split-system heat pumps | False | False | 40500 | 39000 | 14.4 | 14.3 | 7.9 | 7.5 | False | 33 | 33 | 12 | 0 | Blower Coil System | False | Conventional | 07/06/2023 |  | 11/28/2023
Lennox Industries Inc. | Comfort-Aire | HRG1542S1R-**A | HRG1542S1R-**A | HMG42F1P+TXV |  | Voluntarily Certified | Single-split-system heat pumps | False | False | 40500 | 39000 | 14.4 | 14.3 | 7.9 | 7.5 | False | 33 | 33 | 12 | 0 | Blower Coil System | False | Conventional | 07/06/2023 |  | 11/28/2023
Lennox Industries Inc. | Century | HRG1548S1R-**A | HRG1548S1R-**A | HMG48F1P+TXV |  | Voluntarily Certified | Single-split-system heat pumps | False | False | 47000 | 46500 | 14.7 | 14.3 | 8.2 | 7.5 | False | 33 | 33 | 12.4 | 0 | Blower Coil System | False | Conventional | 07/06/2023 |  | 11/28/2023
Lennox Industries Inc. | Comfort-Aire | HRG1548S1R-**A | HRG1548S1R-**A | HMG48F1P+TXV |  | Voluntarily Certified | Single-split-system heat pumps | False | False | 47000 | 46500 | 14.7 | 14.3 | 8.2 | 7.5 | False | 33 | 33 | 12.4 | 0 | Blower Coil System | False | Conventional | 07/06/2023 |  | 11/28/2023
Lennox Industries Inc. | Century | HRG1560S1R-**A | HRG1560S1R-**A | HMG60F1P+TXV |  | Voluntarily Certified | Single-split-system heat pumps | False | False | 56500 | 54000 | 14.3 | 14.3 | 8 | 7.5 | False | 33 | 33 | 11.7 | 0 | Blower Coil System | False | Conventional | 07/06/2023 |  | 11/28/2023
Lennox Industries Inc. | Comfort-Aire | HRG1560S1R-**A | HRG1560S1R-**A | HMG60F1P+TXV |  | Voluntarily Certified | Single-split-system heat pumps | False | False | 56500 | 54000 | 14.3 | 14.3 | 8 | 7.5 | False | 33 | 33 | 11.7 | 0 | Blower Coil System | False | Conventional | 07/06/2023 |  | 11/28/2023
Lennox Industries Inc. | Allied Commercial | KHB024S4***P | KHB024S4***P |  |  | Voluntarily Certified | Single-package heat pumps (oth | False | False | 22600 | 23000 | 13.4 | 13.4 | 6.7 | 6.7 | False | 33 | 33 | 10.6 | 0 |  | False | Conventional | 07/06/2023 |  | 11/28/2023
Lennox Industries Inc. | Lennox | KHB024S4***P | KHB024S4***P |  |  | Voluntarily Certified | Single-package heat pumps (oth | False | False | 22600 | 23000 | 13.4 | 13.4 | 6.7 | 6.7 | False | 33 | 33 | 10.6 | 0 |  | False | Conventional | 07/06/2023 |  | 11/28/2023
Lennox Industries Inc. | Allied Commercial | KHB030S4***P | KHB030S4***P |  |  | Voluntarily Certified | Single-package heat pumps (oth | False | False | 27600 | 28400 | 13.4 | 13.4 | 6.7 | 6.7 | False | 33 | 33 | 10.6 | 0 |  | False | Conventional | 07/06/2023 |  | 11/28/2023
Lennox Industries Inc. | Lennox | KHB030S4***P | KHB030S4***P |  |  | Voluntarily Certified | Single-package heat pumps (oth | False | False | 27600 | 28400 | 13.4 | 13.4 | 6.7 | 6.7 | False | 33 | 33 | 10.6 | 0 |  | False | Conventional | 07/06/2023 |  | 11/28/2023
Lennox Industries Inc. | Allied Commercial | KHB036S4***P | KHB036S4***P |  |  | Voluntarily Certified | Single-package heat pumps (oth | False | False | 34600 | 35000 | 13.4 | 13.4 | 6.7 | 6.7 | False | 33 | 33 | 10.6 | 0 |  | False | Conventional | 07/06/2023 |  | 11/28/2023
Lennox Industries Inc. | Lennox | KHB036S4***P | KHB036S4***P |  |  | Voluntarily Certified | Single-package heat pumps (oth | False | False | 34600 | 35000 | 13.4 | 13.4 | 6.7 | 6.7 | False | 33 | 33 | 10.6 | 0 |  | False | Conventional | 07/06/2023 |  | 11/28/2023
Lennox Industries Inc. | Allied Commercial | KHB048S4***P | KHB048S4***P |  |  | Voluntarily Certified | Single-package heat pumps (oth | False | False | 46000 | 47500 | 13.4 | 13.4 | 6.7 | 6.7 | False | 33 | 33 | 10.6 | 0 |  | False | Conventional | 07/06/2023 |  | 11/28/2023
Lennox Industries Inc. | Lennox | KHB048S4***P | KHB048S4***P |  |  | Voluntarily Certified | Single-package heat pumps (oth | False | False | 46000 | 47500 | 13.4 | 13.4 | 6.7 | 6.7 | False | 33 | 33 | 10.6 | 0 |  | False | Conventional | 07/06/2023 |  | 11/28/2023
Lennox Industries Inc. | Allied Commercial | KHB060S4***P | KHB060S4***P |  |  | Voluntarily Certified | Single-package heat pumps (oth | False | False | 57000 | 58000 | 13.4 | 13.4 | 6.7 | 6.7 | False | 33 | 33 | 10.6 | 0 |  | False | Conventional | 07/06/2023 |  | 11/28/2023
Lennox Industries Inc. | Lennox | KHB060S4***P | KHB060S4***P |  |  | Voluntarily Certified | Single-package heat pumps (oth | False | False | 57000 | 58000 | 13.4 | 13.4 | 6.7 | 6.7 | False | 33 | 33 | 10.6 | 0 |  | False | Conventional | 07/06/2023 |  | 11/28/2023
Lennox Industries Inc. | Allied Commercial | LDT024H4E*1P | LDT024H4E*1P |  |  | Voluntarily Certified | Single-package heat pumps (oth | False | False | 23600 | 23000 | 15.4 | 13.4 | 7.3 | 6.7 | True | 11 | 33 | 11.4 | 0 |  | False | Conventional | 07/06/2023 |  | 11/28/2023
Lennox Industries Inc. | Lennox | LDT024H4E*1P | LDT024H4E*1P |  |  | Voluntarily Certified | Single-package heat pumps (oth | False | False | 23600 | 23000 | 15.4 | 13.4 | 7.3 | 6.7 | True | 11 | 33 | 11.4 | 0 |  | False | Conventional | 07/06/2023 |  | 11/28/2023
Lennox Industries Inc. | Allied Commercial | LDT036H4E*1P | LDT036H4E*1P |  |  | Voluntarily Certified | Single-package heat pumps (oth | False | False | 35000 | 35000 | 15.2 | 13.4 | 7.2 | 6.7 | True | 11 | 33 | 11.4 | 0 |  | False | Conventional | 07/06/2023 |  | 11/28/2023
Lennox Industries Inc. | Lennox | LDT036H4E*1P | LDT036H4E*1P |  |  | Voluntarily Certified | Single-package heat pumps (oth | False | False | 35000 | 35000 | 15.2 | 13.4 | 7.2 | 6.7 | True | 11 | 33 | 11.4 | 0 |  | False | Conventional | 07/06/2023 |  | 11/28/2023
Lennox Industries Inc. | Allied Commercial | LDT048H4E*1P | LDT048H4E*1P |  |  | Voluntarily Certified | Single-package heat pumps (oth | False | False | 44500 | 44000 | 15.6 | 13.4 | 7.2 | 6.7 | True | 33 | 33 | 12 | 0 |  | False | Conventional | 07/06/2023 |  | 11/28/2023
Lennox Industries Inc. | Lennox | LDT048H4E*1P | LDT048H4E*1P |  |  | Voluntarily Certified | Single-package heat pumps (oth | False | False | 44500 | 44000 | 15.6 | 13.4 | 7.2 | 6.7 | True | 33 | 33 | 12 | 0 |  | False | Conventional | 07/06/2023 |  | 11/28/2023
Lennox Industries Inc. | Allied Commercial | LDT060H4E*1P | LDT060H4E*1P |  |  | Voluntarily Certified | Single-package heat pumps (oth | False | False | 55000 | 55000 | 15.2 | 13.4 | 7.2 | 6.7 | True | 33 | 33 | 11.4 | 0 |  | False | Conventional | 07/06/2023 |  | 11/28/2023
Lennox Industries Inc. | Lennox | LDT060H4E*1P | LDT060H4E*1P |  |  | Voluntarily Certified | Single-package heat pumps (oth | False | False | 55000 | 55000 | 15.2 | 13.4 | 7.2 | 6.7 | True | 33 | 33 | 11.4 | 0 |  | False | Conventional | 07/06/2023 |  | 11/28/2023
Lennox Industries Inc. | Allied Commercial | LHT024H4E*1P | LHT024H4E*1P |  |  | Voluntarily Certified | Single-package heat pumps (oth | False | False | 23600 | 23000 | 15.4 | 13.4 | 7.3 | 6.7 | True | 11 | 33 | 11.4 | 0 |  | False | Conventional | 07/06/2023 |  | 11/28/2023
Lennox Industries Inc. | Lennox | LHT024H4E*1P | LHT024H4E*1P |  |  | Voluntarily Certified | Single-package heat pumps (oth | False | False | 23600 | 23000 | 15.4 | 13.4 | 7.3 | 6.7 | True | 11 | 33 | 11.4 | 0 |  | False | Conventional | 07/06/2023 |  | 11/28/2023
Lennox Industries Inc. | Allied Commercial | LHT036H4E*1P | LHT036H4E*1P |  |  | Voluntarily Certified | Single-package heat pumps (oth | False | False | 35000 | 35000 | 15.2 | 13.4 | 7.2 | 6.7 | True | 11 | 33 | 11.4 | 0 |  | False | Conventional | 07/06/2023 |  | 11/28/2023
Lennox Industries Inc. | Lennox | LHT036H4E*1P | LHT036H4E*1P |  |  | Voluntarily Certified | Single-package heat pumps (oth | False | False | 35000 | 35000 | 15.2 | 13.4 | 7.2 | 6.7 | True | 11 | 33 | 11.4 | 0 |  | False | Conventional | 07/06/2023 |  | 11/28/2023
Lennox Industries Inc. | Allied Commercial | LHT048H4E*1P | LHT048H4E*1P |  |  | Voluntarily Certified | Single-package heat pumps (oth | False | False | 44500 | 44000 | 15.6 | 13.4 | 7.2 | 6.7 | True | 33 | 33 | 12 | 0 |  | False | Conventional | 07/06/2023 |  | 11/28/2023
Lennox Industries Inc. | Lennox | LHT048H4E*1P | LHT048H4E*1P |  |  | Voluntarily Certified | Single-package heat pumps (oth | False | False | 44500 | 44000 | 15.6 | 13.4 | 7.2 | 6.7 | True | 33 | 33 | 12 | 0 |  | False | Conventional | 07/06/2023 |  | 11/28/2023
Lennox Industries Inc. | Allied Commercial | LHT060H4E*1P | LHT060H4E*1P |  |  | Voluntarily Certified | Single-package heat pumps (oth | False | False | 55000 | 55000 | 15.2 | 13.4 | 7.2 | 6.7 | True | 33 | 33 | 11.4 | 0 |  | False | Conventional | 07/06/2023 |  | 11/28/2023
Lennox Industries Inc. | Lennox | LHT060H4E*1P | LHT060H4E*1P |  |  | Voluntarily Certified | Single-package heat pumps (oth | False | False | 55000 | 55000 | 15.2 | 13.4 | 7.2 | 6.7 | True | 33 | 33 | 11.4 | 0 |  | False | Conventional | 07/06/2023 |  | 11/28/2023
Lennox Industries Inc. | MRCOOL | MHP17018A-**A | MHP17018A-**A | MAHM018CTA |  | Voluntarily Certified | Single-split-system heat pumps | False | False | 18000 | 17900 | 15.2 | 14.3 | 8 | 7.5 | False | 33 | 33 | 13 | 0 | Blower Coil System | False | Conventional | 07/06/2023 |  | 11/28/2023
Lennox Industries Inc. | MRCOOL | MHP17024A-**A | MHP17024A-**A | MAHM024CTA |  | Voluntarily Certified | Single-split-system heat pumps | False | False | 23200 | 22200 | 14.7 | 14.3 | 8 | 7.5 | False | 33 | 33 | 12.4 | 0 | Blower Coil System | False | Conventional | 07/06/2023 |  | 11/28/2023
Lennox Industries Inc. | MRCOOL | MHP17030A-**A | MHP17030A-**A | MAHM030CTA |  | Voluntarily Certified | Single-split-system heat pumps | False | False | 28400 | 27800 | 14.4 | 14.3 | 8 | 7.5 | False | 33 | 33 | 12 | 0 | Blower Coil System | False | Conventional | 07/06/2023 |  | 11/28/2023
Lennox Industries Inc. | MRCOOL | MHP17036A-**A | MHP17036A-**A | MAHM036CTA |  | Voluntarily Certified | Single-split-system heat pumps | False | False | 35600 | 34000 | 14.7 | 14.3 | 8 | 7.5 | False | 33 | 33 | 11.7 | 0 | Blower Coil System | False | Conventional | 07/06/2023 |  | 11/28/2023
Lennox Industries Inc. | MRCOOL | MHP17042A-**A | MHP17042A-**A | MAHM042CTA |  | Voluntarily Certified | Single-split-system heat pumps | False | False | 40500 | 39000 | 14.4 | 14.3 | 7.9 | 7.5 | False | 33 | 33 | 12 | 0 | Blower Coil System | False | Conventional | 07/06/2023 |  | 11/28/2023
Lennox Industries Inc. | MRCOOL | MHP17048A-**A | MHP17048A-**A | MAHM048CTA |  | Voluntarily Certified | Single-split-system heat pumps | False | False | 47000 | 46500 | 14.7 | 14.3 | 8.2 | 7.5 | False | 33 | 33 | 12.4 | 0 | Blower Coil System | False | Conventional | 07/06/2023 |  | 11/28/2023
Lennox Industries Inc. | MRCOOL | MHP17060A-**A | MHP17060A-**A | MAHM060CTA |  | Voluntarily Certified | Single-split-system heat pumps | False | False | 56500 | 54000 | 14.3 | 14.3 | 8 | 7.5 | False | 33 | 33 | 11.7 | 0 | Blower Coil System | False | Conventional | 07/06/2023 |  | 11/28/2023
Lennox Industries Inc. | Lennox | ML17XP1-018-230A** | ML17XP1-018-230A** | CBA25UH-018-230-** |  | Voluntarily Certified | Single-split-system heat pumps | False | False | 18000 | 17900 | 15.2 | 14.3 | 8 | 7.5 | False | 33 | 33 | 13 | 0 | Blower Coil System | False | Conventional | 07/06/2023 |  | 11/28/2023
Lennox Industries Inc. | Lennox | ML17XP1-024-230A** | ML17XP1-024-230A** | CBA25UH-024-230-** |  | Voluntarily Certified | Single-split-system heat pumps | False | False | 23200 | 22200 | 14.7 | 14.3 | 8 | 7.5 | False | 33 | 33 | 12.4 | 0 | Blower Coil System | False | Conventional | 07/06/2023 |  | 11/28/2023
Lennox Industries Inc. | Lennox | ML17XP1-030-230A** | ML17XP1-030-230A** | CBA25UH-030-230-** |  | Voluntarily Certified | Single-split-system heat pumps | False | False | 28400 | 27800 | 14.4 | 14.3 | 8 | 7.5 | False | 33 | 33 | 12 | 0 | Blower Coil System | False | Conventional | 07/06/2023 |  | 11/28/2023
Lennox Industries Inc. | Lennox | ML17XP1-036-230A** | ML17XP1-036-230A** | CBA25UH-036-230-** |  | Voluntarily Certified | Single-split-system heat pumps | False | False | 35600 | 34000 | 14.7 | 14.3 | 8 | 7.5 | False | 33 | 33 | 11.7 | 0 | Blower Coil System | False | Conventional | 07/06/2023 |  | 11/28/2023
Lennox Industries Inc. | Lennox | ML17XP1-042-230A** | ML17XP1-042-230A** | CBA25UH-042-230-** |  | Voluntarily Certified | Single-split-system heat pumps | False | False | 40500 | 39000 | 14.4 | 14.3 | 7.9 | 7.5 | False | 33 | 33 | 12 | 0 | Blower Coil System | False | Conventional | 07/06/2023 |  | 11/28/2023
Lennox Industries Inc. | Lennox | ML17XP1-048-230A** | ML17XP1-048-230A** | CBA25UH-048-230-** |  | Voluntarily Certified | Single-split-system heat pumps | False | False | 47000 | 46500 | 14.7 | 14.3 | 8.2 | 7.5 | False | 33 | 33 | 12.4 | 0 | Blower Coil System | False | Conventional | 07/06/2023 |  | 11/28/2023
Lennox Industries Inc. | Lennox | ML17XP1-060-230A** | ML17XP1-060-230A** | CBA25UH-060-230-** |  | Voluntarily Certified | Single-split-system heat pumps | False | False | 56500 | 54000 | 14.3 | 14.3 | 8 | 7.5 | False | 33 | 33 | 11.7 | 0 | Blower Coil System | False | Conventional | 07/06/2023 |  | 11/28/2023
Lennox Industries Inc. | GE | NS17H18SA4-** | NS17H18SA4-** | NAM18P1TA4 |  | Voluntarily Certified | Single-split-system heat pumps | False | False | 18000 | 17900 | 15.2 | 14.3 | 8 | 7.5 | False | 33 | 33 | 13 | 0 | Blower Coil System | False | Conventional | 07/06/2023 |  | 11/28/2023
Lennox Industries Inc. | GE | NS17H24SA4-** | NS17H24SA4-** | NAM24P1TA4 |  | Voluntarily Certified | Single-split-system heat pumps | False | False | 23200 | 22200 | 14.7 | 14.3 | 8 | 7.5 | False | 33 | 33 | 12.4 | 0 | Blower Coil System | False | Conventional | 07/06/2023 |  | 11/28/2023
Lennox Industries Inc. | GE | NS17H30SA4-** | NS17H30SA4-** | NAM30P1TA4 |  | Voluntarily Certified | Single-split-system heat pumps | False | False | 28400 | 27800 | 14.4 | 14.3 | 8 | 7.5 | False | 33 | 33 | 12 | 0 | Blower Coil System | False | Conventional | 07/06/2023 |  | 11/28/2023
Lennox Industries Inc. | GE | NS17H36SA4-** | NS17H36SA4-** | NAM36P1TA4 |  | Voluntarily Certified | Single-split-system heat pumps | False | False | 35600 | 34000 | 14.7 | 14.3 | 8 | 7.5 | False | 33 | 33 | 11.7 | 0 | Blower Coil System | False | Conventional | 07/06/2023 |  | 11/28/2023
Lennox Industries Inc. | GE | NS17H42SA4-** | NS17H42SA4-** | NAM42P1TA4 |  | Voluntarily Certified | Single-split-system heat pumps | False | False | 40500 | 39000 | 14.4 | 14.3 | 7.9 | 7.5 | False | 33 | 33 | 12 | 0 | Blower Coil System | False | Conventional | 07/06/2023 |  | 11/28/2023
Lennox Industries Inc. | GE | NS17H48SA4-** | NS17H48SA4-** | NAM48P1TA4 |  | Voluntarily Certified | Single-split-system heat pumps | False | False | 47000 | 46500 | 14.7 | 14.3 | 8.2 | 7.5 | False | 33 | 33 | 12.4 | 0 | Blower Coil System | False | Conventional | 07/06/2023 |  | 11/28/2023
Lennox Industries Inc. | GE | NS17H60SA4-** | NS17H60SA4-** | NAM60P1TA4 |  | Voluntarily Certified | Single-split-system heat pumps | False | False | 56500 | 54000 | 14.3 | 14.3 | 8 | 7.5 | False | 33 | 33 | 11.7 | 0 | Blower Coil System | False | Conventional | 07/06/2023 |  | 11/28/2023
Lennox Industries Inc. | Lennox | SL25XPV-024-230A** | SL25XPV-024-230A** | CBA38MV-042-230*+TDR |  | Voluntarily Certified | Single-split-system heat pumps | False | False | 22400 | 22200 | 22.2 | 14.3 | 9.1 | 7.5 | False | 33 | 33 | 14 | 0 | Blower Coil System | True | Conventional | 07/06/2023 |  | 11/28/2023
Lennox Industries Inc. | Lennox | SL25XPV-048-230A** | SL25XPV-048-230A** | CBA38MV-060-230*+TDR |  | Voluntarily Certified | Single-split-system heat pumps | False | False | 44500 | 44500 | 20 | 14.3 | 9.3 | 7.5 | False | 33 | 33 | 12 | 0 | Blower Coil System | True | Conventional | 07/06/2023 |  | 11/28/2023
Lennox Industries Inc. | Lennox | SL25XPV-060-230A** | SL25XPV-060-230A** | CBA38MV-060-230*+TDR |  | Voluntarily Certified | Single-split-system heat pumps | False | False | 53000 | 59500 | 19.4 | 14.3 | 9 | 7.5 | False | 33 | 33 | 11 | 0 | Blower Coil System | True | Conventional | 07/06/2023 |  | 11/28/2023
Lennox Industries Inc. | Lennox | XP20-036-230B** | XP20-036-230B** | CBA38MV-036-230*+TDR |  | Voluntarily Certified | Single-split-system heat pumps | False | False | 33200 | 32200 | 20 | 14.3 | 8.4 | 7.5 | False | 33 | 33 | 12.4 | 0 | Blower Coil System | True | Conventional | 07/06/2023 |  | 11/28/2023
Nordyne, LLC | AireForce | FSH1BG4CVRX24KP | FSH1BG4CVRX24KP | B6VMAX24K-B(*) |  | Voluntarily Certified | Single-split-system heat pumps | False | False | 22800 | 22000 | 18.8 | 14.3 | 8.5 | 7.5 | False | 33 | 33 | 12.3 | 0 | Blower Coil System | True | Conventional | 07/06/2023 |  | 11/28/2023
Nordyne, LLC | Broan | FSH1BG4CVRX24KP | FSH1BG4CVRX24KP | B6VMAX24K-B(*) |  | Voluntarily Certified | Single-split-system heat pumps | False | False | 22800 | 22000 | 18.8 | 14.3 | 8.5 | 7.5 | False | 33 | 33 | 12.3 | 0 | Blower Coil System | True | Conventional | 07/06/2023 |  | 11/28/2023
Nordyne, LLC | Frigidaire | FSH1BG4CVRX24KP | FSH1BG4CVRX24KP | B6VMAX24K-B(*) |  | Voluntarily Certified | Single-split-system heat pumps | False | False | 22800 | 22000 | 18.8 | 14.3 | 8.5 | 7.5 | False | 33 | 33 | 12.3 | 0 | Blower Coil System | True | Conventional | 07/06/2023 |  | 11/28/2023
Nordyne, LLC | Moss Mechanical | FSH1BG4CVRX24KP | FSH1BG4CVRX24KP | B6VMAX24K-B(*) |  | Voluntarily Certified | Single-split-system heat pumps | False | False | 22800 | 22000 | 18.8 | 14.3 | 8.5 | 7.5 | False | 33 | 33 | 12.3 | 0 | Blower Coil System | True | Conventional | 07/06/2023 |  | 11/28/2023
Nordyne, LLC | ONYX | FSH1BG4CVRX24KP | FSH1BG4CVRX24KP | B6VMAX24K-B(*) |  | Voluntarily Certified | Single-split-system heat pumps | False | False | 22800 | 22000 | 18.8 | 14.3 | 8.5 | 7.5 | False | 33 | 33 | 12.3 | 0 | Blower Coil System | True | Conventional | 07/06/2023 |  | 11/28/2023
Nordyne, LLC | AireForce | FSH1BG4CVRX36KP | FSH1BG4CVRX36KP | B6VMAX36K-B(*) |  | Voluntarily Certified | Single-split-system heat pumps | False | False | 34200 | 34000 | 17.8 | 14.3 | 8.5 | 7.5 | False | 33 | 33 | 11.4 | 0 | Blower Coil System | True | Conventional | 07/06/2023 |  | 11/28/2023
Nordyne, LLC | Broan | FSH1BG4CVRX36KP | FSH1BG4CVRX36KP | B6VMAX36K-B(*) |  | Voluntarily Certified | Single-split-system heat pumps | False | False | 34200 | 34000 | 17.8 | 14.3 | 8.5 | 7.5 | False | 33 | 33 | 11.4 | 0 | Blower Coil System | True | Conventional | 07/06/2023 |  | 11/28/2023
Nordyne, LLC | Frigidaire | FSH1BG4CVRX36KP | FSH1BG4CVRX36KP | B6VMAX36K-B(*) |  | Voluntarily Certified | Single-split-system heat pumps | False | False | 34200 | 34000 | 17.8 | 14.3 | 8.5 | 7.5 | False | 33 | 33 | 11.4 | 0 | Blower Coil System | True | Conventional | 07/06/2023 |  | 11/28/2023
Nordyne, LLC | Moss Mechanical | FSH1BG4CVRX36KP | FSH1BG4CVRX36KP | B6VMAX36K-B(*) |  | Voluntarily Certified | Single-split-system heat pumps | False | False | 34200 | 34000 | 17.8 | 14.3 | 8.5 | 7.5 | False | 33 | 33 | 11.4 | 0 | Blower Coil System | True | Conventional | 07/06/2023 |  | 11/28/2023
Nordyne, LLC | AireForce | FSH1BG4CVRX48KP | FSH1BG4CVRX48KP | B6VMAX48K-C(*) |  | Voluntarily Certified | Single-split-system heat pumps | False | False | 42500 | 43500 | 16.8 | 14.3 | 8.5 | 7.5 | False | 33 | 33 | 11.2 | 0 | Blower Coil System | True | Conventional | 07/06/2023 |  | 11/28/2023
Nordyne, LLC | Broan | FSH1BG4CVRX48KP | FSH1BG4CVRX48KP | B6VMAX48K-C(*) |  | Voluntarily Certified | Single-split-system heat pumps | False | False | 42500 | 43500 | 16.8 | 14.3 | 8.5 | 7.5 | False | 33 | 33 | 11.2 | 0 | Blower Coil System | True | Conventional | 07/06/2023 |  | 11/28/2023
Nordyne, LLC | Frigidaire | FSH1BG4CVRX48KP | FSH1BG4CVRX48KP | B6VMAX48K-C(*) |  | Voluntarily Certified | Single-split-system heat pumps | False | False | 42500 | 43500 | 16.8 | 14.3 | 8.5 | 7.5 | False | 33 | 33 | 11.2 | 0 | Blower Coil System | True | Conventional | 07/06/2023 |  | 11/28/2023
Nordyne, LLC | Moss Mechanical | FSH1BG4CVRX48KP | FSH1BG4CVRX48KP | B6VMAX48K-C(*) |  | Voluntarily Certified | Single-split-system heat pumps | False | False | 42500 | 43500 | 16.8 | 14.3 | 8.5 | 7.5 | False | 33 | 33 | 11.2 | 0 | Blower Coil System | True | Conventional | 07/06/2023 |  | 11/28/2023
Nordyne, LLC | AireForce | FSH1BG4CVRX60KP | FSH1BG4CVRX60KP | B6VMAX60K-C(*) |  | Voluntarily Certified | Single-split-system heat pumps | False | False | 53000 | 58500 | 17.1 | 14.3 | 8.5 | 7.5 | False | 33 | 33 | 11 | 0 | Blower Coil System | True | Conventional | 07/06/2023 |  | 11/28/2023
Nordyne, LLC | Broan | FSH1BG4CVRX60KP | FSH1BG4CVRX60KP | B6VMAX60K-C(*) |  | Voluntarily Certified | Single-split-system heat pumps | False | False | 53000 | 58500 | 17.1 | 14.3 | 8.5 | 7.5 | False | 33 | 33 | 11 | 0 | Blower Coil System | True | Conventional | 07/06/2023 |  | 11/28/2023
Nordyne, LLC | Frigidaire | FSH1BG4CVRX60KP | FSH1BG4CVRX60KP | B6VMAX60K-C(*) |  | Voluntarily Certified | Single-split-system heat pumps | False | False | 53000 | 58500 | 17.1 | 14.3 | 8.5 | 7.5 | False | 33 | 33 | 11 | 0 | Blower Coil System | True | Conventional | 07/06/2023 |  | 11/28/2023
Nordyne, LLC | Moss Mechanical | FSH1BG4CVRX60KP | FSH1BG4CVRX60KP | B6VMAX60K-C(*) |  | Voluntarily Certified | Single-split-system heat pumps | False | False | 53000 | 58500 | 17.1 | 14.3 | 8.5 | 7.5 | False | 33 | 33 | 11 | 0 | Blower Coil System | True | Conventional | 07/06/2023 |  | 11/28/2023
Nordyne, LLC | Maytag | PSH1BG4CVRX24K | PSH1BG4CVRX24K | B6VMAX24K-B(*) |  | Voluntarily Certified | Single-split-system heat pumps | False | False | 22800 | 22000 | 18.8 | 14.3 | 8.5 | 7.5 | False | 33 | 33 | 12.3 | 0 | Blower Coil System | True | Conventional | 07/06/2023 |  | 11/28/2023
Nordyne, LLC | Maytag | PSH1BG4CVRX36K | PSH1BG4CVRX36K | B6VMAX36K-B(*) |  | Voluntarily Certified | Single-split-system heat pumps | False | False | 34200 | 34000 | 17.8 | 14.3 | 8.5 | 7.5 | False | 33 | 33 | 11.4 | 0 | Blower Coil System | True | Conventional | 07/06/2023 |  | 11/28/2023
Nordyne, LLC | Maytag | PSH1BG4CVRX48K | PSH1BG4CVRX48K | B6VMAX48K-C(*) |  | Voluntarily Certified | Single-split-system heat pumps | False | False | 42500 | 43500 | 16.8 | 14.3 | 8.5 | 7.5 | False | 33 | 33 | 11.2 | 0 | Blower Coil System | True | Conventional | 07/06/2023 |  | 11/28/2023
Nordyne, LLC | Maytag | PSH1BG4CVRX60K | PSH1BG4CVRX60K | B6VMAX60K-C(*) |  | Voluntarily Certified | Single-split-system heat pumps | False | False | 53000 | 58500 | 17.1 | 14.3 | 8.5 | 7.5 | False | 33 | 33 | 11 | 0 | Blower Coil System | True | Conventional | 07/06/2023 |  | 11/28/2023
Nordyne, LLC | NORTEK GLOBAL HVAC LLC | SH1BG4CVRX24K | SH1BG4CVRX24K | B6VMAX24K-B(*) |  | Voluntarily Certified | Single-split-system heat pumps | False | False | 22800 | 22000 | 18.8 | 14.3 | 8.5 | 7.5 | False | 33 | 33 | 12.3 | 0 | Blower Coil System | True | Conventional | 07/06/2023 |  | 11/28/2023
Nordyne, LLC | NORTEK GLOBAL HVAC LLC | SH1BG4CVRX24KP | SH1BG4CVRX24KP | B6VMAX24K-B(*) |  | Voluntarily Certified | Single-split-system heat pumps | False | False | 22800 | 22000 | 18.8 | 14.3 | 8.5 | 7.5 | False | 33 | 33 | 12.3 | 0 | Blower Coil System | True | Conventional | 07/06/2023 |  | 11/28/2023
Nordyne, LLC | NORTEK GLOBAL HVAC LLC | SH1BG4CVRX36K | SH1BG4CVRX36K | B6VMAX36K-B(*) |  | Voluntarily Certified | Single-split-system heat pumps | False | False | 34200 | 34000 | 17.8 | 14.3 | 8.5 | 7.5 | False | 33 | 33 | 11.4 | 0 | Blower Coil System | True | Conventional | 07/06/2023 |  | 11/28/2023
Nordyne, LLC | NORTEK GLOBAL HVAC LLC | SH1BG4CVRX36KP | SH1BG4CVRX36KP | B6VMAX36K-B(*) |  | Voluntarily Certified | Single-split-system heat pumps | False | False | 34200 | 34000 | 17.8 | 14.3 | 8.5 | 7.5 | False | 33 | 33 | 11.4 | 0 | Blower Coil System | True | Conventional | 07/06/2023 |  | 11/28/2023
Nordyne, LLC | NORTEK GLOBAL HVAC LLC | SH1BG4CVRX48K | SH1BG4CVRX48K | B6VMAX48K-C(*) |  | Voluntarily Certified | Single-split-system heat pumps | False | False | 42500 | 43500 | 16.8 | 14.3 | 8.5 | 7.5 | False | 33 | 33 | 11.2 | 0 | Blower Coil System | True | Conventional | 07/06/2023 |  | 11/28/2023
Nordyne, LLC | NORTEK GLOBAL HVAC LLC | SH1BG4CVRX48KP | SH1BG4CVRX48KP | B6VMAX48K-C(*) |  | Voluntarily Certified | Single-split-system heat pumps | False | False | 42500 | 43500 | 16.8 | 14.3 | 8.5 | 7.5 | False | 33 | 33 | 11.2 | 0 | Blower Coil System | True | Conventional | 07/06/2023 |  | 11/28/2023
Nordyne, LLC | NORTEK GLOBAL HVAC LLC | SH1BG4CVRX60K | SH1BG4CVRX60K | B6VMAX60K-C(*) |  | Voluntarily Certified | Single-split-system heat pumps | False | False | 53000 | 58500 | 17.1 | 14.3 | 8.5 | 7.5 | False | 33 | 33 | 11 | 0 | Blower Coil System | True | Conventional | 07/06/2023 |  | 11/28/2023
Nordyne, LLC | NORTEK GLOBAL HVAC LLC | SH1BG4CVRX60KP | SH1BG4CVRX60KP | B6VMAX60K-C(*) |  | Voluntarily Certified | Single-split-system heat pumps | False | False | 53000 | 58500 | 17.1 | 14.3 | 8.5 | 7.5 | False | 33 | 33 | 11 | 0 | Blower Coil System | True | Conventional | 07/06/2023 |  | 11/28/2023
Lennox Industries Inc. | AC PRO | 4HP17L24P-**A | 4HP17L24P-**A | BCE5C24M*4X |  | Voluntarily Certified | Single-split-system heat pumps | False | False | 23200 | 22200 | 14.7 | 14.3 | 8 | 7.5 | False | 33 | 33 | 12.4 | 0 | Blower Coil System | False | Conventional | 07/06/2023 |  | 11/29/2023
Lennox Industries Inc. | AC PRO | 4HP17L24P-**A | 4HP17L24P-**A | BCE5C24M*1P+TXV |  | Voluntarily Certified | Single-split-system heat pumps | False | False | 23200 | 22200 | 14.7 | 14.3 | 8 | 7.5 | False | 33 | 33 | 12.4 | 0 | Blower Coil System | False | Conventional | 07/06/2023 |  | 11/29/2023
Lennox Industries Inc. | Concord | 4HP17L24P-**A | 4HP17L24P-**A | BCE5C24M*4X |  | Voluntarily Certified | Single-split-system heat pumps | False | False | 23200 | 22200 | 14.7 | 14.3 | 8 | 7.5 | False | 33 | 33 | 12.4 | 0 | Blower Coil System | False | Conventional | 07/06/2023 |  | 11/29/2023
Lennox Industries Inc. | Concord | 4HP17L24P-**A | 4HP17L24P-**A | BCE5C24M*1P+TXV |  | Voluntarily Certified | Single-split-system heat pumps | False | False | 23200 | 22200 | 14.7 | 14.3 | 8 | 7.5 | False | 33 | 33 | 12.4 | 0 | Blower Coil System | False | Conventional | 07/06/2023 |  | 11/29/2023
Lennox Industries Inc. | ROYALTON | 4HP17L24P-**A | 4HP17L24P-**A | BCE5C24M*4X |  | Voluntarily Certified | Single-split-system heat pumps | False | False | 23200 | 22200 | 14.7 | 14.3 | 8 | 7.5 | False | 33 | 33 | 12.4 | 0 | Blower Coil System | False | Conventional | 07/06/2023 |  | 11/29/2023
Lennox Industries Inc. | ROYALTON | 4HP17L24P-**A | 4HP17L24P-**A | BCE5C24M*1P+TXV |  | Voluntarily Certified | Single-split-system heat pumps | False | False | 23200 | 22200 | 14.7 | 14.3 | 8 | 7.5 | False | 33 | 33 | 12.4 | 0 | Blower Coil System | False | Conventional | 07/06/2023 |  | 11/29/2023
Lennox Industries Inc. | AC PRO | 4HP17L30P-**A | 4HP17L30P-**A | BCE5C30M*4X |  | Voluntarily Certified | Single-split-system heat pumps | False | False | 28400 | 27800 | 14.4 | 14.3 | 8 | 7.5 | False | 33 | 33 | 12 | 0 | Blower Coil System | False | Conventional | 07/06/2023 |  | 11/29/2023
Lennox Industries Inc. | AC PRO | 4HP17L30P-**A | 4HP17L30P-**A | BCE5C30M*1P+TXV |  | Voluntarily Certified | Single-split-system heat pumps | False | False | 28400 | 27800 | 14.4 | 14.3 | 8 | 7.5 | False | 33 | 33 | 12 | 0 | Blower Coil System | False | Conventional | 07/06/2023 |  | 11/29/2023
Lennox Industries Inc. | Concord | 4HP17L30P-**A | 4HP17L30P-**A | BCE5C30M*4X |  | Voluntarily Certified | Single-split-system heat pumps | False | False | 28400 | 27800 | 14.4 | 14.3 | 8 | 7.5 | False | 33 | 33 | 12 | 0 | Blower Coil System | False | Conventional | 07/06/2023 |  | 11/29/2023
Lennox Industries Inc. | Concord | 4HP17L30P-**A | 4HP17L30P-**A | BCE5C30M*1P+TXV |  | Voluntarily Certified | Single-split-system heat pumps | False | False | 28400 | 27800 | 14.4 | 14.3 | 8 | 7.5 | False | 33 | 33 | 12 | 0 | Blower Coil System | False | Conventional | 07/06/2023 |  | 11/29/2023
Lennox Industries Inc. | ROYALTON | 4HP17L30P-**A | 4HP17L30P-**A | BCE5C30M*4X |  | Voluntarily Certified | Single-split-system heat pumps | False | False | 28400 | 27800 | 14.4 | 14.3 | 8 | 7.5 | False | 33 | 33 | 12 | 0 | Blower Coil System | False | Conventional | 07/06/2023 |  | 11/29/2023
Lennox Industries Inc. | ROYALTON | 4HP17L30P-**A | 4HP17L30P-**A | BCE5C30M*1P+TXV |  | Voluntarily Certified | Single-split-system heat pumps | False | False | 28400 | 27800 | 14.4 | 14.3 | 8 | 7.5 | False | 33 | 33 | 12 | 0 | Blower Coil System | False | Conventional | 07/06/2023 |  | 11/29/2023
Lennox Industries Inc. | AC PRO | 4HP17L36P-**A | 4HP17L36P-**A | BCE5C36M*4X |  | Voluntarily Certified | Single-split-system heat pumps | False | False | 35600 | 34000 | 14.7 | 14.3 | 8 | 7.5 | False | 33 | 33 | 11.7 | 0 | Blower Coil System | False | Conventional | 07/06/2023 |  | 11/29/2023
Lennox Industries Inc. | AC PRO | 4HP17L36P-**A | 4HP17L36P-**A | BCE5C36M*1P+TXV |  | Voluntarily Certified | Single-split-system heat pumps | False | False | 35600 | 34000 | 14.7 | 14.3 | 8 | 7.5 | False | 33 | 33 | 11.7 | 0 | Blower Coil System | False | Conventional | 07/06/2023 |  | 11/29/2023
Lennox Industries Inc. | Concord | 4HP17L36P-**A | 4HP17L36P-**A | BCE5C36M*4X |  | Voluntarily Certified | Single-split-system heat pumps | False | False | 35600 | 34000 | 14.7 | 14.3 | 8 | 7.5 | False | 33 | 33 | 11.7 | 0 | Blower Coil System | False | Conventional | 07/06/2023 |  | 11/29/2023
Lennox Industries Inc. | Concord | 4HP17L36P-**A | 4HP17L36P-**A | BCE5C36M*1P+TXV |  | Voluntarily Certified | Single-split-system heat pumps | False | False | 35600 | 34000 | 14.7 | 14.3 | 8 | 7.5 | False | 33 | 33 | 11.7 | 0 | Blower Coil System | False | Conventional | 07/06/2023 |  | 11/29/2023
Lennox Industries Inc. | ROYALTON | 4HP17L36P-**A | 4HP17L36P-**A | BCE5C36M*4X |  | Voluntarily Certified | Single-split-system heat pumps | False | False | 35600 | 34000 | 14.7 | 14.3 | 8 | 7.5 | False | 33 | 33 | 11.7 | 0 | Blower Coil System | False | Conventional | 07/06/2023 |  | 11/29/2023
Lennox Industries Inc. | ROYALTON | 4HP17L36P-**A | 4HP17L36P-**A | BCE5C36M*1P+TXV |  | Voluntarily Certified | Single-split-system heat pumps | False | False | 35600 | 34000 | 14.7 | 14.3 | 8 | 7.5 | False | 33 | 33 | 11.7 | 0 | Blower Coil System | False | Conventional | 07/06/2023 |  | 11/29/2023
Lennox Industries Inc. | AC PRO | 4HP17L42P-**A | 4HP17L42P-**A | BCE5C42M*4X |  | Voluntarily Certified | Single-split-system heat pumps | False | False | 40500 | 39000 | 14.4 | 14.3 | 7.9 | 7.5 | False | 33 | 33 | 12 | 0 | Blower Coil System | False | Conventional | 07/06/2023 |  | 11/29/2023
Lennox Industries Inc. | AC PRO | 4HP17L42P-**A | 4HP17L42P-**A | BCE5C42M*1P+TXV |  | Voluntarily Certified | Single-split-system heat pumps | False | False | 40500 | 39000 | 14.4 | 14.3 | 7.9 | 7.5 | False | 33 | 33 | 12 | 0 | Blower Coil System | False | Conventional | 07/06/2023 |  | 11/29/2023
Lennox Industries Inc. | Concord | 4HP17L42P-**A | 4HP17L42P-**A | BCE5C42M*4X |  | Voluntarily Certified | Single-split-system heat pumps | False | False | 40500 | 39000 | 14.4 | 14.3 | 7.9 | 7.5 | False | 33 | 33 | 12 | 0 | Blower Coil System | False | Conventional | 07/06/2023 |  | 11/29/2023
Lennox Industries Inc. | Concord | 4HP17L42P-**A | 4HP17L42P-**A | BCE5C42M*1P+TXV |  | Voluntarily Certified | Single-split-system heat pumps | False | False | 40500 | 39000 | 14.4 | 14.3 | 7.9 | 7.5 | False | 33 | 33 | 12 | 0 | Blower Coil System | False | Conventional | 07/06/2023 |  | 11/29/2023
Lennox Industries Inc. | ROYALTON | 4HP17L42P-**A | 4HP17L42P-**A | BCE5C42M*4X |  | Voluntarily Certified | Single-split-system heat pumps | False | False | 40500 | 39000 | 14.4 | 14.3 | 7.9 | 7.5 | False | 33 | 33 | 12 | 0 | Blower Coil System | False | Conventional | 07/06/2023 |  | 11/29/2023
Lennox Industries Inc. | ROYALTON | 4HP17L42P-**A | 4HP17L42P-**A | BCE5C42M*1P+TXV |  | Voluntarily Certified | Single-split-system heat pumps | False | False | 40500 | 39000 | 14.4 | 14.3 | 7.9 | 7.5 | False | 33 | 33 | 12 | 0 | Blower Coil System | False | Conventional | 07/06/2023 |  | 11/29/2023
Lennox Industries Inc. | AC PRO | 4HP17L48P-**A | 4HP17L48P-**A | BCE5C48M*4X |  | Voluntarily Certified | Single-split-system heat pumps | False | False | 47000 | 46500 | 14.7 | 14.3 | 8.2 | 7.5 | False | 33 | 33 | 12.4 | 0 | Blower Coil System | False | Conventional | 07/06/2023 |  | 11/29/2023
Lennox Industries Inc. | AC PRO | 4HP17L48P-**A | 4HP17L48P-**A | BCE5C48M*1P+TXV |  | Voluntarily Certified | Single-split-system heat pumps | False | False | 47000 | 46500 | 14.7 | 14.3 | 8.2 | 7.5 | False | 33 | 33 | 12.4 | 0 | Blower Coil System | False | Conventional | 07/06/2023 |  | 11/29/2023
Lennox Industries Inc. | Concord | 4HP17L48P-**A | 4HP17L48P-**A | BCE5C48M*4X |  | Voluntarily Certified | Single-split-system heat pumps | False | False | 47000 | 46500 | 14.7 | 14.3 | 8.2 | 7.5 | False | 33 | 33 | 12.4 | 0 | Blower Coil System | False | Conventional | 07/06/2023 |  | 11/29/2023
Lennox Industries Inc. | Concord | 4HP17L48P-**A | 4HP17L48P-**A | BCE5C48M*1P+TXV |  | Voluntarily Certified | Single-split-system heat pumps | False | False | 47000 | 46500 | 14.7 | 14.3 | 8.2 | 7.5 | False | 33 | 33 | 12.4 | 0 | Blower Coil System | False | Conventional | 07/06/2023 |  | 11/29/2023
Lennox Industries Inc. | ROYALTON | 4HP17L48P-**A | 4HP17L48P-**A | BCE5C48M*4X |  | Voluntarily Certified | Single-split-system heat pumps | False | False | 47000 | 46500 | 14.7 | 14.3 | 8.2 | 7.5 | False | 33 | 33 | 12.4 | 0 | Blower Coil System | False | Conventional | 07/06/2023 |  | 11/29/2023
Lennox Industries Inc. | ROYALTON | 4HP17L48P-**A | 4HP17L48P-**A | BCE5C48M*1P+TXV |  | Voluntarily Certified | Single-split-system heat pumps | False | False | 47000 | 46500 | 14.7 | 14.3 | 8.2 | 7.5 | False | 33 | 33 | 12.4 | 0 | Blower Coil System | False | Conventional | 07/06/2023 |  | 11/29/2023
Lennox Industries Inc. | AC PRO | 4HP17L60P-**A | 4HP17L60P-**A | BCE5C60M*4X |  | Voluntarily Certified | Single-split-system heat pumps | False | False | 56500 | 54000 | 14.3 | 14.3 | 8 | 7.5 | False | 33 | 33 | 11.7 | 0 | Blower Coil System | False | Conventional | 07/06/2023 |  | 11/29/2023
Lennox Industries Inc. | AC PRO | 4HP17L60P-**A | 4HP17L60P-**A | BCE5C60M*1P+TXV |  | Voluntarily Certified | Single-split-system heat pumps | False | False | 56500 | 54000 | 14.3 | 14.3 | 8 | 7.5 | False | 33 | 33 | 11.7 | 0 | Blower Coil System | False | Conventional | 07/06/2023 |  | 11/29/2023
Lennox Industries Inc. | Concord | 4HP17L60P-**A | 4HP17L60P-**A | BCE5C60M*4X |  | Voluntarily Certified | Single-split-system heat pumps | False | False | 56500 | 54000 | 14.3 | 14.3 | 8 | 7.5 | False | 33 | 33 | 11.7 | 0 | Blower Coil System | False | Conventional | 07/06/2023 |  | 11/29/2023
Lennox Industries Inc. | Concord | 4HP17L60P-**A | 4HP17L60P-**A | BCE5C60M*1P+TXV |  | Voluntarily Certified | Single-split-system heat pumps | False | False | 56500 | 54000 | 14.3 | 14.3 | 8 | 7.5 | False | 33 | 33 | 11.7 | 0 | Blower Coil System | False | Conventional | 07/06/2023 |  | 11/29/2023
Lennox Industries Inc. | ROYALTON | 4HP17L60P-**A | 4HP17L60P-**A | BCE5C60M*4X |  | Voluntarily Certified | Single-split-system heat pumps | False | False | 56500 | 54000 | 14.3 | 14.3 | 8 | 7.5 | False | 33 | 33 | 11.7 | 0 | Blower Coil System | False | Conventional | 07/06/2023 |  | 11/29/2023
Lennox Industries Inc. | ROYALTON | 4HP17L60P-**A | 4HP17L60P-**A | BCE5C60M*1P+TXV |  | Voluntarily Certified | Single-split-system heat pumps | False | False | 56500 | 54000 | 14.3 | 14.3 | 8 | 7.5 | False | 33 | 33 | 11.7 | 0 | Blower Coil System | False | Conventional | 07/06/2023 |  | 11/29/2023
Johnson Controls, Inc. | CHAMPION HEATING AND COOLING | HL19B4821 | HL19B4821 | JHETD60HBCS2N1 |  | Voluntarily Certified | Single-split-system heat pumps | False | False | 46500 | 47000 | 17 | 14.3 | 8.1 | 7.5 | False | 33 | 33 | 12.5 | 0 | Blower Coil System | False | Conventional | 07/06/2023 |  | 11/29/2023
Johnson Controls, Inc. | CHAMPION HEATING AND COOLING | HL20B2421 | HL20B2421 | JHVVB24DE1C2N1+CC |  | Voluntarily Certified | Single-split-system heat pumps | True | False | 23000 | 22400 | 19 | 14.3 | 8.5 | 7.5 | False | 33 | 33 | 12.4 | 0 | Blower Coil System | True | Conventional | 07/06/2023 |  | 11/29/2023
Johnson Controls, Inc. | CHAMPION HEATING AND COOLING | HL20B3621 | HL20B3621 | JHVVB36DE2C2N1+CC |  | Voluntarily Certified | Single-split-system heat pumps | True | False | 32000 | 33600 | 19.5 | 14.3 | 8.5 | 7.5 | False | 33 | 33 | 12.4 | 0 | Blower Coil System | True | Conventional | 07/06/2023 |  | 11/29/2023
Johnson Controls, Inc. | CHAMPION HEATING AND COOLING | HL20B4821 | HL20B4821 | JHVVC48HE3C2N1+CC |  | Voluntarily Certified | Single-split-system heat pumps | True | False | 44500 | 44000 | 19.5 | 14.3 | 8.5 | 7.5 | False | 33 | 33 | 12.4 | 0 | Blower Coil System | True | Conventional | 07/06/2023 |  | 11/29/2023
Johnson Controls, Inc. | CHAMPION HEATING AND COOLING | HL20B6021 | HL20B6021 | JHVVC60HE4C2N1+CC |  | Voluntarily Certified | Single-split-system heat pumps | True | False | 52000 | 52500 | 19 | 14.3 | 8.5 | 7.5 | False | 33 | 33 | 12 | 0 | Blower Coil System | True | Conventional | 07/06/2023 |  | 11/29/2023
Johnson Controls, Inc. | CHAMPION HEATING AND COOLING | HMH72B241 | HMH72B241 | JHETC36DBAS2N1 |  | Voluntarily Certified | Single-split-system heat pumps | False | False | 22400 | 22400 | 17 | 14.3 | 7.8 | 7.5 | False | 33 | 33 | 10 | 0 | Blower Coil System | True | Conventional | 07/06/2023 |  | 11/29/2023
Johnson Controls, Inc. | CHAMPION HEATING AND COOLING | HMH72B341 | HMH72B341 | JHETC36DBCS2N1 |  | Voluntarily Certified | Single-split-system heat pumps | False | False | 34000 | 33200 | 18.5 | 14.3 | 8.7 | 7.5 | False | 33 | 33 | 10.5 | 0 | Blower Coil System | True | Conventional | 07/06/2023 |  | 11/29/2023
Johnson Controls, Inc. | CHAMPION HEATING AND COOLING | HMH72B361 | HMH72B361 | JHETB30DXXS2N1+TXV |  | Voluntarily Certified | Single-split-system heat pumps | False | False | 36000 | 36000 | 18 | 14.3 | 8.5 | 7.5 | False | 33 | 33 | 9 | 0 | Blower Coil System | True | Conventional | 07/06/2023 |  | 11/29/2023
Johnson Controls, Inc. | CHAMPION HEATING AND COOLING | HMH72B481 | HMH72B481 | JHETD60JBCS2N1 |  | Voluntarily Certified | Single-split-system heat pumps | False | False | 48000 | 47000 | 18.5 | 14.3 | 8.25 | 7.5 | False | 33 | 33 | 10 | 0 | Blower Coil System | True | Conventional | 07/06/2023 |  | 11/29/2023
Johnson Controls, Inc. | CHAMPION HEATING AND COOLING | HMH72B601 | HMH72B601 | JHETD60JBCS2N1 |  | Voluntarily Certified | Single-split-system heat pumps | False | False | 58000 | 56000 | 17.5 | 14.3 | 8.3 | 7.5 | False | 33 | 33 | 8.5 | 0 | Blower Coil System | True | Conventional | 07/06/2023 |  | 11/29/2023
Johnson Controls, Inc. | CHAMPION HEATING AND COOLING | PHE4A2424 | PHE4A2424 |  |  | Voluntarily Certified | Single-package heat pumps (oth | False | False | 23800 | 23800 | 13.4 | 13.4 | 6.7 | 6.7 | False | 33 | 33 | 11 | 0 |  | False | Conventional | 07/06/2023 |  | 11/29/2023
Johnson Controls, Inc. | CHAMPION HEATING AND COOLING | PHE4A3024 | PHE4A3024 |  |  | Voluntarily Certified | Single-package heat pumps (oth | False | False | 29400 | 28400 | 13.4 | 13.4 | 6.7 | 6.7 | False | 33 | 33 | 11 | 0 |  | False | Conventional | 07/06/2023 |  | 11/29/2023
Johnson Controls, Inc. | CHAMPION HEATING AND COOLING | PHE4B3624 | PHE4B3624 |  |  | Voluntarily Certified | Single-package heat pumps (oth | False | False | 35200 | 34800 | 13.4 | 13.4 | 6.7 | 6.7 | False | 33 | 33 | 11 | 0 |  | False | Conventional | 07/06/2023 |  | 11/29/2023
Johnson Controls, Inc. | CHAMPION HEATING AND COOLING | PHE4B4224 | PHE4B4224 |  |  | Voluntarily Certified | Single-package heat pumps (oth | False | False | 41000 | 39500 | 13.4 | 13.4 | 6.7 | 6.7 | False | 33 | 33 | 11 | 0 |  | False | Conventional | 07/06/2023 |  | 11/29/2023
Johnson Controls, Inc. | CHAMPION HEATING AND COOLING | PHE4B4824 | PHE4B4824 |  |  | Voluntarily Certified | Single-package heat pumps (oth | False | False | 47500 | 47000 | 13.4 | 13.4 | 6.7 | 6.7 | False | 33 | 33 | 11 | 0 |  | False | Conventional | 07/06/2023 |  | 11/29/2023
Johnson Controls, Inc. | CHAMPION HEATING AND COOLING | PHE4B6024 | PHE4B6024 |  |  | Voluntarily Certified | Single-package heat pumps (oth | False | False | 59000 | 57000 | 13.4 | 13.4 | 6.7 | 6.7 | False | 33 | 33 | 11 | 0 |  | False | Conventional | 07/06/2023 |  | 11/29/2023
Johnson Controls, Inc. | CHAMPION HEATING AND COOLING | PHE6A2424 | PHE6A2424 |  |  | Voluntarily Certified | Single-package heat pumps (oth | False | False | 24000 | 23000 | 15.2 | 13.4 | 7.2 | 6.7 | False | 33 | 33 | 12 | 0 |  | False | Conventional | 07/06/2023 |  | 11/29/2023
Johnson Controls, Inc. | CHAMPION HEATING AND COOLING | PHE6B3624 | PHE6B3624 |  |  | Voluntarily Certified | Single-package heat pumps (oth | False | False | 36600 | 32600 | 15.2 | 13.4 | 7.2 | 6.7 | False | 33 | 33 | 12 | 0 |  | False | Conventional | 07/06/2023 |  | 11/29/2023
Johnson Controls, Inc. | CHAMPION HEATING AND COOLING | PHE6B4824 | PHE6B4824 |  |  | Voluntarily Certified | Single-package heat pumps (oth | False | False | 46500 | 45500 | 15.2 | 13.4 | 7.2 | 6.7 | False | 33 | 33 | 12 | 0 |  | False | Conventional | 07/06/2023 |  | 11/29/2023
Johnson Controls, Inc. | CHAMPION HEATING AND COOLING | PHE6B6024 | PHE6B6024 |  |  | Voluntarily Certified | Single-package heat pumps (oth | False | False | 57000 | 57000 | 15.2 | 13.4 | 7.2 | 6.7 | False | 33 | 33 | 12 | 0 |  | False | Conventional | 07/06/2023 |  | 11/29/2023
Johnson Controls, Inc. | CHAMPION HEATING AND COOLING | PHG4A240752X4 | PHG4A240752X4 |  |  | Voluntarily Certified | Single-package heat pumps (oth | False | False | 23800 | 23800 | 13.4 | 13.4 | 6.7 | 6.7 | False | 33 | 33 | 11 | 0 |  | False | Conventional | 07/06/2023 |  | 11/29/2023
Johnson Controls, Inc. | CHAMPION HEATING AND COOLING | PHG4A300752X4 | PHG4A300752X4 |  |  | Voluntarily Certified | Single-package heat pumps (oth | False | False | 29400 | 28400 | 13.4 | 13.4 | 6.7 | 6.7 | False | 33 | 33 | 11 | 0 |  | False | Conventional | 07/06/2023 |  | 11/29/2023
Johnson Controls, Inc. | CHAMPION HEATING AND COOLING | PHG4B361002X4 | PHG4B361002X4 |  |  | Voluntarily Certified | Single-package heat pumps (oth | False | False | 35200 | 34800 | 13.4 | 13.4 | 6.7 | 6.7 | False | 33 | 33 | 11 | 0 |  | False | Conventional | 07/06/2023 |  | 11/29/2023
Johnson Controls, Inc. | CHAMPION HEATING AND COOLING | PHG4B420652X4 | PHG4B420652X4 |  |  | Voluntarily Certified | Single-package heat pumps (oth | False | False | 41000 | 39500 | 13.4 | 13.4 | 6.7 | 6.7 | False | 33 | 33 | 11 | 0 |  | False | Conventional | 07/06/2023 |  | 11/29/2023
Johnson Controls, Inc. | CHAMPION HEATING AND COOLING | PHG4B421002X4 | PHG4B421002X4 |  |  | Voluntarily Certified | Single-package heat pumps (oth | False | False | 41000 | 39500 | 13.4 | 13.4 | 6.7 | 6.7 | False | 33 | 33 | 11 | 0 |  | False | Conventional | 07/06/2023 |  | 11/29/2023
Johnson Controls, Inc. | CHAMPION HEATING AND COOLING | PHG4B481002X4 | PHG4B481002X4 |  |  | Voluntarily Certified | Single-package heat pumps (oth | False | False | 47500 | 47000 | 13.4 | 13.4 | 6.7 | 6.7 | False | 33 | 33 | 11 | 0 |  | False | Conventional | 07/06/2023 |  | 11/29/2023
Johnson Controls, Inc. | CHAMPION HEATING AND COOLING | PHG4B481252X4 | PHG4B481252X4 |  |  | Voluntarily Certified | Single-package heat pumps (oth | False | False | 47500 | 47000 | 13.4 | 13.4 | 6.7 | 6.7 | False | 33 | 33 | 11 | 0 |  | False | Conventional | 07/06/2023 |  | 11/29/2023
Johnson Controls, Inc. | CHAMPION HEATING AND COOLING | PHG4B601252X4 | PHG4B601252X4 |  |  | Voluntarily Certified | Single-package heat pumps (oth | False | False | 59000 | 57000 | 13.4 | 13.4 | 6.7 | 6.7 | False | 33 | 33 | 11 | 0 |  | False | Conventional | 07/06/2023 |  | 11/29/2023
Johnson Controls, Inc. | CHAMPION HEATING AND COOLING | PHG6A240752X4 | PHG6A240752X4 |  |  | Voluntarily Certified | Single-package heat pumps (oth | False | False | 24000 | 23000 | 15.2 | 13.4 | 7.2 | 6.7 | False | 33 | 33 | 12 | 0 |  | False | Conventional | 07/06/2023 |  | 11/29/2023
Johnson Controls, Inc. | CHAMPION HEATING AND COOLING | PHG6B361002X4 | PHG6B361002X4 |  |  | Voluntarily Certified | Single-package heat pumps (oth | False | False | 36600 | 32600 | 15.2 | 13.4 | 7.2 | 6.7 | False | 33 | 33 | 12 | 0 |  | False | Conventional | 07/06/2023 |  | 11/29/2023
Johnson Controls, Inc. | CHAMPION HEATING AND COOLING | PHG6B481002X4 | PHG6B481002X4 |  |  | Voluntarily Certified | Single-package heat pumps (oth | False | False | 46500 | 45500 | 15.2 | 13.4 | 7.2 | 6.7 | False | 33 | 33 | 12 | 0 |  | False | Conventional | 07/06/2023 |  | 11/29/2023
Johnson Controls, Inc. | CHAMPION HEATING AND COOLING | PHG6B601252X4 | PHG6B601252X4 |  |  | Voluntarily Certified | Single-package heat pumps (oth | False | False | 57000 | 57000 | 15.2 | 13.4 | 7.2 | 6.7 | False | 33 | 33 | 12 | 0 |  | False | Conventional | 07/06/2023 |  | 11/29/2023
Johnson Controls, Inc. | CHAMPION HEATING AND COOLING | THE2B18S21 | THE2B18S21 | JHETB24CBAS2N1 |  | Voluntarily Certified | Single-split-system heat pumps | False | False | 17200 | 16000 | 14.3 | 14.3 | 7.5 | 7.5 | False | 33 | 33 | 12 | 0 | Blower Coil System | False | Conventional | 07/06/2023 |  | 11/29/2023
Johnson Controls, Inc. | CHAMPION HEATING AND COOLING | THE2B24T21 | THE2B24T21 | JHETB24CBAS2N1 |  | Voluntarily Certified | Single-split-system heat pumps | False | False | 23600 | 22000 | 14.3 | 14.3 | 7.5 | 7.5 | False | 33 | 33 | 11 | 0 | Blower Coil System | False | Conventional | 07/06/2023 |  | 11/29/2023
Johnson Controls, Inc. | CHAMPION HEATING AND COOLING | THE2B30T21 | THE2B30T21 | JHETC36DBAS2N1 |  | Voluntarily Certified | Single-split-system heat pumps | False | False | 29200 | 26800 | 14.3 | 14.3 | 7.5 | 7.5 | False | 33 | 33 | 11 | 0 | Blower Coil System | False | Conventional | 07/06/2023 |  | 11/29/2023
Johnson Controls, Inc. | CHAMPION HEATING AND COOLING | THE2B36T21 | THE2B36T21 | JHETC36DBCS2N1 |  | Voluntarily Certified | Single-split-system heat pumps | False | False | 35000 | 32600 | 14.3 | 14.3 | 7.5 | 7.5 | False | 33 | 33 | 11 | 0 | Blower Coil System | False | Conventional | 07/06/2023 |  | 11/29/2023
Johnson Controls, Inc. | CHAMPION HEATING AND COOLING | THE2B42T21 | THE2B42T21 | JHETC48GBCS2N1 |  | Voluntarily Certified | Single-split-system heat pumps | False | False | 39000 | 38000 | 14.3 | 14.3 | 7.5 | 7.5 | False | 33 | 33 | 11 | 0 | Blower Coil System | False | Conventional | 07/06/2023 |  | 11/29/2023
Johnson Controls, Inc. | CHAMPION HEATING AND COOLING | THE2B48T21 | THE2B48T21 | JHETC60HBCS2N1 |  | Voluntarily Certified | Single-split-system heat pumps | False | False | 45000 | 43500 | 14.3 | 14.3 | 7.5 | 7.5 | False | 33 | 33 | 11 | 0 | Blower Coil System | False | Conventional | 07/06/2023 |  | 11/29/2023
Johnson Controls, Inc. | CHAMPION HEATING AND COOLING | THE2B60T21 | THE2B60T21 | JHETD60JBCS2N1 |  | Voluntarily Certified | Single-split-system heat pumps | False | False | 55000 | 54000 | 14.3 | 14.3 | 7.5 | 7.5 | False | 33 | 33 | 11 | 0 | Blower Coil System | False | Conventional | 07/06/2023 |  | 11/29/2023
Johnson Controls, Inc. | CHAMPION HEATING AND COOLING | THF2B18S21 | THF2B18S21 | JHETB24CBAS2N1 |  | Voluntarily Certified | Single-split-system heat pumps | False | False | 17600 | 16000 | 15.2 | 14.3 | 7.8 | 7.5 | False | 33 | 33 | 12.5 | 0 | Blower Coil System | False | Conventional | 07/06/2023 |  | 11/29/2023
Johnson Controls, Inc. | CHAMPION HEATING AND COOLING | THF2B24T21 | THF2B24T21 | JHETB24CBAS2N1 |  | Voluntarily Certified | Single-split-system heat pumps | False | False | 23600 | 21600 | 15.2 | 14.3 | 7.8 | 7.5 | False | 33 | 33 | 11.7 | 0 | Blower Coil System | False | Conventional | 07/06/2023 |  | 11/29/2023
Johnson Controls, Inc. | CHAMPION HEATING AND COOLING | THF2B30T21 | THF2B30T21 | JHETB30DBAS2N1 |  | Voluntarily Certified | Single-split-system heat pumps | False | False | 29400 | 27400 | 15.2 | 14.3 | 7.8 | 7.5 | False | 33 | 33 | 11.7 | 0 | Blower Coil System | False | Conventional | 07/06/2023 |  | 11/29/2023
Johnson Controls, Inc. | CHAMPION HEATING AND COOLING | THF2B36T21 | THF2B36T21 | JHETC36DBCS2N1 |  | Voluntarily Certified | Single-split-system heat pumps | False | False | 35000 | 33400 | 15.2 | 14.3 | 7.8 | 7.5 | False | 33 | 33 | 12 | 0 | Blower Coil System | False | Conventional | 07/06/2023 |  | 11/29/2023
Johnson Controls, Inc. | CHAMPION HEATING AND COOLING | THF2B42T21 | THF2B42T21 | JHETC42FBCS2N1 |  | Voluntarily Certified | Single-split-system heat pumps | False | False | 41000 | 40000 | 16 | 14.3 | 8.1 | 7.5 | False | 33 | 33 | 12 | 0 | Blower Coil System | False | Conventional | 07/06/2023 |  | 11/29/2023
Johnson Controls, Inc. | CHAMPION HEATING AND COOLING | THF2B48T21 | THF2B48T21 | JHETC60HBCS2N1 |  | Voluntarily Certified | Single-split-system heat pumps | False | False | 46000 | 45000 | 15.2 | 14.3 | 7.8 | 7.5 | False | 33 | 33 | 11.7 | 0 | Blower Coil System | False | Conventional | 07/06/2023 |  | 11/29/2023
Johnson Controls, Inc. | CHAMPION HEATING AND COOLING | THF2B60T21 | THF2B60T21 | JHETC60HBCS2N1 |  | Voluntarily Certified | Single-split-system heat pumps | False | False | 53500 | 55000 | 15.2 | 14.3 | 7.8 | 7.5 | False | 33 | 33 | 11.7 | 0 | Blower Coil System | False | Conventional | 07/06/2023 |  | 11/29/2023
Johnson Controls, Inc. | Tempmaster | XN036C***1*******2 | XN036C***1*******2 |  |  | Voluntarily Certified | Single-package heat pumps (oth | False | False | 37000 | 36000 | 13.4 | 13.4 | 6.7 | 6.7 | True | 33 | 33 | 11 | 0 |  | False | Conventional | 07/06/2023 |  | 11/29/2023
Johnson Controls, Inc. | CHAMPION HEATING AND COOLING | XN036E***1*******2 | XN036E***1*******2 |  |  | Voluntarily Certified | Single-package heat pumps (oth | False | False | 37000 | 36000 | 13.4 | 13.4 | 6.7 | 6.7 | True | 33 | 33 | 11 | 0 |  | False | Conventional | 07/06/2023 |  | 11/29/2023
Johnson Controls, Inc. | CHAMPION HEATING AND COOLING | XN048C***1*******2 | XN048C***1*******2 |  |  | Voluntarily Certified | Single-package heat pumps (oth | False | False | 46500 | 44000 | 13.4 | 13.4 | 6.7 | 6.7 | True | 33 | 33 | 11 | 0 |  | False | Conventional | 07/06/2023 |  | 11/29/2023
Johnson Controls, Inc. | CHAMPION HEATING AND COOLING | XN048E***1*******2 | XN048E***1*******2 |  |  | Voluntarily Certified | Single-package heat pumps (oth | False | False | 46500 | 44000 | 13.4 | 13.4 | 6.7 | 6.7 | True | 33 | 33 | 11 | 0 |  | False | Conventional | 07/06/2023 |  | 11/29/2023
Johnson Controls, Inc. | CHAMPION HEATING AND COOLING | XN060C***1*******2 | XN060C***1*******2 |  |  | Voluntarily Certified | Single-package heat pumps (oth | False | False | 54000 | 51500 | 13.4 | 13.4 | 6.7 | 6.7 | True | 33 | 33 | 10 | 0 |  | False | Conventional | 07/06/2023 |  | 11/29/2023
Johnson Controls, Inc. | CHAMPION HEATING AND COOLING | XN060E***1*******2 | XN060E***1*******2 |  |  | Voluntarily Certified | Single-package heat pumps (oth | False | False | 54000 | 51500 | 13.4 | 13.4 | 6.7 | 6.7 | True | 33 | 33 | 10 | 0 |  | False | Conventional | 07/06/2023 |  | 11/29/2023
Johnson Controls, Inc. | CHAMPION HEATING AND COOLING | XQE04A1**********3 | XQE04A1**********3 |  |  | Voluntarily Certified | Single-package heat pumps (oth | False | False | 35600 | 34200 | 13.4 | 13.4 | 6.7 | 6.7 | True | 33 | 33 | 12 | 0 |  | False | Conventional | 07/06/2023 |  | 11/29/2023
Johnson Controls, Inc. | CHAMPION HEATING AND COOLING | XQE05A1**********3 | XQE05A1**********3 |  |  | Voluntarily Certified | Single-package heat pumps (oth | False | False | 47000 | 46500 | 13.4 | 13.4 | 6.7 | 6.7 | True | 33 | 33 | 12 | 0 |  | False | Conventional | 07/06/2023 |  | 11/29/2023
Johnson Controls, Inc. | CHAMPION HEATING AND COOLING | XQE06A1**********3 | XQE06A1**********3 |  |  | Voluntarily Certified | Single-package heat pumps (oth | False | False | 57000 | 53000 | 13.4 | 13.4 | 6.7 | 6.7 | True | 33 | 33 | 12 | 0 |  | False | Conventional | 07/06/2023 |  | 11/29/2023
Johnson Controls, Inc. | CHAMPION HEATING AND COOLING | XYE04A1**********3 | XYE04A1**********3 |  |  | Voluntarily Certified | Single-package heat pumps (oth | False | False | 36000 | 34000 | 14.2 | 13.4 | 7.1 | 6.7 | True | 33 | 33 | 12 | 0 |  | False | Conventional | 07/06/2023 |  | 11/29/2023
Johnson Controls, Inc. | CHAMPION HEATING AND COOLING | XYE05A1**********3 | XYE05A1**********3 |  |  | Voluntarily Certified | Single-package heat pumps (oth | False | False | 47000 | 46000 | 14.4 | 13.4 | 7.3 | 6.7 | True | 33 | 33 | 12 | 0 |  | False | Conventional | 07/06/2023 |  | 11/29/2023
Johnson Controls, Inc. | CHAMPION HEATING AND COOLING | XYE06A1**********3 | XYE06A1**********3 |  |  | Voluntarily Certified | Single-package heat pumps (oth | False | False | 57000 | 55000 | 14 | 13.4 | 6.9 | 6.7 | True | 33 | 33 | 12 | 0 |  | False | Conventional | 07/06/2023 |  | 11/29/2023
Johnson Controls, Inc. | Coleman | HC19B4821 | HC19B4821 | JHETD60HBCS2N1 |  | Voluntarily Certified | Single-split-system heat pumps | False | False | 46500 | 47000 | 17 | 14.3 | 8.1 | 7.5 | False | 33 | 33 | 12.5 | 0 | Blower Coil System | False | Conventional | 07/06/2023 |  | 11/29/2023
Johnson Controls, Inc. | Coleman | HC20B2421 | HC20B2421 | JHVVB24DE1C2N1+CC |  | Voluntarily Certified | Single-split-system heat pumps | True | False | 23000 | 22400 | 19 | 14.3 | 8.5 | 7.5 | False | 33 | 33 | 12.4 | 0 | Blower Coil System | True | Conventional | 07/06/2023 |  | 11/29/2023
Johnson Controls, Inc. | Coleman | HC20B3621 | HC20B3621 | JHVVB36DE2C2N1+CC |  | Voluntarily Certified | Single-split-system heat pumps | True | False | 32000 | 33600 | 19.5 | 14.3 | 8.5 | 7.5 | False | 33 | 33 | 12.4 | 0 | Blower Coil System | True | Conventional | 07/06/2023 |  | 11/29/2023
Johnson Controls, Inc. | Coleman | HC20B4821 | HC20B4821 | JHVVC48HE3C2N1+CC |  | Voluntarily Certified | Single-split-system heat pumps | True | False | 44500 | 44000 | 19.5 | 14.3 | 8.5 | 7.5 | False | 33 | 33 | 12.4 | 0 | Blower Coil System | True | Conventional | 07/06/2023 |  | 11/29/2023
Johnson Controls, Inc. | Coleman | HC20B6021 | HC20B6021 | JHVVC60HE4C2N1+CC |  | Voluntarily Certified | Single-split-system heat pumps | True | False | 52000 | 52500 | 19 | 14.3 | 8.5 | 7.5 | False | 33 | 33 | 12 | 0 | Blower Coil System | True | Conventional | 07/06/2023 |  | 11/29/2023
Johnson Controls, Inc. | Coleman | HMH72B241 | HMH72B241 | JHETC36DBAS2N1 |  | Voluntarily Certified | Single-split-system heat pumps | False | False | 22400 | 22400 | 17 | 14.3 | 7.8 | 7.5 | False | 33 | 33 | 10 | 0 | Blower Coil System | True | Conventional | 07/06/2023 |  | 11/29/2023
Johnson Controls, Inc. | Coleman | HMH72B341 | HMH72B341 | JHETC36DBCS2N1 |  | Voluntarily Certified | Single-split-system heat pumps | False | False | 34000 | 33200 | 18.5 | 14.3 | 8.7 | 7.5 | False | 33 | 33 | 10.5 | 0 | Blower Coil System | True | Conventional | 07/06/2023 |  | 11/29/2023
Johnson Controls, Inc. | Coleman | HMH72B361 | HMH72B361 | JHETB30DXXS2N1+TXV |  | Voluntarily Certified | Single-split-system heat pumps | False | False | 36000 | 36000 | 18 | 14.3 | 8.5 | 7.5 | False | 33 | 33 | 9 | 0 | Blower Coil System | True | Conventional | 07/06/2023 |  | 11/29/2023
Johnson Controls, Inc. | Coleman | HMH72B481 | HMH72B481 | JHETD60JBCS2N1 |  | Voluntarily Certified | Single-split-system heat pumps | False | False | 48000 | 47000 | 18.5 | 14.3 | 8.25 | 7.5 | False | 33 | 33 | 10 | 0 | Blower Coil System | True | Conventional | 07/06/2023 |  | 11/29/2023
Johnson Controls, Inc. | Coleman | HMH72B601 | HMH72B601 | JHETD60JBCS2N1 |  | Voluntarily Certified | Single-split-system heat pumps | False | False | 58000 | 56000 | 17.5 | 14.3 | 8.3 | 7.5 | False | 33 | 33 | 8.5 | 0 | Blower Coil System | True | Conventional | 07/06/2023 |  | 11/29/2023
Johnson Controls, Inc. | Coleman | PHE4A2424 | PHE4A2424 |  |  | Voluntarily Certified | Single-package heat pumps (oth | False | False | 23800 | 23800 | 13.4 | 13.4 | 6.7 | 6.7 | False | 33 | 33 | 11 | 0 |  | False | Conventional | 07/06/2023 |  | 11/29/2023
Johnson Controls, Inc. | Coleman | PHE4A3024 | PHE4A3024 |  |  | Voluntarily Certified | Single-package heat pumps (oth | False | False | 29400 | 28400 | 13.4 | 13.4 | 6.7 | 6.7 | False | 33 | 33 | 11 | 0 |  | False | Conventional | 07/06/2023 |  | 11/29/2023
Johnson Controls, Inc. | Coleman | PHE4B3624 | PHE4B3624 |  |  | Voluntarily Certified | Single-package heat pumps (oth | False | False | 35200 | 34800 | 13.4 | 13.4 | 6.7 | 6.7 | False | 33 | 33 | 11 | 0 |  | False | Conventional | 07/06/2023 |  | 11/29/2023
Johnson Controls, Inc. | Coleman | PHE4B4224 | PHE4B4224 |  |  | Voluntarily Certified | Single-package heat pumps (oth | False | False | 41000 | 39500 | 13.4 | 13.4 | 6.7 | 6.7 | False | 33 | 33 | 11 | 0 |  | False | Conventional | 07/06/2023 |  | 11/29/2023
Johnson Controls, Inc. | Coleman | PHE4B4824 | PHE4B4824 |  |  | Voluntarily Certified | Single-package heat pumps (oth | False | False | 47500 | 47000 | 13.4 | 13.4 | 6.7 | 6.7 | False | 33 | 33 | 11 | 0 |  | False | Conventional | 07/06/2023 |  | 11/29/2023
Johnson Controls, Inc. | Coleman | PHE4B6024 | PHE4B6024 |  |  | Voluntarily Certified | Single-package heat pumps (oth | False | False | 59000 | 57000 | 13.4 | 13.4 | 6.7 | 6.7 | False | 33 | 33 | 11 | 0 |  | False | Conventional | 07/06/2023 |  | 11/29/2023
Johnson Controls, Inc. | Coleman | PHE6A2424 | PHE6A2424 |  |  | Voluntarily Certified | Single-package heat pumps (oth | False | False | 24000 | 23000 | 15.2 | 13.4 | 7.2 | 6.7 | False | 33 | 33 | 12 | 0 |  | False | Conventional | 07/06/2023 |  | 11/29/2023
Johnson Controls, Inc. | Coleman | PHE6B3624 | PHE6B3624 |  |  | Voluntarily Certified | Single-package heat pumps (oth | False | False | 36600 | 32600 | 15.2 | 13.4 | 7.2 | 6.7 | False | 33 | 33 | 12 | 0 |  | False | Conventional | 07/06/2023 |  | 11/29/2023
Johnson Controls, Inc. | Coleman | PHE6B4824 | PHE6B4824 |  |  | Voluntarily Certified | Single-package heat pumps (oth | False | False | 46500 | 45500 | 15.2 | 13.4 | 7.2 | 6.7 | False | 33 | 33 | 12 | 0 |  | False | Conventional | 07/06/2023 |  | 11/29/2023
Johnson Controls, Inc. | Coleman | PHE6B6024 | PHE6B6024 |  |  | Voluntarily Certified | Single-package heat pumps (oth | False | False | 57000 | 57000 | 15.2 | 13.4 | 7.2 | 6.7 | False | 33 | 33 | 12 | 0 |  | False | Conventional | 07/06/2023 |  | 11/29/2023
Johnson Controls, Inc. | Coleman | PHG4A240752X4 | PHG4A240752X4 |  |  | Voluntarily Certified | Single-package heat pumps (oth | False | False | 23800 | 23800 | 13.4 | 13.4 | 6.7 | 6.7 | False | 33 | 33 | 11 | 0 |  | False | Conventional | 07/06/2023 |  | 11/29/2023
Johnson Controls, Inc. | Coleman | PHG4A300752X4 | PHG4A300752X4 |  |  | Voluntarily Certified | Single-package heat pumps (oth | False | False | 29400 | 28400 | 13.4 | 13.4 | 6.7 | 6.7 | False | 33 | 33 | 11 | 0 |  | False | Conventional | 07/06/2023 |  | 11/29/2023
Johnson Controls, Inc. | Coleman | PHG4B361002X4 | PHG4B361002X4 |  |  | Voluntarily Certified | Single-package heat pumps (oth | False | False | 35200 | 34800 | 13.4 | 13.4 | 6.7 | 6.7 | False | 33 | 33 | 11 | 0 |  | False | Conventional | 07/06/2023 |  | 11/29/2023
Johnson Controls, Inc. | Coleman | PHG4B420652X4 | PHG4B420652X4 |  |  | Voluntarily Certified | Single-package heat pumps (oth | False | False | 41000 | 39500 | 13.4 | 13.4 | 6.7 | 6.7 | False | 33 | 33 | 11 | 0 |  | False | Conventional | 07/06/2023 |  | 11/29/2023
Johnson Controls, Inc. | Coleman | PHG4B421002X4 | PHG4B421002X4 |  |  | Voluntarily Certified | Single-package heat pumps (oth | False | False | 41000 | 39500 | 13.4 | 13.4 | 6.7 | 6.7 | False | 33 | 33 | 11 | 0 |  | False | Conventional | 07/06/2023 |  | 11/29/2023
Johnson Controls, Inc. | Coleman | PHG4B481002X4 | PHG4B481002X4 |  |  | Voluntarily Certified | Single-package heat pumps (oth | False | False | 47500 | 47000 | 13.4 | 13.4 | 6.7 | 6.7 | False | 33 | 33 | 11 | 0 |  | False | Conventional | 07/06/2023 |  | 11/29/2023
Johnson Controls, Inc. | Coleman | PHG4B481252X4 | PHG4B481252X4 |  |  | Voluntarily Certified | Single-package heat pumps (oth | False | False | 47500 | 47000 | 13.4 | 13.4 | 6.7 | 6.7 | False | 33 | 33 | 11 | 0 |  | False | Conventional | 07/06/2023 |  | 11/29/2023
Johnson Controls, Inc. | Coleman | PHG4B601252X4 | PHG4B601252X4 |  |  | Voluntarily Certified | Single-package heat pumps (oth | False | False | 59000 | 57000 | 13.4 | 13.4 | 6.7 | 6.7 | False | 33 | 33 | 11 | 0 |  | False | Conventional | 07/06/2023 |  | 11/29/2023
Johnson Controls, Inc. | Coleman | PHG6A240752X4 | PHG6A240752X4 |  |  | Voluntarily Certified | Single-package heat pumps (oth | False | False | 24000 | 23000 | 15.2 | 13.4 | 7.2 | 6.7 | False | 33 | 33 | 12 | 0 |  | False | Conventional | 07/06/2023 |  | 11/29/2023
Johnson Controls, Inc. | Coleman | PHG6B361002X4 | PHG6B361002X4 |  |  | Voluntarily Certified | Single-package heat pumps (oth | False | False | 36600 | 32600 | 15.2 | 13.4 | 7.2 | 6.7 | False | 33 | 33 | 12 | 0 |  | False | Conventional | 07/06/2023 |  | 11/29/2023
Johnson Controls, Inc. | Coleman | PHG6B481002X4 | PHG6B481002X4 |  |  | Voluntarily Certified | Single-package heat pumps (oth | False | False | 46500 | 45500 | 15.2 | 13.4 | 7.2 | 6.7 | False | 33 | 33 | 12 | 0 |  | False | Conventional | 07/06/2023 |  | 11/29/2023
Johnson Controls, Inc. | Coleman | PHG6B601252X4 | PHG6B601252X4 |  |  | Voluntarily Certified | Single-package heat pumps (oth | False | False | 57000 | 57000 | 15.2 | 13.4 | 7.2 | 6.7 | False | 33 | 33 | 12 | 0 |  | False | Conventional | 07/06/2023 |  | 11/29/2023
Johnson Controls, Inc. | Coleman | THE2B18S21 | THE2B18S21 | JHETB24CBAS2N1 |  | Voluntarily Certified | Single-split-system heat pumps | False | False | 17200 | 16000 | 14.3 | 14.3 | 7.5 | 7.5 | False | 33 | 33 | 12 | 0 | Blower Coil System | False | Conventional | 07/06/2023 |  | 11/29/2023
Johnson Controls, Inc. | Coleman | THE2B24T21 | THE2B24T21 | JHETB24CBAS2N1 |  | Voluntarily Certified | Single-split-system heat pumps | False | False | 23600 | 22000 | 14.3 | 14.3 | 7.5 | 7.5 | False | 33 | 33 | 11 | 0 | Blower Coil System | False | Conventional | 07/06/2023 |  | 11/29/2023
Johnson Controls, Inc. | Coleman | THE2B30T21 | THE2B30T21 | JHETC36DBAS2N1 |  | Voluntarily Certified | Single-split-system heat pumps | False | False | 29200 | 26800 | 14.3 | 14.3 | 7.5 | 7.5 | False | 33 | 33 | 11 | 0 | Blower Coil System | False | Conventional | 07/06/2023 |  | 11/29/2023
Johnson Controls, Inc. | Coleman | THE2B36T21 | THE2B36T21 | JHETC36DBCS2N1 |  | Voluntarily Certified | Single-split-system heat pumps | False | False | 35000 | 32600 | 14.3 | 14.3 | 7.5 | 7.5 | False | 33 | 33 | 11 | 0 | Blower Coil System | False | Conventional | 07/06/2023 |  | 11/29/2023
Johnson Controls, Inc. | Coleman | THE2B42T21 | THE2B42T21 | JHETC48GBCS2N1 |  | Voluntarily Certified | Single-split-system heat pumps | False | False | 39000 | 38000 | 14.3 | 14.3 | 7.5 | 7.5 | False | 33 | 33 | 11 | 0 | Blower Coil System | False | Conventional | 07/06/2023 |  | 11/29/2023
Johnson Controls, Inc. | Coleman | THE2B48T21 | THE2B48T21 | JHETC60HBCS2N1 |  | Voluntarily Certified | Single-split-system heat pumps | False | False | 45000 | 43500 | 14.3 | 14.3 | 7.5 | 7.5 | False | 33 | 33 | 11 | 0 | Blower Coil System | False | Conventional | 07/06/2023 |  | 11/29/2023
Johnson Controls, Inc. | Coleman | THE2B60T21 | THE2B60T21 | JHETD60JBCS2N1 |  | Voluntarily Certified | Single-split-system heat pumps | False | False | 55000 | 54000 | 14.3 | 14.3 | 7.5 | 7.5 | False | 33 | 33 | 11 | 0 | Blower Coil System | False | Conventional | 07/06/2023 |  | 11/29/2023
Johnson Controls, Inc. | Coleman | THF2B18S21 | THF2B18S21 | JHETB24CBAS2N1 |  | Voluntarily Certified | Single-split-system heat pumps | False | False | 17600 | 16000 | 15.2 | 14.3 | 7.8 | 7.5 | False | 33 | 33 | 12.5 | 0 | Blower Coil System | False | Conventional | 07/06/2023 |  | 11/29/2023
Johnson Controls, Inc. | Coleman | THF2B24T21 | THF2B24T21 | JHETB24CBAS2N1 |  | Voluntarily Certified | Single-split-system heat pumps | False | False | 23600 | 21600 | 15.2 | 14.3 | 7.8 | 7.5 | False | 33 | 33 | 11.7 | 0 | Blower Coil System | False | Conventional | 07/06/2023 |  | 11/29/2023
Johnson Controls, Inc. | Coleman | THF2B30T21 | THF2B30T21 | JHETB30DBAS2N1 |  | Voluntarily Certified | Single-split-system heat pumps | False | False | 29400 | 27400 | 15.2 | 14.3 | 7.8 | 7.5 | False | 33 | 33 | 11.7 | 0 | Blower Coil System | False | Conventional | 07/06/2023 |  | 11/29/2023
Johnson Controls, Inc. | Coleman | THF2B36T21 | THF2B36T21 | JHETC36DBCS2N1 |  | Voluntarily Certified | Single-split-system heat pumps | False | False | 35000 | 33400 | 15.2 | 14.3 | 7.8 | 7.5 | False | 33 | 33 | 12 | 0 | Blower Coil System | False | Conventional | 07/06/2023 |  | 11/29/2023
Johnson Controls, Inc. | Coleman | THF2B42T21 | THF2B42T21 | JHETC42FBCS2N1 |  | Voluntarily Certified | Single-split-system heat pumps | False | False | 41000 | 40000 | 16 | 14.3 | 8.1 | 7.5 | False | 33 | 33 | 12 | 0 | Blower Coil System | False | Conventional | 07/06/2023 |  | 11/29/2023
Johnson Controls, Inc. | Coleman | THF2B48T21 | THF2B48T21 | JHETC60HBCS2N1 |  | Voluntarily Certified | Single-split-system heat pumps | False | False | 46000 | 45000 | 15.2 | 14.3 | 7.8 | 7.5 | False | 33 | 33 | 11.7 | 0 | Blower Coil System | False | Conventional | 07/06/2023 |  | 11/29/2023
Johnson Controls, Inc. | Coleman | THF2B60T21 | THF2B60T21 | JHETC60HBCS2N1 |  | Voluntarily Certified | Single-split-system heat pumps | False | False | 53500 | 55000 | 15.2 | 14.3 | 7.8 | 7.5 | False | 33 | 33 | 11.7 | 0 | Blower Coil System | False | Conventional | 07/06/2023 |  | 11/29/2023
Johnson Controls, Inc. | CHAMPION HEATING AND COOLING | XN036C***1*******2 | XN036C***1*******2 |  |  | Voluntarily Certified | Single-package heat pumps (oth | False | False | 37000 | 36000 | 13.4 | 13.4 | 6.7 | 6.7 | True | 33 | 33 | 11 | 0 |  | False | Conventional | 07/06/2023 |  | 11/29/2023
Johnson Controls, Inc. | Coleman | XN036E***1*******2 | XN036E***1*******2 |  |  | Voluntarily Certified | Single-package heat pumps (oth | False | False | 37000 | 36000 | 13.4 | 13.4 | 6.7 | 6.7 | True | 33 | 33 | 11 | 0 |  | False | Conventional | 07/06/2023 |  | 11/29/2023
Johnson Controls, Inc. | Coleman | XN048C***1*******2 | XN048C***1*******2 |  |  | Voluntarily Certified | Single-package heat pumps (oth | False | False | 46500 | 44000 | 13.4 | 13.4 | 6.7 | 6.7 | True | 33 | 33 | 11 | 0 |  | False | Conventional | 07/06/2023 |  | 11/29/2023
Johnson Controls, Inc. | Coleman | XN048E***1*******2 | XN048E***1*******2 |  |  | Voluntarily Certified | Single-package heat pumps (oth | False | False | 46500 | 44000 | 13.4 | 13.4 | 6.7 | 6.7 | True | 33 | 33 | 11 | 0 |  | False | Conventional | 07/06/2023 |  | 11/29/2023
Johnson Controls, Inc. | Coleman | XN060C***1*******2 | XN060C***1*******2 |  |  | Voluntarily Certified | Single-package heat pumps (oth | False | False | 54000 | 51500 | 13.4 | 13.4 | 6.7 | 6.7 | True | 33 | 33 | 10 | 0 |  | False | Conventional | 07/06/2023 |  | 11/29/2023
Johnson Controls, Inc. | Coleman | XN060E***1*******2 | XN060E***1*******2 |  |  | Voluntarily Certified | Single-package heat pumps (oth | False | False | 54000 | 51500 | 13.4 | 13.4 | 6.7 | 6.7 | True | 33 | 33 | 10 | 0 |  | False | Conventional | 07/06/2023 |  | 11/29/2023
Johnson Controls, Inc. | Coleman | XN036C***1*******2 | XN036C***1*******2 |  |  | Voluntarily Certified | Single-package heat pumps (oth | False | False | 37000 | 36000 | 13.4 | 13.4 | 6.7 | 6.7 | True | 33 | 33 | 11 | 0 |  | False | Conventional | 07/06/2023 |  | 11/29/2023
Johnson Controls, Inc. | FRASER-JOHNSTON | XN036E***1*******2 | XN036E***1*******2 |  |  | Voluntarily Certified | Single-package heat pumps (oth | False | False | 37000 | 36000 | 13.4 | 13.4 | 6.7 | 6.7 | True | 33 | 33 | 11 | 0 |  | False | Conventional | 07/06/2023 |  | 11/29/2023
Johnson Controls, Inc. | FRASER-JOHNSTON | XN048C***1*******2 | XN048C***1*******2 |  |  | Voluntarily Certified | Single-package heat pumps (oth | False | False | 46500 | 44000 | 13.4 | 13.4 | 6.7 | 6.7 | True | 33 | 33 | 11 | 0 |  | False | Conventional | 07/06/2023 |  | 11/29/2023
Johnson Controls, Inc. | FRASER-JOHNSTON | XN048E***1*******2 | XN048E***1*******2 |  |  | Voluntarily Certified | Single-package heat pumps (oth | False | False | 46500 | 44000 | 13.4 | 13.4 | 6.7 | 6.7 | True | 33 | 33 | 11 | 0 |  | False | Conventional | 07/06/2023 |  | 11/29/2023
Johnson Controls, Inc. | FRASER-JOHNSTON | XN060C***1*******2 | XN060C***1*******2 |  |  | Voluntarily Certified | Single-package heat pumps (oth | False | False | 54000 | 51500 | 13.4 | 13.4 | 6.7 | 6.7 | True | 33 | 33 | 10 | 0 |  | False | Conventional | 07/06/2023 |  | 11/29/2023
Johnson Controls, Inc. | FRASER-JOHNSTON | XN060E***1*******2 | XN060E***1*******2 |  |  | Voluntarily Certified | Single-package heat pumps (oth | False | False | 54000 | 51500 | 13.4 | 13.4 | 6.7 | 6.7 | True | 33 | 33 | 10 | 0 |  | False | Conventional | 07/06/2023 |  | 11/29/2023
Johnson Controls, Inc. | FRASER-JOHNSTON | HL19B4821 | HL19B4821 | JHETD60HBCS2N1 |  | Voluntarily Certified | Single-split-system heat pumps | False | False | 46500 | 47000 | 17 | 14.3 | 8.1 | 7.5 | False | 33 | 33 | 12.5 | 0 | Blower Coil System | False | Conventional | 07/06/2023 |  | 11/29/2023
Johnson Controls, Inc. | FRASER-JOHNSTON | HL20B2421 | HL20B2421 | JHVVB24DE1C2N1+CC |  | Voluntarily Certified | Single-split-system heat pumps | True | False | 23000 | 22400 | 19 | 14.3 | 8.5 | 7.5 | False | 33 | 33 | 12.4 | 0 | Blower Coil System | True | Conventional | 07/06/2023 |  | 11/29/2023
Johnson Controls, Inc. | FRASER-JOHNSTON | HL20B3621 | HL20B3621 | JHVVB36DE2C2N1+CC |  | Voluntarily Certified | Single-split-system heat pumps | True | False | 32000 | 33600 | 19.5 | 14.3 | 8.5 | 7.5 | False | 33 | 33 | 12.4 | 0 | Blower Coil System | True | Conventional | 07/06/2023 |  | 11/29/2023
Johnson Controls, Inc. | FRASER-JOHNSTON | HL20B4821 | HL20B4821 | JHVVC48HE3C2N1+CC |  | Voluntarily Certified | Single-split-system heat pumps | True | False | 44500 | 44000 | 19.5 | 14.3 | 8.5 | 7.5 | False | 33 | 33 | 12.4 | 0 | Blower Coil System | True | Conventional | 07/06/2023 |  | 11/29/2023
Johnson Controls, Inc. | FRASER-JOHNSTON | HL20B6021 | HL20B6021 | JHVVC60HE4C2N1+CC |  | Voluntarily Certified | Single-split-system heat pumps | True | False | 52000 | 52500 | 19 | 14.3 | 8.5 | 7.5 | False | 33 | 33 | 12 | 0 | Blower Coil System | True | Conventional | 07/06/2023 |  | 11/29/2023
Johnson Controls, Inc. | FRASER-JOHNSTON | HMH72B241 | HMH72B241 | JHETC36DBAS2N1 |  | Voluntarily Certified | Single-split-system heat pumps | False | False | 22400 | 22400 | 17 | 14.3 | 7.8 | 7.5 | False | 33 | 33 | 10 | 0 | Blower Coil System | True | Conventional | 07/06/2023 |  | 11/29/2023
Johnson Controls, Inc. | FRASER-JOHNSTON | HMH72B341 | HMH72B341 | JHETC36DBCS2N1 |  | Voluntarily Certified | Single-split-system heat pumps | False | False | 34000 | 33200 | 18.5 | 14.3 | 8.7 | 7.5 | False | 33 | 33 | 10.5 | 0 | Blower Coil System | True | Conventional | 07/06/2023 |  | 11/29/2023
Johnson Controls, Inc. | FRASER-JOHNSTON | HMH72B361 | HMH72B361 | JHETB30DXXS2N1+TXV |  | Voluntarily Certified | Single-split-system heat pumps | False | False | 36000 | 36000 | 18 | 14.3 | 8.5 | 7.5 | False | 33 | 33 | 9 | 0 | Blower Coil System | True | Conventional | 07/06/2023 |  | 11/29/2023
Johnson Controls, Inc. | FRASER-JOHNSTON | HMH72B481 | HMH72B481 | JHETD60JBCS2N1 |  | Voluntarily Certified | Single-split-system heat pumps | False | False | 48000 | 47000 | 18.5 | 14.3 | 8.25 | 7.5 | False | 33 | 33 | 10 | 0 | Blower Coil System | True | Conventional | 07/06/2023 |  | 11/29/2023
Johnson Controls, Inc. | FRASER-JOHNSTON | HMH72B601 | HMH72B601 | JHETD60JBCS2N1 |  | Voluntarily Certified | Single-split-system heat pumps | False | False | 58000 | 56000 | 17.5 | 14.3 | 8.3 | 7.5 | False | 33 | 33 | 8.5 | 0 | Blower Coil System | True | Conventional | 07/06/2023 |  | 11/29/2023
Johnson Controls, Inc. | FRASER-JOHNSTON | PHE4A2424 | PHE4A2424 |  |  | Voluntarily Certified | Single-package heat pumps (oth | False | False | 23800 | 23800 | 13.4 | 13.4 | 6.7 | 6.7 | False | 33 | 33 | 11 | 0 |  | False | Conventional | 07/06/2023 |  | 11/29/2023
Johnson Controls, Inc. | FRASER-JOHNSTON | PHE4A3024 | PHE4A3024 |  |  | Voluntarily Certified | Single-package heat pumps (oth | False | False | 29400 | 28400 | 13.4 | 13.4 | 6.7 | 6.7 | False | 33 | 33 | 11 | 0 |  | False | Conventional | 07/06/2023 |  | 11/29/2023
Johnson Controls, Inc. | FRASER-JOHNSTON | PHE4B3624 | PHE4B3624 |  |  | Voluntarily Certified | Single-package heat pumps (oth | False | False | 35200 | 34800 | 13.4 | 13.4 | 6.7 | 6.7 | False | 33 | 33 | 11 | 0 |  | False | Conventional | 07/06/2023 |  | 11/29/2023
Johnson Controls, Inc. | FRASER-JOHNSTON | PHE4B4224 | PHE4B4224 |  |  | Voluntarily Certified | Single-package heat pumps (oth | False | False | 41000 | 39500 | 13.4 | 13.4 | 6.7 | 6.7 | False | 33 | 33 | 11 | 0 |  | False | Conventional | 07/06/2023 |  | 11/29/2023
Johnson Controls, Inc. | FRASER-JOHNSTON | PHE4B4824 | PHE4B4824 |  |  | Voluntarily Certified | Single-package heat pumps (oth | False | False | 47500 | 47000 | 13.4 | 13.4 | 6.7 | 6.7 | False | 33 | 33 | 11 | 0 |  | False | Conventional | 07/06/2023 |  | 11/29/2023
Johnson Controls, Inc. | FRASER-JOHNSTON | PHE4B6024 | PHE4B6024 |  |  | Voluntarily Certified | Single-package heat pumps (oth | False | False | 59000 | 57000 | 13.4 | 13.4 | 6.7 | 6.7 | False | 33 | 33 | 11 | 0 |  | False | Conventional | 07/06/2023 |  | 11/29/2023
Johnson Controls, Inc. | FRASER-JOHNSTON | PHE6A2424 | PHE6A2424 |  |  | Voluntarily Certified | Single-package heat pumps (oth | False | False | 24000 | 23000 | 15.2 | 13.4 | 7.2 | 6.7 | False | 33 | 33 | 12 | 0 |  | False | Conventional | 07/06/2023 |  | 11/29/2023
Johnson Controls, Inc. | FRASER-JOHNSTON | PHE6B3624 | PHE6B3624 |  |  | Voluntarily Certified | Single-package heat pumps (oth | False | False | 36600 | 32600 | 15.2 | 13.4 | 7.2 | 6.7 | False | 33 | 33 | 12 | 0 |  | False | Conventional | 07/06/2023 |  | 11/29/2023
Johnson Controls, Inc. | FRASER-JOHNSTON | PHE6B4824 | PHE6B4824 |  |  | Voluntarily Certified | Single-package heat pumps (oth | False | False | 46500 | 45500 | 15.2 | 13.4 | 7.2 | 6.7 | False | 33 | 33 | 12 | 0 |  | False | Conventional | 07/06/2023 |  | 11/29/2023
Johnson Controls, Inc. | FRASER-JOHNSTON | PHE6B6024 | PHE6B6024 |  |  | Voluntarily Certified | Single-package heat pumps (oth | False | False | 57000 | 57000 | 15.2 | 13.4 | 7.2 | 6.7 | False | 33 | 33 | 12 | 0 |  | False | Conventional | 07/06/2023 |  | 11/29/2023
Johnson Controls, Inc. | FRASER-JOHNSTON | PHG4A240752X4 | PHG4A240752X4 |  |  | Voluntarily Certified | Single-package heat pumps (oth | False | False | 23800 | 23800 | 13.4 | 13.4 | 6.7 | 6.7 | False | 33 | 33 | 11 | 0 |  | False | Conventional | 07/06/2023 |  | 11/29/2023
Johnson Controls, Inc. | FRASER-JOHNSTON | PHG4A300752X4 | PHG4A300752X4 |  |  | Voluntarily Certified | Single-package heat pumps (oth | False | False | 29400 | 28400 | 13.4 | 13.4 | 6.7 | 6.7 | False | 33 | 33 | 11 | 0 |  | False | Conventional | 07/06/2023 |  | 11/29/2023
Johnson Controls, Inc. | FRASER-JOHNSTON | PHG4B361002X4 | PHG4B361002X4 |  |  | Voluntarily Certified | Single-package heat pumps (oth | False | False | 35200 | 34800 | 13.4 | 13.4 | 6.7 | 6.7 | False | 33 | 33 | 11 | 0 |  | False | Conventional | 07/06/2023 |  | 11/29/2023
Johnson Controls, Inc. | FRASER-JOHNSTON | PHG4B420652X4 | PHG4B420652X4 |  |  | Voluntarily Certified | Single-package heat pumps (oth | False | False | 41000 | 39500 | 13.4 | 13.4 | 6.7 | 6.7 | False | 33 | 33 | 11 | 0 |  | False | Conventional | 07/06/2023 |  | 11/29/2023
Johnson Controls, Inc. | FRASER-JOHNSTON | PHG4B421002X4 | PHG4B421002X4 |  |  | Voluntarily Certified | Single-package heat pumps (oth | False | False | 41000 | 39500 | 13.4 | 13.4 | 6.7 | 6.7 | False | 33 | 33 | 11 | 0 |  | False | Conventional | 07/06/2023 |  | 11/29/2023
Johnson Controls, Inc. | FRASER-JOHNSTON | PHG4B481002X4 | PHG4B481002X4 |  |  | Voluntarily Certified | Single-package heat pumps (oth | False | False | 47500 | 47000 | 13.4 | 13.4 | 6.7 | 6.7 | False | 33 | 33 | 11 | 0 |  | False | Conventional | 07/06/2023 |  | 11/29/2023
Johnson Controls, Inc. | FRASER-JOHNSTON | PHG4B481252X4 | PHG4B481252X4 |  |  | Voluntarily Certified | Single-package heat pumps (oth | False | False | 47500 | 47000 | 13.4 | 13.4 | 6.7 | 6.7 | False | 33 | 33 | 11 | 0 |  | False | Conventional | 07/06/2023 |  | 11/29/2023
Johnson Controls, Inc. | FRASER-JOHNSTON | PHG4B601252X4 | PHG4B601252X4 |  |  | Voluntarily Certified | Single-package heat pumps (oth | False | False | 59000 | 57000 | 13.4 | 13.4 | 6.7 | 6.7 | False | 33 | 33 | 11 | 0 |  | False | Conventional | 07/06/2023 |  | 11/29/2023
Johnson Controls, Inc. | FRASER-JOHNSTON | PHG6A240752X4 | PHG6A240752X4 |  |  | Voluntarily Certified | Single-package heat pumps (oth | False | False | 24000 | 23000 | 15.2 | 13.4 | 7.2 | 6.7 | False | 33 | 33 | 12 | 0 |  | False | Conventional | 07/06/2023 |  | 11/29/2023
Johnson Controls, Inc. | FRASER-JOHNSTON | PHG6B361002X4 | PHG6B361002X4 |  |  | Voluntarily Certified | Single-package heat pumps (oth | False | False | 36600 | 32600 | 15.2 | 13.4 | 7.2 | 6.7 | False | 33 | 33 | 12 | 0 |  | False | Conventional | 07/06/2023 |  | 11/29/2023
Johnson Controls, Inc. | FRASER-JOHNSTON | PHG6B481002X4 | PHG6B481002X4 |  |  | Voluntarily Certified | Single-package heat pumps (oth | False | False | 46500 | 45500 | 15.2 | 13.4 | 7.2 | 6.7 | False | 33 | 33 | 12 | 0 |  | False | Conventional | 07/06/2023 |  | 11/29/2023
Johnson Controls, Inc. | FRASER-JOHNSTON | PHG6B601252X4 | PHG6B601252X4 |  |  | Voluntarily Certified | Single-package heat pumps (oth | False | False | 57000 | 57000 | 15.2 | 13.4 | 7.2 | 6.7 | False | 33 | 33 | 12 | 0 |  | False | Conventional | 07/06/2023 |  | 11/29/2023
Johnson Controls, Inc. | FRASER-JOHNSTON | THE2B18S21 | THE2B18S21 | JHETB24CBAS2N1 |  | Voluntarily Certified | Single-split-system heat pumps | False | False | 17200 | 16000 | 14.3 | 14.3 | 7.5 | 7.5 | False | 33 | 33 | 12 | 0 | Blower Coil System | False | Conventional | 07/06/2023 |  | 11/29/2023
Johnson Controls, Inc. | FRASER-JOHNSTON | THE2B24T21 | THE2B24T21 | JHETB24CBAS2N1 |  | Voluntarily Certified | Single-split-system heat pumps | False | False | 23600 | 22000 | 14.3 | 14.3 | 7.5 | 7.5 | False | 33 | 33 | 11 | 0 | Blower Coil System | False | Conventional | 07/06/2023 |  | 11/29/2023
Johnson Controls, Inc. | FRASER-JOHNSTON | THE2B30T21 | THE2B30T21 | JHETC36DBAS2N1 |  | Voluntarily Certified | Single-split-system heat pumps | False | False | 29200 | 26800 | 14.3 | 14.3 | 7.5 | 7.5 | False | 33 | 33 | 11 | 0 | Blower Coil System | False | Conventional | 07/06/2023 |  | 11/29/2023
Johnson Controls, Inc. | FRASER-JOHNSTON | THE2B36T21 | THE2B36T21 | JHETC36DBCS2N1 |  | Voluntarily Certified | Single-split-system heat pumps | False | False | 35000 | 32600 | 14.3 | 14.3 | 7.5 | 7.5 | False | 33 | 33 | 11 | 0 | Blower Coil System | False | Conventional | 07/06/2023 |  | 11/29/2023
Johnson Controls, Inc. | FRASER-JOHNSTON | THE2B42T21 | THE2B42T21 | JHETC48GBCS2N1 |  | Voluntarily Certified | Single-split-system heat pumps | False | False | 39000 | 38000 | 14.3 | 14.3 | 7.5 | 7.5 | False | 33 | 33 | 11 | 0 | Blower Coil System | False | Conventional | 07/06/2023 |  | 11/29/2023
Johnson Controls, Inc. | FRASER-JOHNSTON | THE2B48T21 | THE2B48T21 | JHETC60HBCS2N1 |  | Voluntarily Certified | Single-split-system heat pumps | False | False | 45000 | 43500 | 14.3 | 14.3 | 7.5 | 7.5 | False | 33 | 33 | 11 | 0 | Blower Coil System | False | Conventional | 07/06/2023 |  | 11/29/2023
Johnson Controls, Inc. | FRASER-JOHNSTON | THE2B60T21 | THE2B60T21 | JHETD60JBCS2N1 |  | Voluntarily Certified | Single-split-system heat pumps | False | False | 55000 | 54000 | 14.3 | 14.3 | 7.5 | 7.5 | False | 33 | 33 | 11 | 0 | Blower Coil System | False | Conventional | 07/06/2023 |  | 11/29/2023
Johnson Controls, Inc. | FRASER-JOHNSTON | THF2B18S21 | THF2B18S21 | JHETB24CBAS2N1 |  | Voluntarily Certified | Single-split-system heat pumps | False | False | 17600 | 16000 | 15.2 | 14.3 | 7.8 | 7.5 | False | 33 | 33 | 12.5 | 0 | Blower Coil System | False | Conventional | 07/06/2023 |  | 11/29/2023
Johnson Controls, Inc. | FRASER-JOHNSTON | THF2B24T21 | THF2B24T21 | JHETB24CBAS2N1 |  | Voluntarily Certified | Single-split-system heat pumps | False | False | 23600 | 21600 | 15.2 | 14.3 | 7.8 | 7.5 | False | 33 | 33 | 11.7 | 0 | Blower Coil System | False | Conventional | 07/06/2023 |  | 11/29/2023
Johnson Controls, Inc. | FRASER-JOHNSTON | THF2B30T21 | THF2B30T21 | JHETB30DBAS2N1 |  | Voluntarily Certified | Single-split-system heat pumps | False | False | 29400 | 27400 | 15.2 | 14.3 | 7.8 | 7.5 | False | 33 | 33 | 11.7 | 0 | Blower Coil System | False | Conventional | 07/06/2023 |  | 11/29/2023
Johnson Controls, Inc. | FRASER-JOHNSTON | THF2B36T21 | THF2B36T21 | JHETC36DBCS2N1 |  | Voluntarily Certified | Single-split-system heat pumps | False | False | 35000 | 33400 | 15.2 | 14.3 | 7.8 | 7.5 | False | 33 | 33 | 12 | 0 | Blower Coil System | False | Conventional | 07/06/2023 |  | 11/29/2023
Johnson Controls, Inc. | FRASER-JOHNSTON | THF2B42T21 | THF2B42T21 | JHETC42FBCS2N1 |  | Voluntarily Certified | Single-split-system heat pumps | False | False | 41000 | 40000 | 16 | 14.3 | 8.1 | 7.5 | False | 33 | 33 | 12 | 0 | Blower Coil System | False | Conventional | 07/06/2023 |  | 11/29/2023
Johnson Controls, Inc. | FRASER-JOHNSTON | THF2B48T21 | THF2B48T21 | JHETC60HBCS2N1 |  | Voluntarily Certified | Single-split-system heat pumps | False | False | 46000 | 45000 | 15.2 | 14.3 | 7.8 | 7.5 | False | 33 | 33 | 11.7 | 0 | Blower Coil System | False | Conventional | 07/06/2023 |  | 11/29/2023
Johnson Controls, Inc. | FRASER-JOHNSTON | THF2B60T21 | THF2B60T21 | JHETC60HBCS2N1 |  | Voluntarily Certified | Single-split-system heat pumps | False | False | 53500 | 55000 | 15.2 | 14.3 | 7.8 | 7.5 | False | 33 | 33 | 11.7 | 0 | Blower Coil System | False | Conventional | 07/06/2023 |  | 11/29/2023
Johnson Controls, Inc. | Guardian | PHE4A2424 | PHE4A2424 |  |  | Voluntarily Certified | Single-package heat pumps (oth | False | False | 23800 | 23800 | 13.4 | 13.4 | 6.7 | 6.7 | False | 33 | 33 | 11 | 0 |  | False | Conventional | 07/06/2023 |  | 11/29/2023
Johnson Controls, Inc. | Guardian | PHE4A3024 | PHE4A3024 |  |  | Voluntarily Certified | Single-package heat pumps (oth | False | False | 29400 | 28400 | 13.4 | 13.4 | 6.7 | 6.7 | False | 33 | 33 | 11 | 0 |  | False | Conventional | 07/06/2023 |  | 11/29/2023
Johnson Controls, Inc. | Guardian | PHE4B3624 | PHE4B3624 |  |  | Voluntarily Certified | Single-package heat pumps (oth | False | False | 35200 | 34800 | 13.4 | 13.4 | 6.7 | 6.7 | False | 33 | 33 | 11 | 0 |  | False | Conventional | 07/06/2023 |  | 11/29/2023
Johnson Controls, Inc. | Guardian | PHE4B4224 | PHE4B4224 |  |  | Voluntarily Certified | Single-package heat pumps (oth | False | False | 41000 | 39500 | 13.4 | 13.4 | 6.7 | 6.7 | False | 33 | 33 | 11 | 0 |  | False | Conventional | 07/06/2023 |  | 11/29/2023
Johnson Controls, Inc. | Guardian | PHE4B4824 | PHE4B4824 |  |  | Voluntarily Certified | Single-package heat pumps (oth | False | False | 47500 | 47000 | 13.4 | 13.4 | 6.7 | 6.7 | False | 33 | 33 | 11 | 0 |  | False | Conventional | 07/06/2023 |  | 11/29/2023
Johnson Controls, Inc. | Guardian | PHE4B6024 | PHE4B6024 |  |  | Voluntarily Certified | Single-package heat pumps (oth | False | False | 59000 | 57000 | 13.4 | 13.4 | 6.7 | 6.7 | False | 33 | 33 | 11 | 0 |  | False | Conventional | 07/06/2023 |  | 11/29/2023
Johnson Controls, Inc. | Guardian | PHG4A240752X4 | PHG4A240752X4 |  |  | Voluntarily Certified | Single-package heat pumps (oth | False | False | 23800 | 23800 | 13.4 | 13.4 | 6.7 | 6.7 | False | 33 | 33 | 11 | 0 |  | False | Conventional | 07/06/2023 |  | 11/29/2023
Johnson Controls, Inc. | Guardian | PHG4A300752X4 | PHG4A300752X4 |  |  | Voluntarily Certified | Single-package heat pumps (oth | False | False | 29400 | 28400 | 13.4 | 13.4 | 6.7 | 6.7 | False | 33 | 33 | 11 | 0 |  | False | Conventional | 07/06/2023 |  | 11/29/2023
Johnson Controls, Inc. | Guardian | PHG4B361002X4 | PHG4B361002X4 |  |  | Voluntarily Certified | Single-package heat pumps (oth | False | False | 35200 | 34800 | 13.4 | 13.4 | 6.7 | 6.7 | False | 33 | 33 | 11 | 0 |  | False | Conventional | 07/06/2023 |  | 11/29/2023
Johnson Controls, Inc. | Guardian | PHG4B420652X4 | PHG4B420652X4 |  |  | Voluntarily Certified | Single-package heat pumps (oth | False | False | 41000 | 39500 | 13.4 | 13.4 | 6.7 | 6.7 | False | 33 | 33 | 11 | 0 |  | False | Conventional | 07/06/2023 |  | 11/29/2023
Johnson Controls, Inc. | Guardian | PHG4B421002X4 | PHG4B421002X4 |  |  | Voluntarily Certified | Single-package heat pumps (oth | False | False | 41000 | 39500 | 13.4 | 13.4 | 6.7 | 6.7 | False | 33 | 33 | 11 | 0 |  | False | Conventional | 07/06/2023 |  | 11/29/2023
Johnson Controls, Inc. | Guardian | PHG4B481002X4 | PHG4B481002X4 |  |  | Voluntarily Certified | Single-package heat pumps (oth | False | False | 47500 | 47000 | 13.4 | 13.4 | 6.7 | 6.7 | False | 33 | 33 | 11 | 0 |  | False | Conventional | 07/06/2023 |  | 11/29/2023
Johnson Controls, Inc. | Guardian | PHG4B481252X4 | PHG4B481252X4 |  |  | Voluntarily Certified | Single-package heat pumps (oth | False | False | 47500 | 47000 | 13.4 | 13.4 | 6.7 | 6.7 | False | 33 | 33 | 11 | 0 |  | False | Conventional | 07/06/2023 |  | 11/29/2023
Johnson Controls, Inc. | Guardian | PHG4B601252X4 | PHG4B601252X4 |  |  | Voluntarily Certified | Single-package heat pumps (oth | False | False | 59000 | 57000 | 13.4 | 13.4 | 6.7 | 6.7 | False | 33 | 33 | 11 | 0 |  | False | Conventional | 07/06/2023 |  | 11/29/2023
Johnson Controls, Inc. | Guardian | RHP14318B21 | RHP14318B21 | JHETB24CBAS2N1 |  | Voluntarily Certified | Single-split-system heat pumps | False | False | 17200 | 16000 | 14.3 | 14.3 | 7.5 | 7.5 | False | 33 | 33 | 12 | 0 | Blower Coil System | False | Conventional | 07/06/2023 |  | 11/29/2023
Johnson Controls, Inc. | Guardian | RHP14324B21 | RHP14324B21 | JHETB24CBAS2N1 |  | Voluntarily Certified | Single-split-system heat pumps | False | False | 23600 | 22000 | 14.3 | 14.3 | 7.5 | 7.5 | False | 33 | 33 | 11 | 0 | Blower Coil System | False | Conventional | 07/06/2023 |  | 11/29/2023
Johnson Controls, Inc. | Guardian | RHP14330B21 | RHP14330B21 | JHETC36DBAS2N1 |  | Voluntarily Certified | Single-split-system heat pumps | False | False | 29200 | 26800 | 14.3 | 14.3 | 7.5 | 7.5 | False | 33 | 33 | 11 | 0 | Blower Coil System | False | Conventional | 07/06/2023 |  | 11/29/2023
Johnson Controls, Inc. | Guardian | RHP14336B21 | RHP14336B21 | JHETC36DBCS2N1 |  | Voluntarily Certified | Single-split-system heat pumps | False | False | 35000 | 32600 | 14.3 | 14.3 | 7.5 | 7.5 | False | 33 | 33 | 11 | 0 | Blower Coil System | False | Conventional | 07/06/2023 |  | 11/29/2023
Johnson Controls, Inc. | Guardian | RHP14342B21 | RHP14342B21 | JHETC48GBCS2N1 |  | Voluntarily Certified | Single-split-system heat pumps | False | False | 39000 | 38000 | 14.3 | 14.3 | 7.5 | 7.5 | False | 33 | 33 | 11 | 0 | Blower Coil System | False | Conventional | 07/06/2023 |  | 11/29/2023
Johnson Controls, Inc. | Guardian | RHP14348B21 | RHP14348B21 | JHETC60HBCS2N1 |  | Voluntarily Certified | Single-split-system heat pumps | False | False | 45000 | 43500 | 14.3 | 14.3 | 7.5 | 7.5 | False | 33 | 33 | 11 | 0 | Blower Coil System | False | Conventional | 07/06/2023 |  | 11/29/2023
Johnson Controls, Inc. | Guardian | RHP14360B21 | RHP14360B21 | JHETD60JBCS2N1 |  | Voluntarily Certified | Single-split-system heat pumps | False | False | 55000 | 54000 | 14.3 | 14.3 | 7.5 | 7.5 | False | 33 | 33 | 11 | 0 | Blower Coil System | False | Conventional | 07/06/2023 |  | 11/29/2023
Johnson Controls, Inc. | Guardian | RHP15018B21 | RHP15018B21 | JHETB24CBAS2N1 |  | Voluntarily Certified | Single-split-system heat pumps | False | False | 17600 | 16000 | 15.2 | 14.3 | 7.8 | 7.5 | False | 33 | 33 | 12.5 | 0 | Blower Coil System | False | Conventional | 07/06/2023 |  | 11/29/2023
Johnson Controls, Inc. | Guardian | RHP15024B21 | RHP15024B21 | JHETB24CBAS2N1 |  | Voluntarily Certified | Single-split-system heat pumps | False | False | 23600 | 21600 | 15.2 | 14.3 | 7.8 | 7.5 | False | 33 | 33 | 11.7 | 0 | Blower Coil System | False | Conventional | 07/06/2023 |  | 11/29/2023
Johnson Controls, Inc. | Guardian | RHP15030B21 | RHP15030B21 | JHETB30DBAS2N1 |  | Voluntarily Certified | Single-split-system heat pumps | False | False | 29400 | 27400 | 15.2 | 14.3 | 7.8 | 7.5 | False | 33 | 33 | 11.7 | 0 | Blower Coil System | False | Conventional | 07/06/2023 |  | 11/29/2023
Johnson Controls, Inc. | Guardian | RHP15036B21 | RHP15036B21 | JHETC36DBCS2N1 |  | Voluntarily Certified | Single-split-system heat pumps | False | False | 35000 | 33400 | 15.2 | 14.3 | 7.8 | 7.5 | False | 33 | 33 | 12 | 0 | Blower Coil System | False | Conventional | 07/06/2023 |  | 11/29/2023
Johnson Controls, Inc. | Guardian | RHP15042B21 | RHP15042B21 | JHETC42FBCS2N1 |  | Voluntarily Certified | Single-split-system heat pumps | False | False | 41000 | 40000 | 16 | 14.3 | 8.1 | 7.5 | False | 33 | 33 | 12 | 0 | Blower Coil System | False | Conventional | 07/06/2023 |  | 11/29/2023
Johnson Controls, Inc. | Guardian | RHP15048B21 | RHP15048B21 | JHETC60HBCS2N1 |  | Voluntarily Certified | Single-split-system heat pumps | False | False | 46000 | 45000 | 15.2 | 14.3 | 7.8 | 7.5 | False | 33 | 33 | 11.7 | 0 | Blower Coil System | False | Conventional | 07/06/2023 |  | 11/29/2023
Johnson Controls, Inc. | Guardian | RHP15060B21 | RHP15060B21 | JHETC60HBCS2N1 |  | Voluntarily Certified | Single-split-system heat pumps | False | False | 53500 | 55000 | 15.2 | 14.3 | 7.8 | 7.5 | False | 33 | 33 | 11.7 | 0 | Blower Coil System | False | Conventional | 07/06/2023 |  | 11/29/2023
Johnson Controls, Inc. | FRASER-JOHNSTON | XN036C***1*******2 | XN036C***1*******2 |  |  | Voluntarily Certified | Single-package heat pumps (oth | False | False | 37000 | 36000 | 13.4 | 13.4 | 6.7 | 6.7 | True | 33 | 33 | 11 | 0 |  | False | Conventional | 07/06/2023 |  | 11/29/2023
Johnson Controls, Inc. | Tempmaster | XN036E***1*******2 | XN036E***1*******2 |  |  | Voluntarily Certified | Single-package heat pumps (oth | False | False | 37000 | 36000 | 13.4 | 13.4 | 6.7 | 6.7 | True | 33 | 33 | 11 | 0 |  | False | Conventional | 07/06/2023 |  | 11/29/2023
Johnson Controls, Inc. | Tempmaster | XN048C***1*******2 | XN048C***1*******2 |  |  | Voluntarily Certified | Single-package heat pumps (oth | False | False | 46500 | 44000 | 13.4 | 13.4 | 6.7 | 6.7 | True | 33 | 33 | 11 | 0 |  | False | Conventional | 07/06/2023 |  | 11/29/2023
Johnson Controls, Inc. | Tempmaster | XN048E***1*******2 | XN048E***1*******2 |  |  | Voluntarily Certified | Single-package heat pumps (oth | False | False | 46500 | 44000 | 13.4 | 13.4 | 6.7 | 6.7 | True | 33 | 33 | 11 | 0 |  | False | Conventional | 07/06/2023 |  | 11/29/2023
Johnson Controls, Inc. | Tempmaster | XN060C***1*******2 | XN060C***1*******2 |  |  | Voluntarily Certified | Single-package heat pumps (oth | False | False | 54000 | 51500 | 13.4 | 13.4 | 6.7 | 6.7 | True | 33 | 33 | 10 | 0 |  | False | Conventional | 07/06/2023 |  | 11/29/2023
Johnson Controls, Inc. | Tempmaster | XN060E***1*******2 | XN060E***1*******2 |  |  | Voluntarily Certified | Single-package heat pumps (oth | False | False | 54000 | 51500 | 13.4 | 13.4 | 6.7 | 6.7 | True | 33 | 33 | 10 | 0 |  | False | Conventional | 07/06/2023 |  | 11/29/2023
Johnson Controls, Inc. | Tempmaster | XQE04A1**********3 | XQE04A1**********3 |  |  | Voluntarily Certified | Single-package heat pumps (oth | False | False | 35600 | 34200 | 13.4 | 13.4 | 6.7 | 6.7 | True | 33 | 33 | 12 | 0 |  | False | Conventional | 07/06/2023 |  | 11/29/2023
Johnson Controls, Inc. | Coleman | XQE04A1**********3 | XQE04A1**********3 |  |  | Voluntarily Certified | Single-package heat pumps (oth | False | False | 35600 | 34200 | 13.4 | 13.4 | 6.7 | 6.7 | True | 33 | 33 | 12 | 0 |  | False | Conventional | 07/06/2023 |  | 11/29/2023
Johnson Controls, Inc. | FRASER-JOHNSTON | XQE04A1**********3 | XQE04A1**********3 |  |  | Voluntarily Certified | Single-package heat pumps (oth | False | False | 35600 | 34200 | 13.4 | 13.4 | 6.7 | 6.7 | True | 33 | 33 | 12 | 0 |  | False | Conventional | 07/06/2023 |  | 11/29/2023
Johnson Controls, Inc. | Coleman | XQE05A1**********3 | XQE05A1**********3 |  |  | Voluntarily Certified | Single-package heat pumps (oth | False | False | 47000 | 46500 | 13.4 | 13.4 | 6.7 | 6.7 | True | 33 | 33 | 12 | 0 |  | False | Conventional | 07/06/2023 |  | 11/29/2023
Johnson Controls, Inc. | FRASER-JOHNSTON | XQE05A1**********3 | XQE05A1**********3 |  |  | Voluntarily Certified | Single-package heat pumps (oth | False | False | 47000 | 46500 | 13.4 | 13.4 | 6.7 | 6.7 | True | 33 | 33 | 12 | 0 |  | False | Conventional | 07/06/2023 |  | 11/29/2023
Johnson Controls, Inc. | Tempmaster | XQE05A1**********3 | XQE05A1**********3 |  |  | Voluntarily Certified | Single-package heat pumps (oth | False | False | 47000 | 46500 | 13.4 | 13.4 | 6.7 | 6.7 | True | 33 | 33 | 12 | 0 |  | False | Conventional | 07/06/2023 |  | 11/29/2023
Johnson Controls, Inc. | Coleman | XQE06A1**********3 | XQE06A1**********3 |  |  | Voluntarily Certified | Single-package heat pumps (oth | False | False | 57000 | 53000 | 13.4 | 13.4 | 6.7 | 6.7 | True | 33 | 33 | 12 | 0 |  | False | Conventional | 07/06/2023 |  | 11/29/2023
Johnson Controls, Inc. | FRASER-JOHNSTON | XQE06A1**********3 | XQE06A1**********3 |  |  | Voluntarily Certified | Single-package heat pumps (oth | False | False | 57000 | 53000 | 13.4 | 13.4 | 6.7 | 6.7 | True | 33 | 33 | 12 | 0 |  | False | Conventional | 07/06/2023 |  | 11/29/2023
Johnson Controls, Inc. | Tempmaster | XQE06A1**********3 | XQE06A1**********3 |  |  | Voluntarily Certified | Single-package heat pumps (oth | False | False | 57000 | 53000 | 13.4 | 13.4 | 6.7 | 6.7 | True | 33 | 33 | 12 | 0 |  | False | Conventional | 07/06/2023 |  | 11/29/2023
Johnson Controls, Inc. | Coleman | XYE04A1**********3 | XYE04A1**********3 |  |  | Voluntarily Certified | Single-package heat pumps (oth | False | False | 36000 | 34000 | 14.2 | 13.4 | 7.1 | 6.7 | True | 33 | 33 | 12 | 0 |  | False | Conventional | 07/06/2023 |  | 11/29/2023
Johnson Controls, Inc. | FRASER-JOHNSTON | XYE04A1**********3 | XYE04A1**********3 |  |  | Voluntarily Certified | Single-package heat pumps (oth | False | False | 36000 | 34000 | 14.2 | 13.4 | 7.1 | 6.7 | True | 33 | 33 | 12 | 0 |  | False | Conventional | 07/06/2023 |  | 11/29/2023
Johnson Controls, Inc. | Tempmaster | XYE04A1**********3 | XYE04A1**********3 |  |  | Voluntarily Certified | Single-package heat pumps (oth | False | False | 36000 | 34000 | 14.2 | 13.4 | 7.1 | 6.7 | True | 33 | 33 | 12 | 0 |  | False | Conventional | 07/06/2023 |  | 11/29/2023
Johnson Controls, Inc. | Coleman | XYE05A1**********3 | XYE05A1**********3 |  |  | Voluntarily Certified | Single-package heat pumps (oth | False | False | 47000 | 46000 | 14.4 | 13.4 | 7.3 | 6.7 | True | 33 | 33 | 12 | 0 |  | False | Conventional | 07/06/2023 |  | 11/29/2023
Johnson Controls, Inc. | FRASER-JOHNSTON | XYE05A1**********3 | XYE05A1**********3 |  |  | Voluntarily Certified | Single-package heat pumps (oth | False | False | 47000 | 46000 | 14.4 | 13.4 | 7.3 | 6.7 | True | 33 | 33 | 12 | 0 |  | False | Conventional | 07/06/2023 |  | 11/29/2023
Johnson Controls, Inc. | Tempmaster | XYE05A1**********3 | XYE05A1**********3 |  |  | Voluntarily Certified | Single-package heat pumps (oth | False | False | 47000 | 46000 | 14.4 | 13.4 | 7.3 | 6.7 | True | 33 | 33 | 12 | 0 |  | False | Conventional | 07/06/2023 |  | 11/29/2023
Johnson Controls, Inc. | Coleman | XYE06A1**********3 | XYE06A1**********3 |  |  | Voluntarily Certified | Single-package heat pumps (oth | False | False | 57000 | 55000 | 14 | 13.4 | 6.9 | 6.7 | True | 33 | 33 | 12 | 0 |  | False | Conventional | 07/06/2023 |  | 11/29/2023
Johnson Controls, Inc. | FRASER-JOHNSTON | XYE06A1**********3 | XYE06A1**********3 |  |  | Voluntarily Certified | Single-package heat pumps (oth | False | False | 57000 | 55000 | 14 | 13.4 | 6.9 | 6.7 | True | 33 | 33 | 12 | 0 |  | False | Conventional | 07/06/2023 |  | 11/29/2023
Johnson Controls, Inc. | Tempmaster | XYE06A1**********3 | XYE06A1**********3 |  |  | Voluntarily Certified | Single-package heat pumps (oth | False | False | 57000 | 55000 | 14 | 13.4 | 6.9 | 6.7 | True | 33 | 33 | 12 | 0 |  | False | Conventional | 07/06/2023 |  | 11/29/2023
Johnson Controls, Inc. | Evcon | PHE4A2424 | PHE4A2424 |  |  | Voluntarily Certified | Single-package heat pumps (oth | False | False | 23800 | 23800 | 13.4 | 13.4 | 6.7 | 6.7 | False | 33 | 33 | 11 | 0 |  | False | Conventional | 07/06/2023 |  | 11/29/2023
Johnson Controls, Inc. | Evcon | PHE4A3024 | PHE4A3024 |  |  | Voluntarily Certified | Single-package heat pumps (oth | False | False | 29400 | 28400 | 13.4 | 13.4 | 6.7 | 6.7 | False | 33 | 33 | 11 | 0 |  | False | Conventional | 07/06/2023 |  | 11/29/2023
Johnson Controls, Inc. | Evcon | PHE4B3624 | PHE4B3624 |  |  | Voluntarily Certified | Single-package heat pumps (oth | False | False | 35200 | 34800 | 13.4 | 13.4 | 6.7 | 6.7 | False | 33 | 33 | 11 | 0 |  | False | Conventional | 07/06/2023 |  | 11/29/2023
Johnson Controls, Inc. | Evcon | PHE4B4224 | PHE4B4224 |  |  | Voluntarily Certified | Single-package heat pumps (oth | False | False | 41000 | 39500 | 13.4 | 13.4 | 6.7 | 6.7 | False | 33 | 33 | 11 | 0 |  | False | Conventional | 07/06/2023 |  | 11/29/2023
Johnson Controls, Inc. | Evcon | PHE4B4824 | PHE4B4824 |  |  | Voluntarily Certified | Single-package heat pumps (oth | False | False | 47500 | 47000 | 13.4 | 13.4 | 6.7 | 6.7 | False | 33 | 33 | 11 | 0 |  | False | Conventional | 07/06/2023 |  | 11/29/2023
Johnson Controls, Inc. | Evcon | PHE4B6024 | PHE4B6024 |  |  | Voluntarily Certified | Single-package heat pumps (oth | False | False | 59000 | 57000 | 13.4 | 13.4 | 6.7 | 6.7 | False | 33 | 33 | 11 | 0 |  | False | Conventional | 07/06/2023 |  | 11/29/2023
Johnson Controls, Inc. | Evcon | PHG4A240752X4 | PHG4A240752X4 |  |  | Voluntarily Certified | Single-package heat pumps (oth | False | False | 23800 | 23800 | 13.4 | 13.4 | 6.7 | 6.7 | False | 33 | 33 | 11 | 0 |  | False | Conventional | 07/06/2023 |  | 11/29/2023
Johnson Controls, Inc. | Evcon | PHG4A300752X4 | PHG4A300752X4 |  |  | Voluntarily Certified | Single-package heat pumps (oth | False | False | 29400 | 28400 | 13.4 | 13.4 | 6.7 | 6.7 | False | 33 | 33 | 11 | 0 |  | False | Conventional | 07/06/2023 |  | 11/29/2023
Johnson Controls, Inc. | Evcon | PHG4B361002X4 | PHG4B361002X4 |  |  | Voluntarily Certified | Single-package heat pumps (oth | False | False | 35200 | 34800 | 13.4 | 13.4 | 6.7 | 6.7 | False | 33 | 33 | 11 | 0 |  | False | Conventional | 07/06/2023 |  | 11/29/2023
Johnson Controls, Inc. | Evcon | PHG4B420652X4 | PHG4B420652X4 |  |  | Voluntarily Certified | Single-package heat pumps (oth | False | False | 41000 | 39500 | 13.4 | 13.4 | 6.7 | 6.7 | False | 33 | 33 | 11 | 0 |  | False | Conventional | 07/06/2023 |  | 11/29/2023
Johnson Controls, Inc. | Evcon | PHG4B421002X4 | PHG4B421002X4 |  |  | Voluntarily Certified | Single-package heat pumps (oth | False | False | 41000 | 39500 | 13.4 | 13.4 | 6.7 | 6.7 | False | 33 | 33 | 11 | 0 |  | False | Conventional | 07/06/2023 |  | 11/29/2023
Johnson Controls, Inc. | Evcon | PHG4B481002X4 | PHG4B481002X4 |  |  | Voluntarily Certified | Single-package heat pumps (oth | False | False | 47500 | 47000 | 13.4 | 13.4 | 6.7 | 6.7 | False | 33 | 33 | 11 | 0 |  | False | Conventional | 07/06/2023 |  | 11/29/2023
Johnson Controls, Inc. | Evcon | PHG4B481252X4 | PHG4B481252X4 |  |  | Voluntarily Certified | Single-package heat pumps (oth | False | False | 47500 | 47000 | 13.4 | 13.4 | 6.7 | 6.7 | False | 33 | 33 | 11 | 0 |  | False | Conventional | 07/06/2023 |  | 11/29/2023
Johnson Controls, Inc. | Evcon | PHG4B601252X4 | PHG4B601252X4 |  |  | Voluntarily Certified | Single-package heat pumps (oth | False | False | 59000 | 57000 | 13.4 | 13.4 | 6.7 | 6.7 | False | 33 | 33 | 11 | 0 |  | False | Conventional | 07/06/2023 |  | 11/29/2023
Johnson Controls, Inc. | Evcon | RHP14318B21 | RHP14318B21 | JHETB24CBAS2N1 |  | Voluntarily Certified | Single-split-system heat pumps | False | False | 17200 | 16000 | 14.3 | 14.3 | 7.5 | 7.5 | False | 33 | 33 | 12 | 0 | Blower Coil System | False | Conventional | 07/06/2023 |  | 11/29/2023
Johnson Controls, Inc. | Evcon | RHP14324B21 | RHP14324B21 | JHETB24CBAS2N1 |  | Voluntarily Certified | Single-split-system heat pumps | False | False | 23600 | 22000 | 14.3 | 14.3 | 7.5 | 7.5 | False | 33 | 33 | 11 | 0 | Blower Coil System | False | Conventional | 07/06/2023 |  | 11/29/2023
Johnson Controls, Inc. | Evcon | RHP14330B21 | RHP14330B21 | JHETC36DBAS2N1 |  | Voluntarily Certified | Single-split-system heat pumps | False | False | 29200 | 26800 | 14.3 | 14.3 | 7.5 | 7.5 | False | 33 | 33 | 11 | 0 | Blower Coil System | False | Conventional | 07/06/2023 |  | 11/29/2023
Johnson Controls, Inc. | Evcon | RHP14336B21 | RHP14336B21 | JHETC36DBCS2N1 |  | Voluntarily Certified | Single-split-system heat pumps | False | False | 35000 | 32600 | 14.3 | 14.3 | 7.5 | 7.5 | False | 33 | 33 | 11 | 0 | Blower Coil System | False | Conventional | 07/06/2023 |  | 11/29/2023
Johnson Controls, Inc. | Evcon | RHP14342B21 | RHP14342B21 | JHETC48GBCS2N1 |  | Voluntarily Certified | Single-split-system heat pumps | False | False | 39000 | 38000 | 14.3 | 14.3 | 7.5 | 7.5 | False | 33 | 33 | 11 | 0 | Blower Coil System | False | Conventional | 07/06/2023 |  | 11/29/2023
Johnson Controls, Inc. | Evcon | RHP14348B21 | RHP14348B21 | JHETC60HBCS2N1 |  | Voluntarily Certified | Single-split-system heat pumps | False | False | 45000 | 43500 | 14.3 | 14.3 | 7.5 | 7.5 | False | 33 | 33 | 11 | 0 | Blower Coil System | False | Conventional | 07/06/2023 |  | 11/29/2023
Johnson Controls, Inc. | Evcon | RHP14360B21 | RHP14360B21 | JHETD60JBCS2N1 |  | Voluntarily Certified | Single-split-system heat pumps | False | False | 55000 | 54000 | 14.3 | 14.3 | 7.5 | 7.5 | False | 33 | 33 | 11 | 0 | Blower Coil System | False | Conventional | 07/06/2023 |  | 11/29/2023
Johnson Controls, Inc. | Evcon | RHP15018B21 | RHP15018B21 | JHETB24CBAS2N1 |  | Voluntarily Certified | Single-split-system heat pumps | False | False | 17600 | 16000 | 15.2 | 14.3 | 7.8 | 7.5 | False | 33 | 33 | 12.5 | 0 | Blower Coil System | False | Conventional | 07/06/2023 |  | 11/29/2023
Johnson Controls, Inc. | Evcon | RHP15024B21 | RHP15024B21 | JHETB24CBAS2N1 |  | Voluntarily Certified | Single-split-system heat pumps | False | False | 23600 | 21600 | 15.2 | 14.3 | 7.8 | 7.5 | False | 33 | 33 | 11.7 | 0 | Blower Coil System | False | Conventional | 07/06/2023 |  | 11/29/2023
Johnson Controls, Inc. | Evcon | RHP15030B21 | RHP15030B21 | JHETB30DBAS2N1 |  | Voluntarily Certified | Single-split-system heat pumps | False | False | 29400 | 27400 | 15.2 | 14.3 | 7.8 | 7.5 | False | 33 | 33 | 11.7 | 0 | Blower Coil System | False | Conventional | 07/06/2023 |  | 11/29/2023
Johnson Controls, Inc. | Evcon | RHP15036B21 | RHP15036B21 | JHETC36DBCS2N1 |  | Voluntarily Certified | Single-split-system heat pumps | False | False | 35000 | 33400 | 15.2 | 14.3 | 7.8 | 7.5 | False | 33 | 33 | 12 | 0 | Blower Coil System | False | Conventional | 07/06/2023 |  | 11/29/2023
Johnson Controls, Inc. | Evcon | RHP15042B21 | RHP15042B21 | JHETC42FBCS2N1 |  | Voluntarily Certified | Single-split-system heat pumps | False | False | 41000 | 40000 | 16 | 14.3 | 8.1 | 7.5 | False | 33 | 33 | 12 | 0 | Blower Coil System | False | Conventional | 07/06/2023 |  | 11/29/2023
Johnson Controls, Inc. | Evcon | RHP15048B21 | RHP15048B21 | JHETC60HBCS2N1 |  | Voluntarily Certified | Single-split-system heat pumps | False | False | 46000 | 45000 | 15.2 | 14.3 | 7.8 | 7.5 | False | 33 | 33 | 11.7 | 0 | Blower Coil System | False | Conventional | 07/06/2023 |  | 11/29/2023
Johnson Controls, Inc. | Evcon | RHP15060B21 | RHP15060B21 | JHETC60HBCS2N1 |  | Voluntarily Certified | Single-split-system heat pumps | False | False | 53500 | 55000 | 15.2 | 14.3 | 7.8 | 7.5 | False | 33 | 33 | 11.7 | 0 | Blower Coil System | False | Conventional | 07/06/2023 |  | 11/29/2023
Johnson Controls, Inc. | Johnson Controls | HL19B4821 | HL19B4821 | JHETD60HBCS2N1 |  | Voluntarily Certified | Single-split-system heat pumps | False | False | 46500 | 47000 | 17 | 14.3 | 8.1 | 7.5 | False | 33 | 33 | 12.5 | 0 | Blower Coil System | False | Conventional | 07/06/2023 |  | 11/29/2023
Johnson Controls, Inc. | Johnson Controls | HL20B2421 | HL20B2421 | JHVVB24DE1C2N1+CC |  | Voluntarily Certified | Single-split-system heat pumps | True | False | 23000 | 22400 | 19 | 14.3 | 8.5 | 7.5 | False | 33 | 33 | 12.4 | 0 | Blower Coil System | True | Conventional | 07/06/2023 |  | 11/29/2023
Johnson Controls, Inc. | Johnson Controls | HL20B3621 | HL20B3621 | JHVVB36DE2C2N1+CC |  | Voluntarily Certified | Single-split-system heat pumps | True | False | 32000 | 33600 | 19.5 | 14.3 | 8.5 | 7.5 | False | 33 | 33 | 12.4 | 0 | Blower Coil System | True | Conventional | 07/06/2023 |  | 11/29/2023
Johnson Controls, Inc. | Johnson Controls | HL20B4821 | HL20B4821 | JHVVC48HE3C2N1+CC |  | Voluntarily Certified | Single-split-system heat pumps | True | False | 44500 | 44000 | 19.5 | 14.3 | 8.5 | 7.5 | False | 33 | 33 | 12.4 | 0 | Blower Coil System | True | Conventional | 07/06/2023 |  | 11/29/2023
Johnson Controls, Inc. | Johnson Controls | HL20B6021 | HL20B6021 | JHVVC60HE4C2N1+CC |  | Voluntarily Certified | Single-split-system heat pumps | True | False | 52000 | 52500 | 19 | 14.3 | 8.5 | 7.5 | False | 33 | 33 | 12 | 0 | Blower Coil System | True | Conventional | 07/06/2023 |  | 11/29/2023
Johnson Controls, Inc. | Johnson Controls | HMH72B241 | HMH72B241 | JHETC36DBAS2N1 |  | Voluntarily Certified | Single-split-system heat pumps | False | False | 22400 | 22400 | 17 | 14.3 | 7.8 | 7.5 | False | 33 | 33 | 10 | 0 | Blower Coil System | True | Conventional | 07/06/2023 |  | 11/29/2023
Johnson Controls, Inc. | Johnson Controls | HMH72B341 | HMH72B341 | JHETC36DBCS2N1 |  | Voluntarily Certified | Single-split-system heat pumps | False | False | 34000 | 33200 | 18.5 | 14.3 | 8.7 | 7.5 | False | 33 | 33 | 10.5 | 0 | Blower Coil System | True | Conventional | 07/06/2023 |  | 11/29/2023
Johnson Controls, Inc. | Johnson Controls | HMH72B361 | HMH72B361 | JHETB30DXXS2N1+TXV |  | Voluntarily Certified | Single-split-system heat pumps | False | False | 36000 | 36000 | 18 | 14.3 | 8.5 | 7.5 | False | 33 | 33 | 9 | 0 | Blower Coil System | True | Conventional | 07/06/2023 |  | 11/29/2023
Johnson Controls, Inc. | Johnson Controls | HMH72B481 | HMH72B481 | JHETD60JBCS2N1 |  | Voluntarily Certified | Single-split-system heat pumps | False | False | 48000 | 47000 | 18.5 | 14.3 | 8.25 | 7.5 | False | 33 | 33 | 10 | 0 | Blower Coil System | True | Conventional | 07/06/2023 |  | 11/29/2023
Johnson Controls, Inc. | Johnson Controls | HMH72B601 | HMH72B601 | JHETD60JBCS2N1 |  | Voluntarily Certified | Single-split-system heat pumps | False | False | 58000 | 56000 | 17.5 | 14.3 | 8.3 | 7.5 | False | 33 | 33 | 8.5 | 0 | Blower Coil System | True | Conventional | 07/06/2023 |  | 11/29/2023
Johnson Controls, Inc. | Johnson Controls | PHE4A2424 | PHE4A2424 |  |  | Voluntarily Certified | Single-package heat pumps (oth | False | False | 23800 | 23800 | 13.4 | 13.4 | 6.7 | 6.7 | False | 33 | 33 | 11 | 0 |  | False | Conventional | 07/06/2023 |  | 11/29/2023
Johnson Controls, Inc. | Johnson Controls | PHE4A3024 | PHE4A3024 |  |  | Voluntarily Certified | Single-package heat pumps (oth | False | False | 29400 | 28400 | 13.4 | 13.4 | 6.7 | 6.7 | False | 33 | 33 | 11 | 0 |  | False | Conventional | 07/06/2023 |  | 11/29/2023
Johnson Controls, Inc. | Johnson Controls | PHE4B3624 | PHE4B3624 |  |  | Voluntarily Certified | Single-package heat pumps (oth | False | False | 35200 | 34800 | 13.4 | 13.4 | 6.7 | 6.7 | False | 33 | 33 | 11 | 0 |  | False | Conventional | 07/06/2023 |  | 11/29/2023
Johnson Controls, Inc. | Johnson Controls | PHE4B4224 | PHE4B4224 |  |  | Voluntarily Certified | Single-package heat pumps (oth | False | False | 41000 | 39500 | 13.4 | 13.4 | 6.7 | 6.7 | False | 33 | 33 | 11 | 0 |  | False | Conventional | 07/06/2023 |  | 11/29/2023
Johnson Controls, Inc. | Johnson Controls | PHE4B4824 | PHE4B4824 |  |  | Voluntarily Certified | Single-package heat pumps (oth | False | False | 47500 | 47000 | 13.4 | 13.4 | 6.7 | 6.7 | False | 33 | 33 | 11 | 0 |  | False | Conventional | 07/06/2023 |  | 11/29/2023
Johnson Controls, Inc. | Johnson Controls | PHE4B6024 | PHE4B6024 |  |  | Voluntarily Certified | Single-package heat pumps (oth | False | False | 59000 | 57000 | 13.4 | 13.4 | 6.7 | 6.7 | False | 33 | 33 | 11 | 0 |  | False | Conventional | 07/06/2023 |  | 11/29/2023
Johnson Controls, Inc. | Johnson Controls | PHE6A2424 | PHE6A2424 |  |  | Voluntarily Certified | Single-package heat pumps (oth | False | False | 24000 | 23000 | 15.2 | 13.4 | 7.2 | 6.7 | False | 33 | 33 | 12 | 0 |  | False | Conventional | 07/06/2023 |  | 11/29/2023
Johnson Controls, Inc. | Johnson Controls | PHE6B3624 | PHE6B3624 |  |  | Voluntarily Certified | Single-package heat pumps (oth | False | False | 36600 | 32600 | 15.2 | 13.4 | 7.2 | 6.7 | False | 33 | 33 | 12 | 0 |  | False | Conventional | 07/06/2023 |  | 11/29/2023
Johnson Controls, Inc. | Johnson Controls | PHE6B4824 | PHE6B4824 |  |  | Voluntarily Certified | Single-package heat pumps (oth | False | False | 46500 | 45500 | 15.2 | 13.4 | 7.2 | 6.7 | False | 33 | 33 | 12 | 0 |  | False | Conventional | 07/06/2023 |  | 11/29/2023
Johnson Controls, Inc. | Johnson Controls | PHE6B6024 | PHE6B6024 |  |  | Voluntarily Certified | Single-package heat pumps (oth | False | False | 57000 | 57000 | 15.2 | 13.4 | 7.2 | 6.7 | False | 33 | 33 | 12 | 0 |  | False | Conventional | 07/06/2023 |  | 11/29/2023
Johnson Controls, Inc. | Johnson Controls | PHG4A240752X4 | PHG4A240752X4 |  |  | Voluntarily Certified | Single-package heat pumps (oth | False | False | 23800 | 23800 | 13.4 | 13.4 | 6.7 | 6.7 | False | 33 | 33 | 11 | 0 |  | False | Conventional | 07/06/2023 |  | 11/29/2023
Johnson Controls, Inc. | Johnson Controls | PHG4A300752X4 | PHG4A300752X4 |  |  | Voluntarily Certified | Single-package heat pumps (oth | False | False | 29400 | 28400 | 13.4 | 13.4 | 6.7 | 6.7 | False | 33 | 33 | 11 | 0 |  | False | Conventional | 07/06/2023 |  | 11/29/2023
Johnson Controls, Inc. | Johnson Controls | PHG4B361002X4 | PHG4B361002X4 |  |  | Voluntarily Certified | Single-package heat pumps (oth | False | False | 35200 | 34800 | 13.4 | 13.4 | 6.7 | 6.7 | False | 33 | 33 | 11 | 0 |  | False | Conventional | 07/06/2023 |  | 11/29/2023
Johnson Controls, Inc. | Johnson Controls | PHG4B420652X4 | PHG4B420652X4 |  |  | Voluntarily Certified | Single-package heat pumps (oth | False | False | 41000 | 39500 | 13.4 | 13.4 | 6.7 | 6.7 | False | 33 | 33 | 11 | 0 |  | False | Conventional | 07/06/2023 |  | 11/29/2023
Johnson Controls, Inc. | Johnson Controls | PHG4B421002X4 | PHG4B421002X4 |  |  | Voluntarily Certified | Single-package heat pumps (oth | False | False | 41000 | 39500 | 13.4 | 13.4 | 6.7 | 6.7 | False | 33 | 33 | 11 | 0 |  | False | Conventional | 07/06/2023 |  | 11/29/2023
Johnson Controls, Inc. | Johnson Controls | PHG4B481002X4 | PHG4B481002X4 |  |  | Voluntarily Certified | Single-package heat pumps (oth | False | False | 47500 | 47000 | 13.4 | 13.4 | 6.7 | 6.7 | False | 33 | 33 | 11 | 0 |  | False | Conventional | 07/06/2023 |  | 11/29/2023
Johnson Controls, Inc. | Johnson Controls | PHG4B481252X4 | PHG4B481252X4 |  |  | Voluntarily Certified | Single-package heat pumps (oth | False | False | 47500 | 47000 | 13.4 | 13.4 | 6.7 | 6.7 | False | 33 | 33 | 11 | 0 |  | False | Conventional | 07/06/2023 |  | 11/29/2023
Johnson Controls, Inc. | Johnson Controls | PHG4B601252X4 | PHG4B601252X4 |  |  | Voluntarily Certified | Single-package heat pumps (oth | False | False | 59000 | 57000 | 13.4 | 13.4 | 6.7 | 6.7 | False | 33 | 33 | 11 | 0 |  | False | Conventional | 07/06/2023 |  | 11/29/2023
Johnson Controls, Inc. | Johnson Controls | PHG6A240752X4 | PHG6A240752X4 |  |  | Voluntarily Certified | Single-package heat pumps (oth | False | False | 24000 | 23000 | 15.2 | 13.4 | 7.2 | 6.7 | False | 33 | 33 | 12 | 0 |  | False | Conventional | 07/06/2023 |  | 11/29/2023
Johnson Controls, Inc. | Johnson Controls | PHG6B361002X4 | PHG6B361002X4 |  |  | Voluntarily Certified | Single-package heat pumps (oth | False | False | 36600 | 32600 | 15.2 | 13.4 | 7.2 | 6.7 | False | 33 | 33 | 12 | 0 |  | False | Conventional | 07/06/2023 |  | 11/29/2023
Johnson Controls, Inc. | Johnson Controls | PHG6B481002X4 | PHG6B481002X4 |  |  | Voluntarily Certified | Single-package heat pumps (oth | False | False | 46500 | 45500 | 15.2 | 13.4 | 7.2 | 6.7 | False | 33 | 33 | 12 | 0 |  | False | Conventional | 07/06/2023 |  | 11/29/2023
Johnson Controls, Inc. | Johnson Controls | PHG6B601252X4 | PHG6B601252X4 |  |  | Voluntarily Certified | Single-package heat pumps (oth | False | False | 57000 | 57000 | 15.2 | 13.4 | 7.2 | 6.7 | False | 33 | 33 | 12 | 0 |  | False | Conventional | 07/06/2023 |  | 11/29/2023
Johnson Controls, Inc. | Johnson Controls | THE2B18S21 | THE2B18S21 | JHETB24CBAS2N1 |  | Voluntarily Certified | Single-split-system heat pumps | False | False | 17200 | 16000 | 14.3 | 14.3 | 7.5 | 7.5 | False | 33 | 33 | 12 | 0 | Blower Coil System | False | Conventional | 07/06/2023 |  | 11/29/2023
Johnson Controls, Inc. | Johnson Controls | THE2B24T21 | THE2B24T21 | JHETB24CBAS2N1 |  | Voluntarily Certified | Single-split-system heat pumps | False | False | 23600 | 22000 | 14.3 | 14.3 | 7.5 | 7.5 | False | 33 | 33 | 11 | 0 | Blower Coil System | False | Conventional | 07/06/2023 |  | 11/29/2023
Johnson Controls, Inc. | Johnson Controls | THE2B30T21 | THE2B30T21 | JHETC36DBAS2N1 |  | Voluntarily Certified | Single-split-system heat pumps | False | False | 29200 | 26800 | 14.3 | 14.3 | 7.5 | 7.5 | False | 33 | 33 | 11 | 0 | Blower Coil System | False | Conventional | 07/06/2023 |  | 11/29/2023
Johnson Controls, Inc. | Johnson Controls | THE2B36T21 | THE2B36T21 | JHETC36DBCS2N1 |  | Voluntarily Certified | Single-split-system heat pumps | False | False | 35000 | 32600 | 14.3 | 14.3 | 7.5 | 7.5 | False | 33 | 33 | 11 | 0 | Blower Coil System | False | Conventional | 07/06/2023 |  | 11/29/2023
Johnson Controls, Inc. | Johnson Controls | THE2B42T21 | THE2B42T21 | JHETC48GBCS2N1 |  | Voluntarily Certified | Single-split-system heat pumps | False | False | 39000 | 38000 | 14.3 | 14.3 | 7.5 | 7.5 | False | 33 | 33 | 11 | 0 | Blower Coil System | False | Conventional | 07/06/2023 |  | 11/29/2023
Johnson Controls, Inc. | Johnson Controls | THE2B48T21 | THE2B48T21 | JHETC60HBCS2N1 |  | Voluntarily Certified | Single-split-system heat pumps | False | False | 45000 | 43500 | 14.3 | 14.3 | 7.5 | 7.5 | False | 33 | 33 | 11 | 0 | Blower Coil System | False | Conventional | 07/06/2023 |  | 11/29/2023
Johnson Controls, Inc. | Johnson Controls | THE2B60T21 | THE2B60T21 | JHETD60JBCS2N1 |  | Voluntarily Certified | Single-split-system heat pumps | False | False | 55000 | 54000 | 14.3 | 14.3 | 7.5 | 7.5 | False | 33 | 33 | 11 | 0 | Blower Coil System | False | Conventional | 07/06/2023 |  | 11/29/2023
Johnson Controls, Inc. | Johnson Controls | THF2B18S21 | THF2B18S21 | JHETB24CBAS2N1 |  | Voluntarily Certified | Single-split-system heat pumps | False | False | 17600 | 16000 | 15.2 | 14.3 | 7.8 | 7.5 | False | 33 | 33 | 12.5 | 0 | Blower Coil System | False | Conventional | 07/06/2023 |  | 11/29/2023
Johnson Controls, Inc. | Johnson Controls | THF2B24T21 | THF2B24T21 | JHETB24CBAS2N1 |  | Voluntarily Certified | Single-split-system heat pumps | False | False | 23600 | 21600 | 15.2 | 14.3 | 7.8 | 7.5 | False | 33 | 33 | 11.7 | 0 | Blower Coil System | False | Conventional | 07/06/2023 |  | 11/29/2023
Johnson Controls, Inc. | Johnson Controls | THF2B30T21 | THF2B30T21 | JHETB30DBAS2N1 |  | Voluntarily Certified | Single-split-system heat pumps | False | False | 29400 | 27400 | 15.2 | 14.3 | 7.8 | 7.5 | False | 33 | 33 | 11.7 | 0 | Blower Coil System | False | Conventional | 07/06/2023 |  | 11/29/2023
Johnson Controls, Inc. | Johnson Controls | THF2B36T21 | THF2B36T21 | JHETC36DBCS2N1 |  | Voluntarily Certified | Single-split-system heat pumps | False | False | 35000 | 33400 | 15.2 | 14.3 | 7.8 | 7.5 | False | 33 | 33 | 12 | 0 | Blower Coil System | False | Conventional | 07/06/2023 |  | 11/29/2023
Johnson Controls, Inc. | Johnson Controls | THF2B42T21 | THF2B42T21 | JHETC42FBCS2N1 |  | Voluntarily Certified | Single-split-system heat pumps | False | False | 41000 | 40000 | 16 | 14.3 | 8.1 | 7.5 | False | 33 | 33 | 12 | 0 | Blower Coil System | False | Conventional | 07/06/2023 |  | 11/29/2023
Johnson Controls, Inc. | Johnson Controls | THF2B48T21 | THF2B48T21 | JHETC60HBCS2N1 |  | Voluntarily Certified | Single-split-system heat pumps | False | False | 46000 | 45000 | 15.2 | 14.3 | 7.8 | 7.5 | False | 33 | 33 | 11.7 | 0 | Blower Coil System | False | Conventional | 07/06/2023 |  | 11/29/2023
Johnson Controls, Inc. | Johnson Controls | THF2B60T21 | THF2B60T21 | JHETC60HBCS2N1 |  | Voluntarily Certified | Single-split-system heat pumps | False | False | 53500 | 55000 | 15.2 | 14.3 | 7.8 | 7.5 | False | 33 | 33 | 11.7 | 0 | Blower Coil System | False | Conventional | 07/06/2023 |  | 11/29/2023
Johnson Controls, Inc. | York | XN036C***1*******2 | XN036C***1*******2 |  |  | Voluntarily Certified | Single-package heat pumps (oth | False | False | 37000 | 36000 | 13.4 | 13.4 | 6.7 | 6.7 | True | 33 | 33 | 11 | 0 |  | False | Conventional | 07/06/2023 |  | 11/29/2023
Johnson Controls, Inc. | York | XN036E***1*******2 | XN036E***1*******2 |  |  | Voluntarily Certified | Single-package heat pumps (oth | False | False | 37000 | 36000 | 13.4 | 13.4 | 6.7 | 6.7 | True | 33 | 33 | 11 | 0 |  | False | Conventional | 07/06/2023 |  | 11/29/2023
Johnson Controls, Inc. | York | XN048C***1*******2 | XN048C***1*******2 |  |  | Voluntarily Certified | Single-package heat pumps (oth | False | False | 46500 | 44000 | 13.4 | 13.4 | 6.7 | 6.7 | True | 33 | 33 | 11 | 0 |  | False | Conventional | 07/06/2023 |  | 11/29/2023
Johnson Controls, Inc. | York | XN048E***1*******2 | XN048E***1*******2 |  |  | Voluntarily Certified | Single-package heat pumps (oth | False | False | 46500 | 44000 | 13.4 | 13.4 | 6.7 | 6.7 | True | 33 | 33 | 11 | 0 |  | False | Conventional | 07/06/2023 |  | 11/29/2023
Johnson Controls, Inc. | York | XN060C***1*******2 | XN060C***1*******2 |  |  | Voluntarily Certified | Single-package heat pumps (oth | False | False | 54000 | 51500 | 13.4 | 13.4 | 6.7 | 6.7 | True | 33 | 33 | 10 | 0 |  | False | Conventional | 07/06/2023 |  | 11/29/2023
Johnson Controls, Inc. | York | XN060E***1*******2 | XN060E***1*******2 |  |  | Voluntarily Certified | Single-package heat pumps (oth | False | False | 54000 | 51500 | 13.4 | 13.4 | 6.7 | 6.7 | True | 33 | 33 | 10 | 0 |  | False | Conventional | 07/06/2023 |  | 11/29/2023
Johnson Controls, Inc. | York | XQE04A1**********3 | XQE04A1**********3 |  |  | Voluntarily Certified | Single-package heat pumps (oth | False | False | 35600 | 34200 | 13.4 | 13.4 | 6.7 | 6.7 | True | 33 | 33 | 12 | 0 |  | False | Conventional | 07/06/2023 |  | 11/29/2023
Johnson Controls, Inc. | York | XQE05A1**********3 | XQE05A1**********3 |  |  | Voluntarily Certified | Single-package heat pumps (oth | False | False | 47000 | 46500 | 13.4 | 13.4 | 6.7 | 6.7 | True | 33 | 33 | 12 | 0 |  | False | Conventional | 07/06/2023 |  | 11/29/2023
Johnson Controls, Inc. | York | XQE06A1**********3 | XQE06A1**********3 |  |  | Voluntarily Certified | Single-package heat pumps (oth | False | False | 57000 | 53000 | 13.4 | 13.4 | 6.7 | 6.7 | True | 33 | 33 | 12 | 0 |  | False | Conventional | 07/06/2023 |  | 11/29/2023
Johnson Controls, Inc. | York | XYE04A1**********3 | XYE04A1**********3 |  |  | Voluntarily Certified | Single-package heat pumps (oth | False | False | 36000 | 34000 | 14.2 | 13.4 | 7.1 | 6.7 | True | 33 | 33 | 12 | 0 |  | False | Conventional | 07/06/2023 |  | 11/29/2023
Johnson Controls, Inc. | York | XYE05A1**********3 | XYE05A1**********3 |  |  | Voluntarily Certified | Single-package heat pumps (oth | False | False | 47000 | 46000 | 14.4 | 13.4 | 7.3 | 6.7 | True | 33 | 33 | 12 | 0 |  | False | Conventional | 07/06/2023 |  | 11/29/2023
Johnson Controls, Inc. | York | XYE06A1**********3 | XYE06A1**********3 |  |  | Voluntarily Certified | Single-package heat pumps (oth | False | False | 57000 | 55000 | 14 | 13.4 | 6.9 | 6.7 | True | 33 | 33 | 12 | 0 |  | False | Conventional | 07/06/2023 |  | 11/29/2023
Johnson Controls, Inc. | Luxaire | HL19B4821 | HL19B4821 | JHETD60HBCS2N1 |  | Voluntarily Certified | Single-split-system heat pumps | False | False | 46500 | 47000 | 17 | 14.3 | 8.1 | 7.5 | False | 33 | 33 | 12.5 | 0 | Blower Coil System | False | Conventional | 07/06/2023 |  | 11/29/2023
Johnson Controls, Inc. | Luxaire | HL20B2421 | HL20B2421 | JHVVB24DE1C2N1+CC |  | Voluntarily Certified | Single-split-system heat pumps | True | False | 23000 | 22400 | 19 | 14.3 | 8.5 | 7.5 | False | 33 | 33 | 12.4 | 0 | Blower Coil System | True | Conventional | 07/06/2023 |  | 11/29/2023
Johnson Controls, Inc. | Luxaire | HL20B3621 | HL20B3621 | JHVVB36DE2C2N1+CC |  | Voluntarily Certified | Single-split-system heat pumps | True | False | 32000 | 33600 | 19.5 | 14.3 | 8.5 | 7.5 | False | 33 | 33 | 12.4 | 0 | Blower Coil System | True | Conventional | 07/06/2023 |  | 11/29/2023
Johnson Controls, Inc. | Luxaire | HL20B4821 | HL20B4821 | JHVVC48HE3C2N1+CC |  | Voluntarily Certified | Single-split-system heat pumps | True | False | 44500 | 44000 | 19.5 | 14.3 | 8.5 | 7.5 | False | 33 | 33 | 12.4 | 0 | Blower Coil System | True | Conventional | 07/06/2023 |  | 11/29/2023
Johnson Controls, Inc. | Luxaire | HL20B6021 | HL20B6021 | JHVVC60HE4C2N1+CC |  | Voluntarily Certified | Single-split-system heat pumps | True | False | 52000 | 52500 | 19 | 14.3 | 8.5 | 7.5 | False | 33 | 33 | 12 | 0 | Blower Coil System | True | Conventional | 07/06/2023 |  | 11/29/2023
Johnson Controls, Inc. | Luxaire | HMH72B241 | HMH72B241 | JHETC36DBAS2N1 |  | Voluntarily Certified | Single-split-system heat pumps | False | False | 22400 | 22400 | 17 | 14.3 | 7.8 | 7.5 | False | 33 | 33 | 10 | 0 | Blower Coil System | True | Conventional | 07/06/2023 |  | 11/29/2023
Johnson Controls, Inc. | Luxaire | HMH72B341 | HMH72B341 | JHETC36DBCS2N1 |  | Voluntarily Certified | Single-split-system heat pumps | False | False | 34000 | 33200 | 18.5 | 14.3 | 8.7 | 7.5 | False | 33 | 33 | 10.5 | 0 | Blower Coil System | True | Conventional | 07/06/2023 |  | 11/29/2023
Johnson Controls, Inc. | Luxaire | HMH72B361 | HMH72B361 | JHETB30DXXS2N1+TXV |  | Voluntarily Certified | Single-split-system heat pumps | False | False | 36000 | 36000 | 18 | 14.3 | 8.5 | 7.5 | False | 33 | 33 | 9 | 0 | Blower Coil System | True | Conventional | 07/06/2023 |  | 11/29/2023
Johnson Controls, Inc. | Luxaire | HMH72B481 | HMH72B481 | JHETD60JBCS2N1 |  | Voluntarily Certified | Single-split-system heat pumps | False | False | 48000 | 47000 | 18.5 | 14.3 | 8.25 | 7.5 | False | 33 | 33 | 10 | 0 | Blower Coil System | True | Conventional | 07/06/2023 |  | 11/29/2023
Johnson Controls, Inc. | Luxaire | HMH72B601 | HMH72B601 | JHETD60JBCS2N1 |  | Voluntarily Certified | Single-split-system heat pumps | False | False | 58000 | 56000 | 17.5 | 14.3 | 8.3 | 7.5 | False | 33 | 33 | 8.5 | 0 | Blower Coil System | True | Conventional | 07/06/2023 |  | 11/29/2023
Johnson Controls, Inc. | Luxaire | PHE4A2424 | PHE4A2424 |  |  | Voluntarily Certified | Single-package heat pumps (oth | False | False | 23800 | 23800 | 13.4 | 13.4 | 6.7 | 6.7 | False | 33 | 33 | 11 | 0 |  | False | Conventional | 07/06/2023 |  | 11/29/2023
Johnson Controls, Inc. | Luxaire | PHE4A3024 | PHE4A3024 |  |  | Voluntarily Certified | Single-package heat pumps (oth | False | False | 29400 | 28400 | 13.4 | 13.4 | 6.7 | 6.7 | False | 33 | 33 | 11 | 0 |  | False | Conventional | 07/06/2023 |  | 11/29/2023
Johnson Controls, Inc. | Luxaire | PHE4B3624 | PHE4B3624 |  |  | Voluntarily Certified | Single-package heat pumps (oth | False | False | 35200 | 34800 | 13.4 | 13.4 | 6.7 | 6.7 | False | 33 | 33 | 11 | 0 |  | False | Conventional | 07/06/2023 |  | 11/29/2023
Johnson Controls, Inc. | Luxaire | PHE4B4224 | PHE4B4224 |  |  | Voluntarily Certified | Single-package heat pumps (oth | False | False | 41000 | 39500 | 13.4 | 13.4 | 6.7 | 6.7 | False | 33 | 33 | 11 | 0 |  | False | Conventional | 07/06/2023 |  | 11/29/2023
Johnson Controls, Inc. | Luxaire | PHE4B4824 | PHE4B4824 |  |  | Voluntarily Certified | Single-package heat pumps (oth | False | False | 47500 | 47000 | 13.4 | 13.4 | 6.7 | 6.7 | False | 33 | 33 | 11 | 0 |  | False | Conventional | 07/06/2023 |  | 11/29/2023
Johnson Controls, Inc. | Luxaire | PHE4B6024 | PHE4B6024 |  |  | Voluntarily Certified | Single-package heat pumps (oth | False | False | 59000 | 57000 | 13.4 | 13.4 | 6.7 | 6.7 | False | 33 | 33 | 11 | 0 |  | False | Conventional | 07/06/2023 |  | 11/29/2023
Johnson Controls, Inc. | Luxaire | PHE6A2424 | PHE6A2424 |  |  | Voluntarily Certified | Single-package heat pumps (oth | False | False | 24000 | 23000 | 15.2 | 13.4 | 7.2 | 6.7 | False | 33 | 33 | 12 | 0 |  | False | Conventional | 07/06/2023 |  | 11/29/2023
Johnson Controls, Inc. | Luxaire | PHE6B3624 | PHE6B3624 |  |  | Voluntarily Certified | Single-package heat pumps (oth | False | False | 36600 | 32600 | 15.2 | 13.4 | 7.2 | 6.7 | False | 33 | 33 | 12 | 0 |  | False | Conventional | 07/06/2023 |  | 11/29/2023
Johnson Controls, Inc. | Luxaire | PHE6B4824 | PHE6B4824 |  |  | Voluntarily Certified | Single-package heat pumps (oth | False | False | 46500 | 45500 | 15.2 | 13.4 | 7.2 | 6.7 | False | 33 | 33 | 12 | 0 |  | False | Conventional | 07/06/2023 |  | 11/29/2023
Johnson Controls, Inc. | Luxaire | PHE6B6024 | PHE6B6024 |  |  | Voluntarily Certified | Single-package heat pumps (oth | False | False | 57000 | 57000 | 15.2 | 13.4 | 7.2 | 6.7 | False | 33 | 33 | 12 | 0 |  | False | Conventional | 07/06/2023 |  | 11/29/2023
Johnson Controls, Inc. | Luxaire | PHG4A240752X4 | PHG4A240752X4 |  |  | Voluntarily Certified | Single-package heat pumps (oth | False | False | 23800 | 23800 | 13.4 | 13.4 | 6.7 | 6.7 | False | 33 | 33 | 11 | 0 |  | False | Conventional | 07/06/2023 |  | 11/29/2023
Johnson Controls, Inc. | Luxaire | PHG4A300752X4 | PHG4A300752X4 |  |  | Voluntarily Certified | Single-package heat pumps (oth | False | False | 29400 | 28400 | 13.4 | 13.4 | 6.7 | 6.7 | False | 33 | 33 | 11 | 0 |  | False | Conventional | 07/06/2023 |  | 11/29/2023
Johnson Controls, Inc. | Luxaire | PHG4B361002X4 | PHG4B361002X4 |  |  | Voluntarily Certified | Single-package heat pumps (oth | False | False | 35200 | 34800 | 13.4 | 13.4 | 6.7 | 6.7 | False | 33 | 33 | 11 | 0 |  | False | Conventional | 07/06/2023 |  | 11/29/2023
Johnson Controls, Inc. | Luxaire | PHG4B420652X4 | PHG4B420652X4 |  |  | Voluntarily Certified | Single-package heat pumps (oth | False | False | 41000 | 39500 | 13.4 | 13.4 | 6.7 | 6.7 | False | 33 | 33 | 11 | 0 |  | False | Conventional | 07/06/2023 |  | 11/29/2023
Johnson Controls, Inc. | Luxaire | PHG4B421002X4 | PHG4B421002X4 |  |  | Voluntarily Certified | Single-package heat pumps (oth | False | False | 41000 | 39500 | 13.4 | 13.4 | 6.7 | 6.7 | False | 33 | 33 | 11 | 0 |  | False | Conventional | 07/06/2023 |  | 11/29/2023
Johnson Controls, Inc. | Luxaire | PHG4B481002X4 | PHG4B481002X4 |  |  | Voluntarily Certified | Single-package heat pumps (oth | False | False | 47500 | 47000 | 13.4 | 13.4 | 6.7 | 6.7 | False | 33 | 33 | 11 | 0 |  | False | Conventional | 07/06/2023 |  | 11/29/2023
Johnson Controls, Inc. | Luxaire | PHG4B481252X4 | PHG4B481252X4 |  |  | Voluntarily Certified | Single-package heat pumps (oth | False | False | 47500 | 47000 | 13.4 | 13.4 | 6.7 | 6.7 | False | 33 | 33 | 11 | 0 |  | False | Conventional | 07/06/2023 |  | 11/29/2023
Johnson Controls, Inc. | Luxaire | PHG4B601252X4 | PHG4B601252X4 |  |  | Voluntarily Certified | Single-package heat pumps (oth | False | False | 59000 | 57000 | 13.4 | 13.4 | 6.7 | 6.7 | False | 33 | 33 | 11 | 0 |  | False | Conventional | 07/06/2023 |  | 11/29/2023
Johnson Controls, Inc. | Luxaire | PHG6A240752X4 | PHG6A240752X4 |  |  | Voluntarily Certified | Single-package heat pumps (oth | False | False | 24000 | 23000 | 15.2 | 13.4 | 7.2 | 6.7 | False | 33 | 33 | 12 | 0 |  | False | Conventional | 07/06/2023 |  | 11/29/2023
Johnson Controls, Inc. | Luxaire | PHG6B361002X4 | PHG6B361002X4 |  |  | Voluntarily Certified | Single-package heat pumps (oth | False | False | 36600 | 32600 | 15.2 | 13.4 | 7.2 | 6.7 | False | 33 | 33 | 12 | 0 |  | False | Conventional | 07/06/2023 |  | 11/29/2023
Johnson Controls, Inc. | Luxaire | PHG6B481002X4 | PHG6B481002X4 |  |  | Voluntarily Certified | Single-package heat pumps (oth | False | False | 46500 | 45500 | 15.2 | 13.4 | 7.2 | 6.7 | False | 33 | 33 | 12 | 0 |  | False | Conventional | 07/06/2023 |  | 11/29/2023
Johnson Controls, Inc. | Luxaire | PHG6B601252X4 | PHG6B601252X4 |  |  | Voluntarily Certified | Single-package heat pumps (oth | False | False | 57000 | 57000 | 15.2 | 13.4 | 7.2 | 6.7 | False | 33 | 33 | 12 | 0 |  | False | Conventional | 07/06/2023 |  | 11/29/2023
Johnson Controls, Inc. | Luxaire | THE2B18S21 | THE2B18S21 | JHETB24CBAS2N1 |  | Voluntarily Certified | Single-split-system heat pumps | False | False | 17200 | 16000 | 14.3 | 14.3 | 7.5 | 7.5 | False | 33 | 33 | 12 | 0 | Blower Coil System | False | Conventional | 07/06/2023 |  | 11/29/2023
Johnson Controls, Inc. | Luxaire | THE2B24T21 | THE2B24T21 | JHETB24CBAS2N1 |  | Voluntarily Certified | Single-split-system heat pumps | False | False | 23600 | 22000 | 14.3 | 14.3 | 7.5 | 7.5 | False | 33 | 33 | 11 | 0 | Blower Coil System | False | Conventional | 07/06/2023 |  | 11/29/2023
Johnson Controls, Inc. | Luxaire | THE2B30T21 | THE2B30T21 | JHETC36DBAS2N1 |  | Voluntarily Certified | Single-split-system heat pumps | False | False | 29200 | 26800 | 14.3 | 14.3 | 7.5 | 7.5 | False | 33 | 33 | 11 | 0 | Blower Coil System | False | Conventional | 07/06/2023 |  | 11/29/2023
Johnson Controls, Inc. | Luxaire | THE2B36T21 | THE2B36T21 | JHETC36DBCS2N1 |  | Voluntarily Certified | Single-split-system heat pumps | False | False | 35000 | 32600 | 14.3 | 14.3 | 7.5 | 7.5 | False | 33 | 33 | 11 | 0 | Blower Coil System | False | Conventional | 07/06/2023 |  | 11/29/2023
Johnson Controls, Inc. | Luxaire | THE2B42T21 | THE2B42T21 | JHETC48GBCS2N1 |  | Voluntarily Certified | Single-split-system heat pumps | False | False | 39000 | 38000 | 14.3 | 14.3 | 7.5 | 7.5 | False | 33 | 33 | 11 | 0 | Blower Coil System | False | Conventional | 07/06/2023 |  | 11/29/2023
Johnson Controls, Inc. | Luxaire | THE2B48T21 | THE2B48T21 | JHETC60HBCS2N1 |  | Voluntarily Certified | Single-split-system heat pumps | False | False | 45000 | 43500 | 14.3 | 14.3 | 7.5 | 7.5 | False | 33 | 33 | 11 | 0 | Blower Coil System | False | Conventional | 07/06/2023 |  | 11/29/2023
Johnson Controls, Inc. | Luxaire | THE2B60T21 | THE2B60T21 | JHETD60JBCS2N1 |  | Voluntarily Certified | Single-split-system heat pumps | False | False | 55000 | 54000 | 14.3 | 14.3 | 7.5 | 7.5 | False | 33 | 33 | 11 | 0 | Blower Coil System | False | Conventional | 07/06/2023 |  | 11/29/2023
Johnson Controls, Inc. | Luxaire | THF2B18S21 | THF2B18S21 | JHETB24CBAS2N1 |  | Voluntarily Certified | Single-split-system heat pumps | False | False | 17600 | 16000 | 15.2 | 14.3 | 7.8 | 7.5 | False | 33 | 33 | 12.5 | 0 | Blower Coil System | False | Conventional | 07/06/2023 |  | 11/29/2023
Johnson Controls, Inc. | Luxaire | THF2B24T21 | THF2B24T21 | JHETB24CBAS2N1 |  | Voluntarily Certified | Single-split-system heat pumps | False | False | 23600 | 21600 | 15.2 | 14.3 | 7.8 | 7.5 | False | 33 | 33 | 11.7 | 0 | Blower Coil System | False | Conventional | 07/06/2023 |  | 11/29/2023
Johnson Controls, Inc. | Luxaire | THF2B30T21 | THF2B30T21 | JHETB30DBAS2N1 |  | Voluntarily Certified | Single-split-system heat pumps | False | False | 29400 | 27400 | 15.2 | 14.3 | 7.8 | 7.5 | False | 33 | 33 | 11.7 | 0 | Blower Coil System | False | Conventional | 07/06/2023 |  | 11/29/2023
Johnson Controls, Inc. | Luxaire | THF2B36T21 | THF2B36T21 | JHETC36DBCS2N1 |  | Voluntarily Certified | Single-split-system heat pumps | False | False | 35000 | 33400 | 15.2 | 14.3 | 7.8 | 7.5 | False | 33 | 33 | 12 | 0 | Blower Coil System | False | Conventional | 07/06/2023 |  | 11/29/2023
Johnson Controls, Inc. | Luxaire | THF2B42T21 | THF2B42T21 | JHETC42FBCS2N1 |  | Voluntarily Certified | Single-split-system heat pumps | False | False | 41000 | 40000 | 16 | 14.3 | 8.1 | 7.5 | False | 33 | 33 | 12 | 0 | Blower Coil System | False | Conventional | 07/06/2023 |  | 11/29/2023
Johnson Controls, Inc. | Luxaire | THF2B48T21 | THF2B48T21 | JHETC60HBCS2N1 |  | Voluntarily Certified | Single-split-system heat pumps | False | False | 46000 | 45000 | 15.2 | 14.3 | 7.8 | 7.5 | False | 33 | 33 | 11.7 | 0 | Blower Coil System | False | Conventional | 07/06/2023 |  | 11/29/2023
Johnson Controls, Inc. | Luxaire | THF2B60T21 | THF2B60T21 | JHETC60HBCS2N1 |  | Voluntarily Certified | Single-split-system heat pumps | False | False | 53500 | 55000 | 15.2 | 14.3 | 7.8 | 7.5 | False | 33 | 33 | 11.7 | 0 | Blower Coil System | False | Conventional | 07/06/2023 |  | 11/29/2023
Johnson Controls, Inc. | Luxaire | XN036C***1*******2 | XN036C***1*******2 |  |  | Voluntarily Certified | Single-package heat pumps (oth | False | False | 37000 | 36000 | 13.4 | 13.4 | 6.7 | 6.7 | True | 33 | 33 | 11 | 0 |  | False | Conventional | 07/06/2023 |  | 11/29/2023
Johnson Controls, Inc. | Luxaire | XN036E***1*******2 | XN036E***1*******2 |  |  | Voluntarily Certified | Single-package heat pumps (oth | False | False | 37000 | 36000 | 13.4 | 13.4 | 6.7 | 6.7 | True | 33 | 33 | 11 | 0 |  | False | Conventional | 07/06/2023 |  | 11/29/2023
Johnson Controls, Inc. | Luxaire | XN048C***1*******2 | XN048C***1*******2 |  |  | Voluntarily Certified | Single-package heat pumps (oth | False | False | 46500 | 44000 | 13.4 | 13.4 | 6.7 | 6.7 | True | 33 | 33 | 11 | 0 |  | False | Conventional | 07/06/2023 |  | 11/29/2023
Johnson Controls, Inc. | Luxaire | XN048E***1*******2 | XN048E***1*******2 |  |  | Voluntarily Certified | Single-package heat pumps (oth | False | False | 46500 | 44000 | 13.4 | 13.4 | 6.7 | 6.7 | True | 33 | 33 | 11 | 0 |  | False | Conventional | 07/06/2023 |  | 11/29/2023
Johnson Controls, Inc. | Luxaire | XN060C***1*******2 | XN060C***1*******2 |  |  | Voluntarily Certified | Single-package heat pumps (oth | False | False | 54000 | 51500 | 13.4 | 13.4 | 6.7 | 6.7 | True | 33 | 33 | 10 | 0 |  | False | Conventional | 07/06/2023 |  | 11/29/2023
Johnson Controls, Inc. | Luxaire | XN060E***1*******2 | XN060E***1*******2 |  |  | Voluntarily Certified | Single-package heat pumps (oth | False | False | 54000 | 51500 | 13.4 | 13.4 | 6.7 | 6.7 | True | 33 | 33 | 10 | 0 |  | False | Conventional | 07/06/2023 |  | 11/29/2023
Johnson Controls, Inc. | York | HMH72B241 | HMH72B241 | JHETC36DBAS2N1 |  | Voluntarily Certified | Single-split-system heat pumps | False | False | 22400 | 22400 | 17 | 14.3 | 7.8 | 7.5 | False | 33 | 33 | 10 | 0 | Blower Coil System | True | Conventional | 07/06/2023 |  | 11/29/2023
Johnson Controls, Inc. | York | HMH72B341 | HMH72B341 | JHETC36DBCS2N1 |  | Voluntarily Certified | Single-split-system heat pumps | False | False | 34000 | 33200 | 18.5 | 14.3 | 8.7 | 7.5 | False | 33 | 33 | 10.5 | 0 | Blower Coil System | True | Conventional | 07/06/2023 |  | 11/29/2023
Johnson Controls, Inc. | York | HMH72B361 | HMH72B361 | JHETB30DXXS2N1+TXV |  | Voluntarily Certified | Single-split-system heat pumps | False | False | 36000 | 36000 | 18 | 14.3 | 8.5 | 7.5 | False | 33 | 33 | 9 | 0 | Blower Coil System | True | Conventional | 07/06/2023 |  | 11/29/2023
Johnson Controls, Inc. | York | HMH72B481 | HMH72B481 | JHETD60JBCS2N1 |  | Voluntarily Certified | Single-split-system heat pumps | False | False | 48000 | 47000 | 18.5 | 14.3 | 8.25 | 7.5 | False | 33 | 33 | 10 | 0 | Blower Coil System | True | Conventional | 07/06/2023 |  | 11/29/2023
Johnson Controls, Inc. | York | HMH72B601 | HMH72B601 | JHETD60JBCS2N1 |  | Voluntarily Certified | Single-split-system heat pumps | False | False | 58000 | 56000 | 17.5 | 14.3 | 8.3 | 7.5 | False | 33 | 33 | 8.5 | 0 | Blower Coil System | True | Conventional | 07/06/2023 |  | 11/29/2023
Johnson Controls, Inc. | York | PHE4A2424 | PHE4A2424 |  |  | Voluntarily Certified | Single-package heat pumps (oth | False | False | 23800 | 23800 | 13.4 | 13.4 | 6.7 | 6.7 | False | 33 | 33 | 11 | 0 |  | False | Conventional | 07/06/2023 |  | 11/29/2023
Johnson Controls, Inc. | York | PHE4A3024 | PHE4A3024 |  |  | Voluntarily Certified | Single-package heat pumps (oth | False | False | 29400 | 28400 | 13.4 | 13.4 | 6.7 | 6.7 | False | 33 | 33 | 11 | 0 |  | False | Conventional | 07/06/2023 |  | 11/29/2023
Johnson Controls, Inc. | York | PHE4B3624 | PHE4B3624 |  |  | Voluntarily Certified | Single-package heat pumps (oth | False | False | 35200 | 34800 | 13.4 | 13.4 | 6.7 | 6.7 | False | 33 | 33 | 11 | 0 |  | False | Conventional | 07/06/2023 |  | 11/29/2023
Johnson Controls, Inc. | York | PHE4B4224 | PHE4B4224 |  |  | Voluntarily Certified | Single-package heat pumps (oth | False | False | 41000 | 39500 | 13.4 | 13.4 | 6.7 | 6.7 | False | 33 | 33 | 11 | 0 |  | False | Conventional | 07/06/2023 |  | 11/29/2023
Johnson Controls, Inc. | York | PHE4B4824 | PHE4B4824 |  |  | Voluntarily Certified | Single-package heat pumps (oth | False | False | 47500 | 47000 | 13.4 | 13.4 | 6.7 | 6.7 | False | 33 | 33 | 11 | 0 |  | False | Conventional | 07/06/2023 |  | 11/29/2023
Johnson Controls, Inc. | York | PHE4B6024 | PHE4B6024 |  |  | Voluntarily Certified | Single-package heat pumps (oth | False | False | 59000 | 57000 | 13.4 | 13.4 | 6.7 | 6.7 | False | 33 | 33 | 11 | 0 |  | False | Conventional | 07/06/2023 |  | 11/29/2023
Johnson Controls, Inc. | York | PHE6A2424 | PHE6A2424 |  |  | Voluntarily Certified | Single-package heat pumps (oth | False | False | 24000 | 23000 | 15.2 | 13.4 | 7.2 | 6.7 | False | 33 | 33 | 12 | 0 |  | False | Conventional | 07/06/2023 |  | 11/29/2023
Johnson Controls, Inc. | York | PHE6B3624 | PHE6B3624 |  |  | Voluntarily Certified | Single-package heat pumps (oth | False | False | 36600 | 32600 | 15.2 | 13.4 | 7.2 | 6.7 | False | 33 | 33 | 12 | 0 |  | False | Conventional | 07/06/2023 |  | 11/29/2023
Johnson Controls, Inc. | York | PHE6B4824 | PHE6B4824 |  |  | Voluntarily Certified | Single-package heat pumps (oth | False | False | 46500 | 45500 | 15.2 | 13.4 | 7.2 | 6.7 | False | 33 | 33 | 12 | 0 |  | False | Conventional | 07/06/2023 |  | 11/29/2023
Johnson Controls, Inc. | York | PHE6B6024 | PHE6B6024 |  |  | Voluntarily Certified | Single-package heat pumps (oth | False | False | 57000 | 57000 | 15.2 | 13.4 | 7.2 | 6.7 | False | 33 | 33 | 12 | 0 |  | False | Conventional | 07/06/2023 |  | 11/29/2023
Johnson Controls, Inc. | York | PHG4A240752X4 | PHG4A240752X4 |  |  | Voluntarily Certified | Single-package heat pumps (oth | False | False | 23800 | 23800 | 13.4 | 13.4 | 6.7 | 6.7 | False | 33 | 33 | 11 | 0 |  | False | Conventional | 07/06/2023 |  | 11/29/2023
Johnson Controls, Inc. | York | PHG4A300752X4 | PHG4A300752X4 |  |  | Voluntarily Certified | Single-package heat pumps (oth | False | False | 29400 | 28400 | 13.4 | 13.4 | 6.7 | 6.7 | False | 33 | 33 | 11 | 0 |  | False | Conventional | 07/06/2023 |  | 11/29/2023
Johnson Controls, Inc. | York | PHG4B361002X4 | PHG4B361002X4 |  |  | Voluntarily Certified | Single-package heat pumps (oth | False | False | 35200 | 34800 | 13.4 | 13.4 | 6.7 | 6.7 | False | 33 | 33 | 11 | 0 |  | False | Conventional | 07/06/2023 |  | 11/29/2023
Johnson Controls, Inc. | York | PHG4B420652X4 | PHG4B420652X4 |  |  | Voluntarily Certified | Single-package heat pumps (oth | False | False | 41000 | 39500 | 13.4 | 13.4 | 6.7 | 6.7 | False | 33 | 33 | 11 | 0 |  | False | Conventional | 07/06/2023 |  | 11/29/2023
Johnson Controls, Inc. | York | PHG4B421002X4 | PHG4B421002X4 |  |  | Voluntarily Certified | Single-package heat pumps (oth | False | False | 41000 | 39500 | 13.4 | 13.4 | 6.7 | 6.7 | False | 33 | 33 | 11 | 0 |  | False | Conventional | 07/06/2023 |  | 11/29/2023
Johnson Controls, Inc. | York | PHG4B481002X4 | PHG4B481002X4 |  |  | Voluntarily Certified | Single-package heat pumps (oth | False | False | 47500 | 47000 | 13.4 | 13.4 | 6.7 | 6.7 | False | 33 | 33 | 11 | 0 |  | False | Conventional | 07/06/2023 |  | 11/29/2023
Johnson Controls, Inc. | York | PHG4B481252X4 | PHG4B481252X4 |  |  | Voluntarily Certified | Single-package heat pumps (oth | False | False | 47500 | 47000 | 13.4 | 13.4 | 6.7 | 6.7 | False | 33 | 33 | 11 | 0 |  | False | Conventional | 07/06/2023 |  | 11/29/2023
Johnson Controls, Inc. | York | PHG4B601252X4 | PHG4B601252X4 |  |  | Voluntarily Certified | Single-package heat pumps (oth | False | False | 59000 | 57000 | 13.4 | 13.4 | 6.7 | 6.7 | False | 33 | 33 | 11 | 0 |  | False | Conventional | 07/06/2023 |  | 11/29/2023
Johnson Controls, Inc. | York | PHG6A240752X4 | PHG6A240752X4 |  |  | Voluntarily Certified | Single-package heat pumps (oth | False | False | 24000 | 23000 | 15.2 | 13.4 | 7.2 | 6.7 | False | 33 | 33 | 12 | 0 |  | False | Conventional | 07/06/2023 |  | 11/29/2023
Johnson Controls, Inc. | York | PHG6B361002X4 | PHG6B361002X4 |  |  | Voluntarily Certified | Single-package heat pumps (oth | False | False | 36600 | 32600 | 15.2 | 13.4 | 7.2 | 6.7 | False | 33 | 33 | 12 | 0 |  | False | Conventional | 07/06/2023 |  | 11/29/2023
Johnson Controls, Inc. | York | PHG6B481002X4 | PHG6B481002X4 |  |  | Voluntarily Certified | Single-package heat pumps (oth | False | False | 46500 | 45500 | 15.2 | 13.4 | 7.2 | 6.7 | False | 33 | 33 | 12 | 0 |  | False | Conventional | 07/06/2023 |  | 11/29/2023
Johnson Controls, Inc. | York | PHG6B601252X4 | PHG6B601252X4 |  |  | Voluntarily Certified | Single-package heat pumps (oth | False | False | 57000 | 57000 | 15.2 | 13.4 | 7.2 | 6.7 | False | 33 | 33 | 12 | 0 |  | False | Conventional | 07/06/2023 |  | 11/29/2023
Johnson Controls, Inc. | York | YH2E18SB21 | YH2E18SB21 | JHETB24CBAS2N1 |  | Voluntarily Certified | Single-split-system heat pumps | False | False | 17200 | 16000 | 14.3 | 14.3 | 7.5 | 7.5 | False | 33 | 33 | 12 | 0 | Blower Coil System | False | Conventional | 07/06/2023 |  | 11/29/2023
Johnson Controls, Inc. | York | YH2E24TB21 | YH2E24TB21 | JHETB24CBAS2N1 |  | Voluntarily Certified | Single-split-system heat pumps | False | False | 23600 | 22000 | 14.3 | 14.3 | 7.5 | 7.5 | False | 33 | 33 | 11 | 0 | Blower Coil System | False | Conventional | 07/06/2023 |  | 11/29/2023
Johnson Controls, Inc. | York | YH2E30TB21 | YH2E30TB21 | JHETC36DBAS2N1 |  | Voluntarily Certified | Single-split-system heat pumps | False | False | 29200 | 26800 | 14.3 | 14.3 | 7.5 | 7.5 | False | 33 | 33 | 11 | 0 | Blower Coil System | False | Conventional | 07/06/2023 |  | 11/29/2023
Johnson Controls, Inc. | York | YH2E36TB21 | YH2E36TB21 | JHETC36DBCS2N1 |  | Voluntarily Certified | Single-split-system heat pumps | False | False | 35000 | 32600 | 14.3 | 14.3 | 7.5 | 7.5 | False | 33 | 33 | 11 | 0 | Blower Coil System | False | Conventional | 07/06/2023 |  | 11/29/2023
Johnson Controls, Inc. | York | YH2E42TB21 | YH2E42TB21 | JHETC48GBCS2N1 |  | Voluntarily Certified | Single-split-system heat pumps | False | False | 39000 | 38000 | 14.3 | 14.3 | 7.5 | 7.5 | False | 33 | 33 | 11 | 0 | Blower Coil System | False | Conventional | 07/06/2023 |  | 11/29/2023
Johnson Controls, Inc. | York | YH2E48TB21 | YH2E48TB21 | JHETC60HBCS2N1 |  | Voluntarily Certified | Single-split-system heat pumps | False | False | 45000 | 43500 | 14.3 | 14.3 | 7.5 | 7.5 | False | 33 | 33 | 11 | 0 | Blower Coil System | False | Conventional | 07/06/2023 |  | 11/29/2023
Johnson Controls, Inc. | York | YH2E60TB21 | YH2E60TB21 | JHETD60JBCS2N1 |  | Voluntarily Certified | Single-split-system heat pumps | False | False | 55000 | 54000 | 14.3 | 14.3 | 7.5 | 7.5 | False | 33 | 33 | 11 | 0 | Blower Coil System | False | Conventional | 07/06/2023 |  | 11/29/2023
Johnson Controls, Inc. | York | YH2F18SB21 | YH2F18SB21 | JHETB24CBAS2N1 |  | Voluntarily Certified | Single-split-system heat pumps | False | False | 17600 | 16000 | 15.2 | 14.3 | 7.8 | 7.5 | False | 33 | 33 | 12.5 | 0 | Blower Coil System | False | Conventional | 07/06/2023 |  | 11/29/2023
Johnson Controls, Inc. | York | YH2F24TB21 | YH2F24TB21 | JHETB24CBAS2N1 |  | Voluntarily Certified | Single-split-system heat pumps | False | False | 23600 | 21600 | 15.2 | 14.3 | 7.8 | 7.5 | False | 33 | 33 | 11.7 | 0 | Blower Coil System | False | Conventional | 07/06/2023 |  | 11/29/2023
Johnson Controls, Inc. | York | YH2F30TB21 | YH2F30TB21 | JHETB30DBAS2N1 |  | Voluntarily Certified | Single-split-system heat pumps | False | False | 29400 | 27400 | 15.2 | 14.3 | 7.8 | 7.5 | False | 33 | 33 | 11.7 | 0 | Blower Coil System | False | Conventional | 07/06/2023 |  | 11/29/2023
Johnson Controls, Inc. | York | YH2F36TB21 | YH2F36TB21 | JHETC36DBCS2N1 |  | Voluntarily Certified | Single-split-system heat pumps | False | False | 35000 | 33400 | 15.2 | 14.3 | 7.8 | 7.5 | False | 33 | 33 | 12 | 0 | Blower Coil System | False | Conventional | 07/06/2023 |  | 11/29/2023
Johnson Controls, Inc. | York | YH2F42TB21 | YH2F42TB21 | JHETC42FBCS2N1 |  | Voluntarily Certified | Single-split-system heat pumps | False | False | 41000 | 40000 | 16 | 14.3 | 8.1 | 7.5 | False | 33 | 33 | 12 | 0 | Blower Coil System | False | Conventional | 07/06/2023 |  | 11/29/2023
Johnson Controls, Inc. | York | YH2F48TB21 | YH2F48TB21 | JHETC60HBCS2N1 |  | Voluntarily Certified | Single-split-system heat pumps | False | False | 46000 | 45000 | 15.2 | 14.3 | 7.8 | 7.5 | False | 33 | 33 | 11.7 | 0 | Blower Coil System | False | Conventional | 07/06/2023 |  | 11/29/2023
Johnson Controls, Inc. | York | YH2F60TB21 | YH2F60TB21 | JHETC60HBCS2N1 |  | Voluntarily Certified | Single-split-system heat pumps | False | False | 53500 | 55000 | 15.2 | 14.3 | 7.8 | 7.5 | False | 33 | 33 | 11.7 | 0 | Blower Coil System | False | Conventional | 07/06/2023 |  | 11/29/2023
Johnson Controls, Inc. | York | YZT48B21 | YZT48B21 | JHETD60HBCS2N1 |  | Voluntarily Certified | Single-split-system heat pumps | False | False | 46500 | 47000 | 17 | 14.3 | 8.1 | 7.5 | False | 33 | 33 | 12.5 | 0 | Blower Coil System | False | Conventional | 07/06/2023 |  | 11/29/2023
Johnson Controls, Inc. | York | YZV24B21 | YZV24B21 | JHVVB24DE1C2N1+CC |  | Voluntarily Certified | Single-split-system heat pumps | True | False | 23000 | 22400 | 19 | 14.3 | 8.5 | 7.5 | False | 33 | 33 | 12.4 | 0 | Blower Coil System | True | Conventional | 07/06/2023 |  | 11/29/2023
Johnson Controls, Inc. | York | YZV36B21 | YZV36B21 | JHVVB36DE2C2N1+CC |  | Voluntarily Certified | Single-split-system heat pumps | True | False | 32000 | 33600 | 19.5 | 14.3 | 8.5 | 7.5 | False | 33 | 33 | 12.4 | 0 | Blower Coil System | True | Conventional | 07/06/2023 |  | 11/29/2023
Johnson Controls, Inc. | York | YZV48B21 | YZV48B21 | JHVVC48HE3C2N1+CC |  | Voluntarily Certified | Single-split-system heat pumps | True | False | 44500 | 44000 | 19.5 | 14.3 | 8.5 | 7.5 | False | 33 | 33 | 12.4 | 0 | Blower Coil System | True | Conventional | 07/06/2023 |  | 11/29/2023
Johnson Controls, Inc. | York | YZV60B21 | YZV60B21 | JHVVC60HE4C2N1+CC |  | Voluntarily Certified | Single-split-system heat pumps | True | False | 52000 | 52500 | 19 | 14.3 | 8.5 | 7.5 | False | 33 | 33 | 12 | 0 | Blower Coil System | True | Conventional | 07/06/2023 |  | 11/29/2023
Johnson Controls, Inc. | Johnson Controls | XN036C***1*******2 | XN036C***1*******2 |  |  | Voluntarily Certified | Single-package heat pumps (oth | False | False | 37000 | 36000 | 13.4 | 13.4 | 6.7 | 6.7 | True | 33 | 33 | 11 | 0 |  | False | Conventional | 07/06/2023 |  | 11/29/2023
Johnson Controls, Inc. | Johnson Controls | XN036E***1*******2 | XN036E***1*******2 |  |  | Voluntarily Certified | Single-package heat pumps (oth | False | False | 37000 | 36000 | 13.4 | 13.4 | 6.7 | 6.7 | True | 33 | 33 | 11 | 0 |  | False | Conventional | 07/06/2023 |  | 11/29/2023
Johnson Controls, Inc. | Johnson Controls | XN048C***1*******2 | XN048C***1*******2 |  |  | Voluntarily Certified | Single-package heat pumps (oth | False | False | 46500 | 44000 | 13.4 | 13.4 | 6.7 | 6.7 | True | 33 | 33 | 11 | 0 |  | False | Conventional | 07/06/2023 |  | 11/29/2023
Johnson Controls, Inc. | Johnson Controls | XN048E***1*******2 | XN048E***1*******2 |  |  | Voluntarily Certified | Single-package heat pumps (oth | False | False | 46500 | 44000 | 13.4 | 13.4 | 6.7 | 6.7 | True | 33 | 33 | 11 | 0 |  | False | Conventional | 07/06/2023 |  | 11/29/2023
Johnson Controls, Inc. | Johnson Controls | XN060C***1*******2 | XN060C***1*******2 |  |  | Voluntarily Certified | Single-package heat pumps (oth | False | False | 54000 | 51500 | 13.4 | 13.4 | 6.7 | 6.7 | True | 33 | 33 | 10 | 0 |  | False | Conventional | 07/06/2023 |  | 11/29/2023
Johnson Controls, Inc. | Johnson Controls | XN060E***1*******2 | XN060E***1*******2 |  |  | Voluntarily Certified | Single-package heat pumps (oth | False | False | 54000 | 51500 | 13.4 | 13.4 | 6.7 | 6.7 | True | 33 | 33 | 10 | 0 |  | False | Conventional | 07/06/2023 |  | 11/29/2023
Johnson Controls, Inc. | Johnson Controls | XQE04A1**********3 | XQE04A1**********3 |  |  | Voluntarily Certified | Single-package heat pumps (oth | False | False | 35600 | 34200 | 13.4 | 13.4 | 6.7 | 6.7 | True | 33 | 33 | 12 | 0 |  | False | Conventional | 07/06/2023 |  | 11/29/2023
Johnson Controls, Inc. | Luxaire | XQE04A1**********3 | XQE04A1**********3 |  |  | Voluntarily Certified | Single-package heat pumps (oth | False | False | 35600 | 34200 | 13.4 | 13.4 | 6.7 | 6.7 | True | 33 | 33 | 12 | 0 |  | False | Conventional | 07/06/2023 |  | 11/29/2023
Johnson Controls, Inc. | Johnson Controls | XQE05A1**********3 | XQE05A1**********3 |  |  | Voluntarily Certified | Single-package heat pumps (oth | False | False | 47000 | 46500 | 13.4 | 13.4 | 6.7 | 6.7 | True | 33 | 33 | 12 | 0 |  | False | Conventional | 07/06/2023 |  | 11/29/2023
Johnson Controls, Inc. | Luxaire | XQE05A1**********3 | XQE05A1**********3 |  |  | Voluntarily Certified | Single-package heat pumps (oth | False | False | 47000 | 46500 | 13.4 | 13.4 | 6.7 | 6.7 | True | 33 | 33 | 12 | 0 |  | False | Conventional | 07/06/2023 |  | 11/29/2023
Johnson Controls, Inc. | Johnson Controls | XQE06A1**********3 | XQE06A1**********3 |  |  | Voluntarily Certified | Single-package heat pumps (oth | False | False | 57000 | 53000 | 13.4 | 13.4 | 6.7 | 6.7 | True | 33 | 33 | 12 | 0 |  | False | Conventional | 07/06/2023 |  | 11/29/2023
Johnson Controls, Inc. | Luxaire | XQE06A1**********3 | XQE06A1**********3 |  |  | Voluntarily Certified | Single-package heat pumps (oth | False | False | 57000 | 53000 | 13.4 | 13.4 | 6.7 | 6.7 | True | 33 | 33 | 12 | 0 |  | False | Conventional | 07/06/2023 |  | 11/29/2023
Johnson Controls, Inc. | Johnson Controls | XYE04A1**********3 | XYE04A1**********3 |  |  | Voluntarily Certified | Single-package heat pumps (oth | False | False | 36000 | 34000 | 14.2 | 13.4 | 7.1 | 6.7 | True | 33 | 33 | 12 | 0 |  | False | Conventional | 07/06/2023 |  | 11/29/2023
Johnson Controls, Inc. | Luxaire | XYE04A1**********3 | XYE04A1**********3 |  |  | Voluntarily Certified | Single-package heat pumps (oth | False | False | 36000 | 34000 | 14.2 | 13.4 | 7.1 | 6.7 | True | 33 | 33 | 12 | 0 |  | False | Conventional | 07/06/2023 |  | 11/29/2023
Johnson Controls, Inc. | Johnson Controls | XYE05A1**********3 | XYE05A1**********3 |  |  | Voluntarily Certified | Single-package heat pumps (oth | False | False | 47000 | 46000 | 14.4 | 13.4 | 7.3 | 6.7 | True | 33 | 33 | 12 | 0 |  | False | Conventional | 07/06/2023 |  | 11/29/2023
Johnson Controls, Inc. | Luxaire | XYE05A1**********3 | XYE05A1**********3 |  |  | Voluntarily Certified | Single-package heat pumps (oth | False | False | 47000 | 46000 | 14.4 | 13.4 | 7.3 | 6.7 | True | 33 | 33 | 12 | 0 |  | False | Conventional | 07/06/2023 |  | 11/29/2023
Johnson Controls, Inc. | Johnson Controls | XYE06A1**********3 | XYE06A1**********3 |  |  | Voluntarily Certified | Single-package heat pumps (oth | False | False | 57000 | 55000 | 14 | 13.4 | 6.9 | 6.7 | True | 33 | 33 | 12 | 0 |  | False | Conventional | 07/06/2023 |  | 11/29/2023
Johnson Controls, Inc. | Luxaire | XYE06A1**********3 | XYE06A1**********3 |  |  | Voluntarily Certified | Single-package heat pumps (oth | False | False | 57000 | 55000 | 14 | 13.4 | 6.9 | 6.7 | True | 33 | 33 | 12 | 0 |  | False | Conventional | 07/06/2023 |  | 11/29/2023
Daikin Comfort Technologies Manufacturing, L.P. | Franklin | ASZV902410A* | ASZV902410A* | CA*F3137*6A*+MBVC1201**-1A*+TX |  | Voluntarily Certified | Single-split-system heat pumps | False | False | 23200 | 23000 | 21 | 14.3 | 8.2 | 7.5 | False | 33 | 33 | 12 | 0 | Blower Coil System | True | Conventional | 07/06/2023 |  | 11/29/2023
Daikin Comfort Technologies Manufacturing, L.P. | Franklin | ASZV903610A* | ASZV903610A* | CA*F3743*6D*+MBVC1601**-1A*+TX |  | Voluntarily Certified | Single-split-system heat pumps | False | False | 34200 | 34200 | 19 | 14.3 | 8.2 | 7.5 | False | 33 | 33 | 12 | 0 | Blower Coil System | True | Conventional | 07/06/2023 |  | 11/29/2023
Daikin Comfort Technologies Manufacturing, L.P. | Franklin | ASZV904810A* | ASZV904810A* | CA*F4961*6D*+MBVC2001**-1A*+TX |  | Voluntarily Certified | Single-split-system heat pumps | False | False | 45000 | 44500 | 19 | 14.3 | 8.2 | 7.5 | False | 33 | 33 | 12 | 0 | Blower Coil System | True | Conventional | 07/06/2023 |  | 11/29/2023
Daikin Comfort Technologies Manufacturing, L.P. | Franklin | ASZV906010A* | ASZV906010A* | CA*F4961*6D*+MBVC2001**-1A*+TX |  | Voluntarily Certified | Single-split-system heat pumps | False | False | 52500 | 52500 | 19 | 14.3 | 8.2 | 7.5 | False | 33 | 33 | 10.5 | 0 | Blower Coil System | True | Conventional | 07/06/2023 |  | 11/29/2023
Daikin Comfort Technologies Manufacturing, L.P. | Daikin | DFH0361********A* | DFH0361********A* |  |  | Voluntarily Certified | Single-package heat pumps (oth | False | False | 35000 | 33600 | 13.4 | 13.4 | 6.7 | 6.7 | False | 33 | 33 | 11 |  |  | False | Conventional | 05/05/2023 |  | 11/29/2023
Daikin Comfort Technologies Manufacturing, L.P. | Daikin | DFH0481********A* | DFH0481********A* |  |  | Voluntarily Certified | Single-package heat pumps (oth | False | False | 46000 | 46000 | 13.4 | 13.4 | 6.7 | 6.7 | False | 33 | 33 | 11 |  |  | False | Conventional | 05/05/2023 |  | 11/29/2023
Daikin Comfort Technologies Manufacturing, L.P. | Daikin | DFH0601********A* | DFH0601********A* |  |  | Voluntarily Certified | Single-package heat pumps (oth | False | False | 58000 | 55000 | 13.4 | 13.4 | 6.7 | 6.7 | False | 33 | 33 | 11 |  |  | False | Conventional | 05/05/2023 |  | 11/29/2023
Daikin Comfort Technologies Manufacturing, L.P. | Daikin | DP3DM24***41A* | DP3DM24***41A* |  |  | Voluntarily Certified | Single-package heat pumps (oth | False | False | 23800 | 23800 | 13.4 | 13.4 | 6.7 | 6.7 | False | 33 | 33 | 10.6 |  |  | False | Conventional | 05/05/2023 |  | 11/29/2023
Daikin Comfort Technologies Manufacturing, L.P. | Daikin | DP3DM30***41A* | DP3DM30***41A* |  |  | Voluntarily Certified | Single-package heat pumps (oth | False | False | 28400 | 28000 | 13.4 | 13.4 | 6.7 | 6.7 | False | 33 | 33 | 10.6 |  |  | False | Conventional | 05/05/2023 |  | 11/29/2023
Daikin Comfort Technologies Manufacturing, L.P. | Daikin | DP3DM36***41A* | DP3DM36***41A* |  |  | Voluntarily Certified | Single-package heat pumps (oth | False | False | 34200 | 34000 | 13.4 | 13.4 | 6.7 | 6.7 | False | 33 | 33 | 10.6 |  |  | False | Conventional | 05/05/2023 |  | 11/29/2023
Daikin Comfort Technologies Manufacturing, L.P. | Daikin | DP3DM42***41A* | DP3DM42***41A* |  |  | Voluntarily Certified | Single-package heat pumps (oth | False | False | 40500 | 40000 | 13.4 | 13.4 | 6.7 | 6.7 | False | 33 | 33 | 10.6 |  |  | False | Conventional | 05/05/2023 |  | 11/29/2023
Daikin Comfort Technologies Manufacturing, L.P. | Daikin | DP3DM48***41A* | DP3DM48***41A* |  |  | Voluntarily Certified | Single-package heat pumps (oth | False | False | 44500 | 44000 | 13.4 | 13.4 | 6.7 | 6.7 | False | 33 | 33 | 10.6 |  |  | False | Conventional | 05/05/2023 |  | 11/29/2023
Daikin Comfort Technologies Manufacturing, L.P. | Daikin | DP3HH2441A* | DP3HH2441A* |  |  | Voluntarily Certified | Single-package heat pumps (oth | False | False | 23400 | 22800 | 13.4 | 13.4 | 6.7 | 6.7 | False | 33 | 33 | 10.6 | 0 |  | False | Conventional | 07/06/2023 |  | 11/29/2023
Daikin Comfort Technologies Manufacturing, L.P. | Daikin | DP3HH3041A* | DP3HH3041A* |  |  | Voluntarily Certified | Single-package heat pumps (oth | False | False | 27800 | 27600 | 13.4 | 13.4 | 6.7 | 6.7 | False | 33 | 33 | 10.6 | 0 |  | False | Conventional | 07/06/2023 |  | 11/29/2023
Daikin Comfort Technologies Manufacturing, L.P. | Daikin | DP3HH3641A* | DP3HH3641A* |  |  | Voluntarily Certified | Single-package heat pumps (oth | False | False | 35200 | 32200 | 13.4 | 13.4 | 6.7 | 6.7 | False | 33 | 33 | 10.6 | 0 |  | False | Conventional | 07/06/2023 |  | 11/29/2023
Daikin Comfort Technologies Manufacturing, L.P. | Daikin | DP3HH4241A* | DP3HH4241A* |  |  | Voluntarily Certified | Single-package heat pumps (oth | False | False | 39000 | 37200 | 13.4 | 13.4 | 6.7 | 6.7 | False | 33 | 33 | 10.6 | 0 |  | False | Conventional | 07/06/2023 |  | 11/29/2023
Daikin Comfort Technologies Manufacturing, L.P. | Daikin | DP3HH4841A* | DP3HH4841A* |  |  | Voluntarily Certified | Single-package heat pumps (oth | False | False | 46000 | 43500 | 13.4 | 13.4 | 6.7 | 6.7 | False | 33 | 33 | 10.6 | 0 |  | False | Conventional | 07/06/2023 |  | 11/29/2023
Daikin Comfort Technologies Manufacturing, L.P. | Daikin | DP3HH6041A* | DP3HH6041A* |  |  | Voluntarily Certified | Single-package heat pumps (oth | False | False | 57000 | 54500 | 13.4 | 13.4 | 6.7 | 6.7 | False | 33 | 33 | 10.6 | 0 |  | False | Conventional | 07/06/2023 |  | 11/29/2023
Daikin Comfort Technologies Manufacturing, L.P. | Daikin | DP3HM2441A* | DP3HM2441A* |  |  | Voluntarily Certified | Single-package heat pumps (oth | False | False | 24000 | 22800 | 13.4 | 13.4 | 6.7 | 6.7 | False | 33 | 33 | 10.6 |  |  | False | Conventional | 05/05/2023 |  | 11/29/2023
Daikin Comfort Technologies Manufacturing, L.P. | Daikin | DP3HM3041A* | DP3HM3041A* |  |  | Voluntarily Certified | Single-package heat pumps (oth | False | False | 28000 | 27200 | 13.4 | 13.4 | 6.7 | 6.7 | False | 33 | 33 | 10.6 |  |  | False | Conventional | 05/05/2023 |  | 11/29/2023
Daikin Comfort Technologies Manufacturing, L.P. | Daikin | DP3HM3641A* | DP3HM3641A* |  |  | Voluntarily Certified | Single-package heat pumps (oth | False | False | 34000 | 33600 | 13.4 | 13.4 | 6.7 | 6.7 | False | 33 | 33 | 10.6 |  |  | False | Conventional | 05/05/2023 |  | 11/29/2023
Daikin Comfort Technologies Manufacturing, L.P. | Daikin | DP3HM4241A* | DP3HM4241A* |  |  | Voluntarily Certified | Single-package heat pumps (oth | False | False | 40000 | 38000 | 13.4 | 13.4 | 6.7 | 6.7 | False | 33 | 33 | 10.6 |  |  | False | Conventional | 05/05/2023 |  | 11/29/2023
Daikin Comfort Technologies Manufacturing, L.P. | Daikin | DP3HM4841A* | DP3HM4841A* |  |  | Voluntarily Certified | Single-package heat pumps (oth | False | False | 47000 | 46000 | 13.4 | 13.4 | 6.7 | 6.7 | False | 33 | 33 | 10.6 |  |  | False | Conventional | 05/05/2023 |  | 11/29/2023
Daikin Comfort Technologies Manufacturing, L.P. | Daikin | DP3HM6041A* | DP3HM6041A* |  |  | Voluntarily Certified | Single-package heat pumps (oth | False | False | 56000 | 55500 | 13.4 | 13.4 | 6.7 | 6.7 | False | 33 | 33 | 10.6 |  |  | False | Conventional | 05/05/2023 |  | 11/29/2023
Daikin Comfort Technologies Manufacturing, L.P. | Daikin | DP5HH2441A* | DP5HH2441A* |  |  | Voluntarily Certified | Single-package heat pumps (oth | False | False | 24000 | 22800 | 15 | 13.4 | 7 | 6.7 | False | 33 | 33 | 11.2 | 0 |  | False | Conventional | 07/06/2023 |  | 11/29/2023
Daikin Comfort Technologies Manufacturing, L.P. | Daikin | DP5HH3041A* | DP5HH3041A* |  |  | Voluntarily Certified | Single-package heat pumps (oth | False | False | 27600 | 27600 | 15.2 | 13.4 | 7 | 6.7 | False | 33 | 33 | 11.2 | 0 |  | False | Conventional | 07/06/2023 |  | 11/29/2023
Daikin Comfort Technologies Manufacturing, L.P. | Daikin | DP5HH3641A* | DP5HH3641A* |  |  | Voluntarily Certified | Single-package heat pumps (oth | False | False | 34800 | 32200 | 15.2 | 13.4 | 7 | 6.7 | False | 33 | 33 | 11.2 | 0 |  | False | Conventional | 07/06/2023 |  | 11/29/2023
Daikin Comfort Technologies Manufacturing, L.P. | Daikin | DP5HH4241A* | DP5HH4241A* |  |  | Voluntarily Certified | Single-package heat pumps (oth | False | False | 42000 | 40000 | 15.2 | 13.4 | 6.7 | 6.7 | False | 33 | 33 | 11.2 | 0 |  | False | Conventional | 07/06/2023 |  | 11/29/2023
Daikin Comfort Technologies Manufacturing, L.P. | Daikin | DP5HH4841A* | DP5HH4841A* |  |  | Voluntarily Certified | Single-package heat pumps (oth | False | False | 46000 | 44000 | 15.2 | 13.4 | 6.7 | 6.7 | False | 33 | 33 | 11.2 | 0 |  | False | Conventional | 07/06/2023 |  | 11/29/2023
Daikin Comfort Technologies Manufacturing, L.P. | Daikin | DP5HH6041A* | DP5HH6041A* |  |  | Voluntarily Certified | Single-package heat pumps (oth | False | False | 57000 | 54500 | 15.2 | 13.4 | 7 | 6.7 | False | 33 | 33 | 11.2 | 0 |  | False | Conventional | 07/06/2023 |  | 11/29/2023
Daikin Comfort Technologies Manufacturing, L.P. | Daikin | DP5HM2441A* | DP5HM2441A* |  |  | Voluntarily Certified | Single-package heat pumps (oth | False | False | 24000 | 22800 | 15.2 | 13.4 | 6.7 | 6.7 | False | 33 | 33 | 11.4 |  |  | False | Conventional | 05/05/2023 |  | 11/29/2023
Daikin Comfort Technologies Manufacturing, L.P. | Daikin | DP5HM3041A* | DP5HM3041A* |  |  | Voluntarily Certified | Single-package heat pumps (oth | False | False | 29600 | 28600 | 15.2 | 13.4 | 6.7 | 6.7 | False | 33 | 33 | 11.4 |  |  | False | Conventional | 05/05/2023 |  | 11/29/2023
Daikin Comfort Technologies Manufacturing, L.P. | Daikin | DP5HM3641A* | DP5HM3641A* |  |  | Voluntarily Certified | Single-package heat pumps (oth | False | False | 34000 | 33800 | 15.2 | 13.4 | 6.8 | 6.7 | False | 33 | 33 | 11.4 |  |  | False | Conventional | 05/05/2023 |  | 11/29/2023
Daikin Comfort Technologies Manufacturing, L.P. | Daikin | DP5HM4241A* | DP5HM4241A* |  |  | Voluntarily Certified | Single-package heat pumps (oth | False | False | 40500 | 38500 | 15.2 | 13.4 | 6.8 | 6.7 | False | 33 | 33 | 11.4 |  |  | False | Conventional | 05/05/2023 |  | 11/29/2023
Daikin Comfort Technologies Manufacturing, L.P. | Daikin | DP5HM4841A* | DP5HM4841A* |  |  | Voluntarily Certified | Single-package heat pumps (oth | False | False | 46500 | 44500 | 15.2 | 13.4 | 6.8 | 6.7 | False | 33 | 33 | 11.2 |  |  | False | Conventional | 05/05/2023 |  | 11/29/2023
Daikin Comfort Technologies Manufacturing, L.P. | Daikin | DP5HM6041A* | DP5HM6041A* |  |  | Voluntarily Certified | Single-package heat pumps (oth | False | False | 56500 | 58500 | 15.2 | 13.4 | 6.8 | 6.7 | False | 33 | 33 | 11.2 |  |  | False | Conventional | 05/05/2023 |  | 11/29/2023
Daikin Comfort Technologies Manufacturing, L.P. | Daikin | DRH0361********B* | DRH0361********B* |  |  | Voluntarily Certified | Single-package heat pumps (oth | False | False | 36000 | 36000 | 16.2 | 13.4 | 7.4 | 6.7 | False | 33 | 33 | 12 |  |  | False | Conventional | 05/05/2023 |  | 11/29/2023
Daikin Comfort Technologies Manufacturing, L.P. | Daikin | DRH0481********B* | DRH0481********B* |  |  | Voluntarily Certified | Single-package heat pumps (oth | False | False | 47500 | 48000 | 16.2 | 13.4 | 7.4 | 6.7 | False | 33 | 33 | 12 |  |  | False | Conventional | 05/05/2023 |  | 11/29/2023
Daikin Comfort Technologies Manufacturing, L.P. | Daikin | DRH0601********B* | DRH0601********B* |  |  | Voluntarily Certified | Single-package heat pumps (oth | False | False | 57000 | 59000 | 16 | 13.4 | 7.4 | 6.7 | False | 33 | 33 | 11.7 |  |  | False | Conventional | 05/05/2023 |  | 11/29/2023
Daikin Comfort Technologies Manufacturing, L.P. | Daikin | DZ17VSA181B* | DZ17VSA181B* | DFVE24BP1400A* |  | Voluntarily Certified | Single-split-system heat pumps | False | False | 16600 | 17400 | 17.5 | 14.3 | 8.5 | 7.5 | True | 33 | 33 | 10.9 | 0 | Blower Coil System | True | Conventional | 07/06/2023 |  | 11/29/2023
Daikin Comfort Technologies Manufacturing, L.P. | Daikin | DZ17VSA241B* | DZ17VSA241B* | DFVE24BP1400A* |  | Voluntarily Certified | Single-split-system heat pumps | False | False | 22200 | 22800 | 17.3 | 14.3 | 8.5 | 7.5 | True | 33 | 33 | 10.1 | 0 | Blower Coil System | True | Conventional | 07/06/2023 |  | 11/29/2023
Daikin Comfort Technologies Manufacturing, L.P. | Daikin | DZ17VSA301B* | DZ17VSA301B* | DFVE36CP1400A* |  | Voluntarily Certified | Single-split-system heat pumps | False | False | 27800 | 27800 | 17.1 | 14.3 | 8.2 | 7.5 | True | 33 | 33 | 9.9 | 0 | Blower Coil System | True | Conventional | 07/06/2023 |  | 11/29/2023
Daikin Comfort Technologies Manufacturing, L.P. | Daikin | DZ17VSA361B* | DZ17VSA361B* | DFVE36CP1400A* |  | Voluntarily Certified | Single-split-system heat pumps | False | False | 33000 | 33400 | 16.3 | 14.3 | 8.2 | 7.5 | True | 33 | 33 | 8.7 | 0 | Blower Coil System | True | Conventional | 07/06/2023 |  | 11/29/2023
Daikin Comfort Technologies Manufacturing, L.P. | Daikin | DZ17VSA421B* | DZ17VSA421B* | DFVE48DP1400A* |  | Voluntarily Certified | Single-split-system heat pumps | False | False | 39500 | 40000 | 16.9 | 14.3 | 8.1 | 7.5 | True | 33 | 33 | 8.5 | 0 | Blower Coil System | True | Conventional | 07/06/2023 |  | 11/29/2023
Daikin Comfort Technologies Manufacturing, L.P. | Daikin | DZ17VSA481B* | DZ17VSA481B* | DFVE48DP1400A* |  | Voluntarily Certified | Single-split-system heat pumps | False | False | 45000 | 45500 | 16.2 | 14.3 | 8.1 | 7.5 | True | 33 | 33 | 8 | 0 | Blower Coil System | True | Conventional | 07/06/2023 |  | 11/29/2023
Daikin Comfort Technologies Manufacturing, L.P. | Daikin | DZ17VSA601B* | DZ17VSA601B* | DFVE60DP1400A* |  | Voluntarily Certified | Single-split-system heat pumps | False | False | 52500 | 53000 | 16.1 | 14.3 | 8.1 | 7.5 | True | 33 | 33 | 8 | 0 | Blower Coil System | True | Conventional | 07/06/2023 |  | 11/29/2023
Daikin Comfort Technologies Manufacturing, L.P. | Daikin | DZ9VCA2410A* | DZ9VCA2410A* | CA*F3137*6A*+MBVC1200**-1A*+TX |  | Voluntarily Certified | Single-split-system heat pumps | False | False | 23200 | 23000 | 21 | 14.3 | 8.2 | 7.5 | False | 33 | 33 | 12 | 0 | Blower Coil System | True | Conventional | 07/06/2023 |  | 11/29/2023
Daikin Comfort Technologies Manufacturing, L.P. | Daikin | DZ9VCA3610A* | DZ9VCA3610A* | CA*F3743*6D*+MBVC1600**-1A*+TX |  | Voluntarily Certified | Single-split-system heat pumps | False | False | 34200 | 34200 | 19 | 14.3 | 8.2 | 7.5 | False | 30 | 33 | 12 | 0 | Blower Coil System | True | Conventional | 07/06/2023 |  | 11/29/2023
Daikin Comfort Technologies Manufacturing, L.P. | Daikin | DZ9VCA4810A* | DZ9VCA4810A* | CA*F4961*6D*+MBVC2000**-1A*+TX |  | Voluntarily Certified | Single-split-system heat pumps | False | False | 45000 | 44500 | 19 | 14.3 | 8.2 | 7.5 | False | 30 | 33 | 12 | 0 | Blower Coil System | True | Conventional | 07/06/2023 |  | 11/29/2023
Daikin Comfort Technologies Manufacturing, L.P. | Daikin | DZ9VCA6010A* | DZ9VCA6010A* | CA*F4961*6D*+MBVC2000**-1A*+TX |  | Voluntarily Certified | Single-split-system heat pumps | False | False | 52500 | 52500 | 19 | 14.3 | 8.2 | 7.5 | True | 30 | 33 | 10.5 | 0 | Blower Coil System | True | Conventional | 07/06/2023 |  | 11/29/2023
Daikin Comfort Technologies Manufacturing, L.P. | Daikin | RXSQ24TBVJU* | RXSQ24TBVJU* | CXTQ24TASBLUA* | D*96VC0603BNA* | Voluntarily Certified | Single-split-system heat pumps | False | False | 22600 | 26000 | 15.4 | 14.3 | 8.2 | 7.5 | True | 33 | 33 | 10.3 |  | Blower Coil System | True | Conventional | 05/05/2023 |  | 11/29/2023
Daikin Comfort Technologies Manufacturing, L.P. | Daikin | RXSQ36TBVJU* | RXSQ36TBVJU* | CXTQ36TASBLUA* | D*96VC0603BNA* | Voluntarily Certified | Single-split-system heat pumps | False | False | 33600 | 37000 | 14.5 | 14.3 | 8.1 | 7.5 | True | 33 | 33 | 8.5 |  | Blower Coil System | True | Conventional | 05/05/2023 |  | 11/29/2023
Daikin Comfort Technologies Manufacturing, L.P. | Daikin | RXSQ48TBVJU* | RXSQ48TBVJU* | CXTQ48TASBLUA* | D*96VC1005CNA* | Voluntarily Certified | Single-split-system heat pumps | False | False | 45000 | 46000 | 15 | 14.3 | 8.5 | 7.5 | True | 33 | 33 | 7.7 |  | Blower Coil System | True | Conventional | 05/05/2023 |  | 11/29/2023
Daikin Comfort Technologies Manufacturing, L.P. | Daikin | RXSQ60TBVJU* | RXSQ60TBVJU* | CXTQ60TASBLUA* | D*96VC1205DNA* | Voluntarily Certified | Single-split-system heat pumps | False | False | 56500 | 57000 | 14.5 | 14.3 | 8.4 | 7.5 | True | 33 | 33 | 7.8 |  | Blower Coil System | True | Conventional | 05/05/2023 |  | 11/29/2023
Daikin Comfort Technologies Manufacturing, L.P. | ABCOOLAIR | GPDM324***41A* | GPDM324***41A* |  |  | Voluntarily Certified | Single-package heat pumps (oth | False | False | 23800 | 23800 | 13.4 | 13.4 | 6.7 | 6.7 | False | 33 | 33 | 10.6 |  |  | False | Conventional | 05/05/2023 |  | 11/29/2023
Daikin Comfort Technologies Manufacturing, L.P. | AMANA DISTINCTIONS | GPDM324***41A* | GPDM324***41A* |  |  | Voluntarily Certified | Single-package heat pumps (oth | False | False | 23800 | 23800 | 13.4 | 13.4 | 6.7 | 6.7 | False | 33 | 33 | 10.6 |  |  | False | Conventional | 05/05/2023 |  | 11/29/2023
Daikin Comfort Technologies Manufacturing, L.P. | ENERGI AIR | GPDM324***41A* | GPDM324***41A* |  |  | Voluntarily Certified | Single-package heat pumps (oth | False | False | 23800 | 23800 | 13.4 | 13.4 | 6.7 | 6.7 | False | 33 | 33 | 10.6 |  |  | False | Conventional | 05/05/2023 |  | 11/29/2023
Daikin Comfort Technologies Manufacturing, L.P. | Franklin | GPDM324***41A* | GPDM324***41A* |  |  | Voluntarily Certified | Single-package heat pumps (oth | False | False | 23800 | 23800 | 13.4 | 13.4 | 6.7 | 6.7 | False | 33 | 33 | 10.6 |  |  | False | Conventional | 05/05/2023 |  | 11/29/2023
Daikin Comfort Technologies Manufacturing, L.P. | Goodman | GPDM324***41A* | GPDM324***41A* |  |  | Voluntarily Certified | Single-package heat pumps (oth | False | False | 23800 | 23800 | 13.4 | 13.4 | 6.7 | 6.7 | False | 33 | 33 | 10.6 |  |  | False | Conventional | 05/05/2023 |  | 11/29/2023
Daikin Comfort Technologies Manufacturing, L.P. | Janitrol | GPDM324***41A* | GPDM324***41A* |  |  | Voluntarily Certified | Single-package heat pumps (oth | False | False | 23800 | 23800 | 13.4 | 13.4 | 6.7 | 6.7 | False | 33 | 33 | 10.6 |  |  | False | Conventional | 05/05/2023 |  | 11/29/2023
Daikin Comfort Technologies Manufacturing, L.P. | ABCOOLAIR | GPDM330***41A* | GPDM330***41A* |  |  | Voluntarily Certified | Single-package heat pumps (oth | False | False | 28400 | 28000 | 13.4 | 13.4 | 6.7 | 6.7 | False | 33 | 33 | 10.6 |  |  | False | Conventional | 05/05/2023 |  | 11/29/2023
Daikin Comfort Technologies Manufacturing, L.P. | AMANA DISTINCTIONS | GPDM330***41A* | GPDM330***41A* |  |  | Voluntarily Certified | Single-package heat pumps (oth | False | False | 28400 | 28000 | 13.4 | 13.4 | 6.7 | 6.7 | False | 33 | 33 | 10.6 |  |  | False | Conventional | 05/05/2023 |  | 11/29/2023
Daikin Comfort Technologies Manufacturing, L.P. | ENERGI AIR | GPDM330***41A* | GPDM330***41A* |  |  | Voluntarily Certified | Single-package heat pumps (oth | False | False | 28400 | 28000 | 13.4 | 13.4 | 6.7 | 6.7 | False | 33 | 33 | 10.6 |  |  | False | Conventional | 05/05/2023 |  | 11/29/2023
Daikin Comfort Technologies Manufacturing, L.P. | Franklin | GPDM330***41A* | GPDM330***41A* |  |  | Voluntarily Certified | Single-package heat pumps (oth | False | False | 28400 | 28000 | 13.4 | 13.4 | 6.7 | 6.7 | False | 33 | 33 | 10.6 |  |  | False | Conventional | 05/05/2023 |  | 11/29/2023
Daikin Comfort Technologies Manufacturing, L.P. | Goodman | GPDM330***41A* | GPDM330***41A* |  |  | Voluntarily Certified | Single-package heat pumps (oth | False | False | 28400 | 28000 | 13.4 | 13.4 | 6.7 | 6.7 | False | 33 | 33 | 10.6 |  |  | False | Conventional | 05/05/2023 |  | 11/29/2023
Daikin Comfort Technologies Manufacturing, L.P. | Janitrol | GPDM330***41A* | GPDM330***41A* |  |  | Voluntarily Certified | Single-package heat pumps (oth | False | False | 28400 | 28000 | 13.4 | 13.4 | 6.7 | 6.7 | False | 33 | 33 | 10.6 |  |  | False | Conventional | 05/05/2023 |  | 11/29/2023
Daikin Comfort Technologies Manufacturing, L.P. | ABCOOLAIR | GPDM336***41A* | GPDM336***41A* |  |  | Voluntarily Certified | Single-package heat pumps (oth | False | False | 34200 | 34000 | 13.4 | 13.4 | 6.7 | 6.7 | False | 33 | 33 | 10.6 |  |  | False | Conventional | 05/05/2023 |  | 11/29/2023
Daikin Comfort Technologies Manufacturing, L.P. | AMANA DISTINCTIONS | GPDM336***41A* | GPDM336***41A* |  |  | Voluntarily Certified | Single-package heat pumps (oth | False | False | 34200 | 34000 | 13.4 | 13.4 | 6.7 | 6.7 | False | 33 | 33 | 10.6 |  |  | False | Conventional | 05/05/2023 |  | 11/29/2023
Daikin Comfort Technologies Manufacturing, L.P. | ENERGI AIR | GPDM336***41A* | GPDM336***41A* |  |  | Voluntarily Certified | Single-package heat pumps (oth | False | False | 34200 | 34000 | 13.4 | 13.4 | 6.7 | 6.7 | False | 33 | 33 | 10.6 |  |  | False | Conventional | 05/05/2023 |  | 11/29/2023
Daikin Comfort Technologies Manufacturing, L.P. | Franklin | GPDM336***41A* | GPDM336***41A* |  |  | Voluntarily Certified | Single-package heat pumps (oth | False | False | 34200 | 34000 | 13.4 | 13.4 | 6.7 | 6.7 | False | 33 | 33 | 10.6 |  |  | False | Conventional | 05/05/2023 |  | 11/29/2023
Daikin Comfort Technologies Manufacturing, L.P. | Goodman | GPDM336***41A* | GPDM336***41A* |  |  | Voluntarily Certified | Single-package heat pumps (oth | False | False | 34200 | 34000 | 13.4 | 13.4 | 6.7 | 6.7 | False | 33 | 33 | 10.6 |  |  | False | Conventional | 05/05/2023 |  | 11/29/2023
Daikin Comfort Technologies Manufacturing, L.P. | Janitrol | GPDM336***41A* | GPDM336***41A* |  |  | Voluntarily Certified | Single-package heat pumps (oth | False | False | 34200 | 34000 | 13.4 | 13.4 | 6.7 | 6.7 | False | 33 | 33 | 10.6 |  |  | False | Conventional | 05/05/2023 |  | 11/29/2023
Daikin Comfort Technologies Manufacturing, L.P. | ABCOOLAIR | GPDM342***41A* | GPDM342***41A* |  |  | Voluntarily Certified | Single-package heat pumps (oth | False | False | 40500 | 40000 | 13.4 | 13.4 | 6.7 | 6.7 | False | 33 | 33 | 10.6 |  |  | False | Conventional | 05/05/2023 |  | 11/29/2023
Daikin Comfort Technologies Manufacturing, L.P. | AMANA DISTINCTIONS | GPDM342***41A* | GPDM342***41A* |  |  | Voluntarily Certified | Single-package heat pumps (oth | False | False | 40500 | 40000 | 13.4 | 13.4 | 6.7 | 6.7 | False | 33 | 33 | 10.6 |  |  | False | Conventional | 05/05/2023 |  | 11/29/2023
Daikin Comfort Technologies Manufacturing, L.P. | ENERGI AIR | GPDM342***41A* | GPDM342***41A* |  |  | Voluntarily Certified | Single-package heat pumps (oth | False | False | 40500 | 40000 | 13.4 | 13.4 | 6.7 | 6.7 | False | 33 | 33 | 10.6 |  |  | False | Conventional | 05/05/2023 |  | 11/29/2023
Daikin Comfort Technologies Manufacturing, L.P. | Franklin | GPDM342***41A* | GPDM342***41A* |  |  | Voluntarily Certified | Single-package heat pumps (oth | False | False | 40500 | 40000 | 13.4 | 13.4 | 6.7 | 6.7 | False | 33 | 33 | 10.6 |  |  | False | Conventional | 05/05/2023 |  | 11/29/2023
Daikin Comfort Technologies Manufacturing, L.P. | Goodman | GPDM342***41A* | GPDM342***41A* |  |  | Voluntarily Certified | Single-package heat pumps (oth | False | False | 40500 | 40000 | 13.4 | 13.4 | 6.7 | 6.7 | False | 33 | 33 | 10.6 |  |  | False | Conventional | 05/05/2023 |  | 11/29/2023
Daikin Comfort Technologies Manufacturing, L.P. | Janitrol | GPDM342***41A* | GPDM342***41A* |  |  | Voluntarily Certified | Single-package heat pumps (oth | False | False | 40500 | 40000 | 13.4 | 13.4 | 6.7 | 6.7 | False | 33 | 33 | 10.6 |  |  | False | Conventional | 05/05/2023 |  | 11/29/2023
Daikin Comfort Technologies Manufacturing, L.P. | ABCOOLAIR | GPDM348***41A* | GPDM348***41A* |  |  | Voluntarily Certified | Single-package heat pumps (oth | False | False | 44500 | 44000 | 13.4 | 13.4 | 6.7 | 6.7 | False | 33 | 33 | 10.6 |  |  | False | Conventional | 05/05/2023 |  | 11/29/2023
Daikin Comfort Technologies Manufacturing, L.P. | AMANA DISTINCTIONS | GPDM348***41A* | GPDM348***41A* |  |  | Voluntarily Certified | Single-package heat pumps (oth | False | False | 44500 | 44000 | 13.4 | 13.4 | 6.7 | 6.7 | False | 33 | 33 | 10.6 |  |  | False | Conventional | 05/05/2023 |  | 11/29/2023
Daikin Comfort Technologies Manufacturing, L.P. | ENERGI AIR | GPDM348***41A* | GPDM348***41A* |  |  | Voluntarily Certified | Single-package heat pumps (oth | False | False | 44500 | 44000 | 13.4 | 13.4 | 6.7 | 6.7 | False | 33 | 33 | 10.6 |  |  | False | Conventional | 05/05/2023 |  | 11/29/2023
Daikin Comfort Technologies Manufacturing, L.P. | Franklin | GPDM348***41A* | GPDM348***41A* |  |  | Voluntarily Certified | Single-package heat pumps (oth | False | False | 44500 | 44000 | 13.4 | 13.4 | 6.7 | 6.7 | False | 33 | 33 | 10.6 |  |  | False | Conventional | 05/05/2023 |  | 11/29/2023
Daikin Comfort Technologies Manufacturing, L.P. | Goodman | GPDM348***41A* | GPDM348***41A* |  |  | Voluntarily Certified | Single-package heat pumps (oth | False | False | 44500 | 44000 | 13.4 | 13.4 | 6.7 | 6.7 | False | 33 | 33 | 10.6 |  |  | False | Conventional | 05/05/2023 |  | 11/29/2023
Daikin Comfort Technologies Manufacturing, L.P. | Janitrol | GPDM348***41A* | GPDM348***41A* |  |  | Voluntarily Certified | Single-package heat pumps (oth | False | False | 44500 | 44000 | 13.4 | 13.4 | 6.7 | 6.7 | False | 33 | 33 | 10.6 |  |  | False | Conventional | 05/05/2023 |  | 11/29/2023
Daikin Comfort Technologies Manufacturing, L.P. | ABCOOLAIR | GPHH32441A* | GPHH32441A* |  |  | Voluntarily Certified | Single-package heat pumps (oth | False | False | 23400 | 22800 | 13.4 | 13.4 | 6.7 | 6.7 | False | 33 | 33 | 10.6 | 0 |  | False | Conventional | 07/06/2023 |  | 11/29/2023
Daikin Comfort Technologies Manufacturing, L.P. | AMANA DISTINCTIONS | GPHH32441A* | GPHH32441A* |  |  | Voluntarily Certified | Single-package heat pumps (oth | False | False | 23400 | 22800 | 13.4 | 13.4 | 6.7 | 6.7 | False | 33 | 33 | 10.6 | 0 |  | False | Conventional | 07/06/2023 |  | 11/29/2023
Daikin Comfort Technologies Manufacturing, L.P. | ENERGI AIR | GPHH32441A* | GPHH32441A* |  |  | Voluntarily Certified | Single-package heat pumps (oth | False | False | 23400 | 22800 | 13.4 | 13.4 | 6.7 | 6.7 | False | 33 | 33 | 10.6 | 0 |  | False | Conventional | 07/06/2023 |  | 11/29/2023
Daikin Comfort Technologies Manufacturing, L.P. | Franklin | GPHH32441A* | GPHH32441A* |  |  | Voluntarily Certified | Single-package heat pumps (oth | False | False | 23400 | 22800 | 13.4 | 13.4 | 6.7 | 6.7 | False | 33 | 33 | 10.6 | 0 |  | False | Conventional | 07/06/2023 |  | 11/29/2023
Daikin Comfort Technologies Manufacturing, L.P. | Goodman | GPHH32441A* | GPHH32441A* |  |  | Voluntarily Certified | Single-package heat pumps (oth | False | False | 23400 | 22800 | 13.4 | 13.4 | 6.7 | 6.7 | False | 33 | 33 | 10.6 | 0 |  | False | Conventional | 07/06/2023 |  | 11/29/2023
Daikin Comfort Technologies Manufacturing, L.P. | Janitrol | GPHH32441A* | GPHH32441A* |  |  | Voluntarily Certified | Single-package heat pumps (oth | False | False | 23400 | 22800 | 13.4 | 13.4 | 6.7 | 6.7 | False | 33 | 33 | 10.6 | 0 |  | False | Conventional | 07/06/2023 |  | 11/29/2023
Daikin Comfort Technologies Manufacturing, L.P. | ABCOOLAIR | GPHH33041A* | GPHH33041A* |  |  | Voluntarily Certified | Single-package heat pumps (oth | False | False | 27800 | 27600 | 13.4 | 13.4 | 6.7 | 6.7 | False | 33 | 33 | 10.6 | 0 |  | False | Conventional | 07/06/2023 |  | 11/29/2023
Daikin Comfort Technologies Manufacturing, L.P. | AMANA DISTINCTIONS | GPHH33041A* | GPHH33041A* |  |  | Voluntarily Certified | Single-package heat pumps (oth | False | False | 27800 | 27600 | 13.4 | 13.4 | 6.7 | 6.7 | False | 33 | 33 | 10.6 | 0 |  | False | Conventional | 07/06/2023 |  | 11/29/2023
Daikin Comfort Technologies Manufacturing, L.P. | ENERGI AIR | GPHH33041A* | GPHH33041A* |  |  | Voluntarily Certified | Single-package heat pumps (oth | False | False | 27800 | 27600 | 13.4 | 13.4 | 6.7 | 6.7 | False | 33 | 33 | 10.6 | 0 |  | False | Conventional | 07/06/2023 |  | 11/29/2023
Daikin Comfort Technologies Manufacturing, L.P. | Franklin | GPHH33041A* | GPHH33041A* |  |  | Voluntarily Certified | Single-package heat pumps (oth | False | False | 27800 | 27600 | 13.4 | 13.4 | 6.7 | 6.7 | False | 33 | 33 | 10.6 | 0 |  | False | Conventional | 07/06/2023 |  | 11/29/2023
Daikin Comfort Technologies Manufacturing, L.P. | Goodman | GPHH33041A* | GPHH33041A* |  |  | Voluntarily Certified | Single-package heat pumps (oth | False | False | 27800 | 27600 | 13.4 | 13.4 | 6.7 | 6.7 | False | 33 | 33 | 10.6 | 0 |  | False | Conventional | 07/06/2023 |  | 11/29/2023
Daikin Comfort Technologies Manufacturing, L.P. | Janitrol | GPHH33041A* | GPHH33041A* |  |  | Voluntarily Certified | Single-package heat pumps (oth | False | False | 27800 | 27600 | 13.4 | 13.4 | 6.7 | 6.7 | False | 33 | 33 | 10.6 | 0 |  | False | Conventional | 07/06/2023 |  | 11/29/2023
Daikin Comfort Technologies Manufacturing, L.P. | ABCOOLAIR | GPHH33641A* | GPHH33641A* |  |  | Voluntarily Certified | Single-package heat pumps (oth | False | False | 35200 | 32200 | 13.4 | 13.4 | 6.7 | 6.7 | False | 33 | 33 | 10.6 | 0 |  | False | Conventional | 07/06/2023 |  | 11/29/2023
Daikin Comfort Technologies Manufacturing, L.P. | AMANA DISTINCTIONS | GPHH33641A* | GPHH33641A* |  |  | Voluntarily Certified | Single-package heat pumps (oth | False | False | 35200 | 32200 | 13.4 | 13.4 | 6.7 | 6.7 | False | 33 | 33 | 10.6 | 0 |  | False | Conventional | 07/06/2023 |  | 11/29/2023
Daikin Comfort Technologies Manufacturing, L.P. | ENERGI AIR | GPHH33641A* | GPHH33641A* |  |  | Voluntarily Certified | Single-package heat pumps (oth | False | False | 35200 | 32200 | 13.4 | 13.4 | 6.7 | 6.7 | False | 33 | 33 | 10.6 | 0 |  | False | Conventional | 07/06/2023 |  | 11/29/2023
Daikin Comfort Technologies Manufacturing, L.P. | Franklin | GPHH33641A* | GPHH33641A* |  |  | Voluntarily Certified | Single-package heat pumps (oth | False | False | 35200 | 32200 | 13.4 | 13.4 | 6.7 | 6.7 | False | 33 | 33 | 10.6 | 0 |  | False | Conventional | 07/06/2023 |  | 11/29/2023
Daikin Comfort Technologies Manufacturing, L.P. | Goodman | GPHH33641A* | GPHH33641A* |  |  | Voluntarily Certified | Single-package heat pumps (oth | False | False | 35200 | 32200 | 13.4 | 13.4 | 6.7 | 6.7 | False | 33 | 33 | 10.6 | 0 |  | False | Conventional | 07/06/2023 |  | 11/29/2023
Daikin Comfort Technologies Manufacturing, L.P. | Janitrol | GPHH33641A* | GPHH33641A* |  |  | Voluntarily Certified | Single-package heat pumps (oth | False | False | 35200 | 32200 | 13.4 | 13.4 | 6.7 | 6.7 | False | 33 | 33 | 10.6 | 0 |  | False | Conventional | 07/06/2023 |  | 11/29/2023
Daikin Comfort Technologies Manufacturing, L.P. | ABCOOLAIR | GPHH34241A* | GPHH34241A* |  |  | Voluntarily Certified | Single-package heat pumps (oth | False | False | 39000 | 37200 | 13.4 | 13.4 | 6.7 | 6.7 | False | 33 | 33 | 10.6 | 0 |  | False | Conventional | 07/06/2023 |  | 11/29/2023
Daikin Comfort Technologies Manufacturing, L.P. | AMANA DISTINCTIONS | GPHH34241A* | GPHH34241A* |  |  | Voluntarily Certified | Single-package heat pumps (oth | False | False | 39000 | 37200 | 13.4 | 13.4 | 6.7 | 6.7 | False | 33 | 33 | 10.6 | 0 |  | False | Conventional | 07/06/2023 |  | 11/29/2023
Daikin Comfort Technologies Manufacturing, L.P. | ENERGI AIR | GPHH34241A* | GPHH34241A* |  |  | Voluntarily Certified | Single-package heat pumps (oth | False | False | 39000 | 37200 | 13.4 | 13.4 | 6.7 | 6.7 | False | 33 | 33 | 10.6 | 0 |  | False | Conventional | 07/06/2023 |  | 11/29/2023
Daikin Comfort Technologies Manufacturing, L.P. | Franklin | GPHH34241A* | GPHH34241A* |  |  | Voluntarily Certified | Single-package heat pumps (oth | False | False | 39000 | 37200 | 13.4 | 13.4 | 6.7 | 6.7 | False | 33 | 33 | 10.6 | 0 |  | False | Conventional | 07/06/2023 |  | 11/29/2023
Daikin Comfort Technologies Manufacturing, L.P. | Goodman | GPHH34241A* | GPHH34241A* |  |  | Voluntarily Certified | Single-package heat pumps (oth | False | False | 39000 | 37200 | 13.4 | 13.4 | 6.7 | 6.7 | False | 33 | 33 | 10.6 | 0 |  | False | Conventional | 07/06/2023 |  | 11/29/2023
Daikin Comfort Technologies Manufacturing, L.P. | Janitrol | GPHH34241A* | GPHH34241A* |  |  | Voluntarily Certified | Single-package heat pumps (oth | False | False | 39000 | 37200 | 13.4 | 13.4 | 6.7 | 6.7 | False | 33 | 33 | 10.6 | 0 |  | False | Conventional | 07/06/2023 |  | 11/29/2023
Daikin Comfort Technologies Manufacturing, L.P. | ABCOOLAIR | GPHH34841A* | GPHH34841A* |  |  | Voluntarily Certified | Single-package heat pumps (oth | False | False | 46000 | 43500 | 13.4 | 13.4 | 6.7 | 6.7 | False | 33 | 33 | 10.6 | 0 |  | False | Conventional | 07/06/2023 |  | 11/29/2023
Daikin Comfort Technologies Manufacturing, L.P. | AMANA DISTINCTIONS | GPHH34841A* | GPHH34841A* |  |  | Voluntarily Certified | Single-package heat pumps (oth | False | False | 46000 | 43500 | 13.4 | 13.4 | 6.7 | 6.7 | False | 33 | 33 | 10.6 | 0 |  | False | Conventional | 07/06/2023 |  | 11/29/2023
Daikin Comfort Technologies Manufacturing, L.P. | ENERGI AIR | GPHH34841A* | GPHH34841A* |  |  | Voluntarily Certified | Single-package heat pumps (oth | False | False | 46000 | 43500 | 13.4 | 13.4 | 6.7 | 6.7 | False | 33 | 33 | 10.6 | 0 |  | False | Conventional | 07/06/2023 |  | 11/29/2023
Daikin Comfort Technologies Manufacturing, L.P. | Franklin | GPHH34841A* | GPHH34841A* |  |  | Voluntarily Certified | Single-package heat pumps (oth | False | False | 46000 | 43500 | 13.4 | 13.4 | 6.7 | 6.7 | False | 33 | 33 | 10.6 | 0 |  | False | Conventional | 07/06/2023 |  | 11/29/2023
Daikin Comfort Technologies Manufacturing, L.P. | Goodman | GPHH34841A* | GPHH34841A* |  |  | Voluntarily Certified | Single-package heat pumps (oth | False | False | 46000 | 43500 | 13.4 | 13.4 | 6.7 | 6.7 | False | 33 | 33 | 10.6 | 0 |  | False | Conventional | 07/06/2023 |  | 11/29/2023
Daikin Comfort Technologies Manufacturing, L.P. | Janitrol | GPHH34841A* | GPHH34841A* |  |  | Voluntarily Certified | Single-package heat pumps (oth | False | False | 46000 | 43500 | 13.4 | 13.4 | 6.7 | 6.7 | False | 33 | 33 | 10.6 | 0 |  | False | Conventional | 07/06/2023 |  | 11/29/2023
Daikin Comfort Technologies Manufacturing, L.P. | ABCOOLAIR | GPHH36041A* | GPHH36041A* |  |  | Voluntarily Certified | Single-package heat pumps (oth | False | False | 57000 | 54500 | 13.4 | 13.4 | 6.7 | 6.7 | False | 33 | 33 | 10.6 | 0 |  | False | Conventional | 07/06/2023 |  | 11/29/2023
Daikin Comfort Technologies Manufacturing, L.P. | AMANA DISTINCTIONS | GPHH36041A* | GPHH36041A* |  |  | Voluntarily Certified | Single-package heat pumps (oth | False | False | 57000 | 54500 | 13.4 | 13.4 | 6.7 | 6.7 | False | 33 | 33 | 10.6 | 0 |  | False | Conventional | 07/06/2023 |  | 11/29/2023
Daikin Comfort Technologies Manufacturing, L.P. | ENERGI AIR | GPHH36041A* | GPHH36041A* |  |  | Voluntarily Certified | Single-package heat pumps (oth | False | False | 57000 | 54500 | 13.4 | 13.4 | 6.7 | 6.7 | False | 33 | 33 | 10.6 | 0 |  | False | Conventional | 07/06/2023 |  | 11/29/2023
Daikin Comfort Technologies Manufacturing, L.P. | Franklin | GPHH36041A* | GPHH36041A* |  |  | Voluntarily Certified | Single-package heat pumps (oth | False | False | 57000 | 54500 | 13.4 | 13.4 | 6.7 | 6.7 | False | 33 | 33 | 10.6 | 0 |  | False | Conventional | 07/06/2023 |  | 11/29/2023
Daikin Comfort Technologies Manufacturing, L.P. | Goodman | GPHH36041A* | GPHH36041A* |  |  | Voluntarily Certified | Single-package heat pumps (oth | False | False | 57000 | 54500 | 13.4 | 13.4 | 6.7 | 6.7 | False | 33 | 33 | 10.6 | 0 |  | False | Conventional | 07/06/2023 |  | 11/29/2023
Daikin Comfort Technologies Manufacturing, L.P. | Janitrol | GPHH36041A* | GPHH36041A* |  |  | Voluntarily Certified | Single-package heat pumps (oth | False | False | 57000 | 54500 | 13.4 | 13.4 | 6.7 | 6.7 | False | 33 | 33 | 10.6 | 0 |  | False | Conventional | 07/06/2023 |  | 11/29/2023
Daikin Comfort Technologies Manufacturing, L.P. | ABCOOLAIR | GPHH52441A* | GPHH52441A* |  |  | Voluntarily Certified | Single-package heat pumps (oth | False | False | 24000 | 22800 | 15 | 13.4 | 7 | 6.7 | False | 33 | 33 | 11.2 | 0 |  | False | Conventional | 07/06/2023 |  | 11/29/2023
Daikin Comfort Technologies Manufacturing, L.P. | AMANA DISTINCTIONS | GPHH52441A* | GPHH52441A* |  |  | Voluntarily Certified | Single-package heat pumps (oth | False | False | 24000 | 22800 | 15 | 13.4 | 7 | 6.7 | False | 33 | 33 | 11.2 | 0 |  | False | Conventional | 07/06/2023 |  | 11/29/2023
Daikin Comfort Technologies Manufacturing, L.P. | ENERGI AIR | GPHH52441A* | GPHH52441A* |  |  | Voluntarily Certified | Single-package heat pumps (oth | False | False | 24000 | 22800 | 15 | 13.4 | 7 | 6.7 | False | 33 | 33 | 11.2 | 0 |  | False | Conventional | 07/06/2023 |  | 11/29/2023
Daikin Comfort Technologies Manufacturing, L.P. | Franklin | GPHH52441A* | GPHH52441A* |  |  | Voluntarily Certified | Single-package heat pumps (oth | False | False | 24000 | 22800 | 15 | 13.4 | 7 | 6.7 | False | 33 | 33 | 11.2 | 0 |  | False | Conventional | 07/06/2023 |  | 11/29/2023
Daikin Comfort Technologies Manufacturing, L.P. | Goodman | GPHH52441A* | GPHH52441A* |  |  | Voluntarily Certified | Single-package heat pumps (oth | False | False | 24000 | 22800 | 15 | 13.4 | 7 | 6.7 | False | 33 | 33 | 11.2 | 0 |  | False | Conventional | 07/06/2023 |  | 11/29/2023
Daikin Comfort Technologies Manufacturing, L.P. | Janitrol | GPHH52441A* | GPHH52441A* |  |  | Voluntarily Certified | Single-package heat pumps (oth | False | False | 24000 | 22800 | 15 | 13.4 | 7 | 6.7 | False | 33 | 33 | 11.2 | 0 |  | False | Conventional | 07/06/2023 |  | 11/29/2023
Daikin Comfort Technologies Manufacturing, L.P. | ABCOOLAIR | GPHH53041A* | GPHH53041A* |  |  | Voluntarily Certified | Single-package heat pumps (oth | False | False | 27600 | 27600 | 15.2 | 13.4 | 7 | 6.7 | False | 33 | 33 | 11.2 | 0 |  | False | Conventional | 07/06/2023 |  | 11/29/2023
Daikin Comfort Technologies Manufacturing, L.P. | AMANA DISTINCTIONS | GPHH53041A* | GPHH53041A* |  |  | Voluntarily Certified | Single-package heat pumps (oth | False | False | 27600 | 27600 | 15.2 | 13.4 | 7 | 6.7 | False | 33 | 33 | 11.2 | 0 |  | False | Conventional | 07/06/2023 |  | 11/29/2023
Daikin Comfort Technologies Manufacturing, L.P. | ENERGI AIR | GPHH53041A* | GPHH53041A* |  |  | Voluntarily Certified | Single-package heat pumps (oth | False | False | 27600 | 27600 | 15.2 | 13.4 | 7 | 6.7 | False | 33 | 33 | 11.2 | 0 |  | False | Conventional | 07/06/2023 |  | 11/29/2023
Daikin Comfort Technologies Manufacturing, L.P. | Franklin | GPHH53041A* | GPHH53041A* |  |  | Voluntarily Certified | Single-package heat pumps (oth | False | False | 27600 | 27600 | 15.2 | 13.4 | 7 | 6.7 | False | 33 | 33 | 11.2 | 0 |  | False | Conventional | 07/06/2023 |  | 11/29/2023
Daikin Comfort Technologies Manufacturing, L.P. | Goodman | GPHH53041A* | GPHH53041A* |  |  | Voluntarily Certified | Single-package heat pumps (oth | False | False | 27600 | 27600 | 15.2 | 13.4 | 7 | 6.7 | False | 33 | 33 | 11.2 | 0 |  | False | Conventional | 07/06/2023 |  | 11/29/2023
Daikin Comfort Technologies Manufacturing, L.P. | Janitrol | GPHH53041A* | GPHH53041A* |  |  | Voluntarily Certified | Single-package heat pumps (oth | False | False | 27600 | 27600 | 15.2 | 13.4 | 7 | 6.7 | False | 33 | 33 | 11.2 | 0 |  | False | Conventional | 07/06/2023 |  | 11/29/2023
Daikin Comfort Technologies Manufacturing, L.P. | ABCOOLAIR | GPHH53641A* | GPHH53641A* |  |  | Voluntarily Certified | Single-package heat pumps (oth | False | False | 34800 | 32200 | 15.2 | 13.4 | 7 | 6.7 | False | 33 | 33 | 11.2 | 0 |  | False | Conventional | 07/06/2023 |  | 11/29/2023
Daikin Comfort Technologies Manufacturing, L.P. | AMANA DISTINCTIONS | GPHH53641A* | GPHH53641A* |  |  | Voluntarily Certified | Single-package heat pumps (oth | False | False | 34800 | 32200 | 15.2 | 13.4 | 7 | 6.7 | False | 33 | 33 | 11.2 | 0 |  | False | Conventional | 07/06/2023 |  | 11/29/2023
Daikin Comfort Technologies Manufacturing, L.P. | ENERGI AIR | GPHH53641A* | GPHH53641A* |  |  | Voluntarily Certified | Single-package heat pumps (oth | False | False | 34800 | 32200 | 15.2 | 13.4 | 7 | 6.7 | False | 33 | 33 | 11.2 | 0 |  | False | Conventional | 07/06/2023 |  | 11/29/2023
Daikin Comfort Technologies Manufacturing, L.P. | Franklin | GPHH53641A* | GPHH53641A* |  |  | Voluntarily Certified | Single-package heat pumps (oth | False | False | 34800 | 32200 | 15.2 | 13.4 | 7 | 6.7 | False | 33 | 33 | 11.2 | 0 |  | False | Conventional | 07/06/2023 |  | 11/29/2023
Daikin Comfort Technologies Manufacturing, L.P. | Goodman | GPHH53641A* | GPHH53641A* |  |  | Voluntarily Certified | Single-package heat pumps (oth | False | False | 34800 | 32200 | 15.2 | 13.4 | 7 | 6.7 | False | 33 | 33 | 11.2 | 0 |  | False | Conventional | 07/06/2023 |  | 11/29/2023
Daikin Comfort Technologies Manufacturing, L.P. | Janitrol | GPHH53641A* | GPHH53641A* |  |  | Voluntarily Certified | Single-package heat pumps (oth | False | False | 34800 | 32200 | 15.2 | 13.4 | 7 | 6.7 | False | 33 | 33 | 11.2 | 0 |  | False | Conventional | 07/06/2023 |  | 11/29/2023
Daikin Comfort Technologies Manufacturing, L.P. | ABCOOLAIR | GPHH54241A* | GPHH54241A* |  |  | Voluntarily Certified | Single-package heat pumps (oth | False | False | 42000 | 40000 | 15.2 | 13.4 | 6.7 | 6.7 | False | 33 | 33 | 11.2 | 0 |  | False | Conventional | 07/06/2023 |  | 11/29/2023
Daikin Comfort Technologies Manufacturing, L.P. | AMANA DISTINCTIONS | GPHH54241A* | GPHH54241A* |  |  | Voluntarily Certified | Single-package heat pumps (oth | False | False | 42000 | 40000 | 15.2 | 13.4 | 6.7 | 6.7 | False | 33 | 33 | 11.2 | 0 |  | False | Conventional | 07/06/2023 |  | 11/29/2023
Daikin Comfort Technologies Manufacturing, L.P. | ENERGI AIR | GPHH54241A* | GPHH54241A* |  |  | Voluntarily Certified | Single-package heat pumps (oth | False | False | 42000 | 40000 | 15.2 | 13.4 | 6.7 | 6.7 | False | 33 | 33 | 11.2 | 0 |  | False | Conventional | 07/06/2023 |  | 11/29/2023
Daikin Comfort Technologies Manufacturing, L.P. | Franklin | GPHH54241A* | GPHH54241A* |  |  | Voluntarily Certified | Single-package heat pumps (oth | False | False | 42000 | 40000 | 15.2 | 13.4 | 6.7 | 6.7 | False | 33 | 33 | 11.2 | 0 |  | False | Conventional | 07/06/2023 |  | 11/29/2023
Daikin Comfort Technologies Manufacturing, L.P. | Goodman | GPHH54241A* | GPHH54241A* |  |  | Voluntarily Certified | Single-package heat pumps (oth | False | False | 42000 | 40000 | 15.2 | 13.4 | 6.7 | 6.7 | False | 33 | 33 | 11.2 | 0 |  | False | Conventional | 07/06/2023 |  | 11/29/2023
Daikin Comfort Technologies Manufacturing, L.P. | Janitrol | GPHH54241A* | GPHH54241A* |  |  | Voluntarily Certified | Single-package heat pumps (oth | False | False | 42000 | 40000 | 15.2 | 13.4 | 6.7 | 6.7 | False | 33 | 33 | 11.2 | 0 |  | False | Conventional | 07/06/2023 |  | 11/29/2023
Daikin Comfort Technologies Manufacturing, L.P. | ABCOOLAIR | GPHH54841A* | GPHH54841A* |  |  | Voluntarily Certified | Single-package heat pumps (oth | False | False | 46000 | 44000 | 15.2 | 13.4 | 6.7 | 6.7 | False | 33 | 33 | 11.2 | 0 |  | False | Conventional | 07/06/2023 |  | 11/29/2023
Daikin Comfort Technologies Manufacturing, L.P. | AMANA DISTINCTIONS | GPHH54841A* | GPHH54841A* |  |  | Voluntarily Certified | Single-package heat pumps (oth | False | False | 46000 | 44000 | 15.2 | 13.4 | 6.7 | 6.7 | False | 33 | 33 | 11.2 | 0 |  | False | Conventional | 07/06/2023 |  | 11/29/2023
Daikin Comfort Technologies Manufacturing, L.P. | ENERGI AIR | GPHH54841A* | GPHH54841A* |  |  | Voluntarily Certified | Single-package heat pumps (oth | False | False | 46000 | 44000 | 15.2 | 13.4 | 6.7 | 6.7 | False | 33 | 33 | 11.2 | 0 |  | False | Conventional | 07/06/2023 |  | 11/29/2023
Daikin Comfort Technologies Manufacturing, L.P. | Franklin | GPHH54841A* | GPHH54841A* |  |  | Voluntarily Certified | Single-package heat pumps (oth | False | False | 46000 | 44000 | 15.2 | 13.4 | 6.7 | 6.7 | False | 33 | 33 | 11.2 | 0 |  | False | Conventional | 07/06/2023 |  | 11/29/2023
Daikin Comfort Technologies Manufacturing, L.P. | Goodman | GPHH54841A* | GPHH54841A* |  |  | Voluntarily Certified | Single-package heat pumps (oth | False | False | 46000 | 44000 | 15.2 | 13.4 | 6.7 | 6.7 | False | 33 | 33 | 11.2 | 0 |  | False | Conventional | 07/06/2023 |  | 11/29/2023
Daikin Comfort Technologies Manufacturing, L.P. | Janitrol | GPHH54841A* | GPHH54841A* |  |  | Voluntarily Certified | Single-package heat pumps (oth | False | False | 46000 | 44000 | 15.2 | 13.4 | 6.7 | 6.7 | False | 33 | 33 | 11.2 | 0 |  | False | Conventional | 07/06/2023 |  | 11/29/2023
Daikin Comfort Technologies Manufacturing, L.P. | ABCOOLAIR | GPHH56041A* | GPHH56041A* |  |  | Voluntarily Certified | Single-package heat pumps (oth | False | False | 57000 | 54500 | 15.2 | 13.4 | 7 | 6.7 | False | 33 | 33 | 11.2 | 0 |  | False | Conventional | 07/06/2023 |  | 11/29/2023
Daikin Comfort Technologies Manufacturing, L.P. | AMANA DISTINCTIONS | GPHH56041A* | GPHH56041A* |  |  | Voluntarily Certified | Single-package heat pumps (oth | False | False | 57000 | 54500 | 15.2 | 13.4 | 7 | 6.7 | False | 33 | 33 | 11.2 | 0 |  | False | Conventional | 07/06/2023 |  | 11/29/2023
Daikin Comfort Technologies Manufacturing, L.P. | ENERGI AIR | GPHH56041A* | GPHH56041A* |  |  | Voluntarily Certified | Single-package heat pumps (oth | False | False | 57000 | 54500 | 15.2 | 13.4 | 7 | 6.7 | False | 33 | 33 | 11.2 | 0 |  | False | Conventional | 07/06/2023 |  | 11/29/2023
Daikin Comfort Technologies Manufacturing, L.P. | Franklin | GPHH56041A* | GPHH56041A* |  |  | Voluntarily Certified | Single-package heat pumps (oth | False | False | 57000 | 54500 | 15.2 | 13.4 | 7 | 6.7 | False | 33 | 33 | 11.2 | 0 |  | False | Conventional | 07/06/2023 |  | 11/29/2023
Daikin Comfort Technologies Manufacturing, L.P. | Goodman | GPHH56041A* | GPHH56041A* |  |  | Voluntarily Certified | Single-package heat pumps (oth | False | False | 57000 | 54500 | 15.2 | 13.4 | 7 | 6.7 | False | 33 | 33 | 11.2 | 0 |  | False | Conventional | 07/06/2023 |  | 11/29/2023
Daikin Comfort Technologies Manufacturing, L.P. | Janitrol | GPHH56041A* | GPHH56041A* |  |  | Voluntarily Certified | Single-package heat pumps (oth | False | False | 57000 | 54500 | 15.2 | 13.4 | 7 | 6.7 | False | 33 | 33 | 11.2 | 0 |  | False | Conventional | 07/06/2023 |  | 11/29/2023
Daikin Comfort Technologies Manufacturing, L.P. | ABCOOLAIR | GPHM32441A* | GPHM32441A* |  |  | Voluntarily Certified | Single-package heat pumps (oth | False | False | 24000 | 22800 | 13.4 | 13.4 | 6.7 | 6.7 | False | 33 | 33 | 10.6 |  |  | False | Conventional | 05/05/2023 |  | 11/29/2023
Daikin Comfort Technologies Manufacturing, L.P. | AMANA DISTINCTIONS | GPHM32441A* | GPHM32441A* |  |  | Voluntarily Certified | Single-package heat pumps (oth | False | False | 24000 | 22800 | 13.4 | 13.4 | 6.7 | 6.7 | False | 33 | 33 | 10.6 |  |  | False | Conventional | 05/05/2023 |  | 11/29/2023
Daikin Comfort Technologies Manufacturing, L.P. | ENERGI AIR | GPHM32441A* | GPHM32441A* |  |  | Voluntarily Certified | Single-package heat pumps (oth | False | False | 24000 | 22800 | 13.4 | 13.4 | 6.7 | 6.7 | False | 33 | 33 | 10.6 |  |  | False | Conventional | 05/05/2023 |  | 11/29/2023
Daikin Comfort Technologies Manufacturing, L.P. | Franklin | GPHM32441A* | GPHM32441A* |  |  | Voluntarily Certified | Single-package heat pumps (oth | False | False | 24000 | 22800 | 13.4 | 13.4 | 6.7 | 6.7 | False | 33 | 33 | 10.6 |  |  | False | Conventional | 05/05/2023 |  | 11/29/2023
Daikin Comfort Technologies Manufacturing, L.P. | Goodman | GPHM32441A* | GPHM32441A* |  |  | Voluntarily Certified | Single-package heat pumps (oth | False | False | 24000 | 22800 | 13.4 | 13.4 | 6.7 | 6.7 | False | 33 | 33 | 10.6 |  |  | False | Conventional | 05/05/2023 |  | 11/29/2023
Daikin Comfort Technologies Manufacturing, L.P. | Janitrol | GPHM32441A* | GPHM32441A* |  |  | Voluntarily Certified | Single-package heat pumps (oth | False | False | 24000 | 22800 | 13.4 | 13.4 | 6.7 | 6.7 | False | 33 | 33 | 10.6 |  |  | False | Conventional | 05/05/2023 |  | 11/29/2023
Daikin Comfort Technologies Manufacturing, L.P. | ABCOOLAIR | GPHM33041A* | GPHM33041A* |  |  | Voluntarily Certified | Single-package heat pumps (oth | False | False | 28000 | 27200 | 13.4 | 13.4 | 6.7 | 6.7 | False | 33 | 33 | 10.6 |  |  | False | Conventional | 05/05/2023 |  | 11/29/2023
Daikin Comfort Technologies Manufacturing, L.P. | AMANA DISTINCTIONS | GPHM33041A* | GPHM33041A* |  |  | Voluntarily Certified | Single-package heat pumps (oth | False | False | 28000 | 27200 | 13.4 | 13.4 | 6.7 | 6.7 | False | 33 | 33 | 10.6 |  |  | False | Conventional | 05/05/2023 |  | 11/29/2023
Daikin Comfort Technologies Manufacturing, L.P. | ENERGI AIR | GPHM33041A* | GPHM33041A* |  |  | Voluntarily Certified | Single-package heat pumps (oth | False | False | 28000 | 27200 | 13.4 | 13.4 | 6.7 | 6.7 | False | 33 | 33 | 10.6 |  |  | False | Conventional | 05/05/2023 |  | 11/29/2023
Daikin Comfort Technologies Manufacturing, L.P. | Franklin | GPHM33041A* | GPHM33041A* |  |  | Voluntarily Certified | Single-package heat pumps (oth | False | False | 28000 | 27200 | 13.4 | 13.4 | 6.7 | 6.7 | False | 33 | 33 | 10.6 |  |  | False | Conventional | 05/05/2023 |  | 11/29/2023
Daikin Comfort Technologies Manufacturing, L.P. | Goodman | GPHM33041A* | GPHM33041A* |  |  | Voluntarily Certified | Single-package heat pumps (oth | False | False | 28000 | 27200 | 13.4 | 13.4 | 6.7 | 6.7 | False | 33 | 33 | 10.6 |  |  | False | Conventional | 05/05/2023 |  | 11/29/2023
Daikin Comfort Technologies Manufacturing, L.P. | Janitrol | GPHM33041A* | GPHM33041A* |  |  | Voluntarily Certified | Single-package heat pumps (oth | False | False | 28000 | 27200 | 13.4 | 13.4 | 6.7 | 6.7 | False | 33 | 33 | 10.6 |  |  | False | Conventional | 05/05/2023 |  | 11/29/2023
Daikin Comfort Technologies Manufacturing, L.P. | ABCOOLAIR | GPHM33641A* | GPHM33641A* |  |  | Voluntarily Certified | Single-package heat pumps (oth | False | False | 34000 | 33600 | 13.4 | 13.4 | 6.7 | 6.7 | False | 33 | 33 | 10.6 |  |  | False | Conventional | 05/05/2023 |  | 11/29/2023
Daikin Comfort Technologies Manufacturing, L.P. | AMANA DISTINCTIONS | GPHM33641A* | GPHM33641A* |  |  | Voluntarily Certified | Single-package heat pumps (oth | False | False | 34000 | 33600 | 13.4 | 13.4 | 6.7 | 6.7 | False | 33 | 33 | 10.6 |  |  | False | Conventional | 05/05/2023 |  | 11/29/2023
Daikin Comfort Technologies Manufacturing, L.P. | ENERGI AIR | GPHM33641A* | GPHM33641A* |  |  | Voluntarily Certified | Single-package heat pumps (oth | False | False | 34000 | 33600 | 13.4 | 13.4 | 6.7 | 6.7 | False | 33 | 33 | 10.6 |  |  | False | Conventional | 05/05/2023 |  | 11/29/2023
Daikin Comfort Technologies Manufacturing, L.P. | Franklin | GPHM33641A* | GPHM33641A* |  |  | Voluntarily Certified | Single-package heat pumps (oth | False | False | 34000 | 33600 | 13.4 | 13.4 | 6.7 | 6.7 | False | 33 | 33 | 10.6 |  |  | False | Conventional | 05/05/2023 |  | 11/29/2023
Daikin Comfort Technologies Manufacturing, L.P. | Goodman | GPHM33641A* | GPHM33641A* |  |  | Voluntarily Certified | Single-package heat pumps (oth | False | False | 34000 | 33600 | 13.4 | 13.4 | 6.7 | 6.7 | False | 33 | 33 | 10.6 |  |  | False | Conventional | 05/05/2023 |  | 11/29/2023
Daikin Comfort Technologies Manufacturing, L.P. | Janitrol | GPHM33641A* | GPHM33641A* |  |  | Voluntarily Certified | Single-package heat pumps (oth | False | False | 34000 | 33600 | 13.4 | 13.4 | 6.7 | 6.7 | False | 33 | 33 | 10.6 |  |  | False | Conventional | 05/05/2023 |  | 11/29/2023
Daikin Comfort Technologies Manufacturing, L.P. | ABCOOLAIR | GPHM34241A* | GPHM34241A* |  |  | Voluntarily Certified | Single-package heat pumps (oth | False | False | 40000 | 38000 | 13.4 | 13.4 | 6.7 | 6.7 | False | 33 | 33 | 10.6 |  |  | False | Conventional | 05/05/2023 |  | 11/29/2023
Daikin Comfort Technologies Manufacturing, L.P. | AMANA DISTINCTIONS | GPHM34241A* | GPHM34241A* |  |  | Voluntarily Certified | Single-package heat pumps (oth | False | False | 40000 | 38000 | 13.4 | 13.4 | 6.7 | 6.7 | False | 33 | 33 | 10.6 |  |  | False | Conventional | 05/05/2023 |  | 11/29/2023
Daikin Comfort Technologies Manufacturing, L.P. | ENERGI AIR | GPHM34241A* | GPHM34241A* |  |  | Voluntarily Certified | Single-package heat pumps (oth | False | False | 40000 | 38000 | 13.4 | 13.4 | 6.7 | 6.7 | False | 33 | 33 | 10.6 |  |  | False | Conventional | 05/05/2023 |  | 11/29/2023
Daikin Comfort Technologies Manufacturing, L.P. | Franklin | GPHM34241A* | GPHM34241A* |  |  | Voluntarily Certified | Single-package heat pumps (oth | False | False | 40000 | 38000 | 13.4 | 13.4 | 6.7 | 6.7 | False | 33 | 33 | 10.6 |  |  | False | Conventional | 05/05/2023 |  | 11/29/2023
Daikin Comfort Technologies Manufacturing, L.P. | Goodman | GPHM34241A* | GPHM34241A* |  |  | Voluntarily Certified | Single-package heat pumps (oth | False | False | 40000 | 38000 | 13.4 | 13.4 | 6.7 | 6.7 | False | 33 | 33 | 10.6 |  |  | False | Conventional | 05/05/2023 |  | 11/29/2023
Daikin Comfort Technologies Manufacturing, L.P. | Janitrol | GPHM34241A* | GPHM34241A* |  |  | Voluntarily Certified | Single-package heat pumps (oth | False | False | 40000 | 38000 | 13.4 | 13.4 | 6.7 | 6.7 | False | 33 | 33 | 10.6 |  |  | False | Conventional | 05/05/2023 |  | 11/29/2023
Daikin Comfort Technologies Manufacturing, L.P. | ABCOOLAIR | GPHM34841A* | GPHM34841A* |  |  | Voluntarily Certified | Single-package heat pumps (oth | False | False | 47000 | 46000 | 13.4 | 13.4 | 6.7 | 6.7 | False | 33 | 33 | 10.6 |  |  | False | Conventional | 05/05/2023 |  | 11/29/2023
Daikin Comfort Technologies Manufacturing, L.P. | AMANA DISTINCTIONS | GPHM34841A* | GPHM34841A* |  |  | Voluntarily Certified | Single-package heat pumps (oth | False | False | 47000 | 46000 | 13.4 | 13.4 | 6.7 | 6.7 | False | 33 | 33 | 10.6 |  |  | False | Conventional | 05/05/2023 |  | 11/29/2023
Daikin Comfort Technologies Manufacturing, L.P. | ENERGI AIR | GPHM34841A* | GPHM34841A* |  |  | Voluntarily Certified | Single-package heat pumps (oth | False | False | 47000 | 46000 | 13.4 | 13.4 | 6.7 | 6.7 | False | 33 | 33 | 10.6 |  |  | False | Conventional | 05/05/2023 |  | 11/29/2023
Daikin Comfort Technologies Manufacturing, L.P. | Franklin | GPHM34841A* | GPHM34841A* |  |  | Voluntarily Certified | Single-package heat pumps (oth | False | False | 47000 | 46000 | 13.4 | 13.4 | 6.7 | 6.7 | False | 33 | 33 | 10.6 |  |  | False | Conventional | 05/05/2023 |  | 11/29/2023
Daikin Comfort Technologies Manufacturing, L.P. | Goodman | GPHM34841A* | GPHM34841A* |  |  | Voluntarily Certified | Single-package heat pumps (oth | False | False | 47000 | 46000 | 13.4 | 13.4 | 6.7 | 6.7 | False | 33 | 33 | 10.6 |  |  | False | Conventional | 05/05/2023 |  | 11/29/2023
Daikin Comfort Technologies Manufacturing, L.P. | Janitrol | GPHM34841A* | GPHM34841A* |  |  | Voluntarily Certified | Single-package heat pumps (oth | False | False | 47000 | 46000 | 13.4 | 13.4 | 6.7 | 6.7 | False | 33 | 33 | 10.6 |  |  | False | Conventional | 05/05/2023 |  | 11/29/2023
Daikin Comfort Technologies Manufacturing, L.P. | ABCOOLAIR | GPHM36041A* | GPHM36041A* |  |  | Voluntarily Certified | Single-package heat pumps (oth | False | False | 56000 | 55500 | 13.4 | 13.4 | 6.7 | 6.7 | False | 33 | 33 | 10.6 |  |  | False | Conventional | 05/05/2023 |  | 11/29/2023
Daikin Comfort Technologies Manufacturing, L.P. | AMANA DISTINCTIONS | GPHM36041A* | GPHM36041A* |  |  | Voluntarily Certified | Single-package heat pumps (oth | False | False | 56000 | 55500 | 13.4 | 13.4 | 6.7 | 6.7 | False | 33 | 33 | 10.6 |  |  | False | Conventional | 05/05/2023 |  | 11/29/2023
Daikin Comfort Technologies Manufacturing, L.P. | ENERGI AIR | GPHM36041A* | GPHM36041A* |  |  | Voluntarily Certified | Single-package heat pumps (oth | False | False | 56000 | 55500 | 13.4 | 13.4 | 6.7 | 6.7 | False | 33 | 33 | 10.6 |  |  | False | Conventional | 05/05/2023 |  | 11/29/2023
Daikin Comfort Technologies Manufacturing, L.P. | Franklin | GPHM36041A* | GPHM36041A* |  |  | Voluntarily Certified | Single-package heat pumps (oth | False | False | 56000 | 55500 | 13.4 | 13.4 | 6.7 | 6.7 | False | 33 | 33 | 10.6 |  |  | False | Conventional | 05/05/2023 |  | 11/29/2023
Daikin Comfort Technologies Manufacturing, L.P. | Goodman | GPHM36041A* | GPHM36041A* |  |  | Voluntarily Certified | Single-package heat pumps (oth | False | False | 56000 | 55500 | 13.4 | 13.4 | 6.7 | 6.7 | False | 33 | 33 | 10.6 |  |  | False | Conventional | 05/05/2023 |  | 11/29/2023
Daikin Comfort Technologies Manufacturing, L.P. | Janitrol | GPHM36041A* | GPHM36041A* |  |  | Voluntarily Certified | Single-package heat pumps (oth | False | False | 56000 | 55500 | 13.4 | 13.4 | 6.7 | 6.7 | False | 33 | 33 | 10.6 |  |  | False | Conventional | 05/05/2023 |  | 11/29/2023
Daikin Comfort Technologies Manufacturing, L.P. | ABCOOLAIR | GPHM52441A* | GPHM52441A* |  |  | Voluntarily Certified | Single-package heat pumps (oth | False | False | 24000 | 22800 | 15.2 | 13.4 | 6.7 | 6.7 | False | 33 | 33 | 11.4 |  |  | False | Conventional | 05/05/2023 |  | 11/29/2023
Daikin Comfort Technologies Manufacturing, L.P. | AMANA DISTINCTIONS | GPHM52441A* | GPHM52441A* |  |  | Voluntarily Certified | Single-package heat pumps (oth | False | False | 24000 | 22800 | 15.2 | 13.4 | 6.7 | 6.7 | False | 33 | 33 | 11.4 |  |  | False | Conventional | 05/05/2023 |  | 11/29/2023
Daikin Comfort Technologies Manufacturing, L.P. | ENERGI AIR | GPHM52441A* | GPHM52441A* |  |  | Voluntarily Certified | Single-package heat pumps (oth | False | False | 24000 | 22800 | 15.2 | 13.4 | 6.7 | 6.7 | False | 33 | 33 | 11.4 |  |  | False | Conventional | 05/05/2023 |  | 11/29/2023
Daikin Comfort Technologies Manufacturing, L.P. | Franklin | GPHM52441A* | GPHM52441A* |  |  | Voluntarily Certified | Single-package heat pumps (oth | False | False | 24000 | 22800 | 15.2 | 13.4 | 6.7 | 6.7 | False | 33 | 33 | 11.4 |  |  | False | Conventional | 05/05/2023 |  | 11/29/2023
Daikin Comfort Technologies Manufacturing, L.P. | Goodman | GPHM52441A* | GPHM52441A* |  |  | Voluntarily Certified | Single-package heat pumps (oth | False | False | 24000 | 22800 | 15.2 | 13.4 | 6.7 | 6.7 | False | 33 | 33 | 11.4 |  |  | False | Conventional | 05/05/2023 |  | 11/29/2023
Daikin Comfort Technologies Manufacturing, L.P. | Janitrol | GPHM52441A* | GPHM52441A* |  |  | Voluntarily Certified | Single-package heat pumps (oth | False | False | 24000 | 22800 | 15.2 | 13.4 | 6.7 | 6.7 | False | 33 | 33 | 11.4 |  |  | False | Conventional | 05/05/2023 |  | 11/29/2023
Daikin Comfort Technologies Manufacturing, L.P. | ABCOOLAIR | GPHM53041A* | GPHM53041A* |  |  | Voluntarily Certified | Single-package heat pumps (oth | False | False | 29600 | 28600 | 15.2 | 13.4 | 6.7 | 6.7 | False | 33 | 33 | 11.4 |  |  | False | Conventional | 05/05/2023 |  | 11/29/2023
Daikin Comfort Technologies Manufacturing, L.P. | AMANA DISTINCTIONS | GPHM53041A* | GPHM53041A* |  |  | Voluntarily Certified | Single-package heat pumps (oth | False | False | 29600 | 28600 | 15.2 | 13.4 | 6.7 | 6.7 | False | 33 | 33 | 11.4 |  |  | False | Conventional | 05/05/2023 |  | 11/29/2023
Daikin Comfort Technologies Manufacturing, L.P. | ENERGI AIR | GPHM53041A* | GPHM53041A* |  |  | Voluntarily Certified | Single-package heat pumps (oth | False | False | 29600 | 28600 | 15.2 | 13.4 | 6.7 | 6.7 | False | 33 | 33 | 11.4 |  |  | False | Conventional | 05/05/2023 |  | 11/29/2023
Daikin Comfort Technologies Manufacturing, L.P. | Franklin | GPHM53041A* | GPHM53041A* |  |  | Voluntarily Certified | Single-package heat pumps (oth | False | False | 29600 | 28600 | 15.2 | 13.4 | 6.7 | 6.7 | False | 33 | 33 | 11.4 |  |  | False | Conventional | 05/05/2023 |  | 11/29/2023
Daikin Comfort Technologies Manufacturing, L.P. | Goodman | GPHM53041A* | GPHM53041A* |  |  | Voluntarily Certified | Single-package heat pumps (oth | False | False | 29600 | 28600 | 15.2 | 13.4 | 6.7 | 6.7 | False | 33 | 33 | 11.4 |  |  | False | Conventional | 05/05/2023 |  | 11/29/2023
Daikin Comfort Technologies Manufacturing, L.P. | Janitrol | GPHM53041A* | GPHM53041A* |  |  | Voluntarily Certified | Single-package heat pumps (oth | False | False | 29600 | 28600 | 15.2 | 13.4 | 6.7 | 6.7 | False | 33 | 33 | 11.4 |  |  | False | Conventional | 05/05/2023 |  | 11/29/2023
Daikin Comfort Technologies Manufacturing, L.P. | ABCOOLAIR | GPHM53641A* | GPHM53641A* |  |  | Voluntarily Certified | Single-package heat pumps (oth | False | False | 34000 | 33800 | 15.2 | 13.4 | 6.8 | 6.7 | False | 33 | 33 | 11.4 |  |  | False | Conventional | 05/05/2023 |  | 11/29/2023
Daikin Comfort Technologies Manufacturing, L.P. | AMANA DISTINCTIONS | GPHM53641A* | GPHM53641A* |  |  | Voluntarily Certified | Single-package heat pumps (oth | False | False | 34000 | 33800 | 15.2 | 13.4 | 6.8 | 6.7 | False | 33 | 33 | 11.4 |  |  | False | Conventional | 05/05/2023 |  | 11/29/2023
Daikin Comfort Technologies Manufacturing, L.P. | ENERGI AIR | GPHM53641A* | GPHM53641A* |  |  | Voluntarily Certified | Single-package heat pumps (oth | False | False | 34000 | 33800 | 15.2 | 13.4 | 6.8 | 6.7 | False | 33 | 33 | 11.4 |  |  | False | Conventional | 05/05/2023 |  | 11/29/2023
Daikin Comfort Technologies Manufacturing, L.P. | Franklin | GPHM53641A* | GPHM53641A* |  |  | Voluntarily Certified | Single-package heat pumps (oth | False | False | 34000 | 33800 | 15.2 | 13.4 | 6.8 | 6.7 | False | 33 | 33 | 11.4 |  |  | False | Conventional | 05/05/2023 |  | 11/29/2023
Daikin Comfort Technologies Manufacturing, L.P. | Goodman | GPHM53641A* | GPHM53641A* |  |  | Voluntarily Certified | Single-package heat pumps (oth | False | False | 34000 | 33800 | 15.2 | 13.4 | 6.8 | 6.7 | False | 33 | 33 | 11.4 |  |  | False | Conventional | 05/05/2023 |  | 11/29/2023
Daikin Comfort Technologies Manufacturing, L.P. | Janitrol | GPHM53641A* | GPHM53641A* |  |  | Voluntarily Certified | Single-package heat pumps (oth | False | False | 34000 | 33800 | 15.2 | 13.4 | 6.8 | 6.7 | False | 33 | 33 | 11.4 |  |  | False | Conventional | 05/05/2023 |  | 11/29/2023
Daikin Comfort Technologies Manufacturing, L.P. | ABCOOLAIR | GPHM54241A* | GPHM54241A* |  |  | Voluntarily Certified | Single-package heat pumps (oth | False | False | 40500 | 38500 | 15.2 | 13.4 | 6.8 | 6.7 | False | 33 | 33 | 11.4 |  |  | False | Conventional | 05/05/2023 |  | 11/29/2023
Daikin Comfort Technologies Manufacturing, L.P. | AMANA DISTINCTIONS | GPHM54241A* | GPHM54241A* |  |  | Voluntarily Certified | Single-package heat pumps (oth | False | False | 40500 | 38500 | 15.2 | 13.4 | 6.8 | 6.7 | False | 33 | 33 | 11.4 |  |  | False | Conventional | 05/05/2023 |  | 11/29/2023
Daikin Comfort Technologies Manufacturing, L.P. | ENERGI AIR | GPHM54241A* | GPHM54241A* |  |  | Voluntarily Certified | Single-package heat pumps (oth | False | False | 40500 | 38500 | 15.2 | 13.4 | 6.8 | 6.7 | False | 33 | 33 | 11.4 |  |  | False | Conventional | 05/05/2023 |  | 11/29/2023
Daikin Comfort Technologies Manufacturing, L.P. | Franklin | GPHM54241A* | GPHM54241A* |  |  | Voluntarily Certified | Single-package heat pumps (oth | False | False | 40500 | 38500 | 15.2 | 13.4 | 6.8 | 6.7 | False | 33 | 33 | 11.4 |  |  | False | Conventional | 05/05/2023 |  | 11/29/2023
Daikin Comfort Technologies Manufacturing, L.P. | Goodman | GPHM54241A* | GPHM54241A* |  |  | Voluntarily Certified | Single-package heat pumps (oth | False | False | 40500 | 38500 | 15.2 | 13.4 | 6.8 | 6.7 | False | 33 | 33 | 11.4 |  |  | False | Conventional | 05/05/2023 |  | 11/29/2023
Daikin Comfort Technologies Manufacturing, L.P. | Janitrol | GPHM54241A* | GPHM54241A* |  |  | Voluntarily Certified | Single-package heat pumps (oth | False | False | 40500 | 38500 | 15.2 | 13.4 | 6.8 | 6.7 | False | 33 | 33 | 11.4 |  |  | False | Conventional | 05/05/2023 |  | 11/29/2023
Daikin Comfort Technologies Manufacturing, L.P. | ABCOOLAIR | GPHM54841A* | GPHM54841A* |  |  | Voluntarily Certified | Single-package heat pumps (oth | False | False | 46500 | 44500 | 15.2 | 13.4 | 6.8 | 6.7 | False | 33 | 33 | 11.2 |  |  | False | Conventional | 05/05/2023 |  | 11/29/2023
Daikin Comfort Technologies Manufacturing, L.P. | AMANA DISTINCTIONS | GPHM54841A* | GPHM54841A* |  |  | Voluntarily Certified | Single-package heat pumps (oth | False | False | 46500 | 44500 | 15.2 | 13.4 | 6.8 | 6.7 | False | 33 | 33 | 11.2 |  |  | False | Conventional | 05/05/2023 |  | 11/29/2023
Daikin Comfort Technologies Manufacturing, L.P. | ENERGI AIR | GPHM54841A* | GPHM54841A* |  |  | Voluntarily Certified | Single-package heat pumps (oth | False | False | 46500 | 44500 | 15.2 | 13.4 | 6.8 | 6.7 | False | 33 | 33 | 11.2 |  |  | False | Conventional | 05/05/2023 |  | 11/29/2023
Daikin Comfort Technologies Manufacturing, L.P. | Franklin | GPHM54841A* | GPHM54841A* |  |  | Voluntarily Certified | Single-package heat pumps (oth | False | False | 46500 | 44500 | 15.2 | 13.4 | 6.8 | 6.7 | False | 33 | 33 | 11.2 |  |  | False | Conventional | 05/05/2023 |  | 11/29/2023
Daikin Comfort Technologies Manufacturing, L.P. | Goodman | GPHM54841A* | GPHM54841A* |  |  | Voluntarily Certified | Single-package heat pumps (oth | False | False | 46500 | 44500 | 15.2 | 13.4 | 6.8 | 6.7 | False | 33 | 33 | 11.2 |  |  | False | Conventional | 05/05/2023 |  | 11/29/2023
Daikin Comfort Technologies Manufacturing, L.P. | Janitrol | GPHM54841A* | GPHM54841A* |  |  | Voluntarily Certified | Single-package heat pumps (oth | False | False | 46500 | 44500 | 15.2 | 13.4 | 6.8 | 6.7 | False | 33 | 33 | 11.2 |  |  | False | Conventional | 05/05/2023 |  | 11/29/2023
Daikin Comfort Technologies Manufacturing, L.P. | ABCOOLAIR | GPHM56041A* | GPHM56041A* |  |  | Voluntarily Certified | Single-package heat pumps (oth | False | False | 56500 | 58500 | 15.2 | 13.4 | 6.8 | 6.7 | False | 33 | 33 | 11.2 |  |  | False | Conventional | 05/05/2023 |  | 11/29/2023
Daikin Comfort Technologies Manufacturing, L.P. | AMANA DISTINCTIONS | GPHM56041A* | GPHM56041A* |  |  | Voluntarily Certified | Single-package heat pumps (oth | False | False | 56500 | 58500 | 15.2 | 13.4 | 6.8 | 6.7 | False | 33 | 33 | 11.2 |  |  | False | Conventional | 05/05/2023 |  | 11/29/2023
Daikin Comfort Technologies Manufacturing, L.P. | ENERGI AIR | GPHM56041A* | GPHM56041A* |  |  | Voluntarily Certified | Single-package heat pumps (oth | False | False | 56500 | 58500 | 15.2 | 13.4 | 6.8 | 6.7 | False | 33 | 33 | 11.2 |  |  | False | Conventional | 05/05/2023 |  | 11/29/2023
Daikin Comfort Technologies Manufacturing, L.P. | Franklin | GPHM56041A* | GPHM56041A* |  |  | Voluntarily Certified | Single-package heat pumps (oth | False | False | 56500 | 58500 | 15.2 | 13.4 | 6.8 | 6.7 | False | 33 | 33 | 11.2 |  |  | False | Conventional | 05/05/2023 |  | 11/29/2023
Daikin Comfort Technologies Manufacturing, L.P. | Goodman | GPHM56041A* | GPHM56041A* |  |  | Voluntarily Certified | Single-package heat pumps (oth | False | False | 56500 | 58500 | 15.2 | 13.4 | 6.8 | 6.7 | False | 33 | 33 | 11.2 |  |  | False | Conventional | 05/05/2023 |  | 11/29/2023
Daikin Comfort Technologies Manufacturing, L.P. | Janitrol | GPHM56041A* | GPHM56041A* |  |  | Voluntarily Certified | Single-package heat pumps (oth | False | False | 56500 | 58500 | 15.2 | 13.4 | 6.8 | 6.7 | False | 33 | 33 | 11.2 |  |  | False | Conventional | 05/05/2023 |  | 11/29/2023
Daikin Comfort Technologies Manufacturing, L.P. | Franklin | GSZV902410A* | GSZV902410A* | CA*F3137*6A*+MBVC1201**-1A*+TX |  | Voluntarily Certified | Single-split-system heat pumps | False | False | 23200 | 23000 | 21 | 14.3 | 8.2 | 7.5 | True | 33 | 33 | 12 | 0 | Blower Coil System | True | Conventional | 07/06/2023 |  | 11/29/2023
Daikin Comfort Technologies Manufacturing, L.P. | Goodman | GSZV902410A* | GSZV902410A* | CA*F3137*6A*+MBVC1201**-1A*+TX |  | Voluntarily Certified | Single-split-system heat pumps | False | False | 23200 | 23000 | 21 | 14.3 | 8.2 | 7.5 | True | 33 | 33 | 12 | 0 | Blower Coil System | True | Conventional | 07/06/2023 |  | 11/29/2023
Daikin Comfort Technologies Manufacturing, L.P. | Franklin | GSZV903610A* | GSZV903610A* | CA*F3743*6D*+MBVC1601**-1A*+TX |  | Voluntarily Certified | Single-split-system heat pumps | False | False | 34200 | 34200 | 19 | 14.3 | 8.2 | 7.5 | True | 33 | 33 | 12 | 0 | Blower Coil System | True | Conventional | 07/06/2023 |  | 11/29/2023
Daikin Comfort Technologies Manufacturing, L.P. | Goodman | GSZV903610A* | GSZV903610A* | CA*F3743*6D*+MBVC1601**-1A*+TX |  | Voluntarily Certified | Single-split-system heat pumps | False | False | 34200 | 34200 | 19 | 14.3 | 8.2 | 7.5 | True | 33 | 33 | 12 | 0 | Blower Coil System | True | Conventional | 07/06/2023 |  | 11/29/2023
Daikin Comfort Technologies Manufacturing, L.P. | Franklin | GSZV904810A* | GSZV904810A* | CA*F4961*6D*+MBVC2001**-1A*+TX |  | Voluntarily Certified | Single-split-system heat pumps | False | False | 45000 | 44500 | 19 | 14.3 | 8.2 | 7.5 | True | 33 | 33 | 12 | 0 | Blower Coil System | True | Conventional | 07/06/2023 |  | 11/29/2023
Daikin Comfort Technologies Manufacturing, L.P. | Goodman | GSZV904810A* | GSZV904810A* | CA*F4961*6D*+MBVC2001**-1A*+TX |  | Voluntarily Certified | Single-split-system heat pumps | False | False | 45000 | 44500 | 19 | 14.3 | 8.2 | 7.5 | True | 33 | 33 | 12 | 0 | Blower Coil System | True | Conventional | 07/06/2023 |  | 11/29/2023
Daikin Comfort Technologies Manufacturing, L.P. | Franklin | GSZV906010A* | GSZV906010A* | CA*F4961*6D*+MBVC2001**-1A*+TX |  | Voluntarily Certified | Single-split-system heat pumps | False | False | 52500 | 52500 | 19 | 14.3 | 8.2 | 7.5 | True | 33 | 33 | 10.5 | 0 | Blower Coil System | True | Conventional | 07/06/2023 |  | 11/29/2023
Daikin Comfort Technologies Manufacturing, L.P. | Goodman | GSZV906010A* | GSZV906010A* | CA*F4961*6D*+MBVC2001**-1A*+TX |  | Voluntarily Certified | Single-split-system heat pumps | False | False | 52500 | 52500 | 19 | 14.3 | 8.2 | 7.5 | True | 30 | 33 | 10.5 | 0 | Blower Coil System | True | Conventional | 07/06/2023 |  | 11/29/2023
Daikin Comfort Technologies Manufacturing, L.P. | Franklin | VSZN401810A* | VSZN401810A* | AMST24BU1400A* |  | Voluntarily Certified | Single-split-system heat pumps | False | False | 17200 | 17000 | 14.3 | 14.3 | 7.5 | 7.5 | True | 33 | 33 | 12 |  | Blower Coil System | False | Conventional | 05/05/2023 |  | 11/29/2023
Daikin Comfort Technologies Manufacturing, L.P. | Franklin | VSZN402410A* | VSZN402410A* | AMST24BU1400A* |  | Voluntarily Certified | Single-split-system heat pumps | False | False | 22600 | 22000 | 14.3 | 14.3 | 7.5 | 7.5 | True | 33 | 33 | 12 |  | Blower Coil System | False | Conventional | 05/05/2023 |  | 11/29/2023
Daikin Comfort Technologies Manufacturing, L.P. | Franklin | VSZN403010A* | VSZN403010A* | AMST30BU1400A* |  | Voluntarily Certified | Single-split-system heat pumps | False | False | 28200 | 27600 | 14.3 | 14.3 | 7.5 | 7.5 | True | 33 | 33 | 12 |  | Blower Coil System | False | Conventional | 05/05/2023 |  | 11/29/2023
Daikin Comfort Technologies Manufacturing, L.P. | Franklin | VSZN403610A* | VSZN403610A* | AMST36CU1400A* |  | Voluntarily Certified | Single-split-system heat pumps | False | False | 34400 | 34400 | 14.3 | 14.3 | 7.5 | 7.5 | True | 33 | 33 | 12 |  | Blower Coil System | False | Conventional | 05/05/2023 |  | 11/29/2023
Daikin Comfort Technologies Manufacturing, L.P. | Franklin | VSZN404210A* | VSZN404210A* | AMST42CU1400A* |  | Voluntarily Certified | Single-split-system heat pumps | False | False | 40000 | 39500 | 14.5 | 14.3 | 7.5 | 7.5 | True | 33 | 33 | 12 |  | Blower Coil System | False | Conventional | 05/05/2023 |  | 11/29/2023
Daikin Comfort Technologies Manufacturing, L.P. | Franklin | VSZN404810A* | VSZN404810A* | AMST48CU1400A* |  | Voluntarily Certified | Single-split-system heat pumps | False | False | 45500 | 46000 | 14.5 | 14.3 | 7.5 | 7.5 | True | 33 | 33 | 12 |  | Blower Coil System | False | Conventional | 05/05/2023 |  | 11/29/2023
Daikin Comfort Technologies Manufacturing, L.P. | Franklin | VSZN406010A* | VSZN406010A* | AMST60DU1400A* |  | Voluntarily Certified | Single-split-system heat pumps | False | False | 55000 | 57000 | 14.3 | 14.3 | 7.5 | 7.5 | True | 33 | 33 | 11.5 |  | Blower Coil System | False | Conventional | 05/05/2023 |  | 11/29/2023
Daikin Comfort Technologies Manufacturing, L.P. | Amana | APDM324***41A* | APDM324***41A* |  |  | Voluntarily Certified | Single-package heat pumps (oth | False | False | 23800 | 23800 | 13.4 | 13.4 | 6.7 | 6.7 | False | 33 | 33 | 10.6 |  |  | False | Conventional | 05/05/2023 |  | 11/29/2023
Daikin Comfort Technologies Manufacturing, L.P. | EVERREST | APDM324***41A* | APDM324***41A* |  |  | Voluntarily Certified | Single-package heat pumps (oth | False | False | 23800 | 23800 | 13.4 | 13.4 | 6.7 | 6.7 | False | 33 | 33 | 10.6 | 0 |  | False | Conventional | 07/06/2023 |  | 11/29/2023
Daikin Comfort Technologies Manufacturing, L.P. | Goettl | APDM324***41A* | APDM324***41A* |  |  | Voluntarily Certified | Single-package heat pumps (oth | False | False | 23800 | 23800 | 13.4 | 13.4 | 6.7 | 6.7 | False | 33 | 33 | 10.6 |  |  | False | Conventional | 05/05/2023 |  | 11/29/2023
Daikin Comfort Technologies Manufacturing, L.P. | Amana | APDM330***41A* | APDM330***41A* |  |  | Voluntarily Certified | Single-package heat pumps (oth | False | False | 28400 | 28000 | 13.4 | 13.4 | 6.7 | 6.7 | False | 33 | 33 | 10.6 |  |  | False | Conventional | 05/05/2023 |  | 11/29/2023
Daikin Comfort Technologies Manufacturing, L.P. | EVERREST | APDM330***41A* | APDM330***41A* |  |  | Voluntarily Certified | Single-package heat pumps (oth | False | False | 28400 | 28000 | 13.4 | 13.4 | 6.7 | 6.7 | False | 33 | 33 | 10.6 | 0 |  | False | Conventional | 07/06/2023 |  | 11/29/2023
Daikin Comfort Technologies Manufacturing, L.P. | Goettl | APDM330***41A* | APDM330***41A* |  |  | Voluntarily Certified | Single-package heat pumps (oth | False | False | 28400 | 28000 | 13.4 | 13.4 | 6.7 | 6.7 | False | 33 | 33 | 10.6 |  |  | False | Conventional | 05/05/2023 |  | 11/29/2023
Daikin Comfort Technologies Manufacturing, L.P. | Amana | APDM336***41A* | APDM336***41A* |  |  | Voluntarily Certified | Single-package heat pumps (oth | False | False | 34200 | 34000 | 13.4 | 13.4 | 6.7 | 6.7 | False | 33 | 33 | 10.6 |  |  | False | Conventional | 05/05/2023 |  | 11/29/2023
Daikin Comfort Technologies Manufacturing, L.P. | EVERREST | APDM336***41A* | APDM336***41A* |  |  | Voluntarily Certified | Single-package heat pumps (oth | False | False | 34200 | 34000 | 13.4 | 13.4 | 6.7 | 6.7 | False | 33 | 33 | 10.6 | 0 |  | False | Conventional | 07/06/2023 |  | 11/29/2023
Daikin Comfort Technologies Manufacturing, L.P. | Goettl | APDM336***41A* | APDM336***41A* |  |  | Voluntarily Certified | Single-package heat pumps (oth | False | False | 34200 | 34000 | 13.4 | 13.4 | 6.7 | 6.7 | False | 33 | 33 | 10.6 |  |  | False | Conventional | 05/05/2023 |  | 11/29/2023
Daikin Comfort Technologies Manufacturing, L.P. | Amana | APDM342***41A* | APDM342***41A* |  |  | Voluntarily Certified | Single-package heat pumps (oth | False | False | 40500 | 40000 | 13.4 | 13.4 | 6.7 | 6.7 | False | 33 | 33 | 10.6 |  |  | False | Conventional | 05/05/2023 |  | 11/29/2023
Daikin Comfort Technologies Manufacturing, L.P. | EVERREST | APDM342***41A* | APDM342***41A* |  |  | Voluntarily Certified | Single-package heat pumps (oth | False | False | 40500 | 40000 | 13.4 | 13.4 | 6.7 | 6.7 | False | 33 | 33 | 10.6 | 0 |  | False | Conventional | 07/06/2023 |  | 11/29/2023
Daikin Comfort Technologies Manufacturing, L.P. | Goettl | APDM342***41A* | APDM342***41A* |  |  | Voluntarily Certified | Single-package heat pumps (oth | False | False | 40500 | 40000 | 13.4 | 13.4 | 6.7 | 6.7 | False | 33 | 33 | 10.6 |  |  | False | Conventional | 05/05/2023 |  | 11/29/2023
Daikin Comfort Technologies Manufacturing, L.P. | Amana | APDM348***41A* | APDM348***41A* |  |  | Voluntarily Certified | Single-package heat pumps (oth | False | False | 44500 | 44000 | 13.4 | 13.4 | 6.7 | 6.7 | False | 33 | 33 | 10.6 |  |  | False | Conventional | 05/05/2023 |  | 11/29/2023
Daikin Comfort Technologies Manufacturing, L.P. | EVERREST | APDM348***41A* | APDM348***41A* |  |  | Voluntarily Certified | Single-package heat pumps (oth | False | False | 44500 | 44000 | 13.4 | 13.4 | 6.7 | 6.7 | False | 33 | 33 | 10.6 | 0 |  | False | Conventional | 07/06/2023 |  | 11/29/2023
Daikin Comfort Technologies Manufacturing, L.P. | Goettl | APDM348***41A* | APDM348***41A* |  |  | Voluntarily Certified | Single-package heat pumps (oth | False | False | 44500 | 44000 | 13.4 | 13.4 | 6.7 | 6.7 | False | 33 | 33 | 10.6 |  |  | False | Conventional | 05/05/2023 |  | 11/29/2023
Daikin Comfort Technologies Manufacturing, L.P. | Amana | APHH32441A* | APHH32441A* |  |  | Voluntarily Certified | Single-package heat pumps (oth | False | False | 23400 | 22800 | 13.4 | 13.4 | 6.7 | 6.7 | False | 33 | 33 | 10.6 | 0 |  | False | Conventional | 07/06/2023 |  | 11/29/2023
Daikin Comfort Technologies Manufacturing, L.P. | EVERREST | APHH32441A* | APHH32441A* |  |  | Voluntarily Certified | Single-package heat pumps (oth | False | False | 23400 | 22800 | 13.4 | 13.4 | 6.7 | 6.7 | False | 33 | 33 | 10.6 | 0 |  | False | Conventional | 07/06/2023 |  | 11/29/2023
Daikin Comfort Technologies Manufacturing, L.P. | Goettl | APHH32441A* | APHH32441A* |  |  | Voluntarily Certified | Single-package heat pumps (oth | False | False | 23400 | 22800 | 13.4 | 13.4 | 6.7 | 6.7 | False | 33 | 33 | 10.6 | 0 |  | False | Conventional | 07/06/2023 |  | 11/29/2023
Daikin Comfort Technologies Manufacturing, L.P. | Amana | APHH33041A* | APHH33041A* |  |  | Voluntarily Certified | Single-package heat pumps (oth | False | False | 27800 | 27600 | 13.4 | 13.4 | 6.7 | 6.7 | False | 33 | 33 | 10.6 | 0 |  | False | Conventional | 07/06/2023 |  | 11/29/2023
Daikin Comfort Technologies Manufacturing, L.P. | EVERREST | APHH33041A* | APHH33041A* |  |  | Voluntarily Certified | Single-package heat pumps (oth | False | False | 27800 | 27600 | 13.4 | 13.4 | 6.7 | 6.7 | False | 33 | 33 | 10.6 | 0 |  | False | Conventional | 07/06/2023 |  | 11/29/2023
Daikin Comfort Technologies Manufacturing, L.P. | Goettl | APHH33041A* | APHH33041A* |  |  | Voluntarily Certified | Single-package heat pumps (oth | False | False | 27800 | 27600 | 13.4 | 13.4 | 6.7 | 6.7 | False | 33 | 33 | 10.6 | 0 |  | False | Conventional | 07/06/2023 |  | 11/29/2023
Daikin Comfort Technologies Manufacturing, L.P. | Amana | APHH33641A* | APHH33641A* |  |  | Voluntarily Certified | Single-package heat pumps (oth | False | False | 35200 | 32200 | 13.4 | 13.4 | 6.7 | 6.7 | False | 33 | 33 | 10.6 | 0 |  | False | Conventional | 07/06/2023 |  | 11/29/2023
Daikin Comfort Technologies Manufacturing, L.P. | EVERREST | APHH33641A* | APHH33641A* |  |  | Voluntarily Certified | Single-package heat pumps (oth | False | False | 35200 | 32200 | 13.4 | 13.4 | 6.7 | 6.7 | False | 33 | 33 | 10.6 | 0 |  | False | Conventional | 07/06/2023 |  | 11/29/2023
Daikin Comfort Technologies Manufacturing, L.P. | Goettl | APHH33641A* | APHH33641A* |  |  | Voluntarily Certified | Single-package heat pumps (oth | False | False | 35200 | 32200 | 13.4 | 13.4 | 6.7 | 6.7 | False | 33 | 33 | 10.6 | 0 |  | False | Conventional | 07/06/2023 |  | 11/29/2023
Daikin Comfort Technologies Manufacturing, L.P. | Amana | APHH34241A* | APHH34241A* |  |  | Voluntarily Certified | Single-package heat pumps (oth | False | False | 39000 | 37200 | 13.4 | 13.4 | 6.7 | 6.7 | False | 33 | 33 | 10.6 | 0 |  | False | Conventional | 07/06/2023 |  | 11/29/2023
Daikin Comfort Technologies Manufacturing, L.P. | EVERREST | APHH34241A* | APHH34241A* |  |  | Voluntarily Certified | Single-package heat pumps (oth | False | False | 39000 | 37200 | 13.4 | 13.4 | 6.7 | 6.7 | False | 33 | 33 | 10.6 | 0 |  | False | Conventional | 07/06/2023 |  | 11/29/2023
Daikin Comfort Technologies Manufacturing, L.P. | Goettl | APHH34241A* | APHH34241A* |  |  | Voluntarily Certified | Single-package heat pumps (oth | False | False | 39000 | 37200 | 13.4 | 13.4 | 6.7 | 6.7 | False | 33 | 33 | 10.6 | 0 |  | False | Conventional | 07/06/2023 |  | 11/29/2023
Daikin Comfort Technologies Manufacturing, L.P. | Amana | APHH34841A* | APHH34841A* |  |  | Voluntarily Certified | Single-package heat pumps (oth | False | False | 46000 | 43500 | 13.4 | 13.4 | 6.7 | 6.7 | False | 33 | 33 | 10.6 | 0 |  | False | Conventional | 07/06/2023 |  | 11/29/2023
Daikin Comfort Technologies Manufacturing, L.P. | EVERREST | APHH34841A* | APHH34841A* |  |  | Voluntarily Certified | Single-package heat pumps (oth | False | False | 46000 | 43500 | 13.4 | 13.4 | 6.7 | 6.7 | False | 33 | 33 | 10.6 | 0 |  | False | Conventional | 07/06/2023 |  | 11/29/2023
Daikin Comfort Technologies Manufacturing, L.P. | Goettl | APHH34841A* | APHH34841A* |  |  | Voluntarily Certified | Single-package heat pumps (oth | False | False | 46000 | 43500 | 13.4 | 13.4 | 6.7 | 6.7 | False | 33 | 33 | 10.6 | 0 |  | False | Conventional | 07/06/2023 |  | 11/29/2023
Daikin Comfort Technologies Manufacturing, L.P. | Amana | APHH36041A* | APHH36041A* |  |  | Voluntarily Certified | Single-package heat pumps (oth | False | False | 57000 | 54500 | 13.4 | 13.4 | 6.7 | 6.7 | False | 33 | 33 | 10.6 | 0 |  | False | Conventional | 07/06/2023 |  | 11/29/2023
Daikin Comfort Technologies Manufacturing, L.P. | EVERREST | APHH36041A* | APHH36041A* |  |  | Voluntarily Certified | Single-package heat pumps (oth | False | False | 57000 | 54500 | 13.4 | 13.4 | 6.7 | 6.7 | False | 33 | 33 | 10.6 | 0 |  | False | Conventional | 07/06/2023 |  | 11/29/2023
Daikin Comfort Technologies Manufacturing, L.P. | Goettl | APHH36041A* | APHH36041A* |  |  | Voluntarily Certified | Single-package heat pumps (oth | False | False | 57000 | 54500 | 13.4 | 13.4 | 6.7 | 6.7 | False | 33 | 33 | 10.6 | 0 |  | False | Conventional | 07/06/2023 |  | 11/29/2023
Daikin Comfort Technologies Manufacturing, L.P. | Amana | APHH52441A* | APHH52441A* |  |  | Voluntarily Certified | Single-package heat pumps (oth | False | False | 24000 | 22800 | 15 | 13.4 | 7 | 6.7 | False | 33 | 33 | 11.2 | 0 |  | False | Conventional | 07/06/2023 |  | 11/29/2023
Daikin Comfort Technologies Manufacturing, L.P. | EVERREST | APHH52441A* | APHH52441A* |  |  | Voluntarily Certified | Single-package heat pumps (oth | False | False | 24000 | 22800 | 15 | 13.4 | 7 | 6.7 | False | 33 | 33 | 11.2 | 0 |  | False | Conventional | 07/06/2023 |  | 11/29/2023
Daikin Comfort Technologies Manufacturing, L.P. | Goettl | APHH52441A* | APHH52441A* |  |  | Voluntarily Certified | Single-package heat pumps (oth | False | False | 24000 | 22800 | 15 | 13.4 | 7 | 6.7 | False | 33 | 33 | 11.2 | 0 |  | False | Conventional | 07/06/2023 |  | 11/29/2023
Daikin Comfort Technologies Manufacturing, L.P. | Amana | APHH53041A* | APHH53041A* |  |  | Voluntarily Certified | Single-package heat pumps (oth | False | False | 27600 | 27600 | 15.2 | 13.4 | 7 | 6.7 | False | 33 | 33 | 11.2 | 0 |  | False | Conventional | 07/06/2023 |  | 11/29/2023
Daikin Comfort Technologies Manufacturing, L.P. | EVERREST | APHH53041A* | APHH53041A* |  |  | Voluntarily Certified | Single-package heat pumps (oth | False | False | 27600 | 27600 | 15.2 | 13.4 | 7 | 6.7 | False | 33 | 33 | 11.2 | 0 |  | False | Conventional | 07/06/2023 |  | 11/29/2023
Daikin Comfort Technologies Manufacturing, L.P. | Goettl | APHH53041A* | APHH53041A* |  |  | Voluntarily Certified | Single-package heat pumps (oth | False | False | 27600 | 27600 | 15.2 | 13.4 | 7 | 6.7 | False | 33 | 33 | 11.2 | 0 |  | False | Conventional | 07/06/2023 |  | 11/29/2023
Daikin Comfort Technologies Manufacturing, L.P. | Amana | APHH53641A* | APHH53641A* |  |  | Voluntarily Certified | Single-package heat pumps (oth | False | False | 34800 | 32200 | 15.2 | 13.4 | 7 | 6.7 | False | 33 | 33 | 11.2 | 0 |  | False | Conventional | 07/06/2023 |  | 11/29/2023
Daikin Comfort Technologies Manufacturing, L.P. | EVERREST | APHH53641A* | APHH53641A* |  |  | Voluntarily Certified | Single-package heat pumps (oth | False | False | 34800 | 32200 | 15.2 | 13.4 | 7 | 6.7 | False | 33 | 33 | 11.2 | 0 |  | False | Conventional | 07/06/2023 |  | 11/29/2023
Daikin Comfort Technologies Manufacturing, L.P. | Goettl | APHH53641A* | APHH53641A* |  |  | Voluntarily Certified | Single-package heat pumps (oth | False | False | 34800 | 32200 | 15.2 | 13.4 | 7 | 6.7 | False | 33 | 33 | 11.2 | 0 |  | False | Conventional | 07/06/2023 |  | 11/29/2023
Daikin Comfort Technologies Manufacturing, L.P. | Amana | APHH54241A* | APHH54241A* |  |  | Voluntarily Certified | Single-package heat pumps (oth | False | False | 42000 | 40000 | 15.2 | 13.4 | 6.7 | 6.7 | False | 33 | 33 | 11.2 | 0 |  | False | Conventional | 07/06/2023 |  | 11/29/2023
Daikin Comfort Technologies Manufacturing, L.P. | EVERREST | APHH54241A* | APHH54241A* |  |  | Voluntarily Certified | Single-package heat pumps (oth | False | False | 42000 | 40000 | 15.2 | 13.4 | 6.7 | 6.7 | False | 33 | 33 | 11.2 | 0 |  | False | Conventional | 07/06/2023 |  | 11/29/2023
Daikin Comfort Technologies Manufacturing, L.P. | Goettl | APHH54241A* | APHH54241A* |  |  | Voluntarily Certified | Single-package heat pumps (oth | False | False | 42000 | 40000 | 15.2 | 13.4 | 6.7 | 6.7 | False | 33 | 33 | 11.2 | 0 |  | False | Conventional | 07/06/2023 |  | 11/29/2023
Daikin Comfort Technologies Manufacturing, L.P. | Amana | APHH54841A* | APHH54841A* |  |  | Voluntarily Certified | Single-package heat pumps (oth | False | False | 46000 | 44000 | 15.2 | 13.4 | 6.7 | 6.7 | False | 33 | 33 | 11.2 | 0 |  | False | Conventional | 07/06/2023 |  | 11/29/2023
Daikin Comfort Technologies Manufacturing, L.P. | EVERREST | APHH54841A* | APHH54841A* |  |  | Voluntarily Certified | Single-package heat pumps (oth | False | False | 46000 | 44000 | 15.2 | 13.4 | 6.7 | 6.7 | False | 33 | 33 | 11.2 | 0 |  | False | Conventional | 07/06/2023 |  | 11/29/2023
Daikin Comfort Technologies Manufacturing, L.P. | Goettl | APHH54841A* | APHH54841A* |  |  | Voluntarily Certified | Single-package heat pumps (oth | False | False | 46000 | 44000 | 15.2 | 13.4 | 6.7 | 6.7 | False | 33 | 33 | 11.2 | 0 |  | False | Conventional | 07/06/2023 |  | 11/29/2023
Daikin Comfort Technologies Manufacturing, L.P. | Amana | APHH56041A* | APHH56041A* |  |  | Voluntarily Certified | Single-package heat pumps (oth | False | False | 57000 | 54500 | 15.2 | 13.4 | 7 | 6.7 | False | 33 | 33 | 11.2 | 0 |  | False | Conventional | 07/06/2023 |  | 11/29/2023
Daikin Comfort Technologies Manufacturing, L.P. | EVERREST | APHH56041A* | APHH56041A* |  |  | Voluntarily Certified | Single-package heat pumps (oth | False | False | 57000 | 54500 | 15.2 | 13.4 | 7 | 6.7 | False | 33 | 33 | 11.2 | 0 |  | False | Conventional | 07/06/2023 |  | 11/29/2023
Daikin Comfort Technologies Manufacturing, L.P. | Goettl | APHH56041A* | APHH56041A* |  |  | Voluntarily Certified | Single-package heat pumps (oth | False | False | 57000 | 54500 | 15.2 | 13.4 | 7 | 6.7 | False | 33 | 33 | 11.2 | 0 |  | False | Conventional | 07/06/2023 |  | 11/29/2023
Daikin Comfort Technologies Manufacturing, L.P. | Amana | APHM32441A* | APHM32441A* |  |  | Voluntarily Certified | Single-package heat pumps (oth | False | False | 24000 | 22800 | 13.4 | 13.4 | 6.7 | 6.7 | False | 33 | 33 | 10.6 |  |  | False | Conventional | 05/05/2023 |  | 11/29/2023
Daikin Comfort Technologies Manufacturing, L.P. | EVERREST | APHM32441A* | APHM32441A* |  |  | Voluntarily Certified | Single-package heat pumps (oth | False | False | 24000 | 22800 | 13.4 | 13.4 | 6.7 | 6.7 | False | 33 | 33 | 10.6 | 0 |  | False | Conventional | 07/06/2023 |  | 11/29/2023
Daikin Comfort Technologies Manufacturing, L.P. | Goettl | APHM32441A* | APHM32441A* |  |  | Voluntarily Certified | Single-package heat pumps (oth | False | False | 24000 | 22800 | 13.4 | 13.4 | 6.7 | 6.7 | False | 33 | 33 | 10.6 |  |  | False | Conventional | 05/05/2023 |  | 11/29/2023
Daikin Comfort Technologies Manufacturing, L.P. | Amana | APHM33041A* | APHM33041A* |  |  | Voluntarily Certified | Single-package heat pumps (oth | False | False | 28000 | 27200 | 13.4 | 13.4 | 6.7 | 6.7 | False | 33 | 33 | 10.6 |  |  | False | Conventional | 05/05/2023 |  | 11/29/2023
Daikin Comfort Technologies Manufacturing, L.P. | EVERREST | APHM33041A* | APHM33041A* |  |  | Voluntarily Certified | Single-package heat pumps (oth | False | False | 28000 | 27200 | 13.4 | 13.4 | 6.7 | 6.7 | False | 33 | 33 | 10.6 | 0 |  | False | Conventional | 07/06/2023 |  | 11/29/2023
Daikin Comfort Technologies Manufacturing, L.P. | Goettl | APHM33041A* | APHM33041A* |  |  | Voluntarily Certified | Single-package heat pumps (oth | False | False | 28000 | 27200 | 13.4 | 13.4 | 6.7 | 6.7 | False | 33 | 33 | 10.6 |  |  | False | Conventional | 05/05/2023 |  | 11/29/2023
Daikin Comfort Technologies Manufacturing, L.P. | Amana | APHM33641A* | APHM33641A* |  |  | Voluntarily Certified | Single-package heat pumps (oth | False | False | 34000 | 33600 | 13.4 | 13.4 | 6.7 | 6.7 | False | 33 | 33 | 10.6 |  |  | False | Conventional | 05/05/2023 |  | 11/29/2023
Daikin Comfort Technologies Manufacturing, L.P. | EVERREST | APHM33641A* | APHM33641A* |  |  | Voluntarily Certified | Single-package heat pumps (oth | False | False | 34000 | 33600 | 13.4 | 13.4 | 6.7 | 6.7 | False | 33 | 33 | 10.6 | 0 |  | False | Conventional | 07/06/2023 |  | 11/29/2023
Daikin Comfort Technologies Manufacturing, L.P. | Goettl | APHM33641A* | APHM33641A* |  |  | Voluntarily Certified | Single-package heat pumps (oth | False | False | 34000 | 33600 | 13.4 | 13.4 | 6.7 | 6.7 | False | 33 | 33 | 10.6 |  |  | False | Conventional | 05/05/2023 |  | 11/29/2023
Daikin Comfort Technologies Manufacturing, L.P. | Amana | APHM34241A* | APHM34241A* |  |  | Voluntarily Certified | Single-package heat pumps (oth | False | False | 40000 | 38000 | 13.4 | 13.4 | 6.7 | 6.7 | False | 33 | 33 | 10.6 |  |  | False | Conventional | 05/05/2023 |  | 11/29/2023
Daikin Comfort Technologies Manufacturing, L.P. | EVERREST | APHM34241A* | APHM34241A* |  |  | Voluntarily Certified | Single-package heat pumps (oth | False | False | 40000 | 38000 | 13.4 | 13.4 | 6.7 | 6.7 | False | 33 | 33 | 10.6 | 0 |  | False | Conventional | 07/06/2023 |  | 11/29/2023
Daikin Comfort Technologies Manufacturing, L.P. | Goettl | APHM34241A* | APHM34241A* |  |  | Voluntarily Certified | Single-package heat pumps (oth | False | False | 40000 | 38000 | 13.4 | 13.4 | 6.7 | 6.7 | False | 33 | 33 | 10.6 |  |  | False | Conventional | 05/05/2023 |  | 11/29/2023
Daikin Comfort Technologies Manufacturing, L.P. | Amana | APHM34841A* | APHM34841A* |  |  | Voluntarily Certified | Single-package heat pumps (oth | False | False | 47000 | 46000 | 13.4 | 13.4 | 6.7 | 6.7 | False | 33 | 33 | 10.6 |  |  | False | Conventional | 05/05/2023 |  | 11/29/2023
Daikin Comfort Technologies Manufacturing, L.P. | EVERREST | APHM34841A* | APHM34841A* |  |  | Voluntarily Certified | Single-package heat pumps (oth | False | False | 47000 | 46000 | 13.4 | 13.4 | 6.7 | 6.7 | False | 33 | 33 | 10.6 | 0 |  | False | Conventional | 07/06/2023 |  | 11/29/2023
Daikin Comfort Technologies Manufacturing, L.P. | Goettl | APHM34841A* | APHM34841A* |  |  | Voluntarily Certified | Single-package heat pumps (oth | False | False | 47000 | 46000 | 13.4 | 13.4 | 6.7 | 6.7 | False | 33 | 33 | 10.6 |  |  | False | Conventional | 05/05/2023 |  | 11/29/2023
Daikin Comfort Technologies Manufacturing, L.P. | Amana | APHM36041A* | APHM36041A* |  |  | Voluntarily Certified | Single-package heat pumps (oth | False | False | 56000 | 55500 | 13.4 | 13.4 | 6.7 | 6.7 | False | 33 | 33 | 10.6 |  |  | False | Conventional | 05/05/2023 |  | 11/29/2023
Daikin Comfort Technologies Manufacturing, L.P. | EVERREST | APHM36041A* | APHM36041A* |  |  | Voluntarily Certified | Single-package heat pumps (oth | False | False | 56000 | 55500 | 13.4 | 13.4 | 6.7 | 6.7 | False | 33 | 33 | 10.6 | 0 |  | False | Conventional | 07/06/2023 |  | 11/29/2023
Daikin Comfort Technologies Manufacturing, L.P. | Goettl | APHM36041A* | APHM36041A* |  |  | Voluntarily Certified | Single-package heat pumps (oth | False | False | 56000 | 55500 | 13.4 | 13.4 | 6.7 | 6.7 | False | 33 | 33 | 10.6 |  |  | False | Conventional | 05/05/2023 |  | 11/29/2023
Daikin Comfort Technologies Manufacturing, L.P. | Amana | APHM52441A* | APHM52441A* |  |  | Voluntarily Certified | Single-package heat pumps (oth | False | False | 24000 | 22800 | 15.2 | 13.4 | 6.7 | 6.7 | False | 33 | 33 | 11.4 |  |  | False | Conventional | 05/05/2023 |  | 11/29/2023
Daikin Comfort Technologies Manufacturing, L.P. | EVERREST | APHM52441A* | APHM52441A* |  |  | Voluntarily Certified | Single-package heat pumps (oth | False | False | 24000 | 22800 | 15.2 | 13.4 | 6.7 | 6.7 | False | 33 | 33 | 11.4 | 0 |  | False | Conventional | 07/06/2023 |  | 11/29/2023
Daikin Comfort Technologies Manufacturing, L.P. | Goettl | APHM52441A* | APHM52441A* |  |  | Voluntarily Certified | Single-package heat pumps (oth | False | False | 24000 | 22800 | 15.2 | 13.4 | 6.7 | 6.7 | False | 33 | 33 | 11.4 |  |  | False | Conventional | 05/05/2023 |  | 11/29/2023
Daikin Comfort Technologies Manufacturing, L.P. | Amana | APHM53041A* | APHM53041A* |  |  | Voluntarily Certified | Single-package heat pumps (oth | False | False | 29600 | 28600 | 15.2 | 13.4 | 6.7 | 6.7 | False | 33 | 33 | 11.4 |  |  | False | Conventional | 05/05/2023 |  | 11/29/2023
Daikin Comfort Technologies Manufacturing, L.P. | EVERREST | APHM53041A* | APHM53041A* |  |  | Voluntarily Certified | Single-package heat pumps (oth | False | False | 29600 | 28600 | 15.2 | 13.4 | 6.7 | 6.7 | False | 33 | 33 | 11.4 | 0 |  | False | Conventional | 07/06/2023 |  | 11/29/2023
Daikin Comfort Technologies Manufacturing, L.P. | Goettl | APHM53041A* | APHM53041A* |  |  | Voluntarily Certified | Single-package heat pumps (oth | False | False | 29600 | 28600 | 15.2 | 13.4 | 6.7 | 6.7 | False | 33 | 33 | 11.4 |  |  | False | Conventional | 05/05/2023 |  | 11/29/2023
Daikin Comfort Technologies Manufacturing, L.P. | Amana | APHM53641A* | APHM53641A* |  |  | Voluntarily Certified | Single-package heat pumps (oth | False | False | 34000 | 33800 | 15.2 | 13.4 | 6.8 | 6.7 | False | 33 | 33 | 11.4 |  |  | False | Conventional | 05/05/2023 |  | 11/29/2023
Daikin Comfort Technologies Manufacturing, L.P. | EVERREST | APHM53641A* | APHM53641A* |  |  | Voluntarily Certified | Single-package heat pumps (oth | False | False | 34000 | 33800 | 15.2 | 13.4 | 6.8 | 6.7 | False | 33 | 33 | 11.4 | 0 |  | False | Conventional | 07/06/2023 |  | 11/29/2023
Daikin Comfort Technologies Manufacturing, L.P. | Goettl | APHM53641A* | APHM53641A* |  |  | Voluntarily Certified | Single-package heat pumps (oth | False | False | 34000 | 33800 | 15.2 | 13.4 | 6.8 | 6.7 | False | 33 | 33 | 11.4 |  |  | False | Conventional | 05/05/2023 |  | 11/29/2023
Daikin Comfort Technologies Manufacturing, L.P. | Amana | APHM54241A* | APHM54241A* |  |  | Voluntarily Certified | Single-package heat pumps (oth | False | False | 40500 | 38500 | 15.2 | 13.4 | 6.8 | 6.7 | False | 33 | 33 | 11.4 |  |  | False | Conventional | 05/05/2023 |  | 11/29/2023
Daikin Comfort Technologies Manufacturing, L.P. | EVERREST | APHM54241A* | APHM54241A* |  |  | Voluntarily Certified | Single-package heat pumps (oth | False | False | 40500 | 38500 | 15.2 | 13.4 | 6.8 | 6.7 | False | 33 | 33 | 11.4 | 0 |  | False | Conventional | 07/06/2023 |  | 11/29/2023
Daikin Comfort Technologies Manufacturing, L.P. | Goettl | APHM54241A* | APHM54241A* |  |  | Voluntarily Certified | Single-package heat pumps (oth | False | False | 40500 | 38500 | 15.2 | 13.4 | 6.8 | 6.7 | False | 33 | 33 | 11.4 |  |  | False | Conventional | 05/05/2023 |  | 11/29/2023
Daikin Comfort Technologies Manufacturing, L.P. | Amana | APHM54841A* | APHM54841A* |  |  | Voluntarily Certified | Single-package heat pumps (oth | False | False | 46500 | 44500 | 15.2 | 13.4 | 6.8 | 6.7 | False | 33 | 33 | 11.2 |  |  | False | Conventional | 05/05/2023 |  | 11/29/2023
Daikin Comfort Technologies Manufacturing, L.P. | EVERREST | APHM54841A* | APHM54841A* |  |  | Voluntarily Certified | Single-package heat pumps (oth | False | False | 46500 | 44500 | 15.2 | 13.4 | 6.8 | 6.7 | False | 33 | 33 | 11.2 | 0 |  | False | Conventional | 07/06/2023 |  | 11/29/2023
Daikin Comfort Technologies Manufacturing, L.P. | Goettl | APHM54841A* | APHM54841A* |  |  | Voluntarily Certified | Single-package heat pumps (oth | False | False | 46500 | 44500 | 15.2 | 13.4 | 6.8 | 6.7 | False | 33 | 33 | 11.2 |  |  | False | Conventional | 05/05/2023 |  | 11/29/2023
Daikin Comfort Technologies Manufacturing, L.P. | Amana | APHM56041A* | APHM56041A* |  |  | Voluntarily Certified | Single-package heat pumps (oth | False | False | 56500 | 58500 | 15.2 | 13.4 | 6.8 | 6.7 | False | 33 | 33 | 11.2 |  |  | False | Conventional | 05/05/2023 |  | 11/29/2023
Daikin Comfort Technologies Manufacturing, L.P. | EVERREST | APHM56041A* | APHM56041A* |  |  | Voluntarily Certified | Single-package heat pumps (oth | False | False | 56500 | 58500 | 15.2 | 13.4 | 6.8 | 6.7 | False | 33 | 33 | 11.2 | 0 |  | False | Conventional | 07/06/2023 |  | 11/29/2023
Daikin Comfort Technologies Manufacturing, L.P. | Goettl | APHM56041A* | APHM56041A* |  |  | Voluntarily Certified | Single-package heat pumps (oth | False | False | 56500 | 58500 | 15.2 | 13.4 | 6.8 | 6.7 | False | 33 | 33 | 11.2 |  |  | False | Conventional | 05/05/2023 |  | 11/29/2023
Daikin Comfort Technologies Manufacturing, L.P. | Amana | ASZV902410A* | ASZV902410A* | CA*F3137*6A*+MBVC1201**-1A*+TX |  | Voluntarily Certified | Single-split-system heat pumps | False | False | 23200 | 23000 | 21 | 14.3 | 8.2 | 7.5 | False | 33 | 33 | 12 | 0 | Blower Coil System | True | Conventional | 07/06/2023 |  | 11/29/2023
Daikin Comfort Technologies Manufacturing, L.P. | Liberty Heating & Air Conditioning | ASZV902410A* | ASZV902410A* | CA*F3137*6A*+MBVC1201**-1A*+TX |  | Voluntarily Certified | Single-split-system heat pumps | False | False | 23200 | 23000 | 21 | 14.3 | 8.2 | 7.5 | False | 33 | 33 | 12 | 0 | Blower Coil System | True | Conventional | 07/06/2023 |  | 11/29/2023
Daikin Comfort Technologies Manufacturing, L.P. | Amana | ASZV903610A* | ASZV903610A* | CA*F3743*6D*+MBVC1601**-1A*+TX |  | Voluntarily Certified | Single-split-system heat pumps | False | False | 34200 | 34200 | 19 | 14.3 | 8.2 | 7.5 | False | 30 | 33 | 12 | 0 | Blower Coil System | True | Conventional | 07/06/2023 |  | 11/29/2023
Daikin Comfort Technologies Manufacturing, L.P. | Liberty Heating & Air Conditioning | ASZV903610A* | ASZV903610A* | CA*F3743*6D*+MBVC1601**-1A*+TX |  | Voluntarily Certified | Single-split-system heat pumps | False | False | 34200 | 34200 | 19 | 14.3 | 8.2 | 7.5 | False | 33 | 33 | 12 | 0 | Blower Coil System | True | Conventional | 07/06/2023 |  | 11/29/2023
Daikin Comfort Technologies Manufacturing, L.P. | Amana | ASZV904810A* | ASZV904810A* | CA*F4961*6D*+MBVC2001**-1A*+TX |  | Voluntarily Certified | Single-split-system heat pumps | False | False | 45000 | 44500 | 19 | 14.3 | 8.2 | 7.5 | False | 30 | 33 | 12 | 0 | Blower Coil System | True | Conventional | 07/06/2023 |  | 11/29/2023
Daikin Comfort Technologies Manufacturing, L.P. | Liberty Heating & Air Conditioning | ASZV904810A* | ASZV904810A* | CA*F4961*6D*+MBVC2001**-1A*+TX |  | Voluntarily Certified | Single-split-system heat pumps | False | False | 45000 | 44500 | 19 | 14.3 | 8.2 | 7.5 | False | 33 | 33 | 12 | 0 | Blower Coil System | True | Conventional | 07/06/2023 |  | 11/29/2023
Daikin Comfort Technologies Manufacturing, L.P. | Amana | ASZV906010A* | ASZV906010A* | CA*F4961*6D*+MBVC2001**-1A*+TX |  | Voluntarily Certified | Single-split-system heat pumps | False | False | 52500 | 52500 | 19 | 14.3 | 8.2 | 7.5 | False | 30 | 33 | 10.5 | 0 | Blower Coil System | True | Conventional | 07/06/2023 |  | 11/29/2023
Daikin Comfort Technologies Manufacturing, L.P. | Liberty Heating & Air Conditioning | ASZV906010A* | ASZV906010A* | CA*F4961*6D*+MBVC2001**-1A*+TX |  | Voluntarily Certified | Single-split-system heat pumps | False | False | 52500 | 52500 | 19 | 14.3 | 8.2 | 7.5 | False | 33 | 33 | 10.5 | 0 | Blower Coil System | True | Conventional | 07/06/2023 |  | 11/29/2023
Daikin Comfort Technologies Manufacturing, L.P. | EVERREST | GPDM324***41A* | GPDM324***41A* |  |  | Voluntarily Certified | Single-package heat pumps (oth | False | False | 23800 | 23800 | 13.4 | 13.4 | 6.7 | 6.7 | False | 33 | 33 | 10.6 | 0 |  | False | Conventional | 07/06/2023 |  | 11/29/2023
Daikin Comfort Technologies Manufacturing, L.P. | Goettl | GPDM324***41A* | GPDM324***41A* |  |  | Voluntarily Certified | Single-package heat pumps (oth | False | False | 23800 | 23800 | 13.4 | 13.4 | 6.7 | 6.7 | False | 33 | 33 | 10.6 |  |  | False | Conventional | 05/05/2023 |  | 11/29/2023
Daikin Comfort Technologies Manufacturing, L.P. | Liberty Heating & Air Conditioning | GPDM324***41A* | GPDM324***41A* |  |  | Voluntarily Certified | Single-package heat pumps (oth | False | False | 23800 | 23800 | 13.4 | 13.4 | 6.7 | 6.7 | False | 33 | 33 | 10.6 |  |  | False | Conventional | 05/05/2023 |  | 11/29/2023
Daikin Comfort Technologies Manufacturing, L.P. | ONE HOUR AIR CONDITIONING AND HEATING | GPDM324***41A* | GPDM324***41A* |  |  | Voluntarily Certified | Single-package heat pumps (oth | False | False | 23800 | 23800 | 13.4 | 13.4 | 6.7 | 6.7 | False | 33 | 33 | 10.6 |  |  | False | Conventional | 05/05/2023 |  | 11/29/2023
Daikin Comfort Technologies Manufacturing, L.P. | EVERREST | GPDM330***41A* | GPDM330***41A* |  |  | Voluntarily Certified | Single-package heat pumps (oth | False | False | 28400 | 28000 | 13.4 | 13.4 | 6.7 | 6.7 | False | 33 | 33 | 10.6 | 0 |  | False | Conventional | 07/06/2023 |  | 11/29/2023
Daikin Comfort Technologies Manufacturing, L.P. | Goettl | GPDM330***41A* | GPDM330***41A* |  |  | Voluntarily Certified | Single-package heat pumps (oth | False | False | 28400 | 28000 | 13.4 | 13.4 | 6.7 | 6.7 | False | 33 | 33 | 10.6 |  |  | False | Conventional | 05/05/2023 |  | 11/29/2023
Daikin Comfort Technologies Manufacturing, L.P. | Liberty Heating & Air Conditioning | GPDM330***41A* | GPDM330***41A* |  |  | Voluntarily Certified | Single-package heat pumps (oth | False | False | 28400 | 28000 | 13.4 | 13.4 | 6.7 | 6.7 | False | 33 | 33 | 10.6 |  |  | False | Conventional | 05/05/2023 |  | 11/29/2023
Daikin Comfort Technologies Manufacturing, L.P. | ONE HOUR AIR CONDITIONING AND HEATING | GPDM330***41A* | GPDM330***41A* |  |  | Voluntarily Certified | Single-package heat pumps (oth | False | False | 28400 | 28000 | 13.4 | 13.4 | 6.7 | 6.7 | False | 33 | 33 | 10.6 |  |  | False | Conventional | 05/05/2023 |  | 11/29/2023
Daikin Comfort Technologies Manufacturing, L.P. | EVERREST | GPDM336***41A* | GPDM336***41A* |  |  | Voluntarily Certified | Single-package heat pumps (oth | False | False | 34200 | 34000 | 13.4 | 13.4 | 6.7 | 6.7 | False | 33 | 33 | 10.6 | 0 |  | False | Conventional | 07/06/2023 |  | 11/29/2023
Daikin Comfort Technologies Manufacturing, L.P. | Goettl | GPDM336***41A* | GPDM336***41A* |  |  | Voluntarily Certified | Single-package heat pumps (oth | False | False | 34200 | 34000 | 13.4 | 13.4 | 6.7 | 6.7 | False | 33 | 33 | 10.6 |  |  | False | Conventional | 05/05/2023 |  | 11/29/2023
Daikin Comfort Technologies Manufacturing, L.P. | Liberty Heating & Air Conditioning | GPDM336***41A* | GPDM336***41A* |  |  | Voluntarily Certified | Single-package heat pumps (oth | False | False | 34200 | 34000 | 13.4 | 13.4 | 6.7 | 6.7 | False | 33 | 33 | 10.6 |  |  | False | Conventional | 05/05/2023 |  | 11/29/2023
Daikin Comfort Technologies Manufacturing, L.P. | ONE HOUR AIR CONDITIONING AND HEATING | GPDM336***41A* | GPDM336***41A* |  |  | Voluntarily Certified | Single-package heat pumps (oth | False | False | 34200 | 34000 | 13.4 | 13.4 | 6.7 | 6.7 | False | 33 | 33 | 10.6 |  |  | False | Conventional | 05/05/2023 |  | 11/29/2023
Daikin Comfort Technologies Manufacturing, L.P. | EVERREST | GPDM342***41A* | GPDM342***41A* |  |  | Voluntarily Certified | Single-package heat pumps (oth | False | False | 40500 | 40000 | 13.4 | 13.4 | 6.7 | 6.7 | False | 33 | 33 | 10.6 | 0 |  | False | Conventional | 07/06/2023 |  | 11/29/2023
Daikin Comfort Technologies Manufacturing, L.P. | Goettl | GPDM342***41A* | GPDM342***41A* |  |  | Voluntarily Certified | Single-package heat pumps (oth | False | False | 40500 | 40000 | 13.4 | 13.4 | 6.7 | 6.7 | False | 33 | 33 | 10.6 |  |  | False | Conventional | 05/05/2023 |  | 11/29/2023
Daikin Comfort Technologies Manufacturing, L.P. | Liberty Heating & Air Conditioning | GPDM342***41A* | GPDM342***41A* |  |  | Voluntarily Certified | Single-package heat pumps (oth | False | False | 40500 | 40000 | 13.4 | 13.4 | 6.7 | 6.7 | False | 33 | 33 | 10.6 |  |  | False | Conventional | 05/05/2023 |  | 11/29/2023
Daikin Comfort Technologies Manufacturing, L.P. | ONE HOUR AIR CONDITIONING AND HEATING | GPDM342***41A* | GPDM342***41A* |  |  | Voluntarily Certified | Single-package heat pumps (oth | False | False | 40500 | 40000 | 13.4 | 13.4 | 6.7 | 6.7 | False | 33 | 33 | 10.6 |  |  | False | Conventional | 05/05/2023 |  | 11/29/2023
Daikin Comfort Technologies Manufacturing, L.P. | EVERREST | GPDM348***41A* | GPDM348***41A* |  |  | Voluntarily Certified | Single-package heat pumps (oth | False | False | 44500 | 44000 | 13.4 | 13.4 | 6.7 | 6.7 | False | 33 | 33 | 10.6 | 0 |  | False | Conventional | 07/06/2023 |  | 11/29/2023
Daikin Comfort Technologies Manufacturing, L.P. | Goettl | GPDM348***41A* | GPDM348***41A* |  |  | Voluntarily Certified | Single-package heat pumps (oth | False | False | 44500 | 44000 | 13.4 | 13.4 | 6.7 | 6.7 | False | 33 | 33 | 10.6 |  |  | False | Conventional | 05/05/2023 |  | 11/29/2023
Daikin Comfort Technologies Manufacturing, L.P. | Liberty Heating & Air Conditioning | GPDM348***41A* | GPDM348***41A* |  |  | Voluntarily Certified | Single-package heat pumps (oth | False | False | 44500 | 44000 | 13.4 | 13.4 | 6.7 | 6.7 | False | 33 | 33 | 10.6 |  |  | False | Conventional | 05/05/2023 |  | 11/29/2023
Daikin Comfort Technologies Manufacturing, L.P. | ONE HOUR AIR CONDITIONING AND HEATING | GPDM348***41A* | GPDM348***41A* |  |  | Voluntarily Certified | Single-package heat pumps (oth | False | False | 44500 | 44000 | 13.4 | 13.4 | 6.7 | 6.7 | False | 33 | 33 | 10.6 |  |  | False | Conventional | 05/05/2023 |  | 11/29/2023
Daikin Comfort Technologies Manufacturing, L.P. | EVERREST | GPHH32441A* | GPHH32441A* |  |  | Voluntarily Certified | Single-package heat pumps (oth | False | False | 23400 | 22800 | 13.4 | 13.4 | 6.7 | 6.7 | False | 33 | 33 | 10.6 | 0 |  | False | Conventional | 07/06/2023 |  | 11/29/2023
Daikin Comfort Technologies Manufacturing, L.P. | Goettl | GPHH32441A* | GPHH32441A* |  |  | Voluntarily Certified | Single-package heat pumps (oth | False | False | 23400 | 22800 | 13.4 | 13.4 | 6.7 | 6.7 | False | 33 | 33 | 10.6 | 0 |  | False | Conventional | 07/06/2023 |  | 11/29/2023
Daikin Comfort Technologies Manufacturing, L.P. | Liberty Heating & Air Conditioning | GPHH32441A* | GPHH32441A* |  |  | Voluntarily Certified | Single-package heat pumps (oth | False | False | 23400 | 22800 | 13.4 | 13.4 | 6.7 | 6.7 | False | 33 | 33 | 10.6 | 0 |  | False | Conventional | 07/06/2023 |  | 11/29/2023
Daikin Comfort Technologies Manufacturing, L.P. | ONE HOUR AIR CONDITIONING AND HEATING | GPHH32441A* | GPHH32441A* |  |  | Voluntarily Certified | Single-package heat pumps (oth | False | False | 23400 | 22800 | 13.4 | 13.4 | 6.7 | 6.7 | False | 33 | 33 | 10.6 | 0 |  | False | Conventional | 07/06/2023 |  | 11/29/2023
Daikin Comfort Technologies Manufacturing, L.P. | EVERREST | GPHH33041A* | GPHH33041A* |  |  | Voluntarily Certified | Single-package heat pumps (oth | False | False | 27800 | 27600 | 13.4 | 13.4 | 6.7 | 6.7 | False | 33 | 33 | 10.6 | 0 |  | False | Conventional | 07/06/2023 |  | 11/29/2023
Daikin Comfort Technologies Manufacturing, L.P. | Goettl | GPHH33041A* | GPHH33041A* |  |  | Voluntarily Certified | Single-package heat pumps (oth | False | False | 27800 | 27600 | 13.4 | 13.4 | 6.7 | 6.7 | False | 33 | 33 | 10.6 | 0 |  | False | Conventional | 07/06/2023 |  | 11/29/2023
Daikin Comfort Technologies Manufacturing, L.P. | Liberty Heating & Air Conditioning | GPHH33041A* | GPHH33041A* |  |  | Voluntarily Certified | Single-package heat pumps (oth | False | False | 27800 | 27600 | 13.4 | 13.4 | 6.7 | 6.7 | False | 33 | 33 | 10.6 | 0 |  | False | Conventional | 07/06/2023 |  | 11/29/2023
Daikin Comfort Technologies Manufacturing, L.P. | ONE HOUR AIR CONDITIONING AND HEATING | GPHH33041A* | GPHH33041A* |  |  | Voluntarily Certified | Single-package heat pumps (oth | False | False | 27800 | 27600 | 13.4 | 13.4 | 6.7 | 6.7 | False | 33 | 33 | 10.6 | 0 |  | False | Conventional | 07/06/2023 |  | 11/29/2023
Daikin Comfort Technologies Manufacturing, L.P. | EVERREST | GPHH33641A* | GPHH33641A* |  |  | Voluntarily Certified | Single-package heat pumps (oth | False | False | 35200 | 32200 | 13.4 | 13.4 | 6.7 | 6.7 | False | 33 | 33 | 10.6 | 0 |  | False | Conventional | 07/06/2023 |  | 11/29/2023
Daikin Comfort Technologies Manufacturing, L.P. | Goettl | GPHH33641A* | GPHH33641A* |  |  | Voluntarily Certified | Single-package heat pumps (oth | False | False | 35200 | 32200 | 13.4 | 13.4 | 6.7 | 6.7 | False | 33 | 33 | 10.6 | 0 |  | False | Conventional | 07/06/2023 |  | 11/29/2023
Daikin Comfort Technologies Manufacturing, L.P. | Liberty Heating & Air Conditioning | GPHH33641A* | GPHH33641A* |  |  | Voluntarily Certified | Single-package heat pumps (oth | False | False | 35200 | 32200 | 13.4 | 13.4 | 6.7 | 6.7 | False | 33 | 33 | 10.6 | 0 |  | False | Conventional | 07/06/2023 |  | 11/29/2023
Daikin Comfort Technologies Manufacturing, L.P. | ONE HOUR AIR CONDITIONING AND HEATING | GPHH33641A* | GPHH33641A* |  |  | Voluntarily Certified | Single-package heat pumps (oth | False | False | 35200 | 32200 | 13.4 | 13.4 | 6.7 | 6.7 | False | 33 | 33 | 10.6 | 0 |  | False | Conventional | 07/06/2023 |  | 11/29/2023
Daikin Comfort Technologies Manufacturing, L.P. | EVERREST | GPHH34241A* | GPHH34241A* |  |  | Voluntarily Certified | Single-package heat pumps (oth | False | False | 39000 | 37200 | 13.4 | 13.4 | 6.7 | 6.7 | False | 33 | 33 | 10.6 | 0 |  | False | Conventional | 07/06/2023 |  | 11/29/2023
Daikin Comfort Technologies Manufacturing, L.P. | Goettl | GPHH34241A* | GPHH34241A* |  |  | Voluntarily Certified | Single-package heat pumps (oth | False | False | 39000 | 37200 | 13.4 | 13.4 | 6.7 | 6.7 | False | 33 | 33 | 10.6 | 0 |  | False | Conventional | 07/06/2023 |  | 11/29/2023
Daikin Comfort Technologies Manufacturing, L.P. | Liberty Heating & Air Conditioning | GPHH34241A* | GPHH34241A* |  |  | Voluntarily Certified | Single-package heat pumps (oth | False | False | 39000 | 37200 | 13.4 | 13.4 | 6.7 | 6.7 | False | 33 | 33 | 10.6 | 0 |  | False | Conventional | 07/06/2023 |  | 11/29/2023
Daikin Comfort Technologies Manufacturing, L.P. | ONE HOUR AIR CONDITIONING AND HEATING | GPHH34241A* | GPHH34241A* |  |  | Voluntarily Certified | Single-package heat pumps (oth | False | False | 39000 | 37200 | 13.4 | 13.4 | 6.7 | 6.7 | False | 33 | 33 | 10.6 | 0 |  | False | Conventional | 07/06/2023 |  | 11/29/2023
Daikin Comfort Technologies Manufacturing, L.P. | EVERREST | GPHH34841A* | GPHH34841A* |  |  | Voluntarily Certified | Single-package heat pumps (oth | False | False | 46000 | 43500 | 13.4 | 13.4 | 6.7 | 6.7 | False | 33 | 33 | 10.6 | 0 |  | False | Conventional | 07/06/2023 |  | 11/29/2023
Daikin Comfort Technologies Manufacturing, L.P. | Goettl | GPHH34841A* | GPHH34841A* |  |  | Voluntarily Certified | Single-package heat pumps (oth | False | False | 46000 | 43500 | 13.4 | 13.4 | 6.7 | 6.7 | False | 33 | 33 | 10.6 | 0 |  | False | Conventional | 07/06/2023 |  | 11/29/2023
Daikin Comfort Technologies Manufacturing, L.P. | Liberty Heating & Air Conditioning | GPHH34841A* | GPHH34841A* |  |  | Voluntarily Certified | Single-package heat pumps (oth | False | False | 46000 | 43500 | 13.4 | 13.4 | 6.7 | 6.7 | False | 33 | 33 | 10.6 | 0 |  | False | Conventional | 07/06/2023 |  | 11/29/2023
Daikin Comfort Technologies Manufacturing, L.P. | ONE HOUR AIR CONDITIONING AND HEATING | GPHH34841A* | GPHH34841A* |  |  | Voluntarily Certified | Single-package heat pumps (oth | False | False | 46000 | 43500 | 13.4 | 13.4 | 6.7 | 6.7 | False | 33 | 33 | 10.6 | 0 |  | False | Conventional | 07/06/2023 |  | 11/29/2023
Daikin Comfort Technologies Manufacturing, L.P. | EVERREST | GPHH36041A* | GPHH36041A* |  |  | Voluntarily Certified | Single-package heat pumps (oth | False | False | 57000 | 54500 | 13.4 | 13.4 | 6.7 | 6.7 | False | 33 | 33 | 10.6 | 0 |  | False | Conventional | 07/06/2023 |  | 11/29/2023
Daikin Comfort Technologies Manufacturing, L.P. | Goettl | GPHH36041A* | GPHH36041A* |  |  | Voluntarily Certified | Single-package heat pumps (oth | False | False | 57000 | 54500 | 13.4 | 13.4 | 6.7 | 6.7 | False | 33 | 33 | 10.6 | 0 |  | False | Conventional | 07/06/2023 |  | 11/29/2023
Daikin Comfort Technologies Manufacturing, L.P. | Liberty Heating & Air Conditioning | GPHH36041A* | GPHH36041A* |  |  | Voluntarily Certified | Single-package heat pumps (oth | False | False | 57000 | 54500 | 13.4 | 13.4 | 6.7 | 6.7 | False | 33 | 33 | 10.6 | 0 |  | False | Conventional | 07/06/2023 |  | 11/29/2023
Daikin Comfort Technologies Manufacturing, L.P. | ONE HOUR AIR CONDITIONING AND HEATING | GPHH36041A* | GPHH36041A* |  |  | Voluntarily Certified | Single-package heat pumps (oth | False | False | 57000 | 54500 | 13.4 | 13.4 | 6.7 | 6.7 | False | 33 | 33 | 10.6 | 0 |  | False | Conventional | 07/06/2023 |  | 11/29/2023
Daikin Comfort Technologies Manufacturing, L.P. | EVERREST | GPHH52441A* | GPHH52441A* |  |  | Voluntarily Certified | Single-package heat pumps (oth | False | False | 24000 | 22800 | 15 | 13.4 | 7 | 6.7 | False | 33 | 33 | 11.2 | 0 |  | False | Conventional | 07/06/2023 |  | 11/29/2023
Daikin Comfort Technologies Manufacturing, L.P. | Goettl | GPHH52441A* | GPHH52441A* |  |  | Voluntarily Certified | Single-package heat pumps (oth | False | False | 24000 | 22800 | 15 | 13.4 | 7 | 6.7 | False | 33 | 33 | 11.2 | 0 |  | False | Conventional | 07/06/2023 |  | 11/29/2023
Daikin Comfort Technologies Manufacturing, L.P. | Liberty Heating & Air Conditioning | GPHH52441A* | GPHH52441A* |  |  | Voluntarily Certified | Single-package heat pumps (oth | False | False | 24000 | 22800 | 15 | 13.4 | 7 | 6.7 | False | 33 | 33 | 11.2 | 0 |  | False | Conventional | 07/06/2023 |  | 11/29/2023
Daikin Comfort Technologies Manufacturing, L.P. | ONE HOUR AIR CONDITIONING AND HEATING | GPHH52441A* | GPHH52441A* |  |  | Voluntarily Certified | Single-package heat pumps (oth | False | False | 24000 | 22800 | 15 | 13.4 | 7 | 6.7 | False | 33 | 33 | 11.2 | 0 |  | False | Conventional | 07/06/2023 |  | 11/29/2023
Daikin Comfort Technologies Manufacturing, L.P. | EVERREST | GPHH53041A* | GPHH53041A* |  |  | Voluntarily Certified | Single-package heat pumps (oth | False | False | 27600 | 27600 | 15.2 | 13.4 | 7 | 6.7 | False | 33 | 33 | 11.2 | 0 |  | False | Conventional | 07/06/2023 |  | 11/29/2023
Daikin Comfort Technologies Manufacturing, L.P. | Goettl | GPHH53041A* | GPHH53041A* |  |  | Voluntarily Certified | Single-package heat pumps (oth | False | False | 27600 | 27600 | 15.2 | 13.4 | 7 | 6.7 | False | 33 | 33 | 11.2 | 0 |  | False | Conventional | 07/06/2023 |  | 11/29/2023
Daikin Comfort Technologies Manufacturing, L.P. | Liberty Heating & Air Conditioning | GPHH53041A* | GPHH53041A* |  |  | Voluntarily Certified | Single-package heat pumps (oth | False | False | 27600 | 27600 | 15.2 | 13.4 | 7 | 6.7 | False | 33 | 33 | 11.2 | 0 |  | False | Conventional | 07/06/2023 |  | 11/29/2023
Daikin Comfort Technologies Manufacturing, L.P. | ONE HOUR AIR CONDITIONING AND HEATING | GPHH53041A* | GPHH53041A* |  |  | Voluntarily Certified | Single-package heat pumps (oth | False | False | 27600 | 27600 | 15.2 | 13.4 | 7 | 6.7 | False | 33 | 33 | 11.2 | 0 |  | False | Conventional | 07/06/2023 |  | 11/29/2023
Daikin Comfort Technologies Manufacturing, L.P. | EVERREST | GPHH53641A* | GPHH53641A* |  |  | Voluntarily Certified | Single-package heat pumps (oth | False | False | 34800 | 32200 | 15.2 | 13.4 | 7 | 6.7 | False | 33 | 33 | 11.2 | 0 |  | False | Conventional | 07/06/2023 |  | 11/29/2023
Daikin Comfort Technologies Manufacturing, L.P. | Goettl | GPHH53641A* | GPHH53641A* |  |  | Voluntarily Certified | Single-package heat pumps (oth | False | False | 34800 | 32200 | 15.2 | 13.4 | 7 | 6.7 | False | 33 | 33 | 11.2 | 0 |  | False | Conventional | 07/06/2023 |  | 11/29/2023
Daikin Comfort Technologies Manufacturing, L.P. | Liberty Heating & Air Conditioning | GPHH53641A* | GPHH53641A* |  |  | Voluntarily Certified | Single-package heat pumps (oth | False | False | 34800 | 32200 | 15.2 | 13.4 | 7 | 6.7 | False | 33 | 33 | 11.2 | 0 |  | False | Conventional | 07/06/2023 |  | 11/29/2023
Daikin Comfort Technologies Manufacturing, L.P. | ONE HOUR AIR CONDITIONING AND HEATING | GPHH53641A* | GPHH53641A* |  |  | Voluntarily Certified | Single-package heat pumps (oth | False | False | 34800 | 32200 | 15.2 | 13.4 | 7 | 6.7 | False | 33 | 33 | 11.2 | 0 |  | False | Conventional | 07/06/2023 |  | 11/29/2023
Daikin Comfort Technologies Manufacturing, L.P. | EVERREST | GPHH54241A* | GPHH54241A* |  |  | Voluntarily Certified | Single-package heat pumps (oth | False | False | 42000 | 40000 | 15.2 | 13.4 | 6.7 | 6.7 | False | 33 | 33 | 11.2 | 0 |  | False | Conventional | 07/06/2023 |  | 11/29/2023
Daikin Comfort Technologies Manufacturing, L.P. | Goettl | GPHH54241A* | GPHH54241A* |  |  | Voluntarily Certified | Single-package heat pumps (oth | False | False | 42000 | 40000 | 15.2 | 13.4 | 6.7 | 6.7 | False | 33 | 33 | 11.2 | 0 |  | False | Conventional | 07/06/2023 |  | 11/29/2023
Daikin Comfort Technologies Manufacturing, L.P. | Liberty Heating & Air Conditioning | GPHH54241A* | GPHH54241A* |  |  | Voluntarily Certified | Single-package heat pumps (oth | False | False | 42000 | 40000 | 15.2 | 13.4 | 6.7 | 6.7 | False | 33 | 33 | 11.2 | 0 |  | False | Conventional | 07/06/2023 |  | 11/29/2023
Daikin Comfort Technologies Manufacturing, L.P. | ONE HOUR AIR CONDITIONING AND HEATING | GPHH54241A* | GPHH54241A* |  |  | Voluntarily Certified | Single-package heat pumps (oth | False | False | 42000 | 40000 | 15.2 | 13.4 | 6.7 | 6.7 | False | 33 | 33 | 11.2 | 0 |  | False | Conventional | 07/06/2023 |  | 11/29/2023
Daikin Comfort Technologies Manufacturing, L.P. | EVERREST | GPHH54841A* | GPHH54841A* |  |  | Voluntarily Certified | Single-package heat pumps (oth | False | False | 46000 | 44000 | 15.2 | 13.4 | 6.7 | 6.7 | False | 33 | 33 | 11.2 | 0 |  | False | Conventional | 07/06/2023 |  | 11/29/2023
Daikin Comfort Technologies Manufacturing, L.P. | Goettl | GPHH54841A* | GPHH54841A* |  |  | Voluntarily Certified | Single-package heat pumps (oth | False | False | 46000 | 44000 | 15.2 | 13.4 | 6.7 | 6.7 | False | 33 | 33 | 11.2 | 0 |  | False | Conventional | 07/06/2023 |  | 11/29/2023
Daikin Comfort Technologies Manufacturing, L.P. | Liberty Heating & Air Conditioning | GPHH54841A* | GPHH54841A* |  |  | Voluntarily Certified | Single-package heat pumps (oth | False | False | 46000 | 44000 | 15.2 | 13.4 | 6.7 | 6.7 | False | 33 | 33 | 11.2 | 0 |  | False | Conventional | 07/06/2023 |  | 11/29/2023
Daikin Comfort Technologies Manufacturing, L.P. | ONE HOUR AIR CONDITIONING AND HEATING | GPHH54841A* | GPHH54841A* |  |  | Voluntarily Certified | Single-package heat pumps (oth | False | False | 46000 | 44000 | 15.2 | 13.4 | 6.7 | 6.7 | False | 33 | 33 | 11.2 | 0 |  | False | Conventional | 07/06/2023 |  | 11/29/2023
Daikin Comfort Technologies Manufacturing, L.P. | EVERREST | GPHH56041A* | GPHH56041A* |  |  | Voluntarily Certified | Single-package heat pumps (oth | False | False | 57000 | 54500 | 15.2 | 13.4 | 7 | 6.7 | False | 33 | 33 | 11.2 | 0 |  | False | Conventional | 07/06/2023 |  | 11/29/2023
Daikin Comfort Technologies Manufacturing, L.P. | Goettl | GPHH56041A* | GPHH56041A* |  |  | Voluntarily Certified | Single-package heat pumps (oth | False | False | 57000 | 54500 | 15.2 | 13.4 | 7 | 6.7 | False | 33 | 33 | 11.2 | 0 |  | False | Conventional | 07/06/2023 |  | 11/29/2023
Daikin Comfort Technologies Manufacturing, L.P. | Liberty Heating & Air Conditioning | GPHH56041A* | GPHH56041A* |  |  | Voluntarily Certified | Single-package heat pumps (oth | False | False | 57000 | 54500 | 15.2 | 13.4 | 7 | 6.7 | False | 33 | 33 | 11.2 | 0 |  | False | Conventional | 07/06/2023 |  | 11/29/2023
Daikin Comfort Technologies Manufacturing, L.P. | ONE HOUR AIR CONDITIONING AND HEATING | GPHH56041A* | GPHH56041A* |  |  | Voluntarily Certified | Single-package heat pumps (oth | False | False | 57000 | 54500 | 15.2 | 13.4 | 7 | 6.7 | False | 33 | 33 | 11.2 | 0 |  | False | Conventional | 07/06/2023 |  | 11/29/2023
Daikin Comfort Technologies Manufacturing, L.P. | EVERREST | GPHM32441A* | GPHM32441A* |  |  | Voluntarily Certified | Single-package heat pumps (oth | False | False | 24000 | 22800 | 13.4 | 13.4 | 6.7 | 6.7 | False | 33 | 33 | 10.6 | 0 |  | False | Conventional | 07/06/2023 |  | 11/29/2023
Daikin Comfort Technologies Manufacturing, L.P. | Goettl | GPHM32441A* | GPHM32441A* |  |  | Voluntarily Certified | Single-package heat pumps (oth | False | False | 24000 | 22800 | 13.4 | 13.4 | 6.7 | 6.7 | False | 33 | 33 | 10.6 |  |  | False | Conventional | 05/05/2023 |  | 11/29/2023
Daikin Comfort Technologies Manufacturing, L.P. | Liberty Heating & Air Conditioning | GPHM32441A* | GPHM32441A* |  |  | Voluntarily Certified | Single-package heat pumps (oth | False | False | 24000 | 22800 | 13.4 | 13.4 | 6.7 | 6.7 | False | 33 | 33 | 10.6 |  |  | False | Conventional | 05/05/2023 |  | 11/29/2023
Daikin Comfort Technologies Manufacturing, L.P. | ONE HOUR AIR CONDITIONING AND HEATING | GPHM32441A* | GPHM32441A* |  |  | Voluntarily Certified | Single-package heat pumps (oth | False | False | 24000 | 22800 | 13.4 | 13.4 | 6.7 | 6.7 | False | 33 | 33 | 10.6 |  |  | False | Conventional | 05/05/2023 |  | 11/29/2023
Daikin Comfort Technologies Manufacturing, L.P. | EVERREST | GPHM33041A* | GPHM33041A* |  |  | Voluntarily Certified | Single-package heat pumps (oth | False | False | 28000 | 27200 | 13.4 | 13.4 | 6.7 | 6.7 | False | 33 | 33 | 10.6 | 0 |  | False | Conventional | 07/06/2023 |  | 11/29/2023
Daikin Comfort Technologies Manufacturing, L.P. | Goettl | GPHM33041A* | GPHM33041A* |  |  | Voluntarily Certified | Single-package heat pumps (oth | False | False | 28000 | 27200 | 13.4 | 13.4 | 6.7 | 6.7 | False | 33 | 33 | 10.6 |  |  | False | Conventional | 05/05/2023 |  | 11/29/2023
Daikin Comfort Technologies Manufacturing, L.P. | Liberty Heating & Air Conditioning | GPHM33041A* | GPHM33041A* |  |  | Voluntarily Certified | Single-package heat pumps (oth | False | False | 28000 | 27200 | 13.4 | 13.4 | 6.7 | 6.7 | False | 33 | 33 | 10.6 |  |  | False | Conventional | 05/05/2023 |  | 11/29/2023
Daikin Comfort Technologies Manufacturing, L.P. | ONE HOUR AIR CONDITIONING AND HEATING | GPHM33041A* | GPHM33041A* |  |  | Voluntarily Certified | Single-package heat pumps (oth | False | False | 28000 | 27200 | 13.4 | 13.4 | 6.7 | 6.7 | False | 33 | 33 | 10.6 |  |  | False | Conventional | 05/05/2023 |  | 11/29/2023
Daikin Comfort Technologies Manufacturing, L.P. | EVERREST | GPHM33641A* | GPHM33641A* |  |  | Voluntarily Certified | Single-package heat pumps (oth | False | False | 34000 | 33600 | 13.4 | 13.4 | 6.7 | 6.7 | False | 33 | 33 | 10.6 | 0 |  | False | Conventional | 07/06/2023 |  | 11/29/2023
Daikin Comfort Technologies Manufacturing, L.P. | Goettl | GPHM33641A* | GPHM33641A* |  |  | Voluntarily Certified | Single-package heat pumps (oth | False | False | 34000 | 33600 | 13.4 | 13.4 | 6.7 | 6.7 | False | 33 | 33 | 10.6 |  |  | False | Conventional | 05/05/2023 |  | 11/29/2023
Daikin Comfort Technologies Manufacturing, L.P. | Liberty Heating & Air Conditioning | GPHM33641A* | GPHM33641A* |  |  | Voluntarily Certified | Single-package heat pumps (oth | False | False | 34000 | 33600 | 13.4 | 13.4 | 6.7 | 6.7 | False | 33 | 33 | 10.6 |  |  | False | Conventional | 05/05/2023 |  | 11/29/2023
Daikin Comfort Technologies Manufacturing, L.P. | ONE HOUR AIR CONDITIONING AND HEATING | GPHM33641A* | GPHM33641A* |  |  | Voluntarily Certified | Single-package heat pumps (oth | False | False | 34000 | 33600 | 13.4 | 13.4 | 6.7 | 6.7 | False | 33 | 33 | 10.6 |  |  | False | Conventional | 05/05/2023 |  | 11/29/2023
Daikin Comfort Technologies Manufacturing, L.P. | EVERREST | GPHM34241A* | GPHM34241A* |  |  | Voluntarily Certified | Single-package heat pumps (oth | False | False | 40000 | 38000 | 13.4 | 13.4 | 6.7 | 6.7 | False | 33 | 33 | 10.6 | 0 |  | False | Conventional | 07/06/2023 |  | 11/29/2023
Daikin Comfort Technologies Manufacturing, L.P. | Goettl | GPHM34241A* | GPHM34241A* |  |  | Voluntarily Certified | Single-package heat pumps (oth | False | False | 40000 | 38000 | 13.4 | 13.4 | 6.7 | 6.7 | False | 33 | 33 | 10.6 |  |  | False | Conventional | 05/05/2023 |  | 11/29/2023
Daikin Comfort Technologies Manufacturing, L.P. | Liberty Heating & Air Conditioning | GPHM34241A* | GPHM34241A* |  |  | Voluntarily Certified | Single-package heat pumps (oth | False | False | 40000 | 38000 | 13.4 | 13.4 | 6.7 | 6.7 | False | 33 | 33 | 10.6 |  |  | False | Conventional | 05/05/2023 |  | 11/29/2023
Daikin Comfort Technologies Manufacturing, L.P. | ONE HOUR AIR CONDITIONING AND HEATING | GPHM34241A* | GPHM34241A* |  |  | Voluntarily Certified | Single-package heat pumps (oth | False | False | 40000 | 38000 | 13.4 | 13.4 | 6.7 | 6.7 | False | 33 | 33 | 10.6 |  |  | False | Conventional | 05/05/2023 |  | 11/29/2023
Daikin Comfort Technologies Manufacturing, L.P. | EVERREST | GPHM34841A* | GPHM34841A* |  |  | Voluntarily Certified | Single-package heat pumps (oth | False | False | 47000 | 46000 | 13.4 | 13.4 | 6.7 | 6.7 | False | 33 | 33 | 10.6 | 0 |  | False | Conventional | 07/06/2023 |  | 11/29/2023
Daikin Comfort Technologies Manufacturing, L.P. | Goettl | GPHM34841A* | GPHM34841A* |  |  | Voluntarily Certified | Single-package heat pumps (oth | False | False | 47000 | 46000 | 13.4 | 13.4 | 6.7 | 6.7 | False | 33 | 33 | 10.6 |  |  | False | Conventional | 05/05/2023 |  | 11/29/2023
Daikin Comfort Technologies Manufacturing, L.P. | Liberty Heating & Air Conditioning | GPHM34841A* | GPHM34841A* |  |  | Voluntarily Certified | Single-package heat pumps (oth | False | False | 47000 | 46000 | 13.4 | 13.4 | 6.7 | 6.7 | False | 33 | 33 | 10.6 |  |  | False | Conventional | 05/05/2023 |  | 11/29/2023
Daikin Comfort Technologies Manufacturing, L.P. | ONE HOUR AIR CONDITIONING AND HEATING | GPHM34841A* | GPHM34841A* |  |  | Voluntarily Certified | Single-package heat pumps (oth | False | False | 47000 | 46000 | 13.4 | 13.4 | 6.7 | 6.7 | False | 33 | 33 | 10.6 |  |  | False | Conventional | 05/05/2023 |  | 11/29/2023
Daikin Comfort Technologies Manufacturing, L.P. | EVERREST | GPHM36041A* | GPHM36041A* |  |  | Voluntarily Certified | Single-package heat pumps (oth | False | False | 56000 | 55500 | 13.4 | 13.4 | 6.7 | 6.7 | False | 33 | 33 | 10.6 | 0 |  | False | Conventional | 07/06/2023 |  | 11/29/2023
Daikin Comfort Technologies Manufacturing, L.P. | Goettl | GPHM36041A* | GPHM36041A* |  |  | Voluntarily Certified | Single-package heat pumps (oth | False | False | 56000 | 55500 | 13.4 | 13.4 | 6.7 | 6.7 | False | 33 | 33 | 10.6 |  |  | False | Conventional | 05/05/2023 |  | 11/29/2023
Daikin Comfort Technologies Manufacturing, L.P. | Liberty Heating & Air Conditioning | GPHM36041A* | GPHM36041A* |  |  | Voluntarily Certified | Single-package heat pumps (oth | False | False | 56000 | 55500 | 13.4 | 13.4 | 6.7 | 6.7 | False | 33 | 33 | 10.6 |  |  | False | Conventional | 05/05/2023 |  | 11/29/2023
Daikin Comfort Technologies Manufacturing, L.P. | ONE HOUR AIR CONDITIONING AND HEATING | GPHM36041A* | GPHM36041A* |  |  | Voluntarily Certified | Single-package heat pumps (oth | False | False | 56000 | 55500 | 13.4 | 13.4 | 6.7 | 6.7 | False | 33 | 33 | 10.6 |  |  | False | Conventional | 05/05/2023 |  | 11/29/2023
Daikin Comfort Technologies Manufacturing, L.P. | EVERREST | GPHM52441A* | GPHM52441A* |  |  | Voluntarily Certified | Single-package heat pumps (oth | False | False | 24000 | 22800 | 15.2 | 13.4 | 6.7 | 6.7 | False | 33 | 33 | 11.4 | 0 |  | False | Conventional | 07/06/2023 |  | 11/29/2023
Daikin Comfort Technologies Manufacturing, L.P. | Goettl | GPHM52441A* | GPHM52441A* |  |  | Voluntarily Certified | Single-package heat pumps (oth | False | False | 24000 | 22800 | 15.2 | 13.4 | 6.7 | 6.7 | False | 33 | 33 | 11.4 |  |  | False | Conventional | 05/05/2023 |  | 11/29/2023
Daikin Comfort Technologies Manufacturing, L.P. | Liberty Heating & Air Conditioning | GPHM52441A* | GPHM52441A* |  |  | Voluntarily Certified | Single-package heat pumps (oth | False | False | 24000 | 22800 | 15.2 | 13.4 | 6.7 | 6.7 | False | 33 | 33 | 11.4 |  |  | False | Conventional | 05/05/2023 |  | 11/29/2023
Daikin Comfort Technologies Manufacturing, L.P. | ONE HOUR AIR CONDITIONING AND HEATING | GPHM52441A* | GPHM52441A* |  |  | Voluntarily Certified | Single-package heat pumps (oth | False | False | 24000 | 22800 | 15.2 | 13.4 | 6.7 | 6.7 | False | 33 | 33 | 11.4 |  |  | False | Conventional | 05/05/2023 |  | 11/29/2023
Daikin Comfort Technologies Manufacturing, L.P. | EVERREST | GPHM53041A* | GPHM53041A* |  |  | Voluntarily Certified | Single-package heat pumps (oth | False | False | 29600 | 28600 | 15.2 | 13.4 | 6.7 | 6.7 | False | 33 | 33 | 11.4 | 0 |  | False | Conventional | 07/06/2023 |  | 11/29/2023
Daikin Comfort Technologies Manufacturing, L.P. | Goettl | GPHM53041A* | GPHM53041A* |  |  | Voluntarily Certified | Single-package heat pumps (oth | False | False | 29600 | 28600 | 15.2 | 13.4 | 6.7 | 6.7 | False | 33 | 33 | 11.4 |  |  | False | Conventional | 05/05/2023 |  | 11/29/2023
Daikin Comfort Technologies Manufacturing, L.P. | Liberty Heating & Air Conditioning | GPHM53041A* | GPHM53041A* |  |  | Voluntarily Certified | Single-package heat pumps (oth | False | False | 29600 | 28600 | 15.2 | 13.4 | 6.7 | 6.7 | False | 33 | 33 | 11.4 |  |  | False | Conventional | 05/05/2023 |  | 11/29/2023
Daikin Comfort Technologies Manufacturing, L.P. | ONE HOUR AIR CONDITIONING AND HEATING | GPHM53041A* | GPHM53041A* |  |  | Voluntarily Certified | Single-package heat pumps (oth | False | False | 29600 | 28600 | 15.2 | 13.4 | 6.7 | 6.7 | False | 33 | 33 | 11.4 |  |  | False | Conventional | 05/05/2023 |  | 11/29/2023
Daikin Comfort Technologies Manufacturing, L.P. | EVERREST | GPHM53641A* | GPHM53641A* |  |  | Voluntarily Certified | Single-package heat pumps (oth | False | False | 34000 | 33800 | 15.2 | 13.4 | 6.8 | 6.7 | False | 33 | 33 | 11.4 | 0 |  | False | Conventional | 07/06/2023 |  | 11/29/2023
Daikin Comfort Technologies Manufacturing, L.P. | Goettl | GPHM53641A* | GPHM53641A* |  |  | Voluntarily Certified | Single-package heat pumps (oth | False | False | 34000 | 33800 | 15.2 | 13.4 | 6.8 | 6.7 | False | 33 | 33 | 11.4 |  |  | False | Conventional | 05/05/2023 |  | 11/29/2023
Daikin Comfort Technologies Manufacturing, L.P. | Liberty Heating & Air Conditioning | GPHM53641A* | GPHM53641A* |  |  | Voluntarily Certified | Single-package heat pumps (oth | False | False | 34000 | 33800 | 15.2 | 13.4 | 6.8 | 6.7 | False | 33 | 33 | 11.4 |  |  | False | Conventional | 05/05/2023 |  | 11/29/2023
Daikin Comfort Technologies Manufacturing, L.P. | ONE HOUR AIR CONDITIONING AND HEATING | GPHM53641A* | GPHM53641A* |  |  | Voluntarily Certified | Single-package heat pumps (oth | False | False | 34000 | 33800 | 15.2 | 13.4 | 6.8 | 6.7 | False | 33 | 33 | 11.4 |  |  | False | Conventional | 05/05/2023 |  | 11/29/2023
Daikin Comfort Technologies Manufacturing, L.P. | EVERREST | GPHM54241A* | GPHM54241A* |  |  | Voluntarily Certified | Single-package heat pumps (oth | False | False | 40500 | 38500 | 15.2 | 13.4 | 6.8 | 6.7 | False | 33 | 33 | 11.4 | 0 |  | False | Conventional | 07/06/2023 |  | 11/29/2023
Daikin Comfort Technologies Manufacturing, L.P. | Goettl | GPHM54241A* | GPHM54241A* |  |  | Voluntarily Certified | Single-package heat pumps (oth | False | False | 40500 | 38500 | 15.2 | 13.4 | 6.8 | 6.7 | False | 33 | 33 | 11.4 |  |  | False | Conventional | 05/05/2023 |  | 11/29/2023
Daikin Comfort Technologies Manufacturing, L.P. | Liberty Heating & Air Conditioning | GPHM54241A* | GPHM54241A* |  |  | Voluntarily Certified | Single-package heat pumps (oth | False | False | 40500 | 38500 | 15.2 | 13.4 | 6.8 | 6.7 | False | 33 | 33 | 11.4 |  |  | False | Conventional | 05/05/2023 |  | 11/29/2023
Daikin Comfort Technologies Manufacturing, L.P. | ONE HOUR AIR CONDITIONING AND HEATING | GPHM54241A* | GPHM54241A* |  |  | Voluntarily Certified | Single-package heat pumps (oth | False | False | 40500 | 38500 | 15.2 | 13.4 | 6.8 | 6.7 | False | 33 | 33 | 11.4 |  |  | False | Conventional | 05/05/2023 |  | 11/29/2023
Daikin Comfort Technologies Manufacturing, L.P. | EVERREST | GPHM54841A* | GPHM54841A* |  |  | Voluntarily Certified | Single-package heat pumps (oth | False | False | 46500 | 44500 | 15.2 | 13.4 | 6.8 | 6.7 | False | 33 | 33 | 11.2 | 0 |  | False | Conventional | 07/06/2023 |  | 11/29/2023
Daikin Comfort Technologies Manufacturing, L.P. | Goettl | GPHM54841A* | GPHM54841A* |  |  | Voluntarily Certified | Single-package heat pumps (oth | False | False | 46500 | 44500 | 15.2 | 13.4 | 6.8 | 6.7 | False | 33 | 33 | 11.2 |  |  | False | Conventional | 05/05/2023 |  | 11/29/2023
Daikin Comfort Technologies Manufacturing, L.P. | Liberty Heating & Air Conditioning | GPHM54841A* | GPHM54841A* |  |  | Voluntarily Certified | Single-package heat pumps (oth | False | False | 46500 | 44500 | 15.2 | 13.4 | 6.8 | 6.7 | False | 33 | 33 | 11.2 |  |  | False | Conventional | 05/05/2023 |  | 11/29/2023
Daikin Comfort Technologies Manufacturing, L.P. | ONE HOUR AIR CONDITIONING AND HEATING | GPHM54841A* | GPHM54841A* |  |  | Voluntarily Certified | Single-package heat pumps (oth | False | False | 46500 | 44500 | 15.2 | 13.4 | 6.8 | 6.7 | False | 33 | 33 | 11.2 |  |  | False | Conventional | 05/05/2023 |  | 11/29/2023
Daikin Comfort Technologies Manufacturing, L.P. | EVERREST | GPHM56041A* | GPHM56041A* |  |  | Voluntarily Certified | Single-package heat pumps (oth | False | False | 56500 | 58500 | 15.2 | 13.4 | 6.8 | 6.7 | False | 33 | 33 | 11.2 | 0 |  | False | Conventional | 07/06/2023 |  | 11/29/2023
Daikin Comfort Technologies Manufacturing, L.P. | Goettl | GPHM56041A* | GPHM56041A* |  |  | Voluntarily Certified | Single-package heat pumps (oth | False | False | 56500 | 58500 | 15.2 | 13.4 | 6.8 | 6.7 | False | 33 | 33 | 11.2 |  |  | False | Conventional | 05/05/2023 |  | 11/29/2023
Daikin Comfort Technologies Manufacturing, L.P. | Liberty Heating & Air Conditioning | GPHM56041A* | GPHM56041A* |  |  | Voluntarily Certified | Single-package heat pumps (oth | False | False | 56500 | 58500 | 15.2 | 13.4 | 6.8 | 6.7 | False | 33 | 33 | 11.2 |  |  | False | Conventional | 05/05/2023 |  | 11/29/2023
Daikin Comfort Technologies Manufacturing, L.P. | ONE HOUR AIR CONDITIONING AND HEATING | GPHM56041A* | GPHM56041A* |  |  | Voluntarily Certified | Single-package heat pumps (oth | False | False | 56500 | 58500 | 15.2 | 13.4 | 6.8 | 6.7 | False | 33 | 33 | 11.2 |  |  | False | Conventional | 05/05/2023 |  | 11/29/2023
Daikin Comfort Technologies Manufacturing, L.P. | Liberty Heating & Air Conditioning | VSZN401810A* | VSZN401810A* | AMST24BU1400A* |  | Voluntarily Certified | Single-split-system heat pumps | False | False | 17200 | 17000 | 14.3 | 14.3 | 7.5 | 7.5 | True | 33 | 33 | 12 |  | Blower Coil System | False | Conventional | 05/05/2023 |  | 11/29/2023
Daikin Comfort Technologies Manufacturing, L.P. | Liberty Heating & Air Conditioning | VSZN402410A* | VSZN402410A* | AMST24BU1400A* |  | Voluntarily Certified | Single-split-system heat pumps | False | False | 22600 | 22000 | 14.3 | 14.3 | 7.5 | 7.5 | True | 33 | 33 | 12 |  | Blower Coil System | False | Conventional | 05/05/2023 |  | 11/29/2023
Daikin Comfort Technologies Manufacturing, L.P. | Liberty Heating & Air Conditioning | VSZN403010A* | VSZN403010A* | AMST30BU1400A* |  | Voluntarily Certified | Single-split-system heat pumps | False | False | 28200 | 27600 | 14.3 | 14.3 | 7.5 | 7.5 | True | 33 | 33 | 12 |  | Blower Coil System | False | Conventional | 05/05/2023 |  | 11/29/2023
Daikin Comfort Technologies Manufacturing, L.P. | Liberty Heating & Air Conditioning | VSZN403610A* | VSZN403610A* | AMST36CU1400A* |  | Voluntarily Certified | Single-split-system heat pumps | False | False | 34400 | 34400 | 14.3 | 14.3 | 7.5 | 7.5 | True | 33 | 33 | 12 |  | Blower Coil System | False | Conventional | 05/05/2023 |  | 11/29/2023
Daikin Comfort Technologies Manufacturing, L.P. | Liberty Heating & Air Conditioning | VSZN404210A* | VSZN404210A* | AMST42CU1400A* |  | Voluntarily Certified | Single-split-system heat pumps | False | False | 40000 | 39500 | 14.5 | 14.3 | 7.5 | 7.5 | True | 33 | 33 | 12 |  | Blower Coil System | False | Conventional | 05/05/2023 |  | 11/29/2023
Daikin Comfort Technologies Manufacturing, L.P. | Liberty Heating & Air Conditioning | VSZN404810A* | VSZN404810A* | AMST48CU1400A* |  | Voluntarily Certified | Single-split-system heat pumps | False | False | 45500 | 46000 | 14.5 | 14.3 | 7.5 | 7.5 | True | 33 | 33 | 12 |  | Blower Coil System | False | Conventional | 05/05/2023 |  | 11/29/2023
Daikin Comfort Technologies Manufacturing, L.P. | Liberty Heating & Air Conditioning | VSZN406010A* | VSZN406010A* | AMST60DU1400A* |  | Voluntarily Certified | Single-split-system heat pumps | False | False | 55000 | 57000 | 14.3 | 14.3 | 7.5 | 7.5 | True | 33 | 33 | 11.5 |  | Blower Coil System | False | Conventional | 05/05/2023 |  | 11/29/2023
Daikin Comfort Technologies Manufacturing, L.P. | Franklin | ASXV902410A* | ASXV902410A* | CA*F3137*6A*+MBVC1201**-1A*+TX |  | Voluntarily Certified | Single-split-system air condit | False | False | 22600 |  | 22.5 | 13.4 |  |  | True | 30 | 30 | 13 |  | Blower Coil System | True | Conventional | 10/03/2023 |  | 11/29/2023
Daikin Comfort Technologies Manufacturing, L.P. | Franklin | ASXV903610A* | ASXV903610A* | CA*F3743*6D*+MBVC1601**-1A*+TX |  | Voluntarily Certified | Single-split-system air condit | False | False | 32800 |  | 20 | 13.4 |  |  | True | 30 | 30 | 12 |  | Blower Coil System | True | Conventional | 10/03/2023 |  | 11/29/2023
Daikin Comfort Technologies Manufacturing, L.P. | Franklin | ASXV904810A* | ASXV904810A* | CA*F4961*6D*+MBVC2001**-1A*+TX |  | Voluntarily Certified | Single-split-system air condit | False | False | 45000 |  | 20.5 | 13.4 |  |  | True | 30 | 30 | 12.4 |  | Blower Coil System | True | Conventional | 07/07/2023 |  | 11/29/2023
Daikin Comfort Technologies Manufacturing, L.P. | Franklin | ASXV906010A* | ASXV906010A* | CA*F4961*6D*+MBVC2001**-1A*+TX |  | Voluntarily Certified | Single-split-system air condit | False | False | 52000 |  | 19 | 13.4 |  |  | True | 30 | 30 | 12.4 |  | Blower Coil System | True | Conventional | 07/07/2023 |  | 11/29/2023
Daikin Comfort Technologies Manufacturing, L.P. | Franklin | GPCH32441A* | GPCH32441A* |  |  | Voluntarily Certified | Single-package air conditioner | False | False | 22800 |  | 13.4 | 13.4 |  |  | False | 30 | 30 | 10.6 |  |  | False | Conventional | 10/03/2023 |  | 11/29/2023
Daikin Comfort Technologies Manufacturing, L.P. | Franklin | GPCH33041A* | GPCH33041A* |  |  | Voluntarily Certified | Single-package air conditioner | False | False | 28200 |  | 13.4 | 13.4 |  |  | False | 30 | 30 | 10.6 |  |  | False | Conventional | 10/03/2023 |  | 11/29/2023
Daikin Comfort Technologies Manufacturing, L.P. | Franklin | GPCH33641A* | GPCH33641A* |  |  | Voluntarily Certified | Single-package air conditioner | False | False | 35600 |  | 13.4 | 13.4 |  |  | False | 30 | 30 | 10.6 |  |  | False | Conventional | 10/03/2023 |  | 11/29/2023
Daikin Comfort Technologies Manufacturing, L.P. | Franklin | GPCH34241A* | GPCH34241A* |  |  | Voluntarily Certified | Single-package air conditioner | False | False | 40000 |  | 13.4 | 13.4 |  |  | False | 30 | 30 | 10.6 |  |  | False | Conventional | 10/03/2023 |  | 11/29/2023
Daikin Comfort Technologies Manufacturing, L.P. | Franklin | GPCH34841A* | GPCH34841A* |  |  | Voluntarily Certified | Single-package air conditioner | False | False | 46000 |  | 13.4 | 13.4 |  |  | False | 30 | 30 | 10.6 |  |  | False | Conventional | 10/03/2023 |  | 11/29/2023
Daikin Comfort Technologies Manufacturing, L.P. | Franklin | GPCH36041A* | GPCH36041A* |  |  | Voluntarily Certified | Single-package air conditioner | False | False | 56000 |  | 13.4 | 13.4 |  |  | False | 30 | 30 | 10.6 |  |  | False | Conventional | 10/03/2023 |  | 11/29/2023
Daikin Comfort Technologies Manufacturing, L.P. | Franklin | GPCM32441A* | GPCM32441A* |  |  | Voluntarily Certified | Single-package air conditioner | False | False | 22800 |  | 13.4 | 13.4 |  |  | False | 30 | 30 | 10.6 |  |  | False | Conventional | 10/03/2023 |  | 11/29/2023
Daikin Comfort Technologies Manufacturing, L.P. | Franklin | GPCM33041A* | GPCM33041A* |  |  | Voluntarily Certified | Single-package air conditioner | False | False | 27800 |  | 13.4 | 13.4 |  |  | False | 30 | 30 | 10.6 |  |  | False | Conventional | 10/03/2023 |  | 11/29/2023
Daikin Comfort Technologies Manufacturing, L.P. | Franklin | GPCM33641A* | GPCM33641A* |  |  | Voluntarily Certified | Single-package air conditioner | False | False | 34200 |  | 13.4 | 13.4 |  |  | False | 30 | 30 | 10.6 |  |  | False | Conventional | 10/03/2023 |  | 11/29/2023
Daikin Comfort Technologies Manufacturing, L.P. | Franklin | GPCM34241A* | GPCM34241A* |  |  | Voluntarily Certified | Single-package air conditioner | False | False | 40000 |  | 13.4 | 13.4 |  |  | False | 30 | 30 | 10.6 |  |  | False | Conventional | 10/03/2023 |  | 11/29/2023
Daikin Comfort Technologies Manufacturing, L.P. | Franklin | GPCM34841A* | GPCM34841A* |  |  | Voluntarily Certified | Single-package air conditioner | False | False | 44500 |  | 13.4 | 13.4 |  |  | False | 30 | 30 | 10.6 |  |  | False | Conventional | 10/03/2023 |  | 11/29/2023
Daikin Comfort Technologies Manufacturing, L.P. | Franklin | GPCM36041A* | GPCM36041A* |  |  | Voluntarily Certified | Single-package air conditioner | False | False | 54500 |  | 13.4 | 13.4 |  |  | False | 30 | 30 | 10.6 |  |  | False | Conventional | 10/03/2023 |  | 11/29/2023
Daikin Comfort Technologies Manufacturing, L.P. | Franklin | GPGM324***41A* | GPGM324***41A* |  |  | Voluntarily Certified | Single-package air conditioner | False | False | 23000 |  | 13.4 | 13.4 |  |  | False | 30 | 30 | 10.6 |  |  | False | Conventional | 10/03/2023 |  | 11/29/2023
Daikin Comfort Technologies Manufacturing, L.P. | Franklin | GPGM330***41A* | GPGM330***41A* |  |  | Voluntarily Certified | Single-package air conditioner | False | False | 28600 |  | 13.4 | 13.4 |  |  | False | 30 | 30 | 10.6 |  |  | False | Conventional | 10/03/2023 |  | 11/29/2023
Daikin Comfort Technologies Manufacturing, L.P. | Franklin | GPGM336***41A* | GPGM336***41A* |  |  | Voluntarily Certified | Single-package air conditioner | False | False | 34200 |  | 13.4 | 13.4 |  |  | False | 30 | 30 | 10.6 |  |  | False | Conventional | 10/03/2023 |  | 11/29/2023
Daikin Comfort Technologies Manufacturing, L.P. | Franklin | GPGM342***41A* | GPGM342***41A* |  |  | Voluntarily Certified | Single-package air conditioner | False | False | 40000 |  | 13.4 | 13.4 |  |  | False | 30 | 30 | 10.6 |  |  | False | Conventional | 10/03/2023 |  | 11/29/2023
Daikin Comfort Technologies Manufacturing, L.P. | Franklin | GPGM348***41A* | GPGM348***41A* |  |  | Voluntarily Certified | Single-package air conditioner | False | False | 46000 |  | 13.4 | 13.4 |  |  | False | 30 | 30 | 10.6 |  |  | False | Conventional | 10/03/2023 |  | 11/29/2023
Daikin Comfort Technologies Manufacturing, L.P. | Franklin | GPGM361***41A* | GPGM361***41A* |  |  | Voluntarily Certified | Single-package air conditioner | False | False | 56000 |  | 13.4 | 13.4 |  |  | False | 30 | 30 | 10.6 |  |  | False | Conventional | 10/03/2023 |  | 11/29/2023
Daikin Comfort Technologies Manufacturing, L.P. | Franklin | GPGM524***41A* | GPGM524***41A* |  |  | Voluntarily Certified | Single-package air conditioner | False | False | 23000 |  | 15.2 | 13.4 |  |  | False | 30 | 30 | 11.2 |  |  | False | Conventional | 10/03/2023 |  | 11/29/2023
Daikin Comfort Technologies Manufacturing, L.P. | Franklin | GPGM530***41A* | GPGM530***41A* |  |  | Voluntarily Certified | Single-package air conditioner | False | False | 29000 |  | 14.6 | 13.4 |  |  | False | 30 | 30 | 11.2 |  |  | False | Conventional | 10/03/2023 |  | 11/29/2023
Daikin Comfort Technologies Manufacturing, L.P. | Franklin | GPGM536***41A* | GPGM536***41A* |  |  | Voluntarily Certified | Single-package air conditioner | False | False | 35000 |  | 15.2 | 13.4 |  |  | False | 30 | 30 | 11.2 |  |  | False | Conventional | 10/03/2023 |  | 11/29/2023
Daikin Comfort Technologies Manufacturing, L.P. | Franklin | GPGM542***41A* | GPGM542***41A* |  |  | Voluntarily Certified | Single-package air conditioner | False | False | 41000 |  | 14.7 | 13.4 |  |  | False | 30 | 30 | 11.2 |  |  | False | Conventional | 10/03/2023 |  | 11/29/2023
Daikin Comfort Technologies Manufacturing, L.P. | Franklin | GPGM548***41A* | GPGM548***41A* |  |  | Voluntarily Certified | Single-package air conditioner | False | False | 46000 |  | 15 | 13.4 |  |  | False | 30 | 30 | 11.2 |  |  | False | Conventional | 10/03/2023 |  | 11/29/2023
Daikin Comfort Technologies Manufacturing, L.P. | Franklin | GPGM560***41A* | GPGM560***41A* |  |  | Voluntarily Certified | Single-package air conditioner | False | False | 58000 |  | 15.2 | 13.4 |  |  | False | 30 | 30 | 11.2 |  |  | False | Conventional | 10/03/2023 |  | 11/29/2023
Daikin Comfort Technologies Manufacturing, L.P. | Franklin | GPUM324***41A* | GPUM324***41A* |  |  | Voluntarily Certified | Single-package air conditioner | False | False | 23000 |  | 13.4 | 13.4 |  |  | False | 30 | 30 | 10.6 |  |  | False | Conventional | 10/03/2023 |  | 11/29/2023
Daikin Comfort Technologies Manufacturing, L.P. | Franklin | GPUM330***41A* | GPUM330***41A* |  |  | Voluntarily Certified | Single-package air conditioner | False | False | 28600 |  | 13.4 | 13.4 |  |  | False | 30 | 30 | 10.6 |  |  | False | Conventional | 10/03/2023 |  | 11/29/2023
Daikin Comfort Technologies Manufacturing, L.P. | Franklin | GPUM336***41A* | GPUM336***41A* |  |  | Voluntarily Certified | Single-package air conditioner | False | False | 34200 |  | 13.4 | 13.4 |  |  | False | 30 | 30 | 10.6 |  |  | False | Conventional | 10/03/2023 |  | 11/29/2023
Daikin Comfort Technologies Manufacturing, L.P. | Franklin | GPUM342***41A* | GPUM342***41A* |  |  | Voluntarily Certified | Single-package air conditioner | False | False | 40000 |  | 13.4 | 13.4 |  |  | False | 30 | 30 | 10.6 |  |  | False | Conventional | 10/03/2023 |  | 11/29/2023
Daikin Comfort Technologies Manufacturing, L.P. | Franklin | GPUM348***41A* | GPUM348***41A* |  |  | Voluntarily Certified | Single-package air conditioner | False | False | 46000 |  | 13.4 | 13.4 |  |  | False | 30 | 30 | 10.6 |  |  | False | Conventional | 10/03/2023 |  | 11/29/2023
Daikin Comfort Technologies Manufacturing, L.P. | Franklin | GPUM361***41A* | GPUM361***41A* |  |  | Voluntarily Certified | Single-package air conditioner | False | False | 56000 |  | 13.4 | 13.4 |  |  | False | 30 | 30 | 10.6 |  |  | False | Conventional | 10/03/2023 |  | 11/29/2023
Daikin Comfort Technologies Manufacturing, L.P. | Franklin | GSXB401810A* | GSXB401810A* | CAPTA1818*4A*+EEP |  | Voluntarily Certified | Single-split-system air condit | False | False | 17400 |  | 14.3 | 13.4 |  |  | False | 30 | 30 | 11.7 |  | Coil-Only System | False | Conventional | 10/03/2023 |  | 11/29/2023
Daikin Comfort Technologies Manufacturing, L.P. | Franklin | GSXB402410A* | GSXB402410A* | CAPTA2422*4A*+EEP |  | Voluntarily Certified | Single-split-system air condit | False | False | 23600 |  | 14.3 | 13.4 |  |  | True | 30 | 30 | 11.7 |  | Coil-Only System | False | Conventional | 10/03/2023 |  | 11/29/2023
Daikin Comfort Technologies Manufacturing, L.P. | Franklin | GSXB403010A* | GSXB403010A* | CAPTA3022*4A*+EEP |  | Voluntarily Certified | Single-split-system air condit | False | False | 28400 |  | 14.3 | 13.4 |  |  | True | 30 | 30 | 11.7 |  | Coil-Only System | False | Conventional | 10/03/2023 |  | 11/29/2023
Daikin Comfort Technologies Manufacturing, L.P. | Franklin | GSXB403610A* | GSXB403610A* | CAPTA3626*4A*+EEP |  | Voluntarily Certified | Single-split-system air condit | False | False | 34200 |  | 14.3 | 13.4 |  |  | True | 30 | 30 | 11.7 |  | Coil-Only System | False | Conventional | 10/03/2023 |  | 11/29/2023
Daikin Comfort Technologies Manufacturing, L.P. | Franklin | GSXB404210A* | GSXB404210A* | CAPTA4230*4A*+EEP |  | Voluntarily Certified | Single-split-system air condit | False | False | 40000 |  | 14.3 | 13.4 |  |  | True | 30 | 30 | 11.7 |  | Coil-Only System | False | Conventional | 10/03/2023 |  | 11/29/2023
Daikin Comfort Technologies Manufacturing, L.P. | Franklin | GSXB404810A* | GSXB404810A* | CA*F4961*6D*+EEP+TXV |  | Voluntarily Certified | Single-split-system air condit | False | False | 45500 |  | 13.8 | 13.4 |  |  | False | 30 | 30 | 11.7 |  | Coil-Only System | False | Conventional | 10/03/2023 |  | 11/29/2023
Daikin Comfort Technologies Manufacturing, L.P. | Franklin | GSXB406010A* | GSXB406010A* | CA*F4961*6D*+EEP+TXV |  | Voluntarily Certified | Single-split-system air condit | False | False | 55000 |  | 13.8 | 13.4 |  |  | False | 30 | 30 | 11.2 |  | Coil-Only System | False | Conventional | 10/03/2023 |  | 11/29/2023
Daikin Comfort Technologies Manufacturing, L.P. | Franklin | GSXC702410A* | GSXC702410A* | CA*FA2422*6B*+EEP+TXV |  | Voluntarily Certified | Single-split-system air condit | False | False | 22800 |  | 14.3 | 13.4 |  |  | True | 30 | 30 | 11.7 |  | Coil-Only System | False | Conventional | 10/03/2023 |  | 11/29/2023
Daikin Comfort Technologies Manufacturing, L.P. | Franklin | GSXC703610A* | GSXC703610A* | CA*FA4226*6A*+EEP+TXV |  | Voluntarily Certified | Single-split-system air condit | False | False | 34200 |  | 14.3 | 13.4 |  |  | False | 30 | 30 | 11.7 |  | Coil-Only System | False | Conventional | 10/03/2023 |  | 11/29/2023
Daikin Comfort Technologies Manufacturing, L.P. | Franklin | GSXC704810A* | GSXC704810A* | CA*F4961*6D*+EEP+TXV |  | Voluntarily Certified | Single-split-system air condit | False | False | 47000 |  | 13.8 | 13.4 |  |  | False | 30 | 30 | 11.2 |  | Coil-Only System | False | Conventional | 10/03/2023 |  | 11/29/2023
Daikin Comfort Technologies Manufacturing, L.P. | Franklin | GSXC706010A* | GSXC706010A* | CA*F4961*6D*+EEP+TXV |  | Voluntarily Certified | Single-split-system air condit | False | False | 56000 |  | 13.8 | 13.4 |  |  | False | 30 | 30 | 11.2 |  | Coil-Only System | False | Conventional | 10/03/2023 |  | 11/29/2023
Daikin Comfort Technologies Manufacturing, L.P. | Franklin | GSXH501810A* | GSXH501810A* | CA*FA1818*6C*+EEP+TXV |  | Voluntarily Certified | Single-split-system air condit | False | False | 17400 |  | 14.3 | 13.4 |  |  | False | 30 | 30 | 11.7 |  | Coil-Only System | False | Conventional | 10/03/2023 |  | 11/29/2023
Daikin Comfort Technologies Manufacturing, L.P. | Franklin | GSXH502410A* | GSXH502410A* | CA*FA2422*6B*+EEP+TXV |  | Voluntarily Certified | Single-split-system air condit | False | False | 23600 |  | 14.3 | 13.4 |  |  | True | 30 | 30 | 11.7 |  | Coil-Only System | False | Conventional | 10/03/2023 |  | 11/29/2023
Daikin Comfort Technologies Manufacturing, L.P. | Franklin | GSXH503010A* | GSXH503010A* | CA*FA3022*6B*+EEP+TXV |  | Voluntarily Certified | Single-split-system air condit | False | False | 28400 |  | 14.3 | 13.4 |  |  | True | 30 | 30 | 11.7 |  | Coil-Only System | False | Conventional | 10/03/2023 |  | 11/29/2023
Daikin Comfort Technologies Manufacturing, L.P. | Franklin | GSXH503610A* | GSXH503610A* | CA*FA4226*6A*+EEP+TXV |  | Voluntarily Certified | Single-split-system air condit | False | False | 34200 |  | 14.3 | 13.4 |  |  | True | 30 | 30 | 11.7 |  | Coil-Only System | False | Conventional | 10/03/2023 |  | 11/29/2023
Daikin Comfort Technologies Manufacturing, L.P. | Franklin | GSXH504210A* | GSXH504210A* | CAPTA4230*4A*+EEP |  | Voluntarily Certified | Single-split-system air condit | False | False | 40000 |  | 14.3 | 13.4 |  |  | True | 30 | 30 | 11.7 |  | Coil-Only System | False | Conventional | 10/03/2023 |  | 11/29/2023
Daikin Comfort Technologies Manufacturing, L.P. | Franklin | GSXH504810A* | GSXH504810A* | CA*F4961*6D*+EEP+TXV |  | Voluntarily Certified | Single-split-system air condit | False | False | 45500 |  | 13.8 | 13.4 |  |  | False | 30 | 30 | 11.7 |  | Coil-Only System | False | Conventional | 10/03/2023 |  | 11/29/2023
Daikin Comfort Technologies Manufacturing, L.P. | Franklin | GSXH506010A* | GSXH506010A* | CA*F4961*6D*+EEP+TXV |  | Voluntarily Certified | Single-split-system air condit | False | False | 55000 |  | 13.8 | 13.4 |  |  | False | 30 | 30 | 11.2 |  | Coil-Only System | False | Conventional | 10/03/2023 |  | 11/29/2023
Daikin Comfort Technologies Manufacturing, L.P. | Franklin | GSXM401810A* | GSXM401810A* | CA*FA1818*6C*+EEP+TXV |  | Voluntarily Certified | Single-split-system air condit | False | False | 17400 |  | 14.3 | 13.4 |  |  | False | 30 | 30 | 11.7 |  | Coil-Only System | False | Conventional | 10/03/2023 |  | 11/29/2023
Daikin Comfort Technologies Manufacturing, L.P. | Franklin | GSXM402410A* | GSXM402410A* | CA*FA2422*6B*+EEP+TXV |  | Voluntarily Certified | Single-split-system air condit | False | False | 23600 |  | 14.3 | 13.4 |  |  | True | 30 | 30 | 11.7 |  | Coil-Only System | False | Conventional | 10/03/2023 |  | 11/29/2023
Daikin Comfort Technologies Manufacturing, L.P. | Franklin | GSXM403010A* | GSXM403010A* | CA*FA3022*6B*+EEP+TXV |  | Voluntarily Certified | Single-split-system air condit | False | False | 28400 |  | 14.3 | 13.4 |  |  | True | 30 | 30 | 11.7 |  | Coil-Only System | False | Conventional | 10/03/2023 |  | 11/29/2023
Daikin Comfort Technologies Manufacturing, L.P. | Franklin | GSXM403610A* | GSXM403610A* | CA*FA4226*6A*+EEP+TXV |  | Voluntarily Certified | Single-split-system air condit | False | False | 34200 |  | 14.3 | 13.4 |  |  | True | 30 | 30 | 11.7 |  | Coil-Only System | False | Conventional | 10/03/2023 |  | 11/29/2023
Daikin Comfort Technologies Manufacturing, L.P. | Franklin | GSXN401810A* | GSXN401810A* | CA*FA1818*6C*+EEP+TXV |  | Voluntarily Certified | Single-split-system air condit | False | False | 17400 |  | 14.3 | 13.4 |  |  | False | 30 | 30 | 11.7 |  | Coil-Only System | False | Conventional | 10/03/2023 |  | 11/29/2023
Daikin Comfort Technologies Manufacturing, L.P. | Franklin | GSXN402410A* | GSXN402410A* | CA*FA2422*6B*+EEP+TXV |  | Voluntarily Certified | Single-split-system air condit | False | False | 22600 |  | 14.3 | 13.4 |  |  | False | 30 | 30 | 11.7 |  | Coil-Only System | False | Conventional | 10/03/2023 |  | 11/29/2023
Daikin Comfort Technologies Manufacturing, L.P. | Franklin | GSXN403010A* | GSXN403010A* | CA*FA3626*6A*+EEP+TXV |  | Voluntarily Certified | Single-split-system air condit | False | False | 28600 |  | 14.3 | 13.4 |  |  | False | 30 | 30 | 11.7 |  | Coil-Only System | False | Conventional | 10/03/2023 |  | 11/29/2023
Daikin Comfort Technologies Manufacturing, L.P. | Franklin | GSXN403610A* | GSXN403610A* | CA*FA4226*6A*+EEP+TXV |  | Voluntarily Certified | Single-split-system air condit | False | False | 34200 |  | 14.3 | 13.4 |  |  | False | 30 | 30 | 11.7 |  | Coil-Only System | False | Conventional | 10/03/2023 |  | 11/29/2023
Daikin Comfort Technologies Manufacturing, L.P. | Franklin | GSXN404210A* | GSXN404210A* | CAPTA4230*4A*+EEP |  | Voluntarily Certified | Single-split-system air condit | False | False | 39500 |  | 14.3 | 13.4 |  |  | False | 30 | 30 | 11.7 |  | Coil-Only System | False | Conventional | 10/03/2023 |  | 11/29/2023
Daikin Comfort Technologies Manufacturing, L.P. | Franklin | GSXN404810A* | GSXN404810A* | CA*F4961*6D*+EEP+TXV |  | Voluntarily Certified | Single-split-system air condit | False | False | 45500 |  | 13.8 | 13.4 |  |  | False | 30 | 30 | 11.7 |  | Coil-Only System | False | Conventional | 10/03/2023 |  | 11/29/2023
Daikin Comfort Technologies Manufacturing, L.P. | Franklin | GSXN406010A* | GSXN406010A* | CA*F4961*6D*+EEP+TXV |  | Voluntarily Certified | Single-split-system air condit | False | False | 55000 |  | 13.8 | 13.4 |  |  | False | 30 | 30 | 11.2 |  | Coil-Only System | False | Conventional | 10/03/2023 |  | 11/29/2023
Daikin Comfort Technologies Manufacturing, L.P. | Franklin | GSXV902410A* | GSXV902410A* | CA*F3137*6A*+MBVC1201**-1A*+TX |  | Voluntarily Certified | Single-split-system air condit | False | False | 22600 |  | 22.5 | 13.4 |  |  | True | 30 | 30 | 13 |  | Blower Coil System | True | Conventional | 10/03/2023 |  | 11/29/2023
Daikin Comfort Technologies Manufacturing, L.P. | Franklin | GSXV903610A* | GSXV903610A* | CA*F3743*6D*+MBVC1601**-1A*+TX |  | Voluntarily Certified | Single-split-system air condit | False | False | 32800 |  | 20 | 13.4 |  |  | True | 30 | 30 | 12 |  | Blower Coil System | True | Conventional | 10/03/2023 |  | 11/29/2023
Daikin Comfort Technologies Manufacturing, L.P. | Franklin | GSXV904810A* | GSXV904810A* | CA*F4961*6D*+MBVC2001**-1A*+TX |  | Voluntarily Certified | Single-split-system air condit | False | False | 45000 |  | 20.5 | 13.4 |  |  | True | 30 | 30 | 12.4 |  | Blower Coil System | True | Conventional | 10/03/2023 |  | 11/29/2023
Daikin Comfort Technologies Manufacturing, L.P. | Franklin | GSXV906010A* | GSXV906010A* | CA*F4961*6D*+MBVC2001**-1A*+TX |  | Voluntarily Certified | Single-split-system air condit | False | False | 52000 |  | 19 | 13.4 |  |  | True | 30 | 30 | 12.4 |  | Blower Coil System | True | Conventional | 10/03/2023 |  | 11/29/2023
Daikin Comfort Technologies Manufacturing, L.P. | Goettl | APCH32441A* | APCH32441A* |  |  | Voluntarily Certified | Single-package air conditioner | False | False | 23600 |  | 13.4 | 13.4 |  |  | False | 30 | 30 | 10.6 |  |  | False | Conventional | 07/07/2023 |  | 11/29/2023
Daikin Comfort Technologies Manufacturing, L.P. | Goettl | APCH33041A* | APCH33041A* |  |  | Voluntarily Certified | Single-package air conditioner | False | False | 28200 |  | 13.4 | 13.4 |  |  | False | 30 | 30 | 10.6 |  |  | False | Conventional | 07/07/2023 |  | 11/29/2023
Daikin Comfort Technologies Manufacturing, L.P. | Goettl | APCH33641A* | APCH33641A* |  |  | Voluntarily Certified | Single-package air conditioner | False | False | 35600 |  | 13.4 | 13.4 |  |  | False | 30 | 30 | 10.6 |  |  | False | Conventional | 07/07/2023 |  | 11/29/2023
Daikin Comfort Technologies Manufacturing, L.P. | Goettl | APCH34241A* | APCH34241A* |  |  | Voluntarily Certified | Single-package air conditioner | False | False | 40000 |  | 13.4 | 13.4 |  |  | False | 30 | 30 | 10.6 |  |  | False | Conventional | 07/07/2023 |  | 11/29/2023
Daikin Comfort Technologies Manufacturing, L.P. | Goettl | APCH34841A* | APCH34841A* |  |  | Voluntarily Certified | Single-package air conditioner | False | False | 46000 |  | 13.4 | 13.4 |  |  | False | 30 | 30 | 10.6 |  |  | False | Conventional | 07/07/2023 |  | 11/29/2023
Daikin Comfort Technologies Manufacturing, L.P. | Goettl | APCH36041A* | APCH36041A* |  |  | Voluntarily Certified | Single-package air conditioner | False | False | 56000 |  | 13.4 | 13.4 |  |  | False | 30 | 30 | 10.6 |  |  | False | Conventional | 07/07/2023 |  | 11/29/2023
Daikin Comfort Technologies Manufacturing, L.P. | Goettl | APGM324***41A* | APGM324***41A* |  |  | Voluntarily Certified | Single-package air conditioner | False | False | 23000 |  | 13.4 | 13.4 |  |  | False | 30 | 30 | 10.6 |  |  | False | Conventional | 07/07/2023 |  | 11/29/2023
Daikin Comfort Technologies Manufacturing, L.P. | Goettl | APGM330***41A* | APGM330***41A* |  |  | Voluntarily Certified | Single-package air conditioner | False | False | 28600 |  | 13.4 | 13.4 |  |  | False | 30 | 30 | 10.6 |  |  | False | Conventional | 07/07/2023 |  | 11/29/2023
Daikin Comfort Technologies Manufacturing, L.P. | Goettl | APGM336***41A* | APGM336***41A* |  |  | Voluntarily Certified | Single-package air conditioner | False | False | 34200 |  | 13.4 | 13.4 |  |  | False | 30 | 30 | 10.6 |  |  | False | Conventional | 07/07/2023 |  | 11/29/2023
Daikin Comfort Technologies Manufacturing, L.P. | Goettl | APGM342***41A* | APGM342***41A* |  |  | Voluntarily Certified | Single-package air conditioner | False | False | 40000 |  | 13.4 | 13.4 |  |  | False | 30 | 30 | 10.6 |  |  | False | Conventional | 07/07/2023 |  | 11/29/2023
Daikin Comfort Technologies Manufacturing, L.P. | Goettl | APGM348***41A* | APGM348***41A* |  |  | Voluntarily Certified | Single-package air conditioner | False | False | 46000 |  | 13.4 | 13.4 |  |  | False | 30 | 30 | 10.6 |  |  | False | Conventional | 07/07/2023 |  | 11/29/2023
Daikin Comfort Technologies Manufacturing, L.P. | Goettl | APGM361***41A* | APGM361***41A* |  |  | Voluntarily Certified | Single-package air conditioner | False | False | 56000 |  | 13.4 | 13.4 |  |  | False | 30 | 30 | 10.6 |  |  | False | Conventional | 07/07/2023 |  | 11/29/2023
Daikin Comfort Technologies Manufacturing, L.P. | Goettl | APGM524***41A* | APGM524***41A* |  |  | Voluntarily Certified | Single-package air conditioner | False | False | 23000 |  | 15.2 | 13.4 |  |  | False | 30 | 30 | 11.2 |  |  | False | Conventional | 07/07/2023 |  | 11/29/2023
Daikin Comfort Technologies Manufacturing, L.P. | Goettl | APGM530***41A* | APGM530***41A* |  |  | Voluntarily Certified | Single-package air conditioner | False | False | 29000 |  | 14.6 | 13.4 |  |  | False | 30 | 30 | 11.2 |  |  | False | Conventional | 07/07/2023 |  | 11/29/2023
Daikin Comfort Technologies Manufacturing, L.P. | Goettl | APGM536***41A* | APGM536***41A* |  |  | Voluntarily Certified | Single-package air conditioner | False | False | 35000 |  | 15.2 | 13.4 |  |  | False | 30 | 30 | 11.2 |  |  | False | Conventional | 07/07/2023 |  | 11/29/2023
Daikin Comfort Technologies Manufacturing, L.P. | Goettl | APGM542***41A* | APGM542***41A* |  |  | Voluntarily Certified | Single-package air conditioner | False | False | 41000 |  | 14.7 | 13.4 |  |  | False | 30 | 30 | 11.2 |  |  | False | Conventional | 07/07/2023 |  | 11/29/2023
Daikin Comfort Technologies Manufacturing, L.P. | Goettl | APGM548***41A* | APGM548***41A* |  |  | Voluntarily Certified | Single-package air conditioner | False | False | 46000 |  | 15 | 13.4 |  |  | False | 30 | 30 | 11.2 |  |  | False | Conventional | 07/07/2023 |  | 11/29/2023
Daikin Comfort Technologies Manufacturing, L.P. | Goettl | APGM560***41A* | APGM560***41A* |  |  | Voluntarily Certified | Single-package air conditioner | False | False | 58000 |  | 15.2 | 13.4 |  |  | False | 30 | 30 | 11.2 |  |  | False | Conventional | 07/07/2023 |  | 11/29/2023
Daikin Comfort Technologies Manufacturing, L.P. | Goettl | APUM324***41A* | APUM324***41A* |  |  | Voluntarily Certified | Single-package air conditioner | False | False | 23000 |  | 13.4 | 13.4 |  |  | False | 30 | 30 | 10.6 |  |  | False | Conventional | 07/07/2023 |  | 11/29/2023
Daikin Comfort Technologies Manufacturing, L.P. | Goettl | APUM330***41A* | APUM330***41A* |  |  | Voluntarily Certified | Single-package air conditioner | False | False | 28600 |  | 13.4 | 13.4 |  |  | False | 30 | 30 | 10.6 |  |  | False | Conventional | 07/07/2023 |  | 11/29/2023
Daikin Comfort Technologies Manufacturing, L.P. | Goettl | APUM336***41A* | APUM336***41A* |  |  | Voluntarily Certified | Single-package air conditioner | False | False | 34200 |  | 13.4 | 13.4 |  |  | False | 30 | 30 | 10.6 |  |  | False | Conventional | 07/07/2023 |  | 11/29/2023
Daikin Comfort Technologies Manufacturing, L.P. | Goettl | APUM342***41A* | APUM342***41A* |  |  | Voluntarily Certified | Single-package air conditioner | False | False | 40000 |  | 13.4 | 13.4 |  |  | False | 30 | 30 | 10.6 |  |  | False | Conventional | 07/07/2023 |  | 11/29/2023
Daikin Comfort Technologies Manufacturing, L.P. | Goettl | APUM348***41A* | APUM348***41A* |  |  | Voluntarily Certified | Single-package air conditioner | False | False | 46000 |  | 13.4 | 13.4 |  |  | False | 30 | 30 | 10.6 |  |  | False | Conventional | 07/07/2023 |  | 11/29/2023
Daikin Comfort Technologies Manufacturing, L.P. | Goettl | APUM361***41A* | APUM361***41A* |  |  | Voluntarily Certified | Single-package air conditioner | False | False | 56000 |  | 13.4 | 13.4 |  |  | False | 30 | 30 | 10.6 |  |  | False | Conventional | 07/07/2023 |  | 11/29/2023
Daikin Comfort Technologies Manufacturing, L.P. | Goettl | ASXC702410A* | ASXC702410A* | CA*FA2422*6B*+EEP+TXV |  | Voluntarily Certified | Single-split-system air condit | False | False | 22800 |  | 14.3 | 13.4 |  |  | True | 30 | 30 | 11.7 |  | Coil-Only System | False | Conventional | 07/07/2023 |  | 11/29/2023
Daikin Comfort Technologies Manufacturing, L.P. | Goettl | ASXC703610A* | ASXC703610A* | CA*FA4226*6A*+EEP+TXV |  | Voluntarily Certified | Single-split-system air condit | False | False | 34200 |  | 14.3 | 13.4 |  |  | False | 30 | 30 | 11.7 |  | Coil-Only System | False | Conventional | 07/07/2023 |  | 11/29/2023
Daikin Comfort Technologies Manufacturing, L.P. | Goettl | ASXC704810A* | ASXC704810A* | CA*F4961*6D*+EEP+TXV |  | Voluntarily Certified | Single-split-system air condit | False | False | 47000 |  | 13.8 | 13.4 |  |  | False | 30 | 30 | 11.2 |  | Coil-Only System | False | Conventional | 07/07/2023 |  | 11/29/2023
Daikin Comfort Technologies Manufacturing, L.P. | Goettl | ASXC706010A* | ASXC706010A* | CA*F4961*6D*+EEP+TXV |  | Voluntarily Certified | Single-split-system air condit | False | False | 56000 |  | 13.8 | 13.4 |  |  | False | 30 | 30 | 11.2 |  | Coil-Only System | False | Conventional | 07/07/2023 |  | 11/29/2023
Daikin Comfort Technologies Manufacturing, L.P. | Goettl | ASXH401810A* | ASXH401810A* | CAPTA1818*4A*+EEP |  | Voluntarily Certified | Single-split-system air condit | False | False | 17400 |  | 14.3 | 13.4 |  |  | False | 30 | 30 | 11.7 |  | Coil-Only System | False | Conventional | 07/07/2023 |  | 11/29/2023
Daikin Comfort Technologies Manufacturing, L.P. | Goettl | ASXH402410A* | ASXH402410A* | CAPTA2422*4A*+EEP |  | Voluntarily Certified | Single-split-system air condit | False | False | 23600 |  | 14.3 | 13.4 |  |  | True | 30 | 30 | 11.7 |  | Coil-Only System | False | Conventional | 07/07/2023 |  | 11/29/2023
Daikin Comfort Technologies Manufacturing, L.P. | Goettl | ASXH403010A* | ASXH403010A* | CAPTA3022*4A*+EEP |  | Voluntarily Certified | Single-split-system air condit | False | False | 28400 |  | 14.3 | 13.4 |  |  | True | 30 | 30 | 11.7 |  | Coil-Only System | False | Conventional | 07/07/2023 |  | 11/29/2023
Daikin Comfort Technologies Manufacturing, L.P. | Goettl | ASXH403610A* | ASXH403610A* | CAPTA3626*4A*+EEP |  | Voluntarily Certified | Single-split-system air condit | False | False | 34200 |  | 14.3 | 13.4 |  |  | True | 30 | 30 | 11.7 |  | Coil-Only System | False | Conventional | 07/07/2023 |  | 11/29/2023
Daikin Comfort Technologies Manufacturing, L.P. | Goettl | ASXH404210A* | ASXH404210A* | CAPTA4230*4A*+EEP |  | Voluntarily Certified | Single-split-system air condit | False | False | 40000 |  | 14.3 | 13.4 |  |  | True | 30 | 30 | 11.7 |  | Coil-Only System | False | Conventional | 07/07/2023 |  | 11/29/2023
Daikin Comfort Technologies Manufacturing, L.P. | Goettl | ASXH404810A* | ASXH404810A* | CA*F4961*6D*+EEP+TXV |  | Voluntarily Certified | Single-split-system air condit | False | False | 45500 |  | 13.8 | 13.4 |  |  | False | 30 | 30 | 11.7 |  | Coil-Only System | False | Conventional | 07/07/2023 |  | 11/29/2023
Daikin Comfort Technologies Manufacturing, L.P. | Goettl | ASXH406010A* | ASXH406010A* | CA*F4961*6D*+EEP+TXV |  | Voluntarily Certified | Single-split-system air condit | False | False | 55000 |  | 13.8 | 13.4 |  |  | False | 30 | 30 | 11.2 |  | Coil-Only System | False | Conventional | 07/07/2023 |  | 11/29/2023
Daikin Comfort Technologies Manufacturing, L.P. | Goettl | ASXH501810A* | ASXH501810A* | CA*FA1818*6C*+EEP+TXV |  | Voluntarily Certified | Single-split-system air condit | False | False | 17400 |  | 14.3 | 13.4 |  |  | False | 30 | 30 | 11.7 |  | Coil-Only System | False | Conventional | 07/07/2023 |  | 11/29/2023
Daikin Comfort Technologies Manufacturing, L.P. | Goettl | ASXH502410A* | ASXH502410A* | CA*FA2422*6B*+EEP+TXV |  | Voluntarily Certified | Single-split-system air condit | False | False | 23600 |  | 14.3 | 13.4 |  |  | True | 30 | 30 | 11.7 |  | Coil-Only System | False | Conventional | 07/07/2023 |  | 11/29/2023
Daikin Comfort Technologies Manufacturing, L.P. | Goettl | ASXH503010A* | ASXH503010A* | CA*FA3022*6B*+EEP+TXV |  | Voluntarily Certified | Single-split-system air condit | False | False | 28400 |  | 14.3 | 13.4 |  |  | True | 30 | 30 | 11.7 |  | Coil-Only System | False | Conventional | 07/07/2023 |  | 11/29/2023
Daikin Comfort Technologies Manufacturing, L.P. | Goettl | ASXH503610A* | ASXH503610A* | CA*FA4226*6A*+EEP+TXV |  | Voluntarily Certified | Single-split-system air condit | False | False | 34200 |  | 14.3 | 13.4 |  |  | True | 30 | 30 | 11.7 |  | Coil-Only System | False | Conventional | 07/07/2023 |  | 11/29/2023
Daikin Comfort Technologies Manufacturing, L.P. | Goettl | ASXH504210A* | ASXH504210A* | CAPTA4230*4A*+EEP |  | Voluntarily Certified | Single-split-system air condit | False | False | 40000 |  | 14.3 | 13.4 |  |  | True | 30 | 30 | 11.7 |  | Coil-Only System | False | Conventional | 07/07/2023 |  | 11/29/2023
Daikin Comfort Technologies Manufacturing, L.P. | Goettl | ASXH504810A* | ASXH504810A* | CA*F4961*6D*+EEP+TXV |  | Voluntarily Certified | Single-split-system air condit | False | False | 45500 |  | 13.8 | 13.4 |  |  | False | 30 | 30 | 11.7 |  | Coil-Only System | False | Conventional | 07/07/2023 |  | 11/29/2023
Daikin Comfort Technologies Manufacturing, L.P. | Goettl | ASXH506010A* | ASXH506010A* | CA*F4961*6D*+EEP+TXV |  | Voluntarily Certified | Single-split-system air condit | False | False | 55000 |  | 13.8 | 13.4 |  |  | False | 30 | 30 | 11.2 |  | Coil-Only System | False | Conventional | 07/07/2023 |  | 11/29/2023
Daikin Comfort Technologies Manufacturing, L.P. | Goettl | ASXN401810A* | ASXN401810A* | CA*FA1818*6C*+EEP+TXV |  | Voluntarily Certified | Single-split-system air condit | False | False | 17400 |  | 14.3 | 13.4 |  |  | False | 30 | 30 | 11.7 |  | Coil-Only System | False | Conventional | 07/07/2023 |  | 11/29/2023
Daikin Comfort Technologies Manufacturing, L.P. | Goettl | ASXN402410A* | ASXN402410A* | CA*FA2422*6B*+EEP+TXV |  | Voluntarily Certified | Single-split-system air condit | False | False | 22600 |  | 14.3 | 13.4 |  |  | False | 30 | 30 | 11.7 |  | Coil-Only System | False | Conventional | 07/07/2023 |  | 11/29/2023
Daikin Comfort Technologies Manufacturing, L.P. | Goettl | ASXN403010A* | ASXN403010A* | CA*FA3626*6A*+EEP+TXV |  | Voluntarily Certified | Single-split-system air condit | False | False | 28600 |  | 14.3 | 13.4 |  |  | False | 30 | 30 | 11.7 |  | Coil-Only System | False | Conventional | 07/07/2023 |  | 11/29/2023
Daikin Comfort Technologies Manufacturing, L.P. | Goettl | ASXN403610A* | ASXN403610A* | CA*FA4226*6A*+EEP+TXV |  | Voluntarily Certified | Single-split-system air condit | False | False | 34200 |  | 14.3 | 13.4 |  |  | False | 30 | 30 | 11.7 |  | Coil-Only System | False | Conventional | 07/07/2023 |  | 11/29/2023
Daikin Comfort Technologies Manufacturing, L.P. | Goettl | ASXN404210A* | ASXN404210A* | CAPTA4230*4A*+EEP |  | Voluntarily Certified | Single-split-system air condit | False | False | 39500 |  | 14.3 | 13.4 |  |  | False | 30 | 30 | 11.7 |  | Coil-Only System | False | Conventional | 07/07/2023 |  | 11/29/2023
Daikin Comfort Technologies Manufacturing, L.P. | Goettl | ASXN404810A* | ASXN404810A* | CA*F4961*6D*+EEP+TXV |  | Voluntarily Certified | Single-split-system air condit | False | False | 45500 |  | 13.8 | 13.4 |  |  | False | 30 | 30 | 11.7 |  | Coil-Only System | False | Conventional | 07/07/2023 |  | 11/29/2023
Daikin Comfort Technologies Manufacturing, L.P. | Goettl | ASXN406010A* | ASXN406010A* | CA*F4961*6D*+EEP+TXV |  | Voluntarily Certified | Single-split-system air condit | False | False | 55000 |  | 13.8 | 13.4 |  |  | False | 30 | 30 | 11.2 |  | Coil-Only System | False | Conventional | 07/07/2023 |  | 11/29/2023
Daikin Comfort Technologies Manufacturing, L.P. | Goettl | GPCH32441A* | GPCH32441A* |  |  | Voluntarily Certified | Single-package air conditioner | False | False | 22800 |  | 13.4 | 13.4 |  |  | False | 30 | 30 | 10.6 |  |  | False | Conventional | 07/07/2023 |  | 11/29/2023
Daikin Comfort Technologies Manufacturing, L.P. | Goettl | GPCH33641A* | GPCH33641A* |  |  | Voluntarily Certified | Single-package air conditioner | False | False | 35600 |  | 13.4 | 13.4 |  |  | False | 30 | 30 | 10.6 |  |  | False | Conventional | 07/07/2023 |  | 11/29/2023
Daikin Comfort Technologies Manufacturing, L.P. | Goettl | GPCH34241A* | GPCH34241A* |  |  | Voluntarily Certified | Single-package air conditioner | False | False | 40000 |  | 13.4 | 13.4 |  |  | False | 30 | 30 | 10.6 |  |  | False | Conventional | 07/07/2023 |  | 11/29/2023
Daikin Comfort Technologies Manufacturing, L.P. | Goettl | GPCH34841A* | GPCH34841A* |  |  | Voluntarily Certified | Single-package air conditioner | False | False | 46000 |  | 13.4 | 13.4 |  |  | False | 30 | 30 | 10.6 |  |  | False | Conventional | 07/07/2023 |  | 11/29/2023
Daikin Comfort Technologies Manufacturing, L.P. | Goettl | GPCH36041A* | GPCH36041A* |  |  | Voluntarily Certified | Single-package air conditioner | False | False | 56000 |  | 13.4 | 13.4 |  |  | False | 30 | 30 | 10.6 |  |  | False | Conventional | 07/07/2023 |  | 11/29/2023
Daikin Comfort Technologies Manufacturing, L.P. | Goettl | GPCM32441A* | GPCM32441A* |  |  | Voluntarily Certified | Single-package air conditioner | False | False | 22800 |  | 13.4 | 13.4 |  |  | False | 30 | 30 | 10.6 |  |  | False | Conventional | 07/07/2023 |  | 11/29/2023
Daikin Comfort Technologies Manufacturing, L.P. | Goettl | GPCM33041A* | GPCM33041A* |  |  | Voluntarily Certified | Single-package air conditioner | False | False | 27800 |  | 13.4 | 13.4 |  |  | False | 30 | 30 | 10.6 |  |  | False | Conventional | 07/07/2023 |  | 11/29/2023
Daikin Comfort Technologies Manufacturing, L.P. | Goettl | GPCM33641A* | GPCM33641A* |  |  | Voluntarily Certified | Single-package air conditioner | False | False | 34200 |  | 13.4 | 13.4 |  |  | False | 30 | 30 | 10.6 |  |  | False | Conventional | 07/07/2023 |  | 11/29/2023
Daikin Comfort Technologies Manufacturing, L.P. | Goettl | GPCM34241A* | GPCM34241A* |  |  | Voluntarily Certified | Single-package air conditioner | False | False | 40000 |  | 13.4 | 13.4 |  |  | False | 30 | 30 | 10.6 |  |  | False | Conventional | 07/07/2023 |  | 11/29/2023
Daikin Comfort Technologies Manufacturing, L.P. | Goettl | GPCM34841A* | GPCM34841A* |  |  | Voluntarily Certified | Single-package air conditioner | False | False | 44500 |  | 13.4 | 13.4 |  |  | False | 30 | 30 | 10.6 |  |  | False | Conventional | 07/07/2023 |  | 11/29/2023
Daikin Comfort Technologies Manufacturing, L.P. | Goettl | GPCM36041A* | GPCM36041A* |  |  | Voluntarily Certified | Single-package air conditioner | False | False | 54500 |  | 13.4 | 13.4 |  |  | False | 30 | 30 | 10.6 |  |  | False | Conventional | 07/07/2023 |  | 11/29/2023
Daikin Comfort Technologies Manufacturing, L.P. | Goettl | GPGM324***41A* | GPGM324***41A* |  |  | Voluntarily Certified | Single-package air conditioner | False | False | 23000 |  | 13.4 | 13.4 |  |  | False | 30 | 30 | 10.6 |  |  | False | Conventional | 07/07/2023 |  | 11/29/2023
Daikin Comfort Technologies Manufacturing, L.P. | Goettl | GPGM330***41A* | GPGM330***41A* |  |  | Voluntarily Certified | Single-package air conditioner | False | False | 28600 |  | 13.4 | 13.4 |  |  | False | 30 | 30 | 10.6 |  |  | False | Conventional | 07/07/2023 |  | 11/29/2023
Daikin Comfort Technologies Manufacturing, L.P. | Goettl | GPGM336***41A* | GPGM336***41A* |  |  | Voluntarily Certified | Single-package air conditioner | False | False | 34200 |  | 13.4 | 13.4 |  |  | False | 30 | 30 | 10.6 |  |  | False | Conventional | 07/07/2023 |  | 11/29/2023
Daikin Comfort Technologies Manufacturing, L.P. | Goettl | GPGM342***41A* | GPGM342***41A* |  |  | Voluntarily Certified | Single-package air conditioner | False | False | 40000 |  | 13.4 | 13.4 |  |  | False | 30 | 30 | 10.6 |  |  | False | Conventional | 07/07/2023 |  | 11/29/2023
Daikin Comfort Technologies Manufacturing, L.P. | Goettl | GPGM348***41A* | GPGM348***41A* |  |  | Voluntarily Certified | Single-package air conditioner | False | False | 46000 |  | 13.4 | 13.4 |  |  | False | 30 | 30 | 10.6 |  |  | False | Conventional | 07/07/2023 |  | 11/29/2023
Daikin Comfort Technologies Manufacturing, L.P. | Goettl | GPGM361***41A* | GPGM361***41A* |  |  | Voluntarily Certified | Single-package air conditioner | False | False | 56000 |  | 13.4 | 13.4 |  |  | False | 30 | 30 | 10.6 |  |  | False | Conventional | 07/07/2023 |  | 11/29/2023
Daikin Comfort Technologies Manufacturing, L.P. | Goettl | GPGM524***41A* | GPGM524***41A* |  |  | Voluntarily Certified | Single-package air conditioner | False | False | 23000 |  | 15.2 | 13.4 |  |  | False | 30 | 30 | 11.2 |  |  | False | Conventional | 07/07/2023 |  | 11/29/2023
Daikin Comfort Technologies Manufacturing, L.P. | Goettl | GPGM530***41A* | GPGM530***41A* |  |  | Voluntarily Certified | Single-package air conditioner | False | False | 29000 |  | 14.6 | 13.4 |  |  | False | 30 | 30 | 11.2 |  |  | False | Conventional | 07/07/2023 |  | 11/29/2023
Daikin Comfort Technologies Manufacturing, L.P. | Goettl | GPGM536***41A* | GPGM536***41A* |  |  | Voluntarily Certified | Single-package air conditioner | False | False | 35000 |  | 15.2 | 13.4 |  |  | False | 30 | 30 | 11.2 |  |  | False | Conventional | 07/07/2023 |  | 11/29/2023
Daikin Comfort Technologies Manufacturing, L.P. | Goettl | GPGM542***41A* | GPGM542***41A* |  |  | Voluntarily Certified | Single-package air conditioner | False | False | 41000 |  | 14.7 | 13.4 |  |  | False | 30 | 30 | 11.2 |  |  | False | Conventional | 07/07/2023 |  | 11/29/2023
Daikin Comfort Technologies Manufacturing, L.P. | Goettl | GPGM548***41A* | GPGM548***41A* |  |  | Voluntarily Certified | Single-package air conditioner | False | False | 46000 |  | 15 | 13.4 |  |  | False | 30 | 30 | 11.2 |  |  | False | Conventional | 07/07/2023 |  | 11/29/2023
Daikin Comfort Technologies Manufacturing, L.P. | Goettl | GPGM560***41A* | GPGM560***41A* |  |  | Voluntarily Certified | Single-package air conditioner | False | False | 58000 |  | 15.2 | 13.4 |  |  | False | 30 | 30 | 11.2 |  |  | False | Conventional | 07/07/2023 |  | 11/29/2023
Daikin Comfort Technologies Manufacturing, L.P. | Goettl | GPUM324***41A* | GPUM324***41A* |  |  | Voluntarily Certified | Single-package air conditioner | False | False | 23000 |  | 13.4 | 13.4 |  |  | False | 30 | 30 | 10.6 |  |  | False | Conventional | 07/07/2023 |  | 11/29/2023
Daikin Comfort Technologies Manufacturing, L.P. | Goettl | GPUM330***41A* | GPUM330***41A* |  |  | Voluntarily Certified | Single-package air conditioner | False | False | 28600 |  | 13.4 | 13.4 |  |  | False | 30 | 30 | 10.6 |  |  | False | Conventional | 07/07/2023 |  | 11/29/2023
Daikin Comfort Technologies Manufacturing, L.P. | Goettl | GPUM336***41A* | GPUM336***41A* |  |  | Voluntarily Certified | Single-package air conditioner | False | False | 34200 |  | 13.4 | 13.4 |  |  | False | 30 | 30 | 10.6 |  |  | False | Conventional | 07/07/2023 |  | 11/29/2023
Daikin Comfort Technologies Manufacturing, L.P. | Goettl | GPUM342***41A* | GPUM342***41A* |  |  | Voluntarily Certified | Single-package air conditioner | False | False | 40000 |  | 13.4 | 13.4 |  |  | False | 30 | 30 | 10.6 |  |  | False | Conventional | 07/07/2023 |  | 11/29/2023
Daikin Comfort Technologies Manufacturing, L.P. | Goettl | GPUM348***41A* | GPUM348***41A* |  |  | Voluntarily Certified | Single-package air conditioner | False | False | 46000 |  | 13.4 | 13.4 |  |  | False | 30 | 30 | 10.6 |  |  | False | Conventional | 07/07/2023 |  | 11/29/2023
Daikin Comfort Technologies Manufacturing, L.P. | Goettl | GPUM361***41A* | GPUM361***41A* |  |  | Voluntarily Certified | Single-package air conditioner | False | False | 56000 |  | 13.4 | 13.4 |  |  | False | 30 | 30 | 10.6 |  |  | False | Conventional | 07/07/2023 |  | 11/29/2023
Daikin Comfort Technologies Manufacturing, L.P. | Goettl | GSXB401810A* | GSXB401810A* | CAPTA1818*4A*+EEP |  | Voluntarily Certified | Single-split-system air condit | False | False | 17400 |  | 14.3 | 13.4 |  |  | False | 30 | 30 | 11.7 |  | Coil-Only System | False | Conventional | 07/07/2023 |  | 11/29/2023
Daikin Comfort Technologies Manufacturing, L.P. | Goettl | GSXB402410A* | GSXB402410A* | CAPTA2422*4A*+EEP |  | Voluntarily Certified | Single-split-system air condit | False | False | 23600 |  | 14.3 | 13.4 |  |  | True | 30 | 30 | 11.7 |  | Coil-Only System | False | Conventional | 07/07/2023 |  | 11/29/2023
Daikin Comfort Technologies Manufacturing, L.P. | Goettl | GSXB403010A* | GSXB403010A* | CAPTA3022*4A*+EEP |  | Voluntarily Certified | Single-split-system air condit | False | False | 28400 |  | 14.3 | 13.4 |  |  | True | 30 | 30 | 11.7 |  | Coil-Only System | False | Conventional | 07/07/2023 |  | 11/29/2023
Daikin Comfort Technologies Manufacturing, L.P. | Goettl | GSXB403610A* | GSXB403610A* | CAPTA3626*4A*+EEP |  | Voluntarily Certified | Single-split-system air condit | False | False | 34200 |  | 14.3 | 13.4 |  |  | True | 30 | 30 | 11.7 |  | Coil-Only System | False | Conventional | 07/07/2023 |  | 11/29/2023
Daikin Comfort Technologies Manufacturing, L.P. | Goettl | GSXB404210A* | GSXB404210A* | CAPTA4230*4A*+EEP |  | Voluntarily Certified | Single-split-system air condit | False | False | 40000 |  | 14.3 | 13.4 |  |  | True | 30 | 30 | 11.7 |  | Coil-Only System | False | Conventional | 07/07/2023 |  | 11/29/2023
Daikin Comfort Technologies Manufacturing, L.P. | Goettl | GSXB404810A* | GSXB404810A* | CA*F4961*6D*+EEP+TXV |  | Voluntarily Certified | Single-split-system air condit | False | False | 45500 |  | 13.8 | 13.4 |  |  | False | 30 | 30 | 11.7 |  | Coil-Only System | False | Conventional | 07/07/2023 |  | 11/29/2023
Daikin Comfort Technologies Manufacturing, L.P. | Goettl | GSXB406010A* | GSXB406010A* | CA*F4961*6D*+EEP+TXV |  | Voluntarily Certified | Single-split-system air condit | False | False | 55000 |  | 13.8 | 13.4 |  |  | False | 30 | 30 | 11.2 |  | Coil-Only System | False | Conventional | 07/07/2023 |  | 11/29/2023
Daikin Comfort Technologies Manufacturing, L.P. | Goettl | GSXC702410A* | GSXC702410A* | CA*FA2422*6B*+EEP+TXV |  | Voluntarily Certified | Single-split-system air condit | False | False | 22800 |  | 14.3 | 13.4 |  |  | True | 30 | 30 | 11.7 |  | Coil-Only System | False | Conventional | 07/07/2023 |  | 11/29/2023
Daikin Comfort Technologies Manufacturing, L.P. | Goettl | GSXC703610A* | GSXC703610A* | CA*FA4226*6A*+EEP+TXV |  | Voluntarily Certified | Single-split-system air condit | False | False | 34200 |  | 14.3 | 13.4 |  |  | False | 30 | 30 | 11.7 |  | Coil-Only System | False | Conventional | 07/07/2023 |  | 11/29/2023
Daikin Comfort Technologies Manufacturing, L.P. | Goettl | GSXC704810A* | GSXC704810A* | CA*F4961*6D*+EEP+TXV |  | Voluntarily Certified | Single-split-system air condit | False | False | 47000 |  | 13.8 | 13.4 |  |  | False | 30 | 30 | 11.2 |  | Coil-Only System | False | Conventional | 07/07/2023 |  | 11/29/2023
Daikin Comfort Technologies Manufacturing, L.P. | Goettl | GSXC706010A* | GSXC706010A* | CA*F4961*6D*+EEP+TXV |  | Voluntarily Certified | Single-split-system air condit | False | False | 56000 |  | 13.8 | 13.4 |  |  | False | 30 | 30 | 11.2 |  | Coil-Only System | False | Conventional | 07/07/2023 |  | 11/29/2023
Daikin Comfort Technologies Manufacturing, L.P. | Goettl | GSXH501810A* | GSXH501810A* | CA*FA1818*6C*+EEP+TXV |  | Voluntarily Certified | Single-split-system air condit | False | False | 17400 |  | 14.3 | 13.4 |  |  | False | 30 | 30 | 11.7 |  | Coil-Only System | False | Conventional | 07/07/2023 |  | 11/29/2023
Daikin Comfort Technologies Manufacturing, L.P. | Goettl | GSXH502410A* | GSXH502410A* | CA*FA2422*6B*+EEP+TXV |  | Voluntarily Certified | Single-split-system air condit | False | False | 23600 |  | 14.3 | 13.4 |  |  | True | 30 | 30 | 11.7 |  | Coil-Only System | False | Conventional | 07/07/2023 |  | 11/29/2023
Daikin Comfort Technologies Manufacturing, L.P. | Goettl | GSXH503010A* | GSXH503010A* | CA*FA3022*6B*+EEP+TXV |  | Voluntarily Certified | Single-split-system air condit | False | False | 28400 |  | 14.3 | 13.4 |  |  | True | 30 | 30 | 11.7 |  | Coil-Only System | False | Conventional | 07/07/2023 |  | 11/29/2023
Daikin Comfort Technologies Manufacturing, L.P. | Goettl | GSXH503610A* | GSXH503610A* | CA*FA4226*6A*+EEP+TXV |  | Voluntarily Certified | Single-split-system air condit | False | False | 34200 |  | 14.3 | 13.4 |  |  | True | 30 | 30 | 11.7 |  | Coil-Only System | False | Conventional | 07/07/2023 |  | 11/29/2023
Daikin Comfort Technologies Manufacturing, L.P. | Goettl | GSXH504210A* | GSXH504210A* | CAPTA4230*4A*+EEP |  | Voluntarily Certified | Single-split-system air condit | False | False | 40000 |  | 14.3 | 13.4 |  |  | True | 30 | 30 | 11.7 |  | Coil-Only System | False | Conventional | 07/07/2023 |  | 11/29/2023
Daikin Comfort Technologies Manufacturing, L.P. | Goettl | GSXH504810A* | GSXH504810A* | CA*F4961*6D*+EEP+TXV |  | Voluntarily Certified | Single-split-system air condit | False | False | 45500 |  | 13.8 | 13.4 |  |  | False | 30 | 30 | 11.7 |  | Coil-Only System | False | Conventional | 07/07/2023 |  | 11/29/2023
Daikin Comfort Technologies Manufacturing, L.P. | Goettl | GSXH506010A* | GSXH506010A* | CA*F4961*6D*+EEP+TXV |  | Voluntarily Certified | Single-split-system air condit | False | False | 55000 |  | 13.8 | 13.4 |  |  | False | 30 | 30 | 11.2 |  | Coil-Only System | False | Conventional | 07/07/2023 |  | 11/29/2023
Daikin Comfort Technologies Manufacturing, L.P. | Goettl | GSXM401810A* | GSXM401810A* | CA*FA1818*6C*+EEP+TXV |  | Voluntarily Certified | Single-split-system air condit | False | False | 17400 |  | 14.3 | 13.4 |  |  | False | 30 | 30 | 11.7 |  | Coil-Only System | False | Conventional | 07/07/2023 |  | 11/29/2023
Daikin Comfort Technologies Manufacturing, L.P. | Goettl | GSXM402410A* | GSXM402410A* | CA*FA2422*6B*+EEP+TXV |  | Voluntarily Certified | Single-split-system air condit | False | False | 23600 |  | 14.3 | 13.4 |  |  | True | 30 | 30 | 11.7 |  | Coil-Only System | False | Conventional | 07/07/2023 |  | 11/29/2023
Daikin Comfort Technologies Manufacturing, L.P. | Goettl | GSXM403010A* | GSXM403010A* | CA*FA3022*6B*+EEP+TXV |  | Voluntarily Certified | Single-split-system air condit | False | False | 28400 |  | 14.3 | 13.4 |  |  | True | 30 | 30 | 11.7 |  | Coil-Only System | False | Conventional | 07/07/2023 |  | 11/29/2023
Daikin Comfort Technologies Manufacturing, L.P. | Goettl | GSXM403610A* | GSXM403610A* | CA*FA4226*6A*+EEP+TXV |  | Voluntarily Certified | Single-split-system air condit | False | False | 34200 |  | 14.3 | 13.4 |  |  | True | 30 | 30 | 11.7 |  | Coil-Only System | False | Conventional | 07/07/2023 |  | 11/29/2023
Daikin Comfort Technologies Manufacturing, L.P. | Goettl | GSXN401810A* | GSXN401810A* | CA*FA1818*6C*+EEP+TXV |  | Voluntarily Certified | Single-split-system air condit | False | False | 17400 |  | 14.3 | 13.4 |  |  | False | 30 | 30 | 11.7 |  | Coil-Only System | False | Conventional | 07/07/2023 |  | 11/29/2023
Daikin Comfort Technologies Manufacturing, L.P. | Goettl | GSXN402410A* | GSXN402410A* | CA*FA2422*6B*+EEP+TXV |  | Voluntarily Certified | Single-split-system air condit | False | False | 22600 |  | 14.3 | 13.4 |  |  | False | 30 | 30 | 11.7 |  | Coil-Only System | False | Conventional | 07/07/2023 |  | 11/29/2023
Daikin Comfort Technologies Manufacturing, L.P. | Goettl | GSXN403010A* | GSXN403010A* | CA*FA3626*6A*+EEP+TXV |  | Voluntarily Certified | Single-split-system air condit | False | False | 28600 |  | 14.3 | 13.4 |  |  | False | 30 | 30 | 11.7 |  | Coil-Only System | False | Conventional | 07/07/2023 |  | 11/29/2023
Daikin Comfort Technologies Manufacturing, L.P. | Goettl | GSXN403610A* | GSXN403610A* | CA*FA4226*6A*+EEP+TXV |  | Voluntarily Certified | Single-split-system air condit | False | False | 34200 |  | 14.3 | 13.4 |  |  | False | 30 | 30 | 11.7 |  | Coil-Only System | False | Conventional | 07/07/2023 |  | 11/29/2023
Daikin Comfort Technologies Manufacturing, L.P. | Goettl | GSXN404210A* | GSXN404210A* | CAPTA4230*4A*+EEP |  | Voluntarily Certified | Single-split-system air condit | False | False | 39500 |  | 14.3 | 13.4 |  |  | False | 30 | 30 | 11.7 |  | Coil-Only System | False | Conventional | 07/07/2023 |  | 11/29/2023
Daikin Comfort Technologies Manufacturing, L.P. | Goettl | GSXN404810A* | GSXN404810A* | CA*F4961*6D*+EEP+TXV |  | Voluntarily Certified | Single-split-system air condit | False | False | 45500 |  | 13.8 | 13.4 |  |  | False | 30 | 30 | 11.7 |  | Coil-Only System | False | Conventional | 07/07/2023 |  | 11/29/2023
Daikin Comfort Technologies Manufacturing, L.P. | Goettl | GSXN406010A* | GSXN406010A* | CA*F4961*6D*+EEP+TXV |  | Voluntarily Certified | Single-split-system air condit | False | False | 55000 |  | 13.8 | 13.4 |  |  | False | 30 | 30 | 11.2 |  | Coil-Only System | False | Conventional | 07/07/2023 |  | 11/29/2023
Daikin Comfort Technologies Manufacturing, L.P. | Goodman | GPCH32441A* | GPCH32441A* |  |  | Voluntarily Certified | Single-package air conditioner | False | False | 22800 |  | 13.4 | 13.4 |  |  | False | 30 | 30 | 10.6 |  |  | False | Conventional | 07/07/2023 |  | 11/29/2023
Daikin Comfort Technologies Manufacturing, L.P. | Goodman | GPCH33641A* | GPCH33641A* |  |  | Voluntarily Certified | Single-package air conditioner | False | False | 35600 |  | 13.4 | 13.4 |  |  | False | 30 | 30 | 10.6 |  |  | False | Conventional | 07/07/2023 |  | 11/29/2023
Daikin Comfort Technologies Manufacturing, L.P. | Goodman | GPCH34241A* | GPCH34241A* |  |  | Voluntarily Certified | Single-package air conditioner | False | False | 40000 |  | 13.4 | 13.4 |  |  | False | 30 | 30 | 10.6 |  |  | False | Conventional | 07/07/2023 |  | 11/29/2023
Daikin Comfort Technologies Manufacturing, L.P. | Goodman | GPCH34841A* | GPCH34841A* |  |  | Voluntarily Certified | Single-package air conditioner | False | False | 46000 |  | 13.4 | 13.4 |  |  | False | 30 | 30 | 10.6 |  |  | False | Conventional | 07/07/2023 |  | 11/29/2023
Daikin Comfort Technologies Manufacturing, L.P. | Goodman | GPCH36041A* | GPCH36041A* |  |  | Voluntarily Certified | Single-package air conditioner | False | False | 56000 |  | 13.4 | 13.4 |  |  | False | 30 | 30 | 10.6 |  |  | False | Conventional | 07/07/2023 |  | 11/29/2023
Daikin Comfort Technologies Manufacturing, L.P. | Goodman | GPCM32441A* | GPCM32441A* |  |  | Voluntarily Certified | Single-package air conditioner | False | False | 22800 |  | 13.4 | 13.4 |  |  | False | 30 | 30 | 10.6 |  |  | False | Conventional | 07/07/2023 |  | 11/29/2023
Daikin Comfort Technologies Manufacturing, L.P. | Goodman | GPCM33041A* | GPCM33041A* |  |  | Voluntarily Certified | Single-package air conditioner | False | False | 27800 |  | 13.4 | 13.4 |  |  | False | 30 | 30 | 10.6 |  |  | False | Conventional | 07/07/2023 |  | 11/29/2023
Daikin Comfort Technologies Manufacturing, L.P. | Goodman | GPCM33641A* | GPCM33641A* |  |  | Voluntarily Certified | Single-package air conditioner | False | False | 34200 |  | 13.4 | 13.4 |  |  | False | 30 | 30 | 10.6 |  |  | False | Conventional | 07/07/2023 |  | 11/29/2023
Daikin Comfort Technologies Manufacturing, L.P. | Goodman | GPCM34241A* | GPCM34241A* |  |  | Voluntarily Certified | Single-package air conditioner | False | False | 40000 |  | 13.4 | 13.4 |  |  | False | 30 | 30 | 10.6 |  |  | False | Conventional | 07/07/2023 |  | 11/29/2023
Daikin Comfort Technologies Manufacturing, L.P. | Goodman | GPCM34841A* | GPCM34841A* |  |  | Voluntarily Certified | Single-package air conditioner | False | False | 44500 |  | 13.4 | 13.4 |  |  | False | 30 | 30 | 10.6 |  |  | False | Conventional | 07/07/2023 |  | 11/29/2023
Daikin Comfort Technologies Manufacturing, L.P. | Goodman | GPCM36041A* | GPCM36041A* |  |  | Voluntarily Certified | Single-package air conditioner | False | False | 54500 |  | 13.4 | 13.4 |  |  | False | 30 | 30 | 10.6 |  |  | False | Conventional | 07/07/2023 |  | 11/29/2023
Daikin Comfort Technologies Manufacturing, L.P. | Goodman | GPGM324***41A* | GPGM324***41A* |  |  | Voluntarily Certified | Single-package air conditioner | False | False | 23000 |  | 13.4 | 13.4 |  |  | False | 30 | 30 | 10.6 |  |  | False | Conventional | 07/07/2023 |  | 11/29/2023
Daikin Comfort Technologies Manufacturing, L.P. | Goodman | GPGM330***41A* | GPGM330***41A* |  |  | Voluntarily Certified | Single-package air conditioner | False | False | 28600 |  | 13.4 | 13.4 |  |  | False | 30 | 30 | 10.6 |  |  | False | Conventional | 07/07/2023 |  | 11/29/2023
Daikin Comfort Technologies Manufacturing, L.P. | Goodman | GPGM336***41A* | GPGM336***41A* |  |  | Voluntarily Certified | Single-package air conditioner | False | False | 34200 |  | 13.4 | 13.4 |  |  | False | 30 | 30 | 10.6 |  |  | False | Conventional | 07/07/2023 |  | 11/29/2023
Daikin Comfort Technologies Manufacturing, L.P. | Goodman | GPGM342***41A* | GPGM342***41A* |  |  | Voluntarily Certified | Single-package air conditioner | False | False | 40000 |  | 13.4 | 13.4 |  |  | False | 30 | 30 | 10.6 |  |  | False | Conventional | 07/07/2023 |  | 11/29/2023
Daikin Comfort Technologies Manufacturing, L.P. | Goodman | GPGM348***41A* | GPGM348***41A* |  |  | Voluntarily Certified | Single-package air conditioner | False | False | 46000 |  | 13.4 | 13.4 |  |  | False | 30 | 30 | 10.6 |  |  | False | Conventional | 07/07/2023 |  | 11/29/2023
Daikin Comfort Technologies Manufacturing, L.P. | Goodman | GPGM361***41A* | GPGM361***41A* |  |  | Voluntarily Certified | Single-package air conditioner | False | False | 56000 |  | 13.4 | 13.4 |  |  | False | 30 | 30 | 10.6 |  |  | False | Conventional | 07/07/2023 |  | 11/29/2023
Daikin Comfort Technologies Manufacturing, L.P. | Goodman | GPGM524***41A* | GPGM524***41A* |  |  | Voluntarily Certified | Single-package air conditioner | False | False | 23000 |  | 15.2 | 13.4 |  |  | False | 30 | 30 | 11.2 |  |  | False | Conventional | 07/07/2023 |  | 11/29/2023
Daikin Comfort Technologies Manufacturing, L.P. | Goodman | GPGM530***41A* | GPGM530***41A* |  |  | Voluntarily Certified | Single-package air conditioner | False | False | 29000 |  | 14.6 | 13.4 |  |  | False | 30 | 30 | 11.2 |  |  | False | Conventional | 07/07/2023 |  | 11/29/2023
Daikin Comfort Technologies Manufacturing, L.P. | Goodman | GPGM536***41A* | GPGM536***41A* |  |  | Voluntarily Certified | Single-package air conditioner | False | False | 35000 |  | 15.2 | 13.4 |  |  | False | 30 | 30 | 11.2 |  |  | False | Conventional | 07/07/2023 |  | 11/29/2023
Daikin Comfort Technologies Manufacturing, L.P. | Goodman | GPGM542***41A* | GPGM542***41A* |  |  | Voluntarily Certified | Single-package air conditioner | False | False | 41000 |  | 14.7 | 13.4 |  |  | False | 30 | 30 | 11.2 |  |  | False | Conventional | 07/07/2023 |  | 11/29/2023
Daikin Comfort Technologies Manufacturing, L.P. | Goodman | GPGM548***41A* | GPGM548***41A* |  |  | Voluntarily Certified | Single-package air conditioner | False | False | 46000 |  | 15 | 13.4 |  |  | False | 30 | 30 | 11.2 |  |  | False | Conventional | 07/07/2023 |  | 11/29/2023
Daikin Comfort Technologies Manufacturing, L.P. | Goodman | GPGM560***41A* | GPGM560***41A* |  |  | Voluntarily Certified | Single-package air conditioner | False | False | 58000 |  | 15.2 | 13.4 |  |  | False | 30 | 30 | 11.2 |  |  | False | Conventional | 07/07/2023 |  | 11/29/2023
Daikin Comfort Technologies Manufacturing, L.P. | Goodman | GPUM324***41A* | GPUM324***41A* |  |  | Voluntarily Certified | Single-package air conditioner | False | False | 23000 |  | 13.4 | 13.4 |  |  | False | 30 | 30 | 10.6 |  |  | False | Conventional | 07/07/2023 |  | 11/29/2023
Daikin Comfort Technologies Manufacturing, L.P. | Goodman | GPUM330***41A* | GPUM330***41A* |  |  | Voluntarily Certified | Single-package air conditioner | False | False | 28600 |  | 13.4 | 13.4 |  |  | False | 30 | 30 | 10.6 |  |  | False | Conventional | 07/07/2023 |  | 11/29/2023
Daikin Comfort Technologies Manufacturing, L.P. | Goodman | GPUM336***41A* | GPUM336***41A* |  |  | Voluntarily Certified | Single-package air conditioner | False | False | 34200 |  | 13.4 | 13.4 |  |  | False | 30 | 30 | 10.6 |  |  | False | Conventional | 07/07/2023 |  | 11/29/2023
Daikin Comfort Technologies Manufacturing, L.P. | Goodman | GPUM342***41A* | GPUM342***41A* |  |  | Voluntarily Certified | Single-package air conditioner | False | False | 40000 |  | 13.4 | 13.4 |  |  | False | 30 | 30 | 10.6 |  |  | False | Conventional | 07/07/2023 |  | 11/29/2023
Daikin Comfort Technologies Manufacturing, L.P. | Goodman | GPUM348***41A* | GPUM348***41A* |  |  | Voluntarily Certified | Single-package air conditioner | False | False | 46000 |  | 13.4 | 13.4 |  |  | False | 30 | 30 | 10.6 |  |  | False | Conventional | 07/07/2023 |  | 11/29/2023
Daikin Comfort Technologies Manufacturing, L.P. | Goodman | GPUM361***41A* | GPUM361***41A* |  |  | Voluntarily Certified | Single-package air conditioner | False | False | 56000 |  | 13.4 | 13.4 |  |  | False | 30 | 30 | 10.6 |  |  | False | Conventional | 07/07/2023 |  | 11/29/2023
Daikin Comfort Technologies Manufacturing, L.P. | Goodman | GSXB401810A* | GSXB401810A* | CAPTA1818*4A*+EEP |  | Voluntarily Certified | Single-split-system air condit | False | False | 17400 |  | 14.3 | 13.4 |  |  | False | 30 | 30 | 11.7 |  | Coil-Only System | False | Conventional | 07/07/2023 |  | 11/29/2023
Daikin Comfort Technologies Manufacturing, L.P. | Goodman | GSXB402410A* | GSXB402410A* | CAPTA2422*4A*+EEP |  | Voluntarily Certified | Single-split-system air condit | False | False | 23600 |  | 14.3 | 13.4 |  |  | True | 30 | 30 | 11.7 |  | Coil-Only System | False | Conventional | 07/07/2023 |  | 11/29/2023
Daikin Comfort Technologies Manufacturing, L.P. | Goodman | GSXB403010A* | GSXB403010A* | CAPTA3022*4A*+EEP |  | Voluntarily Certified | Single-split-system air condit | False | False | 28400 |  | 14.3 | 13.4 |  |  | True | 30 | 30 | 11.7 |  | Coil-Only System | False | Conventional | 07/07/2023 |  | 11/29/2023
Daikin Comfort Technologies Manufacturing, L.P. | Goodman | GSXB403610A* | GSXB403610A* | CAPTA3626*4A*+EEP |  | Voluntarily Certified | Single-split-system air condit | False | False | 34200 |  | 14.3 | 13.4 |  |  | True | 30 | 30 | 11.7 |  | Coil-Only System | False | Conventional | 07/07/2023 |  | 11/29/2023
Daikin Comfort Technologies Manufacturing, L.P. | Goodman | GSXB404210A* | GSXB404210A* | CAPTA4230*4A*+EEP |  | Voluntarily Certified | Single-split-system air condit | False | False | 40000 |  | 14.3 | 13.4 |  |  | True | 30 | 30 | 11.7 |  | Coil-Only System | False | Conventional | 07/07/2023 |  | 11/29/2023
Daikin Comfort Technologies Manufacturing, L.P. | Goodman | GSXB404810A* | GSXB404810A* | CA*F4961*6D*+EEP+TXV |  | Voluntarily Certified | Single-split-system air condit | False | False | 45500 |  | 13.8 | 13.4 |  |  | False | 30 | 30 | 11.7 |  | Coil-Only System | False | Conventional | 07/07/2023 |  | 11/29/2023
Daikin Comfort Technologies Manufacturing, L.P. | Goodman | GSXB406010A* | GSXB406010A* | CA*F4961*6D*+EEP+TXV |  | Voluntarily Certified | Single-split-system air condit | False | False | 55000 |  | 13.8 | 13.4 |  |  | False | 30 | 30 | 11.2 |  | Coil-Only System | False | Conventional | 07/07/2023 |  | 11/29/2023
Daikin Comfort Technologies Manufacturing, L.P. | Goodman | GSXC702410A* | GSXC702410A* | CA*FA2422*6B*+EEP+TXV |  | Voluntarily Certified | Single-split-system air condit | False | False | 22800 |  | 14.3 | 13.4 |  |  | True | 30 | 30 | 11.7 |  | Coil-Only System | False | Conventional | 07/07/2023 |  | 11/29/2023
Daikin Comfort Technologies Manufacturing, L.P. | Goodman | GSXC703610A* | GSXC703610A* | CA*FA4226*6A*+EEP+TXV |  | Voluntarily Certified | Single-split-system air condit | False | False | 34200 |  | 14.3 | 13.4 |  |  | False | 30 | 30 | 11.7 |  | Coil-Only System | False | Conventional | 07/07/2023 |  | 11/29/2023
Daikin Comfort Technologies Manufacturing, L.P. | Goodman | GSXC704810A* | GSXC704810A* | CA*F4961*6D*+EEP+TXV |  | Voluntarily Certified | Single-split-system air condit | False | False | 47000 |  | 13.8 | 13.4 |  |  | False | 30 | 30 | 11.2 |  | Coil-Only System | False | Conventional | 07/07/2023 |  | 11/29/2023
Daikin Comfort Technologies Manufacturing, L.P. | Goodman | GSXC706010A* | GSXC706010A* | CA*F4961*6D*+EEP+TXV |  | Voluntarily Certified | Single-split-system air condit | False | False | 56000 |  | 13.8 | 13.4 |  |  | False | 30 | 30 | 11.2 |  | Coil-Only System | False | Conventional | 07/07/2023 |  | 11/29/2023
Daikin Comfort Technologies Manufacturing, L.P. | Goodman | GSXH501810A* | GSXH501810A* | CA*FA1818*6C*+EEP+TXV |  | Voluntarily Certified | Single-split-system air condit | False | False | 17400 |  | 14.3 | 13.4 |  |  | False | 30 | 30 | 11.7 |  | Coil-Only System | False | Conventional | 07/07/2023 |  | 11/29/2023
Daikin Comfort Technologies Manufacturing, L.P. | Goodman | GSXH502410A* | GSXH502410A* | CA*FA2422*6B*+EEP+TXV |  | Voluntarily Certified | Single-split-system air condit | False | False | 23600 |  | 14.3 | 13.4 |  |  | True | 30 | 30 | 11.7 |  | Coil-Only System | False | Conventional | 07/07/2023 |  | 11/29/2023
Daikin Comfort Technologies Manufacturing, L.P. | Goodman | GSXH503010A* | GSXH503010A* | CA*FA3022*6B*+EEP+TXV |  | Voluntarily Certified | Single-split-system air condit | False | False | 28400 |  | 14.3 | 13.4 |  |  | True | 30 | 30 | 11.7 |  | Coil-Only System | False | Conventional | 07/07/2023 |  | 11/29/2023
Daikin Comfort Technologies Manufacturing, L.P. | Goodman | GSXH503610A* | GSXH503610A* | CA*FA4226*6A*+EEP+TXV |  | Voluntarily Certified | Single-split-system air condit | False | False | 34200 |  | 14.3 | 13.4 |  |  | True | 30 | 30 | 11.7 |  | Coil-Only System | False | Conventional | 07/07/2023 |  | 11/29/2023
Daikin Comfort Technologies Manufacturing, L.P. | Goodman | GSXH504210A* | GSXH504210A* | CAPTA4230*4A*+EEP |  | Voluntarily Certified | Single-split-system air condit | False | False | 40000 |  | 14.3 | 13.4 |  |  | True | 30 | 30 | 11.7 |  | Coil-Only System | False | Conventional | 07/07/2023 |  | 11/29/2023
Daikin Comfort Technologies Manufacturing, L.P. | Goodman | GSXH504810A* | GSXH504810A* | CA*F4961*6D*+EEP+TXV |  | Voluntarily Certified | Single-split-system air condit | False | False | 45500 |  | 13.8 | 13.4 |  |  | False | 30 | 30 | 11.7 |  | Coil-Only System | False | Conventional | 07/07/2023 |  | 11/29/2023
Daikin Comfort Technologies Manufacturing, L.P. | Goodman | GSXH506010A* | GSXH506010A* | CA*F4961*6D*+EEP+TXV |  | Voluntarily Certified | Single-split-system air condit | False | False | 55000 |  | 13.8 | 13.4 |  |  | False | 30 | 30 | 11.2 |  | Coil-Only System | False | Conventional | 07/07/2023 |  | 11/29/2023
Daikin Comfort Technologies Manufacturing, L.P. | Goodman | GSXM401810A* | GSXM401810A* | CA*FA1818*6C*+EEP+TXV |  | Voluntarily Certified | Single-split-system air condit | False | False | 17400 |  | 14.3 | 13.4 |  |  | False | 30 | 30 | 11.7 |  | Coil-Only System | False | Conventional | 07/07/2023 |  | 11/29/2023
Daikin Comfort Technologies Manufacturing, L.P. | Goodman | GSXM402410A* | GSXM402410A* | CA*FA2422*6B*+EEP+TXV |  | Voluntarily Certified | Single-split-system air condit | False | False | 23600 |  | 14.3 | 13.4 |  |  | True | 30 | 30 | 11.7 |  | Coil-Only System | False | Conventional | 07/07/2023 |  | 11/29/2023
Daikin Comfort Technologies Manufacturing, L.P. | Goodman | GSXM403010A* | GSXM403010A* | CA*FA3022*6B*+EEP+TXV |  | Voluntarily Certified | Single-split-system air condit | False | False | 28400 |  | 14.3 | 13.4 |  |  | True | 30 | 30 | 11.7 |  | Coil-Only System | False | Conventional | 07/07/2023 |  | 11/29/2023
Daikin Comfort Technologies Manufacturing, L.P. | Goodman | GSXM403610A* | GSXM403610A* | CA*FA4226*6A*+EEP+TXV |  | Voluntarily Certified | Single-split-system air condit | False | False | 34200 |  | 14.3 | 13.4 |  |  | True | 30 | 30 | 11.7 |  | Coil-Only System | False | Conventional | 07/07/2023 |  | 11/29/2023
Daikin Comfort Technologies Manufacturing, L.P. | Goodman | GSXN401810A* | GSXN401810A* | CA*FA1818*6C*+EEP+TXV |  | Voluntarily Certified | Single-split-system air condit | False | False | 17400 |  | 14.3 | 13.4 |  |  | False | 30 | 30 | 11.7 |  | Coil-Only System | False | Conventional | 07/07/2023 |  | 11/29/2023
Daikin Comfort Technologies Manufacturing, L.P. | Goodman | GSXN402410A* | GSXN402410A* | CA*FA2422*6B*+EEP+TXV |  | Voluntarily Certified | Single-split-system air condit | False | False | 22600 |  | 14.3 | 13.4 |  |  | False | 30 | 30 | 11.7 |  | Coil-Only System | False | Conventional | 07/07/2023 |  | 11/29/2023
Daikin Comfort Technologies Manufacturing, L.P. | Goodman | GSXN403010A* | GSXN403010A* | CA*FA3626*6A*+EEP+TXV |  | Voluntarily Certified | Single-split-system air condit | False | False | 28600 |  | 14.3 | 13.4 |  |  | False | 30 | 30 | 11.7 |  | Coil-Only System | False | Conventional | 07/07/2023 |  | 11/29/2023
Daikin Comfort Technologies Manufacturing, L.P. | Goodman | GSXN403610A* | GSXN403610A* | CA*FA4226*6A*+EEP+TXV |  | Voluntarily Certified | Single-split-system air condit | False | False | 34200 |  | 14.3 | 13.4 |  |  | False | 30 | 30 | 11.7 |  | Coil-Only System | False | Conventional | 07/07/2023 |  | 11/29/2023
Daikin Comfort Technologies Manufacturing, L.P. | Goodman | GSXN404210A* | GSXN404210A* | CAPTA4230*4A*+EEP |  | Voluntarily Certified | Single-split-system air condit | False | False | 39500 |  | 14.3 | 13.4 |  |  | False | 30 | 30 | 11.7 |  | Coil-Only System | False | Conventional | 07/07/2023 |  | 11/29/2023
Daikin Comfort Technologies Manufacturing, L.P. | Goodman | GSXN404810A* | GSXN404810A* | CA*F4961*6D*+EEP+TXV |  | Voluntarily Certified | Single-split-system air condit | False | False | 45500 |  | 13.8 | 13.4 |  |  | False | 30 | 30 | 11.7 |  | Coil-Only System | False | Conventional | 07/07/2023 |  | 11/29/2023
Daikin Comfort Technologies Manufacturing, L.P. | Goodman | GSXN406010A* | GSXN406010A* | CA*F4961*6D*+EEP+TXV |  | Voluntarily Certified | Single-split-system air condit | False | False | 55000 |  | 13.8 | 13.4 |  |  | False | 30 | 30 | 11.2 |  | Coil-Only System | False | Conventional | 07/07/2023 |  | 11/29/2023
Daikin Comfort Technologies Manufacturing, L.P. | Goodman | GSXV902410A* | GSXV902410A* | CA*F3137*6A*+MBVC1201**-1A*+TX |  | Voluntarily Certified | Single-split-system air condit | False | False | 22600 |  | 22.5 | 13.4 |  |  | False | 30 | 30 | 13 |  | Blower Coil System | True | Conventional | 07/07/2023 |  | 11/29/2023
Daikin Comfort Technologies Manufacturing, L.P. | Goodman | GSXV903610A* | GSXV903610A* | CA*F3743*6D*+MBVC1601**-1A*+TX |  | Voluntarily Certified | Single-split-system air condit | False | False | 32800 |  | 20 | 13.4 |  |  | True | 30 | 30 | 12 |  | Blower Coil System | True | Conventional | 07/07/2023 |  | 11/29/2023
Daikin Comfort Technologies Manufacturing, L.P. | Goodman | GSXV904810A* | GSXV904810A* | CA*F4961*6D*+MBVC2001**-1A*+TX |  | Voluntarily Certified | Single-split-system air condit | False | False | 45000 |  | 20.5 | 13.4 |  |  | False | 30 | 30 | 12.4 |  | Blower Coil System | True | Conventional | 07/07/2023 |  | 11/29/2023
Daikin Comfort Technologies Manufacturing, L.P. | Goodman | GSXV906010A* | GSXV906010A* | CA*F4961*6D*+MBVC2001**-1A*+TX |  | Voluntarily Certified | Single-split-system air condit | False | False | 52000 |  | 19 | 13.4 |  |  | False | 30 | 30 | 12.4 |  | Blower Coil System | True | Conventional | 07/07/2023 |  | 11/29/2023
Daikin Comfort Technologies Manufacturing, L.P. | Goodman | VSXN401810A* | VSXN401810A* | CA*FA1818*6C*+EEP+TXV |  | Voluntarily Certified | Single-split-system air condit | False | False | 17400 |  | 14.3 | 13.4 |  |  | False | 30 | 30 | 11.7 |  | Coil-Only System | False | Conventional | 07/07/2023 |  | 11/29/2023
Daikin Comfort Technologies Manufacturing, L.P. | Goodman | VSXN402410A* | VSXN402410A* | CA*FA2422*6B*+EEP+TXV |  | Voluntarily Certified | Single-split-system air condit | False | False | 22600 |  | 14.3 | 13.4 |  |  | False | 30 | 30 | 11.7 |  | Coil-Only System | False | Conventional | 07/07/2023 |  | 11/29/2023
Daikin Comfort Technologies Manufacturing, L.P. | Goodman | VSXN403010A* | VSXN403010A* | CA*FA3626*6A*+EEP+TXV |  | Voluntarily Certified | Single-split-system air condit | False | False | 28600 |  | 14.3 | 13.4 |  |  | False | 30 | 30 | 11.7 |  | Coil-Only System | False | Conventional | 07/07/2023 |  | 11/29/2023
Daikin Comfort Technologies Manufacturing, L.P. | Goodman | VSXN403610A* | VSXN403610A* | CA*FA4226*6A*+EEP+TXV |  | Voluntarily Certified | Single-split-system air condit | False | False | 34200 |  | 14.3 | 13.4 |  |  | False | 30 | 30 | 11.7 |  | Coil-Only System | False | Conventional | 07/07/2023 |  | 11/29/2023
Daikin Comfort Technologies Manufacturing, L.P. | Goodman | VSXN404210A* | VSXN404210A* | CAPTA4230*4A*+EEP |  | Voluntarily Certified | Single-split-system air condit | False | False | 39500 |  | 14.3 | 13.4 |  |  | False | 30 | 30 | 11.7 |  | Coil-Only System | False | Conventional | 07/07/2023 |  | 11/29/2023
Daikin Comfort Technologies Manufacturing, L.P. | Goodman | VSXN404810A* | VSXN404810A* | CA*F4961*6D*+EEP+TXV |  | Voluntarily Certified | Single-split-system air condit | False | False | 45500 |  | 13.8 | 13.4 |  |  | False | 30 | 30 | 11.7 |  | Coil-Only System | False | Conventional | 07/07/2023 |  | 11/29/2023
Daikin Comfort Technologies Manufacturing, L.P. | Goodman | VSXN406010A* | VSXN406010A* | CA*F4961*6D*+EEP+TXV |  | Voluntarily Certified | Single-split-system air condit | False | False | 55000 |  | 13.8 | 13.4 |  |  | False | 30 | 30 | 11.2 |  | Coil-Only System | False | Conventional | 07/07/2023 |  | 11/29/2023
Daikin Comfort Technologies Manufacturing, L.P. | Janitrol | GPCH32441A* | GPCH32441A* |  |  | Voluntarily Certified | Single-package air conditioner | False | False | 22800 |  | 13.4 | 13.4 |  |  | False | 30 | 30 | 10.6 |  |  | False | Conventional | 07/07/2023 |  | 11/29/2023
Daikin Comfort Technologies Manufacturing, L.P. | Janitrol | GPCH33041A* | GPCH33041A* |  |  | Voluntarily Certified | Single-package air conditioner | False | False | 28200 |  | 13.4 | 13.4 |  |  | False | 30 | 30 | 10.6 |  |  | False | Conventional | 07/07/2023 |  | 11/29/2023
Daikin Comfort Technologies Manufacturing, L.P. | Janitrol | GPCH33641A* | GPCH33641A* |  |  | Voluntarily Certified | Single-package air conditioner | False | False | 35600 |  | 13.4 | 13.4 |  |  | False | 30 | 30 | 10.6 |  |  | False | Conventional | 07/07/2023 |  | 11/29/2023
Daikin Comfort Technologies Manufacturing, L.P. | Janitrol | GPCH34241A* | GPCH34241A* |  |  | Voluntarily Certified | Single-package air conditioner | False | False | 40000 |  | 13.4 | 13.4 |  |  | False | 30 | 30 | 10.6 |  |  | False | Conventional | 07/07/2023 |  | 11/29/2023
Daikin Comfort Technologies Manufacturing, L.P. | Janitrol | GPCH34841A* | GPCH34841A* |  |  | Voluntarily Certified | Single-package air conditioner | False | False | 46000 |  | 13.4 | 13.4 |  |  | False | 30 | 30 | 10.6 |  |  | False | Conventional | 07/07/2023 |  | 11/29/2023
Daikin Comfort Technologies Manufacturing, L.P. | Janitrol | GPCH36041A* | GPCH36041A* |  |  | Voluntarily Certified | Single-package air conditioner | False | False | 56000 |  | 13.4 | 13.4 |  |  | False | 30 | 30 | 10.6 |  |  | False | Conventional | 07/07/2023 |  | 11/29/2023
Daikin Comfort Technologies Manufacturing, L.P. | Janitrol | GPCM32441A* | GPCM32441A* |  |  | Voluntarily Certified | Single-package air conditioner | False | False | 22800 |  | 13.4 | 13.4 |  |  | False | 30 | 30 | 10.6 |  |  | False | Conventional | 07/07/2023 |  | 11/29/2023
Daikin Comfort Technologies Manufacturing, L.P. | Janitrol | GPCM33041A* | GPCM33041A* |  |  | Voluntarily Certified | Single-package air conditioner | False | False | 27800 |  | 13.4 | 13.4 |  |  | False | 30 | 30 | 10.6 |  |  | False | Conventional | 07/07/2023 |  | 11/29/2023
Daikin Comfort Technologies Manufacturing, L.P. | Janitrol | GPCM33641A* | GPCM33641A* |  |  | Voluntarily Certified | Single-package air conditioner | False | False | 34200 |  | 13.4 |  |  |  | False | 30 |  | 10.6 |  |  | False | Conventional | 07/07/2023 |  | 11/29/2023
Daikin Comfort Technologies Manufacturing, L.P. | Janitrol | GPCM34241A* | GPCM34241A* |  |  | Voluntarily Certified | Single-package air conditioner | False | False | 40000 |  | 13.4 | 13.4 |  |  | False | 30 | 30 | 10.6 |  |  | False | Conventional | 07/07/2023 |  | 11/29/2023
Daikin Comfort Technologies Manufacturing, L.P. | Janitrol | GPCM34841A* | GPCM34841A* |  |  | Voluntarily Certified | Single-package air conditioner | False | False | 44500 |  | 13.4 |  |  |  | False | 30 |  | 10.6 |  |  | False | Conventional | 07/07/2023 |  | 11/29/2023
Daikin Comfort Technologies Manufacturing, L.P. | Janitrol | GPCM36041A* | GPCM36041A* |  |  | Voluntarily Certified | Single-package air conditioner | False | False | 54500 |  | 13.4 | 13.4 |  |  | False | 30 | 30 | 10.6 |  |  | False | Conventional | 07/07/2023 |  | 11/29/2023
Daikin Comfort Technologies Manufacturing, L.P. | Janitrol | GPGM324***41A* | GPGM324***41A* |  |  | Voluntarily Certified | Single-package air conditioner | False | False | 23000 |  | 13.4 | 13.4 |  |  | False | 30 | 30 | 10.6 |  |  | False | Conventional | 07/07/2023 |  | 11/29/2023
Daikin Comfort Technologies Manufacturing, L.P. | Janitrol | GPGM330***41A* | GPGM330***41A* |  |  | Voluntarily Certified | Single-package air conditioner | False | False | 28600 |  | 13.4 | 13.4 |  |  | False | 30 | 30 | 10.6 |  |  | False | Conventional | 07/07/2023 |  | 11/29/2023
Daikin Comfort Technologies Manufacturing, L.P. | Janitrol | GPGM336***41A* | GPGM336***41A* |  |  | Voluntarily Certified | Single-package air conditioner | False | False | 34200 |  | 13.4 | 13.4 |  |  | False | 30 | 30 | 10.6 |  |  | False | Conventional | 07/07/2023 |  | 11/29/2023
Daikin Comfort Technologies Manufacturing, L.P. | Janitrol | GPGM342***41A* | GPGM342***41A* |  |  | Voluntarily Certified | Single-package air conditioner | False | False | 40000 |  | 13.4 | 13.4 |  |  | False | 30 | 30 | 10.6 |  |  | False | Conventional | 07/07/2023 |  | 11/29/2023
Daikin Comfort Technologies Manufacturing, L.P. | Janitrol | GPGM348***41A* | GPGM348***41A* |  |  | Voluntarily Certified | Single-package air conditioner | False | False | 46000 |  | 13.4 | 13.4 |  |  | False | 30 | 30 | 10.6 |  |  | False | Conventional | 07/07/2023 |  | 11/29/2023
Daikin Comfort Technologies Manufacturing, L.P. | Janitrol | GPGM361***41A* | GPGM361***41A* |  |  | Voluntarily Certified | Single-package air conditioner | False | False | 56000 |  | 13.4 | 13.4 |  |  | False | 30 | 30 | 10.6 |  |  | False | Conventional | 07/07/2023 |  | 11/29/2023
Daikin Comfort Technologies Manufacturing, L.P. | Janitrol | GPGM524***41A* | GPGM524***41A* |  |  | Voluntarily Certified | Single-package air conditioner | False | False | 23000 |  | 15.2 |  |  |  | False | 30 |  | 11.2 |  |  | False | Conventional | 07/07/2023 |  | 11/29/2023
Daikin Comfort Technologies Manufacturing, L.P. | Janitrol | GPGM530***41A* | GPGM530***41A* |  |  | Voluntarily Certified | Single-package air conditioner | False | False | 29000 |  | 14.6 | 13.4 |  |  | False | 30 | 30 | 11.2 |  |  | False | Conventional | 07/07/2023 |  | 11/29/2023
Daikin Comfort Technologies Manufacturing, L.P. | Janitrol | GPGM536***41A* | GPGM536***41A* |  |  | Voluntarily Certified | Single-package air conditioner | False | False | 35000 |  | 15.2 | 13.4 |  |  | False | 30 | 30 | 11.2 |  |  | False | Conventional | 07/07/2023 |  | 11/29/2023
Daikin Comfort Technologies Manufacturing, L.P. | Janitrol | GPGM542***41A* | GPGM542***41A* |  |  | Voluntarily Certified | Single-package air conditioner | False | False | 41000 |  | 14.7 | 13.4 |  |  | False | 30 | 30 | 11.2 |  |  | False | Conventional | 07/07/2023 |  | 11/29/2023
Daikin Comfort Technologies Manufacturing, L.P. | Janitrol | GPGM548***41A* | GPGM548***41A* |  |  | Voluntarily Certified | Single-package air conditioner | False | False | 46000 |  | 15 | 13.4 |  |  | False | 30 | 30 | 11.2 |  |  | False | Conventional | 07/07/2023 |  | 11/29/2023
Daikin Comfort Technologies Manufacturing, L.P. | Janitrol | GPGM560***41A* | GPGM560***41A* |  |  | Voluntarily Certified | Single-package air conditioner | False | False | 58000 |  | 15.2 | 13.4 |  |  | False | 30 | 30 | 11.2 |  |  | False | Conventional | 07/07/2023 |  | 11/29/2023
Daikin Comfort Technologies Manufacturing, L.P. | Janitrol | GPUM324***41A* | GPUM324***41A* |  |  | Voluntarily Certified | Single-package air conditioner | False | False | 23000 |  | 13.4 |  |  |  | False | 30 |  | 10.6 |  |  | False | Conventional | 07/07/2023 |  | 11/29/2023
Daikin Comfort Technologies Manufacturing, L.P. | Janitrol | GPUM330***41A* | GPUM330***41A* |  |  | Voluntarily Certified | Single-package air conditioner | False | False | 28600 |  | 13.4 |  |  |  | False | 30 |  | 10.6 |  |  | False | Conventional | 07/07/2023 |  | 11/29/2023
Daikin Comfort Technologies Manufacturing, L.P. | Janitrol | GPUM336***41A* | GPUM336***41A* |  |  | Voluntarily Certified | Single-package air conditioner | False | False | 34200 |  | 13.4 | 13.4 |  |  | False | 30 | 30 | 10.6 |  |  | False | Conventional | 07/07/2023 |  | 11/29/2023
Daikin Comfort Technologies Manufacturing, L.P. | Janitrol | GPUM342***41A* | GPUM342***41A* |  |  | Voluntarily Certified | Single-package air conditioner | False | False | 40000 |  | 13.4 |  |  |  | False | 30 |  | 10.6 |  |  | False | Conventional | 07/07/2023 |  | 11/29/2023
Daikin Comfort Technologies Manufacturing, L.P. | Janitrol | GPUM348***41A* | GPUM348***41A* |  |  | Voluntarily Certified | Single-package air conditioner | False | False | 46000 |  | 13.4 | 13.4 |  |  | False | 30 | 30 | 10.6 |  |  | False | Conventional | 07/07/2023 |  | 11/29/2023
Daikin Comfort Technologies Manufacturing, L.P. | Janitrol | GPUM361***41A* | GPUM361***41A* |  |  | Voluntarily Certified | Single-package air conditioner | False | False | 56000 |  | 13.4 |  |  |  | False | 30 |  | 10.6 |  |  | False | Conventional | 07/07/2023 |  | 11/29/2023
Daikin Comfort Technologies Manufacturing, L.P. | Janitrol | GSXB401810A* | GSXB401810A* | CAPTA1818*4A*+EEP |  | Voluntarily Certified | Single-split-system air condit | False | False | 17400 |  | 14.3 | 13.4 |  |  | False | 30 | 30 | 11.7 |  | Coil-Only System | False | Conventional | 07/07/2023 |  | 11/29/2023
Daikin Comfort Technologies Manufacturing, L.P. | Janitrol | GSXB402410A* | GSXB402410A* | CAPTA2422*4A*+EEP |  | Voluntarily Certified | Single-split-system air condit | False | False | 23600 |  | 14.3 | 13.4 |  |  | True | 30 | 30 | 11.7 |  | Coil-Only System | False | Conventional | 07/07/2023 |  | 11/29/2023
Daikin Comfort Technologies Manufacturing, L.P. | Janitrol | GSXB403010A* | GSXB403010A* | CAPTA3022*4A*+EEP |  | Voluntarily Certified | Single-split-system air condit | False | False | 28400 |  | 14.3 | 13.4 |  |  | True | 30 | 30 | 11.7 |  | Coil-Only System | False | Conventional | 07/07/2023 |  | 11/29/2023
Daikin Comfort Technologies Manufacturing, L.P. | Janitrol | GSXB403610A* | GSXB403610A* | CAPTA3626*4A*+EEP |  | Voluntarily Certified | Single-split-system air condit | False | False | 34200 |  | 14.3 | 13.4 |  |  | True | 30 | 30 | 11.7 |  | Coil-Only System | False | Conventional | 07/07/2023 |  | 11/29/2023
Daikin Comfort Technologies Manufacturing, L.P. | Janitrol | GSXB404210A* | GSXB404210A* | CAPTA4230*4A*+EEP |  | Voluntarily Certified | Single-split-system air condit | False | False | 40000 |  | 14.3 | 13.4 |  |  | True | 30 | 30 | 11.7 |  | Coil-Only System | False | Conventional | 07/07/2023 |  | 11/29/2023
Daikin Comfort Technologies Manufacturing, L.P. | Janitrol | GSXB404810A* | GSXB404810A* | CA*F4961*6D*+EEP+TXV |  | Voluntarily Certified | Single-split-system air condit | False | False | 45500 |  | 13.8 | 13.4 |  |  | False | 30 | 30 | 11.7 |  | Coil-Only System | False | Conventional | 07/07/2023 |  | 11/29/2023
Daikin Comfort Technologies Manufacturing, L.P. | Janitrol | GSXB406010A* | GSXB406010A* | CA*F4961*6D*+EEP+TXV |  | Voluntarily Certified | Single-split-system air condit | False | False | 55000 |  | 13.8 | 13.4 |  |  | False | 30 | 30 | 11.2 |  | Coil-Only System | False | Conventional | 07/07/2023 |  | 11/29/2023
Daikin Comfort Technologies Manufacturing, L.P. | Janitrol | GSXC702410A* | GSXC702410A* | CA*FA2422*6B*+EEP+TXV |  | Voluntarily Certified | Single-split-system air condit | False | False | 22800 |  | 14.3 | 13.4 |  |  | True | 30 | 30 | 11.7 |  | Coil-Only System | False | Conventional | 07/07/2023 |  | 11/29/2023
Daikin Comfort Technologies Manufacturing, L.P. | Janitrol | GSXC703610A* | GSXC703610A* | CA*FA4226*6A*+EEP+TXV |  | Voluntarily Certified | Single-split-system air condit | False | False | 34200 |  | 14.3 | 13.4 |  |  | False | 30 | 30 | 11.7 |  | Coil-Only System | False | Conventional | 07/07/2023 |  | 11/29/2023
Daikin Comfort Technologies Manufacturing, L.P. | Janitrol | GSXC704810A* | GSXC704810A* | CA*F4961*6D*+EEP+TXV |  | Voluntarily Certified | Single-split-system air condit | False | False | 47000 |  | 13.8 | 13.4 |  |  | False | 30 | 30 | 11.2 |  | Coil-Only System | False | Conventional | 07/07/2023 |  | 11/29/2023
Daikin Comfort Technologies Manufacturing, L.P. | Janitrol | GSXC706010A* | GSXC706010A* | CA*F4961*6D*+EEP+TXV |  | Voluntarily Certified | Single-split-system air condit | False | False | 56000 |  | 13.8 | 13.4 |  |  | False | 30 | 30 | 11.2 |  | Coil-Only System | False | Conventional | 07/07/2023 |  | 11/29/2023
Daikin Comfort Technologies Manufacturing, L.P. | Janitrol | GSXH501810A* | GSXH501810A* | CA*FA1818*6C*+EEP+TXV |  | Voluntarily Certified | Single-split-system air condit | False | False | 17400 |  | 14.3 | 13.4 |  |  | False | 30 | 30 | 11.7 |  | Coil-Only System | False | Conventional | 07/07/2023 |  | 11/29/2023
Daikin Comfort Technologies Manufacturing, L.P. | Janitrol | GSXH502410A* | GSXH502410A* | CA*FA2422*6B*+EEP+TXV |  | Voluntarily Certified | Single-split-system air condit | False | False | 23600 |  | 14.3 | 13.4 |  |  | True | 30 | 30 | 11.7 |  | Coil-Only System | False | Conventional | 07/07/2023 |  | 11/29/2023
Daikin Comfort Technologies Manufacturing, L.P. | Janitrol | GSXH503010A* | GSXH503010A* | CA*FA3022*6B*+EEP+TXV |  | Voluntarily Certified | Single-split-system air condit | False | False | 28400 |  | 14.3 |  |  |  | True | 30 |  | 11.7 |  | Coil-Only System | False | Conventional | 07/07/2023 |  | 11/29/2023
Daikin Comfort Technologies Manufacturing, L.P. | Janitrol | GSXH503610A* | GSXH503610A* | CA*FA4226*6A*+EEP+TXV |  | Voluntarily Certified | Single-split-system air condit | False | False | 34200 |  | 14.3 | 13.4 |  |  | True | 30 | 30 | 11.7 |  | Coil-Only System | False | Conventional | 07/07/2023 |  | 11/29/2023
Daikin Comfort Technologies Manufacturing, L.P. | Janitrol | GSXH504210A* | GSXH504210A* | CAPTA4230*4A*+EEP |  | Voluntarily Certified | Single-split-system air condit | False | False | 40000 |  | 14.3 |  |  |  | True | 30 |  | 11.7 |  | Coil-Only System | False | Conventional | 07/07/2023 |  | 11/29/2023
Daikin Comfort Technologies Manufacturing, L.P. | Janitrol | GSXH504810A* | GSXH504810A* | CA*F4961*6D*+EEP+TXV |  | Voluntarily Certified | Single-split-system air condit | False | False | 45500 |  | 13.8 |  |  |  | False | 30 |  | 11.7 |  | Coil-Only System | False | Conventional | 07/07/2023 |  | 11/29/2023
Daikin Comfort Technologies Manufacturing, L.P. | Janitrol | GSXH506010A* | GSXH506010A* | CA*F4961*6D*+EEP+TXV |  | Voluntarily Certified | Single-split-system air condit | False | False | 55000 |  | 13.8 | 13.4 |  |  | False | 30 | 30 | 11.2 |  | Coil-Only System | False | Conventional | 07/07/2023 |  | 11/29/2023
Daikin Comfort Technologies Manufacturing, L.P. | Janitrol | GSXM401810A* | GSXM401810A* | CA*FA1818*6C*+EEP+TXV |  | Voluntarily Certified | Single-split-system air condit | False | False | 17400 |  | 14.3 | 13.4 |  |  | False | 30 | 30 | 11.7 |  | Coil-Only System | False | Conventional | 07/07/2023 |  | 11/29/2023
Daikin Comfort Technologies Manufacturing, L.P. | Janitrol | GSXM402410A* | GSXM402410A* | CA*FA2422*6B*+EEP+TXV |  | Voluntarily Certified | Single-split-system air condit | False | False | 23600 |  | 14.3 | 13.4 |  |  | True | 30 | 30 | 11.7 |  | Coil-Only System | False | Conventional | 07/07/2023 |  | 11/29/2023
Daikin Comfort Technologies Manufacturing, L.P. | Janitrol | GSXM403010A* | GSXM403010A* | CA*FA3022*6B*+EEP+TXV |  | Voluntarily Certified | Single-split-system air condit | False | False | 28400 |  | 14.3 | 13.4 |  |  | True | 30 | 30 | 11.7 |  | Coil-Only System | False | Conventional | 07/07/2023 |  | 11/29/2023
Daikin Comfort Technologies Manufacturing, L.P. | Janitrol | GSXM403610A* | GSXM403610A* | CA*FA4226*6A*+EEP+TXV |  | Voluntarily Certified | Single-split-system air condit | False | False | 34200 |  | 14.3 | 13.4 |  |  | True | 30 | 30 | 11.7 |  | Coil-Only System | False | Conventional | 07/07/2023 |  | 11/29/2023
Daikin Comfort Technologies Manufacturing, L.P. | Janitrol | GSXN401810A* | GSXN401810A* | CA*FA1818*6C*+EEP+TXV |  | Voluntarily Certified | Single-split-system air condit | False | False | 17400 |  | 14.3 | 13.4 |  |  | False | 30 | 30 | 11.7 |  | Coil-Only System | False | Conventional | 07/07/2023 |  | 11/29/2023
Daikin Comfort Technologies Manufacturing, L.P. | Janitrol | GSXN402410A* | GSXN402410A* | CA*FA2422*6B*+EEP+TXV |  | Voluntarily Certified | Single-split-system air condit | False | False | 22600 |  | 14.3 | 13.4 |  |  | False | 30 | 30 | 11.7 |  | Coil-Only System | False | Conventional | 07/07/2023 |  | 11/29/2023
Daikin Comfort Technologies Manufacturing, L.P. | Janitrol | GSXN403010A* | GSXN403010A* | CA*FA3626*6A*+EEP+TXV |  | Voluntarily Certified | Single-split-system air condit | False | False | 28600 |  | 14.3 | 13.4 |  |  | False | 30 | 30 | 11.7 |  | Coil-Only System | False | Conventional | 07/07/2023 |  | 11/29/2023
Daikin Comfort Technologies Manufacturing, L.P. | Janitrol | GSXN403610A* | GSXN403610A* | CA*FA4226*6A*+EEP+TXV |  | Voluntarily Certified | Single-split-system air condit | False | False | 34200 |  | 14.3 | 13.4 |  |  | False | 30 | 30 | 11.7 |  | Coil-Only System | False | Conventional | 07/07/2023 |  | 11/29/2023
Daikin Comfort Technologies Manufacturing, L.P. | Janitrol | GSXN404210A* | GSXN404210A* | CAPTA4230*4A*+EEP |  | Voluntarily Certified | Single-split-system air condit | False | False | 39500 |  | 14.3 | 13.4 |  |  | False | 30 | 30 | 11.7 |  | Coil-Only System | False | Conventional | 07/07/2023 |  | 11/29/2023
Daikin Comfort Technologies Manufacturing, L.P. | Janitrol | GSXN404810A* | GSXN404810A* | CA*F4961*6D*+EEP+TXV |  | Voluntarily Certified | Single-split-system air condit | False | False | 45500 |  | 13.8 | 13.4 |  |  | False | 30 | 30 | 11.7 |  | Coil-Only System | False | Conventional | 07/07/2023 |  | 11/29/2023
Daikin Comfort Technologies Manufacturing, L.P. | Janitrol | GSXN406010A* | GSXN406010A* | CA*F4961*6D*+EEP+TXV |  | Voluntarily Certified | Single-split-system air condit | False | False | 55000 |  | 13.8 | 13.4 |  |  | False | 30 | 30 | 11.2 |  | Coil-Only System | False | Conventional | 07/07/2023 |  | 11/29/2023
Daikin Comfort Technologies Manufacturing, L.P. | Janitrol | VSXN401810A* | VSXN401810A* | CA*FA1818*6C*+EEP+TXV |  | Voluntarily Certified | Single-split-system air condit | False | False | 17400 |  | 14.3 | 13.4 |  |  | False | 30 | 30 | 11.7 |  | Coil-Only System | False | Conventional | 07/07/2023 |  | 11/29/2023
Daikin Comfort Technologies Manufacturing, L.P. | Janitrol | VSXN402410A* | VSXN402410A* | CA*FA2422*6B*+EEP+TXV |  | Voluntarily Certified | Single-split-system air condit | False | False | 22600 |  | 14.3 | 13.4 |  |  | False | 30 | 30 | 11.7 |  | Coil-Only System | False | Conventional | 07/07/2023 |  | 11/29/2023
Daikin Comfort Technologies Manufacturing, L.P. | Janitrol | VSXN403010A* | VSXN403010A* | CA*FA3626*6A*+EEP+TXV |  | Voluntarily Certified | Single-split-system air condit | False | False | 28600 |  | 14.3 | 13.4 |  |  | False | 30 | 30 | 11.7 |  | Coil-Only System | False | Conventional | 07/07/2023 |  | 11/29/2023
Daikin Comfort Technologies Manufacturing, L.P. | Janitrol | VSXN403610A* | VSXN403610A* | CA*FA4226*6A*+EEP+TXV |  | Voluntarily Certified | Single-split-system air condit | False | False | 34200 |  | 14.3 | 13.4 |  |  | False | 30 | 30 | 11.7 |  | Coil-Only System | False | Conventional | 07/07/2023 |  | 11/29/2023
Daikin Comfort Technologies Manufacturing, L.P. | Janitrol | VSXN404210A* | VSXN404210A* | CAPTA4230*4A*+EEP |  | Voluntarily Certified | Single-split-system air condit | False | False | 39500 |  | 14.3 |  |  |  | False | 30 |  | 11.7 |  | Coil-Only System | False | Conventional | 07/07/2023 |  | 11/29/2023
Daikin Comfort Technologies Manufacturing, L.P. | Janitrol | VSXN404810A* | VSXN404810A* | CA*F4961*6D*+EEP+TXV |  | Voluntarily Certified | Single-split-system air condit | False | False | 45500 |  | 13.8 |  |  |  | False | 30 |  | 11.7 |  | Coil-Only System | False | Conventional | 07/07/2023 |  | 11/29/2023
Daikin Comfort Technologies Manufacturing, L.P. | Janitrol | VSXN406010A* | VSXN406010A* | CA*F4961*6D*+EEP+TXV |  | Voluntarily Certified | Single-split-system air condit | False | False | 55000 |  | 13.8 |  |  |  | False | 30 |  | 11.2 |  | Coil-Only System | False | Conventional | 07/07/2023 |  | 11/29/2023
Daikin Comfort Technologies Manufacturing, L.P. | Liberty Heating & Air Conditioning | ASXS601810A* | ASXS601810A* | AHVE24BP1400B* |  | Voluntarily Certified | Single-split-system air condit | False | False | 16600 |  | 17.2 | 13.4 |  |  | True | 30 | 30 | 10.9 |  | Blower Coil System | True | Conventional | 11/16/2023 |  | 11/29/2023
Daikin Comfort Technologies Manufacturing, L.P. | Liberty Heating & Air Conditioning | ASXS602410A* | ASXS602410A* | AHVE24BP1400B* |  | Voluntarily Certified | Single-split-system air condit | False | False | 22200 |  | 17 | 13.4 |  |  | True | 30 | 30 | 10.1 |  | Blower Coil System | True | Conventional | 11/16/2023 |  | 11/29/2023
Daikin Comfort Technologies Manufacturing, L.P. | Liberty Heating & Air Conditioning | ASXS603010A* | ASXS603010A* | AHVE36CP1400B* |  | Voluntarily Certified | Single-split-system air condit | False | False | 27800 |  | 16.8 | 13.4 |  |  | True | 30 | 30 | 9.9 |  | Blower Coil System | True | Conventional | 11/16/2023 |  | 11/29/2023
Daikin Comfort Technologies Manufacturing, L.P. | Liberty Heating & Air Conditioning | ASXS603610A* | ASXS603610A* | CA*EA3026*4A*+MBVC1600**-1A* |  | Voluntarily Certified | Single-split-system air condit | False | False | 32400 |  | 16.6 | 13.4 |  |  | True | 30 | 30 | 9.8 |  | Blower Coil System | True | Conventional | 11/16/2023 |  | 11/29/2023
Daikin Comfort Technologies Manufacturing, L.P. | Liberty Heating & Air Conditioning | ASXV902410A* | ASXV902410A* | CA*F3137*6A*+MBVC1201**-1A*+TX |  | Voluntarily Certified | Single-split-system air condit | False | False | 22600 |  | 22.5 | 13.4 |  |  | True | 30 | 30 | 13 |  | Blower Coil System | True | Conventional | 11/16/2023 |  | 11/29/2023
Daikin Comfort Technologies Manufacturing, L.P. | Liberty Heating & Air Conditioning | ASXV903610A* | ASXV903610A* | CA*F3743*6D*+MBVC1601**-1A*+TX |  | Voluntarily Certified | Single-split-system air condit | False | False | 32800 |  | 20 | 13.4 |  |  | True | 30 | 30 | 12 |  | Blower Coil System | True | Conventional | 11/16/2023 |  | 11/29/2023
Daikin Comfort Technologies Manufacturing, L.P. | Liberty Heating & Air Conditioning | ASXV904810A* | ASXV904810A* | CA*F4961*6D*+MBVC2001**-1A*+TX |  | Voluntarily Certified | Single-split-system air condit | False | False | 45000 |  | 20.5 | 13.4 |  |  | True | 30 | 30 | 12.4 |  | Blower Coil System | True | Conventional | 07/07/2023 |  | 11/29/2023
Daikin Comfort Technologies Manufacturing, L.P. | Liberty Heating & Air Conditioning | ASXV906010A* | ASXV906010A* | CA*F4961*6D*+MBVC2001**-1A*+TX |  | Voluntarily Certified | Single-split-system air condit | False | False | 52000 |  | 19 | 13.4 |  |  | True | 30 | 30 | 12.4 |  | Blower Coil System | True | Conventional | 07/07/2023 |  | 11/29/2023
Daikin Comfort Technologies Manufacturing, L.P. | Liberty Heating & Air Conditioning | GPCH32441A* | GPCH32441A* |  |  | Voluntarily Certified | Single-package air conditioner | False | False | 22800 |  | 13.4 | 13.4 |  |  | False | 30 | 30 | 10.6 |  |  | False | Conventional | 07/07/2023 |  | 11/29/2023
Daikin Comfort Technologies Manufacturing, L.P. | Liberty Heating & Air Conditioning | GPCH33041A* | GPCH33041A* |  |  | Voluntarily Certified | Single-package air conditioner | False | False | 28200 |  | 13.4 | 13.4 |  |  | False | 30 | 30 | 10.6 |  |  | False | Conventional | 07/07/2023 |  | 11/29/2023
Daikin Comfort Technologies Manufacturing, L.P. | Liberty Heating & Air Conditioning | GPCH33641A* | GPCH33641A* |  |  | Voluntarily Certified | Single-package air conditioner | False | False | 35600 |  | 13.4 | 13.4 |  |  | False | 30 | 30 | 10.6 |  |  | False | Conventional | 07/07/2023 |  | 11/29/2023
Daikin Comfort Technologies Manufacturing, L.P. | Liberty Heating & Air Conditioning | GPCH34241A* | GPCH34241A* |  |  | Voluntarily Certified | Single-package air conditioner | False | False | 40000 |  | 13.4 | 13.4 |  |  | False | 30 | 30 | 10.6 |  |  | False | Conventional | 07/07/2023 |  | 11/29/2023
Daikin Comfort Technologies Manufacturing, L.P. | Liberty Heating & Air Conditioning | GPCH34841A* | GPCH34841A* |  |  | Voluntarily Certified | Single-package air conditioner | False | False | 46000 |  | 13.4 | 13.4 |  |  | False | 30 | 30 | 10.6 |  |  | False | Conventional | 07/07/2023 |  | 11/29/2023
Daikin Comfort Technologies Manufacturing, L.P. | Liberty Heating & Air Conditioning | GPCH36041A* | GPCH36041A* |  |  | Voluntarily Certified | Single-package air conditioner | False | False | 56000 |  | 13.4 | 13.4 |  |  | False | 30 | 30 | 10.6 |  |  | False | Conventional | 07/07/2023 |  | 11/29/2023
Daikin Comfort Technologies Manufacturing, L.P. | Liberty Heating & Air Conditioning | GPCM32441A* | GPCM32441A* |  |  | Voluntarily Certified | Single-package air conditioner | False | False | 22800 |  | 13.4 | 13.4 |  |  | False | 30 | 30 | 10.6 |  |  | False | Conventional | 07/07/2023 |  | 11/29/2023
Daikin Comfort Technologies Manufacturing, L.P. | Liberty Heating & Air Conditioning | GPCM33041A* | GPCM33041A* |  |  | Voluntarily Certified | Single-package air conditioner | False | False | 27800 |  | 13.4 | 13.4 |  |  | False | 30 | 30 | 10.6 |  |  | False | Conventional | 07/07/2023 |  | 11/29/2023
Daikin Comfort Technologies Manufacturing, L.P. | Liberty Heating & Air Conditioning | GPCM33641A* | GPCM33641A* |  |  | Voluntarily Certified | Single-package air conditioner | False | False | 34200 |  | 13.4 |  |  |  | False | 30 |  | 10.6 |  |  | False | Conventional | 07/07/2023 |  | 11/29/2023
Daikin Comfort Technologies Manufacturing, L.P. | Liberty Heating & Air Conditioning | GPCM34241A* | GPCM34241A* |  |  | Voluntarily Certified | Single-package air conditioner | False | False | 40000 |  | 13.4 | 13.4 |  |  | False | 30 | 30 | 10.6 |  |  | False | Conventional | 07/07/2023 |  | 11/29/2023
Daikin Comfort Technologies Manufacturing, L.P. | Liberty Heating & Air Conditioning | GPCM34841A* | GPCM34841A* |  |  | Voluntarily Certified | Single-package air conditioner | False | False | 44500 |  | 13.4 |  |  |  | False | 30 |  | 10.6 |  |  | False | Conventional | 07/07/2023 |  | 11/29/2023
Daikin Comfort Technologies Manufacturing, L.P. | Liberty Heating & Air Conditioning | GPCM36041A* | GPCM36041A* |  |  | Voluntarily Certified | Single-package air conditioner | False | False | 54500 |  | 13.4 | 13.4 |  |  | False | 30 | 30 | 10.6 |  |  | False | Conventional | 07/07/2023 |  | 11/29/2023
Daikin Comfort Technologies Manufacturing, L.P. | Liberty Heating & Air Conditioning | GPGM324***41A* | GPGM324***41A* |  |  | Voluntarily Certified | Single-package air conditioner | False | False | 23000 |  | 13.4 | 13.4 |  |  | False | 30 | 30 | 10.6 |  |  | False | Conventional | 07/07/2023 |  | 11/29/2023
Daikin Comfort Technologies Manufacturing, L.P. | Liberty Heating & Air Conditioning | GPGM330***41A* | GPGM330***41A* |  |  | Voluntarily Certified | Single-package air conditioner | False | False | 28600 |  | 13.4 | 13.4 |  |  | False | 30 | 30 | 10.6 |  |  | False | Conventional | 07/07/2023 |  | 11/29/2023
Daikin Comfort Technologies Manufacturing, L.P. | Liberty Heating & Air Conditioning | GPGM336***41A* | GPGM336***41A* |  |  | Voluntarily Certified | Single-package air conditioner | False | False | 34200 |  | 13.4 | 13.4 |  |  | False | 30 | 30 | 10.6 |  |  | False | Conventional | 07/07/2023 |  | 11/29/2023
Daikin Comfort Technologies Manufacturing, L.P. | Liberty Heating & Air Conditioning | GPGM342***41A* | GPGM342***41A* |  |  | Voluntarily Certified | Single-package air conditioner | False | False | 40000 |  | 13.4 | 13.4 |  |  | False | 30 | 30 | 10.6 |  |  | False | Conventional | 07/07/2023 |  | 11/29/2023
Daikin Comfort Technologies Manufacturing, L.P. | Liberty Heating & Air Conditioning | GPGM348***41A* | GPGM348***41A* |  |  | Voluntarily Certified | Single-package air conditioner | False | False | 46000 |  | 13.4 |  |  |  | False | 30 |  | 10.6 |  |  | False | Conventional | 07/07/2023 |  | 11/29/2023
Daikin Comfort Technologies Manufacturing, L.P. | Liberty Heating & Air Conditioning | GPGM361***41A* | GPGM361***41A* |  |  | Voluntarily Certified | Single-package air conditioner | False | False | 56000 |  | 13.4 | 13.4 |  |  | False | 30 | 30 | 10.6 |  |  | False | Conventional | 07/07/2023 |  | 11/29/2023
Daikin Comfort Technologies Manufacturing, L.P. | Liberty Heating & Air Conditioning | GPGM524***41A* | GPGM524***41A* |  |  | Voluntarily Certified | Single-package air conditioner | False | False | 23000 |  | 15.2 |  |  |  | False | 30 |  | 11.2 |  |  | False | Conventional | 07/07/2023 |  | 11/29/2023
Daikin Comfort Technologies Manufacturing, L.P. | Liberty Heating & Air Conditioning | GPGM530***41A* | GPGM530***41A* |  |  | Voluntarily Certified | Single-package air conditioner | False | False | 29000 |  | 14.6 | 13.4 |  |  | False | 30 | 30 | 11.2 |  |  | False | Conventional | 07/07/2023 |  | 11/29/2023
Daikin Comfort Technologies Manufacturing, L.P. | Liberty Heating & Air Conditioning | GPGM536***41A* | GPGM536***41A* |  |  | Voluntarily Certified | Single-package air conditioner | False | False | 35000 |  | 15.2 | 13.4 |  |  | False | 30 | 30 | 11.2 |  |  | False | Conventional | 07/07/2023 |  | 11/29/2023
Daikin Comfort Technologies Manufacturing, L.P. | Liberty Heating & Air Conditioning | GPGM542***41A* | GPGM542***41A* |  |  | Voluntarily Certified | Single-package air conditioner | False | False | 41000 |  | 14.7 | 13.4 |  |  | False | 30 | 30 | 11.2 |  |  | False | Conventional | 07/07/2023 |  | 11/29/2023
Daikin Comfort Technologies Manufacturing, L.P. | Liberty Heating & Air Conditioning | GPGM548***41A* | GPGM548***41A* |  |  | Voluntarily Certified | Single-package air conditioner | False | False | 46000 |  | 15 | 13.4 |  |  | False | 30 | 30 | 11.2 |  |  | False | Conventional | 07/07/2023 |  | 11/29/2023
Daikin Comfort Technologies Manufacturing, L.P. | Liberty Heating & Air Conditioning | GPGM560***41A* | GPGM560***41A* |  |  | Voluntarily Certified | Single-package air conditioner | False | False | 58000 |  | 15.2 | 13.4 |  |  | False | 30 | 30 | 11.2 |  |  | False | Conventional | 07/07/2023 |  | 11/29/2023
Daikin Comfort Technologies Manufacturing, L.P. | Liberty Heating & Air Conditioning | GPUM324***41A* | GPUM324***41A* |  |  | Voluntarily Certified | Single-package air conditioner | False | False | 23000 |  | 13.4 |  |  |  | False | 30 |  | 10.6 |  |  | False | Conventional | 07/07/2023 |  | 11/29/2023
Daikin Comfort Technologies Manufacturing, L.P. | Liberty Heating & Air Conditioning | GPUM330***41A* | GPUM330***41A* |  |  | Voluntarily Certified | Single-package air conditioner | False | False | 28600 |  | 13.4 |  |  |  | False | 30 |  | 10.6 |  |  | False | Conventional | 07/07/2023 |  | 11/29/2023
Daikin Comfort Technologies Manufacturing, L.P. | Liberty Heating & Air Conditioning | GPUM336***41A* | GPUM336***41A* |  |  | Voluntarily Certified | Single-package air conditioner | False | False | 34200 |  | 13.4 | 13.4 |  |  | False | 30 | 30 | 10.6 |  |  | False | Conventional | 07/07/2023 |  | 11/29/2023
Daikin Comfort Technologies Manufacturing, L.P. | Liberty Heating & Air Conditioning | GPUM342***41A* | GPUM342***41A* |  |  | Voluntarily Certified | Single-package air conditioner | False | False | 40000 |  | 13.4 |  |  |  | False | 30 |  | 10.6 |  |  | False | Conventional | 07/07/2023 |  | 11/29/2023
Daikin Comfort Technologies Manufacturing, L.P. | Liberty Heating & Air Conditioning | GPUM348***41A* | GPUM348***41A* |  |  | Voluntarily Certified | Single-package air conditioner | False | False | 46000 |  | 13.4 | 13.4 |  |  | False | 30 | 30 | 10.6 |  |  | False | Conventional | 07/07/2023 |  | 11/29/2023
Daikin Comfort Technologies Manufacturing, L.P. | Liberty Heating & Air Conditioning | GPUM361***41A* | GPUM361***41A* |  |  | Voluntarily Certified | Single-package air conditioner | False | False | 56000 |  | 13.4 |  |  |  | False | 30 |  | 10.6 |  |  | False | Conventional | 07/07/2023 |  | 11/29/2023
Daikin Comfort Technologies Manufacturing, L.P. | Liberty Heating & Air Conditioning | GSXB401810A* | GSXB401810A* | CAPTA1818*4A*+EEP |  | Voluntarily Certified | Single-split-system air condit | False | False | 17400 |  | 14.3 | 13.4 |  |  | False | 30 | 30 | 11.7 |  | Coil-Only System | False | Conventional | 07/07/2023 |  | 11/29/2023
Daikin Comfort Technologies Manufacturing, L.P. | Liberty Heating & Air Conditioning | GSXB402410A* | GSXB402410A* | CAPTA2422*4A*+EEP |  | Voluntarily Certified | Single-split-system air condit | False | False | 23600 |  | 14.3 | 13.4 |  |  | True | 30 | 30 | 11.7 |  | Coil-Only System | False | Conventional | 07/07/2023 |  | 11/29/2023
Daikin Comfort Technologies Manufacturing, L.P. | Liberty Heating & Air Conditioning | GSXB403010A* | GSXB403010A* | CAPTA3022*4A*+EEP |  | Voluntarily Certified | Single-split-system air condit | False | False | 28400 |  | 14.3 | 13.4 |  |  | True | 30 | 30 | 11.7 |  | Coil-Only System | False | Conventional | 07/07/2023 |  | 11/29/2023
Daikin Comfort Technologies Manufacturing, L.P. | Liberty Heating & Air Conditioning | GSXB403610A* | GSXB403610A* | CAPTA3626*4A*+EEP |  | Voluntarily Certified | Single-split-system air condit | False | False | 34200 |  | 14.3 | 13.4 |  |  | True | 30 | 30 | 11.7 |  | Coil-Only System | False | Conventional | 07/07/2023 |  | 11/29/2023
Daikin Comfort Technologies Manufacturing, L.P. | Liberty Heating & Air Conditioning | GSXB404210A* | GSXB404210A* | CAPTA4230*4A*+EEP |  | Voluntarily Certified | Single-split-system air condit | False | False | 40000 |  | 14.3 | 13.4 |  |  | True | 30 | 30 | 11.7 |  | Coil-Only System | False | Conventional | 07/07/2023 |  | 11/29/2023
Daikin Comfort Technologies Manufacturing, L.P. | Liberty Heating & Air Conditioning | GSXB404810A* | GSXB404810A* | CA*F4961*6D*+EEP+TXV |  | Voluntarily Certified | Single-split-system air condit | False | False | 45500 |  | 13.8 | 13.4 |  |  | False | 30 | 30 | 11.7 |  | Coil-Only System | False | Conventional | 07/07/2023 |  | 11/29/2023
Daikin Comfort Technologies Manufacturing, L.P. | Liberty Heating & Air Conditioning | GSXB406010A* | GSXB406010A* | CA*F4961*6D*+EEP+TXV |  | Voluntarily Certified | Single-split-system air condit | False | False | 55000 |  | 13.8 | 13.4 |  |  | False | 30 | 30 | 11.2 |  | Coil-Only System | False | Conventional | 07/07/2023 |  | 11/29/2023
Daikin Comfort Technologies Manufacturing, L.P. | Liberty Heating & Air Conditioning | GSXC702410A* | GSXC702410A* | CA*FA2422*6B*+EEP+TXV |  | Voluntarily Certified | Single-split-system air condit | False | False | 22800 |  | 14.3 | 13.4 |  |  | True | 30 | 30 | 11.7 |  | Coil-Only System | False | Conventional | 07/07/2023 |  | 11/29/2023
Daikin Comfort Technologies Manufacturing, L.P. | Liberty Heating & Air Conditioning | GSXC703610A* | GSXC703610A* | CA*FA4226*6A*+EEP+TXV |  | Voluntarily Certified | Single-split-system air condit | False | False | 34200 |  | 14.3 | 13.4 |  |  | False | 30 | 30 | 11.7 |  | Coil-Only System | False | Conventional | 07/07/2023 |  | 11/29/2023
Daikin Comfort Technologies Manufacturing, L.P. | Liberty Heating & Air Conditioning | GSXC704810A* | GSXC704810A* | CA*F4961*6D*+EEP+TXV |  | Voluntarily Certified | Single-split-system air condit | False | False | 47000 |  | 13.8 | 13.4 |  |  | False | 30 | 30 | 11.2 |  | Coil-Only System | False | Conventional | 07/07/2023 |  | 11/29/2023
Daikin Comfort Technologies Manufacturing, L.P. | Liberty Heating & Air Conditioning | GSXC706010A* | GSXC706010A* | CA*F4961*6D*+EEP+TXV |  | Voluntarily Certified | Single-split-system air condit | False | False | 56000 |  | 13.8 | 13.4 |  |  | False | 30 | 30 | 11.2 |  | Coil-Only System | False | Conventional | 07/07/2023 |  | 11/29/2023
Daikin Comfort Technologies Manufacturing, L.P. | Liberty Heating & Air Conditioning | GSXH501810A* | GSXH501810A* | CA*FA1818*6C*+EEP+TXV |  | Voluntarily Certified | Single-split-system air condit | False | False | 17400 |  | 14.3 | 13.4 |  |  | False | 30 | 30 | 11.7 |  | Coil-Only System | False | Conventional | 07/07/2023 |  | 11/29/2023
Daikin Comfort Technologies Manufacturing, L.P. | Liberty Heating & Air Conditioning | GSXH502410A* | GSXH502410A* | CA*FA2422*6B*+EEP+TXV |  | Voluntarily Certified | Single-split-system air condit | False | False | 23600 |  | 14.3 |  |  |  | True | 30 |  | 11.7 |  | Coil-Only System | False | Conventional | 07/07/2023 |  | 11/29/2023
Daikin Comfort Technologies Manufacturing, L.P. | Liberty Heating & Air Conditioning | GSXH503010A* | GSXH503010A* | CA*FA3022*6B*+EEP+TXV |  | Voluntarily Certified | Single-split-system air condit | False | False | 28400 |  | 14.3 |  |  |  | True | 30 |  | 11.7 |  | Coil-Only System | False | Conventional | 07/07/2023 |  | 11/29/2023
Daikin Comfort Technologies Manufacturing, L.P. | Liberty Heating & Air Conditioning | GSXH503610A* | GSXH503610A* | CA*FA4226*6A*+EEP+TXV |  | Voluntarily Certified | Single-split-system air condit | False | False | 34200 |  | 14.3 |  |  |  | True | 30 |  | 11.7 |  | Coil-Only System | False | Conventional | 07/07/2023 |  | 11/29/2023
Daikin Comfort Technologies Manufacturing, L.P. | Liberty Heating & Air Conditioning | GSXH504210A* | GSXH504210A* | CAPTA4230*4A*+EEP |  | Voluntarily Certified | Single-split-system air condit | False | False | 40000 |  | 14.3 |  |  |  | True | 30 |  | 11.7 |  | Coil-Only System | False | Conventional | 07/07/2023 |  | 11/29/2023
Daikin Comfort Technologies Manufacturing, L.P. | Liberty Heating & Air Conditioning | GSXH504810A* | GSXH504810A* | CA*F4961*6D*+EEP+TXV |  | Voluntarily Certified | Single-split-system air condit | False | False | 45500 |  | 13.8 |  |  |  | False | 30 |  | 11.7 |  | Coil-Only System | False | Conventional | 07/07/2023 |  | 11/29/2023
Daikin Comfort Technologies Manufacturing, L.P. | Liberty Heating & Air Conditioning | GSXH506010A* | GSXH506010A* | CA*F4961*6D*+EEP+TXV |  | Voluntarily Certified | Single-split-system air condit | False | False | 55000 |  | 13.8 | 13.4 |  |  | False | 30 | 30 | 11.2 |  | Coil-Only System | False | Conventional | 07/07/2023 |  | 11/29/2023
Daikin Comfort Technologies Manufacturing, L.P. | Liberty Heating & Air Conditioning | GSXM401810A* | GSXM401810A* | CA*FA1818*6C*+EEP+TXV |  | Voluntarily Certified | Single-split-system air condit | False | False | 17400 |  | 14.3 |  |  |  | False | 30 |  | 11.7 |  | Coil-Only System | False | Conventional | 07/07/2023 |  | 11/29/2023
Daikin Comfort Technologies Manufacturing, L.P. | Liberty Heating & Air Conditioning | GSXM402410A* | GSXM402410A* | CA*FA2422*6B*+EEP+TXV |  | Voluntarily Certified | Single-split-system air condit | False | False | 23600 |  | 14.3 | 13.4 |  |  | True | 30 | 30 | 11.7 |  | Coil-Only System | False | Conventional | 07/07/2023 |  | 11/29/2023
Daikin Comfort Technologies Manufacturing, L.P. | Liberty Heating & Air Conditioning | GSXM403010A* | GSXM403010A* | CA*FA3022*6B*+EEP+TXV |  | Voluntarily Certified | Single-split-system air condit | False | False | 28400 |  | 14.3 | 13.4 |  |  | True | 30 | 30 | 11.7 |  | Coil-Only System | False | Conventional | 07/07/2023 |  | 11/29/2023
Daikin Comfort Technologies Manufacturing, L.P. | Liberty Heating & Air Conditioning | GSXM403610A* | GSXM403610A* | CA*FA4226*6A*+EEP+TXV |  | Voluntarily Certified | Single-split-system air condit | False | False | 34200 |  | 14.3 | 13.4 |  |  | True | 30 | 30 | 11.7 |  | Coil-Only System | False | Conventional | 07/07/2023 |  | 11/29/2023
Daikin Comfort Technologies Manufacturing, L.P. | Liberty Heating & Air Conditioning | GSXN401810A* | GSXN401810A* | CA*FA1818*6C*+EEP+TXV |  | Voluntarily Certified | Single-split-system air condit | False | False | 17400 |  | 14.3 | 13.4 |  |  | False | 30 | 30 | 11.7 |  | Coil-Only System | False | Conventional | 07/07/2023 |  | 11/29/2023
Daikin Comfort Technologies Manufacturing, L.P. | Liberty Heating & Air Conditioning | GSXN402410A* | GSXN402410A* | CA*FA2422*6B*+EEP+TXV |  | Voluntarily Certified | Single-split-system air condit | False | False | 22600 |  | 14.3 | 13.4 |  |  | False | 30 | 30 | 11.7 |  | Coil-Only System | False | Conventional | 07/07/2023 |  | 11/29/2023
Daikin Comfort Technologies Manufacturing, L.P. | Liberty Heating & Air Conditioning | GSXN403010A* | GSXN403010A* | CA*FA3626*6A*+EEP+TXV |  | Voluntarily Certified | Single-split-system air condit | False | False | 28600 |  | 14.3 | 13.4 |  |  | False | 30 | 30 | 11.7 |  | Coil-Only System | False | Conventional | 07/07/2023 |  | 11/29/2023
Daikin Comfort Technologies Manufacturing, L.P. | Liberty Heating & Air Conditioning | GSXN403610A* | GSXN403610A* | CA*FA4226*6A*+EEP+TXV |  | Voluntarily Certified | Single-split-system air condit | False | False | 34200 |  | 14.3 | 13.4 |  |  | False | 30 | 30 | 11.7 |  | Coil-Only System | False | Conventional | 07/07/2023 |  | 11/29/2023
Daikin Comfort Technologies Manufacturing, L.P. | Liberty Heating & Air Conditioning | GSXN404210A* | GSXN404210A* | CAPTA4230*4A*+EEP |  | Voluntarily Certified | Single-split-system air condit | False | False | 39500 |  | 14.3 | 13.4 |  |  | False | 30 | 30 | 11.7 |  | Coil-Only System | False | Conventional | 07/07/2023 |  | 11/29/2023
Daikin Comfort Technologies Manufacturing, L.P. | Liberty Heating & Air Conditioning | GSXN404810A* | GSXN404810A* | CA*F4961*6D*+EEP+TXV |  | Voluntarily Certified | Single-split-system air condit | False | False | 45500 |  | 13.8 |  |  |  | False | 30 |  | 11.7 |  | Coil-Only System | False | Conventional | 07/07/2023 |  | 11/29/2023
Daikin Comfort Technologies Manufacturing, L.P. | Liberty Heating & Air Conditioning | GSXN406010A* | GSXN406010A* | CA*F4961*6D*+EEP+TXV |  | Voluntarily Certified | Single-split-system air condit | False | False | 55000 |  | 13.8 | 13.4 |  |  | False | 30 | 30 | 11.2 |  | Coil-Only System | False | Conventional | 07/07/2023 |  | 11/29/2023
Daikin Comfort Technologies Manufacturing, L.P. | ONE HOUR AIR CONDITIONING AND HEATING | GPCH32441A* | GPCH32441A* |  |  | Voluntarily Certified | Single-package air conditioner | False | False | 22800 |  | 13.4 | 13.4 |  |  | False | 30 | 30 | 10.6 |  |  | False | Conventional | 07/07/2023 |  | 11/29/2023
Daikin Comfort Technologies Manufacturing, L.P. | ONE HOUR AIR CONDITIONING AND HEATING | GPCH33041A* | GPCH33041A* |  |  | Voluntarily Certified | Single-package air conditioner | False | False | 28200 |  | 13.4 | 13.4 |  |  | False | 30 | 30 | 10.6 |  |  | False | Conventional | 07/07/2023 |  | 11/29/2023
Daikin Comfort Technologies Manufacturing, L.P. | ONE HOUR AIR CONDITIONING AND HEATING | GPCH33641A* | GPCH33641A* |  |  | Voluntarily Certified | Single-package air conditioner | False | False | 35600 |  | 13.4 | 13.4 |  |  | False | 30 | 30 | 10.6 |  |  | False | Conventional | 07/07/2023 |  | 11/29/2023
Daikin Comfort Technologies Manufacturing, L.P. | ONE HOUR AIR CONDITIONING AND HEATING | GPCH34241A* | GPCH34241A* |  |  | Voluntarily Certified | Single-package air conditioner | False | False | 40000 |  | 13.4 | 13.4 |  |  | False | 30 | 30 | 10.6 |  |  | False | Conventional | 07/07/2023 |  | 11/29/2023
Daikin Comfort Technologies Manufacturing, L.P. | ONE HOUR AIR CONDITIONING AND HEATING | GPCH34841A* | GPCH34841A* |  |  | Voluntarily Certified | Single-package air conditioner | False | False | 46000 |  | 13.4 | 13.4 |  |  | False | 30 | 30 | 10.6 |  |  | False | Conventional | 07/07/2023 |  | 11/29/2023
Daikin Comfort Technologies Manufacturing, L.P. | ONE HOUR AIR CONDITIONING AND HEATING | GPCH36041A* | GPCH36041A* |  |  | Voluntarily Certified | Single-package air conditioner | False | False | 56000 |  | 13.4 | 13.4 |  |  | False | 30 | 30 | 10.6 |  |  | False | Conventional | 07/07/2023 |  | 11/29/2023
Daikin Comfort Technologies Manufacturing, L.P. | ONE HOUR AIR CONDITIONING AND HEATING | GPCM32441A* | GPCM32441A* |  |  | Voluntarily Certified | Single-package air conditioner | False | False | 22800 |  | 13.4 | 13.4 |  |  | False | 30 | 30 | 10.6 |  |  | False | Conventional | 07/07/2023 |  | 11/29/2023
Daikin Comfort Technologies Manufacturing, L.P. | ONE HOUR AIR CONDITIONING AND HEATING | GPCM33041A* | GPCM33041A* |  |  | Voluntarily Certified | Single-package air conditioner | False | False | 27800 |  | 13.4 | 13.4 |  |  | False | 30 | 30 | 10.6 |  |  | False | Conventional | 07/07/2023 |  | 11/29/2023
Daikin Comfort Technologies Manufacturing, L.P. | ONE HOUR AIR CONDITIONING AND HEATING | GPCM33641A* | GPCM33641A* |  |  | Voluntarily Certified | Single-package air conditioner | False | False | 34200 |  | 13.4 | 13.4 |  |  | False | 30 | 30 | 10.6 |  |  | False | Conventional | 07/07/2023 |  | 11/29/2023
Daikin Comfort Technologies Manufacturing, L.P. | ONE HOUR AIR CONDITIONING AND HEATING | GPCM34241A* | GPCM34241A* |  |  | Voluntarily Certified | Single-package air conditioner | False | False | 40000 |  | 13.4 | 13.4 |  |  | False | 30 | 30 | 10.6 |  |  | False | Conventional | 07/07/2023 |  | 11/29/2023
Daikin Comfort Technologies Manufacturing, L.P. | ONE HOUR AIR CONDITIONING AND HEATING | GPCM34841A* | GPCM34841A* |  |  | Voluntarily Certified | Single-package air conditioner | False | False | 44500 |  | 13.4 | 13.4 |  |  | False | 30 | 30 | 10.6 |  |  | False | Conventional | 07/07/2023 |  | 11/29/2023
Daikin Comfort Technologies Manufacturing, L.P. | ONE HOUR AIR CONDITIONING AND HEATING | GPCM36041A* | GPCM36041A* |  |  | Voluntarily Certified | Single-package air conditioner | False | False | 54500 |  | 13.4 | 13.4 |  |  | False | 30 | 30 | 10.6 |  |  | False | Conventional | 07/07/2023 |  | 11/29/2023
Daikin Comfort Technologies Manufacturing, L.P. | ONE HOUR AIR CONDITIONING AND HEATING | GPGM324***41A* | GPGM324***41A* |  |  | Voluntarily Certified | Single-package air conditioner | False | False | 23000 |  | 13.4 | 13.4 |  |  | False | 30 | 30 | 10.6 |  |  | False | Conventional | 07/07/2023 |  | 11/29/2023
Daikin Comfort Technologies Manufacturing, L.P. | ONE HOUR AIR CONDITIONING AND HEATING | GPGM330***41A* | GPGM330***41A* |  |  | Voluntarily Certified | Single-package air conditioner | False | False | 28600 |  | 13.4 | 13.4 |  |  | False | 30 | 30 | 10.6 |  |  | False | Conventional | 07/07/2023 |  | 11/29/2023
Daikin Comfort Technologies Manufacturing, L.P. | ONE HOUR AIR CONDITIONING AND HEATING | GPGM336***41A* | GPGM336***41A* |  |  | Voluntarily Certified | Single-package air conditioner | False | False | 34200 |  | 13.4 | 13.4 |  |  | False | 30 | 30 | 10.6 |  |  | False | Conventional | 07/07/2023 |  | 11/29/2023
Daikin Comfort Technologies Manufacturing, L.P. | ONE HOUR AIR CONDITIONING AND HEATING | GPGM342***41A* | GPGM342***41A* |  |  | Voluntarily Certified | Single-package air conditioner | False | False | 40000 |  | 13.4 | 13.4 |  |  | False | 30 | 30 | 10.6 |  |  | False | Conventional | 07/07/2023 |  | 11/29/2023
Daikin Comfort Technologies Manufacturing, L.P. | ONE HOUR AIR CONDITIONING AND HEATING | GPGM348***41A* | GPGM348***41A* |  |  | Voluntarily Certified | Single-package air conditioner | False | False | 46000 |  | 13.4 |  |  |  | False | 30 |  | 10.6 |  |  | False | Conventional | 07/07/2023 |  | 11/29/2023
Daikin Comfort Technologies Manufacturing, L.P. | ONE HOUR AIR CONDITIONING AND HEATING | GPGM361***41A* | GPGM361***41A* |  |  | Voluntarily Certified | Single-package air conditioner | False | False | 56000 |  | 13.4 | 13.4 |  |  | False | 30 | 30 | 10.6 |  |  | False | Conventional | 07/07/2023 |  | 11/29/2023
Daikin Comfort Technologies Manufacturing, L.P. | ONE HOUR AIR CONDITIONING AND HEATING | GPGM524***41A* | GPGM524***41A* |  |  | Voluntarily Certified | Single-package air conditioner | False | False | 23000 |  | 15.2 | 13.4 |  |  | False | 30 | 30 | 11.2 |  |  | False | Conventional | 07/07/2023 |  | 11/29/2023
Daikin Comfort Technologies Manufacturing, L.P. | ONE HOUR AIR CONDITIONING AND HEATING | GPGM530***41A* | GPGM530***41A* |  |  | Voluntarily Certified | Single-package air conditioner | False | False | 29000 |  | 14.6 | 13.4 |  |  | False | 30 | 30 | 11.2 |  |  | False | Conventional | 07/07/2023 |  | 11/29/2023
Daikin Comfort Technologies Manufacturing, L.P. | ONE HOUR AIR CONDITIONING AND HEATING | GPGM536***41A* | GPGM536***41A* |  |  | Voluntarily Certified | Single-package air conditioner | False | False | 35000 |  | 15.2 | 13.4 |  |  | False | 30 | 30 | 11.2 |  |  | False | Conventional | 07/07/2023 |  | 11/29/2023
Daikin Comfort Technologies Manufacturing, L.P. | ONE HOUR AIR CONDITIONING AND HEATING | GPGM542***41A* | GPGM542***41A* |  |  | Voluntarily Certified | Single-package air conditioner | False | False | 41000 |  | 14.7 | 13.4 |  |  | False | 30 | 30 | 11.2 |  |  | False | Conventional | 07/07/2023 |  | 11/29/2023
Daikin Comfort Technologies Manufacturing, L.P. | ONE HOUR AIR CONDITIONING AND HEATING | GPGM548***41A* | GPGM548***41A* |  |  | Voluntarily Certified | Single-package air conditioner | False | False | 46000 |  | 15 | 13.4 |  |  | False | 30 | 30 | 11.2 |  |  | False | Conventional | 07/07/2023 |  | 11/29/2023
Daikin Comfort Technologies Manufacturing, L.P. | ONE HOUR AIR CONDITIONING AND HEATING | GPGM560***41A* | GPGM560***41A* |  |  | Voluntarily Certified | Single-package air conditioner | False | False | 58000 |  | 15.2 | 13.4 |  |  | False | 30 | 30 | 11.2 |  |  | False | Conventional | 07/07/2023 |  | 11/29/2023
Daikin Comfort Technologies Manufacturing, L.P. | ONE HOUR AIR CONDITIONING AND HEATING | GPUM324***41A* | GPUM324***41A* |  |  | Voluntarily Certified | Single-package air conditioner | False | False | 23000 |  | 13.4 | 13.4 |  |  | False | 30 | 30 | 10.6 |  |  | False | Conventional | 07/07/2023 |  | 11/29/2023
Daikin Comfort Technologies Manufacturing, L.P. | ONE HOUR AIR CONDITIONING AND HEATING | GPUM330***41A* | GPUM330***41A* |  |  | Voluntarily Certified | Single-package air conditioner | False | False | 28600 |  | 13.4 | 13.4 |  |  | False | 30 | 30 | 10.6 |  |  | False | Conventional | 07/07/2023 |  | 11/29/2023
Daikin Comfort Technologies Manufacturing, L.P. | ONE HOUR AIR CONDITIONING AND HEATING | GPUM336***41A* | GPUM336***41A* |  |  | Voluntarily Certified | Single-package air conditioner | False | False | 34200 |  | 13.4 | 13.4 |  |  | False | 30 | 30 | 10.6 |  |  | False | Conventional | 07/07/2023 |  | 11/29/2023
Daikin Comfort Technologies Manufacturing, L.P. | ONE HOUR AIR CONDITIONING AND HEATING | GPUM342***41A* | GPUM342***41A* |  |  | Voluntarily Certified | Single-package air conditioner | False | False | 40000 |  | 13.4 | 13.4 |  |  | False | 30 | 30 | 10.6 |  |  | False | Conventional | 07/07/2023 |  | 11/29/2023
Daikin Comfort Technologies Manufacturing, L.P. | ONE HOUR AIR CONDITIONING AND HEATING | GPUM348***41A* | GPUM348***41A* |  |  | Voluntarily Certified | Single-package air conditioner | False | False | 46000 |  | 13.4 | 13.4 |  |  | False | 30 | 30 | 10.6 |  |  | False | Conventional | 07/07/2023 |  | 11/29/2023
Daikin Comfort Technologies Manufacturing, L.P. | ONE HOUR AIR CONDITIONING AND HEATING | GPUM361***41A* | GPUM361***41A* |  |  | Voluntarily Certified | Single-package air conditioner | False | False | 56000 |  | 13.4 | 13.4 |  |  | False | 30 | 30 | 10.6 |  |  | False | Conventional | 07/07/2023 |  | 11/29/2023
Daikin Comfort Technologies Manufacturing, L.P. | ONE HOUR AIR CONDITIONING AND HEATING | GSXB401810A* | GSXB401810A* | CAPTA1818*4A*+EEP |  | Voluntarily Certified | Single-split-system air condit | False | False | 17400 |  | 14.3 | 13.4 |  |  | False | 30 | 30 | 11.7 |  | Coil-Only System | False | Conventional | 07/07/2023 |  | 11/29/2023
Daikin Comfort Technologies Manufacturing, L.P. | ONE HOUR AIR CONDITIONING AND HEATING | GSXB402410A* | GSXB402410A* | CAPTA2422*4A*+EEP |  | Voluntarily Certified | Single-split-system air condit | False | False | 23600 |  | 14.3 | 13.4 |  |  | True | 30 | 30 | 11.7 |  | Coil-Only System | False | Conventional | 07/07/2023 |  | 11/29/2023
Daikin Comfort Technologies Manufacturing, L.P. | ONE HOUR AIR CONDITIONING AND HEATING | GSXB403010A* | GSXB403010A* | CAPTA3022*4A*+EEP |  | Voluntarily Certified | Single-split-system air condit | False | False | 28400 |  | 14.3 | 13.4 |  |  | True | 30 | 30 | 11.7 |  | Coil-Only System | False | Conventional | 07/07/2023 |  | 11/29/2023
Daikin Comfort Technologies Manufacturing, L.P. | ONE HOUR AIR CONDITIONING AND HEATING | GSXB403610A* | GSXB403610A* | CAPTA3626*4A*+EEP |  | Voluntarily Certified | Single-split-system air condit | False | False | 34200 |  | 14.3 | 13.4 |  |  | True | 30 | 30 | 11.7 |  | Coil-Only System | False | Conventional | 07/07/2023 |  | 11/29/2023
Daikin Comfort Technologies Manufacturing, L.P. | ONE HOUR AIR CONDITIONING AND HEATING | GSXB404210A* | GSXB404210A* | CAPTA4230*4A*+EEP |  | Voluntarily Certified | Single-split-system air condit | False | False | 40000 |  | 14.3 | 13.4 |  |  | True | 30 | 30 | 11.7 |  | Coil-Only System | False | Conventional | 07/07/2023 |  | 11/29/2023
Daikin Comfort Technologies Manufacturing, L.P. | ONE HOUR AIR CONDITIONING AND HEATING | GSXB404810A* | GSXB404810A* | CA*F4961*6D*+EEP+TXV |  | Voluntarily Certified | Single-split-system air condit | False | False | 45500 |  | 13.8 | 13.4 |  |  | False | 30 | 30 | 11.7 |  | Coil-Only System | False | Conventional | 07/07/2023 |  | 11/29/2023
Daikin Comfort Technologies Manufacturing, L.P. | ONE HOUR AIR CONDITIONING AND HEATING | GSXB406010A* | GSXB406010A* | CA*F4961*6D*+EEP+TXV |  | Voluntarily Certified | Single-split-system air condit | False | False | 55000 |  | 13.8 | 13.4 |  |  | False | 30 | 30 | 11.2 |  | Coil-Only System | False | Conventional | 07/07/2023 |  | 11/29/2023
Daikin Comfort Technologies Manufacturing, L.P. | ONE HOUR AIR CONDITIONING AND HEATING | GSXC702410A* | GSXC702410A* | CA*FA2422*6B*+EEP+TXV |  | Voluntarily Certified | Single-split-system air condit | False | False | 22800 |  | 14.3 | 13.4 |  |  | True | 30 | 30 | 11.7 |  | Coil-Only System | False | Conventional | 07/07/2023 |  | 11/29/2023
Daikin Comfort Technologies Manufacturing, L.P. | ONE HOUR AIR CONDITIONING AND HEATING | GSXC703610A* | GSXC703610A* | CA*FA4226*6A*+EEP+TXV |  | Voluntarily Certified | Single-split-system air condit | False | False | 34200 |  | 14.3 | 13.4 |  |  | False | 30 | 30 | 11.7 |  | Coil-Only System | False | Conventional | 07/07/2023 |  | 11/29/2023
Daikin Comfort Technologies Manufacturing, L.P. | ONE HOUR AIR CONDITIONING AND HEATING | GSXC704810A* | GSXC704810A* | CA*F4961*6D*+EEP+TXV |  | Voluntarily Certified | Single-split-system air condit | False | False | 47000 |  | 13.8 | 13.4 |  |  | False | 30 | 30 | 11.2 |  | Coil-Only System | False | Conventional | 07/07/2023 |  | 11/29/2023
Daikin Comfort Technologies Manufacturing, L.P. | ONE HOUR AIR CONDITIONING AND HEATING | GSXC706010A* | GSXC706010A* | CA*F4961*6D*+EEP+TXV |  | Voluntarily Certified | Single-split-system air condit | False | False | 56000 |  | 13.8 | 13.4 |  |  | False | 30 | 30 | 11.2 |  | Coil-Only System | False | Conventional | 07/07/2023 |  | 11/29/2023
Daikin Comfort Technologies Manufacturing, L.P. | ONE HOUR AIR CONDITIONING AND HEATING | GSXH501810A* | GSXH501810A* | CA*FA1818*6C*+EEP+TXV |  | Voluntarily Certified | Single-split-system air condit | False | False | 17400 |  | 14.3 | 13.4 |  |  | False | 30 | 30 | 11.7 |  | Coil-Only System | False | Conventional | 07/07/2023 |  | 11/29/2023
Daikin Comfort Technologies Manufacturing, L.P. | ONE HOUR AIR CONDITIONING AND HEATING | GSXH502410A* | GSXH502410A* | CA*FA2422*6B*+EEP+TXV |  | Voluntarily Certified | Single-split-system air condit | False | False | 23600 |  | 14.3 | 13.4 |  |  | True | 30 | 30 | 11.7 |  | Coil-Only System | False | Conventional | 07/07/2023 |  | 11/29/2023
Daikin Comfort Technologies Manufacturing, L.P. | ONE HOUR AIR CONDITIONING AND HEATING | GSXH503010A* | GSXH503010A* | CA*FA3022*6B*+EEP+TXV |  | Voluntarily Certified | Single-split-system air condit | False | False | 28400 |  | 14.3 | 13.4 |  |  | True | 30 | 30 | 11.7 |  | Coil-Only System | False | Conventional | 07/07/2023 |  | 11/29/2023
Daikin Comfort Technologies Manufacturing, L.P. | ONE HOUR AIR CONDITIONING AND HEATING | GSXH503610A* | GSXH503610A* | CA*FA4226*6A*+EEP+TXV |  | Voluntarily Certified | Single-split-system air condit | False | False | 34200 |  | 14.3 | 13.4 |  |  | True | 30 | 30 | 11.7 |  | Coil-Only System | False | Conventional | 07/07/2023 |  | 11/29/2023
Daikin Comfort Technologies Manufacturing, L.P. | ONE HOUR AIR CONDITIONING AND HEATING | GSXH504210A* | GSXH504210A* | CAPTA4230*4A*+EEP |  | Voluntarily Certified | Single-split-system air condit | False | False | 40000 |  | 14.3 | 13.4 |  |  | True | 30 | 30 | 11.7 |  | Coil-Only System | False | Conventional | 07/07/2023 |  | 11/29/2023
Daikin Comfort Technologies Manufacturing, L.P. | ONE HOUR AIR CONDITIONING AND HEATING | GSXH504810A* | GSXH504810A* | CA*F4961*6D*+EEP+TXV |  | Voluntarily Certified | Single-split-system air condit | False | False | 45500 |  | 13.8 | 13.4 |  |  | False | 30 | 30 | 11.7 |  | Coil-Only System | False | Conventional | 07/07/2023 |  | 11/29/2023
Daikin Comfort Technologies Manufacturing, L.P. | ONE HOUR AIR CONDITIONING AND HEATING | GSXH506010A* | GSXH506010A* | CA*F4961*6D*+EEP+TXV |  | Voluntarily Certified | Single-split-system air condit | False | False | 55000 |  | 13.8 | 13.4 |  |  | False | 30 | 30 | 11.2 |  | Coil-Only System | False | Conventional | 07/07/2023 |  | 11/29/2023
Daikin Comfort Technologies Manufacturing, L.P. | ONE HOUR AIR CONDITIONING AND HEATING | GSXM401810A* | GSXM401810A* | CA*FA1818*6C*+EEP+TXV |  | Voluntarily Certified | Single-split-system air condit | False | False | 17400 |  | 14.3 | 13.4 |  |  | False | 30 | 30 | 11.7 |  | Coil-Only System | False | Conventional | 07/07/2023 |  | 11/29/2023
Daikin Comfort Technologies Manufacturing, L.P. | ONE HOUR AIR CONDITIONING AND HEATING | GSXM402410A* | GSXM402410A* | CA*FA2422*6B*+EEP+TXV |  | Voluntarily Certified | Single-split-system air condit | False | False | 23600 |  | 14.3 | 13.4 |  |  | True | 30 | 30 | 11.7 |  | Coil-Only System | False | Conventional | 07/07/2023 |  | 11/29/2023
Daikin Comfort Technologies Manufacturing, L.P. | ONE HOUR AIR CONDITIONING AND HEATING | GSXM403010A* | GSXM403010A* | CA*FA3022*6B*+EEP+TXV |  | Voluntarily Certified | Single-split-system air condit | False | False | 28400 |  | 14.3 | 13.4 |  |  | True | 30 | 30 | 11.7 |  | Coil-Only System | False | Conventional | 07/07/2023 |  | 11/29/2023
Daikin Comfort Technologies Manufacturing, L.P. | ONE HOUR AIR CONDITIONING AND HEATING | GSXM403610A* | GSXM403610A* | CA*FA4226*6A*+EEP+TXV |  | Voluntarily Certified | Single-split-system air condit | False | False | 34200 |  | 14.3 | 13.4 |  |  | True | 30 | 30 | 11.7 |  | Coil-Only System | False | Conventional | 07/07/2023 |  | 11/29/2023
Daikin Comfort Technologies Manufacturing, L.P. | ONE HOUR AIR CONDITIONING AND HEATING | GSXN401810A* | GSXN401810A* | CA*FA1818*6C*+EEP+TXV |  | Voluntarily Certified | Single-split-system air condit | False | False | 17400 |  | 14.3 | 13.4 |  |  | False | 30 | 30 | 11.7 |  | Coil-Only System | False | Conventional | 07/07/2023 |  | 11/29/2023
Daikin Comfort Technologies Manufacturing, L.P. | ONE HOUR AIR CONDITIONING AND HEATING | GSXN402410A* | GSXN402410A* | CA*FA2422*6B*+EEP+TXV |  | Voluntarily Certified | Single-split-system air condit | False | False | 22600 |  | 14.3 | 13.4 |  |  | False | 30 | 30 | 11.7 |  | Coil-Only System | False | Conventional | 07/07/2023 |  | 11/29/2023
Daikin Comfort Technologies Manufacturing, L.P. | ONE HOUR AIR CONDITIONING AND HEATING | GSXN403010A* | GSXN403010A* | CA*FA3626*6A*+EEP+TXV |  | Voluntarily Certified | Single-split-system air condit | False | False | 28600 |  | 14.3 |  |  |  | False | 30 |  | 11.7 |  | Coil-Only System | False | Conventional | 07/07/2023 |  | 11/29/2023
Daikin Comfort Technologies Manufacturing, L.P. | ONE HOUR AIR CONDITIONING AND HEATING | GSXN403610A* | GSXN403610A* | CA*FA4226*6A*+EEP+TXV |  | Voluntarily Certified | Single-split-system air condit | False | False | 34200 |  | 14.3 | 13.4 |  |  | False | 30 | 30 | 11.7 |  | Coil-Only System | False | Conventional | 07/07/2023 |  | 11/29/2023
Daikin Comfort Technologies Manufacturing, L.P. | ONE HOUR AIR CONDITIONING AND HEATING | GSXN404210A* | GSXN404210A* | CAPTA4230*4A*+EEP |  | Voluntarily Certified | Single-split-system air condit | False | False | 39500 |  | 14.3 | 13.4 |  |  | False | 30 | 30 | 11.7 |  | Coil-Only System | False | Conventional | 07/07/2023 |  | 11/29/2023
Daikin Comfort Technologies Manufacturing, L.P. | ONE HOUR AIR CONDITIONING AND HEATING | GSXN404810A* | GSXN404810A* | CA*F4961*6D*+EEP+TXV |  | Voluntarily Certified | Single-split-system air condit | False | False | 45500 |  | 13.8 | 13.4 |  |  | False | 30 | 30 | 11.7 |  | Coil-Only System | False | Conventional | 07/07/2023 |  | 11/29/2023
Daikin Comfort Technologies Manufacturing, L.P. | ONE HOUR AIR CONDITIONING AND HEATING | GSXN406010A* | GSXN406010A* | CA*F4961*6D*+EEP+TXV |  | Voluntarily Certified | Single-split-system air condit | False | False | 55000 |  | 13.8 | 13.4 |  |  | False | 30 | 30 | 11.2 |  | Coil-Only System | False | Conventional | 07/07/2023 |  | 11/29/2023
Daikin Comfort Technologies Manufacturing, L.P. | ONE HOUR AIR CONDITIONING AND HEATING | VSXN401810A* | VSXN401810A* | CA*FA1818*6C*+EEP+TXV |  | Voluntarily Certified | Single-split-system air condit | False | False | 17400 |  | 14.3 | 13.4 |  |  | False | 30 | 30 | 11.7 |  | Coil-Only System | False | Conventional | 07/07/2023 |  | 11/29/2023
Daikin Comfort Technologies Manufacturing, L.P. | ONE HOUR AIR CONDITIONING AND HEATING | VSXN402410A* | VSXN402410A* | CA*FA2422*6B*+EEP+TXV |  | Voluntarily Certified | Single-split-system air condit | False | False | 22600 |  | 14.3 | 13.4 |  |  | False | 30 | 30 | 11.7 |  | Coil-Only System | False | Conventional | 07/07/2023 |  | 11/29/2023
Daikin Comfort Technologies Manufacturing, L.P. | ONE HOUR AIR CONDITIONING AND HEATING | VSXN403010A* | VSXN403010A* | CA*FA3626*6A*+EEP+TXV |  | Voluntarily Certified | Single-split-system air condit | False | False | 28600 |  | 14.3 | 13.4 |  |  | False | 30 | 30 | 11.7 |  | Coil-Only System | False | Conventional | 07/07/2023 |  | 11/29/2023
Daikin Comfort Technologies Manufacturing, L.P. | ONE HOUR AIR CONDITIONING AND HEATING | VSXN403610A* | VSXN403610A* | CA*FA4226*6A*+EEP+TXV |  | Voluntarily Certified | Single-split-system air condit | False | False | 34200 |  | 14.3 | 13.4 |  |  | False | 30 | 30 | 11.7 |  | Coil-Only System | False | Conventional | 07/07/2023 |  | 11/29/2023
Daikin Comfort Technologies Manufacturing, L.P. | ONE HOUR AIR CONDITIONING AND HEATING | VSXN404210A* | VSXN404210A* | CAPTA4230*4A*+EEP |  | Voluntarily Certified | Single-split-system air condit | False | False | 39500 |  | 14.3 | 13.4 |  |  | False | 30 | 30 | 11.7 |  | Coil-Only System | False | Conventional | 07/07/2023 |  | 11/29/2023
Daikin Comfort Technologies Manufacturing, L.P. | ONE HOUR AIR CONDITIONING AND HEATING | VSXN404810A* | VSXN404810A* | CA*F4961*6D*+EEP+TXV |  | Voluntarily Certified | Single-split-system air condit | False | False | 45500 |  | 13.8 | 13.4 |  |  | False | 30 | 30 | 11.7 |  | Coil-Only System | False | Conventional | 07/07/2023 |  | 11/29/2023
Daikin Comfort Technologies Manufacturing, L.P. | ONE HOUR AIR CONDITIONING AND HEATING | VSXN406010A* | VSXN406010A* | CA*F4961*6D*+EEP+TXV |  | Voluntarily Certified | Single-split-system air condit | False | False | 55000 |  | 13.8 | 13.4 |  |  | False | 30 | 30 | 11.2 |  | Coil-Only System | False | Conventional | 07/07/2023 |  | 11/29/2023
Daikin Comfort Technologies Manufacturing, L.P. | Daikin | DFC0361********A* | DFC0361********A* |  |  | Voluntarily Certified | Single-package air conditioner | False | False | 35000 |  | 13.4 | 13.4 |  |  | False | 30 | 30 | 11 |  |  | False | Conventional | 10/02/2023 |  | 11/29/2023
Daikin Comfort Technologies Manufacturing, L.P. | Daikin | DFC0481********A* | DFC0481********A* |  |  | Voluntarily Certified | Single-package air conditioner | False | False | 47000 |  | 13.4 | 13.4 |  |  | False | 30 | 30 | 11 |  |  | False | Conventional | 10/02/2023 |  | 11/29/2023
Daikin Comfort Technologies Manufacturing, L.P. | Daikin | DFC0601********A* | DFC0601********A* |  |  | Voluntarily Certified | Single-package air conditioner | False | False | 59000 |  | 13.4 | 13.4 |  |  | False | 30 | 30 | 11 |  |  | False | Conventional | 10/02/2023 |  | 11/29/2023
Daikin Comfort Technologies Manufacturing, L.P. | Daikin | DFG0361********A* | DFG0361********A* |  |  | Voluntarily Certified | Single-package air conditioner | False | False | 35000 |  | 13.4 | 13.4 |  |  | False | 30 | 30 | 11 |  |  | False | Conventional | 10/02/2023 |  | 11/29/2023
Daikin Comfort Technologies Manufacturing, L.P. | Daikin | DFG0481********A* | DFG0481********A* |  |  | Voluntarily Certified | Single-package air conditioner | False | False | 47000 |  | 13.4 | 13.4 |  |  | False | 30 | 30 | 11 |  |  | False | Conventional | 10/02/2023 |  | 11/29/2023
Daikin Comfort Technologies Manufacturing, L.P. | Daikin | DFG0601********A* | DFG0601********A* |  |  | Voluntarily Certified | Single-package air conditioner | False | False | 59000 |  | 13.4 | 13.4 |  |  | False | 30 | 30 | 11 |  |  | False | Conventional | 10/02/2023 |  | 11/29/2023
Daikin Comfort Technologies Manufacturing, L.P. | Daikin | DP3CH2441A* | DP3CH2441A* |  |  | Voluntarily Certified | Single-package air conditioner | False | False | 23600 |  | 13.4 | 13.4 |  |  | False | 30 | 30 | 10.6 |  |  | False | Conventional | 10/02/2023 |  | 11/29/2023
Daikin Comfort Technologies Manufacturing, L.P. | Daikin | DP3CH3041A* | DP3CH3041A* |  |  | Voluntarily Certified | Single-package air conditioner | False | False | 28200 |  | 13.4 | 13.4 |  |  | False | 30 | 30 | 10.6 |  |  | False | Conventional | 10/02/2023 |  | 11/29/2023
Daikin Comfort Technologies Manufacturing, L.P. | Daikin | DP3CH3641A* | DP3CH3641A* |  |  | Voluntarily Certified | Single-package air conditioner | False | False | 35600 |  | 13.4 | 13.4 |  |  | False | 30 | 30 | 10.6 |  |  | False | Conventional | 10/02/2023 |  | 11/29/2023
Daikin Comfort Technologies Manufacturing, L.P. | Daikin | DP3CH4241A* | DP3CH4241A* |  |  | Voluntarily Certified | Single-package air conditioner | False | False | 40000 |  | 13.4 | 13.4 |  |  | False | 30 | 30 | 10.6 |  |  | False | Conventional | 10/02/2023 |  | 11/29/2023
Daikin Comfort Technologies Manufacturing, L.P. | Daikin | DP3CH4841A* | DP3CH4841A* |  |  | Voluntarily Certified | Single-package air conditioner | False | False | 46000 |  | 13.4 | 13.4 |  |  | False | 30 | 30 | 10.6 |  |  | False | Conventional | 10/02/2023 |  | 11/29/2023
Daikin Comfort Technologies Manufacturing, L.P. | Daikin | DP3CH6041A* | DP3CH6041A* |  |  | Voluntarily Certified | Single-package air conditioner | False | False | 56000 |  | 13.4 | 13.4 |  |  | False | 30 | 30 | 10.6 |  |  | False | Conventional | 10/02/2023 |  | 11/29/2023
Daikin Comfort Technologies Manufacturing, L.P. | Daikin | DP3GM24***41A* | DP3GM24***41A* |  |  | Voluntarily Certified | Single-package air conditioner | False | False | 23000 |  | 13.4 | 13.4 |  |  | False | 30 | 30 | 10.6 |  |  | False | Conventional | 10/02/2023 |  | 11/29/2023
Daikin Comfort Technologies Manufacturing, L.P. | Daikin | DP3GM30***41A* | DP3GM30***41A* |  |  | Voluntarily Certified | Single-package air conditioner | False | False | 28600 |  | 13.4 | 13.4 |  |  | False | 30 | 30 | 10.6 |  |  | False | Conventional | 10/02/2023 |  | 11/29/2023
Daikin Comfort Technologies Manufacturing, L.P. | Daikin | DP3GM36***41A* | DP3GM36***41A* |  |  | Voluntarily Certified | Single-package air conditioner | False | False | 34200 |  | 13.4 | 13.4 |  |  | False | 30 | 30 | 10.6 |  |  | False | Conventional | 10/02/2023 |  | 11/29/2023
Daikin Comfort Technologies Manufacturing, L.P. | Daikin | DP3GM42***41A* | DP3GM42***41A* |  |  | Voluntarily Certified | Single-package air conditioner | False | False | 40000 |  | 13.4 | 13.4 |  |  | False | 30 | 30 | 10.6 |  |  | False | Conventional | 10/02/2023 |  | 11/29/2023
Daikin Comfort Technologies Manufacturing, L.P. | Daikin | DP3GM48***41A* | DP3GM48***41A* |  |  | Voluntarily Certified | Single-package air conditioner | False | False | 46000 |  | 13.4 | 13.4 |  |  | False | 30 | 30 | 10.6 |  |  | False | Conventional | 10/02/2023 |  | 11/29/2023
Daikin Comfort Technologies Manufacturing, L.P. | Daikin | DP3GM61***41A* | DP3GM61***41A* |  |  | Voluntarily Certified | Single-package air conditioner | False | False | 56000 |  | 13.4 | 13.4 |  |  | False | 30 | 30 | 10.6 |  |  | False | Conventional | 10/02/2023 |  | 11/29/2023
Daikin Comfort Technologies Manufacturing, L.P. | Daikin | DP3UM24***41A* | DP3UM24***41A* |  |  | Voluntarily Certified | Single-package air conditioner | False | False | 23000 |  | 13.4 | 13.4 |  |  | False | 30 | 30 | 10.6 |  |  | False | Conventional | 10/02/2023 |  | 11/29/2023
Daikin Comfort Technologies Manufacturing, L.P. | Daikin | DP3UM30***41A* | DP3UM30***41A* |  |  | Voluntarily Certified | Single-package air conditioner | False | False | 28600 |  | 13.4 | 13.4 |  |  | False | 30 | 30 | 10.6 |  |  | False | Conventional | 10/02/2023 |  | 11/29/2023
Daikin Comfort Technologies Manufacturing, L.P. | Daikin | DP3UM36***41A* | DP3UM36***41A* |  |  | Voluntarily Certified | Single-package air conditioner | False | False | 34200 |  | 13.4 | 13.4 |  |  | False | 30 | 30 | 10.6 |  |  | False | Conventional | 10/02/2023 |  | 11/29/2023
Daikin Comfort Technologies Manufacturing, L.P. | Daikin | DP3UM42***41A* | DP3UM42***41A* |  |  | Voluntarily Certified | Single-package air conditioner | False | False | 40000 |  | 13.4 | 13.4 |  |  | False | 30 | 30 | 10.6 |  |  | False | Conventional | 10/02/2023 |  | 11/29/2023
Daikin Comfort Technologies Manufacturing, L.P. | Daikin | DP3UM48***41A* | DP3UM48***41A* |  |  | Voluntarily Certified | Single-package air conditioner | False | False | 46000 |  | 13.4 | 13.4 |  |  | False | 30 | 30 | 10.6 |  |  | False | Conventional | 10/02/2023 |  | 11/29/2023
Daikin Comfort Technologies Manufacturing, L.P. | Daikin | DP3UM61***41A* | DP3UM61***41A* |  |  | Voluntarily Certified | Single-package air conditioner | False | False | 56000 |  | 13.4 | 13.4 |  |  | False | 30 | 30 | 10.6 |  |  | False | Conventional | 10/02/2023 |  | 11/29/2023
Daikin Comfort Technologies Manufacturing, L.P. | Daikin | DP5GM24***41A* | DP5GM24***41A* |  |  | Voluntarily Certified | Single-package air conditioner | False | False | 23000 |  | 15.2 | 13.4 |  |  | False | 30 | 30 | 11.2 |  |  | False | Conventional | 10/02/2023 |  | 11/29/2023
Daikin Comfort Technologies Manufacturing, L.P. | Daikin | DP5GM30***41A* | DP5GM30***41A* |  |  | Voluntarily Certified | Single-package air conditioner | False | False | 29000 |  | 14.6 | 13.4 |  |  | False | 30 | 30 | 11.2 |  |  | False | Conventional | 10/02/2023 |  | 11/29/2023
Daikin Comfort Technologies Manufacturing, L.P. | Daikin | DP5GM36***41A* | DP5GM36***41A* |  |  | Voluntarily Certified | Single-package air conditioner | False | False | 35000 |  | 15.2 | 13.4 |  |  | False | 30 | 30 | 11.2 |  |  | False | Conventional | 10/02/2023 |  | 11/29/2023
Daikin Comfort Technologies Manufacturing, L.P. | Daikin | DP5GM42***41A* | DP5GM42***41A* |  |  | Voluntarily Certified | Single-package air conditioner | False | False | 41000 |  | 14.7 | 13.4 |  |  | False | 30 | 30 | 11.2 |  |  | False | Conventional | 10/02/2023 |  | 11/29/2023
Daikin Comfort Technologies Manufacturing, L.P. | Daikin | DP5GM48***41A* | DP5GM48***41A* |  |  | Voluntarily Certified | Single-package air conditioner | False | False | 46000 |  | 15 | 13.4 |  |  | False | 30 | 30 | 11.2 |  |  | False | Conventional | 10/02/2023 |  | 11/29/2023
Daikin Comfort Technologies Manufacturing, L.P. | Daikin | DP5GM60***41A* | DP5GM60***41A* |  |  | Voluntarily Certified | Single-package air conditioner | False | False | 58000 |  | 15.2 | 13.4 |  |  | False | 30 | 30 | 11.2 |  |  | False | Conventional | 10/02/2023 |  | 11/29/2023
Daikin Comfort Technologies Manufacturing, L.P. | Daikin | DP5UM30***41A* | DP5UM30***41A* |  |  | Voluntarily Certified | Single-package air conditioner | False | False | 29000 |  | 14.6 | 13.4 |  |  | False | 30 | 30 | 11.2 |  |  | False | Conventional | 10/02/2023 |  | 11/29/2023
Daikin Comfort Technologies Manufacturing, L.P. | Daikin | DP5UM36***41A* | DP5UM36***41A* |  |  | Voluntarily Certified | Single-package air conditioner | False | False | 35000 |  | 15.2 | 13.4 |  |  | False | 30 | 30 | 11.2 |  |  | False | Conventional | 10/02/2023 |  | 11/29/2023
Daikin Comfort Technologies Manufacturing, L.P. | Daikin | DRC0361********B* | DRC0361********B* |  |  | Voluntarily Certified | Single-package air conditioner | False | False | 36000 |  | 16.4 | 13.4 |  |  | False | 30 | 30 | 12.1 |  |  | False | Conventional | 10/02/2023 |  | 11/29/2023
Daikin Comfort Technologies Manufacturing, L.P. | Daikin | DRC0481********B* | DRC0481********B* |  |  | Voluntarily Certified | Single-package air conditioner | False | False | 47000 |  | 16.4 | 13.4 |  |  | False | 30 | 30 | 12 |  |  | False | Conventional | 10/02/2023 |  | 11/29/2023
Daikin Comfort Technologies Manufacturing, L.P. | Daikin | DRC0601********B* | DRC0601********B* |  |  | Voluntarily Certified | Single-package air conditioner | False | False | 58000 |  | 16.2 | 13.4 |  |  | False | 30 | 30 | 11.9 |  |  | False | Conventional | 10/02/2023 |  | 11/29/2023
Daikin Comfort Technologies Manufacturing, L.P. | Daikin | DRG0361********B* | DRG0361********B* |  |  | Voluntarily Certified | Single-package air conditioner | False | False | 36000 |  | 16.4 | 13.4 |  |  | False | 30 | 30 | 12.1 |  |  | False | Conventional | 10/02/2023 |  | 11/29/2023
Daikin Comfort Technologies Manufacturing, L.P. | Daikin | DRG0481********B* | DRG0481********B* |  |  | Voluntarily Certified | Single-package air conditioner | False | False | 47000 |  | 16.4 | 13.4 |  |  | False | 30 | 30 | 12 |  |  | False | Conventional | 10/02/2023 |  | 11/29/2023
Daikin Comfort Technologies Manufacturing, L.P. | Daikin | DRG0601********B* | DRG0601********B* |  |  | Voluntarily Certified | Single-package air conditioner | False | False | 58000 |  | 16.2 | 13.4 |  |  | False | 30 | 30 | 11.9 |  |  | False | Conventional | 10/02/2023 |  | 11/29/2023
Daikin Comfort Technologies Manufacturing, L.P. | Daikin | DX4SEA1810A* | DX4SEA1810A* | CAPTA1818*4A*+EEP |  | Voluntarily Certified | Single-split-system air condit | False | False | 17400 |  | 14.3 | 13.4 |  |  | False | 30 | 30 | 11.7 |  | Coil-Only System | False | Conventional | 10/02/2023 |  | 11/29/2023
Daikin Comfort Technologies Manufacturing, L.P. | Daikin | DX4SEA2410A* | DX4SEA2410A* | CA*FA2422*6B*+EEP+TXV |  | Voluntarily Certified | Single-split-system air condit | False | False | 23600 |  | 14.3 | 13.4 |  |  | True | 30 | 30 | 11.7 |  | Coil-Only System | False | Conventional | 10/02/2023 |  | 11/29/2023
Daikin Comfort Technologies Manufacturing, L.P. | Daikin | DX4SEA3010A* | DX4SEA3010A* | CAPTA3022*4A*+EEP |  | Voluntarily Certified | Single-split-system air condit | False | False | 28400 |  | 14.3 | 13.4 |  |  | True | 30 | 30 | 11.7 |  | Coil-Only System | False | Conventional | 10/02/2023 |  | 11/29/2023
Daikin Comfort Technologies Manufacturing, L.P. | Daikin | DX4SEA3610A* | DX4SEA3610A* | CAPTA3626*4A*+EEP |  | Voluntarily Certified | Single-split-system air condit | False | False | 34200 |  | 14.3 | 13.4 |  |  | True | 30 | 30 | 11.7 |  | Coil-Only System | False | Conventional | 10/02/2023 |  | 11/29/2023
Daikin Comfort Technologies Manufacturing, L.P. | Daikin | DX4SEA4210A* | DX4SEA4210A* | CAPTA4230*4A*+EEP |  | Voluntarily Certified | Single-split-system air condit | False | False | 40000 |  | 14.3 | 13.4 |  |  | True | 30 | 30 | 11.7 |  | Coil-Only System | False | Conventional | 10/02/2023 |  | 11/29/2023
Daikin Comfort Technologies Manufacturing, L.P. | Daikin | DX4SEA4810A* | DX4SEA4810A* | CA*F4961*6D*+EEP+TXV |  | Voluntarily Certified | Single-split-system air condit | False | False | 45500 |  | 13.8 | 13.4 |  |  | False | 30 | 30 | 11.7 |  | Coil-Only System | False | Conventional | 10/02/2023 |  | 11/29/2023
Daikin Comfort Technologies Manufacturing, L.P. | Daikin | DX4SEA6010A* | DX4SEA6010A* | CA*F4961*6D*+EEP+TXV |  | Voluntarily Certified | Single-split-system air condit | False | False | 55000 |  | 13.8 | 13.4 |  |  | False | 30 | 30 | 11.2 |  | Coil-Only System | False | Conventional | 10/02/2023 |  | 11/29/2023
Daikin Comfort Technologies Manufacturing, L.P. | Daikin | DX4SQA1810A* | DX4SQA1810A* | CA*FA1818*6C*+EEP+TXV |  | Voluntarily Certified | Single-split-system air condit | False | False | 17400 |  | 14.3 | 13.4 |  |  | False | 30 | 30 | 11.7 |  | Coil-Only System | False | Conventional | 10/02/2023 |  | 11/29/2023
Daikin Comfort Technologies Manufacturing, L.P. | Daikin | DX4SQA2410A* | DX4SQA2410A* | CA*FA2422*6B*+EEP+TXV |  | Voluntarily Certified | Single-split-system air condit | False | False | 22600 |  | 14.3 | 13.4 |  |  | False | 30 | 30 | 11.7 |  | Coil-Only System | False | Conventional | 10/02/2023 |  | 11/29/2023
Daikin Comfort Technologies Manufacturing, L.P. | Daikin | DX4SQA3010A* | DX4SQA3010A* | CA*FA3626*6A*+EEP+TXV |  | Voluntarily Certified | Single-split-system air condit | False | False | 28600 |  | 14.3 | 13.4 |  |  | False | 30 | 30 | 11.7 |  | Coil-Only System | False | Conventional | 10/02/2023 |  | 11/29/2023
Daikin Comfort Technologies Manufacturing, L.P. | Daikin | DX4SQA3610A* | DX4SQA3610A* | CA*FA4226*6A*+EEP+TXV |  | Voluntarily Certified | Single-split-system air condit | False | False | 34200 |  | 14.3 | 13.4 |  |  | False | 30 | 30 | 11.7 |  | Coil-Only System | False | Conventional | 10/02/2023 |  | 11/29/2023
Daikin Comfort Technologies Manufacturing, L.P. | Daikin | DX4SQA4210A* | DX4SQA4210A* | CAPTA4230*4A*+EEP |  | Voluntarily Certified | Single-split-system air condit | False | False | 39500 |  | 14.3 | 13.4 |  |  | False | 30 | 30 | 11.7 |  | Coil-Only System | False | Conventional | 10/02/2023 |  | 11/29/2023
Daikin Comfort Technologies Manufacturing, L.P. | Daikin | DX4SQA4810A* | DX4SQA4810A* | CA*F4961*6D*+EEP+TXV |  | Voluntarily Certified | Single-split-system air condit | False | False | 45500 |  | 13.8 | 13.4 |  |  | False | 30 | 30 | 11.7 |  | Coil-Only System | False | Conventional | 10/02/2023 |  | 11/29/2023
Daikin Comfort Technologies Manufacturing, L.P. | Daikin | DX4SQA6010A* | DX4SQA6010A* | CA*F4961*6D*+EEP+TXV |  | Voluntarily Certified | Single-split-system air condit | False | False | 55000 |  | 13.8 | 13.4 |  |  | False | 30 | 30 | 11.2 |  | Coil-Only System | False | Conventional | 10/02/2023 |  | 11/29/2023
Daikin Comfort Technologies Manufacturing, L.P. | Daikin | DX5SEA1810A* | DX5SEA1810A* | CA*FA1818*6C*+EEP+TXV |  | Voluntarily Certified | Single-split-system air condit | False | False | 17400 |  | 14.3 | 13.4 |  |  | False | 30 | 30 | 11.7 |  | Coil-Only System | False | Conventional | 10/02/2023 |  | 11/29/2023
Daikin Comfort Technologies Manufacturing, L.P. | Daikin | DX5SEA2410A* | DX5SEA2410A* | CA*FA2422*6B*+EEP+TXV |  | Voluntarily Certified | Single-split-system air condit | False | False | 23600 |  | 14.3 | 13.4 |  |  | True | 30 | 30 | 11.7 |  | Coil-Only System | False | Conventional | 10/02/2023 |  | 11/29/2023
Daikin Comfort Technologies Manufacturing, L.P. | Daikin | DX5SEA3010A* | DX5SEA3010A* | CA*FA3022*6B*+EEP+TXV |  | Voluntarily Certified | Single-split-system air condit | False | False | 28400 |  | 14.3 | 13.4 |  |  | True | 30 | 30 | 11.7 |  | Coil-Only System | False | Conventional | 10/02/2023 |  | 11/29/2023
Daikin Comfort Technologies Manufacturing, L.P. | Daikin | DX5SEA3610A* | DX5SEA3610A* | CA*FA4226*6A*+EEP+TXV |  | Voluntarily Certified | Single-split-system air condit | False | False | 34200 |  | 14.3 | 13.4 |  |  | True | 30 | 30 | 11.7 |  | Coil-Only System | False | Conventional | 10/02/2023 |  | 11/29/2023
Daikin Comfort Technologies Manufacturing, L.P. | Daikin | DX5SEA4210A* | DX5SEA4210A* | CAPTA4230*4A*+EEP |  | Voluntarily Certified | Single-split-system air condit | False | False | 40000 |  | 14.3 | 13.4 |  |  | True | 30 | 30 | 11.7 |  | Coil-Only System | False | Conventional | 10/02/2023 |  | 11/29/2023
Daikin Comfort Technologies Manufacturing, L.P. | Daikin | DX5SEA4810A* | DX5SEA4810A* | CA*F4961*6D*+EEP+TXV |  | Voluntarily Certified | Single-split-system air condit | False | False | 45500 |  | 13.8 | 13.4 |  |  | False | 30 | 30 | 11.7 |  | Coil-Only System | False | Conventional | 10/02/2023 |  | 11/29/2023
Daikin Comfort Technologies Manufacturing, L.P. | Daikin | DX5SEA6010A* | DX5SEA6010A* | CA*F4961*6D*+EEP+TXV |  | Voluntarily Certified | Single-split-system air condit | False | False | 55000 |  | 13.8 | 13.4 |  |  | False | 30 | 30 | 11.2 |  | Coil-Only System | False | Conventional | 10/02/2023 |  | 11/29/2023
Daikin Comfort Technologies Manufacturing, L.P. | Daikin | DX6VSA361WA* | DX6VSA361WA* | CA*EA3026*4A*+MBVC1600**-1A* |  | Voluntarily Certified | Single-split-system air condit | False | False | 32400 |  | 16.6 | 13.4 |  |  | True | 30 | 30 | 9.8 |  | Blower Coil System | True | Conventional | 10/02/2023 |  | 11/29/2023
Daikin Comfort Technologies Manufacturing, L.P. | Daikin | DX7TCA2410A* | DX7TCA2410A* | CA*FA2422*6B*+EEP+TXV |  | Voluntarily Certified | Single-split-system air condit | False | False | 22800 |  | 14.3 | 13.4 |  |  | True | 30 | 30 | 11.7 |  | Coil-Only System | False | Conventional | 10/02/2023 |  | 11/29/2023
Daikin Comfort Technologies Manufacturing, L.P. | Daikin | DX7TCA3610A* | DX7TCA3610A* | CA*FA4226*6A*+EEP+TXV |  | Voluntarily Certified | Single-split-system air condit | False | False | 34200 |  | 14.3 | 13.4 |  |  | False | 30 | 30 | 11.7 |  | Coil-Only System | False | Conventional | 10/02/2023 |  | 11/29/2023
Daikin Comfort Technologies Manufacturing, L.P. | Daikin | DX7TCA4810A* | DX7TCA4810A* | CA*F4961*6D*+EEP+TXV |  | Voluntarily Certified | Single-split-system air condit | False | False | 47000 |  | 13.8 | 13.4 |  |  | False | 30 | 30 | 11.2 |  | Coil-Only System | False | Conventional | 10/02/2023 |  | 11/29/2023
Daikin Comfort Technologies Manufacturing, L.P. | Daikin | DX7TCA6010A* | DX7TCA6010A* | CA*F4961*6D*+EEP+TXV |  | Voluntarily Certified | Single-split-system air condit | False | False | 56000 |  | 13.8 | 13.4 |  |  | False | 30 | 30 | 11.2 |  | Coil-Only System | False | Conventional | 10/02/2023 |  | 11/29/2023
Daikin Comfort Technologies Manufacturing, L.P. | Daikin | DX9VCA2410A* | DX9VCA2410A* | CA*F3137*6A*+MBVC1200**-1A*+TX |  | Voluntarily Certified | Single-split-system air condit | False | False | 22600 |  | 22.5 | 13.4 |  |  | False | 30 | 30 | 13 |  | Blower Coil System | True | Conventional | 10/02/2023 |  | 11/29/2023
Daikin Comfort Technologies Manufacturing, L.P. | Daikin | DX9VCA3610A* | DX9VCA3610A* | CA*F3743*6D*+MBVC1600**-1A*+TX |  | Voluntarily Certified | Single-split-system air condit | False | False | 32800 |  | 20 | 13.4 |  |  | False | 30 | 30 | 12 |  | Blower Coil System | True | Conventional | 10/02/2023 |  | 11/29/2023
Daikin Comfort Technologies Manufacturing, L.P. | Daikin | DX9VCA4810A* | DX9VCA4810A* | CA*F4961*6D*+MBVC2000**-1A*+TX |  | Voluntarily Certified | Single-split-system air condit | False | False | 45000 |  | 20.5 | 13.4 |  |  | False | 30 | 30 | 12.4 |  | Blower Coil System | True | Conventional | 10/02/2023 |  | 11/29/2023
Daikin Comfort Technologies Manufacturing, L.P. | Daikin | DX9VCA6010A* | DX9VCA6010A* | CA*F4961*6D*+MBVC2000**-1A*+TX |  | Voluntarily Certified | Single-split-system air condit | False | False | 52000 |  | 19 | 13.4 |  |  | False | 30 | 30 | 12.4 |  | Blower Coil System | True | Conventional | 10/02/2023 |  | 11/29/2023
Daikin Comfort Technologies Manufacturing, L.P. | ENERGI AIR | GPCH32441A* | GPCH32441A* |  |  | Voluntarily Certified | Single-package air conditioner | False | False | 22800 |  | 13.4 | 13.4 |  |  | False | 30 | 30 | 10.6 |  |  | False | Conventional | 07/07/2023 |  | 11/29/2023
Daikin Comfort Technologies Manufacturing, L.P. | ENERGI AIR | GPCH33041A* | GPCH33041A* |  |  | Voluntarily Certified | Single-package air conditioner | False | False | 28200 |  | 13.4 | 13.4 |  |  | False | 30 | 30 | 10.6 |  |  | False | Conventional | 07/07/2023 |  | 11/29/2023
Daikin Comfort Technologies Manufacturing, L.P. | ENERGI AIR | GPCH33641A* | GPCH33641A* |  |  | Voluntarily Certified | Single-package air conditioner | False | False | 35600 |  | 13.4 | 13.4 |  |  | False | 30 | 30 | 10.6 |  |  | False | Conventional | 07/07/2023 |  | 11/29/2023
Daikin Comfort Technologies Manufacturing, L.P. | ENERGI AIR | GPCH34241A* | GPCH34241A* |  |  | Voluntarily Certified | Single-package air conditioner | False | False | 40000 |  | 13.4 | 13.4 |  |  | False | 30 | 30 | 10.6 |  |  | False | Conventional | 07/07/2023 |  | 11/29/2023
Daikin Comfort Technologies Manufacturing, L.P. | ENERGI AIR | GPCH34841A* | GPCH34841A* |  |  | Voluntarily Certified | Single-package air conditioner | False | False | 46000 |  | 13.4 | 13.4 |  |  | False | 30 | 30 | 10.6 |  |  | False | Conventional | 07/07/2023 |  | 11/29/2023
Daikin Comfort Technologies Manufacturing, L.P. | ENERGI AIR | GPCH36041A* | GPCH36041A* |  |  | Voluntarily Certified | Single-package air conditioner | False | False | 56000 |  | 13.4 | 13.4 |  |  | False | 30 | 30 | 10.6 |  |  | False | Conventional | 07/07/2023 |  | 11/29/2023
Daikin Comfort Technologies Manufacturing, L.P. | ENERGI AIR | GPCM32441A* | GPCM32441A* |  |  | Voluntarily Certified | Single-package air conditioner | False | False | 22800 |  | 13.4 | 13.4 |  |  | False | 30 | 30 | 10.6 |  |  | False | Conventional | 07/07/2023 |  | 11/29/2023
Daikin Comfort Technologies Manufacturing, L.P. | ENERGI AIR | GPCM33041A* | GPCM33041A* |  |  | Voluntarily Certified | Single-package air conditioner | False | False | 27800 |  | 13.4 | 13.4 |  |  | False | 30 | 30 | 10.6 |  |  | False | Conventional | 07/07/2023 |  | 11/29/2023
Daikin Comfort Technologies Manufacturing, L.P. | ENERGI AIR | GPCM33641A* | GPCM33641A* |  |  | Voluntarily Certified | Single-package air conditioner | False | False | 34200 |  | 13.4 |  |  |  | False | 30 |  | 10.6 |  |  | False | Conventional | 07/07/2023 |  | 11/29/2023
Daikin Comfort Technologies Manufacturing, L.P. | ENERGI AIR | GPCM34241A* | GPCM34241A* |  |  | Voluntarily Certified | Single-package air conditioner | False | False | 40000 |  | 13.4 | 13.4 |  |  | False | 30 | 30 | 10.6 |  |  | False | Conventional | 07/07/2023 |  | 11/29/2023
Daikin Comfort Technologies Manufacturing, L.P. | ENERGI AIR | GPCM34841A* | GPCM34841A* |  |  | Voluntarily Certified | Single-package air conditioner | False | False | 44500 |  | 13.4 |  |  |  | False | 30 |  | 10.6 |  |  | False | Conventional | 07/07/2023 |  | 11/29/2023
Daikin Comfort Technologies Manufacturing, L.P. | ENERGI AIR | GPCM36041A* | GPCM36041A* |  |  | Voluntarily Certified | Single-package air conditioner | False | False | 54500 |  | 13.4 | 13.4 |  |  | False | 30 | 30 | 10.6 |  |  | False | Conventional | 07/07/2023 |  | 11/29/2023
Daikin Comfort Technologies Manufacturing, L.P. | ENERGI AIR | GPGM324***41A* | GPGM324***41A* |  |  | Voluntarily Certified | Single-package air conditioner | False | False | 23000 |  | 13.4 | 13.4 |  |  | False | 30 | 30 | 10.6 |  |  | False | Conventional | 07/07/2023 |  | 11/29/2023
Daikin Comfort Technologies Manufacturing, L.P. | ENERGI AIR | GPGM330***41A* | GPGM330***41A* |  |  | Voluntarily Certified | Single-package air conditioner | False | False | 28600 |  | 13.4 | 13.4 |  |  | False | 30 | 30 | 10.6 |  |  | False | Conventional | 07/07/2023 |  | 11/29/2023
Daikin Comfort Technologies Manufacturing, L.P. | ENERGI AIR | GPGM336***41A* | GPGM336***41A* |  |  | Voluntarily Certified | Single-package air conditioner | False | False | 34200 |  | 13.4 | 13.4 |  |  | False | 30 | 30 | 10.6 |  |  | False | Conventional | 07/07/2023 |  | 11/29/2023
Daikin Comfort Technologies Manufacturing, L.P. | ENERGI AIR | GPGM342***41A* | GPGM342***41A* |  |  | Voluntarily Certified | Single-package air conditioner | False | False | 40000 |  | 13.4 | 13.4 |  |  | False | 30 | 30 | 10.6 |  |  | False | Conventional | 07/07/2023 |  | 11/29/2023
Daikin Comfort Technologies Manufacturing, L.P. | ENERGI AIR | GPGM348***41A* | GPGM348***41A* |  |  | Voluntarily Certified | Single-package air conditioner | False | False | 46000 |  | 13.4 | 13.4 |  |  | False | 30 | 30 | 10.6 |  |  | False | Conventional | 07/07/2023 |  | 11/29/2023
Daikin Comfort Technologies Manufacturing, L.P. | ENERGI AIR | GPGM361***41A* | GPGM361***41A* |  |  | Voluntarily Certified | Single-package air conditioner | False | False | 56000 |  | 13.4 | 13.4 |  |  | False | 30 | 30 | 10.6 |  |  | False | Conventional | 07/07/2023 |  | 11/29/2023
Daikin Comfort Technologies Manufacturing, L.P. | ENERGI AIR | GPGM524***41A* | GPGM524***41A* |  |  | Voluntarily Certified | Single-package air conditioner | False | False | 23000 |  | 15.2 | 13.4 |  |  | False | 30 | 30 | 11.2 |  |  | False | Conventional | 07/07/2023 |  | 11/29/2023
Daikin Comfort Technologies Manufacturing, L.P. | ENERGI AIR | GPGM530***41A* | GPGM530***41A* |  |  | Voluntarily Certified | Single-package air conditioner | False | False | 29000 |  | 14.6 | 13.4 |  |  | False | 30 | 30 | 11.2 |  |  | False | Conventional | 07/07/2023 |  | 11/29/2023
Daikin Comfort Technologies Manufacturing, L.P. | ENERGI AIR | GPGM536***41A* | GPGM536***41A* |  |  | Voluntarily Certified | Single-package air conditioner | False | False | 35000 |  | 15.2 | 13.4 |  |  | False | 30 | 30 | 11.2 |  |  | False | Conventional | 07/07/2023 |  | 11/29/2023
Daikin Comfort Technologies Manufacturing, L.P. | ENERGI AIR | GPGM542***41A* | GPGM542***41A* |  |  | Voluntarily Certified | Single-package air conditioner | False | False | 41000 |  | 14.7 | 13.4 |  |  | False | 30 | 30 | 11.2 |  |  | False | Conventional | 07/07/2023 |  | 11/29/2023
Daikin Comfort Technologies Manufacturing, L.P. | ENERGI AIR | GPGM548***41A* | GPGM548***41A* |  |  | Voluntarily Certified | Single-package air conditioner | False | False | 46000 |  | 15 |  |  |  | False | 30 |  | 11.2 |  |  | False | Conventional | 07/07/2023 |  | 11/29/2023
Daikin Comfort Technologies Manufacturing, L.P. | ENERGI AIR | GPGM560***41A* | GPGM560***41A* |  |  | Voluntarily Certified | Single-package air conditioner | False | False | 58000 |  | 15.2 |  |  |  | False | 30 |  | 11.2 |  |  | False | Conventional | 07/07/2023 |  | 11/29/2023
Daikin Comfort Technologies Manufacturing, L.P. | ENERGI AIR | GPUM324***41A* | GPUM324***41A* |  |  | Voluntarily Certified | Single-package air conditioner | False | False | 23000 |  | 13.4 |  |  |  | False | 30 |  | 10.6 |  |  | False | Conventional | 07/07/2023 |  | 11/29/2023
Daikin Comfort Technologies Manufacturing, L.P. | ENERGI AIR | GPUM330***41A* | GPUM330***41A* |  |  | Voluntarily Certified | Single-package air conditioner | False | False | 28600 |  | 13.4 |  |  |  | False | 30 |  | 10.6 |  |  | False | Conventional | 07/07/2023 |  | 11/29/2023
Daikin Comfort Technologies Manufacturing, L.P. | ENERGI AIR | GPUM336***41A* | GPUM336***41A* |  |  | Voluntarily Certified | Single-package air conditioner | False | False | 34200 |  | 13.4 |  |  |  | False | 30 |  | 10.6 |  |  | False | Conventional | 07/07/2023 |  | 11/29/2023
Daikin Comfort Technologies Manufacturing, L.P. | ENERGI AIR | GPUM342***41A* | GPUM342***41A* |  |  | Voluntarily Certified | Single-package air conditioner | False | False | 40000 |  | 13.4 |  |  |  | False | 30 |  | 10.6 |  |  | False | Conventional | 07/07/2023 |  | 11/29/2023
Daikin Comfort Technologies Manufacturing, L.P. | ENERGI AIR | GPUM348***41A* | GPUM348***41A* |  |  | Voluntarily Certified | Single-package air conditioner | False | False | 46000 |  | 13.4 | 13.4 |  |  | False | 30 | 30 | 10.6 |  |  | False | Conventional | 07/07/2023 |  | 11/29/2023
Daikin Comfort Technologies Manufacturing, L.P. | ENERGI AIR | GPUM361***41A* | GPUM361***41A* |  |  | Voluntarily Certified | Single-package air conditioner | False | False | 56000 |  | 13.4 | 13.4 |  |  | False | 30 | 30 | 10.6 |  |  | False | Conventional | 07/07/2023 |  | 11/29/2023
Daikin Comfort Technologies Manufacturing, L.P. | ENERGI AIR | GSXB401810A* | GSXB401810A* | CAPTA1818*4A*+EEP |  | Voluntarily Certified | Single-split-system air condit | False | False | 17400 |  | 14.3 | 13.4 |  |  | False | 30 | 30 | 11.7 |  | Coil-Only System | False | Conventional | 07/07/2023 |  | 11/29/2023
Daikin Comfort Technologies Manufacturing, L.P. | ENERGI AIR | GSXB402410A* | GSXB402410A* | CAPTA2422*4A*+EEP |  | Voluntarily Certified | Single-split-system air condit | False | False | 23600 |  | 14.3 | 13.4 |  |  | True | 30 | 30 | 11.7 |  | Coil-Only System | False | Conventional | 07/07/2023 |  | 11/29/2023
Daikin Comfort Technologies Manufacturing, L.P. | ENERGI AIR | GSXB403010A* | GSXB403010A* | CAPTA3022*4A*+EEP |  | Voluntarily Certified | Single-split-system air condit | False | False | 28400 |  | 14.3 | 13.4 |  |  | True | 30 | 30 | 11.7 |  | Coil-Only System | False | Conventional | 07/07/2023 |  | 11/29/2023
Daikin Comfort Technologies Manufacturing, L.P. | ENERGI AIR | GSXB403610A* | GSXB403610A* | CAPTA3626*4A*+EEP |  | Voluntarily Certified | Single-split-system air condit | False | False | 34200 |  | 14.3 | 13.4 |  |  | True | 30 | 30 | 11.7 |  | Coil-Only System | False | Conventional | 07/07/2023 |  | 11/29/2023
Daikin Comfort Technologies Manufacturing, L.P. | ENERGI AIR | GSXB404210A* | GSXB404210A* | CAPTA4230*4A*+EEP |  | Voluntarily Certified | Single-split-system air condit | False | False | 40000 |  | 14.3 | 13.4 |  |  | True | 30 | 30 | 11.7 |  | Coil-Only System | False | Conventional | 07/07/2023 |  | 11/29/2023
Daikin Comfort Technologies Manufacturing, L.P. | ENERGI AIR | GSXB404810A* | GSXB404810A* | CA*F4961*6D*+EEP+TXV |  | Voluntarily Certified | Single-split-system air condit | False | False | 45500 |  | 13.8 | 13.4 |  |  | False | 30 | 30 | 11.7 |  | Coil-Only System | False | Conventional | 07/07/2023 |  | 11/29/2023
Daikin Comfort Technologies Manufacturing, L.P. | ENERGI AIR | GSXB406010A* | GSXB406010A* | CA*F4961*6D*+EEP+TXV |  | Voluntarily Certified | Single-split-system air condit | False | False | 55000 |  | 13.8 | 13.4 |  |  | False | 30 | 30 | 11.2 |  | Coil-Only System | False | Conventional | 07/07/2023 |  | 11/29/2023
Daikin Comfort Technologies Manufacturing, L.P. | ENERGI AIR | GSXC702410A* | GSXC702410A* | CA*FA2422*6B*+EEP+TXV |  | Voluntarily Certified | Single-split-system air condit | False | False | 22800 |  | 14.3 | 13.4 |  |  | True | 30 | 30 | 11.7 |  | Coil-Only System | False | Conventional | 07/07/2023 |  | 11/29/2023
Daikin Comfort Technologies Manufacturing, L.P. | ENERGI AIR | GSXC703610A* | GSXC703610A* | CA*FA4226*6A*+EEP+TXV |  | Voluntarily Certified | Single-split-system air condit | False | False | 34200 |  | 14.3 | 13.4 |  |  | False | 30 | 30 | 11.7 |  | Coil-Only System | False | Conventional | 07/07/2023 |  | 11/29/2023
Daikin Comfort Technologies Manufacturing, L.P. | ENERGI AIR | GSXC704810A* | GSXC704810A* | CA*F4961*6D*+EEP+TXV |  | Voluntarily Certified | Single-split-system air condit | False | False | 47000 |  | 13.8 | 13.4 |  |  | False | 30 | 30 | 11.2 |  | Coil-Only System | False | Conventional | 07/07/2023 |  | 11/29/2023
Daikin Comfort Technologies Manufacturing, L.P. | ENERGI AIR | GSXC706010A* | GSXC706010A* | CA*F4961*6D*+EEP+TXV |  | Voluntarily Certified | Single-split-system air condit | False | False | 56000 |  | 13.8 | 13.4 |  |  | False | 30 | 30 | 11.2 |  | Coil-Only System | False | Conventional | 07/07/2023 |  | 11/29/2023
Daikin Comfort Technologies Manufacturing, L.P. | ENERGI AIR | GSXH501810A* | GSXH501810A* | CA*FA1818*6C*+EEP+TXV |  | Voluntarily Certified | Single-split-system air condit | False | False | 17400 |  | 14.3 | 13.4 |  |  | False | 30 | 30 | 11.7 |  | Coil-Only System | False | Conventional | 07/07/2023 |  | 11/29/2023
Daikin Comfort Technologies Manufacturing, L.P. | ENERGI AIR | GSXH502410A* | GSXH502410A* | CA*FA2422*6B*+EEP+TXV |  | Voluntarily Certified | Single-split-system air condit | False | False | 23600 |  | 14.3 | 13.4 |  |  | True | 30 | 30 | 11.7 |  | Coil-Only System | False | Conventional | 07/07/2023 |  | 11/29/2023
Daikin Comfort Technologies Manufacturing, L.P. | ENERGI AIR | GSXH503010A* | GSXH503010A* | CA*FA3022*6B*+EEP+TXV |  | Voluntarily Certified | Single-split-system air condit | False | False | 28400 |  | 14.3 | 13.4 |  |  | True | 30 | 30 | 11.7 |  | Coil-Only System | False | Conventional | 07/07/2023 |  | 11/29/2023
Daikin Comfort Technologies Manufacturing, L.P. | ENERGI AIR | GSXH503610A* | GSXH503610A* | CA*FA4226*6A*+EEP+TXV |  | Voluntarily Certified | Single-split-system air condit | False | False | 34200 |  | 14.3 |  |  |  | True | 30 |  | 11.7 |  | Coil-Only System | False | Conventional | 07/07/2023 |  | 11/29/2023
Daikin Comfort Technologies Manufacturing, L.P. | ENERGI AIR | GSXH504210A* | GSXH504210A* | CAPTA4230*4A*+EEP |  | Voluntarily Certified | Single-split-system air condit | False | False | 40000 |  | 14.3 |  |  |  | True | 30 |  | 11.7 |  | Coil-Only System | False | Conventional | 07/07/2023 |  | 11/29/2023
Daikin Comfort Technologies Manufacturing, L.P. | ENERGI AIR | GSXH504810A* | GSXH504810A* | CA*F4961*6D*+EEP+TXV |  | Voluntarily Certified | Single-split-system air condit | False | False | 45500 |  | 13.8 |  |  |  | False | 30 |  | 11.7 |  | Coil-Only System | False | Conventional | 07/07/2023 |  | 11/29/2023
Daikin Comfort Technologies Manufacturing, L.P. | ENERGI AIR | GSXH506010A* | GSXH506010A* | CA*F4961*6D*+EEP+TXV |  | Voluntarily Certified | Single-split-system air condit | False | False | 55000 |  | 13.8 | 13.4 |  |  | False | 30 | 30 | 11.2 |  | Coil-Only System | False | Conventional | 07/07/2023 |  | 11/29/2023
Daikin Comfort Technologies Manufacturing, L.P. | ENERGI AIR | GSXM401810A* | GSXM401810A* | CA*FA1818*6C*+EEP+TXV |  | Voluntarily Certified | Single-split-system air condit | False | False | 17400 |  | 14.3 | 13.4 |  |  | False | 30 | 30 | 11.7 |  | Coil-Only System | False | Conventional | 07/07/2023 |  | 11/29/2023
Daikin Comfort Technologies Manufacturing, L.P. | ENERGI AIR | GSXM402410A* | GSXM402410A* | CA*FA2422*6B*+EEP+TXV |  | Voluntarily Certified | Single-split-system air condit | False | False | 23600 |  | 14.3 | 13.4 |  |  | True | 30 | 30 | 11.7 |  | Coil-Only System | False | Conventional | 07/07/2023 |  | 11/29/2023
Daikin Comfort Technologies Manufacturing, L.P. | ENERGI AIR | GSXM403010A* | GSXM403010A* | CA*FA3022*6B*+EEP+TXV |  | Voluntarily Certified | Single-split-system air condit | False | False | 28400 |  | 14.3 |  |  |  | True | 30 |  | 11.7 |  | Coil-Only System | False | Conventional | 07/07/2023 |  | 11/29/2023
Daikin Comfort Technologies Manufacturing, L.P. | ENERGI AIR | GSXM403610A* | GSXM403610A* | CA*FA4226*6A*+EEP+TXV |  | Voluntarily Certified | Single-split-system air condit | False | False | 34200 |  | 14.3 | 13.4 |  |  | True | 30 | 30 | 11.7 |  | Coil-Only System | False | Conventional | 07/07/2023 |  | 11/29/2023
Daikin Comfort Technologies Manufacturing, L.P. | ENERGI AIR | GSXN401810A* | GSXN401810A* | CA*FA1818*6C*+EEP+TXV |  | Voluntarily Certified | Single-split-system air condit | False | False | 17400 |  | 14.3 | 13.4 |  |  | False | 30 | 30 | 11.7 |  | Coil-Only System | False | Conventional | 07/07/2023 |  | 11/29/2023
Daikin Comfort Technologies Manufacturing, L.P. | ENERGI AIR | GSXN402410A* | GSXN402410A* | CA*FA2422*6B*+EEP+TXV |  | Voluntarily Certified | Single-split-system air condit | False | False | 22600 |  | 14.3 | 13.4 |  |  | False | 30 | 30 | 11.7 |  | Coil-Only System | False | Conventional | 07/07/2023 |  | 11/29/2023
Daikin Comfort Technologies Manufacturing, L.P. | ENERGI AIR | GSXN403010A* | GSXN403010A* | CA*FA3626*6A*+EEP+TXV |  | Voluntarily Certified | Single-split-system air condit | False | False | 28600 |  | 14.3 | 13.4 |  |  | False | 30 | 30 | 11.7 |  | Coil-Only System | False | Conventional | 07/07/2023 |  | 11/29/2023
Daikin Comfort Technologies Manufacturing, L.P. | ENERGI AIR | GSXN403610A* | GSXN403610A* | CA*FA4226*6A*+EEP+TXV |  | Voluntarily Certified | Single-split-system air condit | False | False | 34200 |  | 14.3 | 13.4 |  |  | False | 30 | 30 | 11.7 |  | Coil-Only System | False | Conventional | 07/07/2023 |  | 11/29/2023
Daikin Comfort Technologies Manufacturing, L.P. | ENERGI AIR | GSXN404210A* | GSXN404210A* | CAPTA4230*4A*+EEP |  | Voluntarily Certified | Single-split-system air condit | False | False | 39500 |  | 14.3 | 13.4 |  |  | False | 30 | 30 | 11.7 |  | Coil-Only System | False | Conventional | 07/07/2023 |  | 11/29/2023
Daikin Comfort Technologies Manufacturing, L.P. | ENERGI AIR | GSXN404810A* | GSXN404810A* | CA*F4961*6D*+EEP+TXV |  | Voluntarily Certified | Single-split-system air condit | False | False | 45500 |  | 13.8 | 13.4 |  |  | False | 30 | 30 | 11.7 |  | Coil-Only System | False | Conventional | 07/07/2023 |  | 11/29/2023
Daikin Comfort Technologies Manufacturing, L.P. | ENERGI AIR | GSXN406010A* | GSXN406010A* | CA*F4961*6D*+EEP+TXV |  | Voluntarily Certified | Single-split-system air condit | False | False | 55000 |  | 13.8 | 13.4 |  |  | False | 30 | 30 | 11.2 |  | Coil-Only System | False | Conventional | 07/07/2023 |  | 11/29/2023
Daikin Comfort Technologies Manufacturing, L.P. | ENERGI AIR | VSXN401810A* | VSXN401810A* | CA*FA1818*6C*+EEP+TXV |  | Voluntarily Certified | Single-split-system air condit | False | False | 17400 |  | 14.3 | 13.4 |  |  | False | 30 | 30 | 11.7 |  | Coil-Only System | False | Conventional | 07/07/2023 |  | 11/29/2023
Daikin Comfort Technologies Manufacturing, L.P. | ENERGI AIR | VSXN402410A* | VSXN402410A* | CA*FA2422*6B*+EEP+TXV |  | Voluntarily Certified | Single-split-system air condit | False | False | 22600 |  | 14.3 | 13.4 |  |  | False | 30 | 30 | 11.7 |  | Coil-Only System | False | Conventional | 07/07/2023 |  | 11/29/2023
Daikin Comfort Technologies Manufacturing, L.P. | ENERGI AIR | VSXN403010A* | VSXN403010A* | CA*FA3626*6A*+EEP+TXV |  | Voluntarily Certified | Single-split-system air condit | False | False | 28600 |  | 14.3 |  |  |  | False | 30 |  | 11.7 |  | Coil-Only System | False | Conventional | 07/07/2023 |  | 11/29/2023
Daikin Comfort Technologies Manufacturing, L.P. | ENERGI AIR | VSXN403610A* | VSXN403610A* | CA*FA4226*6A*+EEP+TXV |  | Voluntarily Certified | Single-split-system air condit | False | False | 34200 |  | 14.3 | 13.4 |  |  | False | 30 | 30 | 11.7 |  | Coil-Only System | False | Conventional | 07/07/2023 |  | 11/29/2023
Daikin Comfort Technologies Manufacturing, L.P. | ENERGI AIR | VSXN404210A* | VSXN404210A* | CAPTA4230*4A*+EEP |  | Voluntarily Certified | Single-split-system air condit | False | False | 39500 |  | 14.3 |  |  |  | False | 30 |  | 11.7 |  | Coil-Only System | False | Conventional | 07/07/2023 |  | 11/29/2023
Daikin Comfort Technologies Manufacturing, L.P. | ENERGI AIR | VSXN404810A* | VSXN404810A* | CA*F4961*6D*+EEP+TXV |  | Voluntarily Certified | Single-split-system air condit | False | False | 45500 |  | 13.8 | 13.4 |  |  | False | 30 | 30 | 11.7 |  | Coil-Only System | False | Conventional | 07/07/2023 |  | 11/29/2023
Daikin Comfort Technologies Manufacturing, L.P. | ENERGI AIR | VSXN406010A* | VSXN406010A* | CA*F4961*6D*+EEP+TXV |  | Voluntarily Certified | Single-split-system air condit | False | False | 55000 |  | 13.8 |  |  |  | False | 30 |  | 11.2 |  | Coil-Only System | False | Conventional | 07/07/2023 |  | 11/29/2023
Daikin Comfort Technologies Manufacturing, L.P. | EVERREST | APCH32441A* | APCH32441A* |  |  | Voluntarily Certified | Single-package air conditioner | False | False | 23600 |  | 13.4 | 13.4 |  |  | False | 30 | 30 | 10.6 |  |  | False | Conventional | 07/07/2023 |  | 11/29/2023
Daikin Comfort Technologies Manufacturing, L.P. | EVERREST | APCH33041A* | APCH33041A* |  |  | Voluntarily Certified | Single-package air conditioner | False | False | 28200 |  | 13.4 | 13.4 |  |  | False | 30 | 30 | 10.6 |  |  | False | Conventional | 07/07/2023 |  | 11/29/2023
Daikin Comfort Technologies Manufacturing, L.P. | EVERREST | APCH33641A* | APCH33641A* |  |  | Voluntarily Certified | Single-package air conditioner | False | False | 35600 |  | 13.4 | 13.4 |  |  | False | 30 | 30 | 10.6 |  |  | False | Conventional | 07/07/2023 |  | 11/29/2023
Daikin Comfort Technologies Manufacturing, L.P. | EVERREST | APCH34241A* | APCH34241A* |  |  | Voluntarily Certified | Single-package air conditioner | False | False | 40000 |  | 13.4 | 13.4 |  |  | False | 30 | 30 | 10.6 |  |  | False | Conventional | 07/07/2023 |  | 11/29/2023
Daikin Comfort Technologies Manufacturing, L.P. | EVERREST | APCH34841A* | APCH34841A* |  |  | Voluntarily Certified | Single-package air conditioner | False | False | 46000 |  | 13.4 | 13.4 |  |  | False | 30 | 30 | 10.6 |  |  | False | Conventional | 07/07/2023 |  | 11/29/2023
Daikin Comfort Technologies Manufacturing, L.P. | EVERREST | APCH36041A* | APCH36041A* |  |  | Voluntarily Certified | Single-package air conditioner | False | False | 56000 |  | 13.4 | 13.4 |  |  | False | 30 | 30 | 10.6 |  |  | False | Conventional | 07/07/2023 |  | 11/29/2023
Daikin Comfort Technologies Manufacturing, L.P. | EVERREST | APGM324***41A* | APGM324***41A* |  |  | Voluntarily Certified | Single-package air conditioner | False | False | 23000 |  | 13.4 | 13.4 |  |  | False | 30 | 30 | 10.6 |  |  | False | Conventional | 07/07/2023 |  | 11/29/2023
Daikin Comfort Technologies Manufacturing, L.P. | EVERREST | APGM330***41A* | APGM330***41A* |  |  | Voluntarily Certified | Single-package air conditioner | False | False | 28600 |  | 13.4 | 13.4 |  |  | False | 30 | 30 | 10.6 |  |  | False | Conventional | 07/07/2023 |  | 11/29/2023
Daikin Comfort Technologies Manufacturing, L.P. | EVERREST | APGM336***41A* | APGM336***41A* |  |  | Voluntarily Certified | Single-package air conditioner | False | False | 34200 |  | 13.4 | 13.4 |  |  | False | 30 | 30 | 10.6 |  |  | False | Conventional | 07/07/2023 |  | 11/29/2023
Daikin Comfort Technologies Manufacturing, L.P. | EVERREST | APGM342***41A* | APGM342***41A* |  |  | Voluntarily Certified | Single-package air conditioner | False | False | 40000 |  | 13.4 | 13.4 |  |  | False | 30 | 30 | 10.6 |  |  | False | Conventional | 07/07/2023 |  | 11/29/2023
Daikin Comfort Technologies Manufacturing, L.P. | EVERREST | APGM348***41A* | APGM348***41A* |  |  | Voluntarily Certified | Single-package air conditioner | False | False | 46000 |  | 13.4 | 13.4 |  |  | False | 30 | 30 | 10.6 |  |  | False | Conventional | 07/07/2023 |  | 11/29/2023
Daikin Comfort Technologies Manufacturing, L.P. | EVERREST | APGM361***41A* | APGM361***41A* |  |  | Voluntarily Certified | Single-package air conditioner | False | False | 56000 |  | 13.4 | 13.4 |  |  | False | 30 | 30 | 10.6 |  |  | False | Conventional | 07/07/2023 |  | 11/29/2023
Daikin Comfort Technologies Manufacturing, L.P. | EVERREST | APGM524***41A* | APGM524***41A* |  |  | Voluntarily Certified | Single-package air conditioner | False | False | 23000 |  | 15.2 | 13.4 |  |  | False | 30 | 30 | 11.2 |  |  | False | Conventional | 07/07/2023 |  | 11/29/2023
Daikin Comfort Technologies Manufacturing, L.P. | EVERREST | APGM530***41A* | APGM530***41A* |  |  | Voluntarily Certified | Single-package air conditioner | False | False | 29000 |  | 14.6 | 13.4 |  |  | False | 30 | 30 | 11.2 |  |  | False | Conventional | 07/07/2023 |  | 11/29/2023
Daikin Comfort Technologies Manufacturing, L.P. | EVERREST | APGM536***41A* | APGM536***41A* |  |  | Voluntarily Certified | Single-package air conditioner | False | False | 35000 |  | 15.2 | 13.4 |  |  | False | 30 | 30 | 11.2 |  |  | False | Conventional | 07/07/2023 |  | 11/29/2023
Daikin Comfort Technologies Manufacturing, L.P. | EVERREST | APGM542***41A* | APGM542***41A* |  |  | Voluntarily Certified | Single-package air conditioner | False | False | 41000 |  | 14.7 | 13.4 |  |  | False | 30 | 30 | 11.2 |  |  | False | Conventional | 07/07/2023 |  | 11/29/2023
Daikin Comfort Technologies Manufacturing, L.P. | EVERREST | APGM548***41A* | APGM548***41A* |  |  | Voluntarily Certified | Single-package air conditioner | False | False | 46000 |  | 15 | 13.4 |  |  | False | 30 | 30 | 11.2 |  |  | False | Conventional | 07/07/2023 |  | 11/29/2023
Daikin Comfort Technologies Manufacturing, L.P. | EVERREST | APGM560***41A* | APGM560***41A* |  |  | Voluntarily Certified | Single-package air conditioner | False | False | 58000 |  | 15.2 | 13.4 |  |  | False | 30 | 30 | 11.2 |  |  | False | Conventional | 07/07/2023 |  | 11/29/2023
Daikin Comfort Technologies Manufacturing, L.P. | EVERREST | APUM324***41A* | APUM324***41A* |  |  | Voluntarily Certified | Single-package air conditioner | False | False | 23000 |  | 13.4 | 13.4 |  |  | False | 30 | 30 | 10.6 |  |  | False | Conventional | 07/07/2023 |  | 11/29/2023
Daikin Comfort Technologies Manufacturing, L.P. | EVERREST | APUM330***41A* | APUM330***41A* |  |  | Voluntarily Certified | Single-package air conditioner | False | False | 28600 |  | 13.4 | 13.4 |  |  | False | 30 | 30 | 10.6 |  |  | False | Conventional | 07/07/2023 |  | 11/29/2023
Daikin Comfort Technologies Manufacturing, L.P. | EVERREST | APUM336***41A* | APUM336***41A* |  |  | Voluntarily Certified | Single-package air conditioner | False | False | 34200 |  | 13.4 | 13.4 |  |  | False | 30 | 30 | 10.6 |  |  | False | Conventional | 07/07/2023 |  | 11/29/2023
Daikin Comfort Technologies Manufacturing, L.P. | EVERREST | APUM342***41A* | APUM342***41A* |  |  | Voluntarily Certified | Single-package air conditioner | False | False | 40000 |  | 13.4 | 13.4 |  |  | False | 30 | 30 | 10.6 |  |  | False | Conventional | 07/07/2023 |  | 11/29/2023
Daikin Comfort Technologies Manufacturing, L.P. | EVERREST | APUM348***41A* | APUM348***41A* |  |  | Voluntarily Certified | Single-package air conditioner | False | False | 46000 |  | 13.4 | 13.4 |  |  | False | 30 | 30 | 10.6 |  |  | False | Conventional | 07/07/2023 |  | 11/29/2023
Daikin Comfort Technologies Manufacturing, L.P. | EVERREST | APUM361***41A* | APUM361***41A* |  |  | Voluntarily Certified | Single-package air conditioner | False | False | 56000 |  | 13.4 | 13.4 |  |  | False | 30 | 30 | 10.6 |  |  | False | Conventional | 07/07/2023 |  | 11/29/2023
Daikin Comfort Technologies Manufacturing, L.P. | EVERREST | ASXC702410A* | ASXC702410A* | CA*FA2422*6B*+EEP+TXV |  | Voluntarily Certified | Single-split-system air condit | False | False | 22800 |  | 14.3 | 13.4 |  |  | True | 30 | 30 | 11.7 |  | Coil-Only System | False | Conventional | 07/07/2023 |  | 11/29/2023
Daikin Comfort Technologies Manufacturing, L.P. | EVERREST | ASXC703610A* | ASXC703610A* | CA*FA4226*6A*+EEP+TXV |  | Voluntarily Certified | Single-split-system air condit | False | False | 34200 |  | 14.3 | 13.4 |  |  | False | 30 | 30 | 11.7 |  | Coil-Only System | False | Conventional | 07/07/2023 |  | 11/29/2023
Daikin Comfort Technologies Manufacturing, L.P. | EVERREST | ASXC704810A* | ASXC704810A* | CA*F4961*6D*+EEP+TXV |  | Voluntarily Certified | Single-split-system air condit | False | False | 47000 |  | 13.8 | 13.4 |  |  | False | 30 | 30 | 11.2 |  | Coil-Only System | False | Conventional | 07/07/2023 |  | 11/29/2023
Daikin Comfort Technologies Manufacturing, L.P. | EVERREST | ASXC706010A* | ASXC706010A* | CA*F4961*6D*+EEP+TXV |  | Voluntarily Certified | Single-split-system air condit | False | False | 56000 |  | 13.8 | 13.4 |  |  | False | 30 | 30 | 11.2 |  | Coil-Only System | False | Conventional | 07/07/2023 |  | 11/29/2023
Daikin Comfort Technologies Manufacturing, L.P. | EVERREST | ASXH401810A* | ASXH401810A* | CAPTA1818*4A*+EEP |  | Voluntarily Certified | Single-split-system air condit | False | False | 17400 |  | 14.3 | 13.4 |  |  | False | 30 | 30 | 11.7 |  | Coil-Only System | False | Conventional | 07/07/2023 |  | 11/29/2023
Daikin Comfort Technologies Manufacturing, L.P. | EVERREST | ASXH402410A* | ASXH402410A* | CAPTA2422*4A*+EEP |  | Voluntarily Certified | Single-split-system air condit | False | False | 23600 |  | 14.3 | 13.4 |  |  | True | 30 | 30 | 11.7 |  | Coil-Only System | False | Conventional | 07/07/2023 |  | 11/29/2023
Daikin Comfort Technologies Manufacturing, L.P. | EVERREST | ASXH403010A* | ASXH403010A* | CAPTA3022*4A*+EEP |  | Voluntarily Certified | Single-split-system air condit | False | False | 28400 |  | 14.3 | 13.4 |  |  | True | 30 | 30 | 11.7 |  | Coil-Only System | False | Conventional | 07/07/2023 |  | 11/29/2023
Daikin Comfort Technologies Manufacturing, L.P. | EVERREST | ASXH403610A* | ASXH403610A* | CAPTA3626*4A*+EEP |  | Voluntarily Certified | Single-split-system air condit | False | False | 34200 |  | 14.3 | 13.4 |  |  | True | 30 | 30 | 11.7 |  | Coil-Only System | False | Conventional | 07/07/2023 |  | 11/29/2023
Daikin Comfort Technologies Manufacturing, L.P. | EVERREST | ASXH404210A* | ASXH404210A* | CAPTA4230*4A*+EEP |  | Voluntarily Certified | Single-split-system air condit | False | False | 40000 |  | 14.3 | 13.4 |  |  | True | 30 | 30 | 11.7 |  | Coil-Only System | False | Conventional | 07/07/2023 |  | 11/29/2023
Daikin Comfort Technologies Manufacturing, L.P. | EVERREST | ASXH404810A* | ASXH404810A* | CA*F4961*6D*+EEP+TXV |  | Voluntarily Certified | Single-split-system air condit | False | False | 45500 |  | 13.8 | 13.4 |  |  | False | 30 | 30 | 11.7 |  | Coil-Only System | False | Conventional | 07/07/2023 |  | 11/29/2023
Daikin Comfort Technologies Manufacturing, L.P. | EVERREST | ASXH406010A* | ASXH406010A* | CA*F4961*6D*+EEP+TXV |  | Voluntarily Certified | Single-split-system air condit | False | False | 55000 |  | 13.8 | 13.4 |  |  | False | 30 | 30 | 11.2 |  | Coil-Only System | False | Conventional | 07/07/2023 |  | 11/29/2023
Daikin Comfort Technologies Manufacturing, L.P. | EVERREST | ASXH501810A* | ASXH501810A* | CA*FA1818*6C*+EEP+TXV |  | Voluntarily Certified | Single-split-system air condit | False | False | 17400 |  | 14.3 | 13.4 |  |  | False | 30 | 30 | 11.7 |  | Coil-Only System | False | Conventional | 07/07/2023 |  | 11/29/2023
Daikin Comfort Technologies Manufacturing, L.P. | EVERREST | ASXH502410A* | ASXH502410A* | CA*FA2422*6B*+EEP+TXV |  | Voluntarily Certified | Single-split-system air condit | False | False | 23600 |  | 14.3 | 13.4 |  |  | True | 30 | 30 | 11.7 |  | Coil-Only System | False | Conventional | 07/07/2023 |  | 11/29/2023
Daikin Comfort Technologies Manufacturing, L.P. | EVERREST | ASXH503010A* | ASXH503010A* | CA*FA3022*6B*+EEP+TXV |  | Voluntarily Certified | Single-split-system air condit | False | False | 28400 |  | 14.3 | 13.4 |  |  | True | 30 | 30 | 11.7 |  | Coil-Only System | False | Conventional | 07/07/2023 |  | 11/29/2023
Daikin Comfort Technologies Manufacturing, L.P. | EVERREST | ASXH503610A* | ASXH503610A* | CA*FA4226*6A*+EEP+TXV |  | Voluntarily Certified | Single-split-system air condit | False | False | 34200 |  | 14.3 | 13.4 |  |  | True | 30 | 30 | 11.7 |  | Coil-Only System | False | Conventional | 07/07/2023 |  | 11/29/2023
Daikin Comfort Technologies Manufacturing, L.P. | EVERREST | ASXH504210A* | ASXH504210A* | CAPTA4230*4A*+EEP |  | Voluntarily Certified | Single-split-system air condit | False | False | 40000 |  | 14.3 | 13.4 |  |  | True | 30 | 30 | 11.7 |  | Coil-Only System | False | Conventional | 07/07/2023 |  | 11/29/2023
Daikin Comfort Technologies Manufacturing, L.P. | EVERREST | ASXH504810A* | ASXH504810A* | CA*F4961*6D*+EEP+TXV |  | Voluntarily Certified | Single-split-system air condit | False | False | 45500 |  | 13.8 | 13.4 |  |  | False | 30 | 30 | 11.7 |  | Coil-Only System | False | Conventional | 07/07/2023 |  | 11/29/2023
Daikin Comfort Technologies Manufacturing, L.P. | EVERREST | ASXH506010A* | ASXH506010A* | CA*F4961*6D*+EEP+TXV |  | Voluntarily Certified | Single-split-system air condit | False | False | 55000 |  | 13.8 | 13.4 |  |  | False | 30 | 30 | 11.2 |  | Coil-Only System | False | Conventional | 07/07/2023 |  | 11/29/2023
Daikin Comfort Technologies Manufacturing, L.P. | EVERREST | ASXN401810A* | ASXN401810A* | CA*FA1818*6C*+EEP+TXV |  | Voluntarily Certified | Single-split-system air condit | False | False | 17400 |  | 14.3 | 13.4 |  |  | False | 30 | 30 | 11.7 |  | Coil-Only System | False | Conventional | 07/07/2023 |  | 11/29/2023
Daikin Comfort Technologies Manufacturing, L.P. | EVERREST | ASXN402410A* | ASXN402410A* | CA*FA2422*6B*+EEP+TXV |  | Voluntarily Certified | Single-split-system air condit | False | False | 22600 |  | 14.3 | 13.4 |  |  | False | 30 | 30 | 11.7 |  | Coil-Only System | False | Conventional | 07/07/2023 |  | 11/29/2023
Daikin Comfort Technologies Manufacturing, L.P. | EVERREST | ASXN403010A* | ASXN403010A* | CA*FA3626*6A*+EEP+TXV |  | Voluntarily Certified | Single-split-system air condit | False | False | 28600 |  | 14.3 | 13.4 |  |  | False | 30 | 30 | 11.7 |  | Coil-Only System | False | Conventional | 07/07/2023 |  | 11/29/2023
Daikin Comfort Technologies Manufacturing, L.P. | EVERREST | ASXN403610A* | ASXN403610A* | CA*FA4226*6A*+EEP+TXV |  | Voluntarily Certified | Single-split-system air condit | False | False | 34200 |  | 14.3 | 13.4 |  |  | False | 30 | 30 | 11.7 |  | Coil-Only System | False | Conventional | 07/07/2023 |  | 11/29/2023
Daikin Comfort Technologies Manufacturing, L.P. | EVERREST | ASXN404210A* | ASXN404210A* | CAPTA4230*4A*+EEP |  | Voluntarily Certified | Single-split-system air condit | False | False | 39500 |  | 14.3 | 13.4 |  |  | False | 30 | 30 | 11.7 |  | Coil-Only System | False | Conventional | 07/07/2023 |  | 11/29/2023
Daikin Comfort Technologies Manufacturing, L.P. | EVERREST | ASXN404810A* | ASXN404810A* | CA*F4961*6D*+EEP+TXV |  | Voluntarily Certified | Single-split-system air condit | False | False | 45500 |  | 13.8 | 13.4 |  |  | False | 30 | 30 | 11.7 |  | Coil-Only System | False | Conventional | 07/07/2023 |  | 11/29/2023
Daikin Comfort Technologies Manufacturing, L.P. | EVERREST | ASXN406010A* | ASXN406010A* | CA*F4961*6D*+EEP+TXV |  | Voluntarily Certified | Single-split-system air condit | False | False | 55000 |  | 13.8 | 13.4 |  |  | False | 30 | 30 | 11.2 |  | Coil-Only System | False | Conventional | 07/07/2023 |  | 11/29/2023
Daikin Comfort Technologies Manufacturing, L.P. | EVERREST | GPCH32441A* | GPCH32441A* |  |  | Voluntarily Certified | Single-package air conditioner | False | False | 22800 |  | 13.4 | 13.4 |  |  | False | 30 | 30 | 10.6 |  |  | False | Conventional | 07/07/2023 |  | 11/29/2023
Daikin Comfort Technologies Manufacturing, L.P. | EVERREST | GPCH33041A* | GPCH33041A* |  |  | Voluntarily Certified | Single-package air conditioner | False | False | 28200 |  | 13.4 | 13.4 |  |  | False | 30 | 30 | 10.6 |  |  | False | Conventional | 07/07/2023 |  | 11/29/2023
Daikin Comfort Technologies Manufacturing, L.P. | EVERREST | GPCH33641A* | GPCH33641A* |  |  | Voluntarily Certified | Single-package air conditioner | False | False | 35600 |  | 13.4 | 13.4 |  |  | False | 30 | 30 | 10.6 |  |  | False | Conventional | 07/07/2023 |  | 11/29/2023
Daikin Comfort Technologies Manufacturing, L.P. | EVERREST | GPCH34241A* | GPCH34241A* |  |  | Voluntarily Certified | Single-package air conditioner | False | False | 40000 |  | 13.4 | 13.4 |  |  | False | 30 | 30 | 10.6 |  |  | False | Conventional | 07/07/2023 |  | 11/29/2023
Daikin Comfort Technologies Manufacturing, L.P. | EVERREST | GPCH34841A* | GPCH34841A* |  |  | Voluntarily Certified | Single-package air conditioner | False | False | 46000 |  | 13.4 | 13.4 |  |  | False | 30 | 30 | 10.6 |  |  | False | Conventional | 07/07/2023 |  | 11/29/2023
Daikin Comfort Technologies Manufacturing, L.P. | EVERREST | GPCH36041A* | GPCH36041A* |  |  | Voluntarily Certified | Single-package air conditioner | False | False | 56000 |  | 13.4 | 13.4 |  |  | False | 30 | 30 | 10.6 |  |  | False | Conventional | 07/07/2023 |  | 11/29/2023
Daikin Comfort Technologies Manufacturing, L.P. | EVERREST | GPCM32441A* | GPCM32441A* |  |  | Voluntarily Certified | Single-package air conditioner | False | False | 22800 |  | 13.4 | 13.4 |  |  | False | 30 | 30 | 10.6 |  |  | False | Conventional | 07/07/2023 |  | 11/29/2023
Daikin Comfort Technologies Manufacturing, L.P. | EVERREST | GPCM33041A* | GPCM33041A* |  |  | Voluntarily Certified | Single-package air conditioner | False | False | 27800 |  | 13.4 | 13.4 |  |  | False | 30 | 30 | 10.6 |  |  | False | Conventional | 07/07/2023 |  | 11/29/2023
Daikin Comfort Technologies Manufacturing, L.P. | EVERREST | GPCM33641A* | GPCM33641A* |  |  | Voluntarily Certified | Single-package air conditioner | False | False | 34200 |  | 13.4 | 13.4 |  |  | False | 30 | 30 | 10.6 |  |  | False | Conventional | 07/07/2023 |  | 11/29/2023
Daikin Comfort Technologies Manufacturing, L.P. | EVERREST | GPCM34241A* | GPCM34241A* |  |  | Voluntarily Certified | Single-package air conditioner | False | False | 40000 |  | 13.4 | 13.4 |  |  | False | 30 | 30 | 10.6 |  |  | False | Conventional | 07/07/2023 |  | 11/29/2023
Daikin Comfort Technologies Manufacturing, L.P. | EVERREST | GPCM34841A* | GPCM34841A* |  |  | Voluntarily Certified | Single-package air conditioner | False | False | 44500 |  | 13.4 | 13.4 |  |  | False | 30 | 30 | 10.6 |  |  | False | Conventional | 07/07/2023 |  | 11/29/2023
Daikin Comfort Technologies Manufacturing, L.P. | EVERREST | GPCM36041A* | GPCM36041A* |  |  | Voluntarily Certified | Single-package air conditioner | False | False | 54500 |  | 13.4 | 13.4 |  |  | False | 30 | 30 | 10.6 |  |  | False | Conventional | 07/07/2023 |  | 11/29/2023
Daikin Comfort Technologies Manufacturing, L.P. | EVERREST | GPGM324***41A* | GPGM324***41A* |  |  | Voluntarily Certified | Single-package air conditioner | False | False | 23000 |  | 13.4 | 13.4 |  |  | False | 30 | 30 | 10.6 |  |  | False | Conventional | 07/07/2023 |  | 11/29/2023
Daikin Comfort Technologies Manufacturing, L.P. | EVERREST | GPGM330***41A* | GPGM330***41A* |  |  | Voluntarily Certified | Single-package air conditioner | False | False | 28600 |  | 13.4 | 13.4 |  |  | False | 30 | 30 | 10.6 |  |  | False | Conventional | 07/07/2023 |  | 11/29/2023
Daikin Comfort Technologies Manufacturing, L.P. | EVERREST | GPGM336***41A* | GPGM336***41A* |  |  | Voluntarily Certified | Single-package air conditioner | False | False | 34200 |  | 13.4 | 13.4 |  |  | False | 30 | 30 | 10.6 |  |  | False | Conventional | 07/07/2023 |  | 11/29/2023
Daikin Comfort Technologies Manufacturing, L.P. | EVERREST | GPGM342***41A* | GPGM342***41A* |  |  | Voluntarily Certified | Single-package air conditioner | False | False | 40000 |  | 13.4 | 13.4 |  |  | False | 30 | 30 | 10.6 |  |  | False | Conventional | 07/07/2023 |  | 11/29/2023
Daikin Comfort Technologies Manufacturing, L.P. | EVERREST | GPGM348***41A* | GPGM348***41A* |  |  | Voluntarily Certified | Single-package air conditioner | False | False | 46000 |  | 13.4 | 13.4 |  |  | False | 30 | 30 | 10.6 |  |  | False | Conventional | 07/07/2023 |  | 11/29/2023
Daikin Comfort Technologies Manufacturing, L.P. | EVERREST | GPGM361***41A* | GPGM361***41A* |  |  | Voluntarily Certified | Single-package air conditioner | False | False | 56000 |  | 13.4 | 13.4 |  |  | False | 30 | 30 | 10.6 |  |  | False | Conventional | 07/07/2023 |  | 11/29/2023
Daikin Comfort Technologies Manufacturing, L.P. | EVERREST | GPGM524***41A* | GPGM524***41A* |  |  | Voluntarily Certified | Single-package air conditioner | False | False | 23000 |  | 15.2 | 13.4 |  |  | False | 30 | 30 | 11.2 |  |  | False | Conventional | 07/07/2023 |  | 11/29/2023
Daikin Comfort Technologies Manufacturing, L.P. | EVERREST | GPGM530***41A* | GPGM530***41A* |  |  | Voluntarily Certified | Single-package air conditioner | False | False | 29000 |  | 14.6 | 13.4 |  |  | False | 30 | 30 | 11.2 |  |  | False | Conventional | 07/07/2023 |  | 11/29/2023
Daikin Comfort Technologies Manufacturing, L.P. | EVERREST | GPGM536***41A* | GPGM536***41A* |  |  | Voluntarily Certified | Single-package air conditioner | False | False | 35000 |  | 15.2 | 13.4 |  |  | False | 30 | 30 | 11.2 |  |  | False | Conventional | 07/07/2023 |  | 11/29/2023
Daikin Comfort Technologies Manufacturing, L.P. | EVERREST | GPGM542***41A* | GPGM542***41A* |  |  | Voluntarily Certified | Single-package air conditioner | False | False | 41000 |  | 14.7 | 13.4 |  |  | False | 30 | 30 | 11.2 |  |  | False | Conventional | 07/07/2023 |  | 11/29/2023
Daikin Comfort Technologies Manufacturing, L.P. | EVERREST | GPGM548***41A* | GPGM548***41A* |  |  | Voluntarily Certified | Single-package air conditioner | False | False | 46000 |  | 15 | 13.4 |  |  | False | 30 | 30 | 11.2 |  |  | False | Conventional | 07/07/2023 |  | 11/29/2023
Daikin Comfort Technologies Manufacturing, L.P. | EVERREST | GPGM560***41A* | GPGM560***41A* |  |  | Voluntarily Certified | Single-package air conditioner | False | False | 58000 |  | 15.2 | 13.4 |  |  | False | 30 | 30 | 11.2 |  |  | False | Conventional | 07/07/2023 |  | 11/29/2023
Daikin Comfort Technologies Manufacturing, L.P. | EVERREST | GPUM324***41A* | GPUM324***41A* |  |  | Voluntarily Certified | Single-package air conditioner | False | False | 23000 |  | 13.4 | 13.4 |  |  | False | 30 | 30 | 10.6 |  |  | False | Conventional | 07/07/2023 |  | 11/29/2023
Daikin Comfort Technologies Manufacturing, L.P. | EVERREST | GPUM330***41A* | GPUM330***41A* |  |  | Voluntarily Certified | Single-package air conditioner | False | False | 28600 |  | 13.4 | 13.4 |  |  | False | 30 | 30 | 10.6 |  |  | False | Conventional | 07/07/2023 |  | 11/29/2023
Daikin Comfort Technologies Manufacturing, L.P. | EVERREST | GPUM336***41A* | GPUM336***41A* |  |  | Voluntarily Certified | Single-package air conditioner | False | False | 34200 |  | 13.4 | 13.4 |  |  | False | 30 | 30 | 10.6 |  |  | False | Conventional | 07/07/2023 |  | 11/29/2023
Daikin Comfort Technologies Manufacturing, L.P. | EVERREST | GPUM342***41A* | GPUM342***41A* |  |  | Voluntarily Certified | Single-package air conditioner | False | False | 40000 |  | 13.4 | 13.4 |  |  | False | 30 | 30 | 10.6 |  |  | False | Conventional | 07/07/2023 |  | 11/29/2023
Daikin Comfort Technologies Manufacturing, L.P. | EVERREST | GPUM348***41A* | GPUM348***41A* |  |  | Voluntarily Certified | Single-package air conditioner | False | False | 46000 |  | 13.4 | 13.4 |  |  | False | 30 | 30 | 10.6 |  |  | False | Conventional | 07/07/2023 |  | 11/29/2023
Daikin Comfort Technologies Manufacturing, L.P. | EVERREST | GPUM361***41A* | GPUM361***41A* |  |  | Voluntarily Certified | Single-package air conditioner | False | False | 56000 |  | 13.4 | 13.4 |  |  | False | 30 | 30 | 10.6 |  |  | False | Conventional | 07/07/2023 |  | 11/29/2023
Daikin Comfort Technologies Manufacturing, L.P. | EVERREST | GSXB401810A* | GSXB401810A* | CAPTA1818*4A*+EEP |  | Voluntarily Certified | Single-split-system air condit | False | False | 17400 |  | 14.3 | 13.4 |  |  | False | 30 | 30 | 11.7 |  | Coil-Only System | False | Conventional | 07/07/2023 |  | 11/29/2023
Daikin Comfort Technologies Manufacturing, L.P. | EVERREST | GSXB402410A* | GSXB402410A* | CAPTA2422*4A*+EEP |  | Voluntarily Certified | Single-split-system air condit | False | False | 23600 |  | 14.3 | 13.4 |  |  | True | 30 | 30 | 11.7 |  | Coil-Only System | False | Conventional | 07/07/2023 |  | 11/29/2023
Daikin Comfort Technologies Manufacturing, L.P. | EVERREST | GSXB403010A* | GSXB403010A* | CAPTA3022*4A*+EEP |  | Voluntarily Certified | Single-split-system air condit | False | False | 28400 |  | 14.3 | 13.4 |  |  | True | 30 | 30 | 11.7 |  | Coil-Only System | False | Conventional | 07/07/2023 |  | 11/29/2023
Daikin Comfort Technologies Manufacturing, L.P. | EVERREST | GSXB403610A* | GSXB403610A* | CAPTA3626*4A*+EEP |  | Voluntarily Certified | Single-split-system air condit | False | False | 34200 |  | 14.3 | 13.4 |  |  | True | 30 | 30 | 11.7 |  | Coil-Only System | False | Conventional | 07/07/2023 |  | 11/29/2023
Daikin Comfort Technologies Manufacturing, L.P. | EVERREST | GSXB404210A* | GSXB404210A* | CAPTA4230*4A*+EEP |  | Voluntarily Certified | Single-split-system air condit | False | False | 40000 |  | 14.3 | 13.4 |  |  | True | 30 | 30 | 11.7 |  | Coil-Only System | False | Conventional | 07/07/2023 |  | 11/29/2023
Daikin Comfort Technologies Manufacturing, L.P. | EVERREST | GSXB404810A* | GSXB404810A* | CA*F4961*6D*+EEP+TXV |  | Voluntarily Certified | Single-split-system air condit | False | False | 45500 |  | 13.8 | 13.4 |  |  | False | 30 | 30 | 11.7 |  | Coil-Only System | False | Conventional | 07/07/2023 |  | 11/29/2023
Daikin Comfort Technologies Manufacturing, L.P. | EVERREST | GSXB406010A* | GSXB406010A* | CA*F4961*6D*+EEP+TXV |  | Voluntarily Certified | Single-split-system air condit | False | False | 55000 |  | 13.8 | 13.4 |  |  | False | 30 | 30 | 11.2 |  | Coil-Only System | False | Conventional | 07/07/2023 |  | 11/29/2023
Daikin Comfort Technologies Manufacturing, L.P. | EVERREST | GSXC702410A* | GSXC702410A* | CA*FA2422*6B*+EEP+TXV |  | Voluntarily Certified | Single-split-system air condit | False | False | 22800 |  | 14.3 | 13.4 |  |  | True | 30 | 30 | 11.7 |  | Coil-Only System | False | Conventional | 07/07/2023 |  | 11/29/2023
Daikin Comfort Technologies Manufacturing, L.P. | EVERREST | GSXC703610A* | GSXC703610A* | CA*FA4226*6A*+EEP+TXV |  | Voluntarily Certified | Single-split-system air condit | False | False | 34200 |  | 14.3 | 13.4 |  |  | False | 30 | 30 | 11.7 |  | Coil-Only System | False | Conventional | 07/07/2023 |  | 11/29/2023
Daikin Comfort Technologies Manufacturing, L.P. | EVERREST | GSXC704810A* | GSXC704810A* | CA*F4961*6D*+EEP+TXV |  | Voluntarily Certified | Single-split-system air condit | False | False | 47000 |  | 13.8 | 13.4 |  |  | False | 30 | 30 | 11.2 |  | Coil-Only System | False | Conventional | 07/07/2023 |  | 11/29/2023
Daikin Comfort Technologies Manufacturing, L.P. | EVERREST | GSXC706010A* | GSXC706010A* | CA*F4961*6D*+EEP+TXV |  | Voluntarily Certified | Single-split-system air condit | False | False | 56000 |  | 13.8 | 13.4 |  |  | False | 30 | 30 | 11.2 |  | Coil-Only System | False | Conventional | 07/07/2023 |  | 11/29/2023
Daikin Comfort Technologies Manufacturing, L.P. | EVERREST | GSXH501810A* | GSXH501810A* | CA*FA1818*6C*+EEP+TXV |  | Voluntarily Certified | Single-split-system air condit | False | False | 17400 |  | 14.3 | 13.4 |  |  | False | 30 | 30 | 11.7 |  | Coil-Only System | False | Conventional | 07/07/2023 |  | 11/29/2023
Daikin Comfort Technologies Manufacturing, L.P. | EVERREST | GSXH502410A* | GSXH502410A* | CA*FA2422*6B*+EEP+TXV |  | Voluntarily Certified | Single-split-system air condit | False | False | 23600 |  | 14.3 | 13.4 |  |  | True | 30 | 30 | 11.7 |  | Coil-Only System | False | Conventional | 07/07/2023 |  | 11/29/2023
Daikin Comfort Technologies Manufacturing, L.P. | EVERREST | GSXH503010A* | GSXH503010A* | CA*FA3022*6B*+EEP+TXV |  | Voluntarily Certified | Single-split-system air condit | False | False | 28400 |  | 14.3 | 13.4 |  |  | True | 30 | 30 | 11.7 |  | Coil-Only System | False | Conventional | 07/07/2023 |  | 11/29/2023
Daikin Comfort Technologies Manufacturing, L.P. | EVERREST | GSXH503610A* | GSXH503610A* | CA*FA4226*6A*+EEP+TXV |  | Voluntarily Certified | Single-split-system air condit | False | False | 34200 |  | 14.3 | 13.4 |  |  | True | 30 | 30 | 11.7 |  | Coil-Only System | False | Conventional | 07/07/2023 |  | 11/29/2023
Daikin Comfort Technologies Manufacturing, L.P. | EVERREST | GSXH504210A* | GSXH504210A* | CAPTA4230*4A*+EEP |  | Voluntarily Certified | Single-split-system air condit | False | False | 40000 |  | 14.3 | 13.4 |  |  | True | 30 | 30 | 11.7 |  | Coil-Only System | False | Conventional | 07/07/2023 |  | 11/29/2023
Daikin Comfort Technologies Manufacturing, L.P. | EVERREST | GSXH504810A* | GSXH504810A* | CA*F4961*6D*+EEP+TXV |  | Voluntarily Certified | Single-split-system air condit | False | False | 45500 |  | 13.8 | 13.4 |  |  | False | 30 | 30 | 11.7 |  | Coil-Only System | False | Conventional | 07/07/2023 |  | 11/29/2023
Daikin Comfort Technologies Manufacturing, L.P. | EVERREST | GSXH506010A* | GSXH506010A* | CA*F4961*6D*+EEP+TXV |  | Voluntarily Certified | Single-split-system air condit | False | False | 55000 |  | 13.8 | 13.4 |  |  | False | 30 | 30 | 11.2 |  | Coil-Only System | False | Conventional | 07/07/2023 |  | 11/29/2023
Daikin Comfort Technologies Manufacturing, L.P. | EVERREST | GSXM401810A* | GSXM401810A* | CA*FA1818*6C*+EEP+TXV |  | Voluntarily Certified | Single-split-system air condit | False | False | 17400 |  | 14.3 | 13.4 |  |  | False | 30 | 30 | 11.7 |  | Coil-Only System | False | Conventional | 07/07/2023 |  | 11/29/2023
Daikin Comfort Technologies Manufacturing, L.P. | EVERREST | GSXM402410A* | GSXM402410A* | CA*FA2422*6B*+EEP+TXV |  | Voluntarily Certified | Single-split-system air condit | False | False | 23600 |  | 14.3 | 13.4 |  |  | True | 30 | 30 | 11.7 |  | Coil-Only System | False | Conventional | 07/07/2023 |  | 11/29/2023
Daikin Comfort Technologies Manufacturing, L.P. | EVERREST | GSXM403010A* | GSXM403010A* | CA*FA3022*6B*+EEP+TXV |  | Voluntarily Certified | Single-split-system air condit | False | False | 28400 |  | 14.3 | 13.4 |  |  | True | 30 | 30 | 11.7 |  | Coil-Only System | False | Conventional | 07/07/2023 |  | 11/29/2023
Daikin Comfort Technologies Manufacturing, L.P. | EVERREST | GSXM403610A* | GSXM403610A* | CA*FA4226*6A*+EEP+TXV |  | Voluntarily Certified | Single-split-system air condit | False | False | 34200 |  | 14.3 | 13.4 |  |  | True | 30 | 30 | 11.7 |  | Coil-Only System | False | Conventional | 07/07/2023 |  | 11/29/2023
Daikin Comfort Technologies Manufacturing, L.P. | EVERREST | GSXN401810A* | GSXN401810A* | CA*FA1818*6C*+EEP+TXV |  | Voluntarily Certified | Single-split-system air condit | False | False | 17400 |  | 14.3 | 13.4 |  |  | False | 30 | 30 | 11.7 |  | Coil-Only System | False | Conventional | 07/07/2023 |  | 11/29/2023
Daikin Comfort Technologies Manufacturing, L.P. | EVERREST | GSXN402410A* | GSXN402410A* | CA*FA2422*6B*+EEP+TXV |  | Voluntarily Certified | Single-split-system air condit | False | False | 22600 |  | 14.3 | 13.4 |  |  | False | 30 | 30 | 11.7 |  | Coil-Only System | False | Conventional | 07/07/2023 |  | 11/29/2023
Daikin Comfort Technologies Manufacturing, L.P. | EVERREST | GSXN403010A* | GSXN403010A* | CA*FA3626*6A*+EEP+TXV |  | Voluntarily Certified | Single-split-system air condit | False | False | 28600 |  | 14.3 | 13.4 |  |  | False | 30 | 30 | 11.7 |  | Coil-Only System | False | Conventional | 07/07/2023 |  | 11/29/2023
Daikin Comfort Technologies Manufacturing, L.P. | EVERREST | GSXN403610A* | GSXN403610A* | CA*FA4226*6A*+EEP+TXV |  | Voluntarily Certified | Single-split-system air condit | False | False | 34200 |  | 14.3 | 13.4 |  |  | False | 30 | 30 | 11.7 |  | Coil-Only System | False | Conventional | 07/07/2023 |  | 11/29/2023
Daikin Comfort Technologies Manufacturing, L.P. | EVERREST | GSXN404210A* | GSXN404210A* | CAPTA4230*4A*+EEP |  | Voluntarily Certified | Single-split-system air condit | False | False | 39500 |  | 14.3 | 13.4 |  |  | False | 30 | 30 | 11.7 |  | Coil-Only System | False | Conventional | 07/07/2023 |  | 11/29/2023
Daikin Comfort Technologies Manufacturing, L.P. | EVERREST | GSXN404810A* | GSXN404810A* | CA*F4961*6D*+EEP+TXV |  | Voluntarily Certified | Single-split-system air condit | False | False | 45500 |  | 13.8 | 13.4 |  |  | False | 30 | 30 | 11.7 |  | Coil-Only System | False | Conventional | 07/07/2023 |  | 11/29/2023
Daikin Comfort Technologies Manufacturing, L.P. | EVERREST | GSXN406010A* | GSXN406010A* | CA*F4961*6D*+EEP+TXV |  | Voluntarily Certified | Single-split-system air condit | False | False | 55000 |  | 13.8 | 13.4 |  |  | False | 30 | 30 | 11.2 |  | Coil-Only System | False | Conventional | 07/07/2023 |  | 11/29/2023
Daikin Comfort Technologies Manufacturing, L.P. | Goettl | APCH32441A* | APCH32441A* |  |  | Voluntarily Certified | Single-package air conditioner | False | False | 23600 |  | 13.4 | 13.4 |  |  | False | 30 | 30 | 10.6 |  |  | False | Conventional | 11/29/2023 |  | 11/29/2023
Daikin Comfort Technologies Manufacturing, L.P. | Goettl | APCH33041A* | APCH33041A* |  |  | Voluntarily Certified | Single-package air conditioner | False | False | 28200 |  | 13.4 | 13.4 |  |  | False | 30 | 30 | 10.6 |  |  | False | Conventional | 11/29/2023 |  | 11/29/2023
Daikin Comfort Technologies Manufacturing, L.P. | Goettl | APCH33641A* | APCH33641A* |  |  | Voluntarily Certified | Single-package air conditioner | False | False | 35600 |  | 13.4 | 13.4 |  |  | False | 30 | 30 | 10.6 |  |  | False | Conventional | 11/29/2023 |  | 11/29/2023
Daikin Comfort Technologies Manufacturing, L.P. | Goettl | APCH34241A* | APCH34241A* |  |  | Voluntarily Certified | Single-package air conditioner | False | False | 40000 |  | 13.4 | 13.4 |  |  | False | 30 | 30 | 10.6 |  |  | False | Conventional | 11/29/2023 |  | 11/29/2023
Daikin Comfort Technologies Manufacturing, L.P. | Goettl | APCH34841A* | APCH34841A* |  |  | Voluntarily Certified | Single-package air conditioner | False | False | 46000 |  | 13.4 | 13.4 |  |  | False | 30 | 30 | 10.6 |  |  | False | Conventional | 11/29/2023 |  | 11/29/2023
Daikin Comfort Technologies Manufacturing, L.P. | Goettl | APCH36041A* | APCH36041A* |  |  | Voluntarily Certified | Single-package air conditioner | False | False | 56000 |  | 13.4 | 13.4 |  |  | False | 30 | 30 | 10.6 |  |  | False | Conventional | 11/29/2023 |  | 11/29/2023
Daikin Comfort Technologies Manufacturing, L.P. | Goettl | APGM324***41A* | APGM324***41A* |  |  | Voluntarily Certified | Single-package air conditioner | False | False | 23000 |  | 13.4 | 13.4 |  |  | False | 30 | 30 | 10.6 |  |  | False | Conventional | 11/29/2023 |  | 11/29/2023
Daikin Comfort Technologies Manufacturing, L.P. | Goettl | APGM330***41A* | APGM330***41A* |  |  | Voluntarily Certified | Single-package air conditioner | False | False | 28600 |  | 13.4 | 13.4 |  |  | False | 30 | 30 | 10.6 |  |  | False | Conventional | 11/29/2023 |  | 11/29/2023
Daikin Comfort Technologies Manufacturing, L.P. | Goettl | APGM336***41A* | APGM336***41A* |  |  | Voluntarily Certified | Single-package air conditioner | False | False | 34200 |  | 13.4 | 13.4 |  |  | False | 30 | 30 | 10.6 |  |  | False | Conventional | 11/29/2023 |  | 11/29/2023
Daikin Comfort Technologies Manufacturing, L.P. | Goettl | APGM342***41A* | APGM342***41A* |  |  | Voluntarily Certified | Single-package air conditioner | False | False | 40000 |  | 13.4 | 13.4 |  |  | False | 30 | 30 | 10.6 |  |  | False | Conventional | 11/29/2023 |  | 11/29/2023
Daikin Comfort Technologies Manufacturing, L.P. | Goettl | APGM348***41A* | APGM348***41A* |  |  | Voluntarily Certified | Single-package air conditioner | False | False | 46000 |  | 13.4 | 13.4 |  |  | False | 30 | 30 | 10.6 |  |  | False | Conventional | 11/29/2023 |  | 11/29/2023
Daikin Comfort Technologies Manufacturing, L.P. | Goettl | APGM361***41A* | APGM361***41A* |  |  | Voluntarily Certified | Single-package air conditioner | False | False | 56000 |  | 13.4 | 13.4 |  |  | False | 30 | 30 | 10.6 |  |  | False | Conventional | 11/29/2023 |  | 11/29/2023
Daikin Comfort Technologies Manufacturing, L.P. | Goettl | APGM524***41A* | APGM524***41A* |  |  | Voluntarily Certified | Single-package air conditioner | False | False | 23000 |  | 15.2 | 13.4 |  |  | False | 30 | 30 | 11.2 |  |  | False | Conventional | 11/29/2023 |  | 11/29/2023
Daikin Comfort Technologies Manufacturing, L.P. | Goettl | APGM530***41A* | APGM530***41A* |  |  | Voluntarily Certified | Single-package air conditioner | False | False | 29000 |  | 14.6 | 13.4 |  |  | False | 30 | 30 | 11.2 |  |  | False | Conventional | 11/29/2023 |  | 11/29/2023
Daikin Comfort Technologies Manufacturing, L.P. | Goettl | APGM536***41A* | APGM536***41A* |  |  | Voluntarily Certified | Single-package air conditioner | False | False | 35000 |  | 15.2 | 13.4 |  |  | False | 30 | 30 | 11.2 |  |  | False | Conventional | 11/29/2023 |  | 11/29/2023
Daikin Comfort Technologies Manufacturing, L.P. | Goettl | APGM542***41A* | APGM542***41A* |  |  | Voluntarily Certified | Single-package air conditioner | False | False | 41000 |  | 14.7 | 13.4 |  |  | False | 30 | 30 | 11.2 |  |  | False | Conventional | 11/29/2023 |  | 11/29/2023
Daikin Comfort Technologies Manufacturing, L.P. | Goettl | APGM548***41A* | APGM548***41A* |  |  | Voluntarily Certified | Single-package air conditioner | False | False | 46000 |  | 15 | 13.4 |  |  | False | 30 | 30 | 11.2 |  |  | False | Conventional | 11/29/2023 |  | 11/29/2023
Daikin Comfort Technologies Manufacturing, L.P. | Goettl | APGM560***41A* | APGM560***41A* |  |  | Voluntarily Certified | Single-package air conditioner | False | False | 58000 |  | 15.2 | 13.4 |  |  | False | 30 | 30 | 11.2 |  |  | False | Conventional | 11/29/2023 |  | 11/29/2023
Daikin Comfort Technologies Manufacturing, L.P. | Goettl | APUM324***41A* | APUM324***41A* |  |  | Voluntarily Certified | Single-package air conditioner | False | False | 23000 |  | 13.4 | 13.4 |  |  | False | 30 | 30 | 10.6 |  |  | False | Conventional | 11/29/2023 |  | 11/29/2023
Daikin Comfort Technologies Manufacturing, L.P. | Goettl | APUM330***41A* | APUM330***41A* |  |  | Voluntarily Certified | Single-package air conditioner | False | False | 28600 |  | 13.4 | 13.4 |  |  | False | 30 | 30 | 10.6 |  |  | False | Conventional | 11/29/2023 |  | 11/29/2023
Daikin Comfort Technologies Manufacturing, L.P. | Goettl | APUM336***41A* | APUM336***41A* |  |  | Voluntarily Certified | Single-package air conditioner | False | False | 34200 |  | 13.4 | 13.4 |  |  | False | 30 | 30 | 10.6 |  |  | False | Conventional | 11/29/2023 |  | 11/29/2023
Daikin Comfort Technologies Manufacturing, L.P. | Goettl | APUM342***41A* | APUM342***41A* |  |  | Voluntarily Certified | Single-package air conditioner | False | False | 40000 |  | 13.4 | 13.4 |  |  | False | 30 | 30 | 10.6 |  |  | False | Conventional | 11/29/2023 |  | 11/29/2023
Daikin Comfort Technologies Manufacturing, L.P. | Goettl | APUM348***41A* | APUM348***41A* |  |  | Voluntarily Certified | Single-package air conditioner | False | False | 46000 |  | 13.4 | 13.4 |  |  | False | 30 | 30 | 10.6 |  |  | False | Conventional | 11/29/2023 |  | 11/29/2023
Daikin Comfort Technologies Manufacturing, L.P. | Goettl | APUM361***41A* | APUM361***41A* |  |  | Voluntarily Certified | Single-package air conditioner | False | False | 56000 |  | 13.4 | 13.4 |  |  | False | 30 | 30 | 10.6 |  |  | False | Conventional | 11/29/2023 |  | 11/29/2023
Daikin Comfort Technologies Manufacturing, L.P. | Goettl | ASXC702410A* | ASXC702410A* | CA*FA2422*6B*+EEP+TXV |  | Voluntarily Certified | Single-split-system air condit | False | False | 22800 |  | 14.3 | 13.4 |  |  | True | 30 | 30 | 11.7 |  | Coil-Only System | False | Conventional | 11/29/2023 |  | 11/29/2023
Daikin Comfort Technologies Manufacturing, L.P. | Goettl | ASXC703610A* | ASXC703610A* | CA*FA4226*6A*+EEP+TXV |  | Voluntarily Certified | Single-split-system air condit | False | False | 34200 |  | 14.3 | 13.4 |  |  | False | 30 | 30 | 11.7 |  | Coil-Only System | False | Conventional | 11/29/2023 |  | 11/29/2023
Daikin Comfort Technologies Manufacturing, L.P. | Goettl | ASXC704810A* | ASXC704810A* | CA*F4961*6D*+EEP+TXV |  | Voluntarily Certified | Single-split-system air condit | False | False | 47000 |  | 13.8 | 13.4 |  |  | False | 30 | 30 | 11.2 |  | Coil-Only System | False | Conventional | 11/29/2023 |  | 11/29/2023
Daikin Comfort Technologies Manufacturing, L.P. | Goettl | ASXC706010A* | ASXC706010A* | CA*F4961*6D*+EEP+TXV |  | Voluntarily Certified | Single-split-system air condit | False | False | 56000 |  | 13.8 | 13.4 |  |  | False | 30 | 30 | 11.2 |  | Coil-Only System | False | Conventional | 11/29/2023 |  | 11/29/2023
Daikin Comfort Technologies Manufacturing, L.P. | Goettl | ASXH401810A* | ASXH401810A* | CAPTA1818*4A*+EEP |  | Voluntarily Certified | Single-split-system air condit | False | False | 17400 |  | 14.3 | 13.4 |  |  | False | 30 | 30 | 11.7 |  | Coil-Only System | False | Conventional | 11/29/2023 |  | 11/29/2023
Daikin Comfort Technologies Manufacturing, L.P. | Goettl | ASXH402410A* | ASXH402410A* | CAPTA2422*4A*+EEP |  | Voluntarily Certified | Single-split-system air condit | False | False | 23600 |  | 14.3 | 13.4 |  |  | True | 30 | 30 | 11.7 |  | Coil-Only System | False | Conventional | 11/29/2023 |  | 11/29/2023
Daikin Comfort Technologies Manufacturing, L.P. | Goettl | ASXH403010A* | ASXH403010A* | CAPTA3022*4A*+EEP |  | Voluntarily Certified | Single-split-system air condit | False | False | 28400 |  | 14.3 | 13.4 |  |  | True | 30 | 30 | 11.7 |  | Coil-Only System | False | Conventional | 11/29/2023 |  | 11/29/2023
Daikin Comfort Technologies Manufacturing, L.P. | Goettl | ASXH403610A* | ASXH403610A* | CAPTA3626*4A*+EEP |  | Voluntarily Certified | Single-split-system air condit | False | False | 34200 |  | 14.3 | 13.4 |  |  | True | 30 | 30 | 11.7 |  | Coil-Only System | False | Conventional | 11/29/2023 |  | 11/29/2023
Daikin Comfort Technologies Manufacturing, L.P. | Goettl | ASXH404210A* | ASXH404210A* | CAPTA4230*4A*+EEP |  | Voluntarily Certified | Single-split-system air condit | False | False | 40000 |  | 14.3 | 13.4 |  |  | True | 30 | 30 | 11.7 |  | Coil-Only System | False | Conventional | 11/29/2023 |  | 11/29/2023
Daikin Comfort Technologies Manufacturing, L.P. | Goettl | ASXH404810A* | ASXH404810A* | CA*F4961*6D*+EEP+TXV |  | Voluntarily Certified | Single-split-system air condit | False | False | 45500 |  | 13.8 | 13.4 |  |  | False | 30 | 30 | 11.7 |  | Coil-Only System | False | Conventional | 11/29/2023 |  | 11/29/2023
Daikin Comfort Technologies Manufacturing, L.P. | Goettl | ASXH406010A* | ASXH406010A* | CA*F4961*6D*+EEP+TXV |  | Voluntarily Certified | Single-split-system air condit | False | False | 55000 |  | 13.8 | 13.4 |  |  | False | 30 | 30 | 11.2 |  | Coil-Only System | False | Conventional | 11/29/2023 |  | 11/29/2023
Daikin Comfort Technologies Manufacturing, L.P. | Goettl | ASXH501810A* | ASXH501810A* | CA*FA1818*6C*+EEP+TXV |  | Voluntarily Certified | Single-split-system air condit | False | False | 17400 |  | 14.3 | 13.4 |  |  | False | 30 | 30 | 11.7 |  | Coil-Only System | False | Conventional | 11/29/2023 |  | 11/29/2023
Daikin Comfort Technologies Manufacturing, L.P. | Goettl | ASXH502410A* | ASXH502410A* | CA*FA2422*6B*+EEP+TXV |  | Voluntarily Certified | Single-split-system air condit | False | False | 23600 |  | 14.3 | 13.4 |  |  | True | 30 | 30 | 11.7 |  | Coil-Only System | False | Conventional | 11/29/2023 |  | 11/29/2023
Daikin Comfort Technologies Manufacturing, L.P. | Goettl | ASXH503010A* | ASXH503010A* | CA*FA3022*6B*+EEP+TXV |  | Voluntarily Certified | Single-split-system air condit | False | False | 28400 |  | 14.3 | 13.4 |  |  | True | 30 | 30 | 11.7 |  | Coil-Only System | False | Conventional | 11/29/2023 |  | 11/29/2023
Daikin Comfort Technologies Manufacturing, L.P. | Goettl | ASXH503610A* | ASXH503610A* | CA*FA4226*6A*+EEP+TXV |  | Voluntarily Certified | Single-split-system air condit | False | False | 34200 |  | 14.3 | 13.4 |  |  | True | 30 | 30 | 11.7 |  | Coil-Only System | False | Conventional | 11/29/2023 |  | 11/29/2023
Daikin Comfort Technologies Manufacturing, L.P. | Goettl | ASXH504210A* | ASXH504210A* | CAPTA4230*4A*+EEP |  | Voluntarily Certified | Single-split-system air condit | False | False | 40000 |  | 14.3 | 13.4 |  |  | True | 30 | 30 | 11.7 |  | Coil-Only System | False | Conventional | 11/29/2023 |  | 11/29/2023
Daikin Comfort Technologies Manufacturing, L.P. | Goettl | ASXH504810A* | ASXH504810A* | CA*F4961*6D*+EEP+TXV |  | Voluntarily Certified | Single-split-system air condit | False | False | 45500 |  | 13.8 | 13.4 |  |  | False | 30 | 30 | 11.7 |  | Coil-Only System | False | Conventional | 11/29/2023 |  | 11/29/2023
Daikin Comfort Technologies Manufacturing, L.P. | Goettl | ASXH506010A* | ASXH506010A* | CA*F4961*6D*+EEP+TXV |  | Voluntarily Certified | Single-split-system air condit | False | False | 55000 |  | 13.8 | 13.4 |  |  | False | 30 | 30 | 11.2 |  | Coil-Only System | False | Conventional | 11/29/2023 |  | 11/29/2023
Daikin Comfort Technologies Manufacturing, L.P. | Goettl | ASXN401810A* | ASXN401810A* | CA*FA1818*6C*+EEP+TXV |  | Voluntarily Certified | Single-split-system air condit | False | False | 17400 |  | 14.3 | 13.4 |  |  | False | 30 | 30 | 11.7 |  | Coil-Only System | False | Conventional | 11/29/2023 |  | 11/29/2023
Daikin Comfort Technologies Manufacturing, L.P. | Goettl | ASXN402410A* | ASXN402410A* | CA*FA2422*6B*+EEP+TXV |  | Voluntarily Certified | Single-split-system air condit | False | False | 22600 |  | 14.3 | 13.4 |  |  | False | 30 | 30 | 11.7 |  | Coil-Only System | False | Conventional | 11/29/2023 |  | 11/29/2023
Daikin Comfort Technologies Manufacturing, L.P. | Goettl | ASXN403010A* | ASXN403010A* | CA*FA3626*6A*+EEP+TXV |  | Voluntarily Certified | Single-split-system air condit | False | False | 28600 |  | 14.3 | 13.4 |  |  | False | 30 | 30 | 11.7 |  | Coil-Only System | False | Conventional | 11/29/2023 |  | 11/29/2023
Daikin Comfort Technologies Manufacturing, L.P. | Goettl | ASXN403610A* | ASXN403610A* | CA*FA4226*6A*+EEP+TXV |  | Voluntarily Certified | Single-split-system air condit | False | False | 34200 |  | 14.3 | 13.4 |  |  | False | 30 | 30 | 11.7 |  | Coil-Only System | False | Conventional | 11/29/2023 |  | 11/29/2023
Daikin Comfort Technologies Manufacturing, L.P. | Goettl | ASXN404210A* | ASXN404210A* | CAPTA4230*4A*+EEP |  | Voluntarily Certified | Single-split-system air condit | False | False | 39500 |  | 14.3 | 13.4 |  |  | False | 30 | 30 | 11.7 |  | Coil-Only System | False | Conventional | 11/29/2023 |  | 11/29/2023
Daikin Comfort Technologies Manufacturing, L.P. | Goettl | ASXN404810A* | ASXN404810A* | CA*F4961*6D*+EEP+TXV |  | Voluntarily Certified | Single-split-system air condit | False | False | 45500 |  | 13.8 | 13.4 |  |  | False | 30 | 30 | 11.7 |  | Coil-Only System | False | Conventional | 11/29/2023 |  | 11/29/2023
Daikin Comfort Technologies Manufacturing, L.P. | Goettl | ASXN406010A* | ASXN406010A* | CA*F4961*6D*+EEP+TXV |  | Voluntarily Certified | Single-split-system air condit | False | False | 55000 |  | 13.8 | 13.4 |  |  | False | 30 | 30 | 11.2 |  | Coil-Only System | False | Conventional | 11/29/2023 |  | 11/29/2023
Daikin Comfort Technologies Manufacturing, L.P. | Goettl | GPCH32441A* | GPCH32441A* |  |  | Voluntarily Certified | Single-package air conditioner | False | False | 22800 |  | 13.4 | 13.4 |  |  | False | 30 | 30 | 10.6 |  |  | False | Conventional | 11/29/2023 |  | 11/29/2023
Daikin Comfort Technologies Manufacturing, L.P. | Goettl | GPCH33041A* | GPCH33041A* |  |  | Voluntarily Certified | Single-package air conditioner | False | False | 28200 |  | 13.4 | 13.4 |  |  | False | 30 | 30 | 10.6 |  |  | False | Conventional | 07/07/2023 |  | 11/29/2023
Daikin Comfort Technologies Manufacturing, L.P. | Goettl | GPCH33641A* | GPCH33641A* |  |  | Voluntarily Certified | Single-package air conditioner | False | False | 35600 |  | 13.4 | 13.4 |  |  | False | 30 | 30 | 10.6 |  |  | False | Conventional | 11/29/2023 |  | 11/29/2023
Daikin Comfort Technologies Manufacturing, L.P. | Goettl | GPCH34241A* | GPCH34241A* |  |  | Voluntarily Certified | Single-package air conditioner | False | False | 40000 |  | 13.4 | 13.4 |  |  | False | 30 | 30 | 10.6 |  |  | False | Conventional | 11/29/2023 |  | 11/29/2023
Daikin Comfort Technologies Manufacturing, L.P. | Goettl | GPCH34841A* | GPCH34841A* |  |  | Voluntarily Certified | Single-package air conditioner | False | False | 46000 |  | 13.4 | 13.4 |  |  | False | 30 | 30 | 10.6 |  |  | False | Conventional | 11/29/2023 |  | 11/29/2023
Daikin Comfort Technologies Manufacturing, L.P. | Goettl | GPCH36041A* | GPCH36041A* |  |  | Voluntarily Certified | Single-package air conditioner | False | False | 56000 |  | 13.4 | 13.4 |  |  | False | 30 | 30 | 10.6 |  |  | False | Conventional | 11/29/2023 |  | 11/29/2023
Daikin Comfort Technologies Manufacturing, L.P. | Goettl | GPCM32441A* | GPCM32441A* |  |  | Voluntarily Certified | Single-package air conditioner | False | False | 22800 |  | 13.4 | 13.4 |  |  | False | 30 | 30 | 10.6 |  |  | False | Conventional | 11/29/2023 |  | 11/29/2023
Daikin Comfort Technologies Manufacturing, L.P. | Goettl | GPCM33041A* | GPCM33041A* |  |  | Voluntarily Certified | Single-package air conditioner | False | False | 27800 |  | 13.4 | 13.4 |  |  | False | 30 | 30 | 10.6 |  |  | False | Conventional | 11/29/2023 |  | 11/29/2023
Daikin Comfort Technologies Manufacturing, L.P. | Goettl | GPCM33641A* | GPCM33641A* |  |  | Voluntarily Certified | Single-package air conditioner | False | False | 34200 |  | 13.4 | 13.4 |  |  | False | 30 | 30 | 10.6 |  |  | False | Conventional | 11/29/2023 |  | 11/29/2023
Daikin Comfort Technologies Manufacturing, L.P. | Goettl | GPCM34241A* | GPCM34241A* |  |  | Voluntarily Certified | Single-package air conditioner | False | False | 40000 |  | 13.4 | 13.4 |  |  | False | 30 | 30 | 10.6 |  |  | False | Conventional | 11/29/2023 |  | 11/29/2023
Daikin Comfort Technologies Manufacturing, L.P. | Goettl | GPCM34841A* | GPCM34841A* |  |  | Voluntarily Certified | Single-package air conditioner | False | False | 44500 |  | 13.4 | 13.4 |  |  | False | 30 | 30 | 10.6 |  |  | False | Conventional | 11/29/2023 |  | 11/29/2023
Daikin Comfort Technologies Manufacturing, L.P. | Goettl | GPCM36041A* | GPCM36041A* |  |  | Voluntarily Certified | Single-package air conditioner | False | False | 54500 |  | 13.4 | 13.4 |  |  | False | 30 | 30 | 10.6 |  |  | False | Conventional | 11/29/2023 |  | 11/29/2023
Daikin Comfort Technologies Manufacturing, L.P. | Goettl | GPGM324***41A* | GPGM324***41A* |  |  | Voluntarily Certified | Single-package air conditioner | False | False | 23000 |  | 13.4 | 13.4 |  |  | False | 30 | 30 | 10.6 |  |  | False | Conventional | 11/29/2023 |  | 11/29/2023
Daikin Comfort Technologies Manufacturing, L.P. | Goettl | GPGM330***41A* | GPGM330***41A* |  |  | Voluntarily Certified | Single-package air conditioner | False | False | 28600 |  | 13.4 | 13.4 |  |  | False | 30 | 30 | 10.6 |  |  | False | Conventional | 11/29/2023 |  | 11/29/2023
Daikin Comfort Technologies Manufacturing, L.P. | Goettl | GPGM336***41A* | GPGM336***41A* |  |  | Voluntarily Certified | Single-package air conditioner | False | False | 34200 |  | 13.4 | 13.4 |  |  | False | 30 | 30 | 10.6 |  |  | False | Conventional | 11/29/2023 |  | 11/29/2023
Daikin Comfort Technologies Manufacturing, L.P. | Goettl | GPGM342***41A* | GPGM342***41A* |  |  | Voluntarily Certified | Single-package air conditioner | False | False | 40000 |  | 13.4 | 13.4 |  |  | False | 30 | 30 | 10.6 |  |  | False | Conventional | 11/29/2023 |  | 11/29/2023
Daikin Comfort Technologies Manufacturing, L.P. | Goettl | GPGM348***41A* | GPGM348***41A* |  |  | Voluntarily Certified | Single-package air conditioner | False | False | 46000 |  | 13.4 | 13.4 |  |  | False | 30 | 30 | 10.6 |  |  | False | Conventional | 11/29/2023 |  | 11/29/2023
Daikin Comfort Technologies Manufacturing, L.P. | Goettl | GPGM361***41A* | GPGM361***41A* |  |  | Voluntarily Certified | Single-package air conditioner | False | False | 56000 |  | 13.4 | 13.4 |  |  | False | 30 | 30 | 10.6 |  |  | False | Conventional | 11/29/2023 |  | 11/29/2023
Daikin Comfort Technologies Manufacturing, L.P. | Goettl | GPGM524***41A* | GPGM524***41A* |  |  | Voluntarily Certified | Single-package air conditioner | False | False | 23000 |  | 15.2 | 13.4 |  |  | False | 30 | 30 | 11.2 |  |  | False | Conventional | 11/29/2023 |  | 11/29/2023
Daikin Comfort Technologies Manufacturing, L.P. | Goettl | GPGM530***41A* | GPGM530***41A* |  |  | Voluntarily Certified | Single-package air conditioner | False | False | 29000 |  | 14.6 | 13.4 |  |  | False | 30 | 30 | 11.2 |  |  | False | Conventional | 11/29/2023 |  | 11/29/2023
Daikin Comfort Technologies Manufacturing, L.P. | Goettl | GPGM536***41A* | GPGM536***41A* |  |  | Voluntarily Certified | Single-package air conditioner | False | False | 35000 |  | 15.2 | 13.4 |  |  | False | 30 | 30 | 11.2 |  |  | False | Conventional | 11/29/2023 |  | 11/29/2023
Daikin Comfort Technologies Manufacturing, L.P. | Goettl | GPGM542***41A* | GPGM542***41A* |  |  | Voluntarily Certified | Single-package air conditioner | False | False | 41000 |  | 14.7 | 13.4 |  |  | False | 30 | 30 | 11.2 |  |  | False | Conventional | 11/29/2023 |  | 11/29/2023
Daikin Comfort Technologies Manufacturing, L.P. | Goettl | GPGM548***41A* | GPGM548***41A* |  |  | Voluntarily Certified | Single-package air conditioner | False | False | 46000 |  | 15 | 13.4 |  |  | False | 30 | 30 | 11.2 |  |  | False | Conventional | 11/29/2023 |  | 11/29/2023
Daikin Comfort Technologies Manufacturing, L.P. | Goettl | GPGM560***41A* | GPGM560***41A* |  |  | Voluntarily Certified | Single-package air conditioner | False | False | 58000 |  | 15.2 | 13.4 |  |  | False | 30 | 30 | 11.2 |  |  | False | Conventional | 11/29/2023 |  | 11/29/2023
Daikin Comfort Technologies Manufacturing, L.P. | Goettl | GPUM324***41A* | GPUM324***41A* |  |  | Voluntarily Certified | Single-package air conditioner | False | False | 23000 |  | 13.4 | 13.4 |  |  | False | 30 | 30 | 10.6 |  |  | False | Conventional | 11/29/2023 |  | 11/29/2023
Daikin Comfort Technologies Manufacturing, L.P. | Goettl | GPUM330***41A* | GPUM330***41A* |  |  | Voluntarily Certified | Single-package air conditioner | False | False | 28600 |  | 13.4 | 13.4 |  |  | False | 30 | 30 | 10.6 |  |  | False | Conventional | 11/29/2023 |  | 11/29/2023
Daikin Comfort Technologies Manufacturing, L.P. | Goettl | GPUM336***41A* | GPUM336***41A* |  |  | Voluntarily Certified | Single-package air conditioner | False | False | 34200 |  | 13.4 | 13.4 |  |  | False | 30 | 30 | 10.6 |  |  | False | Conventional | 11/29/2023 |  | 11/29/2023
Daikin Comfort Technologies Manufacturing, L.P. | Goettl | GPUM342***41A* | GPUM342***41A* |  |  | Voluntarily Certified | Single-package air conditioner | False | False | 40000 |  | 13.4 | 13.4 |  |  | False | 30 | 30 | 10.6 |  |  | False | Conventional | 11/29/2023 |  | 11/29/2023
Daikin Comfort Technologies Manufacturing, L.P. | Goettl | GPUM348***41A* | GPUM348***41A* |  |  | Voluntarily Certified | Single-package air conditioner | False | False | 46000 |  | 13.4 | 13.4 |  |  | False | 30 | 30 | 10.6 |  |  | False | Conventional | 11/29/2023 |  | 11/29/2023
Daikin Comfort Technologies Manufacturing, L.P. | Goettl | GPUM361***41A* | GPUM361***41A* |  |  | Voluntarily Certified | Single-package air conditioner | False | False | 56000 |  | 13.4 | 13.4 |  |  | False | 30 | 30 | 10.6 |  |  | False | Conventional | 11/29/2023 |  | 11/29/2023
Daikin Comfort Technologies Manufacturing, L.P. | Goettl | GSXB401810A* | GSXB401810A* | CAPTA1818*4A*+EEP |  | Voluntarily Certified | Single-split-system air condit | False | False | 17400 |  | 14.3 | 13.4 |  |  | False | 30 | 30 | 11.7 |  | Coil-Only System | False | Conventional | 11/29/2023 |  | 11/29/2023
Daikin Comfort Technologies Manufacturing, L.P. | Goettl | GSXB402410A* | GSXB402410A* | CAPTA2422*4A*+EEP |  | Voluntarily Certified | Single-split-system air condit | False | False | 23600 |  | 14.3 | 13.4 |  |  | True | 30 | 30 | 11.7 |  | Coil-Only System | False | Conventional | 11/29/2023 |  | 11/29/2023
Daikin Comfort Technologies Manufacturing, L.P. | Goettl | GSXB403010A* | GSXB403010A* | CAPTA3022*4A*+EEP |  | Voluntarily Certified | Single-split-system air condit | False | False | 28400 |  | 14.3 | 13.4 |  |  | True | 30 | 30 | 11.7 |  | Coil-Only System | False | Conventional | 11/29/2023 |  | 11/29/2023
Daikin Comfort Technologies Manufacturing, L.P. | Goettl | GSXB403610A* | GSXB403610A* | CAPTA3626*4A*+EEP |  | Voluntarily Certified | Single-split-system air condit | False | False | 34200 |  | 14.3 | 13.4 |  |  | True | 30 | 30 | 11.7 |  | Coil-Only System | False | Conventional | 11/29/2023 |  | 11/29/2023
Daikin Comfort Technologies Manufacturing, L.P. | Goettl | GSXB404210A* | GSXB404210A* | CAPTA4230*4A*+EEP |  | Voluntarily Certified | Single-split-system air condit | False | False | 40000 |  | 14.3 | 13.4 |  |  | True | 30 | 30 | 11.7 |  | Coil-Only System | False | Conventional | 11/29/2023 |  | 11/29/2023
Daikin Comfort Technologies Manufacturing, L.P. | Goettl | GSXB404810A* | GSXB404810A* | CA*F4961*6D*+EEP+TXV |  | Voluntarily Certified | Single-split-system air condit | False | False | 45500 |  | 13.8 | 13.4 |  |  | False | 30 | 30 | 11.7 |  | Coil-Only System | False | Conventional | 11/29/2023 |  | 11/29/2023
Daikin Comfort Technologies Manufacturing, L.P. | Goettl | GSXB406010A* | GSXB406010A* | CA*F4961*6D*+EEP+TXV |  | Voluntarily Certified | Single-split-system air condit | False | False | 55000 |  | 13.8 | 13.4 |  |  | False | 30 | 30 | 11.2 |  | Coil-Only System | False | Conventional | 11/29/2023 |  | 11/29/2023
Daikin Comfort Technologies Manufacturing, L.P. | Goettl | GSXC702410A* | GSXC702410A* | CA*FA2422*6B*+EEP+TXV |  | Voluntarily Certified | Single-split-system air condit | False | False | 22800 |  | 14.3 | 13.4 |  |  | True | 30 | 30 | 11.7 |  | Coil-Only System | False | Conventional | 11/29/2023 |  | 11/29/2023
Daikin Comfort Technologies Manufacturing, L.P. | Goettl | GSXC703610A* | GSXC703610A* | CA*FA4226*6A*+EEP+TXV |  | Voluntarily Certified | Single-split-system air condit | False | False | 34200 |  | 14.3 | 13.4 |  |  | False | 30 | 30 | 11.7 |  | Coil-Only System | False | Conventional | 11/29/2023 |  | 11/29/2023
Daikin Comfort Technologies Manufacturing, L.P. | Goettl | GSXC704810A* | GSXC704810A* | CA*F4961*6D*+EEP+TXV |  | Voluntarily Certified | Single-split-system air condit | False | False | 47000 |  | 13.8 | 13.4 |  |  | False | 30 | 30 | 11.2 |  | Coil-Only System | False | Conventional | 11/29/2023 |  | 11/29/2023
Daikin Comfort Technologies Manufacturing, L.P. | Goettl | GSXC706010A* | GSXC706010A* | CA*F4961*6D*+EEP+TXV |  | Voluntarily Certified | Single-split-system air condit | False | False | 56000 |  | 13.8 | 13.4 |  |  | False | 30 | 30 | 11.2 |  | Coil-Only System | False | Conventional | 11/29/2023 |  | 11/29/2023
Daikin Comfort Technologies Manufacturing, L.P. | Goettl | GSXH501810A* | GSXH501810A* | CA*FA1818*6C*+EEP+TXV |  | Voluntarily Certified | Single-split-system air condit | False | False | 17400 |  | 14.3 | 13.4 |  |  | False | 30 | 30 | 11.7 |  | Coil-Only System | False | Conventional | 11/29/2023 |  | 11/29/2023
Daikin Comfort Technologies Manufacturing, L.P. | Goettl | GSXH502410A* | GSXH502410A* | CA*FA2422*6B*+EEP+TXV |  | Voluntarily Certified | Single-split-system air condit | False | False | 23600 |  | 14.3 | 13.4 |  |  | True | 30 | 30 | 11.7 |  | Coil-Only System | False | Conventional | 11/29/2023 |  | 11/29/2023
Daikin Comfort Technologies Manufacturing, L.P. | Goettl | GSXH503010A* | GSXH503010A* | CA*FA3022*6B*+EEP+TXV |  | Voluntarily Certified | Single-split-system air condit | False | False | 28400 |  | 14.3 | 13.4 |  |  | True | 30 | 30 | 11.7 |  | Coil-Only System | False | Conventional | 11/29/2023 |  | 11/29/2023
Daikin Comfort Technologies Manufacturing, L.P. | Goettl | GSXH503610A* | GSXH503610A* | CA*FA4226*6A*+EEP+TXV |  | Voluntarily Certified | Single-split-system air condit | False | False | 34200 |  | 14.3 | 13.4 |  |  | True | 30 | 30 | 11.7 |  | Coil-Only System | False | Conventional | 11/29/2023 |  | 11/29/2023
Daikin Comfort Technologies Manufacturing, L.P. | Goettl | GSXH504210A* | GSXH504210A* | CAPTA4230*4A*+EEP |  | Voluntarily Certified | Single-split-system air condit | False | False | 40000 |  | 14.3 | 13.4 |  |  | True | 30 | 30 | 11.7 |  | Coil-Only System | False | Conventional | 11/29/2023 |  | 11/29/2023
Daikin Comfort Technologies Manufacturing, L.P. | Goettl | GSXH504810A* | GSXH504810A* | CA*F4961*6D*+EEP+TXV |  | Voluntarily Certified | Single-split-system air condit | False | False | 45500 |  | 13.8 | 13.4 |  |  | False | 30 | 30 | 11.7 |  | Coil-Only System | False | Conventional | 11/29/2023 |  | 11/29/2023
Daikin Comfort Technologies Manufacturing, L.P. | Goettl | GSXH506010A* | GSXH506010A* | CA*F4961*6D*+EEP+TXV |  | Voluntarily Certified | Single-split-system air condit | False | False | 55000 |  | 13.8 | 13.4 |  |  | False | 30 | 30 | 11.2 |  | Coil-Only System | False | Conventional | 11/29/2023 |  | 11/29/2023
Daikin Comfort Technologies Manufacturing, L.P. | Goettl | GSXM401810A* | GSXM401810A* | CA*FA1818*6C*+EEP+TXV |  | Voluntarily Certified | Single-split-system air condit | False | False | 17400 |  | 14.3 | 13.4 |  |  | False | 30 | 30 | 11.7 |  | Coil-Only System | False | Conventional | 11/29/2023 |  | 11/29/2023
Daikin Comfort Technologies Manufacturing, L.P. | Goettl | GSXM402410A* | GSXM402410A* | CA*FA2422*6B*+EEP+TXV |  | Voluntarily Certified | Single-split-system air condit | False | False | 23600 |  | 14.3 | 13.4 |  |  | True | 30 | 30 | 11.7 |  | Coil-Only System | False | Conventional | 11/29/2023 |  | 11/29/2023
Daikin Comfort Technologies Manufacturing, L.P. | Goettl | GSXM403010A* | GSXM403010A* | CA*FA3022*6B*+EEP+TXV |  | Voluntarily Certified | Single-split-system air condit | False | False | 28400 |  | 14.3 | 13.4 |  |  | True | 30 | 30 | 11.7 |  | Coil-Only System | False | Conventional | 11/29/2023 |  | 11/29/2023
Daikin Comfort Technologies Manufacturing, L.P. | Goettl | GSXM403610A* | GSXM403610A* | CA*FA4226*6A*+EEP+TXV |  | Voluntarily Certified | Single-split-system air condit | False | False | 34200 |  | 14.3 | 13.4 |  |  | True | 30 | 30 | 11.7 |  | Coil-Only System | False | Conventional | 11/29/2023 |  | 11/29/2023
Daikin Comfort Technologies Manufacturing, L.P. | Goettl | GSXN401810A* | GSXN401810A* | CA*FA1818*6C*+EEP+TXV |  | Voluntarily Certified | Single-split-system air condit | False | False | 17400 |  | 14.3 | 13.4 |  |  | False | 30 | 30 | 11.7 |  | Coil-Only System | False | Conventional | 11/29/2023 |  | 11/29/2023
Daikin Comfort Technologies Manufacturing, L.P. | Goettl | GSXN402410A* | GSXN402410A* | CA*FA2422*6B*+EEP+TXV |  | Voluntarily Certified | Single-split-system air condit | False | False | 22600 |  | 14.3 | 13.4 |  |  | False | 30 | 30 | 11.7 |  | Coil-Only System | False | Conventional | 11/29/2023 |  | 11/29/2023
Daikin Comfort Technologies Manufacturing, L.P. | Goettl | GSXN403010A* | GSXN403010A* | CA*FA3626*6A*+EEP+TXV |  | Voluntarily Certified | Single-split-system air condit | False | False | 28600 |  | 14.3 | 13.4 |  |  | False | 30 | 30 | 11.7 |  | Coil-Only System | False | Conventional | 11/29/2023 |  | 11/29/2023
Daikin Comfort Technologies Manufacturing, L.P. | Goettl | GSXN403610A* | GSXN403610A* | CA*FA4226*6A*+EEP+TXV |  | Voluntarily Certified | Single-split-system air condit | False | False | 34200 |  | 14.3 | 13.4 |  |  | False | 30 | 30 | 11.7 |  | Coil-Only System | False | Conventional | 11/29/2023 |  | 11/29/2023
Daikin Comfort Technologies Manufacturing, L.P. | Goettl | GSXN404210A* | GSXN404210A* | CAPTA4230*4A*+EEP |  | Voluntarily Certified | Single-split-system air condit | False | False | 39500 |  | 14.3 | 13.4 |  |  | False | 30 | 30 | 11.7 |  | Coil-Only System | False | Conventional | 11/29/2023 |  | 11/29/2023
Daikin Comfort Technologies Manufacturing, L.P. | Goettl | GSXN404810A* | GSXN404810A* | CA*F4961*6D*+EEP+TXV |  | Voluntarily Certified | Single-split-system air condit | False | False | 45500 |  | 13.8 | 13.4 |  |  | False | 30 | 30 | 11.7 |  | Coil-Only System | False | Conventional | 11/29/2023 |  | 11/29/2023
Daikin Comfort Technologies Manufacturing, L.P. | Goettl | GSXN406010A* | GSXN406010A* | CA*F4961*6D*+EEP+TXV |  | Voluntarily Certified | Single-split-system air condit | False | False | 55000 |  | 13.8 | 13.4 |  |  | False | 30 | 30 | 11.2 |  | Coil-Only System | False | Conventional | 11/29/2023 |  | 11/29/2023
Daikin Comfort Technologies Manufacturing, L.P. | ONYX | GPCH32441A* | GPCH32441A* |  |  | Voluntarily Certified | Single-package air conditioner | False | False | 22800 |  | 13.4 |  |  |  | False | 30 |  | 10.6 |  |  | False | Conventional | 11/16/2023 |  | 11/29/2023
Daikin Comfort Technologies Manufacturing, L.P. | ONYX | GPCH33041A* | GPCH33041A* |  |  | Voluntarily Certified | Single-package air conditioner | False | False | 28200 |  | 13.4 |  |  |  | False | 30 |  | 10.6 |  |  | False | Conventional | 11/16/2023 |  | 11/29/2023
Daikin Comfort Technologies Manufacturing, L.P. | ONYX | GPCH33641A* | GPCH33641A* |  |  | Voluntarily Certified | Single-package air conditioner | False | False | 35600 |  | 13.4 |  |  |  | False | 30 |  | 10.6 |  |  | False | Conventional | 11/16/2023 |  | 11/29/2023
Daikin Comfort Technologies Manufacturing, L.P. | ONYX | GPCH34241A* | GPCH34241A* |  |  | Voluntarily Certified | Single-package air conditioner | False | False | 40000 |  | 13.4 |  |  |  | False | 30 |  | 10.6 |  |  | False | Conventional | 11/16/2023 |  | 11/29/2023
Daikin Comfort Technologies Manufacturing, L.P. | ONYX | GPCH34841A* | GPCH34841A* |  |  | Voluntarily Certified | Single-package air conditioner | False | False | 46000 |  | 13.4 |  |  |  | False | 30 |  | 10.6 |  |  | False | Conventional | 11/16/2023 |  | 11/29/2023
Daikin Comfort Technologies Manufacturing, L.P. | ONYX | GPCH36041A* | GPCH36041A* |  |  | Voluntarily Certified | Single-package air conditioner | False | False | 56000 |  | 13.4 |  |  |  | False | 30 |  | 10.6 |  |  | False | Conventional | 11/16/2023 |  | 11/29/2023
Daikin Comfort Technologies Manufacturing, L.P. | ONYX | GPCM32441A* | GPCM32441A* |  |  | Voluntarily Certified | Single-package air conditioner | False | False | 22800 |  | 13.4 |  |  |  | False | 30 |  | 10.6 |  |  | False | Conventional | 11/16/2023 |  | 11/29/2023
Daikin Comfort Technologies Manufacturing, L.P. | ONYX | GPCM33041A* | GPCM33041A* |  |  | Voluntarily Certified | Single-package air conditioner | False | False | 27800 |  | 13.4 |  |  |  | False | 30 |  | 10.6 |  |  | False | Conventional | 11/16/2023 |  | 11/29/2023
Daikin Comfort Technologies Manufacturing, L.P. | ONYX | GPCM33641A* | GPCM33641A* |  |  | Voluntarily Certified | Single-package air conditioner | False | False | 34200 |  | 13.4 |  |  |  | False | 30 |  | 10.6 |  |  | False | Conventional | 11/16/2023 |  | 11/29/2023
Daikin Comfort Technologies Manufacturing, L.P. | ONYX | GPCM34241A* | GPCM34241A* |  |  | Voluntarily Certified | Single-package air conditioner | False | False | 40000 |  | 13.4 |  |  |  | False | 30 |  | 10.6 |  |  | False | Conventional | 11/16/2023 |  | 11/29/2023
Daikin Comfort Technologies Manufacturing, L.P. | ONYX | GPCM34841A* | GPCM34841A* |  |  | Voluntarily Certified | Single-package air conditioner | False | False | 44500 |  | 13.4 |  |  |  | False | 30 |  | 10.6 |  |  | False | Conventional | 11/16/2023 |  | 11/29/2023
Daikin Comfort Technologies Manufacturing, L.P. | ONYX | GPCM36041A* | GPCM36041A* |  |  | Voluntarily Certified | Single-package air conditioner | False | False | 54500 |  | 13.4 |  |  |  | False | 30 |  | 10.6 |  |  | False | Conventional | 11/16/2023 |  | 11/29/2023
Daikin Comfort Technologies Manufacturing, L.P. | ONYX | GPGM324***41A* | GPGM324***41A* |  |  | Voluntarily Certified | Single-package air conditioner | False | False | 23000 |  | 13.4 |  |  |  | False | 30 |  | 10.6 |  |  | False | Conventional | 11/16/2023 |  | 11/29/2023
Daikin Comfort Technologies Manufacturing, L.P. | ONYX | GPGM330***41A* | GPGM330***41A* |  |  | Voluntarily Certified | Single-package air conditioner | False | False | 28600 |  | 13.4 |  |  |  | False | 30 |  | 10.6 |  |  | False | Conventional | 11/16/2023 |  | 11/29/2023
Daikin Comfort Technologies Manufacturing, L.P. | ONYX | GPGM336***41A* | GPGM336***41A* |  |  | Voluntarily Certified | Single-package air conditioner | False | False | 34200 |  | 13.4 |  |  |  | False | 30 |  | 10.6 |  |  | False | Conventional | 11/16/2023 |  | 11/29/2023
Daikin Comfort Technologies Manufacturing, L.P. | ONYX | GPGM342***41A* | GPGM342***41A* |  |  | Voluntarily Certified | Single-package air conditioner | False | False | 40000 |  | 13.4 |  |  |  | False | 30 |  | 10.6 |  |  | False | Conventional | 11/16/2023 |  | 11/29/2023
Daikin Comfort Technologies Manufacturing, L.P. | ONYX | GPGM348***41A* | GPGM348***41A* |  |  | Voluntarily Certified | Single-package air conditioner | False | False | 46000 |  | 13.4 |  |  |  | False | 30 |  | 10.6 |  |  | False | Conventional | 11/16/2023 |  | 11/29/2023
Daikin Comfort Technologies Manufacturing, L.P. | ONYX | GPGM361***41A* | GPGM361***41A* |  |  | Voluntarily Certified | Single-package air conditioner | False | False | 56000 |  | 13.4 |  |  |  | False | 30 |  | 10.6 |  |  | False | Conventional | 11/16/2023 |  | 11/29/2023
Daikin Comfort Technologies Manufacturing, L.P. | ONYX | GPGM524***41A* | GPGM524***41A* |  |  | Voluntarily Certified | Single-package air conditioner | False | False | 23000 |  | 15.2 |  |  |  | False | 30 |  | 11.2 |  |  | False | Conventional | 11/16/2023 |  | 11/29/2023
Daikin Comfort Technologies Manufacturing, L.P. | ONYX | GPGM530***41A* | GPGM530***41A* |  |  | Voluntarily Certified | Single-package air conditioner | False | False | 29000 |  | 14.6 |  |  |  | False | 30 |  | 11.2 |  |  | False | Conventional | 11/16/2023 |  | 11/29/2023
Daikin Comfort Technologies Manufacturing, L.P. | ONYX | GPGM536***41A* | GPGM536***41A* |  |  | Voluntarily Certified | Single-package air conditioner | False | False | 35000 |  | 15.2 |  |  |  | False | 30 |  | 11.2 |  |  | False | Conventional | 11/16/2023 |  | 11/29/2023
Daikin Comfort Technologies Manufacturing, L.P. | ONYX | GPGM542***41A* | GPGM542***41A* |  |  | Voluntarily Certified | Single-package air conditioner | False | False | 41000 |  | 14.7 |  |  |  | False | 30 |  | 11.2 |  |  | False | Conventional | 11/16/2023 |  | 11/29/2023
Daikin Comfort Technologies Manufacturing, L.P. | ONYX | GPGM548***41A* | GPGM548***41A* |  |  | Voluntarily Certified | Single-package air conditioner | False | False | 46000 |  | 15 |  |  |  | False | 30 |  | 11.2 |  |  | False | Conventional | 11/16/2023 |  | 11/29/2023
Daikin Comfort Technologies Manufacturing, L.P. | ONYX | GPGM560***41A* | GPGM560***41A* |  |  | Voluntarily Certified | Single-package air conditioner | False | False | 58000 |  | 15.2 |  |  |  | False | 30 |  | 11.2 |  |  | False | Conventional | 11/16/2023 |  | 11/29/2023
Daikin Comfort Technologies Manufacturing, L.P. | ONYX | GPUM324***41A* | GPUM324***41A* |  |  | Voluntarily Certified | Single-package air conditioner | False | False | 23000 |  | 13.4 |  |  |  | False | 30 |  | 10.6 |  |  | False | Conventional | 11/16/2023 |  | 11/29/2023
Daikin Comfort Technologies Manufacturing, L.P. | ONYX | GPUM330***41A* | GPUM330***41A* |  |  | Voluntarily Certified | Single-package air conditioner | False | False | 28600 |  | 13.4 |  |  |  | False | 30 |  | 10.6 |  |  | False | Conventional | 11/16/2023 |  | 11/29/2023
Daikin Comfort Technologies Manufacturing, L.P. | ONYX | GPUM336***41A* | GPUM336***41A* |  |  | Voluntarily Certified | Single-package air conditioner | False | False | 34200 |  | 13.4 |  |  |  | False | 30 |  | 10.6 |  |  | False | Conventional | 11/16/2023 |  | 11/29/2023
Daikin Comfort Technologies Manufacturing, L.P. | ONYX | GPUM342***41A* | GPUM342***41A* |  |  | Voluntarily Certified | Single-package air conditioner | False | False | 40000 |  | 13.4 |  |  |  | False | 30 |  | 10.6 |  |  | False | Conventional | 11/16/2023 |  | 11/29/2023
Daikin Comfort Technologies Manufacturing, L.P. | ONYX | GPUM348***41A* | GPUM348***41A* |  |  | Voluntarily Certified | Single-package air conditioner | False | False | 46000 |  | 13.4 |  |  |  | False | 30 |  | 10.6 |  |  | False | Conventional | 11/16/2023 |  | 11/29/2023
Daikin Comfort Technologies Manufacturing, L.P. | ONYX | GPUM361***41A* | GPUM361***41A* |  |  | Voluntarily Certified | Single-package air conditioner | False | False | 56000 |  | 13.4 |  |  |  | False | 30 |  | 10.6 |  |  | False | Conventional | 11/16/2023 |  | 11/29/2023
Daikin Comfort Technologies Manufacturing, L.P. | ONYX | GSXB401810A* | GSXB401810A* | CAPTA1818*4A*+EEP |  | Voluntarily Certified | Single-split-system air condit | False | False | 17400 |  | 14.3 |  |  |  | False | 30 |  | 11.7 |  | Coil-Only System | False | Conventional | 11/16/2023 |  | 11/29/2023
Daikin Comfort Technologies Manufacturing, L.P. | ONYX | GSXB402410A* | GSXB402410A* | CAPTA2422*4A*+EEP |  | Voluntarily Certified | Single-split-system air condit | False | False | 23600 |  | 14.3 |  |  |  | True | 30 |  | 11.7 |  | Coil-Only System | False | Conventional | 11/16/2023 |  | 11/29/2023
Daikin Comfort Technologies Manufacturing, L.P. | ONYX | GSXB403010A* | GSXB403010A* | CAPTA3022*4A*+EEP |  | Voluntarily Certified | Single-split-system air condit | False | False | 28400 |  | 14.3 |  |  |  | True | 30 |  | 11.7 |  | Coil-Only System | False | Conventional | 11/16/2023 |  | 11/29/2023
Daikin Comfort Technologies Manufacturing, L.P. | ONYX | GSXB403610A* | GSXB403610A* | CAPTA3626*4A*+EEP |  | Voluntarily Certified | Single-split-system air condit | False | False | 34200 |  | 14.3 |  |  |  | True | 30 |  | 11.7 |  | Coil-Only System | False | Conventional | 11/16/2023 |  | 11/29/2023
Daikin Comfort Technologies Manufacturing, L.P. | ONYX | GSXB404210A* | GSXB404210A* | CAPTA4230*4A*+EEP |  | Voluntarily Certified | Single-split-system air condit | False | False | 40000 |  | 14.3 |  |  |  | True | 30 |  | 11.7 |  | Coil-Only System | False | Conventional | 11/16/2023 |  | 11/29/2023
Daikin Comfort Technologies Manufacturing, L.P. | ONYX | GSXB404810A* | GSXB404810A* | CA*F4961*6D*+EEP+TXV |  | Voluntarily Certified | Single-split-system air condit | False | False | 45500 |  | 13.8 |  |  |  | False | 30 |  | 11.7 |  | Coil-Only System | False | Conventional | 11/16/2023 |  | 11/29/2023
Daikin Comfort Technologies Manufacturing, L.P. | ONYX | GSXB406010A* | GSXB406010A* | CA*F4961*6D*+EEP+TXV |  | Voluntarily Certified | Single-split-system air condit | False | False | 55000 |  | 13.8 |  |  |  | False | 30 |  | 11.2 |  | Coil-Only System | False | Conventional | 11/16/2023 |  | 11/29/2023
Daikin Comfort Technologies Manufacturing, L.P. | ONYX | GSXC702410A* | GSXC702410A* | CA*FA2422*6B*+EEP+TXV |  | Voluntarily Certified | Single-split-system air condit | False | False | 22800 |  | 14.3 |  |  |  | True | 30 |  | 11.7 |  | Coil-Only System | False | Conventional | 11/16/2023 |  | 11/29/2023
Daikin Comfort Technologies Manufacturing, L.P. | ONYX | GSXC703610A* | GSXC703610A* | CA*FA4226*6A*+EEP+TXV |  | Voluntarily Certified | Single-split-system air condit | False | False | 34200 |  | 14.3 |  |  |  | False | 30 |  | 11.7 |  | Coil-Only System | False | Conventional | 11/16/2023 |  | 11/29/2023
Daikin Comfort Technologies Manufacturing, L.P. | ONYX | GSXC704810A* | GSXC704810A* | CA*F4961*6D*+EEP+TXV |  | Voluntarily Certified | Single-split-system air condit | False | False | 47000 |  | 13.8 |  |  |  | False | 30 |  | 11.2 |  | Coil-Only System | False | Conventional | 11/16/2023 |  | 11/29/2023
Daikin Comfort Technologies Manufacturing, L.P. | ONYX | GSXC706010A* | GSXC706010A* | CA*F4961*6D*+EEP+TXV |  | Voluntarily Certified | Single-split-system air condit | False | False | 56000 |  | 13.8 |  |  |  | False | 30 |  | 11.2 |  | Coil-Only System | False | Conventional | 11/16/2023 |  | 11/29/2023
Daikin Comfort Technologies Manufacturing, L.P. | ONYX | GSXH501810A* | GSXH501810A* | CA*FA1818*6C*+EEP+TXV |  | Voluntarily Certified | Single-split-system air condit | False | False | 17400 |  | 14.3 |  |  |  | False | 30 |  | 11.7 |  | Coil-Only System | False | Conventional | 11/16/2023 |  | 11/29/2023
Daikin Comfort Technologies Manufacturing, L.P. | ONYX | GSXH502410A* | GSXH502410A* | CA*FA2422*6B*+EEP+TXV |  | Voluntarily Certified | Single-split-system air condit | False | False | 23600 |  | 14.3 |  |  |  | True | 30 |  | 11.7 |  | Coil-Only System | False | Conventional | 11/16/2023 |  | 11/29/2023
Daikin Comfort Technologies Manufacturing, L.P. | ONYX | GSXH503010A* | GSXH503010A* | CA*FA3022*6B*+EEP+TXV |  | Voluntarily Certified | Single-split-system air condit | False | False | 28400 |  | 14.3 |  |  |  | True | 30 |  | 11.7 |  | Coil-Only System | False | Conventional | 11/16/2023 |  | 11/29/2023
Daikin Comfort Technologies Manufacturing, L.P. | ONYX | GSXH503610A* | GSXH503610A* | CA*FA4226*6A*+EEP+TXV |  | Voluntarily Certified | Single-split-system air condit | False | False | 34200 |  | 14.3 |  |  |  | True | 30 |  | 11.7 |  | Coil-Only System | False | Conventional | 11/16/2023 |  | 11/29/2023
Daikin Comfort Technologies Manufacturing, L.P. | ONYX | GSXH504210A* | GSXH504210A* | CAPTA4230*4A*+EEP |  | Voluntarily Certified | Single-split-system air condit | False | False | 40000 |  | 14.3 |  |  |  | True | 30 |  | 11.7 |  | Coil-Only System | False | Conventional | 11/16/2023 |  | 11/29/2023
Daikin Comfort Technologies Manufacturing, L.P. | ONYX | GSXH504810A* | GSXH504810A* | CA*F4961*6D*+EEP+TXV |  | Voluntarily Certified | Single-split-system air condit | False | False | 45500 |  | 13.8 |  |  |  | False | 30 |  | 11.7 |  | Coil-Only System | False | Conventional | 11/16/2023 |  | 11/29/2023
Daikin Comfort Technologies Manufacturing, L.P. | ONYX | GSXH506010A* | GSXH506010A* | CA*F4961*6D*+EEP+TXV |  | Voluntarily Certified | Single-split-system air condit | False | False | 55000 |  | 13.8 |  |  |  | False | 30 |  | 11.2 |  | Coil-Only System | False | Conventional | 11/16/2023 |  | 11/29/2023
Daikin Comfort Technologies Manufacturing, L.P. | ONYX | GSXM401810A* | GSXM401810A* | CA*FA1818*6C*+EEP+TXV |  | Voluntarily Certified | Single-split-system air condit | False | False | 17400 |  | 14.3 |  |  |  | False | 30 |  | 11.7 |  | Coil-Only System | False | Conventional | 11/16/2023 |  | 11/29/2023
Daikin Comfort Technologies Manufacturing, L.P. | ONYX | GSXM402410A* | GSXM402410A* | CA*FA2422*6B*+EEP+TXV |  | Voluntarily Certified | Single-split-system air condit | False | False | 23600 |  | 14.3 |  |  |  | True | 30 |  | 11.7 |  | Coil-Only System | False | Conventional | 11/16/2023 |  | 11/29/2023
Daikin Comfort Technologies Manufacturing, L.P. | ONYX | GSXM403010A* | GSXM403010A* | CA*FA3022*6B*+EEP+TXV |  | Voluntarily Certified | Single-split-system air condit | False | False | 28400 |  | 14.3 |  |  |  | True | 30 |  | 11.7 |  | Coil-Only System | False | Conventional | 11/16/2023 |  | 11/29/2023
Daikin Comfort Technologies Manufacturing, L.P. | ONYX | GSXM403610A* | GSXM403610A* | CA*FA4226*6A*+EEP+TXV |  | Voluntarily Certified | Single-split-system air condit | False | False | 34200 |  | 14.3 |  |  |  | True | 30 |  | 11.7 |  | Coil-Only System | False | Conventional | 11/16/2023 |  | 11/29/2023
Daikin Comfort Technologies Manufacturing, L.P. | ONYX | GSXN401810A* | GSXN401810A* | CA*FA1818*6C*+EEP+TXV |  | Voluntarily Certified | Single-split-system air condit | False | False | 17400 |  | 14.3 |  |  |  | False | 30 |  | 11.7 |  | Coil-Only System | False | Conventional | 11/16/2023 |  | 11/29/2023
Daikin Comfort Technologies Manufacturing, L.P. | ONYX | GSXN402410A* | GSXN402410A* | CA*FA2422*6B*+EEP+TXV |  | Voluntarily Certified | Single-split-system air condit | False | False | 22600 |  | 14.3 |  |  |  | False | 30 |  | 11.7 |  | Coil-Only System | False | Conventional | 11/16/2023 |  | 11/29/2023
Daikin Comfort Technologies Manufacturing, L.P. | ONYX | GSXN403010A* | GSXN403010A* | CA*FA3626*6A*+EEP+TXV |  | Voluntarily Certified | Single-split-system air condit | False | False | 28600 |  | 14.3 |  |  |  | False | 30 |  | 11.7 |  | Coil-Only System | False | Conventional | 11/16/2023 |  | 11/29/2023
Daikin Comfort Technologies Manufacturing, L.P. | ONYX | GSXN403610A* | GSXN403610A* | CA*FA4226*6A*+EEP+TXV |  | Voluntarily Certified | Single-split-system air condit | False | False | 34200 |  | 14.3 |  |  |  | False | 30 |  | 11.7 |  | Coil-Only System | False | Conventional | 11/16/2023 |  | 11/29/2023
Daikin Comfort Technologies Manufacturing, L.P. | ONYX | GSXN404210A* | GSXN404210A* | CAPTA4230*4A*+EEP |  | Voluntarily Certified | Single-split-system air condit | False | False | 39500 |  | 14.3 |  |  |  | False | 30 |  | 11.7 |  | Coil-Only System | False | Conventional | 11/16/2023 |  | 11/29/2023
Daikin Comfort Technologies Manufacturing, L.P. | ONYX | GSXN404810A* | GSXN404810A* | CA*F4961*6D*+EEP+TXV |  | Voluntarily Certified | Single-split-system air condit | False | False | 45500 |  | 13.8 |  |  |  | False | 30 |  | 11.7 |  | Coil-Only System | False | Conventional | 11/16/2023 |  | 11/29/2023
Daikin Comfort Technologies Manufacturing, L.P. | ONYX | GSXN406010A* | GSXN406010A* | CA*F4961*6D*+EEP+TXV |  | Voluntarily Certified | Single-split-system air condit | False | False | 55000 |  | 13.8 |  |  |  | False | 30 |  | 11.2 |  | Coil-Only System | False | Conventional | 11/16/2023 |  | 11/29/2023
Daikin Comfort Technologies Manufacturing, L.P. | ONYX | VSXN401810A* | VSXN401810A* | CA*FA1818*6C*+EEP+TXV |  | Voluntarily Certified | Single-split-system air condit | False | False | 17400 |  | 14.3 |  |  |  | False | 30 |  | 11.7 |  | Coil-Only System | False | Conventional | 11/16/2023 |  | 11/29/2023
Daikin Comfort Technologies Manufacturing, L.P. | ONYX | VSXN402410A* | VSXN402410A* | CA*FA2422*6B*+EEP+TXV |  | Voluntarily Certified | Single-split-system air condit | False | False | 22600 |  | 14.3 |  |  |  | False | 30 |  | 11.7 |  | Coil-Only System | False | Conventional | 11/16/2023 |  | 11/29/2023
Daikin Comfort Technologies Manufacturing, L.P. | ONYX | VSXN403010A* | VSXN403010A* | CA*FA3626*6A*+EEP+TXV |  | Voluntarily Certified | Single-split-system air condit | False | False | 28600 |  | 14.3 |  |  |  | False | 30 |  | 11.7 |  | Coil-Only System | False | Conventional | 11/16/2023 |  | 11/29/2023
Daikin Comfort Technologies Manufacturing, L.P. | ONYX | VSXN403610A* | VSXN403610A* | CA*FA4226*6A*+EEP+TXV |  | Voluntarily Certified | Single-split-system air condit | False | False | 34200 |  | 14.3 |  |  |  | False | 30 |  | 11.7 |  | Coil-Only System | False | Conventional | 11/16/2023 |  | 11/29/2023
Daikin Comfort Technologies Manufacturing, L.P. | ONYX | VSXN404210A* | VSXN404210A* | CAPTA4230*4A*+EEP |  | Voluntarily Certified | Single-split-system air condit | False | False | 39500 |  | 14.3 |  |  |  | False | 30 |  | 11.7 |  | Coil-Only System | False | Conventional | 11/16/2023 |  | 11/29/2023
Daikin Comfort Technologies Manufacturing, L.P. | ONYX | VSXN404810A* | VSXN404810A* | CA*F4961*6D*+EEP+TXV |  | Voluntarily Certified | Single-split-system air condit | False | False | 45500 |  | 13.8 |  |  |  | False | 30 |  | 11.7 |  | Coil-Only System | False | Conventional | 11/16/2023 |  | 11/29/2023
Daikin Comfort Technologies Manufacturing, L.P. | ONYX | VSXN406010A* | VSXN406010A* | CA*F4961*6D*+EEP+TXV |  | Voluntarily Certified | Single-split-system air condit | False | False | 55000 |  | 13.8 |  |  |  | False | 30 |  | 11.2 |  | Coil-Only System | False | Conventional | 11/16/2023 |  | 11/29/2023
GD Midea Air-Conditioning Equipment Co., Ltd. | Bryant | 38MBRBQ36AA3 | 38MBRBQ36AA3 | 40MBAAQ36XA3 |  | Voluntarily Certified | Single-split-system heat pumps | False | False | 36000 | 55000 | 14.8 | 14.3 | 7.5 | 7.5 | True | 30 | 33 | 8 |  | Blower Coil System | True | Conventional | 11/15/2023 |  | 11/30/2023
GD Midea Air-Conditioning Equipment Co., Ltd. | Airquest | DLCLRBH36AAK | DLCLRBH36AAK | DLFLAAH36XAK |  | Voluntarily Certified | Single-split-system heat pumps | False | False | 36000 | 55000 | 14.8 | 14.3 | 7.5 | 7.5 | True | 30 | 33 | 8 |  | Blower Coil System | True | Conventional | 11/15/2023 |  | 11/30/2023
GD Midea Air-Conditioning Equipment Co., Ltd. | Arcoaire | DLCLRBH36AAK | DLCLRBH36AAK | DLFLAAH36XAK |  | Voluntarily Certified | Single-split-system heat pumps | False | False | 36000 | 55000 | 14.8 | 14.3 | 7.5 | 7.5 | True | 30 | 33 | 8 |  | Blower Coil System | True | Conventional | 11/15/2023 |  | 11/30/2023
GD Midea Air-Conditioning Equipment Co., Ltd. | Comfortmaker | DLCLRBH36AAK | DLCLRBH36AAK | DLFLAAH36XAK |  | Voluntarily Certified | Single-split-system heat pumps | False | False | 36000 | 55000 | 14.8 | 14.3 | 7.5 | 7.5 | True | 30 | 33 | 8 |  | Blower Coil System | True | Conventional | 11/15/2023 |  | 11/30/2023
GD Midea Air-Conditioning Equipment Co., Ltd. | Day & Night | DLCLRBH36AAK | DLCLRBH36AAK | DLFLAAH36XAK |  | Voluntarily Certified | Single-split-system heat pumps | False | False | 36000 | 55000 | 14.8 | 14.3 | 7.5 | 7.5 | True | 30 | 33 | 8 |  | Blower Coil System | True | Conventional | 11/15/2023 |  | 11/30/2023
GD Midea Air-Conditioning Equipment Co., Ltd. | Heil | DLCLRBH36AAK | DLCLRBH36AAK | DLFLAAH36XAK |  | Voluntarily Certified | Single-split-system heat pumps | False | False | 36000 | 55000 | 14.8 | 14.3 | 7.5 | 7.5 | True | 30 | 33 | 8 |  | Blower Coil System | True | Conventional | 11/15/2023 |  | 11/30/2023
GD Midea Air-Conditioning Equipment Co., Ltd. | Keeprite | DLCLRBH36AAK | DLCLRBH36AAK | DLFLAAH36XAK |  | Voluntarily Certified | Single-split-system heat pumps | False | False | 36000 | 55000 | 14.8 | 14.3 | 7.5 | 7.5 | True | 30 | 33 | 8 |  | Blower Coil System | True | Conventional | 11/15/2023 |  | 11/30/2023
GD Midea Air-Conditioning Equipment Co., Ltd. | LPS Legacy | DLCLRBH36AAK | DLCLRBH36AAK | DLFLAAH36XAK |  | Voluntarily Certified | Single-split-system heat pumps | False | False | 36000 | 55000 | 14.8 | 14.3 | 7.5 | 7.5 | True | 30 | 33 | 8 |  | Blower Coil System | True | Conventional | 11/15/2023 |  | 11/30/2023
GD Midea Air-Conditioning Equipment Co., Ltd. | Carrier | 38MBRBQ36AA3 | 38MBRBQ36AA3 | 40MBAAQ36XA3 |  | Voluntarily Certified | Single-split-system heat pumps | False | False | 36000 | 55000 | 14.8 | 14.3 | 7.5 | 7.5 | True | 30 | 33 | 8 |  | Blower Coil System | True | Conventional | 11/15/2023 |  | 11/30/2023
GD Midea Air-Conditioning Equipment Co., Ltd. | Midea | 38MBRBQ36AA3 | 38MBRBQ36AA3 | 40MBAAQ36XA3 |  | Voluntarily Certified | Single-split-system heat pumps | False | False | 36000 | 55000 | 14.8 | 14.3 | 7.5 | 7.5 | True | 30 | 33 | 8 |  | Blower Coil System | True | Conventional | 11/15/2023 |  | 11/30/2023
GD Midea Air-Conditioning Equipment Co., Ltd. | Payne | 38MBRBQ36AA3 | 38MBRBQ36AA3 | 40MBAAQ36XA3 |  | Voluntarily Certified | Single-split-system heat pumps | False | False | 36000 | 55000 | 14.8 | 14.3 | 7.5 | 7.5 | True | 30 | 33 | 8 |  | Blower Coil System | True | Conventional | 11/15/2023 |  | 11/30/2023
GD Midea Air-Conditioning Equipment Co., Ltd. | WEATHERMAKER | 38MBRBQ36AA3 | 38MBRBQ36AA3 | 40MBAAQ36XA3 |  | Voluntarily Certified | Single-split-system heat pumps | False | False | 36000 | 55000 | 14.8 | 14.3 | 7.5 | 7.5 | True | 30 | 33 | 8 |  | Blower Coil System | True | Conventional | 11/15/2023 |  | 11/30/2023
GD Midea Air-Conditioning Equipment Co., Ltd. | Kenmore | DLCLRBH36AAK | DLCLRBH36AAK | DLFLAAH36XAK |  | Voluntarily Certified | Single-split-system heat pumps | False | False | 36000 | 55000 | 14.8 | 14.3 | 7.5 | 7.5 | True | 30 | 33 | 8 |  | Blower Coil System | True | Conventional | 11/15/2023 |  | 11/30/2023
GD Midea Air-Conditioning Equipment Co., Ltd. | Midea | DLCLRBH36AAK | DLCLRBH36AAK | DLFLAAH36XAK |  | Voluntarily Certified | Single-split-system heat pumps | False | False | 36000 | 55000 | 14.8 | 14.3 | 7.5 | 7.5 | True | 30 | 33 | 8 |  | Blower Coil System | True | Conventional | 11/15/2023 |  | 11/30/2023
GD Midea Air-Conditioning Equipment Co., Ltd. | SMART COMFORT | DLCLRBH36AAK | DLCLRBH36AAK | DLFLAAH36XAK |  | Voluntarily Certified | Single-split-system heat pumps | False | False | 36000 | 55000 | 14.8 | 14.3 | 7.5 | 7.5 | True | 30 | 33 | 8 |  | Blower Coil System | True | Conventional | 11/15/2023 |  | 11/30/2023
GD Midea Air-Conditioning Equipment Co., Ltd. | Tempstar | DLCLRBH36AAK | DLCLRBH36AAK | DLFLAAH36XAK |  | Voluntarily Certified | Single-split-system heat pumps | False | False | 36000 | 55000 | 14.8 | 14.3 | 7.5 | 7.5 | True | 30 | 33 | 8 |  | Blower Coil System | True | Conventional | 11/15/2023 |  | 11/30/2023
GD Midea Air-Conditioning Equipment Co., Ltd. | MDV | MOD30U-36HFN1-MP0 | MOD30U-36HFN1-MP0 | MVB-36HWFN1-M |  | Voluntarily Certified | Single-split-system heat pumps | False | False | 36000 | 55000 | 14.8 | 14.3 | 7.5 | 7.5 | True | 30 | 33 | 8 |  | Blower Coil System | True | Conventional | 11/15/2023 |  | 11/30/2023
Trane U.S. Inc. | AMERISTAR | 4TCA4024C1 | 4TCA4024C1 |  |  | Voluntarily Certified | Single-package air conditioner | False | False | 23000 |  | 13.4 | 13.4 |  |  | False | 3 | 30 | 10.6 |  |  | False | Conventional | 11/16/2023 |  | 12/14/2023
Trane U.S. Inc. | AMERISTAR | 4TCA4048C1 | 4TCA4048C1 |  |  | Voluntarily Certified | Single-package air conditioner | False | False | 45500 |  | 13.4 | 13.4 |  |  | False | 2 | 30 | 10.6 |  |  | False | Conventional | 11/16/2023 |  | 12/14/2023
Trane U.S. Inc. | AMERISTAR | 4TCA4042C1 | 4TCA4042C1 |  |  | Voluntarily Certified | Single-package air conditioner | False | False | 39500 |  | 13.4 | 13.4 |  |  | False | 3 | 30 | 10.6 |  |  | False | Conventional | 11/16/2023 |  | 12/14/2023
Trane U.S. Inc. | AMERISTAR | 4TCA4036C1 | 4TCA4036C1 |  |  | Voluntarily Certified | Single-package air conditioner | False | False | 35000 |  | 13.4 | 13.4 |  |  | False | 3 | 30 | 10.6 |  |  | False | Conventional | 11/16/2023 |  | 12/14/2023
Trane U.S. Inc. | AMERISTAR | 4TCA4060C1 | 4TCA4060C1 |  |  | Voluntarily Certified | Single-package air conditioner | False | False | 57000 |  | 13.4 | 13.4 |  |  | False | 1 | 30 | 10.6 |  |  | False | Conventional | 11/16/2023 |  | 12/14/2023
Trane U.S. Inc. | AMERISTAR | 4TCA4030C1 | 4TCA4030C1 |  |  | Voluntarily Certified | Single-package air conditioner | False | False | 27800 |  | 13.4 | 13.4 |  |  | False | 3 | 30 | 10.6 |  |  | False | Conventional | 11/16/2023 |  | 12/14/2023
Trane U.S. Inc. | RunTru | 4TCA4060C1 | 4TCA4060C1 |  |  | Voluntarily Certified | Single-package air conditioner | False | False | 57000 |  | 13.4 | 13.4 |  |  | False | 1 | 30 | 10.6 |  |  | False | Conventional | 11/16/2023 |  | 12/14/2023
Trane U.S. Inc. | RunTru | 4TCA4036C1 | 4TCA4036C1 |  |  | Voluntarily Certified | Single-package air conditioner | False | False | 35000 |  | 13.4 | 13.4 |  |  | False | 3 | 30 | 10.6 |  |  | False | Conventional | 11/16/2023 |  | 12/14/2023
Trane U.S. Inc. | RunTru | 4TCA4030C1 | 4TCA4030C1 |  |  | Voluntarily Certified | Single-package air conditioner | False | False | 27800 |  | 13.4 | 13.4 |  |  | False | 3 | 30 | 10.6 |  |  | False | Conventional | 11/16/2023 |  | 12/14/2023
Trane U.S. Inc. | RunTru | 4TCA4042C1 | 4TCA4042C1 |  |  | Voluntarily Certified | Single-package air conditioner | False | False | 39500 |  | 13.4 | 13.4 |  |  | False | 3 | 30 | 10.6 |  |  | False | Conventional | 11/16/2023 |  | 12/14/2023
Trane U.S. Inc. | RunTru | 4TCA4024C1 | 4TCA4024C1 |  |  | Voluntarily Certified | Single-package air conditioner | False | False | 23000 |  | 13.4 | 13.4 |  |  | False | 3 | 30 | 10.6 |  |  | False | Conventional | 11/16/2023 |  | 12/14/2023
Trane U.S. Inc. | RunTru | 4TCA4048C1 | 4TCA4048C1 |  |  | Voluntarily Certified | Single-package air conditioner | False | False | 45500 |  | 13.4 | 13.4 |  |  | False | 2 | 30 | 10.6 |  |  | False | Conventional | 11/16/2023 |  | 12/14/2023
Trane U.S. Inc. | AMERISTAR | 4TCA4024C1 | 4TCA4024C1 |  |  | Voluntarily Certified | Single-package air conditioner | False | False | 23000 |  | 13.4 | 13.4 |  |  | False | 3 | 30 | 10.6 |  |  | False | Conventional | 11/16/2023 |  | 12/14/2023
Trane U.S. Inc. | AMERISTAR | 4TCA4048C1 | 4TCA4048C1 |  |  | Voluntarily Certified | Single-package air conditioner | False | False | 45500 |  | 13.4 | 13.4 |  |  | False | 2 | 30 | 10.6 |  |  | False | Conventional | 11/16/2023 |  | 12/14/2023
Trane U.S. Inc. | AMERISTAR | 4TCA4042C1 | 4TCA4042C1 |  |  | Voluntarily Certified | Single-package air conditioner | False | False | 39500 |  | 13.4 | 13.4 |  |  | False | 3 | 30 | 10.6 |  |  | False | Conventional | 11/16/2023 |  | 12/14/2023
Trane U.S. Inc. | AMERISTAR | 4TCA4036C1 | 4TCA4036C1 |  |  | Voluntarily Certified | Single-package air conditioner | False | False | 35000 |  | 13.4 | 13.4 |  |  | False | 3 | 30 | 10.6 |  |  | False | Conventional | 11/16/2023 |  | 12/14/2023
Trane U.S. Inc. | AMERISTAR | 4TCA4060C1 | 4TCA4060C1 |  |  | Voluntarily Certified | Single-package air conditioner | False | False | 57000 |  | 13.4 | 13.4 |  |  | False | 1 | 30 | 10.6 |  |  | False | Conventional | 11/16/2023 |  | 12/14/2023
Trane U.S. Inc. | AMERISTAR | 4TCA4030C1 | 4TCA4030C1 |  |  | Voluntarily Certified | Single-package air conditioner | False | False | 27800 |  | 13.4 | 13.4 |  |  | False | 3 | 30 | 10.6 |  |  | False | Conventional | 11/16/2023 |  | 12/14/2023
Trane U.S. Inc. | RunTru | 4TCA4060C1 | 4TCA4060C1 |  |  | Voluntarily Certified | Single-package air conditioner | False | False | 57000 |  | 13.4 | 13.4 |  |  | False | 1 | 30 | 10.6 |  |  | False | Conventional | 11/16/2023 |  | 12/14/2023
Trane U.S. Inc. | RunTru | 4TCA4036C1 | 4TCA4036C1 |  |  | Voluntarily Certified | Single-package air conditioner | False | False | 35000 |  | 13.4 | 13.4 |  |  | False | 3 | 30 | 10.6 |  |  | False | Conventional | 11/16/2023 |  | 12/14/2023
Trane U.S. Inc. | RunTru | 4TCA4030C1 | 4TCA4030C1 |  |  | Voluntarily Certified | Single-package air conditioner | False | False | 27800 |  | 13.4 | 13.4 |  |  | False | 3 | 30 | 10.6 |  |  | False | Conventional | 11/16/2023 |  | 12/14/2023
Trane U.S. Inc. | RunTru | 4TCA4042C1 | 4TCA4042C1 |  |  | Voluntarily Certified | Single-package air conditioner | False | False | 39500 |  | 13.4 | 13.4 |  |  | False | 3 | 30 | 10.6 |  |  | False | Conventional | 11/16/2023 |  | 12/14/2023
Trane U.S. Inc. | RunTru | 4TCA4024C1 | 4TCA4024C1 |  |  | Voluntarily Certified | Single-package air conditioner | False | False | 23000 |  | 13.4 | 13.4 |  |  | False | 3 | 30 | 10.6 |  |  | False | Conventional | 11/16/2023 |  | 12/14/2023
Trane U.S. Inc. | RunTru | 4TCA4048C1 | 4TCA4048C1 |  |  | Voluntarily Certified | Single-package air conditioner | False | False | 45500 |  | 13.4 | 13.4 |  |  | False | 2 | 30 | 10.6 |  |  | False | Conventional | 11/16/2023 |  | 12/14/2023
Rheem Sales Company, Inc. | Rheem | WA14AZ30AJ1N | WA14AZ30AJ1N | RCFZ3617STANM+RXMD-C03 |  | Voluntarily Certified | Single-split-system air condit | False | False | 28600 |  | 14.3 | 13.4 |  |  | False | 0.5 | 30 | 11.7 |  | Coil-Only System | False | Conventional | 11/21/2023 |  | 12/14/2023
Rheem Sales Company, Inc. | Ruud | WA14AZ30AJ1N | WA14AZ30AJ1N | RCFZ3617STANM+RXMD-C03 |  | Voluntarily Certified | Single-split-system air condit | False | False | 28600 |  | 14.3 | 13.4 |  |  | False | 0.5 | 30 | 11.7 |  | Coil-Only System | False | Conventional | 11/21/2023 |  | 12/14/2023
Rheem Sales Company, Inc. | Rheem | RA14AZ36AJ1N | RA14AZ36AJ1N | RCFZ3617STANM+RXMD-C03 |  | Voluntarily Certified | Single-split-system air condit | False | False | 34200 |  | 14.3 | 13.4 |  |  | False | 0.5 | 30 | 11.7 |  | Coil-Only System | False | Conventional | 11/21/2023 |  | 12/14/2023
Rheem Sales Company, Inc. | Ruud | RA14AZ36AJ1N | RA14AZ36AJ1N | RCFZ3617STANM+RXMD-C03 |  | Voluntarily Certified | Single-split-system air condit | False | False | 34200 |  | 14.3 | 13.4 |  |  | False | 0.5 | 30 | 11.7 |  | Coil-Only System | False | Conventional | 11/21/2023 |  | 12/14/2023
Rheem Sales Company, Inc. | Ruud | RA14AZ30AJ1N | RA14AZ30AJ1N | RCFZ3617STANM+RXMD-C03 |  | Voluntarily Certified | Single-split-system air condit | False | False | 28600 |  | 14.3 | 13.4 |  |  | False | 0.5 | 30 | 11.7 |  | Coil-Only System | False | Conventional | 11/21/2023 |  | 12/14/2023
Rheem Sales Company, Inc. | Rheem | RA14AZ30AJ1N | RA14AZ30AJ1N | RCFZ3617STANM+RXMD-C03 |  | Voluntarily Certified | Single-split-system air condit | False | False | 28600 |  | 14.3 | 13.4 |  |  | False | 0.5 | 30 | 11.7 |  | Coil-Only System | False | Conventional | 11/21/2023 |  | 12/14/2023
Rheem Sales Company, Inc. | Rheem | WA14AZ36AJ1N | WA14AZ36AJ1N | RCFZ3617STANM+RXMD-C03 |  | Voluntarily Certified | Single-split-system air condit | False | False | 34200 |  | 14.3 | 13.4 |  |  | False | 0.5 | 30 | 11.7 |  | Coil-Only System | False | Conventional | 11/21/2023 |  | 12/14/2023
Rheem Sales Company, Inc. | Ruud | WA14AZ36AJ1N | WA14AZ36AJ1N | RCFZ3617STANM+RXMD-C03 |  | Voluntarily Certified | Single-split-system air condit | False | False | 34200 |  | 14.3 | 13.4 |  |  | False | 0.5 | 30 | 11.7 |  | Coil-Only System | False | Conventional | 11/21/2023 |  | 12/14/2023
Rheem Sales Company, Inc. | Mainline | MLA14AZ36AJ1N | MLA14AZ36AJ1N | TCFZ3617STANM+RXMD-C03 |  | Voluntarily Certified | Single-split-system air condit | False | False | 34200 |  | 14.3 | 13.4 |  |  | False | 0.5 | 30 | 11.7 |  | Coil-Only System | False | Conventional | 11/21/2023 |  | 12/14/2023
Rheem Sales Company, Inc. | Fujitsu | FOC1436SJAZNA | FOC1436SJAZNA | FCCN3617SZTA+RXMD-C03 |  | Voluntarily Certified | Single-split-system air condit | False | False | 34200 |  | 14.3 | 13.4 |  |  | False | 0.5 | 30 | 11.7 |  | Coil-Only System | False | Conventional | 11/21/2023 |  | 12/14/2023
Rheem Sales Company, Inc. | Thermal Zone | TZALAS1436AJN | TZALAS1436AJN | TCFZ3617STANM+RXMD-C03 |  | Voluntarily Certified | Single-split-system air condit | False | False | 34200 |  | 14.3 | 13.4 |  |  | False | 0.5 | 30 | 11.7 |  | Coil-Only System | False | Conventional | 11/21/2023 |  | 12/14/2023
Rheem Sales Company, Inc. | CLIMATEMASTER | RACBZR036AJT | RACBZR036AJT |  |  | Voluntarily Certified | Single-package air conditioner | False | False | 35200 |  | 13.4 | 13.4 |  |  | False | 30 | 30 | 10.6 |  |  | False | Conventional | 11/21/2023 |  | 12/14/2023
Rheem Sales Company, Inc. | CLIMATEMASTER | RACBZR042AJT | RACBZR042AJT |  |  | Voluntarily Certified | Single-package air conditioner | False | False | 40000 |  | 13.4 | 13.4 |  |  | False | 30 | 30 | 10.6 |  |  | False | Conventional | 11/21/2023 |  | 12/14/2023
Rheem Sales Company, Inc. | CLIMATEMASTER | RACBZR060AJT | RACBZR060AJT |  |  | Voluntarily Certified | Single-package air conditioner | False | False | 57000 |  | 13.4 | 13.4 |  |  | False | 30 | 30 | 10.6 |  |  | False | Conventional | 11/21/2023 |  | 12/14/2023
Rheem Sales Company, Inc. | Mainline | MLA14AZ30AJ1N | MLA14AZ30AJ1N | TCFZ3617STANM+RXMD-C03 |  | Voluntarily Certified | Single-split-system air condit | False | False | 28600 |  | 14.3 | 13.4 |  |  | False | 0.5 | 30 | 11.7 |  | Coil-Only System | False | Conventional | 11/21/2023 |  | 12/14/2023
Rheem Sales Company, Inc. | Fujitsu | FOC1430SJAZNA | FOC1430SJAZNA | FCCN3617SZTA+RXMD-C03 |  | Voluntarily Certified | Single-split-system air condit | False | False | 28600 |  | 14.3 | 13.4 |  |  | False | 0.5 | 30 | 11.7 |  | Coil-Only System | False | Conventional | 11/21/2023 |  | 12/14/2023
Rheem Sales Company, Inc. | Thermal Zone | TZALAS1430AJN | TZALAS1430AJN | TCFZ3617STANM+RXMD-C03 |  | Voluntarily Certified | Single-split-system air condit | False | False | 28600 |  | 14.3 | 13.4 |  |  | False | 0.5 | 30 | 11.7 |  | Coil-Only System | False | Conventional | 11/21/2023 |  | 12/14/2023
Rheem Sales Company, Inc. | CLIMATEMASTER | RACAZR042AJT | RACAZR042AJT |  |  | Voluntarily Certified | Single-package air conditioner | False | False | 40500 |  | 13.4 | 13.4 |  |  | True | 30 | 30 | 10.6 |  |  | False | Conventional | 11/21/2023 |  | 12/14/2023
Rheem Sales Company, Inc. | CLIMATEMASTER | RACBZR030AJT | RACBZR030AJT |  |  | Voluntarily Certified | Single-package air conditioner | False | False | 28000 |  | 13.4 | 13.4 |  |  | False | 30 | 30 | 10.6 |  |  | False | Conventional | 11/21/2023 |  | 12/14/2023
Rheem Sales Company, Inc. | CLIMATEMASTER | RACAZR036AJT | RACAZR036AJT |  |  | Voluntarily Certified | Single-package air conditioner | False | False | 34200 |  | 13.4 | 13.4 |  |  | True | 30 | 30 | 10.6 |  |  | False | Conventional | 11/21/2023 |  | 12/14/2023
Rheem Sales Company, Inc. | CLIMATEMASTER | RGECZR048AJ | RGECZR048AJ |  |  | Voluntarily Certified | Single-package air conditioner | False | False | 45500 |  | 13.4 | 13.4 |  |  | True | 30 | 30 | 10.6 |  |  | False | Conventional | 11/21/2023 |  | 12/14/2023
Rheem Sales Company, Inc. | CLIMATEMASTER | RGEAZR024AJT | RGEAZR024AJT |  |  | Voluntarily Certified | Single-package air conditioner | False | False | 23000 |  | 13.4 | 13.4 |  |  | True | 30 | 30 | 10.6 |  |  | False | Conventional | 11/21/2023 |  | 12/14/2023
Rheem Sales Company, Inc. | CLIMATEMASTER | RGEAZR042AJT | RGEAZR042AJT |  |  | Voluntarily Certified | Single-package air conditioner | False | False | 40500 |  | 13.4 | 13.4 |  |  | True | 30 | 30 | 10.6 |  |  | False | Conventional | 11/21/2023 |  | 12/14/2023
Rheem Sales Company, Inc. | CLIMATEMASTER | RACCZR048AJ | RACCZR048AJ |  |  | Voluntarily Certified | Single-package air conditioner | False | False | 45000 |  | 13.4 | 13.4 |  |  | True | 30 | 30 | 10.6 |  |  | False | Conventional | 11/21/2023 |  | 12/14/2023
Rheem Sales Company, Inc. | CLIMATEMASTER | RACCZR060AJ | RACCZR060AJ |  |  | Voluntarily Certified | Single-package air conditioner | False | False | 56500 |  | 13.4 | 13.4 |  |  | True | 30 | 30 | 10.6 |  |  | False | Conventional | 11/21/2023 |  | 12/14/2023
Rheem Sales Company, Inc. | CLIMATEMASTER | RACAZR024AJT | RACAZR024AJT |  |  | Voluntarily Certified | Single-package air conditioner | False | False | 23000 |  | 13.4 | 13.4 |  |  | True | 30 | 30 | 10.6 |  |  | False | Conventional | 11/21/2023 |  | 12/14/2023
Rheem Sales Company, Inc. | CLIMATEMASTER | RGEAZR048AJT | RGEAZR048AJT |  |  | Voluntarily Certified | Single-package air conditioner | False | False | 46000 |  | 13.4 | 13.4 |  |  | True | 30 | 30 | 10.6 |  |  | False | Conventional | 11/21/2023 |  | 12/14/2023
Rheem Sales Company, Inc. | CLIMATEMASTER | RACBZR048AJT | RACBZR048AJT |  |  | Voluntarily Certified | Single-package air conditioner | False | False | 47000 |  | 13.4 | 13.4 |  |  | False | 30 | 30 | 10.6 |  |  | False | Conventional | 11/21/2023 |  | 12/14/2023
Rheem Sales Company, Inc. | CLIMATEMASTER | RGEAZR030AJT | RGEAZR030AJT |  |  | Voluntarily Certified | Single-package air conditioner | False | False | 28400 |  | 13.4 | 13.4 |  |  | True | 30 | 30 | 10.6 |  |  | False | Conventional | 11/21/2023 |  | 12/14/2023
Rheem Sales Company, Inc. | CLIMATEMASTER | RGEAZR036AJT | RGEAZR036AJT |  |  | Voluntarily Certified | Single-package air conditioner | False | False | 34200 |  | 13.4 | 13.4 |  |  | True | 30 | 30 | 10.6 |  |  | False | Conventional | 11/21/2023 |  | 12/14/2023
Rheem Sales Company, Inc. | CLIMATEMASTER | RACCZR036AJ | RACCZR036AJ |  |  | Voluntarily Certified | Single-package air conditioner | False | False | 34200 |  | 13.4 | 13.4 |  |  | True | 30 | 30 | 10.6 |  |  | False | Conventional | 11/21/2023 |  | 12/14/2023
Rheem Sales Company, Inc. | CLIMATEMASTER | RACAZR048AJT | RACAZR048AJT |  |  | Voluntarily Certified | Single-package air conditioner | False | False | 46000 |  | 13.4 | 13.4 |  |  | True | 30 | 30 | 10.6 |  |  | False | Conventional | 11/21/2023 |  | 12/14/2023
Rheem Sales Company, Inc. | CLIMATEMASTER | RACAZR060AJT | RACAZR060AJT |  |  | Voluntarily Certified | Single-package air conditioner | False | False | 56000 |  | 13.4 | 13.4 |  |  | True | 30 | 30 | 10.6 |  |  | False | Conventional | 11/21/2023 |  | 12/14/2023
Rheem Sales Company, Inc. | CLIMATEMASTER | RACAZR030AJT | RACAZR030AJT |  |  | Voluntarily Certified | Single-package air conditioner | False | False | 28400 |  | 13.4 | 13.4 |  |  | True | 30 | 30 | 10.6 |  |  | False | Conventional | 11/21/2023 |  | 12/14/2023
Rheem Sales Company, Inc. | CLIMATEMASTER | RACBZR024AJT | RACBZR024AJT |  |  | Voluntarily Certified | Single-package air conditioner | False | False | 23000 |  | 13.4 | 13.4 |  |  | False | 30 | 30 | 10.6 |  |  | False | Conventional | 11/21/2023 |  | 12/14/2023
Rheem Sales Company, Inc. | CLIMATEMASTER | RGECZR060AJ | RGECZR060AJ |  |  | Voluntarily Certified | Single-package air conditioner | False | False | 57000 |  | 13.4 | 13.4 |  |  | True | 30 | 30 | 10.6 |  |  | False | Conventional | 11/21/2023 |  | 12/14/2023
Rheem Sales Company, Inc. | CLIMATEMASTER | RGEAZR060AJT | RGEAZR060AJT |  |  | Voluntarily Certified | Single-package air conditioner | False | False | 56000 |  | 13.4 | 13.4 |  |  | True | 30 | 30 | 10.6 |  |  | False | Conventional | 11/21/2023 |  | 12/14/2023
Rheem Sales Company, Inc. | CLIMATEMASTER | RGECZR036AJ | RGECZR036AJ |  |  | Voluntarily Certified | Single-package air conditioner | False | False | 34200 |  | 13.4 | 13.4 |  |  | True | 30 | 30 | 10.6 |  |  | False | Conventional | 11/21/2023 |  | 12/14/2023
Rheem Sales Company, Inc. | Rheem | WA14AZ30AJ1N | WA14AZ30AJ1N | RCFZ3617STANM+RXMD-C03 |  | Voluntarily Certified | Single-split-system air condit | False | False | 28600 |  | 14.3 | 13.4 |  |  | False | 0.5 | 30 | 11.7 |  | Coil-Only System | False | Conventional | 11/21/2023 |  | 12/14/2023
Rheem Sales Company, Inc. | Ruud | WA14AZ30AJ1N | WA14AZ30AJ1N | RCFZ3617STANM+RXMD-C03 |  | Voluntarily Certified | Single-split-system air condit | False | False | 28600 |  | 14.3 | 13.4 |  |  | False | 0.5 | 30 | 11.7 |  | Coil-Only System | False | Conventional | 11/21/2023 |  | 12/14/2023
Rheem Sales Company, Inc. | Rheem | RA14AZ36AJ1N | RA14AZ36AJ1N | RCFZ3617STANM+RXMD-C03 |  | Voluntarily Certified | Single-split-system air condit | False | False | 34200 |  | 14.3 | 13.4 |  |  | False | 0.5 | 30 | 11.7 |  | Coil-Only System | False | Conventional | 11/21/2023 |  | 12/14/2023
Rheem Sales Company, Inc. | Ruud | RA14AZ36AJ1N | RA14AZ36AJ1N | RCFZ3617STANM+RXMD-C03 |  | Voluntarily Certified | Single-split-system air condit | False | False | 34200 |  | 14.3 | 13.4 |  |  | False | 0.5 | 30 | 11.7 |  | Coil-Only System | False | Conventional | 11/21/2023 |  | 12/14/2023
Rheem Sales Company, Inc. | Ruud | RA14AZ30AJ1N | RA14AZ30AJ1N | RCFZ3617STANM+RXMD-C03 |  | Voluntarily Certified | Single-split-system air condit | False | False | 28600 |  | 14.3 | 13.4 |  |  | False | 0.5 | 30 | 11.7 |  | Coil-Only System | False | Conventional | 11/21/2023 |  | 12/14/2023
Rheem Sales Company, Inc. | Rheem | RA14AZ30AJ1N | RA14AZ30AJ1N | RCFZ3617STANM+RXMD-C03 |  | Voluntarily Certified | Single-split-system air condit | False | False | 28600 |  | 14.3 | 13.4 |  |  | False | 0.5 | 30 | 11.7 |  | Coil-Only System | False | Conventional | 11/21/2023 |  | 12/14/2023
Rheem Sales Company, Inc. | Rheem | WA14AZ36AJ1N | WA14AZ36AJ1N | RCFZ3617STANM+RXMD-C03 |  | Voluntarily Certified | Single-split-system air condit | False | False | 34200 |  | 14.3 | 13.4 |  |  | False | 0.5 | 30 | 11.7 |  | Coil-Only System | False | Conventional | 11/21/2023 |  | 12/14/2023
Rheem Sales Company, Inc. | Ruud | WA14AZ36AJ1N | WA14AZ36AJ1N | RCFZ3617STANM+RXMD-C03 |  | Voluntarily Certified | Single-split-system air condit | False | False | 34200 |  | 14.3 | 13.4 |  |  | False | 0.5 | 30 | 11.7 |  | Coil-Only System | False | Conventional | 11/21/2023 |  | 12/14/2023
Rheem Sales Company, Inc. | Mainline | MLA14AZ36AJ1N | MLA14AZ36AJ1N | TCFZ3617STANM+RXMD-C03 |  | Voluntarily Certified | Single-split-system air condit | False | False | 34200 |  | 14.3 | 13.4 |  |  | False | 0.5 | 30 | 11.7 |  | Coil-Only System | False | Conventional | 11/21/2023 |  | 12/14/2023
Rheem Sales Company, Inc. | Fujitsu | FOC1436SJAZNA | FOC1436SJAZNA | FCCN3617SZTA+RXMD-C03 |  | Voluntarily Certified | Single-split-system air condit | False | False | 34200 |  | 14.3 | 13.4 |  |  | False | 0.5 | 30 | 11.7 |  | Coil-Only System | False | Conventional | 11/21/2023 |  | 12/14/2023
Rheem Sales Company, Inc. | Thermal Zone | TZALAS1436AJN | TZALAS1436AJN | TCFZ3617STANM+RXMD-C03 |  | Voluntarily Certified | Single-split-system air condit | False | False | 34200 |  | 14.3 | 13.4 |  |  | False | 0.5 | 30 | 11.7 |  | Coil-Only System | False | Conventional | 11/21/2023 |  | 12/14/2023
Rheem Sales Company, Inc. | CLIMATEMASTER | RACBZR036AJT | RACBZR036AJT |  |  | Voluntarily Certified | Single-package air conditioner | False | False | 35200 |  | 13.4 | 13.4 |  |  | False | 30 | 30 | 10.6 |  |  | False | Conventional | 11/21/2023 |  | 12/14/2023
Rheem Sales Company, Inc. | CLIMATEMASTER | RACBZR042AJT | RACBZR042AJT |  |  | Voluntarily Certified | Single-package air conditioner | False | False | 40000 |  | 13.4 | 13.4 |  |  | False | 30 | 30 | 10.6 |  |  | False | Conventional | 11/21/2023 |  | 12/14/2023
Rheem Sales Company, Inc. | CLIMATEMASTER | RACBZR060AJT | RACBZR060AJT |  |  | Voluntarily Certified | Single-package air conditioner | False | False | 57000 |  | 13.4 | 13.4 |  |  | False | 30 | 30 | 10.6 |  |  | False | Conventional | 11/21/2023 |  | 12/14/2023
Rheem Sales Company, Inc. | Mainline | MLA14AZ30AJ1N | MLA14AZ30AJ1N | TCFZ3617STANM+RXMD-C03 |  | Voluntarily Certified | Single-split-system air condit | False | False | 28600 |  | 14.3 | 13.4 |  |  | False | 0.5 | 30 | 11.7 |  | Coil-Only System | False | Conventional | 11/21/2023 |  | 12/14/2023
Rheem Sales Company, Inc. | Fujitsu | FOC1430SJAZNA | FOC1430SJAZNA | FCCN3617SZTA+RXMD-C03 |  | Voluntarily Certified | Single-split-system air condit | False | False | 28600 |  | 14.3 | 13.4 |  |  | False | 0.5 | 30 | 11.7 |  | Coil-Only System | False | Conventional | 11/21/2023 |  | 12/14/2023
Rheem Sales Company, Inc. | Thermal Zone | TZALAS1430AJN | TZALAS1430AJN | TCFZ3617STANM+RXMD-C03 |  | Voluntarily Certified | Single-split-system air condit | False | False | 28600 |  | 14.3 | 13.4 |  |  | False | 0.5 | 30 | 11.7 |  | Coil-Only System | False | Conventional | 11/21/2023 |  | 12/14/2023
Rheem Sales Company, Inc. | CLIMATEMASTER | RACAZR042AJT | RACAZR042AJT |  |  | Voluntarily Certified | Single-package air conditioner | False | False | 40500 |  | 13.4 | 13.4 |  |  | True | 30 | 30 | 10.6 |  |  | False | Conventional | 11/21/2023 |  | 12/14/2023
Rheem Sales Company, Inc. | CLIMATEMASTER | RACBZR030AJT | RACBZR030AJT |  |  | Voluntarily Certified | Single-package air conditioner | False | False | 28000 |  | 13.4 | 13.4 |  |  | False | 30 | 30 | 10.6 |  |  | False | Conventional | 11/21/2023 |  | 12/14/2023
Rheem Sales Company, Inc. | CLIMATEMASTER | RACAZR036AJT | RACAZR036AJT |  |  | Voluntarily Certified | Single-package air conditioner | False | False | 34200 |  | 13.4 | 13.4 |  |  | True | 30 | 30 | 10.6 |  |  | False | Conventional | 11/21/2023 |  | 12/14/2023
Rheem Sales Company, Inc. | CLIMATEMASTER | RGECZR048AJ | RGECZR048AJ |  |  | Voluntarily Certified | Single-package air conditioner | False | False | 45500 |  | 13.4 | 13.4 |  |  | True | 30 | 30 | 10.6 |  |  | False | Conventional | 11/21/2023 |  | 12/14/2023
Rheem Sales Company, Inc. | CLIMATEMASTER | RGEAZR024AJT | RGEAZR024AJT |  |  | Voluntarily Certified | Single-package air conditioner | False | False | 23000 |  | 13.4 | 13.4 |  |  | True | 30 | 30 | 10.6 |  |  | False | Conventional | 11/21/2023 |  | 12/14/2023
Rheem Sales Company, Inc. | CLIMATEMASTER | RGEAZR042AJT | RGEAZR042AJT |  |  | Voluntarily Certified | Single-package air conditioner | False | False | 40500 |  | 13.4 | 13.4 |  |  | True | 30 | 30 | 10.6 |  |  | False | Conventional | 11/21/2023 |  | 12/14/2023
Rheem Sales Company, Inc. | CLIMATEMASTER | RACCZR048AJ | RACCZR048AJ |  |  | Voluntarily Certified | Single-package air conditioner | False | False | 45000 |  | 13.4 | 13.4 |  |  | True | 30 | 30 | 10.6 |  |  | False | Conventional | 11/21/2023 |  | 12/14/2023
Rheem Sales Company, Inc. | CLIMATEMASTER | RACCZR060AJ | RACCZR060AJ |  |  | Voluntarily Certified | Single-package air conditioner | False | False | 56500 |  | 13.4 | 13.4 |  |  | True | 30 | 30 | 10.6 |  |  | False | Conventional | 11/21/2023 |  | 12/14/2023
Rheem Sales Company, Inc. | CLIMATEMASTER | RACAZR024AJT | RACAZR024AJT |  |  | Voluntarily Certified | Single-package air conditioner | False | False | 23000 |  | 13.4 | 13.4 |  |  | True | 30 | 30 | 10.6 |  |  | False | Conventional | 11/21/2023 |  | 12/14/2023
Rheem Sales Company, Inc. | CLIMATEMASTER | RGEAZR048AJT | RGEAZR048AJT |  |  | Voluntarily Certified | Single-package air conditioner | False | False | 46000 |  | 13.4 | 13.4 |  |  | True | 30 | 30 | 10.6 |  |  | False | Conventional | 11/21/2023 |  | 12/14/2023
Rheem Sales Company, Inc. | CLIMATEMASTER | RACBZR048AJT | RACBZR048AJT |  |  | Voluntarily Certified | Single-package air conditioner | False | False | 47000 |  | 13.4 | 13.4 |  |  | False | 30 | 30 | 10.6 |  |  | False | Conventional | 11/21/2023 |  | 12/14/2023
Rheem Sales Company, Inc. | CLIMATEMASTER | RGEAZR030AJT | RGEAZR030AJT |  |  | Voluntarily Certified | Single-package air conditioner | False | False | 28400 |  | 13.4 | 13.4 |  |  | True | 30 | 30 | 10.6 |  |  | False | Conventional | 11/21/2023 |  | 12/14/2023
Rheem Sales Company, Inc. | CLIMATEMASTER | RGEAZR036AJT | RGEAZR036AJT |  |  | Voluntarily Certified | Single-package air conditioner | False | False | 34200 |  | 13.4 | 13.4 |  |  | True | 30 | 30 | 10.6 |  |  | False | Conventional | 11/21/2023 |  | 12/14/2023
Rheem Sales Company, Inc. | CLIMATEMASTER | RACCZR036AJ | RACCZR036AJ |  |  | Voluntarily Certified | Single-package air conditioner | False | False | 34200 |  | 13.4 | 13.4 |  |  | True | 30 | 30 | 10.6 |  |  | False | Conventional | 11/21/2023 |  | 12/14/2023
Rheem Sales Company, Inc. | CLIMATEMASTER | RACAZR048AJT | RACAZR048AJT |  |  | Voluntarily Certified | Single-package air conditioner | False | False | 46000 |  | 13.4 | 13.4 |  |  | True | 30 | 30 | 10.6 |  |  | False | Conventional | 11/21/2023 |  | 12/14/2023
Rheem Sales Company, Inc. | CLIMATEMASTER | RACAZR060AJT | RACAZR060AJT |  |  | Voluntarily Certified | Single-package air conditioner | False | False | 56000 |  | 13.4 | 13.4 |  |  | True | 30 | 30 | 10.6 |  |  | False | Conventional | 12/14/2023 |  | 12/14/2023
GE Appliances, a Haier company | GE Appliances Zoneline | AZ95E09DACK2 | AZ95E09DACK2 |  |  | Voluntarily Certified | Single-package space-constrain | False | False | 9000 |  | 12.6 | 11.7 |  |  | True | 30 | 30 | 11.2 |  |  | False | Space Constrained | 11/15/2023 |  | 12/14/2023
GE Appliances, a Haier company | GE Appliances Zoneline | AZ95E18DACK2 | AZ95E18DACK2 |  |  | Voluntarily Certified | Single-package space-constrain | False | False | 17200 |  | 12.2 | 11.7 |  |  | True | 30 | 30 | 11 |  |  | False | Space Constrained | 11/15/2023 |  | 12/14/2023
GE Appliances, a Haier company | GE Appliances Zoneline | AZ95E12DACK2 | AZ95E12DACK2 |  |  | Voluntarily Certified | Single-package space-constrain | False | False | 11600 |  | 13.5 | 11.7 |  |  | True | 30 | 30 | 12 |  |  | False | Space Constrained | 11/15/2023 |  | 12/14/2023
GE Appliances, a Haier company | GE Appliances Zoneline | AZ95E09DACK2 | AZ95E09DACK2 |  |  | Voluntarily Certified | Single-package space-constrain | False | False | 9000 |  | 12.6 | 11.7 |  |  | True | 30 | 30 | 11.2 |  |  | False | Space Constrained | 12/14/2023 |  | 12/14/2023
GE Appliances, a Haier company | GE Appliances Zoneline | AZ95E18DACK2 | AZ95E18DACK2 |  |  | Voluntarily Certified | Single-package space-constrain | False | False | 17200 |  | 12.2 | 11.7 |  |  | True | 30 | 30 | 11 |  |  | False | Space Constrained | 12/14/2023 |  | 12/14/2023
GE Appliances, a Haier company | GE Appliances Zoneline | AZ95E12DACK2 | AZ95E12DACK2 |  |  | Voluntarily Certified | Single-package space-constrain | False | False | 11600 |  | 13.5 | 11.7 |  |  | True | 30 | 30 | 12 |  |  | False | Space Constrained | 12/14/2023 |  | 12/14/2023
GD Midea Air-Conditioning Equipment Co., Ltd. | MDV | MOX430U-18CFN1-M | MOX430U-18CFN1-M | MAC-24HWDN1-MN0 |  | Voluntarily Certified | Single-split-system air condit | False | False | 18000 |  | 16 | 13.4 |  |  | True | 30 | 30 | 11.7 |  | Coil-Only System | True | Conventional | 11/15/2023 |  | 12/14/2023
GD Midea Air-Conditioning Equipment Co., Ltd. | MDV | MOD30U-36CFN1-M | MOD30U-36CFN1-M | MAC-36HWDN1-MN0 |  | Voluntarily Certified | Single-split-system air condit | False | False | 32600 |  | 15.3 | 13.4 |  |  | True | 30 | 30 | 11 |  | Coil-Only System | True | Conventional | 11/15/2023 |  | 12/14/2023
GD Midea Air-Conditioning Equipment Co., Ltd. | MDV | MOD30-24CFN1-MW | MOD30-24CFN1-MW | MAC-24HWDN1-MN0 |  | Voluntarily Certified | Single-split-system air condit | False | False | 24000 |  | 16.5 | 13.4 |  |  | True | 30 | 30 | 11.4 |  | Coil-Only System | True | Conventional | 11/15/2023 |  | 12/14/2023
GD Midea Air-Conditioning Equipment Co., Ltd. | MDV | MOD30U-30CFN1-M | MOD30U-30CFN1-M | MAC-36HWDN1-MN0 |  | Voluntarily Certified | Single-split-system air condit | False | False | 30000 |  | 15.2 | 13.4 |  |  | True | 30 | 30 | 11.5 |  | Coil-Only System | True | Conventional | 11/15/2023 |  | 12/14/2023
GD Midea Air-Conditioning Equipment Co., Ltd. | MDV | MOE30U-48CFN1-M-[X2] | MOE30U-48CFN1-M-[X2] | MAC-60HWDN1-MN0 |  | Voluntarily Certified | Single-split-system air condit | False | False | 44000 |  | 15.5 | 13.4 |  |  | True | 30 | 30 | 11 |  | Coil-Only System | True | Conventional | 11/15/2023 |  | 12/14/2023
GD Midea Air-Conditioning Equipment Co., Ltd. | AC PRO.COM | AOD30U-36CFN1-M | AOD30U-36CFN1-M | AAC-36HWDN1-MN0 |  | Voluntarily Certified | Single-split-system air condit | False | False | 32600 |  | 15.3 | 13.4 |  |  | True | 30 | 30 | 11 |  | Coil-Only System | True | Conventional | 11/15/2023 |  | 12/14/2023
GD Midea Air-Conditioning Equipment Co., Ltd. | AC PRO.COM | AOD30-24CFN1-MW | AOD30-24CFN1-MW | AAC-24HWDN1-MN0 |  | Voluntarily Certified | Single-split-system air condit | False | False | 24000 |  | 16.5 | 13.4 |  |  | True | 30 | 30 | 11.4 |  | Coil-Only System | True | Conventional | 11/15/2023 |  | 12/14/2023
GD Midea Air-Conditioning Equipment Co., Ltd. | AC PRO.COM | AOD30U-30CFN1-M | AOD30U-30CFN1-M | AAC-36HWDN1-MN0 |  | Voluntarily Certified | Single-split-system air condit | False | False | 30000 |  | 15.2 | 13.4 |  |  | True | 30 | 30 | 11.5 |  | Coil-Only System | True | Conventional | 11/15/2023 |  | 12/14/2023
GD Midea Air-Conditioning Equipment Co., Ltd. | AC PRO.COM | AOX430U-18CFN1-M | AOX430U-18CFN1-M | AAC-24HWDN1-MN0 |  | Voluntarily Certified | Single-split-system air condit | False | False | 18000 |  | 16 | 13.4 |  |  | True | 30 | 30 | 11.7 |  | Coil-Only System | True | Conventional | 11/15/2023 |  | 12/14/2023
GD Midea Air-Conditioning Equipment Co., Ltd. | MDV | MOX430U-18CFN1-M | MOX430U-18CFN1-M | MAC-24HWDN1-MN0 |  | Voluntarily Certified | Single-split-system air condit | False | False | 18000 |  | 16 |  |  |  | True | 30 |  | 11.7 |  | Coil-Only System | True | Conventional | 12/14/2023 |  | 12/14/2023
GD Midea Air-Conditioning Equipment Co., Ltd. | MDV | MOD30U-36CFN1-M | MOD30U-36CFN1-M | MAC-36HWDN1-MN0 |  | Voluntarily Certified | Single-split-system air condit | False | False | 32600 |  | 15.3 |  |  |  | True | 30 |  | 11 |  | Coil-Only System | True | Conventional | 12/14/2023 |  | 12/14/2023
GD Midea Air-Conditioning Equipment Co., Ltd. | MDV | MOD30-24CFN1-MW | MOD30-24CFN1-MW | MAC-24HWDN1-MN0 |  | Voluntarily Certified | Single-split-system air condit | False | False | 24000 |  | 16.5 |  |  |  | True | 30 |  | 11.4 |  | Coil-Only System | True | Conventional | 12/14/2023 |  | 12/14/2023
GD Midea Air-Conditioning Equipment Co., Ltd. | MDV | MOD30U-30CFN1-M | MOD30U-30CFN1-M | MAC-36HWDN1-MN0 |  | Voluntarily Certified | Single-split-system air condit | False | False | 30000 |  | 15.2 |  |  |  | True | 30 |  | 11.5 |  | Coil-Only System | True | Conventional | 12/14/2023 |  | 12/14/2023
GD Midea Air-Conditioning Equipment Co., Ltd. | MDV | MOE30U-48CFN1-M-[X2] | MOE30U-48CFN1-M-[X2] | MAC-60HWDN1-MN0 |  | Voluntarily Certified | Single-split-system air condit | False | False | 44000 |  | 15.5 |  |  |  | True | 30 |  | 11 |  | Coil-Only System | True | Conventional | 12/14/2023 |  | 12/14/2023
GD Midea Air-Conditioning Equipment Co., Ltd. | AC PRO.COM | AOD30U-36CFN1-M | AOD30U-36CFN1-M | AAC-36HWDN1-MN0 |  | Voluntarily Certified | Single-split-system air condit | False | False | 32600 |  | 15.3 |  |  |  | True | 30 |  | 11 |  | Coil-Only System | True | Conventional | 12/14/2023 |  | 12/14/2023
GD Midea Air-Conditioning Equipment Co., Ltd. | AC PRO.COM | AOD30-24CFN1-MW | AOD30-24CFN1-MW | AAC-24HWDN1-MN0 |  | Voluntarily Certified | Single-split-system air condit | False | False | 24000 |  | 16.5 |  |  |  | True | 30 |  | 11.4 |  | Coil-Only System | True | Conventional | 12/14/2023 |  | 12/14/2023
GD Midea Air-Conditioning Equipment Co., Ltd. | AC PRO.COM | AOD30U-30CFN1-M | AOD30U-30CFN1-M | AAC-36HWDN1-MN0 |  | Voluntarily Certified | Single-split-system air condit | False | False | 30000 |  | 15.2 |  |  |  | True | 30 |  | 11.5 |  | Coil-Only System | True | Conventional | 12/14/2023 |  | 12/14/2023
GD Midea Air-Conditioning Equipment Co., Ltd. | AC PRO.COM | AOX430U-18CFN1-M | AOX430U-18CFN1-M | AAC-24HWDN1-MN0 |  | Voluntarily Certified | Single-split-system air condit | False | False | 18000 |  | 16 |  |  |  | True | 30 |  | 11.7 |  | Coil-Only System | True | Conventional | 12/14/2023 |  | 12/14/2023
Daikin Comfort Technologies Manufacturing, L.P. | Amana | ASXS601810A* | ASXS601810A* | AHVE24BP1400B* |  | Voluntarily Certified | Single-split-system air condit | False | False | 16600 |  | 17.2 | 13.4 |  |  | True | 30 | 30 | 10.9 |  | Blower Coil System | True | Conventional | 11/15/2023 |  | 12/14/2023
Daikin Comfort Technologies Manufacturing, L.P. | Liberty Heating & Air Conditioning | ASXS601810A* | ASXS601810A* | AHVE24BP1400B* |  | Voluntarily Certified | Single-split-system air condit | False | False | 16600 |  | 17.2 | 13.4 |  |  | True | 30 | 30 | 10.9 |  | Blower Coil System | True | Conventional | 11/29/2023 |  | 12/14/2023
Daikin Comfort Technologies Manufacturing, L.P. | Liberty Heating & Air Conditioning | ASXS602410A* | ASXS602410A* | AHVE24BP1400B* |  | Voluntarily Certified | Single-split-system air condit | False | False | 22200 |  | 17 | 13.4 |  |  | True | 30 | 30 | 10.1 |  | Blower Coil System | True | Conventional | 11/29/2023 |  | 12/14/2023
Daikin Comfort Technologies Manufacturing, L.P. | Amana | ASXS602410A* | ASXS602410A* | AHVE24BP1400B* |  | Voluntarily Certified | Single-split-system air condit | False | False | 22200 |  | 17 | 13.4 |  |  | True | 30 | 30 | 10.1 |  | Blower Coil System | True | Conventional | 11/15/2023 |  | 12/14/2023
Daikin Comfort Technologies Manufacturing, L.P. | Liberty Heating & Air Conditioning | ASXS603010A* | ASXS603010A* | AHVE36CP1400B* |  | Voluntarily Certified | Single-split-system air condit | False | False | 27800 |  | 16.8 | 13.4 |  |  | True | 30 | 30 | 9.9 |  | Blower Coil System | True | Conventional | 11/29/2023 |  | 12/14/2023
Daikin Comfort Technologies Manufacturing, L.P. | Amana | ASXS603010A* | ASXS603010A* | AHVE36CP1400B* |  | Voluntarily Certified | Single-split-system air condit | False | False | 27800 |  | 16.8 | 13.4 |  |  | True | 30 | 30 | 9.9 |  | Blower Coil System | True | Conventional | 11/15/2023 |  | 12/14/2023
Daikin Comfort Technologies Manufacturing, L.P. | Daikin | DX6VSA241WA* | DX6VSA241WA* | DFVE24BP1400B* |  | Voluntarily Certified | Single-split-system air condit | False | False | 22200 |  | 17 | 13.4 |  |  | True | 30 | 30 | 10.1 |  | Blower Coil System | True | Conventional | 11/29/2023 |  | 12/14/2023
Daikin Comfort Technologies Manufacturing, L.P. | Daikin | DX6VSA301WA* | DX6VSA301WA* | DFVE36CP1400B* |  | Voluntarily Certified | Single-split-system air condit | False | False | 27800 |  | 16.8 | 13.4 |  |  | True | 30 | 30 | 9.9 |  | Blower Coil System | True | Conventional | 11/29/2023 |  | 12/14/2023
Daikin Comfort Technologies Manufacturing, L.P. | Daikin | DX6VSA181WA* | DX6VSA181WA* | DFVE24BP1400B* |  | Voluntarily Certified | Single-split-system air condit | False | False | 16600 |  | 17.2 | 13.4 |  |  | True | 30 | 30 | 10.9 |  | Blower Coil System | True | Conventional | 11/29/2023 |  | 12/14/2023
Daikin Comfort Technologies Manufacturing, L.P. | Goodman | GSXS601810A* | GSXS601810A* | AHVE24BP1400B* |  | Voluntarily Certified | Single-split-system air condit | False | False | 16600 |  | 17.2 | 13.4 |  |  | True | 30 | 30 | 10.9 |  | Blower Coil System | True | Conventional | 11/29/2023 |  | 12/14/2023
Daikin Comfort Technologies Manufacturing, L.P. | Goodman | GSXS602410A* | GSXS602410A* | AHVE24BP1400B* |  | Voluntarily Certified | Single-split-system air condit | False | False | 22200 |  | 17 | 13.4 |  |  | True | 30 | 30 | 10.1 |  | Blower Coil System | True | Conventional | 11/29/2023 |  | 12/14/2023
Daikin Comfort Technologies Manufacturing, L.P. | Goodman | GSXS603010A* | GSXS603010A* | AHVE36CP1400B* |  | Voluntarily Certified | Single-split-system air condit | False | False | 27800 |  | 16.8 | 13.4 |  |  | True | 30 | 30 | 9.9 |  | Blower Coil System | True | Conventional | 11/29/2023 |  | 12/14/2023
Carrier Corp. - Indianapolis | BRYANT HEATING AND COOLING SYSTEMS | 127TBN048**WA* | 127TBN048**WA* | CVPVA4924XMC*+TDR |  | Voluntarily Certified | Single-split-system air condit | False | False | 47000 |  | 13.8 | 13.4 |  |  | False | 30 | 30 | 12 |  | Coil-Only System | False | Conventional | 11/15/2023 |  | 12/14/2023
Carrier Corp. - Indianapolis | Carrier | 24TPB724W**30* | 24TPB724W**30* | CVPVA2517XMC*+TDR |  | Voluntarily Certified | Single-split-system air condit | False | False | 23400 |  | 14.3 | 13.4 |  |  | False | 30 | 30 | 11.7 |  | Coil-Only System | False | Conventional | 11/15/2023 |  | 12/14/2023
Carrier Corp. - Indianapolis | BRYANT HEATING AND COOLING SYSTEMS | 127TBN036**WA* | 127TBN036**WA* | CVPVA3721XMC*+TDR |  | Voluntarily Certified | Single-split-system air condit | False | False | 35000 |  | 14.3 | 13.4 |  |  | False | 30 | 30 | 12 |  | Coil-Only System | False | Conventional | 11/15/2023 |  | 12/14/2023
Carrier Corp. - Indianapolis | Carrier | 24TPB736W**30* | 24TPB736W**30* | CVPVA3721XMC*+TDR |  | Voluntarily Certified | Single-split-system air condit | False | False | 35000 |  | 14.3 | 13.4 |  |  | False | 30 | 30 | 12 |  | Coil-Only System | False | Conventional | 11/15/2023 |  | 12/14/2023
Carrier Corp. - Indianapolis | BRYANT HEATING AND COOLING SYSTEMS | 127TBN024**WA* | 127TBN024**WA* | CVPVA2517XMC*+TDR |  | Voluntarily Certified | Single-split-system air condit | False | False | 23400 |  | 14.3 | 13.4 |  |  | False | 30 | 30 | 11.7 |  | Coil-Only System | False | Conventional | 11/15/2023 |  | 12/14/2023
Carrier Corp. - Indianapolis | BRYANT HEATING AND COOLING SYSTEMS | 127TBN060**WA* | 127TBN060**WA* | CVPVA6124XMC*+TDR |  | Voluntarily Certified | Single-split-system air condit | False | False | 57500 |  | 13.8 | 13.4 |  |  | False | 30 | 30 | 11.5 |  | Coil-Only System | False | Conventional | 11/15/2023 |  | 12/14/2023
Carrier Corp. - Indianapolis | Carrier | 24TPB760W**30* | 24TPB760W**30* | CVPVA6124XMC*+TDR |  | Voluntarily Certified | Single-split-system air condit | False | False | 57500 |  | 13.8 | 13.4 |  |  | False | 30 | 30 | 11.5 |  | Coil-Only System | False | Conventional | 11/15/2023 |  | 12/14/2023
Carrier Corp. - Indianapolis | Carrier | 24TPB748W**30* | 24TPB748W**30* | CVPVA4924XMC*+TDR |  | Voluntarily Certified | Single-split-system air condit | False | False | 47000 |  | 13.8 | 13.4 |  |  | False | 30 | 30 | 12 |  | Coil-Only System | False | Conventional | 11/15/2023 |  | 12/14/2023
Carrier Corp. - Indianapolis | BRYANT HEATING AND COOLING SYSTEMS | 127TBN048**WA* | 127TBN048**WA* | CVPVA4924XMC*+TDR |  | Voluntarily Certified | Single-split-system air condit | False | False | 47000 |  | 13.8 | 13.4 |  |  | False | 30 | 30 | 12 |  | Coil-Only System | False | Conventional | 11/15/2023 |  | 12/14/2023
Carrier Corp. - Indianapolis | Carrier | 24TPB724W**30* | 24TPB724W**30* | CVPVA2517XMC*+TDR |  | Voluntarily Certified | Single-split-system air condit | False | False | 23400 |  | 14.3 | 13.4 |  |  | False | 30 | 30 | 11.7 |  | Coil-Only System | False | Conventional | 12/14/2023 |  | 12/14/2023
AAON, Inc. | Aaon | RQ-004-1-0-BBBC-S0-21-000-A | RQ-004-1-0-BBBC-S0-21-000-A |  |  | Voluntarily Certified | Single-package heat pumps (oth | False | False | 47500 | 47500 | 14.6 | 13.4 | 7.35 | 6.7 | False | 30 | 33 | 12 |  |  | False | Conventional | 11/21/2023 |  | 12/14/2023
AAON, Inc. | Aaon | RQ-004-1-0-BBBC-S0-21-000-A | RQ-004-1-0-BBBC-S0-21-000-A |  |  | Voluntarily Certified | Single-package heat pumps (oth | False | False | 47500 | 47500 | 14.6 | 13.4 | 7.35 | 6.7 | False | 30 | 33 | 12 |  |  | False | Conventional | 12/14/2023 |  | 12/14/2023
TCL Air conditioner (Zhongshan) Co., Ltd | TCL | TCU-60D7HEWA/DV2O | TCU-60D7HEWA/DV2O | TCU-48D7HWA/DV2I |  | Voluntarily Certified | Single-split-system heat pumps | False | False | 45000 | 47000 | 18 |  | 9 |  | True | 30 |  | 11.7 |  | Blower Coil System | True | Conventional | 11/21/2023 |  | 12/14/2023
TCL Air conditioner (Zhongshan) Co., Ltd | Ecoer | EODA18H-4860B | EODA18H-4860B | EAHATN-48B |  | Voluntarily Certified | Single-split-system heat pumps | False | False | 45000 | 47000 | 18 |  | 9 |  | True | 30 |  | 11.7 |  | Blower Coil System | True | Conventional | 11/21/2023 |  | 12/14/2023
TCL Air conditioner (Zhongshan) Co., Ltd | TCL | TCU-60D7HEWA/DV2O | TCU-60D7HEWA/DV2O | TCU-48D7HWA/DV2I |  | Voluntarily Certified | Single-split-system heat pumps | False | False | 45000 | 47000 | 18 | 14.3 | 9 | 7.5 | True | 30 | 33 | 11.7 |  | Blower Coil System | True | Conventional | 12/14/2023 |  | 12/14/2023
TCL Air conditioner (Zhongshan) Co., Ltd | Ecoer | EODA18H-4860B | EODA18H-4860B | EAHATN-48B |  | Voluntarily Certified | Single-split-system heat pumps | False | False | 45000 | 47000 | 18 | 14.3 | 9 | 7.5 | True | 30 | 33 | 11.7 |  | Blower Coil System | True | Conventional | 12/14/2023 |  | 12/14/2023
Rheem Sales Company, Inc. | Friedrich | FRP14AZ18AJ1N | FRP14AZ18AJ1N | FRH2TZ2417STANN |  | Voluntarily Certified | Single-split-system heat pumps | False | False | 17100 | 17000 | 14.3 | 14.3 | 7.5 | 7.5 | True | 0.5 | 33 | 9 |  | Blower Coil System | False | Conventional | 11/28/2023 |  | 12/14/2023
Rheem Sales Company, Inc. | Friedrich | FWP14AZ18AJ1N | FWP14AZ18AJ1N | FRH2TZ2417STANN |  | Voluntarily Certified | Single-split-system heat pumps | False | False | 17100 | 17000 | 14.3 | 14.3 | 7.5 | 7.5 | True | 0.5 | 33 | 9 |  | Blower Coil System | False | Conventional | 11/28/2023 |  | 12/14/2023
Rheem Sales Company, Inc. | CLIMATEMASTER | RHPXZR042AJT | RHPXZR042AJT |  |  | Voluntarily Certified | Single-package heat pumps (oth | False | False | 41500 | 40000 | 13.4 | 13.4 | 6.7 | 6.7 | True | 30 | 33 | 10.6 |  |  | False | Conventional | 11/28/2023 |  | 12/14/2023
Rheem Sales Company, Inc. | CLIMATEMASTER | RHPAZR036AJT | RHPAZR036AJT |  |  | Voluntarily Certified | Single-package heat pumps (oth | False | False | 34200 | 33800 | 13.4 | 13.4 | 6.7 | 6.7 | True | 30 | 33 | 10.6 |  |  | False | Conventional | 11/28/2023 |  | 12/14/2023
Rheem Sales Company, Inc. | CLIMATEMASTER | RHPCZR036AJ | RHPCZR036AJ |  |  | Voluntarily Certified | Single-package heat pumps (oth | False | False | 35400 | 34400 | 13.4 | 13.4 | 6.7 | 6.7 | True | 33 | 33 | 10.6 |  |  | False | Conventional | 11/28/2023 |  | 12/14/2023
Rheem Sales Company, Inc. | CLIMATEMASTER | RHPCZR048AJ | RHPCZR048AJ |  |  | Voluntarily Certified | Single-package heat pumps (oth | False | False | 46000 | 46000 | 13.4 | 13.4 | 6.7 | 6.7 | True | 33 | 33 | 10.6 |  |  | False | Conventional | 11/28/2023 |  | 12/14/2023
Rheem Sales Company, Inc. | CLIMATEMASTER | RHPXZR060AJT | RHPXZR060AJT |  |  | Voluntarily Certified | Single-package heat pumps (oth | False | False | 57000 | 56000 | 13.4 | 13.4 | 6.7 | 6.7 | True | 30 | 33 | 10.6 |  |  | False | Conventional | 11/28/2023 |  | 12/14/2023
Rheem Sales Company, Inc. | CLIMATEMASTER | RHPAZR024AJT | RHPAZR024AJT |  |  | Voluntarily Certified | Single-package heat pumps (oth | False | False | 23000 | 22400 | 13.4 | 13.4 | 6.7 | 6.7 | True | 30 | 33 | 10.6 |  |  | False | Conventional | 11/28/2023 |  | 12/14/2023
Rheem Sales Company, Inc. | CLIMATEMASTER | RHPAZR030AJT | RHPAZR030AJT |  |  | Voluntarily Certified | Single-package heat pumps (oth | False | False | 29000 | 28200 | 13.4 | 13.4 | 6.7 | 6.7 | True | 30 | 33 | 10.6 |  |  | False | Conventional | 11/28/2023 |  | 12/14/2023
Rheem Sales Company, Inc. | CLIMATEMASTER | RHPCZR060AJ | RHPCZR060AJ |  |  | Voluntarily Certified | Single-package heat pumps (oth | False | False | 57500 | 57500 | 13.4 | 13.4 | 6.7 | 6.7 | True | 33 | 33 | 10.6 |  |  | False | Conventional | 11/28/2023 |  | 12/14/2023
Rheem Sales Company, Inc. | CLIMATEMASTER | RHPXZR048AJT | RHPXZR048AJT |  |  | Voluntarily Certified | Single-package heat pumps (oth | False | False | 47000 | 46000 | 13.4 | 13.4 | 6.7 | 6.7 | True | 30 | 33 | 10.6 |  |  | False | Conventional | 11/28/2023 |  | 12/14/2023
Lennox Industries Inc. | Lennox | SL25XPV-036-230A** | SL25XPV-036-230A** | CBA38MV-060-230*+TDR |  | Voluntarily Certified | Single-split-system heat pumps | False | False | 33800 | 35200 | 20 | 14.3 | 9.1 | 7.5 | False | 33 | 33 | 13.4 |  | Blower Coil System | True | Conventional | 11/28/2023 |  | 12/14/2023
Lennox Industries Inc. | Breeze33 | 4HP17L30P-**A | 4HP17L30P-**A | BCE5C30M*4X |  | Voluntarily Certified | Single-split-system heat pumps | False | False | 28400 | 27800 | 14.4 | 14.3 | 8 | 7.5 | False | 33 | 33 | 12 |  | Blower Coil System | False | Conventional | 11/29/2023 |  | 12/14/2023
Lennox Industries Inc. | Breeze33 | 4HP17L42P-**A | 4HP17L42P-**A | BCE5C42M*4X |  | Voluntarily Certified | Single-split-system heat pumps | False | False | 40500 | 39000 | 14.4 | 14.3 | 7.9 | 7.5 | False | 33 | 33 | 12 |  | Blower Coil System | False | Conventional | 11/29/2023 |  | 12/14/2023
Lennox Industries Inc. | Breeze33 | 4HP17L18P-**A | 4HP17L18P-**A | BCE5C18M*4X |  | Voluntarily Certified | Single-split-system heat pumps | False | False | 18000 | 17900 | 15.2 | 14.3 | 8 | 7.5 | False | 33 | 33 | 13 |  | Blower Coil System | False | Conventional | 11/29/2023 |  | 12/14/2023
Lennox Industries Inc. | Breeze33 | 4HP17L24P-**A | 4HP17L24P-**A | BCE5C24M*4X |  | Voluntarily Certified | Single-split-system heat pumps | False | False | 23200 | 22200 | 14.7 | 14.3 | 8 | 7.5 | False | 33 | 33 | 12.4 |  | Blower Coil System | False | Conventional | 11/29/2023 |  | 12/14/2023
Lennox Industries Inc. | Lennox | SL25XPV-024-230A** | SL25XPV-024-230A** | CBA38MV-042-230*+TDR |  | Voluntarily Certified | Single-split-system heat pumps | False | False | 22400 | 22200 | 22.2 | 14.3 | 9.1 | 7.5 | False | 33 | 33 | 14 |  | Blower Coil System | True | Conventional | 11/28/2023 |  | 12/14/2023
Lennox Industries Inc. | Lennox | SL25XPV-060-230A** | SL25XPV-060-230A** | CBA38MV-060-230*+TDR |  | Voluntarily Certified | Single-split-system heat pumps | False | False | 53000 | 59500 | 19.4 | 14.3 | 9 | 7.5 | False | 33 | 33 | 11 |  | Blower Coil System | True | Conventional | 11/28/2023 |  | 12/14/2023
Lennox Industries Inc. | Breeze33 | 4HP17L36P-**A | 4HP17L36P-**A | BCE5C36M*4X |  | Voluntarily Certified | Single-split-system heat pumps | False | False | 35600 | 34000 | 14.7 | 14.3 | 8 | 7.5 | False | 33 | 33 | 11.7 |  | Blower Coil System | False | Conventional | 11/29/2023 |  | 12/14/2023
Lennox Industries Inc. | Lennox | SL25XPV-048-230A** | SL25XPV-048-230A** | CBA38MV-060-230*+TDR |  | Voluntarily Certified | Single-split-system heat pumps | False | False | 44500 | 44500 | 20 | 14.3 | 9.3 | 7.5 | False | 33 | 33 | 12 |  | Blower Coil System | True | Conventional | 11/28/2023 |  | 12/14/2023
Lennox Industries Inc. | Breeze33 | 4HP17L48P-**A | 4HP17L48P-**A | BCE5C48M*4X |  | Voluntarily Certified | Single-split-system heat pumps | False | False | 47000 | 46500 | 14.7 | 14.3 | 8.2 | 7.5 | False | 33 | 33 | 12.4 |  | Blower Coil System | False | Conventional | 11/29/2023 |  | 12/14/2023
Lennox Industries Inc. | Breeze33 | 4HP17L60P-**A | 4HP17L60P-**A | BCE5C60M*4X |  | Voluntarily Certified | Single-split-system heat pumps | False | False | 56500 | 54000 | 14.3 | 14.3 | 8 | 7.5 | False | 33 | 33 | 11.7 |  | Blower Coil System | False | Conventional | 11/29/2023 |  | 12/14/2023
Johnson Controls, Inc. | York | PHE6A2424 | PHE6A2424 |  |  | Voluntarily Certified | Single-package heat pumps (oth | False | False | 24000 | 23000 | 15.2 | 13.4 | 7.2 | 6.7 | False | 33 | 33 | 12 |  |  | False | Conventional | 11/29/2023 |  | 12/14/2023
Johnson Controls, Inc. | York | YZV48B21 | YZV48B21 | JHVVC48HE3C2N1+CC |  | Voluntarily Certified | Single-split-system heat pumps | True | False | 44500 | 44000 | 19.5 | 14.3 | 8.5 | 7.5 | False | 33 | 33 | 12.4 |  | Blower Coil System | True | Conventional | 11/29/2023 |  | 12/14/2023
Johnson Controls, Inc. | York | HMH72B341 | HMH72B341 | JHETC36DBCS2N1 |  | Voluntarily Certified | Single-split-system heat pumps | False | False | 34000 | 33200 | 18.5 | 14.3 | 8.7 | 7.5 | False | 33 | 33 | 10.5 |  | Blower Coil System | True | Conventional | 11/29/2023 |  | 12/14/2023
Johnson Controls, Inc. | York | PHE4B4824 | PHE4B4824 |  |  | Voluntarily Certified | Single-package heat pumps (oth | False | False | 47500 | 47000 | 13.4 | 13.4 | 6.7 | 6.7 | False | 33 | 33 | 11 |  |  | False | Conventional | 11/29/2023 |  | 12/14/2023
Johnson Controls, Inc. | York | PHE4A3024 | PHE4A3024 |  |  | Voluntarily Certified | Single-package heat pumps (oth | False | False | 29400 | 28400 | 13.4 | 13.4 | 6.7 | 6.7 | False | 33 | 33 | 11 |  |  | False | Conventional | 11/29/2023 |  | 12/14/2023
Johnson Controls, Inc. | York | PHE4B4224 | PHE4B4224 |  |  | Voluntarily Certified | Single-package heat pumps (oth | False | False | 41000 | 39500 | 13.4 | 13.4 | 6.7 | 6.7 | False | 33 | 33 | 11 |  |  | False | Conventional | 11/29/2023 |  | 12/14/2023
Johnson Controls, Inc. | York | HMH72B601 | HMH72B601 | JHETD60JBCS2N1 |  | Voluntarily Certified | Single-split-system heat pumps | False | False | 58000 | 56000 | 17.5 | 14.3 | 8.3 | 7.5 | False | 33 | 33 | 8.5 |  | Blower Coil System | True | Conventional | 11/29/2023 |  | 12/14/2023
Johnson Controls, Inc. | York | PHE6B4824 | PHE6B4824 |  |  | Voluntarily Certified | Single-package heat pumps (oth | False | False | 46500 | 45500 | 15.2 | 13.4 | 7.2 | 6.7 | False | 33 | 33 | 12 |  |  | False | Conventional | 11/29/2023 |  | 12/14/2023
Johnson Controls, Inc. | York | PHE4A2424 | PHE4A2424 |  |  | Voluntarily Certified | Single-package heat pumps (oth | False | False | 23800 | 23800 | 13.4 | 13.4 | 6.7 | 6.7 | False | 33 | 33 | 11 |  |  | False | Conventional | 11/29/2023 |  | 12/14/2023
Johnson Controls, Inc. | York | PHE4B6024 | PHE4B6024 |  |  | Voluntarily Certified | Single-package heat pumps (oth | False | False | 59000 | 57000 | 13.4 | 13.4 | 6.7 | 6.7 | False | 33 | 33 | 11 |  |  | False | Conventional | 11/29/2023 |  | 12/14/2023
Johnson Controls, Inc. | York | HMH72B481 | HMH72B481 | JHETD60JBCS2N1 |  | Voluntarily Certified | Single-split-system heat pumps | False | False | 48000 | 47000 | 18.5 | 14.3 | 8.25 | 7.5 | False | 33 | 33 | 10 |  | Blower Coil System | True | Conventional | 11/29/2023 |  | 12/14/2023
Johnson Controls, Inc. | York | PHG6A240752X4 | PHG6A240752X4 |  |  | Voluntarily Certified | Single-package heat pumps (oth | False | False | 24000 | 23000 | 15.2 | 13.4 | 7.2 | 6.7 | False | 33 | 33 | 12 |  |  | False | Conventional | 11/29/2023 |  | 12/14/2023
Johnson Controls, Inc. | York | PHG6B601252X4 | PHG6B601252X4 |  |  | Voluntarily Certified | Single-package heat pumps (oth | False | False | 57000 | 57000 | 15.2 | 13.4 | 7.2 | 6.7 | False | 33 | 33 | 12 |  |  | False | Conventional | 11/29/2023 |  | 12/14/2023
Johnson Controls, Inc. | York | PHE6B3624 | PHE6B3624 |  |  | Voluntarily Certified | Single-package heat pumps (oth | False | False | 36600 | 32600 | 15.2 | 13.4 | 7.2 | 6.7 | False | 33 | 33 | 12 |  |  | False | Conventional | 11/29/2023 |  | 12/14/2023
Johnson Controls, Inc. | York | PHE6B6024 | PHE6B6024 |  |  | Voluntarily Certified | Single-package heat pumps (oth | False | False | 57000 | 57000 | 15.2 | 13.4 | 7.2 | 6.7 | False | 33 | 33 | 12 |  |  | False | Conventional | 11/29/2023 |  | 12/14/2023
Johnson Controls, Inc. | York | YZV36B21 | YZV36B21 | JHVVB36DE2C2N1+CC |  | Voluntarily Certified | Single-split-system heat pumps | True | False | 32000 | 33600 | 19.5 | 14.3 | 8.5 | 7.5 | False | 33 | 33 | 12.4 |  | Blower Coil System | True | Conventional | 11/29/2023 |  | 12/14/2023
Johnson Controls, Inc. | York | PHE4B3624 | PHE4B3624 |  |  | Voluntarily Certified | Single-package heat pumps (oth | False | False | 35200 | 34800 | 13.4 | 13.4 | 6.7 | 6.7 | False | 33 | 33 | 11 |  |  | False | Conventional | 11/29/2023 |  | 12/14/2023
Johnson Controls, Inc. | York | PHG6B361002X4 | PHG6B361002X4 |  |  | Voluntarily Certified | Single-package heat pumps (oth | False | False | 36600 | 32600 | 15.2 | 13.4 | 7.2 | 6.7 | False | 33 | 33 | 12 |  |  | False | Conventional | 11/29/2023 |  | 12/14/2023
Johnson Controls, Inc. | York | PHG6B481002X4 | PHG6B481002X4 |  |  | Voluntarily Certified | Single-package heat pumps (oth | False | False | 46500 | 45500 | 15.2 | 13.4 | 7.2 | 6.7 | False | 33 | 33 | 12 |  |  | False | Conventional | 11/29/2023 |  | 12/14/2023
Johnson Controls, Inc. | Luxaire | PHE4B4224 | PHE4B4224 |  |  | Voluntarily Certified | Single-package heat pumps (oth | False | False | 41000 | 39500 | 13.4 | 13.4 | 6.7 | 6.7 | False | 33 | 33 | 11 |  |  | False | Conventional | 11/29/2023 |  | 12/14/2023
Johnson Controls, Inc. | Luxaire | PHE4A3024 | PHE4A3024 |  |  | Voluntarily Certified | Single-package heat pumps (oth | False | False | 29400 | 28400 | 13.4 | 13.4 | 6.7 | 6.7 | False | 33 | 33 | 11 |  |  | False | Conventional | 11/29/2023 |  | 12/14/2023
Johnson Controls, Inc. | Luxaire | PHE4B4824 | PHE4B4824 |  |  | Voluntarily Certified | Single-package heat pumps (oth | False | False | 47500 | 47000 | 13.4 | 13.4 | 6.7 | 6.7 | False | 33 | 33 | 11 |  |  | False | Conventional | 11/29/2023 |  | 12/14/2023
Johnson Controls, Inc. | Luxaire | HMH72B341 | HMH72B341 | JHETC36DBCS2N1 |  | Voluntarily Certified | Single-split-system heat pumps | False | False | 34000 | 33200 | 18.5 | 14.3 | 8.7 | 7.5 | False | 33 | 33 | 10.5 |  | Blower Coil System | True | Conventional | 11/29/2023 |  | 12/14/2023
Johnson Controls, Inc. | Luxaire | HL20B3621 | HL20B3621 | JHVVB36DE2C2N1+CC |  | Voluntarily Certified | Single-split-system heat pumps | True | False | 32000 | 33600 | 19.5 | 14.3 | 8.5 | 7.5 | False | 33 | 33 | 12.4 |  | Blower Coil System | True | Conventional | 11/29/2023 |  | 12/14/2023
Johnson Controls, Inc. | Luxaire | PHE6A2424 | PHE6A2424 |  |  | Voluntarily Certified | Single-package heat pumps (oth | False | False | 24000 | 23000 | 15.2 | 13.4 | 7.2 | 6.7 | False | 33 | 33 | 12 |  |  | False | Conventional | 11/29/2023 |  | 12/14/2023
Johnson Controls, Inc. | Luxaire | PHE4B6024 | PHE4B6024 |  |  | Voluntarily Certified | Single-package heat pumps (oth | False | False | 59000 | 57000 | 13.4 | 13.4 | 6.7 | 6.7 | False | 33 | 33 | 11 |  |  | False | Conventional | 11/29/2023 |  | 12/14/2023
Johnson Controls, Inc. | Luxaire | HL20B4821 | HL20B4821 | JHVVC48HE3C2N1+CC |  | Voluntarily Certified | Single-split-system heat pumps | True | False | 44500 | 44000 | 19.5 | 14.3 | 8.5 | 7.5 | False | 33 | 33 | 12.4 |  | Blower Coil System | True | Conventional | 11/29/2023 |  | 12/14/2023
Johnson Controls, Inc. | Luxaire | HMH72B481 | HMH72B481 | JHETD60JBCS2N1 |  | Voluntarily Certified | Single-split-system heat pumps | False | False | 48000 | 47000 | 18.5 | 14.3 | 8.25 | 7.5 | False | 33 | 33 | 10 |  | Blower Coil System | True | Conventional | 11/29/2023 |  | 12/14/2023
Johnson Controls, Inc. | Luxaire | PHE4A2424 | PHE4A2424 |  |  | Voluntarily Certified | Single-package heat pumps (oth | False | False | 23800 | 23800 | 13.4 | 13.4 | 6.7 | 6.7 | False | 33 | 33 | 11 |  |  | False | Conventional | 11/29/2023 |  | 12/14/2023
Johnson Controls, Inc. | Luxaire | HMH72B601 | HMH72B601 | JHETD60JBCS2N1 |  | Voluntarily Certified | Single-split-system heat pumps | False | False | 58000 | 56000 | 17.5 | 14.3 | 8.3 | 7.5 | False | 33 | 33 | 8.5 |  | Blower Coil System | True | Conventional | 11/29/2023 |  | 12/14/2023
Johnson Controls, Inc. | Luxaire | PHE6B4824 | PHE6B4824 |  |  | Voluntarily Certified | Single-package heat pumps (oth | False | False | 46500 | 45500 | 15.2 | 13.4 | 7.2 | 6.7 | False | 33 | 33 | 12 |  |  | False | Conventional | 11/29/2023 |  | 12/14/2023
Johnson Controls, Inc. | Luxaire | PHE6B6024 | PHE6B6024 |  |  | Voluntarily Certified | Single-package heat pumps (oth | False | False | 57000 | 57000 | 15.2 | 13.4 | 7.2 | 6.7 | False | 33 | 33 | 12 |  |  | False | Conventional | 11/29/2023 |  | 12/14/2023
Johnson Controls, Inc. | Luxaire | PHG6A240752X4 | PHG6A240752X4 |  |  | Voluntarily Certified | Single-package heat pumps (oth | False | False | 24000 | 23000 | 15.2 | 13.4 | 7.2 | 6.7 | False | 33 | 33 | 12 |  |  | False | Conventional | 11/29/2023 |  | 12/14/2023
Johnson Controls, Inc. | Luxaire | PHE6B3624 | PHE6B3624 |  |  | Voluntarily Certified | Single-package heat pumps (oth | False | False | 36600 | 32600 | 15.2 | 13.4 | 7.2 | 6.7 | False | 33 | 33 | 12 |  |  | False | Conventional | 11/29/2023 |  | 12/14/2023
Johnson Controls, Inc. | Luxaire | PHG6B601252X4 | PHG6B601252X4 |  |  | Voluntarily Certified | Single-package heat pumps (oth | False | False | 57000 | 57000 | 15.2 | 13.4 | 7.2 | 6.7 | False | 33 | 33 | 12 |  |  | False | Conventional | 11/29/2023 |  | 12/14/2023
Johnson Controls, Inc. | Luxaire | PHG6B361002X4 | PHG6B361002X4 |  |  | Voluntarily Certified | Single-package heat pumps (oth | False | False | 36600 | 32600 | 15.2 | 13.4 | 7.2 | 6.7 | False | 33 | 33 | 12 |  |  | False | Conventional | 11/29/2023 |  | 12/14/2023
Johnson Controls, Inc. | Luxaire | PHG6B481002X4 | PHG6B481002X4 |  |  | Voluntarily Certified | Single-package heat pumps (oth | False | False | 46500 | 45500 | 15.2 | 13.4 | 7.2 | 6.7 | False | 33 | 33 | 12 |  |  | False | Conventional | 11/29/2023 |  | 12/14/2023
Johnson Controls, Inc. | Luxaire | PHE4B3624 | PHE4B3624 |  |  | Voluntarily Certified | Single-package heat pumps (oth | False | False | 35200 | 34800 | 13.4 | 13.4 | 6.7 | 6.7 | False | 33 | 33 | 11 |  |  | False | Conventional | 11/29/2023 |  | 12/14/2023
Johnson Controls, Inc. | Evcon | PHE4B3624 | PHE4B3624 |  |  | Voluntarily Certified | Single-package heat pumps (oth | False | False | 35200 | 34800 | 13.4 | 13.4 | 6.7 | 6.7 | False | 33 | 33 | 11 |  |  | False | Conventional | 11/29/2023 |  | 12/14/2023
Johnson Controls, Inc. | Evcon | RHP15036B21 | RHP15036B21 | JHETC36DBCS2N1 |  | Voluntarily Certified | Single-split-system heat pumps | False | False | 35000 | 33400 | 15.2 | 14.3 | 7.8 | 7.5 | False | 33 | 33 | 12 |  | Blower Coil System | False | Conventional | 11/29/2023 |  | 12/14/2023
Johnson Controls, Inc. | Evcon | RHP15042B21 | RHP15042B21 | JHETC42FBCS2N1 |  | Voluntarily Certified | Single-split-system heat pumps | False | False | 41000 | 40000 | 16 | 14.3 | 8.1 | 7.5 | False | 33 | 33 | 12 |  | Blower Coil System | False | Conventional | 11/29/2023 |  | 12/14/2023
Johnson Controls, Inc. | Evcon | RHP15030B21 | RHP15030B21 | JHETB30DBAS2N1 |  | Voluntarily Certified | Single-split-system heat pumps | False | False | 29400 | 27400 | 15.2 | 14.3 | 7.8 | 7.5 | False | 33 | 33 | 11.7 |  | Blower Coil System | False | Conventional | 11/29/2023 |  | 12/14/2023
Johnson Controls, Inc. | Evcon | RHP15060B21 | RHP15060B21 | JHETC60HBCS2N1 |  | Voluntarily Certified | Single-split-system heat pumps | False | False | 53500 | 55000 | 15.2 | 14.3 | 7.8 | 7.5 | False | 33 | 33 | 11.7 |  | Blower Coil System | False | Conventional | 11/29/2023 |  | 12/14/2023
Johnson Controls, Inc. | Evcon | PHE4A2424 | PHE4A2424 |  |  | Voluntarily Certified | Single-package heat pumps (oth | False | False | 23800 | 23800 | 13.4 | 13.4 | 6.7 | 6.7 | False | 33 | 33 | 11 |  |  | False | Conventional | 11/29/2023 |  | 12/14/2023
Johnson Controls, Inc. | Evcon | PHE4B6024 | PHE4B6024 |  |  | Voluntarily Certified | Single-package heat pumps (oth | False | False | 59000 | 57000 | 13.4 | 13.4 | 6.7 | 6.7 | False | 33 | 33 | 11 |  |  | False | Conventional | 11/29/2023 |  | 12/14/2023
Johnson Controls, Inc. | Evcon | RHP15018B21 | RHP15018B21 | JHETB24CBAS2N1 |  | Voluntarily Certified | Single-split-system heat pumps | False | False | 17600 | 16000 | 15.2 | 14.3 | 7.8 | 7.5 | False | 33 | 33 | 12.5 |  | Blower Coil System | False | Conventional | 11/29/2023 |  | 12/14/2023
Johnson Controls, Inc. | Evcon | RHP15048B21 | RHP15048B21 | JHETC60HBCS2N1 |  | Voluntarily Certified | Single-split-system heat pumps | False | False | 46000 | 45000 | 15.2 | 14.3 | 7.8 | 7.5 | False | 33 | 33 | 11.7 |  | Blower Coil System | False | Conventional | 11/29/2023 |  | 12/14/2023
Johnson Controls, Inc. | Evcon | RHP15024B21 | RHP15024B21 | JHETB24CBAS2N1 |  | Voluntarily Certified | Single-split-system heat pumps | False | False | 23600 | 21600 | 15.2 | 14.3 | 7.8 | 7.5 | False | 33 | 33 | 11.7 |  | Blower Coil System | False | Conventional | 11/29/2023 |  | 12/14/2023
Johnson Controls, Inc. | Evcon | PHE4B4824 | PHE4B4824 |  |  | Voluntarily Certified | Single-package heat pumps (oth | False | False | 47500 | 47000 | 13.4 | 13.4 | 6.7 | 6.7 | False | 33 | 33 | 11 |  |  | False | Conventional | 11/29/2023 |  | 12/14/2023
Johnson Controls, Inc. | Evcon | PHE4A3024 | PHE4A3024 |  |  | Voluntarily Certified | Single-package heat pumps (oth | False | False | 29400 | 28400 | 13.4 | 13.4 | 6.7 | 6.7 | False | 33 | 33 | 11 |  |  | False | Conventional | 11/29/2023 |  | 12/14/2023
Johnson Controls, Inc. | Evcon | PHE4B4224 | PHE4B4224 |  |  | Voluntarily Certified | Single-package heat pumps (oth | False | False | 41000 | 39500 | 13.4 | 13.4 | 6.7 | 6.7 | False | 33 | 33 | 11 |  |  | False | Conventional | 11/29/2023 |  | 12/14/2023
Johnson Controls, Inc. | CHAMPION HEATING AND COOLING | PHG6B361002X4 | PHG6B361002X4 |  |  | Voluntarily Certified | Single-package heat pumps (oth | False | False | 36600 | 32600 | 15.2 | 13.4 | 7.2 | 6.7 | False | 33 | 33 | 12 |  |  | False | Conventional | 11/29/2023 |  | 12/14/2023
Johnson Controls, Inc. | CHAMPION HEATING AND COOLING | PHG6B481002X4 | PHG6B481002X4 |  |  | Voluntarily Certified | Single-package heat pumps (oth | False | False | 46500 | 45500 | 15.2 | 13.4 | 7.2 | 6.7 | False | 33 | 33 | 12 |  |  | False | Conventional | 11/29/2023 |  | 12/14/2023
Johnson Controls, Inc. | CHAMPION HEATING AND COOLING | PHE4B3624 | PHE4B3624 |  |  | Voluntarily Certified | Single-package heat pumps (oth | False | False | 35200 | 34800 | 13.4 | 13.4 | 6.7 | 6.7 | False | 33 | 33 | 11 |  |  | False | Conventional | 11/29/2023 |  | 12/14/2023
Johnson Controls, Inc. | CHAMPION HEATING AND COOLING | PHE6B6024 | PHE6B6024 |  |  | Voluntarily Certified | Single-package heat pumps (oth | False | False | 57000 | 57000 | 15.2 | 13.4 | 7.2 | 6.7 | False | 33 | 33 | 12 |  |  | False | Conventional | 11/29/2023 |  | 12/14/2023
Johnson Controls, Inc. | CHAMPION HEATING AND COOLING | PHG6B601252X4 | PHG6B601252X4 |  |  | Voluntarily Certified | Single-package heat pumps (oth | False | False | 57000 | 57000 | 15.2 | 13.4 | 7.2 | 6.7 | False | 33 | 33 | 12 |  |  | False | Conventional | 11/29/2023 |  | 12/14/2023
Johnson Controls, Inc. | CHAMPION HEATING AND COOLING | PHE6B3624 | PHE6B3624 |  |  | Voluntarily Certified | Single-package heat pumps (oth | False | False | 36600 | 32600 | 15.2 | 13.4 | 7.2 | 6.7 | False | 33 | 33 | 12 |  |  | False | Conventional | 11/29/2023 |  | 12/14/2023
Johnson Controls, Inc. | CHAMPION HEATING AND COOLING | PHG6A240752X4 | PHG6A240752X4 |  |  | Voluntarily Certified | Single-package heat pumps (oth | False | False | 24000 | 23000 | 15.2 | 13.4 | 7.2 | 6.7 | False | 33 | 33 | 12 |  |  | False | Conventional | 11/29/2023 |  | 12/14/2023
Johnson Controls, Inc. | CHAMPION HEATING AND COOLING | PHE6B4824 | PHE6B4824 |  |  | Voluntarily Certified | Single-package heat pumps (oth | False | False | 46500 | 45500 | 15.2 | 13.4 | 7.2 | 6.7 | False | 33 | 33 | 12 |  |  | False | Conventional | 11/29/2023 |  | 12/14/2023
Johnson Controls, Inc. | CHAMPION HEATING AND COOLING | HMH72B601 | HMH72B601 | JHETD60JBCS2N1 |  | Voluntarily Certified | Single-split-system heat pumps | False | False | 58000 | 56000 | 17.5 | 14.3 | 8.3 | 7.5 | False | 33 | 33 | 8.5 |  | Blower Coil System | True | Conventional | 11/29/2023 |  | 12/14/2023
Johnson Controls, Inc. | CHAMPION HEATING AND COOLING | PHE4A2424 | PHE4A2424 |  |  | Voluntarily Certified | Single-package heat pumps (oth | False | False | 23800 | 23800 | 13.4 | 13.4 | 6.7 | 6.7 | False | 33 | 33 | 11 |  |  | False | Conventional | 11/29/2023 |  | 12/14/2023
Johnson Controls, Inc. | CHAMPION HEATING AND COOLING | HMH72B481 | HMH72B481 | JHETD60JBCS2N1 |  | Voluntarily Certified | Single-split-system heat pumps | False | False | 48000 | 47000 | 18.5 | 14.3 | 8.25 | 7.5 | False | 33 | 33 | 10 |  | Blower Coil System | True | Conventional | 11/29/2023 |  | 12/14/2023
Johnson Controls, Inc. | CHAMPION HEATING AND COOLING | HL20B4821 | HL20B4821 | JHVVC48HE3C2N1+CC |  | Voluntarily Certified | Single-split-system heat pumps | True | False | 44500 | 44000 | 19.5 | 14.3 | 8.5 | 7.5 | False | 33 | 33 | 12.4 |  | Blower Coil System | True | Conventional | 11/29/2023 |  | 12/14/2023
Johnson Controls, Inc. | CHAMPION HEATING AND COOLING | PHE4B6024 | PHE4B6024 |  |  | Voluntarily Certified | Single-package heat pumps (oth | False | False | 59000 | 57000 | 13.4 | 13.4 | 6.7 | 6.7 | False | 33 | 33 | 11 |  |  | False | Conventional | 11/29/2023 |  | 12/14/2023
Johnson Controls, Inc. | CHAMPION HEATING AND COOLING | HL20B3621 | HL20B3621 | JHVVB36DE2C2N1+CC |  | Voluntarily Certified | Single-split-system heat pumps | True | False | 32000 | 33600 | 19.5 | 14.3 | 8.5 | 7.5 | False | 33 | 33 | 12.4 |  | Blower Coil System | True | Conventional | 11/29/2023 |  | 12/14/2023
Johnson Controls, Inc. | CHAMPION HEATING AND COOLING | PHE6A2424 | PHE6A2424 |  |  | Voluntarily Certified | Single-package heat pumps (oth | False | False | 24000 | 23000 | 15.2 | 13.4 | 7.2 | 6.7 | False | 33 | 33 | 12 |  |  | False | Conventional | 11/29/2023 |  | 12/14/2023
Johnson Controls, Inc. | CHAMPION HEATING AND COOLING | HMH72B341 | HMH72B341 | JHETC36DBCS2N1 |  | Voluntarily Certified | Single-split-system heat pumps | False | False | 34000 | 33200 | 18.5 | 14.3 | 8.7 | 7.5 | False | 33 | 33 | 10.5 |  | Blower Coil System | True | Conventional | 11/29/2023 |  | 12/14/2023
Johnson Controls, Inc. | CHAMPION HEATING AND COOLING | PHE4B4824 | PHE4B4824 |  |  | Voluntarily Certified | Single-package heat pumps (oth | False | False | 47500 | 47000 | 13.4 | 13.4 | 6.7 | 6.7 | False | 33 | 33 | 11 |  |  | False | Conventional | 11/29/2023 |  | 12/14/2023
Johnson Controls, Inc. | CHAMPION HEATING AND COOLING | PHE4A3024 | PHE4A3024 |  |  | Voluntarily Certified | Single-package heat pumps (oth | False | False | 29400 | 28400 | 13.4 | 13.4 | 6.7 | 6.7 | False | 33 | 33 | 11 |  |  | False | Conventional | 11/29/2023 |  | 12/14/2023
Johnson Controls, Inc. | CHAMPION HEATING AND COOLING | PHE4B4224 | PHE4B4224 |  |  | Voluntarily Certified | Single-package heat pumps (oth | False | False | 41000 | 39500 | 13.4 | 13.4 | 6.7 | 6.7 | False | 33 | 33 | 11 |  |  | False | Conventional | 11/29/2023 |  | 12/14/2023
Johnson Controls, Inc. | Guardian | PHE4A3024 | PHE4A3024 |  |  | Voluntarily Certified | Single-package heat pumps (oth | False | False | 29400 | 28400 | 13.4 | 13.4 | 6.7 | 6.7 | False | 33 | 33 | 11 |  |  | False | Conventional | 11/29/2023 |  | 12/14/2023
Johnson Controls, Inc. | Guardian | PHE4B4224 | PHE4B4224 |  |  | Voluntarily Certified | Single-package heat pumps (oth | False | False | 41000 | 39500 | 13.4 | 13.4 | 6.7 | 6.7 | False | 33 | 33 | 11 |  |  | False | Conventional | 11/29/2023 |  | 12/14/2023
Johnson Controls, Inc. | Guardian | PHE4B4824 | PHE4B4824 |  |  | Voluntarily Certified | Single-package heat pumps (oth | False | False | 47500 | 47000 | 13.4 | 13.4 | 6.7 | 6.7 | False | 33 | 33 | 11 |  |  | False | Conventional | 11/29/2023 |  | 12/14/2023
Johnson Controls, Inc. | Guardian | RHP15024B21 | RHP15024B21 | JHETB24CBAS2N1 |  | Voluntarily Certified | Single-split-system heat pumps | False | False | 23600 | 21600 | 15.2 | 14.3 | 7.8 | 7.5 | False | 33 | 33 | 11.7 |  | Blower Coil System | False | Conventional | 11/29/2023 |  | 12/14/2023
Johnson Controls, Inc. | Guardian | RHP15018B21 | RHP15018B21 | JHETB24CBAS2N1 |  | Voluntarily Certified | Single-split-system heat pumps | False | False | 17600 | 16000 | 15.2 | 14.3 | 7.8 | 7.5 | False | 33 | 33 | 12.5 |  | Blower Coil System | False | Conventional | 11/29/2023 |  | 12/14/2023
Johnson Controls, Inc. | Guardian | RHP15048B21 | RHP15048B21 | JHETC60HBCS2N1 |  | Voluntarily Certified | Single-split-system heat pumps | False | False | 46000 | 45000 | 15.2 | 14.3 | 7.8 | 7.5 | False | 33 | 33 | 11.7 |  | Blower Coil System | False | Conventional | 11/29/2023 |  | 12/14/2023
Johnson Controls, Inc. | Guardian | PHE4B6024 | PHE4B6024 |  |  | Voluntarily Certified | Single-package heat pumps (oth | False | False | 59000 | 57000 | 13.4 | 13.4 | 6.7 | 6.7 | False | 33 | 33 | 11 |  |  | False | Conventional | 11/29/2023 |  | 12/14/2023
Johnson Controls, Inc. | Guardian | PHE4A2424 | PHE4A2424 |  |  | Voluntarily Certified | Single-package heat pumps (oth | False | False | 23800 | 23800 | 13.4 | 13.4 | 6.7 | 6.7 | False | 33 | 33 | 11 |  |  | False | Conventional | 11/29/2023 |  | 12/14/2023
Johnson Controls, Inc. | Guardian | RHP15060B21 | RHP15060B21 | JHETC60HBCS2N1 |  | Voluntarily Certified | Single-split-system heat pumps | False | False | 53500 | 55000 | 15.2 | 14.3 | 7.8 | 7.5 | False | 33 | 33 | 11.7 |  | Blower Coil System | False | Conventional | 11/29/2023 |  | 12/14/2023
Johnson Controls, Inc. | Guardian | RHP15030B21 | RHP15030B21 | JHETB30DBAS2N1 |  | Voluntarily Certified | Single-split-system heat pumps | False | False | 29400 | 27400 | 15.2 | 14.3 | 7.8 | 7.5 | False | 33 | 33 | 11.7 |  | Blower Coil System | False | Conventional | 11/29/2023 |  | 12/14/2023
Johnson Controls, Inc. | Guardian | PHE4B3624 | PHE4B3624 |  |  | Voluntarily Certified | Single-package heat pumps (oth | False | False | 35200 | 34800 | 13.4 | 13.4 | 6.7 | 6.7 | False | 33 | 33 | 11 |  |  | False | Conventional | 11/29/2023 |  | 12/14/2023
Johnson Controls, Inc. | Guardian | RHP15042B21 | RHP15042B21 | JHETC42FBCS2N1 |  | Voluntarily Certified | Single-split-system heat pumps | False | False | 41000 | 40000 | 16 | 14.3 | 8.1 | 7.5 | False | 33 | 33 | 12 |  | Blower Coil System | False | Conventional | 11/29/2023 |  | 12/14/2023
Johnson Controls, Inc. | Guardian | RHP15036B21 | RHP15036B21 | JHETC36DBCS2N1 |  | Voluntarily Certified | Single-split-system heat pumps | False | False | 35000 | 33400 | 15.2 | 14.3 | 7.8 | 7.5 | False | 33 | 33 | 12 |  | Blower Coil System | False | Conventional | 11/29/2023 |  | 12/14/2023
Johnson Controls, Inc. | Coleman | PHG6B361002X4 | PHG6B361002X4 |  |  | Voluntarily Certified | Single-package heat pumps (oth | False | False | 36600 | 32600 | 15.2 | 13.4 | 7.2 | 6.7 | False | 33 | 33 | 12 |  |  | False | Conventional | 11/29/2023 |  | 12/14/2023
Johnson Controls, Inc. | Coleman | PHG6B481002X4 | PHG6B481002X4 |  |  | Voluntarily Certified | Single-package heat pumps (oth | False | False | 46500 | 45500 | 15.2 | 13.4 | 7.2 | 6.7 | False | 33 | 33 | 12 |  |  | False | Conventional | 11/29/2023 |  | 12/14/2023
Johnson Controls, Inc. | Coleman | HC20B4821 | HC20B4821 | JHVVC48HE3C2N1+CC |  | Voluntarily Certified | Single-split-system heat pumps | True | False | 44500 | 44000 | 19.5 | 14.3 | 8.5 | 7.5 | False | 33 | 33 | 12.4 |  | Blower Coil System | True | Conventional | 11/29/2023 |  | 12/14/2023
Johnson Controls, Inc. | Coleman | PHE4B3624 | PHE4B3624 |  |  | Voluntarily Certified | Single-package heat pumps (oth | False | False | 35200 | 34800 | 13.4 | 13.4 | 6.7 | 6.7 | False | 33 | 33 | 11 |  |  | False | Conventional | 11/29/2023 |  | 12/14/2023
Johnson Controls, Inc. | Coleman | PHG6B601252X4 | PHG6B601252X4 |  |  | Voluntarily Certified | Single-package heat pumps (oth | False | False | 57000 | 57000 | 15.2 | 13.4 | 7.2 | 6.7 | False | 33 | 33 | 12 |  |  | False | Conventional | 11/29/2023 |  | 12/14/2023
Johnson Controls, Inc. | Coleman | PHE6B3624 | PHE6B3624 |  |  | Voluntarily Certified | Single-package heat pumps (oth | False | False | 36600 | 32600 | 15.2 | 13.4 | 7.2 | 6.7 | False | 33 | 33 | 12 |  |  | False | Conventional | 11/29/2023 |  | 12/14/2023
Johnson Controls, Inc. | Coleman | PHG6A240752X4 | PHG6A240752X4 |  |  | Voluntarily Certified | Single-package heat pumps (oth | False | False | 24000 | 23000 | 15.2 | 13.4 | 7.2 | 6.7 | False | 33 | 33 | 12 |  |  | False | Conventional | 11/29/2023 |  | 12/14/2023
Johnson Controls, Inc. | Coleman | HC20B3621 | HC20B3621 | JHVVB36DE2C2N1+CC |  | Voluntarily Certified | Single-split-system heat pumps | True | False | 32000 | 33600 | 19.5 | 14.3 | 8.5 | 7.5 | False | 33 | 33 | 12.4 |  | Blower Coil System | True | Conventional | 11/29/2023 |  | 12/14/2023
Johnson Controls, Inc. | Coleman | PHE6B6024 | PHE6B6024 |  |  | Voluntarily Certified | Single-package heat pumps (oth | False | False | 57000 | 57000 | 15.2 | 13.4 | 7.2 | 6.7 | False | 33 | 33 | 12 |  |  | False | Conventional | 11/29/2023 |  | 12/14/2023
Johnson Controls, Inc. | Coleman | HMH72B601 | HMH72B601 | JHETD60JBCS2N1 |  | Voluntarily Certified | Single-split-system heat pumps | False | False | 58000 | 56000 | 17.5 | 14.3 | 8.3 | 7.5 | False | 33 | 33 | 8.5 |  | Blower Coil System | True | Conventional | 11/29/2023 |  | 12/14/2023
Johnson Controls, Inc. | Coleman | PHE6B4824 | PHE6B4824 |  |  | Voluntarily Certified | Single-package heat pumps (oth | False | False | 46500 | 45500 | 15.2 | 13.4 | 7.2 | 6.7 | False | 33 | 33 | 12 |  |  | False | Conventional | 11/29/2023 |  | 12/14/2023
Johnson Controls, Inc. | Coleman | PHE4A2424 | PHE4A2424 |  |  | Voluntarily Certified | Single-package heat pumps (oth | False | False | 23800 | 23800 | 13.4 | 13.4 | 6.7 | 6.7 | False | 33 | 33 | 11 |  |  | False | Conventional | 11/29/2023 |  | 12/14/2023
Johnson Controls, Inc. | Coleman | PHE4B6024 | PHE4B6024 |  |  | Voluntarily Certified | Single-package heat pumps (oth | False | False | 59000 | 57000 | 13.4 | 13.4 | 6.7 | 6.7 | False | 33 | 33 | 11 |  |  | False | Conventional | 11/29/2023 |  | 12/14/2023
Johnson Controls, Inc. | Coleman | HMH72B481 | HMH72B481 | JHETD60JBCS2N1 |  | Voluntarily Certified | Single-split-system heat pumps | False | False | 48000 | 47000 | 18.5 | 14.3 | 8.25 | 7.5 | False | 33 | 33 | 10 |  | Blower Coil System | True | Conventional | 11/29/2023 |  | 12/14/2023
Johnson Controls, Inc. | Coleman | PHE6A2424 | PHE6A2424 |  |  | Voluntarily Certified | Single-package heat pumps (oth | False | False | 24000 | 23000 | 15.2 | 13.4 | 7.2 | 6.7 | False | 33 | 33 | 12 |  |  | False | Conventional | 11/29/2023 |  | 12/14/2023
Johnson Controls, Inc. | Coleman | PHE4B4824 | PHE4B4824 |  |  | Voluntarily Certified | Single-package heat pumps (oth | False | False | 47500 | 47000 | 13.4 | 13.4 | 6.7 | 6.7 | False | 33 | 33 | 11 |  |  | False | Conventional | 11/29/2023 |  | 12/14/2023
Johnson Controls, Inc. | Coleman | HMH72B341 | HMH72B341 | JHETC36DBCS2N1 |  | Voluntarily Certified | Single-split-system heat pumps | False | False | 34000 | 33200 | 18.5 | 14.3 | 8.7 | 7.5 | False | 33 | 33 | 10.5 |  | Blower Coil System | True | Conventional | 11/29/2023 |  | 12/14/2023
Johnson Controls, Inc. | Coleman | PHE4B4224 | PHE4B4224 |  |  | Voluntarily Certified | Single-package heat pumps (oth | False | False | 41000 | 39500 | 13.4 | 13.4 | 6.7 | 6.7 | False | 33 | 33 | 11 |  |  | False | Conventional | 11/29/2023 |  | 12/14/2023
Johnson Controls, Inc. | Coleman | PHE4A3024 | PHE4A3024 |  |  | Voluntarily Certified | Single-package heat pumps (oth | False | False | 29400 | 28400 | 13.4 | 13.4 | 6.7 | 6.7 | False | 33 | 33 | 11 |  |  | False | Conventional | 11/29/2023 |  | 12/14/2023
Johnson Controls, Inc. | FRASER-JOHNSTON | PHG6B361002X4 | PHG6B361002X4 |  |  | Voluntarily Certified | Single-package heat pumps (oth | False | False | 36600 | 32600 | 15.2 | 13.4 | 7.2 | 6.7 | False | 33 | 33 | 12 |  |  | False | Conventional | 11/29/2023 |  | 12/14/2023
Johnson Controls, Inc. | FRASER-JOHNSTON | PHG6B481002X4 | PHG6B481002X4 |  |  | Voluntarily Certified | Single-package heat pumps (oth | False | False | 46500 | 45500 | 15.2 | 13.4 | 7.2 | 6.7 | False | 33 | 33 | 12 |  |  | False | Conventional | 11/29/2023 |  | 12/14/2023
Johnson Controls, Inc. | FRASER-JOHNSTON | PHE4B3624 | PHE4B3624 |  |  | Voluntarily Certified | Single-package heat pumps (oth | False | False | 35200 | 34800 | 13.4 | 13.4 | 6.7 | 6.7 | False | 33 | 33 | 11 |  |  | False | Conventional | 11/29/2023 |  | 12/14/2023
Johnson Controls, Inc. | FRASER-JOHNSTON | PHG6A240752X4 | PHG6A240752X4 |  |  | Voluntarily Certified | Single-package heat pumps (oth | False | False | 24000 | 23000 | 15.2 | 13.4 | 7.2 | 6.7 | False | 33 | 33 | 12 |  |  | False | Conventional | 11/29/2023 |  | 12/14/2023
Johnson Controls, Inc. | FRASER-JOHNSTON | PHE6B3624 | PHE6B3624 |  |  | Voluntarily Certified | Single-package heat pumps (oth | False | False | 36600 | 32600 | 15.2 | 13.4 | 7.2 | 6.7 | False | 33 | 33 | 12 |  |  | False | Conventional | 11/29/2023 |  | 12/14/2023
Johnson Controls, Inc. | FRASER-JOHNSTON | PHG6B601252X4 | PHG6B601252X4 |  |  | Voluntarily Certified | Single-package heat pumps (oth | False | False | 57000 | 57000 | 15.2 | 13.4 | 7.2 | 6.7 | False | 33 | 33 | 12 |  |  | False | Conventional | 11/29/2023 |  | 12/14/2023
Johnson Controls, Inc. | FRASER-JOHNSTON | PHE6B6024 | PHE6B6024 |  |  | Voluntarily Certified | Single-package heat pumps (oth | False | False | 57000 | 57000 | 15.2 | 13.4 | 7.2 | 6.7 | False | 33 | 33 | 12 |  |  | False | Conventional | 11/29/2023 |  | 12/14/2023
Johnson Controls, Inc. | FRASER-JOHNSTON | HMH72B601 | HMH72B601 | JHETD60JBCS2N1 |  | Voluntarily Certified | Single-split-system heat pumps | False | False | 58000 | 56000 | 17.5 | 14.3 | 8.3 | 7.5 | False | 33 | 33 | 8.5 |  | Blower Coil System | True | Conventional | 11/29/2023 |  | 12/14/2023
Johnson Controls, Inc. | FRASER-JOHNSTON | PHE6B4824 | PHE6B4824 |  |  | Voluntarily Certified | Single-package heat pumps (oth | False | False | 46500 | 45500 | 15.2 | 13.4 | 7.2 | 6.7 | False | 33 | 33 | 12 |  |  | False | Conventional | 11/29/2023 |  | 12/14/2023
Johnson Controls, Inc. | FRASER-JOHNSTON | PHE4B6024 | PHE4B6024 |  |  | Voluntarily Certified | Single-package heat pumps (oth | False | False | 59000 | 57000 | 13.4 | 13.4 | 6.7 | 6.7 | False | 33 | 33 | 11 |  |  | False | Conventional | 11/29/2023 |  | 12/14/2023
Johnson Controls, Inc. | FRASER-JOHNSTON | HL20B4821 | HL20B4821 | JHVVC48HE3C2N1+CC |  | Voluntarily Certified | Single-split-system heat pumps | True | False | 44500 | 44000 | 19.5 | 14.3 | 8.5 | 7.5 | False | 33 | 33 | 12.4 |  | Blower Coil System | True | Conventional | 11/29/2023 |  | 12/14/2023
Johnson Controls, Inc. | FRASER-JOHNSTON | HMH72B481 | HMH72B481 | JHETD60JBCS2N1 |  | Voluntarily Certified | Single-split-system heat pumps | False | False | 48000 | 47000 | 18.5 | 14.3 | 8.25 | 7.5 | False | 33 | 33 | 10 |  | Blower Coil System | True | Conventional | 11/29/2023 |  | 12/14/2023
Johnson Controls, Inc. | FRASER-JOHNSTON | PHE4A2424 | PHE4A2424 |  |  | Voluntarily Certified | Single-package heat pumps (oth | False | False | 23800 | 23800 | 13.4 | 13.4 | 6.7 | 6.7 | False | 33 | 33 | 11 |  |  | False | Conventional | 11/29/2023 |  | 12/14/2023
Johnson Controls, Inc. | FRASER-JOHNSTON | PHE6A2424 | PHE6A2424 |  |  | Voluntarily Certified | Single-package heat pumps (oth | False | False | 24000 | 23000 | 15.2 | 13.4 | 7.2 | 6.7 | False | 33 | 33 | 12 |  |  | False | Conventional | 11/29/2023 |  | 12/14/2023
Johnson Controls, Inc. | FRASER-JOHNSTON | HL20B3621 | HL20B3621 | JHVVB36DE2C2N1+CC |  | Voluntarily Certified | Single-split-system heat pumps | True | False | 32000 | 33600 | 19.5 | 14.3 | 8.5 | 7.5 | False | 33 | 33 | 12.4 |  | Blower Coil System | True | Conventional | 11/29/2023 |  | 12/14/2023
Johnson Controls, Inc. | FRASER-JOHNSTON | HMH72B341 | HMH72B341 | JHETC36DBCS2N1 |  | Voluntarily Certified | Single-split-system heat pumps | False | False | 34000 | 33200 | 18.5 | 14.3 | 8.7 | 7.5 | False | 33 | 33 | 10.5 |  | Blower Coil System | True | Conventional | 11/29/2023 |  | 12/14/2023
Johnson Controls, Inc. | FRASER-JOHNSTON | PHE4B4824 | PHE4B4824 |  |  | Voluntarily Certified | Single-package heat pumps (oth | False | False | 47500 | 47000 | 13.4 | 13.4 | 6.7 | 6.7 | False | 33 | 33 | 11 |  |  | False | Conventional | 11/29/2023 |  | 12/14/2023
Johnson Controls, Inc. | FRASER-JOHNSTON | PHE4A3024 | PHE4A3024 |  |  | Voluntarily Certified | Single-package heat pumps (oth | False | False | 29400 | 28400 | 13.4 | 13.4 | 6.7 | 6.7 | False | 33 | 33 | 11 |  |  | False | Conventional | 11/29/2023 |  | 12/14/2023
Johnson Controls, Inc. | FRASER-JOHNSTON | PHE4B4224 | PHE4B4224 |  |  | Voluntarily Certified | Single-package heat pumps (oth | False | False | 41000 | 39500 | 13.4 | 13.4 | 6.7 | 6.7 | False | 33 | 33 | 11 |  |  | False | Conventional | 11/29/2023 |  | 12/14/2023
Johnson Controls, Inc. | Johnson Controls | HL20B3621 | HL20B3621 | JHVVB36DE2C2N1+CC |  | Voluntarily Certified | Single-split-system heat pumps | True | False | 32000 | 33600 | 19.5 | 14.3 | 8.5 | 7.5 | False | 33 | 33 | 12.4 |  | Blower Coil System | True | Conventional | 11/29/2023 |  | 12/14/2023
Johnson Controls, Inc. | Johnson Controls | PHE6A2424 | PHE6A2424 |  |  | Voluntarily Certified | Single-package heat pumps (oth | False | False | 24000 | 23000 | 15.2 | 13.4 | 7.2 | 6.7 | False | 33 | 33 | 12 |  |  | False | Conventional | 11/29/2023 |  | 12/14/2023
Johnson Controls, Inc. | Johnson Controls | PHE4B4224 | PHE4B4224 |  |  | Voluntarily Certified | Single-package heat pumps (oth | False | False | 41000 | 39500 | 13.4 | 13.4 | 6.7 | 6.7 | False | 33 | 33 | 11 |  |  | False | Conventional | 11/29/2023 |  | 12/14/2023
Johnson Controls, Inc. | Johnson Controls | PHE4A3024 | PHE4A3024 |  |  | Voluntarily Certified | Single-package heat pumps (oth | False | False | 29400 | 28400 | 13.4 | 13.4 | 6.7 | 6.7 | False | 33 | 33 | 11 |  |  | False | Conventional | 11/29/2023 |  | 12/14/2023
Johnson Controls, Inc. | Johnson Controls | PHE4B4824 | PHE4B4824 |  |  | Voluntarily Certified | Single-package heat pumps (oth | False | False | 47500 | 47000 | 13.4 | 13.4 | 6.7 | 6.7 | False | 33 | 33 | 11 |  |  | False | Conventional | 11/29/2023 |  | 12/14/2023
Johnson Controls, Inc. | Johnson Controls | HMH72B341 | HMH72B341 | JHETC36DBCS2N1 |  | Voluntarily Certified | Single-split-system heat pumps | False | False | 34000 | 33200 | 18.5 | 14.3 | 8.7 | 7.5 | False | 33 | 33 | 10.5 |  | Blower Coil System | True | Conventional | 11/29/2023 |  | 12/14/2023
Johnson Controls, Inc. | Johnson Controls | HMH72B601 | HMH72B601 | JHETD60JBCS2N1 |  | Voluntarily Certified | Single-split-system heat pumps | False | False | 58000 | 56000 | 17.5 | 14.3 | 8.3 | 7.5 | False | 33 | 33 | 8.5 |  | Blower Coil System | True | Conventional | 11/29/2023 |  | 12/14/2023
Johnson Controls, Inc. | Johnson Controls | PHE6B4824 | PHE6B4824 |  |  | Voluntarily Certified | Single-package heat pumps (oth | False | False | 46500 | 45500 | 15.2 | 13.4 | 7.2 | 6.7 | False | 33 | 33 | 12 |  |  | False | Conventional | 11/29/2023 |  | 12/14/2023
Johnson Controls, Inc. | Johnson Controls | HMH72B481 | HMH72B481 | JHETD60JBCS2N1 |  | Voluntarily Certified | Single-split-system heat pumps | False | False | 48000 | 47000 | 18.5 | 14.3 | 8.25 | 7.5 | False | 33 | 33 | 10 |  | Blower Coil System | True | Conventional | 11/29/2023 |  | 12/14/2023
Johnson Controls, Inc. | Johnson Controls | HL20B4821 | HL20B4821 | JHVVC48HE3C2N1+CC |  | Voluntarily Certified | Single-split-system heat pumps | True | False | 44500 | 44000 | 19.5 | 14.3 | 8.5 | 7.5 | False | 33 | 33 | 12.4 |  | Blower Coil System | True | Conventional | 11/29/2023 |  | 12/14/2023
Johnson Controls, Inc. | Johnson Controls | PHE4B6024 | PHE4B6024 |  |  | Voluntarily Certified | Single-package heat pumps (oth | False | False | 59000 | 57000 | 13.4 | 13.4 | 6.7 | 6.7 | False | 33 | 33 | 11 |  |  | False | Conventional | 11/29/2023 |  | 12/14/2023
Johnson Controls, Inc. | Johnson Controls | PHE4A2424 | PHE4A2424 |  |  | Voluntarily Certified | Single-package heat pumps (oth | False | False | 23800 | 23800 | 13.4 | 13.4 | 6.7 | 6.7 | False | 33 | 33 | 11 |  |  | False | Conventional | 11/29/2023 |  | 12/14/2023
Johnson Controls, Inc. | Johnson Controls | PHG6A240752X4 | PHG6A240752X4 |  |  | Voluntarily Certified | Single-package heat pumps (oth | False | False | 24000 | 23000 | 15.2 | 13.4 | 7.2 | 6.7 | False | 33 | 33 | 12 |  |  | False | Conventional | 11/29/2023 |  | 12/14/2023
Johnson Controls, Inc. | Johnson Controls | PHG6B601252X4 | PHG6B601252X4 |  |  | Voluntarily Certified | Single-package heat pumps (oth | False | False | 57000 | 57000 | 15.2 | 13.4 | 7.2 | 6.7 | False | 33 | 33 | 12 |  |  | False | Conventional | 11/29/2023 |  | 12/14/2023
Johnson Controls, Inc. | Johnson Controls | PHE6B3624 | PHE6B3624 |  |  | Voluntarily Certified | Single-package heat pumps (oth | False | False | 36600 | 32600 | 15.2 | 13.4 | 7.2 | 6.7 | False | 33 | 33 | 12 |  |  | False | Conventional | 11/29/2023 |  | 12/14/2023
Johnson Controls, Inc. | Johnson Controls | PHE6B6024 | PHE6B6024 |  |  | Voluntarily Certified | Single-package heat pumps (oth | False | False | 57000 | 57000 | 15.2 | 13.4 | 7.2 | 6.7 | False | 33 | 33 | 12 |  |  | False | Conventional | 11/29/2023 |  | 12/14/2023
Johnson Controls, Inc. | Johnson Controls | PHG6B361002X4 | PHG6B361002X4 |  |  | Voluntarily Certified | Single-package heat pumps (oth | False | False | 36600 | 32600 | 15.2 | 13.4 | 7.2 | 6.7 | False | 33 | 33 | 12 |  |  | False | Conventional | 11/29/2023 |  | 12/14/2023
Johnson Controls, Inc. | Johnson Controls | PHG6B481002X4 | PHG6B481002X4 |  |  | Voluntarily Certified | Single-package heat pumps (oth | False | False | 46500 | 45500 | 15.2 | 13.4 | 7.2 | 6.7 | False | 33 | 33 | 12 |  |  | False | Conventional | 11/29/2023 |  | 12/14/2023
Johnson Controls, Inc. | Johnson Controls | PHE4B3624 | PHE4B3624 |  |  | Voluntarily Certified | Single-package heat pumps (oth | False | False | 35200 | 34800 | 13.4 | 13.4 | 6.7 | 6.7 | False | 33 | 33 | 11 |  |  | False | Conventional | 11/29/2023 |  | 12/14/2023
Guangdong Chigo Heating & Ventilation Equipment Co., Ltd. | TGM | CTV18HN060A | CTV18HN060A | CTA15CN060A |  | Voluntarily Certified | Single-split-system heat pumps | False | False | 53000 | 54500 | 14.6 | 14.3 | 8.2 | 7.5 | True | 9 | 33 | 9.5 |  | Blower Coil System | True | Conventional | 11/28/2023 |  | 12/14/2023
Guangdong Chigo Heating & Ventilation Equipment Co., Ltd. | COMFORTSTAR | MRH60-410-G | MRH60-410-G | LUC4-60-15 |  | Voluntarily Certified | Single-split-system heat pumps | False | False | 53000 | 54500 | 14.6 | 14.3 | 8.2 | 7.5 | True | 9 | 33 | 9.5 |  | Blower Coil System | True | Conventional | 11/28/2023 |  | 12/14/2023
Guangdong Chigo Heating & Ventilation Equipment Co., Ltd. | GCHV | COT-60HNVR1-18 | COT-60HNVR1-18 | CAH-F60CNR1-FMD-E3 |  | Voluntarily Certified | Single-split-system heat pumps | False | False | 53000 | 54500 | 14.6 | 14.3 | 8.2 | 7.5 | True | 9 | 33 | 9.5 |  | Blower Coil System | True | Conventional | 11/28/2023 |  | 12/14/2023
Johnson Controls, Inc. | York | PHE6A2424 | PHE6A2424 |  |  | Voluntarily Certified | Single-package heat pumps (oth | False | False | 24000 | 23000 | 15.2 | 13.4 | 7.2 | 6.7 | False | 33 | 33 | 12 |  |  | False | Conventional | 12/14/2023 |  | 12/14/2023
Johnson Controls, Inc. | York | YZV48B21 | YZV48B21 | JHVVC48HE3C2N1+CC |  | Voluntarily Certified | Single-split-system heat pumps | True | False | 44500 | 44000 | 19.5 | 14.3 | 8.5 | 7.5 | False | 33 | 33 | 12.4 |  | Blower Coil System | True | Conventional | 12/14/2023 |  | 12/14/2023
Johnson Controls, Inc. | York | HMH72B341 | HMH72B341 | JHETC36DBCS2N1 |  | Voluntarily Certified | Single-split-system heat pumps | False | False | 34000 | 33200 | 18.5 | 14.3 | 8.7 | 7.5 | False | 33 | 33 | 10.5 |  | Blower Coil System | True | Conventional | 12/14/2023 |  | 12/14/2023
Johnson Controls, Inc. | York | PHE4B4824 | PHE4B4824 |  |  | Voluntarily Certified | Single-package heat pumps (oth | False | False | 47500 | 47000 | 13.4 | 13.4 | 6.7 | 6.7 | False | 33 | 33 | 11 |  |  | False | Conventional | 12/14/2023 |  | 12/14/2023
Johnson Controls, Inc. | York | PHE4A3024 | PHE4A3024 |  |  | Voluntarily Certified | Single-package heat pumps (oth | False | False | 29400 | 28400 | 13.4 | 13.4 | 6.7 | 6.7 | False | 33 | 33 | 11 |  |  | False | Conventional | 12/14/2023 |  | 12/14/2023
Johnson Controls, Inc. | York | PHE4B4224 | PHE4B4224 |  |  | Voluntarily Certified | Single-package heat pumps (oth | False | False | 41000 | 39500 | 13.4 | 13.4 | 6.7 | 6.7 | False | 33 | 33 | 11 |  |  | False | Conventional | 12/14/2023 |  | 12/14/2023
Johnson Controls, Inc. | York | HMH72B601 | HMH72B601 | JHETD60JBCS2N1 |  | Voluntarily Certified | Single-split-system heat pumps | False | False | 58000 | 56000 | 17.5 | 14.3 | 8.3 | 7.5 | False | 33 | 33 | 8.5 |  | Blower Coil System | True | Conventional | 12/14/2023 |  | 12/14/2023
Johnson Controls, Inc. | York | PHE6B4824 | PHE6B4824 |  |  | Voluntarily Certified | Single-package heat pumps (oth | False | False | 46500 | 45500 | 15.2 | 13.4 | 7.2 | 6.7 | False | 33 | 33 | 12 |  |  | False | Conventional | 12/14/2023 |  | 12/14/2023
Johnson Controls, Inc. | York | PHE4A2424 | PHE4A2424 |  |  | Voluntarily Certified | Single-package heat pumps (oth | False | False | 23800 | 23800 | 13.4 | 13.4 | 6.7 | 6.7 | False | 33 | 33 | 11 |  |  | False | Conventional | 12/14/2023 |  | 12/14/2023
Johnson Controls, Inc. | York | PHE4B6024 | PHE4B6024 |  |  | Voluntarily Certified | Single-package heat pumps (oth | False | False | 59000 | 57000 | 13.4 | 13.4 | 6.7 | 6.7 | False | 33 | 33 | 11 |  |  | False | Conventional | 12/14/2023 |  | 12/14/2023
Johnson Controls, Inc. | York | HMH72B481 | HMH72B481 | JHETD60JBCS2N1 |  | Voluntarily Certified | Single-split-system heat pumps | False | False | 48000 | 47000 | 18.5 | 14.3 | 8.25 | 7.5 | False | 33 | 33 | 10 |  | Blower Coil System | True | Conventional | 12/14/2023 |  | 12/14/2023
Johnson Controls, Inc. | York | PHG6A240752X4 | PHG6A240752X4 |  |  | Voluntarily Certified | Single-package heat pumps (oth | False | False | 24000 | 23000 | 15.2 | 13.4 | 7.2 | 6.7 | False | 33 | 33 | 12 |  |  | False | Conventional | 12/14/2023 |  | 12/14/2023
Johnson Controls, Inc. | York | PHG6B601252X4 | PHG6B601252X4 |  |  | Voluntarily Certified | Single-package heat pumps (oth | False | False | 57000 | 57000 | 15.2 | 13.4 | 7.2 | 6.7 | False | 33 | 33 | 12 |  |  | False | Conventional | 12/14/2023 |  | 12/14/2023
Johnson Controls, Inc. | York | PHE6B3624 | PHE6B3624 |  |  | Voluntarily Certified | Single-package heat pumps (oth | False | False | 36600 | 32600 | 15.2 | 13.4 | 7.2 | 6.7 | False | 33 | 33 | 12 |  |  | False | Conventional | 12/14/2023 |  | 12/14/2023
Johnson Controls, Inc. | York | PHE6B6024 | PHE6B6024 |  |  | Voluntarily Certified | Single-package heat pumps (oth | False | False | 57000 | 57000 | 15.2 | 13.4 | 7.2 | 6.7 | False | 33 | 33 | 12 |  |  | False | Conventional | 12/14/2023 |  | 12/14/2023
Johnson Controls, Inc. | York | YZV36B21 | YZV36B21 | JHVVB36DE2C2N1+CC |  | Voluntarily Certified | Single-split-system heat pumps | True | False | 32000 | 33600 | 19.5 | 14.3 | 8.5 | 7.5 | False | 33 | 33 | 12.4 |  | Blower Coil System | True | Conventional | 12/14/2023 |  | 12/14/2023
Johnson Controls, Inc. | York | PHE4B3624 | PHE4B3624 |  |  | Voluntarily Certified | Single-package heat pumps (oth | False | False | 35200 | 34800 | 13.4 | 13.4 | 6.7 | 6.7 | False | 33 | 33 | 11 |  |  | False | Conventional | 12/14/2023 |  | 12/14/2023
Johnson Controls, Inc. | York | PHG6B361002X4 | PHG6B361002X4 |  |  | Voluntarily Certified | Single-package heat pumps (oth | False | False | 36600 | 32600 | 15.2 | 13.4 | 7.2 | 6.7 | False | 33 | 33 | 12 |  |  | False | Conventional | 12/14/2023 |  | 12/14/2023
Johnson Controls, Inc. | York | PHG6B481002X4 | PHG6B481002X4 |  |  | Voluntarily Certified | Single-package heat pumps (oth | False | False | 46500 | 45500 | 15.2 | 13.4 | 7.2 | 6.7 | False | 33 | 33 | 12 |  |  | False | Conventional | 12/14/2023 |  | 12/14/2023
Johnson Controls, Inc. | Luxaire | PHE4B4224 | PHE4B4224 |  |  | Voluntarily Certified | Single-package heat pumps (oth | False | False | 41000 | 39500 | 13.4 | 13.4 | 6.7 | 6.7 | False | 33 | 33 | 11 |  |  | False | Conventional | 12/14/2023 |  | 12/14/2023
Johnson Controls, Inc. | Luxaire | PHE4A3024 | PHE4A3024 |  |  | Voluntarily Certified | Single-package heat pumps (oth | False | False | 29400 | 28400 | 13.4 | 13.4 | 6.7 | 6.7 | False | 33 | 33 | 11 |  |  | False | Conventional | 12/14/2023 |  | 12/14/2023
Johnson Controls, Inc. | Luxaire | PHE4B4824 | PHE4B4824 |  |  | Voluntarily Certified | Single-package heat pumps (oth | False | False | 47500 | 47000 | 13.4 | 13.4 | 6.7 | 6.7 | False | 33 | 33 | 11 |  |  | False | Conventional | 12/14/2023 |  | 12/14/2023
Johnson Controls, Inc. | Luxaire | HMH72B341 | HMH72B341 | JHETC36DBCS2N1 |  | Voluntarily Certified | Single-split-system heat pumps | False | False | 34000 | 33200 | 18.5 | 14.3 | 8.7 | 7.5 | False | 33 | 33 | 10.5 |  | Blower Coil System | True | Conventional | 12/14/2023 |  | 12/14/2023
Johnson Controls, Inc. | Luxaire | HL20B3621 | HL20B3621 | JHVVB36DE2C2N1+CC |  | Voluntarily Certified | Single-split-system heat pumps | True | False | 32000 | 33600 | 19.5 | 14.3 | 8.5 | 7.5 | False | 33 | 33 | 12.4 |  | Blower Coil System | True | Conventional | 12/14/2023 |  | 12/14/2023
Johnson Controls, Inc. | Luxaire | PHE6A2424 | PHE6A2424 |  |  | Voluntarily Certified | Single-package heat pumps (oth | False | False | 24000 | 23000 | 15.2 | 13.4 | 7.2 | 6.7 | False | 33 | 33 | 12 |  |  | False | Conventional | 12/14/2023 |  | 12/14/2023
Johnson Controls, Inc. | Luxaire | PHE4B6024 | PHE4B6024 |  |  | Voluntarily Certified | Single-package heat pumps (oth | False | False | 59000 | 57000 | 13.4 | 13.4 | 6.7 | 6.7 | False | 33 | 33 | 11 |  |  | False | Conventional | 12/14/2023 |  | 12/14/2023
Johnson Controls, Inc. | Luxaire | HL20B4821 | HL20B4821 | JHVVC48HE3C2N1+CC |  | Voluntarily Certified | Single-split-system heat pumps | True | False | 44500 | 44000 | 19.5 | 14.3 | 8.5 | 7.5 | False | 33 | 33 | 12.4 |  | Blower Coil System | True | Conventional | 12/14/2023 |  | 12/14/2023
Johnson Controls, Inc. | Luxaire | HMH72B481 | HMH72B481 | JHETD60JBCS2N1 |  | Voluntarily Certified | Single-split-system heat pumps | False | False | 48000 | 47000 | 18.5 | 14.3 | 8.25 | 7.5 | False | 33 | 33 | 10 |  | Blower Coil System | True | Conventional | 12/14/2023 |  | 12/14/2023
Johnson Controls, Inc. | Luxaire | PHE4A2424 | PHE4A2424 |  |  | Voluntarily Certified | Single-package heat pumps (oth | False | False | 23800 | 23800 | 13.4 | 13.4 | 6.7 | 6.7 | False | 33 | 33 | 11 |  |  | False | Conventional | 12/14/2023 |  | 12/14/2023
Johnson Controls, Inc. | Luxaire | HMH72B601 | HMH72B601 | JHETD60JBCS2N1 |  | Voluntarily Certified | Single-split-system heat pumps | False | False | 58000 | 56000 | 17.5 | 14.3 | 8.3 | 7.5 | False | 33 | 33 | 8.5 |  | Blower Coil System | True | Conventional | 12/14/2023 |  | 12/14/2023
Johnson Controls, Inc. | Luxaire | PHE6B4824 | PHE6B4824 |  |  | Voluntarily Certified | Single-package heat pumps (oth | False | False | 46500 | 45500 | 15.2 | 13.4 | 7.2 | 6.7 | False | 33 | 33 | 12 |  |  | False | Conventional | 12/14/2023 |  | 12/14/2023
Johnson Controls, Inc. | Luxaire | PHE6B6024 | PHE6B6024 |  |  | Voluntarily Certified | Single-package heat pumps (oth | False | False | 57000 | 57000 | 15.2 | 13.4 | 7.2 | 6.7 | False | 33 | 33 | 12 |  |  | False | Conventional | 12/14/2023 |  | 12/14/2023
Johnson Controls, Inc. | Luxaire | PHG6A240752X4 | PHG6A240752X4 |  |  | Voluntarily Certified | Single-package heat pumps (oth | False | False | 24000 | 23000 | 15.2 | 13.4 | 7.2 | 6.7 | False | 33 | 33 | 12 |  |  | False | Conventional | 12/14/2023 |  | 12/14/2023
Johnson Controls, Inc. | Luxaire | PHE6B3624 | PHE6B3624 |  |  | Voluntarily Certified | Single-package heat pumps (oth | False | False | 36600 | 32600 | 15.2 | 13.4 | 7.2 | 6.7 | False | 33 | 33 | 12 |  |  | False | Conventional | 12/14/2023 |  | 12/14/2023
Johnson Controls, Inc. | Luxaire | PHG6B601252X4 | PHG6B601252X4 |  |  | Voluntarily Certified | Single-package heat pumps (oth | False | False | 57000 | 57000 | 15.2 | 13.4 | 7.2 | 6.7 | False | 33 | 33 | 12 |  |  | False | Conventional | 12/14/2023 |  | 12/14/2023
Johnson Controls, Inc. | Luxaire | PHG6B361002X4 | PHG6B361002X4 |  |  | Voluntarily Certified | Single-package heat pumps (oth | False | False | 36600 | 32600 | 15.2 | 13.4 | 7.2 | 6.7 | False | 33 | 33 | 12 |  |  | False | Conventional | 12/14/2023 |  | 12/14/2023
Johnson Controls, Inc. | Luxaire | PHG6B481002X4 | PHG6B481002X4 |  |  | Voluntarily Certified | Single-package heat pumps (oth | False | False | 46500 | 45500 | 15.2 | 13.4 | 7.2 | 6.7 | False | 33 | 33 | 12 |  |  | False | Conventional | 12/14/2023 |  | 12/14/2023
Johnson Controls, Inc. | Luxaire | PHE4B3624 | PHE4B3624 |  |  | Voluntarily Certified | Single-package heat pumps (oth | False | False | 35200 | 34800 | 13.4 | 13.4 | 6.7 | 6.7 | False | 33 | 33 | 11 |  |  | False | Conventional | 12/14/2023 |  | 12/14/2023
Johnson Controls, Inc. | Evcon | PHE4B3624 | PHE4B3624 |  |  | Voluntarily Certified | Single-package heat pumps (oth | False | False | 35200 | 34800 | 13.4 | 13.4 | 6.7 | 6.7 | False | 33 | 33 | 11 |  |  | False | Conventional | 12/14/2023 |  | 12/14/2023
Johnson Controls, Inc. | Evcon | RHP15036B21 | RHP15036B21 | JHETC36DBCS2N1 |  | Voluntarily Certified | Single-split-system heat pumps | False | False | 35000 | 33400 | 15.2 | 14.3 | 7.8 | 7.5 | False | 33 | 33 | 12 |  | Blower Coil System | False | Conventional | 12/14/2023 |  | 12/14/2023
Johnson Controls, Inc. | Evcon | RHP15042B21 | RHP15042B21 | JHETC42FBCS2N1 |  | Voluntarily Certified | Single-split-system heat pumps | False | False | 41000 | 40000 | 16 | 14.3 | 8.1 | 7.5 | False | 33 | 33 | 12 |  | Blower Coil System | False | Conventional | 12/14/2023 |  | 12/14/2023
Johnson Controls, Inc. | Evcon | RHP15030B21 | RHP15030B21 | JHETB30DBAS2N1 |  | Voluntarily Certified | Single-split-system heat pumps | False | False | 29400 | 27400 | 15.2 | 14.3 | 7.8 | 7.5 | False | 33 | 33 | 11.7 |  | Blower Coil System | False | Conventional | 12/14/2023 |  | 12/14/2023
Johnson Controls, Inc. | Evcon | RHP15060B21 | RHP15060B21 | JHETC60HBCS2N1 |  | Voluntarily Certified | Single-split-system heat pumps | False | False | 53500 | 55000 | 15.2 | 14.3 | 7.8 | 7.5 | False | 33 | 33 | 11.7 |  | Blower Coil System | False | Conventional | 12/14/2023 |  | 12/14/2023
Johnson Controls, Inc. | Evcon | PHE4A2424 | PHE4A2424 |  |  | Voluntarily Certified | Single-package heat pumps (oth | False | False | 23800 | 23800 | 13.4 | 13.4 | 6.7 | 6.7 | False | 33 | 33 | 11 |  |  | False | Conventional | 12/14/2023 |  | 12/14/2023
Johnson Controls, Inc. | Evcon | PHE4B6024 | PHE4B6024 |  |  | Voluntarily Certified | Single-package heat pumps (oth | False | False | 59000 | 57000 | 13.4 | 13.4 | 6.7 | 6.7 | False | 33 | 33 | 11 |  |  | False | Conventional | 12/14/2023 |  | 12/14/2023
Johnson Controls, Inc. | Evcon | RHP15018B21 | RHP15018B21 | JHETB24CBAS2N1 |  | Voluntarily Certified | Single-split-system heat pumps | False | False | 17600 | 16000 | 15.2 | 14.3 | 7.8 | 7.5 | False | 33 | 33 | 12.5 |  | Blower Coil System | False | Conventional | 12/14/2023 |  | 12/14/2023
Johnson Controls, Inc. | Evcon | RHP15048B21 | RHP15048B21 | JHETC60HBCS2N1 |  | Voluntarily Certified | Single-split-system heat pumps | False | False | 46000 | 45000 | 15.2 | 14.3 | 7.8 | 7.5 | False | 33 | 33 | 11.7 |  | Blower Coil System | False | Conventional | 12/14/2023 |  | 12/14/2023
Johnson Controls, Inc. | Evcon | RHP15024B21 | RHP15024B21 | JHETB24CBAS2N1 |  | Voluntarily Certified | Single-split-system heat pumps | False | False | 23600 | 21600 | 15.2 | 14.3 | 7.8 | 7.5 | False | 33 | 33 | 11.7 |  | Blower Coil System | False | Conventional | 12/14/2023 |  | 12/14/2023
Johnson Controls, Inc. | Evcon | PHE4B4824 | PHE4B4824 |  |  | Voluntarily Certified | Single-package heat pumps (oth | False | False | 47500 | 47000 | 13.4 | 13.4 | 6.7 | 6.7 | False | 33 | 33 | 11 |  |  | False | Conventional | 12/14/2023 |  | 12/14/2023
Johnson Controls, Inc. | Evcon | PHE4A3024 | PHE4A3024 |  |  | Voluntarily Certified | Single-package heat pumps (oth | False | False | 29400 | 28400 | 13.4 | 13.4 | 6.7 | 6.7 | False | 33 | 33 | 11 |  |  | False | Conventional | 12/14/2023 |  | 12/14/2023
Johnson Controls, Inc. | Evcon | PHE4B4224 | PHE4B4224 |  |  | Voluntarily Certified | Single-package heat pumps (oth | False | False | 41000 | 39500 | 13.4 | 13.4 | 6.7 | 6.7 | False | 33 | 33 | 11 |  |  | False | Conventional | 12/14/2023 |  | 12/14/2023
Johnson Controls, Inc. | CHAMPION HEATING AND COOLING | PHG6B361002X4 | PHG6B361002X4 |  |  | Voluntarily Certified | Single-package heat pumps (oth | False | False | 36600 | 32600 | 15.2 | 13.4 | 7.2 | 6.7 | False | 33 | 33 | 12 |  |  | False | Conventional | 12/14/2023 |  | 12/14/2023
Johnson Controls, Inc. | CHAMPION HEATING AND COOLING | PHG6B481002X4 | PHG6B481002X4 |  |  | Voluntarily Certified | Single-package heat pumps (oth | False | False | 46500 | 45500 | 15.2 | 13.4 | 7.2 | 6.7 | False | 33 | 33 | 12 |  |  | False | Conventional | 12/14/2023 |  | 12/14/2023
Johnson Controls, Inc. | CHAMPION HEATING AND COOLING | PHE4B3624 | PHE4B3624 |  |  | Voluntarily Certified | Single-package heat pumps (oth | False | False | 35200 | 34800 | 13.4 | 13.4 | 6.7 | 6.7 | False | 33 | 33 | 11 |  |  | False | Conventional | 12/14/2023 |  | 12/14/2023
Johnson Controls, Inc. | CHAMPION HEATING AND COOLING | PHE6B6024 | PHE6B6024 |  |  | Voluntarily Certified | Single-package heat pumps (oth | False | False | 57000 | 57000 | 15.2 | 13.4 | 7.2 | 6.7 | False | 33 | 33 | 12 |  |  | False | Conventional | 12/14/2023 |  | 12/14/2023
Johnson Controls, Inc. | CHAMPION HEATING AND COOLING | PHG6B601252X4 | PHG6B601252X4 |  |  | Voluntarily Certified | Single-package heat pumps (oth | False | False | 57000 | 57000 | 15.2 | 13.4 | 7.2 | 6.7 | False | 33 | 33 | 12 |  |  | False | Conventional | 12/14/2023 |  | 12/14/2023
Johnson Controls, Inc. | CHAMPION HEATING AND COOLING | PHE6B3624 | PHE6B3624 |  |  | Voluntarily Certified | Single-package heat pumps (oth | False | False | 36600 | 32600 | 15.2 | 13.4 | 7.2 | 6.7 | False | 33 | 33 | 12 |  |  | False | Conventional | 12/14/2023 |  | 12/14/2023
Johnson Controls, Inc. | CHAMPION HEATING AND COOLING | PHG6A240752X4 | PHG6A240752X4 |  |  | Voluntarily Certified | Single-package heat pumps (oth | False | False | 24000 | 23000 | 15.2 | 13.4 | 7.2 | 6.7 | False | 33 | 33 | 12 |  |  | False | Conventional | 12/14/2023 |  | 12/14/2023
Johnson Controls, Inc. | CHAMPION HEATING AND COOLING | PHE6B4824 | PHE6B4824 |  |  | Voluntarily Certified | Single-package heat pumps (oth | False | False | 46500 | 45500 | 15.2 | 13.4 | 7.2 | 6.7 | False | 33 | 33 | 12 |  |  | False | Conventional | 12/14/2023 |  | 12/14/2023
Johnson Controls, Inc. | CHAMPION HEATING AND COOLING | HMH72B601 | HMH72B601 | JHETD60JBCS2N1 |  | Voluntarily Certified | Single-split-system heat pumps | False | False | 58000 | 56000 | 17.5 | 14.3 | 8.3 | 7.5 | False | 33 | 33 | 8.5 |  | Blower Coil System | True | Conventional | 12/14/2023 |  | 12/14/2023
Johnson Controls, Inc. | CHAMPION HEATING AND COOLING | PHE4A2424 | PHE4A2424 |  |  | Voluntarily Certified | Single-package heat pumps (oth | False | False | 23800 | 23800 | 13.4 | 13.4 | 6.7 | 6.7 | False | 33 | 33 | 11 |  |  | False | Conventional | 12/14/2023 |  | 12/14/2023
Johnson Controls, Inc. | CHAMPION HEATING AND COOLING | HMH72B481 | HMH72B481 | JHETD60JBCS2N1 |  | Voluntarily Certified | Single-split-system heat pumps | False | False | 48000 | 47000 | 18.5 | 14.3 | 8.25 | 7.5 | False | 33 | 33 | 10 |  | Blower Coil System | True | Conventional | 12/14/2023 |  | 12/14/2023
Johnson Controls, Inc. | CHAMPION HEATING AND COOLING | HL20B4821 | HL20B4821 | JHVVC48HE3C2N1+CC |  | Voluntarily Certified | Single-split-system heat pumps | True | False | 44500 | 44000 | 19.5 | 14.3 | 8.5 | 7.5 | False | 33 | 33 | 12.4 |  | Blower Coil System | True | Conventional | 12/14/2023 |  | 12/14/2023
Johnson Controls, Inc. | CHAMPION HEATING AND COOLING | PHE4B6024 | PHE4B6024 |  |  | Voluntarily Certified | Single-package heat pumps (oth | False | False | 59000 | 57000 | 13.4 | 13.4 | 6.7 | 6.7 | False | 33 | 33 | 11 |  |  | False | Conventional | 12/14/2023 |  | 12/14/2023
Johnson Controls, Inc. | CHAMPION HEATING AND COOLING | HL20B3621 | HL20B3621 | JHVVB36DE2C2N1+CC |  | Voluntarily Certified | Single-split-system heat pumps | True | False | 32000 | 33600 | 19.5 | 14.3 | 8.5 | 7.5 | False | 33 | 33 | 12.4 |  | Blower Coil System | True | Conventional | 12/14/2023 |  | 12/14/2023
Johnson Controls, Inc. | CHAMPION HEATING AND COOLING | PHE6A2424 | PHE6A2424 |  |  | Voluntarily Certified | Single-package heat pumps (oth | False | False | 24000 | 23000 | 15.2 | 13.4 | 7.2 | 6.7 | False | 33 | 33 | 12 |  |  | False | Conventional | 12/14/2023 |  | 12/14/2023
Johnson Controls, Inc. | CHAMPION HEATING AND COOLING | HMH72B341 | HMH72B341 | JHETC36DBCS2N1 |  | Voluntarily Certified | Single-split-system heat pumps | False | False | 34000 | 33200 | 18.5 | 14.3 | 8.7 | 7.5 | False | 33 | 33 | 10.5 |  | Blower Coil System | True | Conventional | 12/14/2023 |  | 12/14/2023
Johnson Controls, Inc. | CHAMPION HEATING AND COOLING | PHE4B4824 | PHE4B4824 |  |  | Voluntarily Certified | Single-package heat pumps (oth | False | False | 47500 | 47000 | 13.4 | 13.4 | 6.7 | 6.7 | False | 33 | 33 | 11 |  |  | False | Conventional | 12/14/2023 |  | 12/14/2023
Johnson Controls, Inc. | CHAMPION HEATING AND COOLING | PHE4A3024 | PHE4A3024 |  |  | Voluntarily Certified | Single-package heat pumps (oth | False | False | 29400 | 28400 | 13.4 | 13.4 | 6.7 | 6.7 | False | 33 | 33 | 11 |  |  | False | Conventional | 12/14/2023 |  | 12/14/2023
Johnson Controls, Inc. | CHAMPION HEATING AND COOLING | PHE4B4224 | PHE4B4224 |  |  | Voluntarily Certified | Single-package heat pumps (oth | False | False | 41000 | 39500 | 13.4 | 13.4 | 6.7 | 6.7 | False | 33 | 33 | 11 |  |  | False | Conventional | 12/14/2023 |  | 12/14/2023
Johnson Controls, Inc. | Guardian | PHE4A3024 | PHE4A3024 |  |  | Voluntarily Certified | Single-package heat pumps (oth | False | False | 29400 | 28400 | 13.4 | 13.4 | 6.7 | 6.7 | False | 33 | 33 | 11 |  |  | False | Conventional | 12/14/2023 |  | 12/14/2023
Johnson Controls, Inc. | Guardian | PHE4B4224 | PHE4B4224 |  |  | Voluntarily Certified | Single-package heat pumps (oth | False | False | 41000 | 39500 | 13.4 | 13.4 | 6.7 | 6.7 | False | 33 | 33 | 11 |  |  | False | Conventional | 12/14/2023 |  | 12/14/2023
Johnson Controls, Inc. | Guardian | PHE4B4824 | PHE4B4824 |  |  | Voluntarily Certified | Single-package heat pumps (oth | False | False | 47500 | 47000 | 13.4 | 13.4 | 6.7 | 6.7 | False | 33 | 33 | 11 |  |  | False | Conventional | 12/14/2023 |  | 12/14/2023
Johnson Controls, Inc. | Guardian | RHP15024B21 | RHP15024B21 | JHETB24CBAS2N1 |  | Voluntarily Certified | Single-split-system heat pumps | False | False | 23600 | 21600 | 15.2 | 14.3 | 7.8 | 7.5 | False | 33 | 33 | 11.7 |  | Blower Coil System | False | Conventional | 12/14/2023 |  | 12/14/2023
Johnson Controls, Inc. | Guardian | RHP15018B21 | RHP15018B21 | JHETB24CBAS2N1 |  | Voluntarily Certified | Single-split-system heat pumps | False | False | 17600 | 16000 | 15.2 | 14.3 | 7.8 | 7.5 | False | 33 | 33 | 12.5 |  | Blower Coil System | False | Conventional | 12/14/2023 |  | 12/14/2023
Johnson Controls, Inc. | Guardian | RHP15048B21 | RHP15048B21 | JHETC60HBCS2N1 |  | Voluntarily Certified | Single-split-system heat pumps | False | False | 46000 | 45000 | 15.2 | 14.3 | 7.8 | 7.5 | False | 33 | 33 | 11.7 |  | Blower Coil System | False | Conventional | 12/14/2023 |  | 12/14/2023
Johnson Controls, Inc. | Guardian | PHE4B6024 | PHE4B6024 |  |  | Voluntarily Certified | Single-package heat pumps (oth | False | False | 59000 | 57000 | 13.4 | 13.4 | 6.7 | 6.7 | False | 33 | 33 | 11 |  |  | False | Conventional | 12/14/2023 |  | 12/14/2023
Johnson Controls, Inc. | Guardian | PHE4A2424 | PHE4A2424 |  |  | Voluntarily Certified | Single-package heat pumps (oth | False | False | 23800 | 23800 | 13.4 | 13.4 | 6.7 | 6.7 | False | 33 | 33 | 11 |  |  | False | Conventional | 12/14/2023 |  | 12/14/2023
Johnson Controls, Inc. | Guardian | RHP15060B21 | RHP15060B21 | JHETC60HBCS2N1 |  | Voluntarily Certified | Single-split-system heat pumps | False | False | 53500 | 55000 | 15.2 | 14.3 | 7.8 | 7.5 | False | 33 | 33 | 11.7 |  | Blower Coil System | False | Conventional | 12/14/2023 |  | 12/14/2023
Johnson Controls, Inc. | Guardian | RHP15030B21 | RHP15030B21 | JHETB30DBAS2N1 |  | Voluntarily Certified | Single-split-system heat pumps | False | False | 29400 | 27400 | 15.2 | 14.3 | 7.8 | 7.5 | False | 33 | 33 | 11.7 |  | Blower Coil System | False | Conventional | 12/14/2023 |  | 12/14/2023
Johnson Controls, Inc. | Guardian | PHE4B3624 | PHE4B3624 |  |  | Voluntarily Certified | Single-package heat pumps (oth | False | False | 35200 | 34800 | 13.4 | 13.4 | 6.7 | 6.7 | False | 33 | 33 | 11 |  |  | False | Conventional | 12/14/2023 |  | 12/14/2023
Johnson Controls, Inc. | Guardian | RHP15042B21 | RHP15042B21 | JHETC42FBCS2N1 |  | Voluntarily Certified | Single-split-system heat pumps | False | False | 41000 | 40000 | 16 | 14.3 | 8.1 | 7.5 | False | 33 | 33 | 12 |  | Blower Coil System | False | Conventional | 12/14/2023 |  | 12/14/2023
Johnson Controls, Inc. | Guardian | RHP15036B21 | RHP15036B21 | JHETC36DBCS2N1 |  | Voluntarily Certified | Single-split-system heat pumps | False | False | 35000 | 33400 | 15.2 | 14.3 | 7.8 | 7.5 | False | 33 | 33 | 12 |  | Blower Coil System | False | Conventional | 12/14/2023 |  | 12/14/2023
Johnson Controls, Inc. | Coleman | PHG6B361002X4 | PHG6B361002X4 |  |  | Voluntarily Certified | Single-package heat pumps (oth | False | False | 36600 | 32600 | 15.2 | 13.4 | 7.2 | 6.7 | False | 33 | 33 | 12 |  |  | False | Conventional | 12/14/2023 |  | 12/14/2023
Johnson Controls, Inc. | Coleman | PHG6B481002X4 | PHG6B481002X4 |  |  | Voluntarily Certified | Single-package heat pumps (oth | False | False | 46500 | 45500 | 15.2 | 13.4 | 7.2 | 6.7 | False | 33 | 33 | 12 |  |  | False | Conventional | 12/14/2023 |  | 12/14/2023
Johnson Controls, Inc. | Coleman | HC20B4821 | HC20B4821 | JHVVC48HE3C2N1+CC |  | Voluntarily Certified | Single-split-system heat pumps | True | False | 44500 | 44000 | 19.5 | 14.3 | 8.5 | 7.5 | False | 33 | 33 | 12.4 |  | Blower Coil System | True | Conventional | 12/14/2023 |  | 12/14/2023
Johnson Controls, Inc. | Coleman | PHE4B3624 | PHE4B3624 |  |  | Voluntarily Certified | Single-package heat pumps (oth | False | False | 35200 | 34800 | 13.4 | 13.4 | 6.7 | 6.7 | False | 33 | 33 | 11 |  |  | False | Conventional | 12/14/2023 |  | 12/14/2023
Johnson Controls, Inc. | Coleman | PHG6B601252X4 | PHG6B601252X4 |  |  | Voluntarily Certified | Single-package heat pumps (oth | False | False | 57000 | 57000 | 15.2 | 13.4 | 7.2 | 6.7 | False | 33 | 33 | 12 |  |  | False | Conventional | 12/14/2023 |  | 12/14/2023
Johnson Controls, Inc. | Coleman | PHE6B3624 | PHE6B3624 |  |  | Voluntarily Certified | Single-package heat pumps (oth | False | False | 36600 | 32600 | 15.2 | 13.4 | 7.2 | 6.7 | False | 33 | 33 | 12 |  |  | False | Conventional | 12/14/2023 |  | 12/14/2023
Johnson Controls, Inc. | Coleman | PHG6A240752X4 | PHG6A240752X4 |  |  | Voluntarily Certified | Single-package heat pumps (oth | False | False | 24000 | 23000 | 15.2 | 13.4 | 7.2 | 6.7 | False | 33 | 33 | 12 |  |  | False | Conventional | 12/14/2023 |  | 12/14/2023
Johnson Controls, Inc. | Coleman | HC20B3621 | HC20B3621 | JHVVB36DE2C2N1+CC |  | Voluntarily Certified | Single-split-system heat pumps | True | False | 32000 | 33600 | 19.5 | 14.3 | 8.5 | 7.5 | False | 33 | 33 | 12.4 |  | Blower Coil System | True | Conventional | 12/14/2023 |  | 12/14/2023
Johnson Controls, Inc. | Coleman | PHE6B6024 | PHE6B6024 |  |  | Voluntarily Certified | Single-package heat pumps (oth | False | False | 57000 | 57000 | 15.2 | 13.4 | 7.2 | 6.7 | False | 33 | 33 | 12 |  |  | False | Conventional | 12/14/2023 |  | 12/14/2023
Johnson Controls, Inc. | Coleman | HMH72B601 | HMH72B601 | JHETD60JBCS2N1 |  | Voluntarily Certified | Single-split-system heat pumps | False | False | 58000 | 56000 | 17.5 | 14.3 | 8.3 | 7.5 | False | 33 | 33 | 8.5 |  | Blower Coil System | True | Conventional | 12/14/2023 |  | 12/14/2023
Johnson Controls, Inc. | Coleman | PHE6B4824 | PHE6B4824 |  |  | Voluntarily Certified | Single-package heat pumps (oth | False | False | 46500 | 45500 | 15.2 | 13.4 | 7.2 | 6.7 | False | 33 | 33 | 12 |  |  | False | Conventional | 12/14/2023 |  | 12/14/2023
Johnson Controls, Inc. | Coleman | PHE4A2424 | PHE4A2424 |  |  | Voluntarily Certified | Single-package heat pumps (oth | False | False | 23800 | 23800 | 13.4 | 13.4 | 6.7 | 6.7 | False | 33 | 33 | 11 |  |  | False | Conventional | 12/14/2023 |  | 12/14/2023
Johnson Controls, Inc. | Coleman | PHE4B6024 | PHE4B6024 |  |  | Voluntarily Certified | Single-package heat pumps (oth | False | False | 59000 | 57000 | 13.4 | 13.4 | 6.7 | 6.7 | False | 33 | 33 | 11 |  |  | False | Conventional | 12/14/2023 |  | 12/14/2023
Johnson Controls, Inc. | Coleman | HMH72B481 | HMH72B481 | JHETD60JBCS2N1 |  | Voluntarily Certified | Single-split-system heat pumps | False | False | 48000 | 47000 | 18.5 | 14.3 | 8.25 | 7.5 | False | 33 | 33 | 10 |  | Blower Coil System | True | Conventional | 12/14/2023 |  | 12/14/2023
Johnson Controls, Inc. | Coleman | PHE6A2424 | PHE6A2424 |  |  | Voluntarily Certified | Single-package heat pumps (oth | False | False | 24000 | 23000 | 15.2 | 13.4 | 7.2 | 6.7 | False | 33 | 33 | 12 |  |  | False | Conventional | 12/14/2023 |  | 12/14/2023
Johnson Controls, Inc. | Coleman | PHE4B4824 | PHE4B4824 |  |  | Voluntarily Certified | Single-package heat pumps (oth | False | False | 47500 | 47000 | 13.4 | 13.4 | 6.7 | 6.7 | False | 33 | 33 | 11 |  |  | False | Conventional | 12/14/2023 |  | 12/14/2023
Johnson Controls, Inc. | Coleman | HMH72B341 | HMH72B341 | JHETC36DBCS2N1 |  | Voluntarily Certified | Single-split-system heat pumps | False | False | 34000 | 33200 | 18.5 | 14.3 | 8.7 | 7.5 | False | 33 | 33 | 10.5 |  | Blower Coil System | True | Conventional | 12/14/2023 |  | 12/14/2023
Johnson Controls, Inc. | Coleman | PHE4B4224 | PHE4B4224 |  |  | Voluntarily Certified | Single-package heat pumps (oth | False | False | 41000 | 39500 | 13.4 | 13.4 | 6.7 | 6.7 | False | 33 | 33 | 11 |  |  | False | Conventional | 12/14/2023 |  | 12/14/2023
Johnson Controls, Inc. | Coleman | PHE4A3024 | PHE4A3024 |  |  | Voluntarily Certified | Single-package heat pumps (oth | False | False | 29400 | 28400 | 13.4 | 13.4 | 6.7 | 6.7 | False | 33 | 33 | 11 |  |  | False | Conventional | 12/14/2023 |  | 12/14/2023
Johnson Controls, Inc. | FRASER-JOHNSTON | PHG6B361002X4 | PHG6B361002X4 |  |  | Voluntarily Certified | Single-package heat pumps (oth | False | False | 36600 | 32600 | 15.2 | 13.4 | 7.2 | 6.7 | False | 33 | 33 | 12 |  |  | False | Conventional | 12/14/2023 |  | 12/14/2023
Johnson Controls, Inc. | FRASER-JOHNSTON | PHG6B481002X4 | PHG6B481002X4 |  |  | Voluntarily Certified | Single-package heat pumps (oth | False | False | 46500 | 45500 | 15.2 | 13.4 | 7.2 | 6.7 | False | 33 | 33 | 12 |  |  | False | Conventional | 12/14/2023 |  | 12/14/2023
Johnson Controls, Inc. | FRASER-JOHNSTON | PHE4B3624 | PHE4B3624 |  |  | Voluntarily Certified | Single-package heat pumps (oth | False | False | 35200 | 34800 | 13.4 | 13.4 | 6.7 | 6.7 | False | 33 | 33 | 11 |  |  | False | Conventional | 12/14/2023 |  | 12/14/2023
Johnson Controls, Inc. | FRASER-JOHNSTON | PHG6A240752X4 | PHG6A240752X4 |  |  | Voluntarily Certified | Single-package heat pumps (oth | False | False | 24000 | 23000 | 15.2 | 13.4 | 7.2 | 6.7 | False | 33 | 33 | 12 |  |  | False | Conventional | 12/14/2023 |  | 12/14/2023
Johnson Controls, Inc. | FRASER-JOHNSTON | PHE6B3624 | PHE6B3624 |  |  | Voluntarily Certified | Single-package heat pumps (oth | False | False | 36600 | 32600 | 15.2 | 13.4 | 7.2 | 6.7 | False | 33 | 33 | 12 |  |  | False | Conventional | 12/14/2023 |  | 12/14/2023
Johnson Controls, Inc. | FRASER-JOHNSTON | PHG6B601252X4 | PHG6B601252X4 |  |  | Voluntarily Certified | Single-package heat pumps (oth | False | False | 57000 | 57000 | 15.2 | 13.4 | 7.2 | 6.7 | False | 33 | 33 | 12 |  |  | False | Conventional | 12/14/2023 |  | 12/14/2023
Johnson Controls, Inc. | FRASER-JOHNSTON | PHE6B6024 | PHE6B6024 |  |  | Voluntarily Certified | Single-package heat pumps (oth | False | False | 57000 | 57000 | 15.2 | 13.4 | 7.2 | 6.7 | False | 33 | 33 | 12 |  |  | False | Conventional | 12/14/2023 |  | 12/14/2023
Johnson Controls, Inc. | FRASER-JOHNSTON | HMH72B601 | HMH72B601 | JHETD60JBCS2N1 |  | Voluntarily Certified | Single-split-system heat pumps | False | False | 58000 | 56000 | 17.5 | 14.3 | 8.3 | 7.5 | False | 33 | 33 | 8.5 |  | Blower Coil System | True | Conventional | 12/14/2023 |  | 12/14/2023
Johnson Controls, Inc. | FRASER-JOHNSTON | PHE6B4824 | PHE6B4824 |  |  | Voluntarily Certified | Single-package heat pumps (oth | False | False | 46500 | 45500 | 15.2 | 13.4 | 7.2 | 6.7 | False | 33 | 33 | 12 |  |  | False | Conventional | 12/14/2023 |  | 12/14/2023
Johnson Controls, Inc. | FRASER-JOHNSTON | PHE4B6024 | PHE4B6024 |  |  | Voluntarily Certified | Single-package heat pumps (oth | False | False | 59000 | 57000 | 13.4 | 13.4 | 6.7 | 6.7 | False | 33 | 33 | 11 |  |  | False | Conventional | 12/14/2023 |  | 12/14/2023
Johnson Controls, Inc. | FRASER-JOHNSTON | HL20B4821 | HL20B4821 | JHVVC48HE3C2N1+CC |  | Voluntarily Certified | Single-split-system heat pumps | True | False | 44500 | 44000 | 19.5 | 14.3 | 8.5 | 7.5 | False | 33 | 33 | 12.4 |  | Blower Coil System | True | Conventional | 12/14/2023 |  | 12/14/2023
Johnson Controls, Inc. | FRASER-JOHNSTON | HMH72B481 | HMH72B481 | JHETD60JBCS2N1 |  | Voluntarily Certified | Single-split-system heat pumps | False | False | 48000 | 47000 | 18.5 | 14.3 | 8.25 | 7.5 | False | 33 | 33 | 10 |  | Blower Coil System | True | Conventional | 12/14/2023 |  | 12/14/2023
Johnson Controls, Inc. | FRASER-JOHNSTON | PHE4A2424 | PHE4A2424 |  |  | Voluntarily Certified | Single-package heat pumps (oth | False | False | 23800 | 23800 | 13.4 | 13.4 | 6.7 | 6.7 | False | 33 | 33 | 11 |  |  | False | Conventional | 12/14/2023 |  | 12/14/2023
Johnson Controls, Inc. | FRASER-JOHNSTON | PHE6A2424 | PHE6A2424 |  |  | Voluntarily Certified | Single-package heat pumps (oth | False | False | 24000 | 23000 | 15.2 | 13.4 | 7.2 | 6.7 | False | 33 | 33 | 12 |  |  | False | Conventional | 12/14/2023 |  | 12/14/2023
Johnson Controls, Inc. | FRASER-JOHNSTON | HL20B3621 | HL20B3621 | JHVVB36DE2C2N1+CC |  | Voluntarily Certified | Single-split-system heat pumps | True | False | 32000 | 33600 | 19.5 | 14.3 | 8.5 | 7.5 | False | 33 | 33 | 12.4 |  | Blower Coil System | True | Conventional | 12/14/2023 |  | 12/14/2023
Johnson Controls, Inc. | FRASER-JOHNSTON | HMH72B341 | HMH72B341 | JHETC36DBCS2N1 |  | Voluntarily Certified | Single-split-system heat pumps | False | False | 34000 | 33200 | 18.5 | 14.3 | 8.7 | 7.5 | False | 33 | 33 | 10.5 |  | Blower Coil System | True | Conventional | 12/14/2023 |  | 12/14/2023
Johnson Controls, Inc. | FRASER-JOHNSTON | PHE4B4824 | PHE4B4824 |  |  | Voluntarily Certified | Single-package heat pumps (oth | False | False | 47500 | 47000 | 13.4 | 13.4 | 6.7 | 6.7 | False | 33 | 33 | 11 |  |  | False | Conventional | 12/14/2023 |  | 12/14/2023
Johnson Controls, Inc. | FRASER-JOHNSTON | PHE4A3024 | PHE4A3024 |  |  | Voluntarily Certified | Single-package heat pumps (oth | False | False | 29400 | 28400 | 13.4 | 13.4 | 6.7 | 6.7 | False | 33 | 33 | 11 |  |  | False | Conventional | 12/14/2023 |  | 12/14/2023
Johnson Controls, Inc. | FRASER-JOHNSTON | PHE4B4224 | PHE4B4224 |  |  | Voluntarily Certified | Single-package heat pumps (oth | False | False | 41000 | 39500 | 13.4 | 13.4 | 6.7 | 6.7 | False | 33 | 33 | 11 |  |  | False | Conventional | 12/14/2023 |  | 12/14/2023
Johnson Controls, Inc. | Johnson Controls | HL20B3621 | HL20B3621 | JHVVB36DE2C2N1+CC |  | Voluntarily Certified | Single-split-system heat pumps | True | False | 32000 | 33600 | 19.5 | 14.3 | 8.5 | 7.5 | False | 33 | 33 | 12.4 |  | Blower Coil System | True | Conventional | 12/14/2023 |  | 12/14/2023
Johnson Controls, Inc. | Johnson Controls | PHE6A2424 | PHE6A2424 |  |  | Voluntarily Certified | Single-package heat pumps (oth | False | False | 24000 | 23000 | 15.2 | 13.4 | 7.2 | 6.7 | False | 33 | 33 | 12 |  |  | False | Conventional | 12/14/2023 |  | 12/14/2023
Johnson Controls, Inc. | Johnson Controls | PHE4B4224 | PHE4B4224 |  |  | Voluntarily Certified | Single-package heat pumps (oth | False | False | 41000 | 39500 | 13.4 | 13.4 | 6.7 | 6.7 | False | 33 | 33 | 11 |  |  | False | Conventional | 12/14/2023 |  | 12/14/2023
Johnson Controls, Inc. | Johnson Controls | PHE4A3024 | PHE4A3024 |  |  | Voluntarily Certified | Single-package heat pumps (oth | False | False | 29400 | 28400 | 13.4 | 13.4 | 6.7 | 6.7 | False | 33 | 33 | 11 |  |  | False | Conventional | 12/14/2023 |  | 12/14/2023
Johnson Controls, Inc. | Johnson Controls | PHE4B4824 | PHE4B4824 |  |  | Voluntarily Certified | Single-package heat pumps (oth | False | False | 47500 | 47000 | 13.4 | 13.4 | 6.7 | 6.7 | False | 33 | 33 | 11 |  |  | False | Conventional | 12/14/2023 |  | 12/14/2023
Johnson Controls, Inc. | Johnson Controls | HMH72B341 | HMH72B341 | JHETC36DBCS2N1 |  | Voluntarily Certified | Single-split-system heat pumps | False | False | 34000 | 33200 | 18.5 | 14.3 | 8.7 | 7.5 | False | 33 | 33 | 10.5 |  | Blower Coil System | True | Conventional | 12/14/2023 |  | 12/14/2023
Johnson Controls, Inc. | Johnson Controls | HMH72B601 | HMH72B601 | JHETD60JBCS2N1 |  | Voluntarily Certified | Single-split-system heat pumps | False | False | 58000 | 56000 | 17.5 | 14.3 | 8.3 | 7.5 | False | 33 | 33 | 8.5 |  | Blower Coil System | True | Conventional | 12/14/2023 |  | 12/14/2023
Johnson Controls, Inc. | Johnson Controls | PHE6B4824 | PHE6B4824 |  |  | Voluntarily Certified | Single-package heat pumps (oth | False | False | 46500 | 45500 | 15.2 | 13.4 | 7.2 | 6.7 | False | 33 | 33 | 12 |  |  | False | Conventional | 12/14/2023 |  | 12/14/2023
Johnson Controls, Inc. | Johnson Controls | HMH72B481 | HMH72B481 | JHETD60JBCS2N1 |  | Voluntarily Certified | Single-split-system heat pumps | False | False | 48000 | 47000 | 18.5 | 14.3 | 8.25 | 7.5 | False | 33 | 33 | 10 |  | Blower Coil System | True | Conventional | 12/14/2023 |  | 12/14/2023
Johnson Controls, Inc. | Johnson Controls | HL20B4821 | HL20B4821 | JHVVC48HE3C2N1+CC |  | Voluntarily Certified | Single-split-system heat pumps | True | False | 44500 | 44000 | 19.5 | 14.3 | 8.5 | 7.5 | False | 33 | 33 | 12.4 |  | Blower Coil System | True | Conventional | 12/14/2023 |  | 12/14/2023
Johnson Controls, Inc. | Johnson Controls | PHE4B6024 | PHE4B6024 |  |  | Voluntarily Certified | Single-package heat pumps (oth | False | False | 59000 | 57000 | 13.4 | 13.4 | 6.7 | 6.7 | False | 33 | 33 | 11 |  |  | False | Conventional | 12/14/2023 |  | 12/14/2023
Johnson Controls, Inc. | Johnson Controls | PHE4A2424 | PHE4A2424 |  |  | Voluntarily Certified | Single-package heat pumps (oth | False | False | 23800 | 23800 | 13.4 | 13.4 | 6.7 | 6.7 | False | 33 | 33 | 11 |  |  | False | Conventional | 12/14/2023 |  | 12/14/2023
Johnson Controls, Inc. | Johnson Controls | PHG6A240752X4 | PHG6A240752X4 |  |  | Voluntarily Certified | Single-package heat pumps (oth | False | False | 24000 | 23000 | 15.2 | 13.4 | 7.2 | 6.7 | False | 33 | 33 | 12 |  |  | False | Conventional | 12/14/2023 |  | 12/14/2023
Johnson Controls, Inc. | Johnson Controls | PHG6B601252X4 | PHG6B601252X4 |  |  | Voluntarily Certified | Single-package heat pumps (oth | False | False | 57000 | 57000 | 15.2 | 13.4 | 7.2 | 6.7 | False | 33 | 33 | 12 |  |  | False | Conventional | 12/14/2023 |  | 12/14/2023
Johnson Controls, Inc. | Johnson Controls | PHE6B3624 | PHE6B3624 |  |  | Voluntarily Certified | Single-package heat pumps (oth | False | False | 36600 | 32600 | 15.2 | 13.4 | 7.2 | 6.7 | False | 33 | 33 | 12 |  |  | False | Conventional | 12/14/2023 |  | 12/14/2023
Johnson Controls, Inc. | Johnson Controls | PHE6B6024 | PHE6B6024 |  |  | Voluntarily Certified | Single-package heat pumps (oth | False | False | 57000 | 57000 | 15.2 | 13.4 | 7.2 | 6.7 | False | 33 | 33 | 12 |  |  | False | Conventional | 12/14/2023 |  | 12/14/2023
Johnson Controls, Inc. | Johnson Controls | PHG6B361002X4 | PHG6B361002X4 |  |  | Voluntarily Certified | Single-package heat pumps (oth | False | False | 36600 | 32600 | 15.2 | 13.4 | 7.2 | 6.7 | False | 33 | 33 | 12 |  |  | False | Conventional | 12/14/2023 |  | 12/14/2023
Johnson Controls, Inc. | Johnson Controls | PHG6B481002X4 | PHG6B481002X4 |  |  | Voluntarily Certified | Single-package heat pumps (oth | False | False | 46500 | 45500 | 15.2 | 13.4 | 7.2 | 6.7 | False | 33 | 33 | 12 |  |  | False | Conventional | 12/14/2023 |  | 12/14/2023
Johnson Controls, Inc. | Johnson Controls | PHE4B3624 | PHE4B3624 |  |  | Voluntarily Certified | Single-package heat pumps (oth | False | False | 35200 | 34800 | 13.4 | 13.4 | 6.7 | 6.7 | False | 33 | 33 | 11 |  |  | False | Conventional | 12/14/2023 |  | 12/14/2023
Guangdong Chigo Heating & Ventilation Equipment Co., Ltd. | TGM | CTV18HN060A | CTV18HN060A | CTA15CN060A |  | Voluntarily Certified | Single-split-system heat pumps | False | False | 53000 | 54500 | 14.6 |  | 8.2 |  | True | 9 |  | 9.5 |  | Blower Coil System | True | Conventional | 12/14/2023 |  | 12/14/2023
Guangdong Chigo Heating & Ventilation Equipment Co., Ltd. | COMFORTSTAR | MRH60-410-G | MRH60-410-G | LUC4-60-15 |  | Voluntarily Certified | Single-split-system heat pumps | False | False | 53000 | 54500 | 14.6 |  | 8.2 |  | True | 9 |  | 9.5 |  | Blower Coil System | True | Conventional | 12/14/2023 |  | 12/14/2023
Guangdong Chigo Heating & Ventilation Equipment Co., Ltd. | GCHV | COT-60HNVR1-18 | COT-60HNVR1-18 | CAH-F60CNR1-FMD-E3 |  | Voluntarily Certified | Single-split-system heat pumps | False | False | 53000 | 54500 | 14.6 |  | 8.2 |  | True | 9 |  | 9.5 |  | Blower Coil System | True | Conventional | 12/14/2023 |  | 12/14/2023
GE Appliances, a Haier company | GE Appliances Zoneline | AZ9VH12DBMH2 | AZ9VH12DBMH2 |  |  | Voluntarily Certified | Single-package space-constrain | False | False | 12000 | 11500 | 15.9 |  | 7.5 |  | True | 33 |  | 11.6 |  |  | True | Space Constrained | 11/21/2023 |  | 12/14/2023
GE Appliances, a Haier company | GE Appliances Zoneline | AZ9VH12DACH1 | AZ9VH12DACH1 |  |  | Voluntarily Certified | Single-package space-constrain | False | False | 12000 | 11500 | 15.9 |  | 7.5 |  | True | 33 |  | 11.6 |  |  | True | Space Constrained | 11/21/2023 |  | 12/14/2023
Gree Electric Appliances Inc. of Zhuhai | KINGHOME | KRH03TCU | KRH03TCU |  |  | Voluntarily Certified | Single-package heat pumps (oth | False | False | 34400 | 36000 | 17.8 | 13.4 | 8.8 | 6.7 | False | 12 | 33 | 11 |  |  | True | Conventional | 11/21/2023 |  | 12/14/2023
Gree Electric Appliances Inc. of Zhuhai | Gree | GK-H02TC/NAA1-D(U) | GK-H02TC/NAA1-D(U) |  |  | Voluntarily Certified | Single-package heat pumps (oth | False | False | 24000 | 24000 | 18 | 13.4 | 8.8 | 6.7 | False | 12 | 33 | 11 |  |  | True | Conventional | 11/21/2023 |  | 12/14/2023
Gree Electric Appliances Inc. of Zhuhai | Gree | GK-H03TC/NAA-T(U) | GK-H03TC/NAA-T(U) |  |  | Voluntarily Certified | Single-package heat pumps (oth | False | False | 34400 | 36000 | 17.8 | 13.4 | 8.8 | 6.7 | False | 12 | 33 | 11 |  |  | True | Conventional | 11/21/2023 |  | 12/14/2023
Gree Electric Appliances Inc. of Zhuhai | Gree | GK-H05TC/NAA-T(U) | GK-H05TC/NAA-T(U) |  |  | Voluntarily Certified | Single-package heat pumps (oth | False | False | 56000 | 57000 | 17 | 13.4 | 8.3 | 6.7 | False | 12 | 33 | 10.6 |  |  | True | Conventional | 11/21/2023 |  | 12/14/2023
Gree Electric Appliances Inc. of Zhuhai | Gree | GK-H04TC/NAA-T(U) | GK-H04TC/NAA-T(U) |  |  | Voluntarily Certified | Single-package heat pumps (oth | False | False | 47000 | 47000 | 17.8 | 13.4 | 8.5 | 6.7 | False | 12 | 33 | 11 |  |  | True | Conventional | 11/21/2023 |  | 12/14/2023
Gree Electric Appliances Inc. of Zhuhai | Gree | GK-H05TC/NAA1-D(U) | GK-H05TC/NAA1-D(U) |  |  | Voluntarily Certified | Single-package heat pumps (oth | False | False | 56000 | 57000 | 17.2 | 13.4 | 8.3 | 6.7 | False | 12 | 33 | 10.6 |  |  | True | Conventional | 11/21/2023 |  | 12/14/2023
Gree Electric Appliances Inc. of Zhuhai | Gree | GK-H04TC/NAA1-D(U) | GK-H04TC/NAA1-D(U) |  |  | Voluntarily Certified | Single-package heat pumps (oth | False | False | 47000 | 47000 | 18 | 13.4 | 8.5 | 6.7 | False | 12 | 33 | 11 |  |  | True | Conventional | 11/21/2023 |  | 12/14/2023
Gree Electric Appliances Inc. of Zhuhai | Gree | GK-H03TC/NAA1-D(U) | GK-H03TC/NAA1-D(U) |  |  | Voluntarily Certified | Single-package heat pumps (oth | False | False | 34400 | 36000 | 18 | 13.4 | 8.8 | 6.7 | False | 12 | 33 | 11 |  |  | True | Conventional | 11/21/2023 |  | 12/14/2023
Gree Electric Appliances Inc. of Zhuhai | TOSOT | TK-H02TCNAA-TU | TK-H02TCNAA-TU |  |  | Voluntarily Certified | Single-package heat pumps (oth | False | False | 24000 | 24000 | 17.8 | 13.4 | 8.8 | 6.7 | False | 12 | 33 | 11 |  |  | True | Conventional | 11/21/2023 |  | 12/14/2023
Gree Electric Appliances Inc. of Zhuhai | KINGHOME | KRH05TCU | KRH05TCU |  |  | Voluntarily Certified | Single-package heat pumps (oth | False | False | 56000 | 57000 | 17 | 13.4 | 8.3 | 6.7 | False | 12 | 33 | 10.6 |  |  | True | Conventional | 11/21/2023 |  | 12/14/2023
Gree Electric Appliances Inc. of Zhuhai | KINGHOME | KRH04TCU | KRH04TCU |  |  | Voluntarily Certified | Single-package heat pumps (oth | False | False | 47000 | 47000 | 17.8 | 13.4 | 8.5 | 6.7 | False | 12 | 33 | 11 |  |  | True | Conventional | 11/21/2023 |  | 12/14/2023
Gree Electric Appliances Inc. of Zhuhai | Gree | GK-H02TC/NAA-T(U) | GK-H02TC/NAA-T(U) |  |  | Voluntarily Certified | Single-package heat pumps (oth | False | False | 24000 | 24000 | 17.8 | 13.4 | 8.8 | 6.7 | False | 12 | 33 | 11 |  |  | True | Conventional | 11/21/2023 |  | 12/14/2023
Gree Electric Appliances Inc. of Zhuhai | TOSOT | TK-H04TCNAA-TU | TK-H04TCNAA-TU |  |  | Voluntarily Certified | Single-package heat pumps (oth | False | False | 47000 | 47000 | 17.8 | 13.4 | 8.5 | 6.7 | False | 12 | 33 | 11 |  |  | True | Conventional | 11/21/2023 |  | 12/14/2023
Gree Electric Appliances Inc. of Zhuhai | TOSOT | TK-H03TCNAA-TU | TK-H03TCNAA-TU |  |  | Voluntarily Certified | Single-package heat pumps (oth | False | False | 34400 | 36000 | 17.8 | 13.4 | 8.8 | 6.7 | False | 12 | 33 | 11 |  |  | True | Conventional | 11/21/2023 |  | 12/14/2023
Gree Electric Appliances Inc. of Zhuhai | KINGHOME | KRH02TCU | KRH02TCU |  |  | Voluntarily Certified | Single-package heat pumps (oth | False | False | 24000 | 24000 | 17.8 | 13.4 | 8.8 | 6.7 | False | 12 | 33 | 11 |  |  | True | Conventional | 11/21/2023 |  | 12/14/2023
Gree Electric Appliances Inc. of Zhuhai | TOSOT | TK-H05TCNAA-TU | TK-H05TCNAA-TU |  |  | Voluntarily Certified | Single-package heat pumps (oth | False | False | 56000 | 57000 | 17 | 13.4 | 8.3 | 6.7 | False | 12 | 33 | 10.6 |  |  | True | Conventional | 11/21/2023 |  | 12/14/2023
Gree Electric Appliances Inc. of Zhuhai | AC PRO.COM | AK-H02TC/NAA-T(U) | AK-H02TC/NAA-T(U) |  |  | Voluntarily Certified | Single-package heat pumps (oth | False | False | 24000 | 24000 | 17.8 | 13.4 | 8.8 | 6.7 | False | 12 | 33 | 11 |  |  | True | Conventional | 11/21/2023 |  | 12/14/2023
Gree Electric Appliances Inc. of Zhuhai | AC PRO.COM | AK-H05TC/NAA-T(U) | AK-H05TC/NAA-T(U) |  |  | Voluntarily Certified | Single-package heat pumps (oth | False | False | 56000 | 57000 | 17 | 13.4 | 8.3 | 6.7 | False | 12 | 33 | 10.6 |  |  | True | Conventional | 11/21/2023 |  | 12/14/2023
Gree Electric Appliances Inc. of Zhuhai | AC PRO.COM | AK-H03TC/NAA-T(U) | AK-H03TC/NAA-T(U) |  |  | Voluntarily Certified | Single-package heat pumps (oth | False | False | 34400 | 36000 | 17.8 | 13.4 | 8.8 | 6.7 | False | 12 | 33 | 11 |  |  | True | Conventional | 11/21/2023 |  | 12/14/2023
Gree Electric Appliances Inc. of Zhuhai | AC PRO.COM | AK-H04TC/NAA-T(U) | AK-H04TC/NAA-T(U) |  |  | Voluntarily Certified | Single-package heat pumps (oth | False | False | 47000 | 47000 | 17.8 | 13.4 | 8.5 | 6.7 | False | 12 | 33 | 11 |  |  | True | Conventional | 11/21/2023 |  | 12/14/2023
Gree Electric Appliances Inc. of Zhuhai | UA United Appliances | UADH60-DD3D1/O | UADH60-DD3D1/O | UADH60-DD3D1/I |  | Voluntarily Certified | Single-split-system heat pumps | False | False | 54000 | 54000 | 15.2 | 14.3 | 7.8 | 7.5 | False | 33 | 33 | 10 |  | Blower Coil System | True | Conventional | 11/21/2023 |  | 12/14/2023
Gree Electric Appliances Inc. of Zhuhai | UA United Appliances | UADH24-DD3D1/O | UADH24-DD3D1/O | UADH24-DD3D1/I |  | Voluntarily Certified | Single-split-system heat pumps | False | False | 23000 | 23000 | 15.5 | 14.3 | 7.8 | 7.5 | False | 20 | 33 | 10.5 |  | Blower Coil System | True | Conventional | 11/21/2023 |  | 12/14/2023
Gree Electric Appliances Inc. of Zhuhai | UA United Appliances | UADH30-DD3D1/O | UADH30-DD3D1/O | UADH30-DD3D1/I |  | Voluntarily Certified | Single-split-system heat pumps | False | False | 28600 | 28600 | 15.2 | 14.3 | 7.8 | 7.5 | False | 33 | 33 | 10 |  | Blower Coil System | True | Conventional | 11/21/2023 |  | 12/14/2023
Gree Electric Appliances Inc. of Zhuhai | UA United Appliances | UADH36-DD3D1/O | UADH36-DD3D1/O | UADH36-DD3D1/I |  | Voluntarily Certified | Single-split-system heat pumps | False | False | 34000 | 34000 | 15.5 | 14.3 | 7.7 | 7.5 | False | 33 | 33 | 10 |  | Blower Coil System | True | Conventional | 11/21/2023 |  | 12/14/2023
Gree Electric Appliances Inc. of Zhuhai | UA United Appliances | UADH42-DD3D1/O | UADH42-DD3D1/O | UADH42-DD3D1/I |  | Voluntarily Certified | Single-split-system heat pumps | False | False | 40000 | 40000 | 15.5 | 14.3 | 7.8 | 7.5 | False | 20 | 33 | 9 |  | Blower Coil System | True | Conventional | 11/21/2023 |  | 12/14/2023
Gree Electric Appliances Inc. of Zhuhai | UA United Appliances | UADH48-DD3D1/O | UADH48-DD3D1/O | UADH48-DD3D1/I |  | Voluntarily Certified | Single-split-system heat pumps | False | False | 46000 | 46000 | 15 | 14.3 | 7.7 | 7.5 | False | 20 | 33 | 8.6 |  | Blower Coil System | True | Conventional | 11/21/2023 |  | 12/14/2023
GE Appliances, a Haier company | GE Appliances Zoneline | AZ9VH12DBMH2 | AZ9VH12DBMH2 |  |  | Voluntarily Certified | Single-package space-constrain | False | False | 12000 | 11500 | 15.9 | 11.9 | 7.5 | 6.3 | True | 33 | 33 | 11.6 |  |  | True | Space Constrained | 12/14/2023 |  | 12/14/2023
GE Appliances, a Haier company | GE Appliances Zoneline | AZ9VH12DACH1 | AZ9VH12DACH1 |  |  | Voluntarily Certified | Single-package space-constrain | False | False | 12000 | 11500 | 15.9 | 11.9 | 7.5 | 6.3 | True | 33 | 33 | 11.6 |  |  | True | Space Constrained | 12/14/2023 |  | 12/14/2023
GD Midea Heating & Ventilating Equipment Co.,Ltd | DIAMONDAIR | D1442HPL2 | D1442HPL2 |  |  | Voluntarily Certified | Single-package heat pumps (oth | False | False | 40500 | 40500 | 13.4 | 13.4 | 6.7 | 6.7 | True | 30 | 33 | 11.2 |  |  | False | Conventional | 11/21/2023 |  | 12/14/2023
GD Midea Heating & Ventilating Equipment Co.,Ltd | DIAMONDAIR | D1460HPL2 | D1460HPL2 |  |  | Voluntarily Certified | Single-package heat pumps (oth | False | False | 57000 | 57000 | 13.4 | 13.4 | 6.7 | 6.7 | True | 30 | 33 | 11 |  |  | False | Conventional | 11/21/2023 |  | 12/14/2023
GD Midea Heating & Ventilating Equipment Co.,Ltd | DIAMONDAIR | D1424HPG2 | D1424HPG2 |  |  | Voluntarily Certified | Single-package heat pumps (oth | False | False | 22800 | 22400 | 13.4 | 13.4 | 6.7 | 6.7 | True | 30 | 33 | 11 |  |  | False | Conventional | 11/21/2023 |  | 12/14/2023
GD Midea Heating & Ventilating Equipment Co.,Ltd | DIAMONDAIR | D1430HPG2 | D1430HPG2 |  |  | Voluntarily Certified | Single-package heat pumps (oth | False | False | 28200 | 28200 | 13.4 | 13.4 | 6.7 | 6.7 | True | 30 | 33 | 11 |  |  | False | Conventional | 11/21/2023 |  | 12/14/2023
GD Midea Heating & Ventilating Equipment Co.,Ltd | DIAMONDAIR | D1436HPL2 | D1436HPL2 |  |  | Voluntarily Certified | Single-package heat pumps (oth | False | False | 34200 | 34200 | 13.4 | 13.4 | 6.7 | 6.7 | True | 30 | 33 | 11.2 |  |  | False | Conventional | 11/21/2023 |  | 12/14/2023
GD Midea Heating & Ventilating Equipment Co.,Ltd | DIAMONDAIR | D1448HPL2 | D1448HPL2 |  |  | Voluntarily Certified | Single-package heat pumps (oth | False | False | 46500 | 47000 | 13.4 | 13.4 | 6.7 | 6.7 | True | 30 | 33 | 11.4 |  |  | False | Conventional | 11/21/2023 |  | 12/14/2023
GD Midea Heating & Ventilating Equipment Co.,Ltd | DIAMONDAIR | D1442HPL2 | D1442HPL2 |  |  | Voluntarily Certified | Single-package heat pumps (oth | False | False | 40500 | 40500 | 13.4 |  | 6.7 |  | True | 30 |  | 11.2 |  |  | False | Conventional | 12/14/2023 |  | 12/14/2023
GD Midea Heating & Ventilating Equipment Co.,Ltd | DIAMONDAIR | D1460HPL2 | D1460HPL2 |  |  | Voluntarily Certified | Single-package heat pumps (oth | False | False | 57000 | 57000 | 13.4 |  | 6.7 |  | True | 30 |  | 11 |  |  | False | Conventional | 12/14/2023 |  | 12/14/2023
GD Midea Heating & Ventilating Equipment Co.,Ltd | DIAMONDAIR | D1424HPG2 | D1424HPG2 |  |  | Voluntarily Certified | Single-package heat pumps (oth | False | False | 22800 | 22400 | 13.4 |  | 6.7 |  | True | 30 |  | 11 |  |  | False | Conventional | 12/14/2023 |  | 12/14/2023
GD Midea Heating & Ventilating Equipment Co.,Ltd | DIAMONDAIR | D1430HPG2 | D1430HPG2 |  |  | Voluntarily Certified | Single-package heat pumps (oth | False | False | 28200 | 28200 | 13.4 |  | 6.7 |  | True | 30 |  | 11 |  |  | False | Conventional | 12/14/2023 |  | 12/14/2023
GD Midea Heating & Ventilating Equipment Co.,Ltd | DIAMONDAIR | D1436HPL2 | D1436HPL2 |  |  | Voluntarily Certified | Single-package heat pumps (oth | False | False | 34200 | 34200 | 13.4 |  | 6.7 |  | True | 30 |  | 11.2 |  |  | False | Conventional | 12/14/2023 |  | 12/14/2023
GD Midea Heating & Ventilating Equipment Co.,Ltd | DIAMONDAIR | D1448HPL2 | D1448HPL2 |  |  | Voluntarily Certified | Single-package heat pumps (oth | False | False | 46500 | 47000 | 13.4 |  | 6.7 |  | True | 30 |  | 11.4 |  |  | False | Conventional | 12/14/2023 |  | 12/14/2023
Friedrich Air Conditioning Co. | Friedrich | VHA18K**RTQ-* | VHA18K**RTQ-* |  |  | Voluntarily Certified | Single-package space-constrain | False | False | 17600 | 16000 | 11.9 | 11.9 | 6.3 | 6.3 | True | 4 | 33 | 10.6 |  |  | False | Space Constrained | 11/21/2023 |  | 12/14/2023
Friedrich Air Conditioning Co. | Friedrich | VHA24R**RTQ-* | VHA24R**RTQ-* |  |  | Voluntarily Certified | Single-package space-constrain | False | False | 21600 | 18500 | 11.9 | 11.9 | 6.3 | 6.3 | True | 4 | 33 | 10.6 |  |  | False | Space Constrained | 11/21/2023 |  | 12/14/2023
Friedrich Air Conditioning Co. | Friedrich | VHA12K**RTQ-* | VHA12K**RTQ-* |  |  | Voluntarily Certified | Single-package space-constrain | False | False | 11000 | 10400 | 11.9 | 11.9 | 6.3 | 6.3 | True | 4 | 33 | 10.6 |  |  | False | Space Constrained | 11/21/2023 |  | 12/14/2023
Friedrich Air Conditioning Co. | Friedrich | VHA18R**RTQ-* | VHA18R**RTQ-* |  |  | Voluntarily Certified | Single-package space-constrain | False | False | 17400 | 16000 | 11.9 | 11.9 | 6.3 | 6.3 | True | 4 | 33 | 10.6 |  |  | False | Space Constrained | 11/21/2023 |  | 12/14/2023
Friedrich Air Conditioning Co. | Friedrich | VHA24K**RTQ-* | VHA24K**RTQ-* |  |  | Voluntarily Certified | Single-package space-constrain | False | False | 21800 | 18500 | 11.9 | 11.9 | 6.3 | 6.3 | True | 4 | 33 | 10.6 |  |  | False | Space Constrained | 11/21/2023 |  | 12/14/2023
Friedrich Air Conditioning Co. | Friedrich | VHA09K**RTQ-* | VHA09K**RTQ-* |  |  | Voluntarily Certified | Single-package space-constrain | False | False | 9000 | 8200 | 11.9 | 11.9 | 6.3 | 6.3 | True | 4 | 33 | 10.6 |  |  | False | Space Constrained | 11/21/2023 |  | 12/14/2023
Friedrich Air Conditioning Co. | Friedrich | VHA09R**RTQ-* | VHA09R**RTQ-* |  |  | Voluntarily Certified | Single-package space-constrain | False | False | 8800 | 8200 | 11.9 | 11.9 | 6.3 | 6.3 | True | 4 | 33 | 10.6 |  |  | False | Space Constrained | 11/21/2023 |  | 12/14/2023
Friedrich Air Conditioning Co. | Friedrich | VHA12R**RTQ-* | VHA12R**RTQ-* |  |  | Voluntarily Certified | Single-package space-constrain | False | False | 11000 | 10400 | 11.9 | 11.9 | 6.3 | 6.3 | True | 4 | 33 | 10.6 |  |  | False | Space Constrained | 11/21/2023 |  | 12/14/2023
Friedrich Air Conditioning Co. | Friedrich | VHA18K**RTQ-* | VHA18K**RTQ-* |  |  | Voluntarily Certified | Single-package space-constrain | False | False | 17600 | 16000 | 11.9 | 11.9 | 6.3 | 6.3 | True | 4 | 33 | 10.6 |  |  | False | Space Constrained | 12/14/2023 |  | 12/14/2023
Friedrich Air Conditioning Co. | Friedrich | VHA24R**RTQ-* | VHA24R**RTQ-* |  |  | Voluntarily Certified | Single-package space-constrain | False | False | 21600 | 18500 | 11.9 | 11.9 | 6.3 | 6.3 | True | 4 | 33 | 10.6 |  |  | False | Space Constrained | 12/14/2023 |  | 12/14/2023
Friedrich Air Conditioning Co. | Friedrich | VHA12K**RTQ-* | VHA12K**RTQ-* |  |  | Voluntarily Certified | Single-package space-constrain | False | False | 11000 | 10400 | 11.9 | 11.9 | 6.3 | 6.3 | True | 4 | 33 | 10.6 |  |  | False | Space Constrained | 12/14/2023 |  | 12/14/2023
Friedrich Air Conditioning Co. | Friedrich | VHA18R**RTQ-* | VHA18R**RTQ-* |  |  | Voluntarily Certified | Single-package space-constrain | False | False | 17400 | 16000 | 11.9 | 11.9 | 6.3 | 6.3 | True | 4 | 33 | 10.6 |  |  | False | Space Constrained | 12/14/2023 |  | 12/14/2023
Friedrich Air Conditioning Co. | Friedrich | VHA24K**RTQ-* | VHA24K**RTQ-* |  |  | Voluntarily Certified | Single-package space-constrain | False | False | 21800 | 18500 | 11.9 | 11.9 | 6.3 | 6.3 | True | 4 | 33 | 10.6 |  |  | False | Space Constrained | 12/14/2023 |  | 12/14/2023
Friedrich Air Conditioning Co. | Friedrich | VHA09K**RTQ-* | VHA09K**RTQ-* |  |  | Voluntarily Certified | Single-package space-constrain | False | False | 9000 | 8200 | 11.9 | 11.9 | 6.3 | 6.3 | True | 4 | 33 | 10.6 |  |  | False | Space Constrained | 12/14/2023 |  | 12/14/2023
Friedrich Air Conditioning Co. | Friedrich | VHA09R**RTQ-* | VHA09R**RTQ-* |  |  | Voluntarily Certified | Single-package space-constrain | False | False | 8800 | 8200 | 11.9 | 11.9 | 6.3 | 6.3 | True | 4 | 33 | 10.6 |  |  | False | Space Constrained | 12/14/2023 |  | 12/14/2023
Friedrich Air Conditioning Co. | Friedrich | VHA12R**RTQ-* | VHA12R**RTQ-* |  |  | Voluntarily Certified | Single-package space-constrain | False | False | 11000 | 10400 | 11.9 | 11.9 | 6.3 | 6.3 | True | 4 | 33 | 10.6 |  |  | False | Space Constrained | 12/14/2023 |  | 12/14/2023
First Co. | First Co. | EHE09***B | EHE09***B |  |  | Voluntarily Certified | Single-package space-constrain | False | False | 9000 | 8500 | 11.9 | 11.9 | 6.3 | 6.3 | False | 30 | 33 | 10.5 |  |  | False | Space Constrained | 11/21/2023 |  | 12/14/2023
First Co. | First Co. | EHE18***B | EHE18***B |  |  | Voluntarily Certified | Single-package space-constrain | False | False | 17500 | 16000 | 11.9 | 11.9 | 6.3 | 6.3 | False | 30 | 33 | 10.5 |  |  | False | Space Constrained | 11/21/2023 |  | 12/14/2023
First Co. | First Co. | EHE30***B | EHE30***B |  |  | Voluntarily Certified | Single-package space-constrain | False | False | 26600 | 25600 | 11.9 | 11.9 | 6.3 | 6.3 | False | 30 | 33 | 10 |  |  | False | Space Constrained | 11/21/2023 |  | 12/14/2023
First Co. | First Co. | EPE12***B | EPE12***B |  |  | Voluntarily Certified | Single-package space-constrain | False | False | 11500 | 11000 | 11.9 | 11.9 | 6.3 | 6.3 | False | 30 | 33 | 10 |  |  | False | Space Constrained | 11/21/2023 |  | 12/14/2023
First Co. | First Co. | EPE30***B | EPE30***B |  |  | Voluntarily Certified | Single-package space-constrain | False | False | 26200 | 25400 | 11.9 | 11.9 | 6.3 | 6.3 | False | 30 | 33 | 10 |  |  | False | Space Constrained | 11/21/2023 |  | 12/14/2023
First Co. | First Co. | EHE12***B | EHE12***B |  |  | Voluntarily Certified | Single-package space-constrain | False | False | 11200 | 9300 | 11.9 | 11.9 | 6.3 | 6.3 | False | 30 | 33 | 10.5 |  |  | False | Space Constrained | 11/21/2023 |  | 12/14/2023
First Co. | First Co. | EPE24***B | EPE24***B |  |  | Voluntarily Certified | Single-package space-constrain | False | False | 23400 | 22400 | 11.9 | 11.9 | 6.3 | 6.3 | False | 30 | 33 | 10 |  |  | False | Space Constrained | 11/21/2023 |  | 12/14/2023
First Co. | First Co. | EPE18***B | EPE18***B |  |  | Voluntarily Certified | Single-package space-constrain | False | False | 17500 | 16500 | 11.9 | 11.9 | 6.3 | 6.3 | False | 30 | 33 | 10 |  |  | False | Space Constrained | 11/21/2023 |  | 12/14/2023
First Co. | First Co. | EHE24***B | EHE24***B |  |  | Voluntarily Certified | Single-package space-constrain | False | False | 22600 | 22000 | 11.9 | 11.9 | 6.3 | 6.3 | False | 30 | 33 | 10.5 |  |  | False | Space Constrained | 11/21/2023 |  | 12/14/2023
Daikin Comfort Technologies Manufacturing, L.P. | ABCOOLAIR | GSZM403010A* | GSZM403010A* | AMST30BU1400B* |  | Voluntarily Certified | Single-split-system heat pumps | False | False | 28200 | 27600 | 14.5 | 14.3 | 7.8 | 7.5 | False | 33 | 33 | 12 |  | Blower Coil System | False | Conventional | 11/29/2023 |  | 12/14/2023
Daikin Comfort Technologies Manufacturing, L.P. | Goodman | GSZM403010A* | GSZM403010A* | AMST30BU1400B* |  | Voluntarily Certified | Single-split-system heat pumps | False | False | 28200 | 27600 | 14.5 | 14.3 | 7.8 | 7.5 | False | 33 | 33 | 12 |  | Blower Coil System | False | Conventional | 11/29/2023 |  | 12/14/2023
Daikin Comfort Technologies Manufacturing, L.P. | Janitrol | GSZM403010A* | GSZM403010A* | AMST30BU1400B* |  | Voluntarily Certified | Single-split-system heat pumps | False | False | 28200 | 27600 | 14.5 | 14.3 | 7.8 | 7.5 | False | 33 | 33 | 12 |  | Blower Coil System | False | Conventional | 11/29/2023 |  | 12/14/2023
Daikin Comfort Technologies Manufacturing, L.P. | Liberty Heating & Air Conditioning | GSZM403010A* | GSZM403010A* | AMST30BU1400B* |  | Voluntarily Certified | Single-split-system heat pumps | False | False | 28200 | 27600 | 14.5 | 14.3 | 7.8 | 7.5 | False | 33 | 33 | 12 |  | Blower Coil System | False | Conventional | 11/29/2023 |  | 12/14/2023
Daikin Comfort Technologies Manufacturing, L.P. | ONE HOUR AIR CONDITIONING AND HEATING | GSZM403010A* | GSZM403010A* | AMST30BU1400B* |  | Voluntarily Certified | Single-split-system heat pumps | False | False | 28200 | 27600 | 14.5 | 14.3 | 7.8 | 7.5 | False | 33 | 33 | 12 |  | Blower Coil System | False | Conventional | 11/29/2023 |  | 12/14/2023
Daikin Comfort Technologies Manufacturing, L.P. | ENERGI AIR | GSZM403010A* | GSZM403010A* | AMST30BU1400B* |  | Voluntarily Certified | Single-split-system heat pumps | False | False | 28200 | 27600 | 14.5 | 14.3 | 7.8 | 7.5 | False | 33 | 33 | 12 |  | Blower Coil System | False | Conventional | 11/29/2023 |  | 12/14/2023
Daikin Comfort Technologies Manufacturing, L.P. | Franklin | GSZM403010A* | GSZM403010A* | AMST30BU1400B* |  | Voluntarily Certified | Single-split-system heat pumps | False | False | 28200 | 27600 | 14.5 | 14.3 | 7.8 | 7.5 | False | 33 | 33 | 12 |  | Blower Coil System | False | Conventional | 11/29/2023 |  | 12/14/2023
Daikin Comfort Technologies Manufacturing, L.P. | AMANA DISTINCTIONS | GSZM403010A* | GSZM403010A* | AMST30BU1400B* |  | Voluntarily Certified | Single-split-system heat pumps | False | False | 28200 | 27600 | 14.5 | 14.3 | 7.8 | 7.5 | False | 33 | 33 | 12 |  | Blower Coil System | False | Conventional | 11/29/2023 |  | 12/14/2023
Daikin Comfort Technologies Manufacturing, L.P. | Goodman | GSZS603010A* | GSZS603010A* | AHVE36CP1400B* |  | Voluntarily Certified | Single-split-system heat pumps | False | False | 27800 | 28800 | 17.1 | 14.3 | 8.2 | 7.5 | True | 33 | 33 | 9.9 |  | Blower Coil System | True | Conventional | 11/29/2023 |  | 12/14/2023
Daikin Comfort Technologies Manufacturing, L.P. | Goodman | GSZS603610A* | GSZS603610A* | AHVE36CP1400B* |  | Voluntarily Certified | Single-split-system heat pumps | False | False | 33600 | 34600 | 16.3 | 14.3 | 8.2 | 7.5 | True | 33 | 33 | 8.7 |  | Blower Coil System | True | Conventional | 11/29/2023 |  | 12/14/2023
Daikin Comfort Technologies Manufacturing, L.P. | Goodman | GSZS604810A* | GSZS604810A* | AHVE48DP1400B* |  | Voluntarily Certified | Single-split-system heat pumps | False | False | 45000 | 45500 | 16.2 | 14.3 | 8.1 | 7.5 | True | 33 | 33 | 8 |  | Blower Coil System | True | Conventional | 11/29/2023 |  | 12/14/2023
Daikin Comfort Technologies Manufacturing, L.P. | AMANA DISTINCTIONS | GSZC704810A* | GSZC704810A* | AMVT48CP1400B* |  | Voluntarily Certified | Single-split-system heat pumps | False | False | 46500 | 48500 | 16.5 | 14.3 | 8.2 | 7.5 | False | 33 | 33 | 12 |  | Blower Coil System | False | Conventional | 11/29/2023 |  | 12/14/2023
Daikin Comfort Technologies Manufacturing, L.P. | Goodman | GSZC704810A* | GSZC704810A* | AMVT48CP1400B* |  | Voluntarily Certified | Single-split-system heat pumps | False | False | 46500 | 48500 | 16.5 | 14.3 | 8.2 | 7.5 | False | 33 | 33 | 12 |  | Blower Coil System | False | Conventional | 11/29/2023 |  | 12/14/2023
Daikin Comfort Technologies Manufacturing, L.P. | ABCOOLAIR | GSZC704810A* | GSZC704810A* | AMVT48CP1400B* |  | Voluntarily Certified | Single-split-system heat pumps | False | False | 46500 | 48500 | 16.5 | 14.3 | 8.2 | 7.5 | False | 33 | 33 | 12 |  | Blower Coil System | False | Conventional | 11/29/2023 |  | 12/14/2023
Daikin Comfort Technologies Manufacturing, L.P. | Liberty Heating & Air Conditioning | GSZC704810A* | GSZC704810A* | AMVT48CP1400B* |  | Voluntarily Certified | Single-split-system heat pumps | False | False | 46500 | 48500 | 16.5 | 14.3 | 8.2 | 7.5 | False | 33 | 33 | 12 |  | Blower Coil System | False | Conventional | 11/29/2023 |  | 12/14/2023
Daikin Comfort Technologies Manufacturing, L.P. | Janitrol | GSZC704810A* | GSZC704810A* | AMVT48CP1400B* |  | Voluntarily Certified | Single-split-system heat pumps | False | False | 46500 | 48500 | 16.5 | 14.3 | 8.2 | 7.5 | False | 33 | 33 | 12 |  | Blower Coil System | False | Conventional | 11/29/2023 |  | 12/14/2023
Daikin Comfort Technologies Manufacturing, L.P. | ONE HOUR AIR CONDITIONING AND HEATING | GSZC704810A* | GSZC704810A* | AMVT48CP1400B* |  | Voluntarily Certified | Single-split-system heat pumps | False | False | 46500 | 48500 | 16.5 | 14.3 | 8.2 | 7.5 | False | 33 | 33 | 12 |  | Blower Coil System | False | Conventional | 11/29/2023 |  | 12/14/2023
Daikin Comfort Technologies Manufacturing, L.P. | ENERGI AIR | GSZC704810A* | GSZC704810A* | AMVT48CP1400B* |  | Voluntarily Certified | Single-split-system heat pumps | False | False | 46500 | 48500 | 16.5 | 14.3 | 8.2 | 7.5 | False | 33 | 33 | 12 |  | Blower Coil System | False | Conventional | 11/29/2023 |  | 12/14/2023
Daikin Comfort Technologies Manufacturing, L.P. | Franklin | GSZC704810A* | GSZC704810A* | AMVT48CP1400B* |  | Voluntarily Certified | Single-split-system heat pumps | False | False | 46500 | 48500 | 16.5 | 14.3 | 8.2 | 7.5 | False | 33 | 33 | 12 |  | Blower Coil System | False | Conventional | 11/29/2023 |  | 12/14/2023
Daikin Comfort Technologies Manufacturing, L.P. | Franklin | GSZC706010A* | GSZC706010A* | AMVT60DP1400B* |  | Voluntarily Certified | Single-split-system heat pumps | False | False | 56000 | 57000 | 16.2 | 14.3 | 8.2 | 7.5 | False | 33 | 33 | 11.7 |  | Blower Coil System | False | Conventional | 11/29/2023 |  | 12/14/2023
Daikin Comfort Technologies Manufacturing, L.P. | ONE HOUR AIR CONDITIONING AND HEATING | GSZC706010A* | GSZC706010A* | AMVT60DP1400B* |  | Voluntarily Certified | Single-split-system heat pumps | False | False | 56000 | 57000 | 16.2 | 14.3 | 8.2 | 7.5 | False | 33 | 33 | 11.7 |  | Blower Coil System | False | Conventional | 11/29/2023 |  | 12/14/2023
Daikin Comfort Technologies Manufacturing, L.P. | ENERGI AIR | GSZC706010A* | GSZC706010A* | AMVT60DP1400B* |  | Voluntarily Certified | Single-split-system heat pumps | False | False | 56000 | 57000 | 16.2 | 14.3 | 8.2 | 7.5 | False | 33 | 33 | 11.7 |  | Blower Coil System | False | Conventional | 11/29/2023 |  | 12/14/2023
Daikin Comfort Technologies Manufacturing, L.P. | Janitrol | GSZC706010A* | GSZC706010A* | AMVT60DP1400B* |  | Voluntarily Certified | Single-split-system heat pumps | False | False | 56000 | 57000 | 16.2 | 14.3 | 8.2 | 7.5 | False | 33 | 33 | 11.7 |  | Blower Coil System | False | Conventional | 11/29/2023 |  | 12/14/2023
Daikin Comfort Technologies Manufacturing, L.P. | Liberty Heating & Air Conditioning | GSZC706010A* | GSZC706010A* | AMVT60DP1400B* |  | Voluntarily Certified | Single-split-system heat pumps | False | False | 56000 | 57000 | 16.2 | 14.3 | 8.2 | 7.5 | False | 33 | 33 | 11.7 |  | Blower Coil System | False | Conventional | 11/29/2023 |  | 12/14/2023
Daikin Comfort Technologies Manufacturing, L.P. | ABCOOLAIR | GSZC706010A* | GSZC706010A* | AMVT60DP1400B* |  | Voluntarily Certified | Single-split-system heat pumps | False | False | 56000 | 57000 | 16.2 | 14.3 | 8.2 | 7.5 | False | 33 | 33 | 11.7 |  | Blower Coil System | False | Conventional | 11/29/2023 |  | 12/14/2023
Daikin Comfort Technologies Manufacturing, L.P. | Goodman | GSZC706010A* | GSZC706010A* | AMVT60DP1400B* |  | Voluntarily Certified | Single-split-system heat pumps | False | False | 56000 | 57000 | 16.2 | 14.3 | 8.2 | 7.5 | False | 33 | 33 | 11.7 |  | Blower Coil System | False | Conventional | 11/29/2023 |  | 12/14/2023
Daikin Comfort Technologies Manufacturing, L.P. | AMANA DISTINCTIONS | GSZC706010A* | GSZC706010A* | AMVT60DP1400B* |  | Voluntarily Certified | Single-split-system heat pumps | False | False | 56000 | 57000 | 16.2 | 14.3 | 8.2 | 7.5 | False | 33 | 33 | 11.7 |  | Blower Coil System | False | Conventional | 11/29/2023 |  | 12/14/2023
Daikin Comfort Technologies Manufacturing, L.P. | Goodman | GSZS601810A* | GSZS601810A* | AHVE24BP1400B* |  | Voluntarily Certified | Single-split-system heat pumps | False | False | 16600 | 17400 | 17.5 | 14.3 | 8.5 | 7.5 | True | 33 | 33 | 10.9 |  | Blower Coil System | True | Conventional | 11/29/2023 |  | 12/14/2023
Daikin Comfort Technologies Manufacturing, L.P. | Liberty Heating & Air Conditioning | GSZH503610A* | GSZH503610A* | AMST42CU1400B* |  | Voluntarily Certified | Single-split-system heat pumps | False | False | 34600 | 34400 | 15.2 | 14.3 | 7.8 | 7.5 | False | 33 | 33 | 12.5 |  | Blower Coil System | False | Conventional | 11/29/2023 |  | 12/14/2023
Daikin Comfort Technologies Manufacturing, L.P. | ONE HOUR AIR CONDITIONING AND HEATING | GSZH503610A* | GSZH503610A* | AMST42CU1400B* |  | Voluntarily Certified | Single-split-system heat pumps | False | False | 34600 | 34400 | 15.2 | 14.3 | 7.8 | 7.5 | False | 33 | 33 | 12.5 |  | Blower Coil System | False | Conventional | 11/29/2023 |  | 12/14/2023
Daikin Comfort Technologies Manufacturing, L.P. | ENERGI AIR | GSZH503610A* | GSZH503610A* | AMST42CU1400B* |  | Voluntarily Certified | Single-split-system heat pumps | False | False | 34600 | 34400 | 15.2 | 14.3 | 7.8 | 7.5 | False | 33 | 33 | 12.5 |  | Blower Coil System | False | Conventional | 11/29/2023 |  | 12/14/2023
Daikin Comfort Technologies Manufacturing, L.P. | Franklin | GSZH503610A* | GSZH503610A* | AMST42CU1400B* |  | Voluntarily Certified | Single-split-system heat pumps | False | False | 34600 | 34400 | 15.2 | 14.3 | 7.8 | 7.5 | False | 33 | 33 | 12.5 |  | Blower Coil System | False | Conventional | 11/29/2023 |  | 12/14/2023
Daikin Comfort Technologies Manufacturing, L.P. | ABCOOLAIR | GSZH503610A* | GSZH503610A* | AMST42CU1400B* |  | Voluntarily Certified | Single-split-system heat pumps | False | False | 34600 | 34400 | 15.2 | 14.3 | 7.8 | 7.5 | False | 33 | 33 | 12.5 |  | Blower Coil System | False | Conventional | 11/29/2023 |  | 12/14/2023
Daikin Comfort Technologies Manufacturing, L.P. | Goodman | GSZH503610A* | GSZH503610A* | AMST42CU1400B* |  | Voluntarily Certified | Single-split-system heat pumps | False | False | 34600 | 34400 | 15.2 | 14.3 | 7.8 | 7.5 | False | 33 | 33 | 12.5 |  | Blower Coil System | False | Conventional | 11/29/2023 |  | 12/14/2023
Daikin Comfort Technologies Manufacturing, L.P. | Janitrol | GSZH503610A* | GSZH503610A* | AMST42CU1400B* |  | Voluntarily Certified | Single-split-system heat pumps | False | False | 34600 | 34400 | 15.2 | 14.3 | 7.8 | 7.5 | False | 33 | 33 | 12.5 |  | Blower Coil System | False | Conventional | 11/29/2023 |  | 12/14/2023
Daikin Comfort Technologies Manufacturing, L.P. | AMANA DISTINCTIONS | GSZH503610A* | GSZH503610A* | AMST42CU1400B* |  | Voluntarily Certified | Single-split-system heat pumps | False | False | 34600 | 34400 | 15.2 | 14.3 | 7.8 | 7.5 | False | 33 | 33 | 12.5 |  | Blower Coil System | False | Conventional | 11/29/2023 |  | 12/14/2023
Daikin Comfort Technologies Manufacturing, L.P. | Janitrol | GSZC703610A* | GSZC703610A* | AMVT42CP1400B* |  | Voluntarily Certified | Single-split-system heat pumps | False | False | 34800 | 34000 | 17.2 | 14.3 | 8.1 | 7.5 | False | 33 | 33 | 12.5 |  | Blower Coil System | False | Conventional | 11/29/2023 |  | 12/14/2023
Daikin Comfort Technologies Manufacturing, L.P. | Goodman | GSZC703610A* | GSZC703610A* | AMVT42CP1400B* |  | Voluntarily Certified | Single-split-system heat pumps | False | False | 34800 | 34000 | 17.2 | 14.3 | 8.1 | 7.5 | False | 33 | 33 | 12.5 |  | Blower Coil System | False | Conventional | 11/29/2023 |  | 12/14/2023
Daikin Comfort Technologies Manufacturing, L.P. | ONE HOUR AIR CONDITIONING AND HEATING | GSZC703610A* | GSZC703610A* | AMVT42CP1400B* |  | Voluntarily Certified | Single-split-system heat pumps | False | False | 34800 | 34000 | 17.2 | 14.3 | 8.1 | 7.5 | False | 33 | 33 | 12.5 |  | Blower Coil System | False | Conventional | 11/29/2023 |  | 12/14/2023
Daikin Comfort Technologies Manufacturing, L.P. | ENERGI AIR | GSZC703610A* | GSZC703610A* | AMVT42CP1400B* |  | Voluntarily Certified | Single-split-system heat pumps | False | False | 34800 | 34000 | 17.2 | 14.3 | 8.1 | 7.5 | False | 33 | 33 | 12.5 |  | Blower Coil System | False | Conventional | 11/29/2023 |  | 12/14/2023
Daikin Comfort Technologies Manufacturing, L.P. | Franklin | GSZC703610A* | GSZC703610A* | AMVT42CP1400B* |  | Voluntarily Certified | Single-split-system heat pumps | False | False | 34800 | 34000 | 17.2 | 14.3 | 8.1 | 7.5 | False | 33 | 33 | 12.5 |  | Blower Coil System | False | Conventional | 11/29/2023 |  | 12/14/2023
Daikin Comfort Technologies Manufacturing, L.P. | AMANA DISTINCTIONS | GSZC703610A* | GSZC703610A* | AMVT42CP1400B* |  | Voluntarily Certified | Single-split-system heat pumps | False | False | 34800 | 34000 | 17.2 | 14.3 | 8.1 | 7.5 | False | 33 | 33 | 12.5 |  | Blower Coil System | False | Conventional | 11/29/2023 |  | 12/14/2023
Daikin Comfort Technologies Manufacturing, L.P. | ABCOOLAIR | GSZC703610A* | GSZC703610A* | AMVT42CP1400B* |  | Voluntarily Certified | Single-split-system heat pumps | False | False | 34800 | 34000 | 17.2 | 14.3 | 8.1 | 7.5 | False | 33 | 33 | 12.5 |  | Blower Coil System | False | Conventional | 11/29/2023 |  | 12/14/2023
Daikin Comfort Technologies Manufacturing, L.P. | Liberty Heating & Air Conditioning | GSZC703610A* | GSZC703610A* | AMVT42CP1400B* |  | Voluntarily Certified | Single-split-system heat pumps | False | False | 34800 | 34000 | 17.2 | 14.3 | 8.1 | 7.5 | False | 33 | 33 | 12.5 |  | Blower Coil System | False | Conventional | 11/29/2023 |  | 12/14/2023
Daikin Comfort Technologies Manufacturing, L.P. | Goodman | GSZS604210A* | GSZS604210A* | AHVE48DP1400B* |  | Voluntarily Certified | Single-split-system heat pumps | False | False | 39500 | 40000 | 16.9 | 14.3 | 8.1 | 7.5 | True | 33 | 33 | 8.5 |  | Blower Coil System | True | Conventional | 11/29/2023 |  | 12/14/2023
Daikin Comfort Technologies Manufacturing, L.P. | AMANA DISTINCTIONS | GSZC702410A* | GSZC702410A* | AMVT30BP1400B* |  | Voluntarily Certified | Single-split-system heat pumps | False | False | 23800 | 23200 | 17.2 | 14.3 | 8.2 | 7.5 | False | 33 | 33 | 12.5 |  | Blower Coil System | False | Conventional | 11/29/2023 |  | 12/14/2023
Daikin Comfort Technologies Manufacturing, L.P. | ONE HOUR AIR CONDITIONING AND HEATING | GSZC702410A* | GSZC702410A* | AMVT30BP1400B* |  | Voluntarily Certified | Single-split-system heat pumps | False | False | 23800 | 23200 | 17.2 | 14.3 | 8.2 | 7.5 | False | 33 | 33 | 12.5 |  | Blower Coil System | False | Conventional | 11/29/2023 |  | 12/14/2023
Daikin Comfort Technologies Manufacturing, L.P. | ENERGI AIR | GSZC702410A* | GSZC702410A* | AMVT30BP1400B* |  | Voluntarily Certified | Single-split-system heat pumps | False | False | 23800 | 23200 | 17.2 | 14.3 | 8.2 | 7.5 | False | 33 | 33 | 12.5 |  | Blower Coil System | False | Conventional | 11/29/2023 |  | 12/14/2023
Daikin Comfort Technologies Manufacturing, L.P. | Franklin | GSZC702410A* | GSZC702410A* | AMVT30BP1400B* |  | Voluntarily Certified | Single-split-system heat pumps | False | False | 23800 | 23200 | 17.2 | 14.3 | 8.2 | 7.5 | False | 33 | 33 | 12.5 |  | Blower Coil System | False | Conventional | 11/29/2023 |  | 12/14/2023
Daikin Comfort Technologies Manufacturing, L.P. | Janitrol | GSZC702410A* | GSZC702410A* | AMVT30BP1400B* |  | Voluntarily Certified | Single-split-system heat pumps | False | False | 23800 | 23200 | 17.2 | 14.3 | 8.2 | 7.5 | False | 33 | 33 | 12.5 |  | Blower Coil System | False | Conventional | 11/29/2023 |  | 12/14/2023
Daikin Comfort Technologies Manufacturing, L.P. | Liberty Heating & Air Conditioning | GSZC702410A* | GSZC702410A* | AMVT30BP1400B* |  | Voluntarily Certified | Single-split-system heat pumps | False | False | 23800 | 23200 | 17.2 | 14.3 | 8.2 | 7.5 | False | 33 | 33 | 12.5 |  | Blower Coil System | False | Conventional | 11/29/2023 |  | 12/14/2023
Daikin Comfort Technologies Manufacturing, L.P. | ABCOOLAIR | GSZC702410A* | GSZC702410A* | AMVT30BP1400B* |  | Voluntarily Certified | Single-split-system heat pumps | False | False | 23800 | 23200 | 17.2 | 14.3 | 8.2 | 7.5 | False | 33 | 33 | 12.5 |  | Blower Coil System | False | Conventional | 11/29/2023 |  | 12/14/2023
Daikin Comfort Technologies Manufacturing, L.P. | Goodman | GSZC702410A* | GSZC702410A* | AMVT30BP1400B* |  | Voluntarily Certified | Single-split-system heat pumps | False | False | 23800 | 23200 | 17.2 | 14.3 | 8.2 | 7.5 | False | 33 | 33 | 12.5 |  | Blower Coil System | False | Conventional | 11/29/2023 |  | 12/14/2023
Daikin Comfort Technologies Manufacturing, L.P. | Goodman | GSZH503010A* | GSZH503010A* | AMST30BU1400B* |  | Voluntarily Certified | Single-split-system heat pumps | False | False | 28400 | 28400 | 15.2 | 14.3 | 7.8 | 7.5 | False | 33 | 33 | 12.5 |  | Blower Coil System | False | Conventional | 11/29/2023 |  | 12/14/2023
Daikin Comfort Technologies Manufacturing, L.P. | ABCOOLAIR | GSZH503010A* | GSZH503010A* | AMST30BU1400B* |  | Voluntarily Certified | Single-split-system heat pumps | False | False | 28400 | 28400 | 15.2 | 14.3 | 7.8 | 7.5 | False | 33 | 33 | 12.5 |  | Blower Coil System | False | Conventional | 11/29/2023 |  | 12/14/2023
Daikin Comfort Technologies Manufacturing, L.P. | Janitrol | GSZH503010A* | GSZH503010A* | AMST30BU1400B* |  | Voluntarily Certified | Single-split-system heat pumps | False | False | 28400 | 28400 | 15.2 | 14.3 | 7.8 | 7.5 | False | 33 | 33 | 12.5 |  | Blower Coil System | False | Conventional | 11/29/2023 |  | 12/14/2023
Daikin Comfort Technologies Manufacturing, L.P. | Liberty Heating & Air Conditioning | GSZH503010A* | GSZH503010A* | AMST30BU1400B* |  | Voluntarily Certified | Single-split-system heat pumps | False | False | 28400 | 28400 | 15.2 | 14.3 | 7.8 | 7.5 | False | 33 | 33 | 12.5 |  | Blower Coil System | False | Conventional | 11/29/2023 |  | 12/14/2023
Daikin Comfort Technologies Manufacturing, L.P. | ONE HOUR AIR CONDITIONING AND HEATING | GSZH503010A* | GSZH503010A* | AMST30BU1400B* |  | Voluntarily Certified | Single-split-system heat pumps | False | False | 28400 | 28400 | 15.2 | 14.3 | 7.8 | 7.5 | False | 33 | 33 | 12.5 |  | Blower Coil System | False | Conventional | 11/29/2023 |  | 12/14/2023
Daikin Comfort Technologies Manufacturing, L.P. | ENERGI AIR | GSZH503010A* | GSZH503010A* | AMST30BU1400B* |  | Voluntarily Certified | Single-split-system heat pumps | False | False | 28400 | 28400 | 15.2 | 14.3 | 7.8 | 7.5 | False | 33 | 33 | 12.5 |  | Blower Coil System | False | Conventional | 11/29/2023 |  | 12/14/2023
Daikin Comfort Technologies Manufacturing, L.P. | Franklin | GSZH503010A* | GSZH503010A* | AMST30BU1400B* |  | Voluntarily Certified | Single-split-system heat pumps | False | False | 28400 | 28400 | 15.2 | 14.3 | 7.8 | 7.5 | False | 33 | 33 | 12.5 |  | Blower Coil System | False | Conventional | 11/29/2023 |  | 12/14/2023
Daikin Comfort Technologies Manufacturing, L.P. | AMANA DISTINCTIONS | GSZH503010A* | GSZH503010A* | AMST30BU1400B* |  | Voluntarily Certified | Single-split-system heat pumps | False | False | 28400 | 28400 | 15.2 | 14.3 | 7.8 | 7.5 | False | 33 | 33 | 12.5 |  | Blower Coil System | False | Conventional | 11/29/2023 |  | 12/14/2023
Daikin Comfort Technologies Manufacturing, L.P. | Goodman | GSZS606010A* | GSZS606010A* | AHVE60DP1400B* |  | Voluntarily Certified | Single-split-system heat pumps | False | False | 53000 | 54500 | 16.1 | 14.3 | 8.1 | 7.5 | True | 33 | 33 | 8 |  | Blower Coil System | True | Conventional | 11/29/2023 |  | 12/14/2023
Daikin Comfort Technologies Manufacturing, L.P. | Goodman | GSZS602410A* | GSZS602410A* | AHVE24BP1400B* |  | Voluntarily Certified | Single-split-system heat pumps | False | False | 22200 | 23200 | 17.3 | 14.3 | 8.5 | 7.5 | True | 33 | 33 | 10.1 |  | Blower Coil System | True | Conventional | 11/29/2023 |  | 12/14/2023
Daikin Comfort Technologies Manufacturing, L.P. | Daikin | DZ7TCA2410A* | DZ7TCA2410A* | DMVT30BP1400B* |  | Voluntarily Certified | Single-split-system heat pumps | False | False | 23800 | 23200 | 17.2 | 14.3 | 8.2 | 7.5 | False | 33 | 33 | 12.5 |  | Blower Coil System | False | Conventional | 11/29/2023 |  | 12/14/2023
Daikin Comfort Technologies Manufacturing, L.P. | Daikin | DZ6VSA2410A* | DZ6VSA2410A* | DFVE24BP1400B* |  | Voluntarily Certified | Single-split-system heat pumps | False | False | 22200 | 23200 | 17.3 | 14.3 | 8.5 | 7.5 | True | 33 | 33 | 10.1 |  | Blower Coil System | True | Conventional | 11/29/2023 |  | 12/14/2023
Daikin Comfort Technologies Manufacturing, L.P. | Daikin | DZ6VSA3010A* | DZ6VSA3010A* | DFVE36CP1400B* |  | Voluntarily Certified | Single-split-system heat pumps | False | False | 27800 | 28800 | 17.1 | 14.3 | 8.2 | 7.5 | True | 33 | 33 | 9.9 |  | Blower Coil System | True | Conventional | 11/29/2023 |  | 12/14/2023
Daikin Comfort Technologies Manufacturing, L.P. | Daikin | DZ7TCA4810A* | DZ7TCA4810A* | DMVT48CP1400B* |  | Voluntarily Certified | Single-split-system heat pumps | False | False | 46500 | 48500 | 16.5 | 14.3 | 8.2 | 7.5 | False | 33 | 33 | 12 |  | Blower Coil System | False | Conventional | 11/29/2023 |  | 12/14/2023
Daikin Comfort Technologies Manufacturing, L.P. | Daikin | DZ6VSA4810A* | DZ6VSA4810A* | DFVE48DP1400B* |  | Voluntarily Certified | Single-split-system heat pumps | False | False | 45000 | 45500 | 16.2 | 14.3 | 8.1 | 7.5 | True | 33 | 33 | 8 |  | Blower Coil System | True | Conventional | 11/29/2023 |  | 12/14/2023
Daikin Comfort Technologies Manufacturing, L.P. | Daikin | DZ6VSA241EA* | DZ6VSA241EA* | DFVE36CP1400B* |  | Voluntarily Certified | Single-split-system heat pumps | False | False | 23000 | 23000 | 17 | 14.3 | 8.6 | 7.5 | False | 33 | 33 | 10 |  | Blower Coil System | True | Conventional | 11/29/2023 |  | 12/14/2023
Daikin Comfort Technologies Manufacturing, L.P. | Daikin | DZ6VSA3610A* | DZ6VSA3610A* | DFVE36CP1400B* |  | Voluntarily Certified | Single-split-system heat pumps | False | False | 33600 | 34600 | 16.3 | 14.3 | 8.2 | 7.5 | True | 33 | 33 | 8.7 |  | Blower Coil System | True | Conventional | 11/29/2023 |  | 12/14/2023
Daikin Comfort Technologies Manufacturing, L.P. | Daikin | DZ7TCA6010A* | DZ7TCA6010A* | DMVT60DP1400B* |  | Voluntarily Certified | Single-split-system heat pumps | False | False | 56000 | 57000 | 16.2 | 14.3 | 8.2 | 7.5 | False | 33 | 33 | 11.7 |  | Blower Coil System | False | Conventional | 11/29/2023 |  | 12/14/2023
Daikin Comfort Technologies Manufacturing, L.P. | Daikin | DZ6VSA481EA* | DZ6VSA481EA* | DFVE60DP1400B* |  | Voluntarily Certified | Single-split-system heat pumps | False | False | 44000 | 44000 | 17 | 14.3 | 8.6 | 7.5 | False | 33 | 33 | 10 |  | Blower Coil System | True | Conventional | 11/29/2023 |  | 12/14/2023
Daikin Comfort Technologies Manufacturing, L.P. | Daikin | DZ6VSA6010A* | DZ6VSA6010A* | DFVE60DP1400B* |  | Voluntarily Certified | Single-split-system heat pumps | False | False | 53000 | 54500 | 16.1 | 14.3 | 8.1 | 7.5 | False | 33 | 33 | 8 |  | Blower Coil System | True | Conventional | 11/29/2023 |  | 12/14/2023
Daikin Comfort Technologies Manufacturing, L.P. | Daikin | DZ6VSA361EA* | DZ6VSA361EA* | DFVE48DP1400B* |  | Voluntarily Certified | Single-split-system heat pumps | False | False | 34200 | 34200 | 17.5 | 14.3 | 8.6 | 7.5 | False | 33 | 33 | 10 |  | Blower Coil System | True | Conventional | 11/29/2023 |  | 12/14/2023
Daikin Comfort Technologies Manufacturing, L.P. | Daikin | DZ7TCA3610A* | DZ7TCA3610A* | DMVT42CP1400B* |  | Voluntarily Certified | Single-split-system heat pumps | False | False | 34800 | 34000 | 17.2 | 14.3 | 8.1 | 7.5 | False | 33 | 33 | 12.5 |  | Blower Coil System | False | Conventional | 11/29/2023 |  | 12/14/2023
Daikin Comfort Technologies Manufacturing, L.P. | Daikin | DZ6VSA421EA* | DZ6VSA421EA* | DFVE60DP1400B* |  | Voluntarily Certified | Single-split-system heat pumps | False | False | 40000 | 40000 | 17 | 14.3 | 8.6 | 7.5 | False | 33 | 33 | 10 |  | Blower Coil System | True | Conventional | 11/29/2023 |  | 12/14/2023
Daikin Comfort Technologies Manufacturing, L.P. | Daikin | DZ6VSA4210A* | DZ6VSA4210A* | DFVE48DP1400B* |  | Voluntarily Certified | Single-split-system heat pumps | False | False | 39500 | 40000 | 16.9 | 14.3 | 8.1 | 7.5 | True | 33 | 33 | 8.5 |  | Blower Coil System | True | Conventional | 11/29/2023 |  | 12/14/2023
Daikin Comfort Technologies Manufacturing, L.P. | Daikin | DZ5SEA3010A* | DZ5SEA3010A* | AMST30BU1400B* |  | Voluntarily Certified | Single-split-system heat pumps | False | False | 28400 | 28400 | 15.2 | 14.3 | 7.8 | 7.5 | False | 33 | 33 | 12.5 |  | Blower Coil System | False | Conventional | 11/29/2023 |  | 12/14/2023
Daikin Comfort Technologies Manufacturing, L.P. | Daikin | DZ6VSA1810A* | DZ6VSA1810A* | DFVE24BP1400B* |  | Voluntarily Certified | Single-split-system heat pumps | False | False | 16600 | 17400 | 17.5 | 14.3 | 8.5 | 7.5 | True | 33 | 33 | 10.9 |  | Blower Coil System | True | Conventional | 11/29/2023 |  | 12/14/2023
Daikin Comfort Technologies Manufacturing, L.P. | Daikin | RXSQ36TBVJU* | RXSQ36TBVJU* | CXTQ36TASBLUA* | D*96VC0603BNA* | Voluntarily Certified | Single-split-system heat pumps | False | False | 33600 | 37000 | 14.5 | 14.3 | 8.1 | 7.5 | True | 33 | 33 | 8.5 |  | Blower Coil System | True | Conventional | 11/29/2023 |  | 12/14/2023
Daikin Comfort Technologies Manufacturing, L.P. | Daikin | DZ5SEA3610A* | DZ5SEA3610A* | AMST42CU1400B* |  | Voluntarily Certified | Single-split-system heat pumps | False | False | 34600 | 34400 | 15.2 | 14.3 | 7.8 | 7.5 | False | 33 | 33 | 12.5 |  | Blower Coil System | False | Conventional | 11/29/2023 |  | 12/14/2023
Daikin Comfort Technologies Manufacturing, L.P. | Amana | ASZS604810A* | ASZS604810A* | AHVE48DP1400B* |  | Voluntarily Certified | Single-split-system heat pumps | False | False | 45000 | 45500 | 16.2 | 14.3 | 8.1 | 7.5 | True | 33 | 33 | 8 |  | Blower Coil System | True | Conventional | 11/29/2023 |  | 12/14/2023
Daikin Comfort Technologies Manufacturing, L.P. | Liberty Heating & Air Conditioning | ASZS604810A* | ASZS604810A* | AHVE48DP1400B* |  | Voluntarily Certified | Single-split-system heat pumps | False | False | 45000 | 45500 | 16.2 | 14.3 | 8.1 | 7.5 | False | 33 | 33 | 8 |  | Blower Coil System | True | Conventional | 11/29/2023 |  | 12/14/2023
Daikin Comfort Technologies Manufacturing, L.P. | Amana | ASZS60421EA* | ASZS60421EA* | AHVE60DP1400B* |  | Voluntarily Certified | Single-split-system heat pumps | False | False | 40000 | 40000 | 17 | 14.3 | 8.6 | 7.5 | False | 33 | 33 | 10 |  | Blower Coil System | True | Conventional | 11/29/2023 |  | 12/14/2023
Daikin Comfort Technologies Manufacturing, L.P. | Amana | ASZH503010A* | ASZH503010A* | AMST30BU1400B* |  | Voluntarily Certified | Single-split-system heat pumps | False | False | 28400 | 28400 | 15.2 | 14.3 | 7.8 | 7.5 | False | 33 | 33 | 12.5 |  | Blower Coil System | False | Conventional | 11/29/2023 |  | 12/14/2023
Daikin Comfort Technologies Manufacturing, L.P. | Amana | ASZC702410A* | ASZC702410A* | AMVT30BP1400B* |  | Voluntarily Certified | Single-split-system heat pumps | False | False | 23800 | 23200 | 17.2 | 14.3 | 8.2 | 7.5 | False | 33 | 33 | 12.5 |  | Blower Coil System | False | Conventional | 11/29/2023 |  | 12/14/2023
Daikin Comfort Technologies Manufacturing, L.P. | Amana | ASZC703610A* | ASZC703610A* | AMVT42CP1400B* |  | Voluntarily Certified | Single-split-system heat pumps | False | False | 34800 | 34000 | 17.2 | 14.3 | 8.1 | 7.5 | False | 33 | 33 | 12.5 |  | Blower Coil System | False | Conventional | 11/29/2023 |  | 12/14/2023
Daikin Comfort Technologies Manufacturing, L.P. | Amana | ASZS60361EA* | ASZS60361EA* | AHVE48DP1400B* |  | Voluntarily Certified | Single-split-system heat pumps | False | False | 34200 | 34200 | 17.5 | 14.3 | 8.6 | 7.5 | False | 33 | 33 | 10 |  | Blower Coil System | True | Conventional | 11/29/2023 |  | 12/14/2023
Daikin Comfort Technologies Manufacturing, L.P. | Amana | ASZC704810A* | ASZC704810A* | AMVT48CP1400B* |  | Voluntarily Certified | Single-split-system heat pumps | False | False | 46500 | 48500 | 16.5 | 14.3 | 8.2 | 7.5 | False | 33 | 33 | 12 |  | Blower Coil System | False | Conventional | 11/29/2023 |  | 12/14/2023
Daikin Comfort Technologies Manufacturing, L.P. | Liberty Heating & Air Conditioning | ASZS602410A* | ASZS602410A* | AHVE24BP1400B* |  | Voluntarily Certified | Single-split-system heat pumps | False | False | 22200 | 23200 | 17.3 | 14.3 | 8.5 | 7.5 | False | 33 | 33 | 10.1 |  | Blower Coil System | True | Conventional | 11/29/2023 |  | 12/14/2023
Daikin Comfort Technologies Manufacturing, L.P. | Amana | ASZS602410A* | ASZS602410A* | AHVE24BP1400B* |  | Voluntarily Certified | Single-split-system heat pumps | False | False | 22200 | 23200 | 17.3 | 14.3 | 8.5 | 7.5 | True | 33 | 33 | 10.1 |  | Blower Coil System | True | Conventional | 11/29/2023 |  | 12/14/2023
Daikin Comfort Technologies Manufacturing, L.P. | Amana | ASZS603610A* | ASZS603610A* | AHVE36CP1400B* |  | Voluntarily Certified | Single-split-system heat pumps | False | False | 33600 | 34600 | 16.3 | 14.3 | 8.2 | 7.5 | True | 33 | 33 | 8.7 |  | Blower Coil System | True | Conventional | 11/29/2023 |  | 12/14/2023
Daikin Comfort Technologies Manufacturing, L.P. | Liberty Heating & Air Conditioning | ASZS603610A* | ASZS603610A* | AHVE36CP1400B* |  | Voluntarily Certified | Single-split-system heat pumps | False | False | 33600 | 34600 | 16.3 | 14.3 | 8.2 | 7.5 | False | 33 | 33 | 8.7 |  | Blower Coil System | True | Conventional | 11/29/2023 |  | 12/14/2023
Daikin Comfort Technologies Manufacturing, L.P. | Amana | ASZS60481EA* | ASZS60481EA* | AHVE60DP1400B* |  | Voluntarily Certified | Single-split-system heat pumps | False | False | 44000 | 44000 | 17 | 14.3 | 8.6 | 7.5 | False | 33 | 33 | 10 |  | Blower Coil System | True | Conventional | 11/29/2023 |  | 12/14/2023
Daikin Comfort Technologies Manufacturing, L.P. | Amana | ASZH503610A* | ASZH503610A* | AMST42CU1400B* |  | Voluntarily Certified | Single-split-system heat pumps | False | False | 34600 | 34400 | 15.2 | 14.3 | 7.8 | 7.5 | False | 33 | 33 | 12.5 |  | Blower Coil System | False | Conventional | 11/29/2023 |  | 12/14/2023
Daikin Comfort Technologies Manufacturing, L.P. | Amana | ASZS604210A* | ASZS604210A* | AHVE48DP1400B* |  | Voluntarily Certified | Single-split-system heat pumps | False | False | 39500 | 40000 | 16.9 | 14.3 | 8.1 | 7.5 | True | 33 | 33 | 8.5 |  | Blower Coil System | True | Conventional | 11/29/2023 |  | 12/14/2023
Daikin Comfort Technologies Manufacturing, L.P. | Liberty Heating & Air Conditioning | ASZS604210A* | ASZS604210A* | AHVE48DP1400B* |  | Voluntarily Certified | Single-split-system heat pumps | False | False | 39500 | 40000 | 16.9 | 14.3 | 8.1 | 7.5 | False | 33 | 33 | 8.5 |  | Blower Coil System | True | Conventional | 11/29/2023 |  | 12/14/2023
Daikin Comfort Technologies Manufacturing, L.P. | Liberty Heating & Air Conditioning | ASZS606010A* | ASZS606010A* | AHVE60DP1400B* |  | Voluntarily Certified | Single-split-system heat pumps | False | False | 53000 | 54500 | 16.1 | 14.3 | 8.1 | 7.5 | False | 33 | 33 | 8 |  | Blower Coil System | True | Conventional | 11/29/2023 |  | 12/14/2023
Daikin Comfort Technologies Manufacturing, L.P. | Amana | ASZS606010A* | ASZS606010A* | AHVE60DP1400B* |  | Voluntarily Certified | Single-split-system heat pumps | False | False | 53000 | 54500 | 16.1 | 14.3 | 8.1 | 7.5 | True | 33 | 33 | 8 |  | Blower Coil System | True | Conventional | 11/29/2023 |  | 12/14/2023
Daikin Comfort Technologies Manufacturing, L.P. | Amana | ASZC706010A* | ASZC706010A* | AMVT60DP1400B* |  | Voluntarily Certified | Single-split-system heat pumps | False | False | 56000 | 57000 | 16.2 | 14.3 | 8.2 | 7.5 | False | 33 | 33 | 11.7 |  | Blower Coil System | False | Conventional | 11/29/2023 |  | 12/14/2023
Daikin Comfort Technologies Manufacturing, L.P. | Amana | ASZS601810A* | ASZS601810A* | AHVE24BP1400B* |  | Voluntarily Certified | Single-split-system heat pumps | False | False | 16600 | 17400 | 17.5 | 14.3 | 8.5 | 7.5 | True | 33 | 33 | 10.9 |  | Blower Coil System | True | Conventional | 11/29/2023 |  | 12/14/2023
Daikin Comfort Technologies Manufacturing, L.P. | Liberty Heating & Air Conditioning | ASZS601810A* | ASZS601810A* | AHVE24BP1400B* |  | Voluntarily Certified | Single-split-system heat pumps | False | False | 16600 | 17400 | 17.5 | 14.3 | 8.5 | 7.5 | False | 33 | 33 | 10.9 |  | Blower Coil System | True | Conventional | 11/29/2023 |  | 12/14/2023
Daikin Comfort Technologies Manufacturing, L.P. | Liberty Heating & Air Conditioning | ASZS603010A* | ASZS603010A* | AHVE36CP1400B* |  | Voluntarily Certified | Single-split-system heat pumps | False | False | 27800 | 28800 | 17.1 | 14.3 | 8.2 | 7.5 | False | 33 | 33 | 9.9 |  | Blower Coil System | True | Conventional | 11/29/2023 |  | 12/14/2023
Daikin Comfort Technologies Manufacturing, L.P. | Amana | ASZS603010A* | ASZS603010A* | AHVE36CP1400B* |  | Voluntarily Certified | Single-split-system heat pumps | False | False | 27800 | 28800 | 17.1 | 14.3 | 8.2 | 7.5 | True | 33 | 33 | 9.9 |  | Blower Coil System | True | Conventional | 11/29/2023 |  | 12/14/2023
Daikin Comfort Technologies Manufacturing, L.P. | Amana | ASZS60241EA* | ASZS60241EA* | AHVE36CP1400B* |  | Voluntarily Certified | Single-split-system heat pumps | False | False | 23000 | 23000 | 17 | 14.3 | 8.6 | 7.5 | False | 33 | 33 | 10 |  | Blower Coil System | True | Conventional | 11/29/2023 |  | 12/14/2023
Daikin Comfort Technologies Manufacturing, L.P. | ABCOOLAIR | GSZM403010A* | GSZM403010A* | AMST30BU1400B* |  | Voluntarily Certified | Single-split-system heat pumps | False | False | 28200 | 27600 | 14.5 | 14.3 | 7.8 | 7.5 | False | 33 | 33 | 12 |  | Blower Coil System | False | Conventional | 11/29/2023 |  | 12/14/2023
Daikin Comfort Technologies Manufacturing, L.P. | Goodman | GSZM403010A* | GSZM403010A* | AMST30BU1400B* |  | Voluntarily Certified | Single-split-system heat pumps | False | False | 28200 | 27600 | 14.5 | 14.3 | 7.8 | 7.5 | False | 33 | 33 | 12 |  | Blower Coil System | False | Conventional | 11/29/2023 |  | 12/14/2023
Daikin Comfort Technologies Manufacturing, L.P. | Janitrol | GSZM403010A* | GSZM403010A* | AMST30BU1400B* |  | Voluntarily Certified | Single-split-system heat pumps | False | False | 28200 | 27600 | 14.5 | 14.3 | 7.8 | 7.5 | False | 33 | 33 | 12 |  | Blower Coil System | False | Conventional | 11/29/2023 |  | 12/14/2023
Daikin Comfort Technologies Manufacturing, L.P. | Liberty Heating & Air Conditioning | GSZM403010A* | GSZM403010A* | AMST30BU1400B* |  | Voluntarily Certified | Single-split-system heat pumps | False | False | 28200 | 27600 | 14.5 | 14.3 | 7.8 | 7.5 | False | 33 | 33 | 12 |  | Blower Coil System | False | Conventional | 11/29/2023 |  | 12/14/2023
Daikin Comfort Technologies Manufacturing, L.P. | ONE HOUR AIR CONDITIONING AND HEATING | GSZM403010A* | GSZM403010A* | AMST30BU1400B* |  | Voluntarily Certified | Single-split-system heat pumps | False | False | 28200 | 27600 | 14.5 | 14.3 | 7.8 | 7.5 | False | 33 | 33 | 12 |  | Blower Coil System | False | Conventional | 11/29/2023 |  | 12/14/2023
Daikin Comfort Technologies Manufacturing, L.P. | ENERGI AIR | GSZM403010A* | GSZM403010A* | AMST30BU1400B* |  | Voluntarily Certified | Single-split-system heat pumps | False | False | 28200 | 27600 | 14.5 | 14.3 | 7.8 | 7.5 | False | 33 | 33 | 12 |  | Blower Coil System | False | Conventional | 11/29/2023 |  | 12/14/2023
Daikin Comfort Technologies Manufacturing, L.P. | Franklin | GSZM403010A* | GSZM403010A* | AMST30BU1400B* |  | Voluntarily Certified | Single-split-system heat pumps | False | False | 28200 | 27600 | 14.5 | 14.3 | 7.8 | 7.5 | False | 33 | 33 | 12 |  | Blower Coil System | False | Conventional | 11/29/2023 |  | 12/14/2023
Daikin Comfort Technologies Manufacturing, L.P. | AMANA DISTINCTIONS | GSZM403010A* | GSZM403010A* | AMST30BU1400B* |  | Voluntarily Certified | Single-split-system heat pumps | False | False | 28200 | 27600 | 14.5 | 14.3 | 7.8 | 7.5 | False | 33 | 33 | 12 |  | Blower Coil System | False | Conventional | 11/29/2023 |  | 12/14/2023
Daikin Comfort Technologies Manufacturing, L.P. | Goodman | GSZS603010A* | GSZS603010A* | AHVE36CP1400B* |  | Voluntarily Certified | Single-split-system heat pumps | False | False | 27800 | 28800 | 17.1 | 14.3 | 8.2 | 7.5 | True | 33 | 33 | 9.9 |  | Blower Coil System | True | Conventional | 11/29/2023 |  | 12/14/2023
Daikin Comfort Technologies Manufacturing, L.P. | Goodman | GSZS603610A* | GSZS603610A* | AHVE36CP1400B* |  | Voluntarily Certified | Single-split-system heat pumps | False | False | 33600 | 34600 | 16.3 | 14.3 | 8.2 | 7.5 | True | 33 | 33 | 8.7 |  | Blower Coil System | True | Conventional | 11/29/2023 |  | 12/14/2023
Daikin Comfort Technologies Manufacturing, L.P. | Goodman | GSZS604810A* | GSZS604810A* | AHVE48DP1400B* |  | Voluntarily Certified | Single-split-system heat pumps | False | False | 45000 | 45500 | 16.2 | 14.3 | 8.1 | 7.5 | True | 33 | 33 | 8 |  | Blower Coil System | True | Conventional | 11/29/2023 |  | 12/14/2023
Daikin Comfort Technologies Manufacturing, L.P. | AMANA DISTINCTIONS | GSZC704810A* | GSZC704810A* | AMVT48CP1400B* |  | Voluntarily Certified | Single-split-system heat pumps | False | False | 46500 | 48500 | 16.5 | 14.3 | 8.2 | 7.5 | False | 33 | 33 | 12 |  | Blower Coil System | False | Conventional | 11/29/2023 |  | 12/14/2023
Daikin Comfort Technologies Manufacturing, L.P. | Goodman | GSZC704810A* | GSZC704810A* | AMVT48CP1400B* |  | Voluntarily Certified | Single-split-system heat pumps | False | False | 46500 | 48500 | 16.5 | 14.3 | 8.2 | 7.5 | False | 33 | 33 | 12 |  | Blower Coil System | False | Conventional | 11/29/2023 |  | 12/14/2023
Daikin Comfort Technologies Manufacturing, L.P. | ABCOOLAIR | GSZC704810A* | GSZC704810A* | AMVT48CP1400B* |  | Voluntarily Certified | Single-split-system heat pumps | False | False | 46500 | 48500 | 16.5 | 14.3 | 8.2 | 7.5 | False | 33 | 33 | 12 |  | Blower Coil System | False | Conventional | 11/29/2023 |  | 12/14/2023
Daikin Comfort Technologies Manufacturing, L.P. | Liberty Heating & Air Conditioning | GSZC704810A* | GSZC704810A* | AMVT48CP1400B* |  | Voluntarily Certified | Single-split-system heat pumps | False | False | 46500 | 48500 | 16.5 | 14.3 | 8.2 | 7.5 | False | 33 | 33 | 12 |  | Blower Coil System | False | Conventional | 11/29/2023 |  | 12/14/2023
Daikin Comfort Technologies Manufacturing, L.P. | Janitrol | GSZC704810A* | GSZC704810A* | AMVT48CP1400B* |  | Voluntarily Certified | Single-split-system heat pumps | False | False | 46500 | 48500 | 16.5 | 14.3 | 8.2 | 7.5 | False | 33 | 33 | 12 |  | Blower Coil System | False | Conventional | 11/29/2023 |  | 12/14/2023
Daikin Comfort Technologies Manufacturing, L.P. | ONE HOUR AIR CONDITIONING AND HEATING | GSZC704810A* | GSZC704810A* | AMVT48CP1400B* |  | Voluntarily Certified | Single-split-system heat pumps | False | False | 46500 | 48500 | 16.5 | 14.3 | 8.2 | 7.5 | False | 33 | 33 | 12 |  | Blower Coil System | False | Conventional | 11/29/2023 |  | 12/14/2023
Daikin Comfort Technologies Manufacturing, L.P. | ENERGI AIR | GSZC704810A* | GSZC704810A* | AMVT48CP1400B* |  | Voluntarily Certified | Single-split-system heat pumps | False | False | 46500 | 48500 | 16.5 | 14.3 | 8.2 | 7.5 | False | 33 | 33 | 12 |  | Blower Coil System | False | Conventional | 11/29/2023 |  | 12/14/2023
Daikin Comfort Technologies Manufacturing, L.P. | Franklin | GSZC704810A* | GSZC704810A* | AMVT48CP1400B* |  | Voluntarily Certified | Single-split-system heat pumps | False | False | 46500 | 48500 | 16.5 | 14.3 | 8.2 | 7.5 | False | 33 | 33 | 12 |  | Blower Coil System | False | Conventional | 11/29/2023 |  | 12/14/2023
Daikin Comfort Technologies Manufacturing, L.P. | Franklin | GSZC706010A* | GSZC706010A* | AMVT60DP1400B* |  | Voluntarily Certified | Single-split-system heat pumps | False | False | 56000 | 57000 | 16.2 | 14.3 | 8.2 | 7.5 | False | 33 | 33 | 11.7 |  | Blower Coil System | False | Conventional | 11/29/2023 |  | 12/14/2023
Daikin Comfort Technologies Manufacturing, L.P. | ONE HOUR AIR CONDITIONING AND HEATING | GSZC706010A* | GSZC706010A* | AMVT60DP1400B* |  | Voluntarily Certified | Single-split-system heat pumps | False | False | 56000 | 57000 | 16.2 | 14.3 | 8.2 | 7.5 | False | 33 | 33 | 11.7 |  | Blower Coil System | False | Conventional | 11/29/2023 |  | 12/14/2023
Daikin Comfort Technologies Manufacturing, L.P. | ENERGI AIR | GSZC706010A* | GSZC706010A* | AMVT60DP1400B* |  | Voluntarily Certified | Single-split-system heat pumps | False | False | 56000 | 57000 | 16.2 | 14.3 | 8.2 | 7.5 | False | 33 | 33 | 11.7 |  | Blower Coil System | False | Conventional | 11/29/2023 |  | 12/14/2023
Daikin Comfort Technologies Manufacturing, L.P. | Janitrol | GSZC706010A* | GSZC706010A* | AMVT60DP1400B* |  | Voluntarily Certified | Single-split-system heat pumps | False | False | 56000 | 57000 | 16.2 | 14.3 | 8.2 | 7.5 | False | 33 | 33 | 11.7 |  | Blower Coil System | False | Conventional | 11/29/2023 |  | 12/14/2023
Daikin Comfort Technologies Manufacturing, L.P. | Liberty Heating & Air Conditioning | GSZC706010A* | GSZC706010A* | AMVT60DP1400B* |  | Voluntarily Certified | Single-split-system heat pumps | False | False | 56000 | 57000 | 16.2 | 14.3 | 8.2 | 7.5 | False | 33 | 33 | 11.7 |  | Blower Coil System | False | Conventional | 11/29/2023 |  | 12/14/2023
Daikin Comfort Technologies Manufacturing, L.P. | ABCOOLAIR | GSZC706010A* | GSZC706010A* | AMVT60DP1400B* |  | Voluntarily Certified | Single-split-system heat pumps | False | False | 56000 | 57000 | 16.2 | 14.3 | 8.2 | 7.5 | False | 33 | 33 | 11.7 |  | Blower Coil System | False | Conventional | 11/29/2023 |  | 12/14/2023
Daikin Comfort Technologies Manufacturing, L.P. | Goodman | GSZC706010A* | GSZC706010A* | AMVT60DP1400B* |  | Voluntarily Certified | Single-split-system heat pumps | False | False | 56000 | 57000 | 16.2 | 14.3 | 8.2 | 7.5 | False | 33 | 33 | 11.7 |  | Blower Coil System | False | Conventional | 11/29/2023 |  | 12/14/2023
Daikin Comfort Technologies Manufacturing, L.P. | AMANA DISTINCTIONS | GSZC706010A* | GSZC706010A* | AMVT60DP1400B* |  | Voluntarily Certified | Single-split-system heat pumps | False | False | 56000 | 57000 | 16.2 | 14.3 | 8.2 | 7.5 | False | 33 | 33 | 11.7 |  | Blower Coil System | False | Conventional | 11/29/2023 |  | 12/14/2023
Daikin Comfort Technologies Manufacturing, L.P. | Goodman | GSZS601810A* | GSZS601810A* | AHVE24BP1400B* |  | Voluntarily Certified | Single-split-system heat pumps | False | False | 16600 | 17400 | 17.5 | 14.3 | 8.5 | 7.5 | True | 33 | 33 | 10.9 |  | Blower Coil System | True | Conventional | 11/29/2023 |  | 12/14/2023
Daikin Comfort Technologies Manufacturing, L.P. | Liberty Heating & Air Conditioning | GSZH503610A* | GSZH503610A* | AMST42CU1400B* |  | Voluntarily Certified | Single-split-system heat pumps | False | False | 34600 | 34400 | 15.2 | 14.3 | 7.8 | 7.5 | False | 33 | 33 | 12.5 |  | Blower Coil System | False | Conventional | 11/29/2023 |  | 12/14/2023
Daikin Comfort Technologies Manufacturing, L.P. | ONE HOUR AIR CONDITIONING AND HEATING | GSZH503610A* | GSZH503610A* | AMST42CU1400B* |  | Voluntarily Certified | Single-split-system heat pumps | False | False | 34600 | 34400 | 15.2 | 14.3 | 7.8 | 7.5 | False | 33 | 33 | 12.5 |  | Blower Coil System | False | Conventional | 11/29/2023 |  | 12/14/2023
Daikin Comfort Technologies Manufacturing, L.P. | ENERGI AIR | GSZH503610A* | GSZH503610A* | AMST42CU1400B* |  | Voluntarily Certified | Single-split-system heat pumps | False | False | 34600 | 34400 | 15.2 | 14.3 | 7.8 | 7.5 | False | 33 | 33 | 12.5 |  | Blower Coil System | False | Conventional | 11/29/2023 |  | 12/14/2023
Daikin Comfort Technologies Manufacturing, L.P. | Franklin | GSZH503610A* | GSZH503610A* | AMST42CU1400B* |  | Voluntarily Certified | Single-split-system heat pumps | False | False | 34600 | 34400 | 15.2 | 14.3 | 7.8 | 7.5 | False | 33 | 33 | 12.5 |  | Blower Coil System | False | Conventional | 11/29/2023 |  | 12/14/2023
Daikin Comfort Technologies Manufacturing, L.P. | ABCOOLAIR | GSZH503610A* | GSZH503610A* | AMST42CU1400B* |  | Voluntarily Certified | Single-split-system heat pumps | False | False | 34600 | 34400 | 15.2 | 14.3 | 7.8 | 7.5 | False | 33 | 33 | 12.5 |  | Blower Coil System | False | Conventional | 11/29/2023 |  | 12/14/2023
Daikin Comfort Technologies Manufacturing, L.P. | Goodman | GSZH503610A* | GSZH503610A* | AMST42CU1400B* |  | Voluntarily Certified | Single-split-system heat pumps | False | False | 34600 | 34400 | 15.2 | 14.3 | 7.8 | 7.5 | False | 33 | 33 | 12.5 |  | Blower Coil System | False | Conventional | 11/29/2023 |  | 12/14/2023
Daikin Comfort Technologies Manufacturing, L.P. | Janitrol | GSZH503610A* | GSZH503610A* | AMST42CU1400B* |  | Voluntarily Certified | Single-split-system heat pumps | False | False | 34600 | 34400 | 15.2 | 14.3 | 7.8 | 7.5 | False | 33 | 33 | 12.5 |  | Blower Coil System | False | Conventional | 11/29/2023 |  | 12/14/2023
Daikin Comfort Technologies Manufacturing, L.P. | AMANA DISTINCTIONS | GSZH503610A* | GSZH503610A* | AMST42CU1400B* |  | Voluntarily Certified | Single-split-system heat pumps | False | False | 34600 | 34400 | 15.2 | 14.3 | 7.8 | 7.5 | False | 33 | 33 | 12.5 |  | Blower Coil System | False | Conventional | 11/29/2023 |  | 12/14/2023
Daikin Comfort Technologies Manufacturing, L.P. | Janitrol | GSZC703610A* | GSZC703610A* | AMVT42CP1400B* |  | Voluntarily Certified | Single-split-system heat pumps | False | False | 34800 | 34000 | 17.2 | 14.3 | 8.1 | 7.5 | False | 33 | 33 | 12.5 |  | Blower Coil System | False | Conventional | 11/29/2023 |  | 12/14/2023
Daikin Comfort Technologies Manufacturing, L.P. | Goodman | GSZC703610A* | GSZC703610A* | AMVT42CP1400B* |  | Voluntarily Certified | Single-split-system heat pumps | False | False | 34800 | 34000 | 17.2 | 14.3 | 8.1 | 7.5 | False | 33 | 33 | 12.5 |  | Blower Coil System | False | Conventional | 11/29/2023 |  | 12/14/2023
Daikin Comfort Technologies Manufacturing, L.P. | ONE HOUR AIR CONDITIONING AND HEATING | GSZC703610A* | GSZC703610A* | AMVT42CP1400B* |  | Voluntarily Certified | Single-split-system heat pumps | False | False | 34800 | 34000 | 17.2 | 14.3 | 8.1 | 7.5 | False | 33 | 33 | 12.5 |  | Blower Coil System | False | Conventional | 11/29/2023 |  | 12/14/2023
Daikin Comfort Technologies Manufacturing, L.P. | ENERGI AIR | GSZC703610A* | GSZC703610A* | AMVT42CP1400B* |  | Voluntarily Certified | Single-split-system heat pumps | False | False | 34800 | 34000 | 17.2 | 14.3 | 8.1 | 7.5 | False | 33 | 33 | 12.5 |  | Blower Coil System | False | Conventional | 11/29/2023 |  | 12/14/2023
Daikin Comfort Technologies Manufacturing, L.P. | Franklin | GSZC703610A* | GSZC703610A* | AMVT42CP1400B* |  | Voluntarily Certified | Single-split-system heat pumps | False | False | 34800 | 34000 | 17.2 | 14.3 | 8.1 | 7.5 | False | 33 | 33 | 12.5 |  | Blower Coil System | False | Conventional | 11/29/2023 |  | 12/14/2023
Daikin Comfort Technologies Manufacturing, L.P. | AMANA DISTINCTIONS | GSZC703610A* | GSZC703610A* | AMVT42CP1400B* |  | Voluntarily Certified | Single-split-system heat pumps | False | False | 34800 | 34000 | 17.2 | 14.3 | 8.1 | 7.5 | False | 33 | 33 | 12.5 |  | Blower Coil System | False | Conventional | 11/29/2023 |  | 12/14/2023
Daikin Comfort Technologies Manufacturing, L.P. | ABCOOLAIR | GSZC703610A* | GSZC703610A* | AMVT42CP1400B* |  | Voluntarily Certified | Single-split-system heat pumps | False | False | 34800 | 34000 | 17.2 | 14.3 | 8.1 | 7.5 | False | 33 | 33 | 12.5 |  | Blower Coil System | False | Conventional | 11/29/2023 |  | 12/14/2023
Daikin Comfort Technologies Manufacturing, L.P. | Liberty Heating & Air Conditioning | GSZC703610A* | GSZC703610A* | AMVT42CP1400B* |  | Voluntarily Certified | Single-split-system heat pumps | False | False | 34800 | 34000 | 17.2 | 14.3 | 8.1 | 7.5 | False | 33 | 33 | 12.5 |  | Blower Coil System | False | Conventional | 11/29/2023 |  | 12/14/2023
Daikin Comfort Technologies Manufacturing, L.P. | Goodman | GSZS604210A* | GSZS604210A* | AHVE48DP1400B* |  | Voluntarily Certified | Single-split-system heat pumps | False | False | 39500 | 40000 | 16.9 | 14.3 | 8.1 | 7.5 | True | 33 | 33 | 8.5 |  | Blower Coil System | True | Conventional | 11/29/2023 |  | 12/14/2023
Daikin Comfort Technologies Manufacturing, L.P. | AMANA DISTINCTIONS | GSZC702410A* | GSZC702410A* | AMVT30BP1400B* |  | Voluntarily Certified | Single-split-system heat pumps | False | False | 23800 | 23200 | 17.2 | 14.3 | 8.2 | 7.5 | False | 33 | 33 | 12.5 |  | Blower Coil System | False | Conventional | 11/29/2023 |  | 12/14/2023
Daikin Comfort Technologies Manufacturing, L.P. | ONE HOUR AIR CONDITIONING AND HEATING | GSZC702410A* | GSZC702410A* | AMVT30BP1400B* |  | Voluntarily Certified | Single-split-system heat pumps | False | False | 23800 | 23200 | 17.2 | 14.3 | 8.2 | 7.5 | False | 33 | 33 | 12.5 |  | Blower Coil System | False | Conventional | 11/29/2023 |  | 12/14/2023
Daikin Comfort Technologies Manufacturing, L.P. | ENERGI AIR | GSZC702410A* | GSZC702410A* | AMVT30BP1400B* |  | Voluntarily Certified | Single-split-system heat pumps | False | False | 23800 | 23200 | 17.2 | 14.3 | 8.2 | 7.5 | False | 33 | 33 | 12.5 |  | Blower Coil System | False | Conventional | 11/29/2023 |  | 12/14/2023
Daikin Comfort Technologies Manufacturing, L.P. | Franklin | GSZC702410A* | GSZC702410A* | AMVT30BP1400B* |  | Voluntarily Certified | Single-split-system heat pumps | False | False | 23800 | 23200 | 17.2 | 14.3 | 8.2 | 7.5 | False | 33 | 33 | 12.5 |  | Blower Coil System | False | Conventional | 11/29/2023 |  | 12/14/2023
Daikin Comfort Technologies Manufacturing, L.P. | Janitrol | GSZC702410A* | GSZC702410A* | AMVT30BP1400B* |  | Voluntarily Certified | Single-split-system heat pumps | False | False | 23800 | 23200 | 17.2 | 14.3 | 8.2 | 7.5 | False | 33 | 33 | 12.5 |  | Blower Coil System | False | Conventional | 11/29/2023 |  | 12/14/2023
Daikin Comfort Technologies Manufacturing, L.P. | Liberty Heating & Air Conditioning | GSZC702410A* | GSZC702410A* | AMVT30BP1400B* |  | Voluntarily Certified | Single-split-system heat pumps | False | False | 23800 | 23200 | 17.2 | 14.3 | 8.2 | 7.5 | False | 33 | 33 | 12.5 |  | Blower Coil System | False | Conventional | 11/29/2023 |  | 12/14/2023
Daikin Comfort Technologies Manufacturing, L.P. | ABCOOLAIR | GSZC702410A* | GSZC702410A* | AMVT30BP1400B* |  | Voluntarily Certified | Single-split-system heat pumps | False | False | 23800 | 23200 | 17.2 | 14.3 | 8.2 | 7.5 | False | 33 | 33 | 12.5 |  | Blower Coil System | False | Conventional | 11/29/2023 |  | 12/14/2023
Daikin Comfort Technologies Manufacturing, L.P. | Goodman | GSZC702410A* | GSZC702410A* | AMVT30BP1400B* |  | Voluntarily Certified | Single-split-system heat pumps | False | False | 23800 | 23200 | 17.2 | 14.3 | 8.2 | 7.5 | False | 33 | 33 | 12.5 |  | Blower Coil System | False | Conventional | 11/29/2023 |  | 12/14/2023
Daikin Comfort Technologies Manufacturing, L.P. | Goodman | GSZH503010A* | GSZH503010A* | AMST30BU1400B* |  | Voluntarily Certified | Single-split-system heat pumps | False | False | 28400 | 28400 | 15.2 | 14.3 | 7.8 | 7.5 | False | 33 | 33 | 12.5 |  | Blower Coil System | False | Conventional | 11/29/2023 |  | 12/14/2023
Daikin Comfort Technologies Manufacturing, L.P. | ABCOOLAIR | GSZH503010A* | GSZH503010A* | AMST30BU1400B* |  | Voluntarily Certified | Single-split-system heat pumps | False | False | 28400 | 28400 | 15.2 | 14.3 | 7.8 | 7.5 | False | 33 | 33 | 12.5 |  | Blower Coil System | False | Conventional | 11/29/2023 |  | 12/14/2023
Daikin Comfort Technologies Manufacturing, L.P. | Janitrol | GSZH503010A* | GSZH503010A* | AMST30BU1400B* |  | Voluntarily Certified | Single-split-system heat pumps | False | False | 28400 | 28400 | 15.2 | 14.3 | 7.8 | 7.5 | False | 33 | 33 | 12.5 |  | Blower Coil System | False | Conventional | 11/29/2023 |  | 12/14/2023
Daikin Comfort Technologies Manufacturing, L.P. | Liberty Heating & Air Conditioning | GSZH503010A* | GSZH503010A* | AMST30BU1400B* |  | Voluntarily Certified | Single-split-system heat pumps | False | False | 28400 | 28400 | 15.2 | 14.3 | 7.8 | 7.5 | False | 33 | 33 | 12.5 |  | Blower Coil System | False | Conventional | 11/29/2023 |  | 12/14/2023
Daikin Comfort Technologies Manufacturing, L.P. | ONE HOUR AIR CONDITIONING AND HEATING | GSZH503010A* | GSZH503010A* | AMST30BU1400B* |  | Voluntarily Certified | Single-split-system heat pumps | False | False | 28400 | 28400 | 15.2 | 14.3 | 7.8 | 7.5 | False | 33 | 33 | 12.5 |  | Blower Coil System | False | Conventional | 11/29/2023 |  | 12/14/2023
Daikin Comfort Technologies Manufacturing, L.P. | ENERGI AIR | GSZH503010A* | GSZH503010A* | AMST30BU1400B* |  | Voluntarily Certified | Single-split-system heat pumps | False | False | 28400 | 28400 | 15.2 | 14.3 | 7.8 | 7.5 | False | 33 | 33 | 12.5 |  | Blower Coil System | False | Conventional | 11/29/2023 |  | 12/14/2023
Daikin Comfort Technologies Manufacturing, L.P. | Franklin | GSZH503010A* | GSZH503010A* | AMST30BU1400B* |  | Voluntarily Certified | Single-split-system heat pumps | False | False | 28400 | 28400 | 15.2 | 14.3 | 7.8 | 7.5 | False | 33 | 33 | 12.5 |  | Blower Coil System | False | Conventional | 11/29/2023 |  | 12/14/2023
Daikin Comfort Technologies Manufacturing, L.P. | AMANA DISTINCTIONS | GSZH503010A* | GSZH503010A* | AMST30BU1400B* |  | Voluntarily Certified | Single-split-system heat pumps | False | False | 28400 | 28400 | 15.2 | 14.3 | 7.8 | 7.5 | False | 33 | 33 | 12.5 |  | Blower Coil System | False | Conventional | 11/29/2023 |  | 12/14/2023
Daikin Comfort Technologies Manufacturing, L.P. | Goodman | GSZS606010A* | GSZS606010A* | AHVE60DP1400B* |  | Voluntarily Certified | Single-split-system heat pumps | False | False | 53000 | 54500 | 16.1 | 14.3 | 8.1 | 7.5 | True | 33 | 33 | 8 |  | Blower Coil System | True | Conventional | 11/29/2023 |  | 12/14/2023
Daikin Comfort Technologies Manufacturing, L.P. | Goodman | GSZS602410A* | GSZS602410A* | AHVE24BP1400B* |  | Voluntarily Certified | Single-split-system heat pumps | False | False | 22200 | 23200 | 17.3 | 14.3 | 8.5 | 7.5 | True | 33 | 33 | 10.1 |  | Blower Coil System | True | Conventional | 11/29/2023 |  | 12/14/2023
Daikin Comfort Technologies Manufacturing, L.P. | Daikin | DZ7TCA2410A* | DZ7TCA2410A* | DMVT30BP1400B* |  | Voluntarily Certified | Single-split-system heat pumps | False | False | 23800 | 23200 | 17.2 | 14.3 | 8.2 | 7.5 | False | 33 | 33 | 12.5 |  | Blower Coil System | False | Conventional | 11/29/2023 |  | 12/14/2023
Daikin Comfort Technologies Manufacturing, L.P. | Daikin | DZ6VSA2410A* | DZ6VSA2410A* | DFVE24BP1400B* |  | Voluntarily Certified | Single-split-system heat pumps | False | False | 22200 | 23200 | 17.3 | 14.3 | 8.5 | 7.5 | True | 33 | 33 | 10.1 |  | Blower Coil System | True | Conventional | 11/29/2023 |  | 12/14/2023
Daikin Comfort Technologies Manufacturing, L.P. | Daikin | DZ6VSA3010A* | DZ6VSA3010A* | DFVE36CP1400B* |  | Voluntarily Certified | Single-split-system heat pumps | False | False | 27800 | 28800 | 17.1 | 14.3 | 8.2 | 7.5 | True | 33 | 33 | 9.9 |  | Blower Coil System | True | Conventional | 11/29/2023 |  | 12/14/2023
Daikin Comfort Technologies Manufacturing, L.P. | Daikin | DZ7TCA4810A* | DZ7TCA4810A* | DMVT48CP1400B* |  | Voluntarily Certified | Single-split-system heat pumps | False | False | 46500 | 48500 | 16.5 | 14.3 | 8.2 | 7.5 | False | 33 | 33 | 12 |  | Blower Coil System | False | Conventional | 11/29/2023 |  | 12/14/2023
Daikin Comfort Technologies Manufacturing, L.P. | Daikin | DZ6VSA4810A* | DZ6VSA4810A* | DFVE48DP1400B* |  | Voluntarily Certified | Single-split-system heat pumps | False | False | 45000 | 45500 | 16.2 | 14.3 | 8.1 | 7.5 | True | 33 | 33 | 8 |  | Blower Coil System | True | Conventional | 11/29/2023 |  | 12/14/2023
Daikin Comfort Technologies Manufacturing, L.P. | Daikin | DZ6VSA241EA* | DZ6VSA241EA* | DFVE36CP1400B* |  | Voluntarily Certified | Single-split-system heat pumps | False | False | 23000 | 23000 | 17 | 14.3 | 8.6 | 7.5 | False | 33 | 33 | 10 |  | Blower Coil System | True | Conventional | 11/29/2023 |  | 12/14/2023
Daikin Comfort Technologies Manufacturing, L.P. | Daikin | DZ6VSA3610A* | DZ6VSA3610A* | DFVE36CP1400B* |  | Voluntarily Certified | Single-split-system heat pumps | False | False | 33600 | 34600 | 16.3 | 14.3 | 8.2 | 7.5 | True | 33 | 33 | 8.7 |  | Blower Coil System | True | Conventional | 11/29/2023 |  | 12/14/2023
Daikin Comfort Technologies Manufacturing, L.P. | Daikin | DZ7TCA6010A* | DZ7TCA6010A* | DMVT60DP1400B* |  | Voluntarily Certified | Single-split-system heat pumps | False | False | 56000 | 57000 | 16.2 | 14.3 | 8.2 | 7.5 | False | 33 | 33 | 11.7 |  | Blower Coil System | False | Conventional | 11/29/2023 |  | 12/14/2023
Daikin Comfort Technologies Manufacturing, L.P. | Daikin | DZ6VSA481EA* | DZ6VSA481EA* | DFVE60DP1400B* |  | Voluntarily Certified | Single-split-system heat pumps | False | False | 44000 | 44000 | 17 | 14.3 | 8.6 | 7.5 | False | 33 | 33 | 10 |  | Blower Coil System | True | Conventional | 11/29/2023 |  | 12/14/2023
Daikin Comfort Technologies Manufacturing, L.P. | Daikin | DZ6VSA6010A* | DZ6VSA6010A* | DFVE60DP1400B* |  | Voluntarily Certified | Single-split-system heat pumps | False | False | 53000 | 54500 | 16.1 | 14.3 | 8.1 | 7.5 | False | 33 | 33 | 8 |  | Blower Coil System | True | Conventional | 11/29/2023 |  | 12/14/2023
Daikin Comfort Technologies Manufacturing, L.P. | Daikin | DZ6VSA361EA* | DZ6VSA361EA* | DFVE48DP1400B* |  | Voluntarily Certified | Single-split-system heat pumps | False | False | 34200 | 34200 | 17.5 | 14.3 | 8.6 | 7.5 | False | 33 | 33 | 10 |  | Blower Coil System | True | Conventional | 11/29/2023 |  | 12/14/2023
Daikin Comfort Technologies Manufacturing, L.P. | Daikin | DZ7TCA3610A* | DZ7TCA3610A* | DMVT42CP1400B* |  | Voluntarily Certified | Single-split-system heat pumps | False | False | 34800 | 34000 | 17.2 | 14.3 | 8.1 | 7.5 | False | 33 | 33 | 12.5 |  | Blower Coil System | False | Conventional | 11/29/2023 |  | 12/14/2023
Daikin Comfort Technologies Manufacturing, L.P. | Daikin | DZ6VSA421EA* | DZ6VSA421EA* | DFVE60DP1400B* |  | Voluntarily Certified | Single-split-system heat pumps | False | False | 40000 | 40000 | 17 | 14.3 | 8.6 | 7.5 | False | 33 | 33 | 10 |  | Blower Coil System | True | Conventional | 11/29/2023 |  | 12/14/2023
Daikin Comfort Technologies Manufacturing, L.P. | Daikin | DZ6VSA4210A* | DZ6VSA4210A* | DFVE48DP1400B* |  | Voluntarily Certified | Single-split-system heat pumps | False | False | 39500 | 40000 | 16.9 | 14.3 | 8.1 | 7.5 | True | 33 | 33 | 8.5 |  | Blower Coil System | True | Conventional | 11/29/2023 |  | 12/14/2023
Daikin Comfort Technologies Manufacturing, L.P. | Daikin | DZ5SEA3010A* | DZ5SEA3010A* | AMST30BU1400B* |  | Voluntarily Certified | Single-split-system heat pumps | False | False | 28400 | 28400 | 15.2 | 14.3 | 7.8 | 7.5 | False | 33 | 33 | 12.5 |  | Blower Coil System | False | Conventional | 11/29/2023 |  | 12/14/2023
Daikin Comfort Technologies Manufacturing, L.P. | Daikin | DZ6VSA1810A* | DZ6VSA1810A* | DFVE24BP1400B* |  | Voluntarily Certified | Single-split-system heat pumps | False | False | 16600 | 17400 | 17.5 | 14.3 | 8.5 | 7.5 | True | 33 | 33 | 10.9 |  | Blower Coil System | True | Conventional | 11/29/2023 |  | 12/14/2023
Daikin Comfort Technologies Manufacturing, L.P. | Daikin | RXSQ36TBVJU* | RXSQ36TBVJU* | CXTQ36TASBLUA* | D*96VC0603BNA* | Voluntarily Certified | Single-split-system heat pumps | False | False | 33600 | 37000 | 14.5 | 14.3 | 8.1 | 7.5 | True | 33 | 33 | 8.5 |  | Blower Coil System | True | Conventional | 11/29/2023 |  | 12/14/2023
Daikin Comfort Technologies Manufacturing, L.P. | Daikin | DZ5SEA3610A* | DZ5SEA3610A* | AMST42CU1400B* |  | Voluntarily Certified | Single-split-system heat pumps | False | False | 34600 | 34400 | 15.2 | 14.3 | 7.8 | 7.5 | False | 33 | 33 | 12.5 |  | Blower Coil System | False | Conventional | 11/29/2023 |  | 12/14/2023
Daikin Comfort Technologies Manufacturing, L.P. | Amana | ASZS604810A* | ASZS604810A* | AHVE48DP1400B* |  | Voluntarily Certified | Single-split-system heat pumps | False | False | 45000 | 45500 | 16.2 | 14.3 | 8.1 | 7.5 | True | 33 | 33 | 8 |  | Blower Coil System | True | Conventional | 11/29/2023 |  | 12/14/2023
Daikin Comfort Technologies Manufacturing, L.P. | Liberty Heating & Air Conditioning | ASZS604810A* | ASZS604810A* | AHVE48DP1400B* |  | Voluntarily Certified | Single-split-system heat pumps | False | False | 45000 | 45500 | 16.2 | 14.3 | 8.1 | 7.5 | False | 33 | 33 | 8 |  | Blower Coil System | True | Conventional | 11/29/2023 |  | 12/14/2023
Daikin Comfort Technologies Manufacturing, L.P. | Amana | ASZS60421EA* | ASZS60421EA* | AHVE60DP1400B* |  | Voluntarily Certified | Single-split-system heat pumps | False | False | 40000 | 40000 | 17 | 14.3 | 8.6 | 7.5 | False | 33 | 33 | 10 |  | Blower Coil System | True | Conventional | 11/29/2023 |  | 12/14/2023
Daikin Comfort Technologies Manufacturing, L.P. | Amana | ASZH503010A* | ASZH503010A* | AMST30BU1400B* |  | Voluntarily Certified | Single-split-system heat pumps | False | False | 28400 | 28400 | 15.2 | 14.3 | 7.8 | 7.5 | False | 33 | 33 | 12.5 |  | Blower Coil System | False | Conventional | 11/29/2023 |  | 12/14/2023
Daikin Comfort Technologies Manufacturing, L.P. | Amana | ASZC702410A* | ASZC702410A* | AMVT30BP1400B* |  | Voluntarily Certified | Single-split-system heat pumps | False | False | 23800 | 23200 | 17.2 | 14.3 | 8.2 | 7.5 | False | 33 | 33 | 12.5 |  | Blower Coil System | False | Conventional | 11/29/2023 |  | 12/14/2023
Daikin Comfort Technologies Manufacturing, L.P. | Amana | ASZC703610A* | ASZC703610A* | AMVT42CP1400B* |  | Voluntarily Certified | Single-split-system heat pumps | False | False | 34800 | 34000 | 17.2 | 14.3 | 8.1 | 7.5 | False | 33 | 33 | 12.5 |  | Blower Coil System | False | Conventional | 11/29/2023 |  | 12/14/2023
Daikin Comfort Technologies Manufacturing, L.P. | Amana | ASZS60361EA* | ASZS60361EA* | AHVE48DP1400B* |  | Voluntarily Certified | Single-split-system heat pumps | False | False | 34200 | 34200 | 17.5 | 14.3 | 8.6 | 7.5 | False | 33 | 33 | 10 |  | Blower Coil System | True | Conventional | 11/29/2023 |  | 12/14/2023
Daikin Comfort Technologies Manufacturing, L.P. | Amana | ASZC704810A* | ASZC704810A* | AMVT48CP1400B* |  | Voluntarily Certified | Single-split-system heat pumps | False | False | 46500 | 48500 | 16.5 | 14.3 | 8.2 | 7.5 | False | 33 | 33 | 12 |  | Blower Coil System | False | Conventional | 11/29/2023 |  | 12/14/2023
Daikin Comfort Technologies Manufacturing, L.P. | Liberty Heating & Air Conditioning | ASZS602410A* | ASZS602410A* | AHVE24BP1400B* |  | Voluntarily Certified | Single-split-system heat pumps | False | False | 22200 | 23200 | 17.3 | 14.3 | 8.5 | 7.5 | False | 33 | 33 | 10.1 |  | Blower Coil System | True | Conventional | 11/29/2023 |  | 12/14/2023
Daikin Comfort Technologies Manufacturing, L.P. | Amana | ASZS602410A* | ASZS602410A* | AHVE24BP1400B* |  | Voluntarily Certified | Single-split-system heat pumps | False | False | 22200 | 23200 | 17.3 | 14.3 | 8.5 | 7.5 | True | 33 | 33 | 10.1 |  | Blower Coil System | True | Conventional | 11/29/2023 |  | 12/14/2023
Daikin Comfort Technologies Manufacturing, L.P. | Amana | ASZS603610A* | ASZS603610A* | AHVE36CP1400B* |  | Voluntarily Certified | Single-split-system heat pumps | False | False | 33600 | 34600 | 16.3 | 14.3 | 8.2 | 7.5 | True | 33 | 33 | 8.7 |  | Blower Coil System | True | Conventional | 11/29/2023 |  | 12/14/2023
Daikin Comfort Technologies Manufacturing, L.P. | Liberty Heating & Air Conditioning | ASZS603610A* | ASZS603610A* | AHVE36CP1400B* |  | Voluntarily Certified | Single-split-system heat pumps | False | False | 33600 | 34600 | 16.3 | 14.3 | 8.2 | 7.5 | False | 33 | 33 | 8.7 |  | Blower Coil System | True | Conventional | 11/29/2023 |  | 12/14/2023
Daikin Comfort Technologies Manufacturing, L.P. | Amana | ASZS60481EA* | ASZS60481EA* | AHVE60DP1400B* |  | Voluntarily Certified | Single-split-system heat pumps | False | False | 44000 | 44000 | 17 | 14.3 | 8.6 | 7.5 | False | 33 | 33 | 10 |  | Blower Coil System | True | Conventional | 11/29/2023 |  | 12/14/2023
Daikin Comfort Technologies Manufacturing, L.P. | Amana | ASZH503610A* | ASZH503610A* | AMST42CU1400B* |  | Voluntarily Certified | Single-split-system heat pumps | False | False | 34600 | 34400 | 15.2 | 14.3 | 7.8 | 7.5 | False | 33 | 33 | 12.5 |  | Blower Coil System | False | Conventional | 11/29/2023 |  | 12/14/2023
Daikin Comfort Technologies Manufacturing, L.P. | Amana | ASZS604210A* | ASZS604210A* | AHVE48DP1400B* |  | Voluntarily Certified | Single-split-system heat pumps | False | False | 39500 | 40000 | 16.9 | 14.3 | 8.1 | 7.5 | True | 33 | 33 | 8.5 |  | Blower Coil System | True | Conventional | 11/29/2023 |  | 12/14/2023
Daikin Comfort Technologies Manufacturing, L.P. | Liberty Heating & Air Conditioning | ASZS604210A* | ASZS604210A* | AHVE48DP1400B* |  | Voluntarily Certified | Single-split-system heat pumps | False | False | 39500 | 40000 | 16.9 | 14.3 | 8.1 | 7.5 | False | 33 | 33 | 8.5 |  | Blower Coil System | True | Conventional | 11/29/2023 |  | 12/14/2023
Daikin Comfort Technologies Manufacturing, L.P. | Liberty Heating & Air Conditioning | ASZS606010A* | ASZS606010A* | AHVE60DP1400B* |  | Voluntarily Certified | Single-split-system heat pumps | False | False | 53000 | 54500 | 16.1 | 14.3 | 8.1 | 7.5 | False | 33 | 33 | 8 |  | Blower Coil System | True | Conventional | 11/29/2023 |  | 12/14/2023
Daikin Comfort Technologies Manufacturing, L.P. | Amana | ASZS606010A* | ASZS606010A* | AHVE60DP1400B* |  | Voluntarily Certified | Single-split-system heat pumps | False | False | 53000 | 54500 | 16.1 | 14.3 | 8.1 | 7.5 | True | 33 | 33 | 8 |  | Blower Coil System | True | Conventional | 11/29/2023 |  | 12/14/2023
Daikin Comfort Technologies Manufacturing, L.P. | Amana | ASZC706010A* | ASZC706010A* | AMVT60DP1400B* |  | Voluntarily Certified | Single-split-system heat pumps | False | False | 56000 | 57000 | 16.2 | 14.3 | 8.2 | 7.5 | False | 33 | 33 | 11.7 |  | Blower Coil System | False | Conventional | 11/29/2023 |  | 12/14/2023
Daikin Comfort Technologies Manufacturing, L.P. | Amana | ASZS601810A* | ASZS601810A* | AHVE24BP1400B* |  | Voluntarily Certified | Single-split-system heat pumps | False | False | 16600 | 17400 | 17.5 | 14.3 | 8.5 | 7.5 | True | 33 | 33 | 10.9 |  | Blower Coil System | True | Conventional | 11/29/2023 |  | 12/14/2023
Daikin Comfort Technologies Manufacturing, L.P. | Liberty Heating & Air Conditioning | ASZS601810A* | ASZS601810A* | AHVE24BP1400B* |  | Voluntarily Certified | Single-split-system heat pumps | False | False | 16600 | 17400 | 17.5 | 14.3 | 8.5 | 7.5 | False | 33 | 33 | 10.9 |  | Blower Coil System | True | Conventional | 11/29/2023 |  | 12/14/2023
Daikin Comfort Technologies Manufacturing, L.P. | Liberty Heating & Air Conditioning | ASZS603010A* | ASZS603010A* | AHVE36CP1400B* |  | Voluntarily Certified | Single-split-system heat pumps | False | False | 27800 | 28800 | 17.1 | 14.3 | 8.2 | 7.5 | False | 33 | 33 | 9.9 |  | Blower Coil System | True | Conventional | 11/29/2023 |  | 12/14/2023
Daikin Comfort Technologies Manufacturing, L.P. | Amana | ASZS603010A* | ASZS603010A* | AHVE36CP1400B* |  | Voluntarily Certified | Single-split-system heat pumps | False | False | 27800 | 28800 | 17.1 | 14.3 | 8.2 | 7.5 | True | 33 | 33 | 9.9 |  | Blower Coil System | True | Conventional | 11/29/2023 |  | 12/14/2023
Daikin Comfort Technologies Manufacturing, L.P. | Amana | ASZS60241EA* | ASZS60241EA* | AHVE36CP1400B* |  | Voluntarily Certified | Single-split-system heat pumps | False | False | 23000 | 23000 | 17 | 14.3 | 8.6 | 7.5 | False | 33 | 33 | 10 |  | Blower Coil System | True | Conventional | 11/29/2023 |  | 12/14/2023
Johnson Controls, Inc. | CHAMPION HEATING AND COOLING | PCG6A360752X4 | PCG6A360752X4 |  |  | Voluntarily Certified | Single-package air conditioner | False | False | 35000 |  | 15.2 | 13.4 |  |  | False | 30 | 30 | 11.5 |  |  | False | Conventional | 11/16/2023 |  | 12/14/2023
Johnson Controls, Inc. | CHAMPION HEATING AND COOLING | PCG6A361002X4 | PCG6A361002X4 |  |  | Voluntarily Certified | Single-package air conditioner | False | False | 35000 |  | 15.2 | 13.4 |  |  | False | 30 | 30 | 11.5 |  |  | False | Conventional | 11/16/2023 |  | 12/14/2023
Johnson Controls, Inc. | CHAMPION HEATING AND COOLING | PCE6A3624 | PCE6A3624 |  |  | Voluntarily Certified | Single-package air conditioner | False | False | 35000 |  | 15.2 | 13.4 |  |  | False | 30 | 30 | 11.5 |  |  | False | Conventional | 11/16/2023 |  | 12/14/2023
Johnson Controls, Inc. | CHAMPION HEATING AND COOLING | PCG4B480652L1 | PCG4B480652L1 |  |  | Voluntarily Certified | Single-package air conditioner | False | False | 46500 |  | 13.4 | 13.4 |  |  | False | 30 | 30 | 11 |  |  | False | Conventional | 11/16/2023 |  | 12/14/2023
Johnson Controls, Inc. | CHAMPION HEATING AND COOLING | PCG4B600652L1 | PCG4B600652L1 |  |  | Voluntarily Certified | Single-package air conditioner | False | False | 56000 |  | 13.4 | 13.4 |  |  | False | 30 | 30 | 11 |  |  | False | Conventional | 11/16/2023 |  | 12/14/2023
Johnson Controls, Inc. | CHAMPION HEATING AND COOLING | PCG4A360502L1 | PCG4A360502L1 |  |  | Voluntarily Certified | Single-package air conditioner | False | False | 34800 |  | 13.4 | 13.4 |  |  | False | 30 | 30 | 11 |  |  | False | Conventional | 11/16/2023 |  | 12/14/2023
Johnson Controls, Inc. | CHAMPION HEATING AND COOLING | PCE6A2424 | PCE6A2424 |  |  | Voluntarily Certified | Single-package air conditioner | False | False | 23000 |  | 15.2 | 13.4 |  |  | False | 30 | 30 | 11.5 |  |  | False | Conventional | 11/16/2023 |  | 12/14/2023
Johnson Controls, Inc. | CHAMPION HEATING AND COOLING | AL21B4821 | AL21B4821 | JHVVC48HE3C2N1+CC |  | Voluntarily Certified | Single-split-system air condit | True | False | 45500 |  | 20 | 13.4 |  |  | False | 30 | 30 | 12.5 |  | Blower Coil System | True | Conventional | 11/16/2023 |  | 12/14/2023
Johnson Controls, Inc. | CHAMPION HEATING AND COOLING | PCG6A240502X4 | PCG6A240502X4 |  |  | Voluntarily Certified | Single-package air conditioner | False | False | 23000 |  | 15.2 | 13.4 |  |  | False | 30 | 30 | 11.5 |  |  | False | Conventional | 11/16/2023 |  | 12/14/2023
Johnson Controls, Inc. | CHAMPION HEATING AND COOLING | PCG6A240752X4 | PCG6A240752X4 |  |  | Voluntarily Certified | Single-package air conditioner | False | False | 23000 |  | 15.2 | 13.4 |  |  | False | 30 | 30 | 11.5 |  |  | False | Conventional | 11/16/2023 |  | 12/14/2023
Johnson Controls, Inc. | CHAMPION HEATING AND COOLING | PCG4A240502L1 | PCG4A240502L1 |  |  | Voluntarily Certified | Single-package air conditioner | False | False | 23000 |  | 13.4 | 13.4 |  |  | False | 30 | 30 | 11 |  |  | False | Conventional | 11/16/2023 |  | 12/14/2023
Johnson Controls, Inc. | CHAMPION HEATING AND COOLING | AL21B3621 | AL21B3621 | JHVVB36DE2C2N1+CC |  | Voluntarily Certified | Single-split-system air condit | True | False | 35800 |  | 19 | 13.4 |  |  | False | 30 | 30 | 13 |  | Blower Coil System | True | Conventional | 11/16/2023 |  | 12/14/2023
Johnson Controls, Inc. | CHAMPION HEATING AND COOLING | AL21B2421 | AL21B2421 | JHVVB24DE1C2N1+CC |  | Voluntarily Certified | Single-split-system air condit | True | False | 23600 |  | 20 | 13.4 |  |  | False | 30 | 30 | 14 |  | Blower Coil System | True | Conventional | 11/16/2023 |  | 12/14/2023
Johnson Controls, Inc. | CHAMPION HEATING AND COOLING | AL21B6021 | AL21B6021 | JHVVC60HE4C2N1+CC |  | Voluntarily Certified | Single-split-system air condit | True | False | 52000 |  | 20 | 13.4 |  |  | False | 30 | 30 | 12.5 |  | Blower Coil System | True | Conventional | 11/16/2023 |  | 12/14/2023
Johnson Controls, Inc. | Coleman | AC21B2421 | AC21B2421 | JHVVB24DE1C2N1+CC |  | Voluntarily Certified | Single-split-system air condit | True | False | 23600 |  | 20 | 13.4 |  |  | False | 30 | 30 | 14 |  | Blower Coil System | True | Conventional | 11/16/2023 |  | 12/14/2023
Johnson Controls, Inc. | Coleman | PCE6A3624 | PCE6A3624 |  |  | Voluntarily Certified | Single-package air conditioner | False | False | 35000 |  | 15.2 | 13.4 |  |  | False | 30 | 30 | 11.5 |  |  | False | Conventional | 11/16/2023 |  | 12/14/2023
Johnson Controls, Inc. | Coleman | PCG4B480652L1 | PCG4B480652L1 |  |  | Voluntarily Certified | Single-package air conditioner | False | False | 46500 |  | 13.4 | 13.4 |  |  | False | 30 | 30 | 11 |  |  | False | Conventional | 11/16/2023 |  | 12/14/2023
Johnson Controls, Inc. | Coleman | PCG4B600652L1 | PCG4B600652L1 |  |  | Voluntarily Certified | Single-package air conditioner | False | False | 56000 |  | 13.4 | 13.4 |  |  | False | 30 | 30 | 11 |  |  | False | Conventional | 11/16/2023 |  | 12/14/2023
Johnson Controls, Inc. | Coleman | PCG4A240502L1 | PCG4A240502L1 |  |  | Voluntarily Certified | Single-package air conditioner | False | False | 23000 |  | 13.4 | 13.4 |  |  | False | 30 | 30 | 11 |  |  | False | Conventional | 11/16/2023 |  | 12/14/2023
Johnson Controls, Inc. | Coleman | PCG4A360502L1 | PCG4A360502L1 |  |  | Voluntarily Certified | Single-package air conditioner | False | False | 34800 |  | 13.4 | 13.4 |  |  | False | 30 | 30 | 11 |  |  | False | Conventional | 11/16/2023 |  | 12/14/2023
Johnson Controls, Inc. | Coleman | PCE6A2424 | PCE6A2424 |  |  | Voluntarily Certified | Single-package air conditioner | False | False | 23000 |  | 15.2 | 13.4 |  |  | False | 30 | 30 | 11.5 |  |  | False | Conventional | 11/16/2023 |  | 12/14/2023
Johnson Controls, Inc. | Coleman | AC21B3621 | AC21B3621 | JHVVB36DE2C2N1+CC |  | Voluntarily Certified | Single-split-system air condit | True | False | 35800 |  | 19 | 13.4 |  |  | False | 30 | 30 | 13 |  | Blower Coil System | True | Conventional | 11/16/2023 |  | 12/14/2023
Johnson Controls, Inc. | Coleman | PCG6A240752X4 | PCG6A240752X4 |  |  | Voluntarily Certified | Single-package air conditioner | False | False | 23000 |  | 15.2 | 13.4 |  |  | False | 30 | 30 | 11.5 |  |  | False | Conventional | 11/16/2023 |  | 12/14/2023
Johnson Controls, Inc. | Coleman | PCG6A240502X4 | PCG6A240502X4 |  |  | Voluntarily Certified | Single-package air conditioner | False | False | 23000 |  | 15.2 | 13.4 |  |  | False | 30 | 30 | 11.5 |  |  | False | Conventional | 11/16/2023 |  | 12/14/2023
Johnson Controls, Inc. | Coleman | AC21B6021 | AC21B6021 | JHVVC60HE4C2N1+CC |  | Voluntarily Certified | Single-split-system air condit | True | False | 52000 |  | 20 | 13.4 |  |  | False | 30 | 30 | 12.5 |  | Blower Coil System | True | Conventional | 11/16/2023 |  | 12/14/2023
Johnson Controls, Inc. | Coleman | AC21B4821 | AC21B4821 | JHVVC48HE3C2N1+CC |  | Voluntarily Certified | Single-split-system air condit | True | False | 45500 |  | 20 | 13.4 |  |  | False | 30 | 30 | 12.5 |  | Blower Coil System | True | Conventional | 11/16/2023 |  | 12/14/2023
Johnson Controls, Inc. | Coleman | PCG6A361002X4 | PCG6A361002X4 |  |  | Voluntarily Certified | Single-package air conditioner | False | False | 35000 |  | 15.2 | 13.4 |  |  | False | 30 | 30 | 11.5 |  |  | False | Conventional | 11/16/2023 |  | 12/14/2023
Johnson Controls, Inc. | Coleman | PCG6A360752X4 | PCG6A360752X4 |  |  | Voluntarily Certified | Single-package air conditioner | False | False | 35000 |  | 15.2 | 13.4 |  |  | False | 30 | 30 | 11.5 |  |  | False | Conventional | 11/16/2023 |  | 12/14/2023
Johnson Controls, Inc. | Evcon | RAC15024B21 | RAC15024B21 | XAFA24BBAN1 |  | Voluntarily Certified | Single-split-system air condit | False | False | 23600 |  | 14.75 | 13.4 |  |  | False | 30 | 30 | 12.5 |  | Coil-Only System | False | Conventional | 11/16/2023 |  | 12/14/2023
Johnson Controls, Inc. | Evcon | RAC15060B21 | RAC15060B21 | XAFD60JBCN1 |  | Voluntarily Certified | Single-split-system air condit | False | False | 57000 |  | 14.75 | 13.4 |  |  | False | 30 | 30 | 12 |  | Coil-Only System | False | Conventional | 11/16/2023 |  | 12/14/2023
Johnson Controls, Inc. | Evcon | PCG4B480652L1 | PCG4B480652L1 |  |  | Voluntarily Certified | Single-package air conditioner | False | False | 46500 |  | 13.4 | 13.4 |  |  | False | 30 | 30 | 11 |  |  | False | Conventional | 11/16/2023 |  | 12/14/2023
Johnson Controls, Inc. | Evcon | PCG4B600652L1 | PCG4B600652L1 |  |  | Voluntarily Certified | Single-package air conditioner | False | False | 56000 |  | 13.4 | 13.4 |  |  | False | 30 | 30 | 11 |  |  | False | Conventional | 11/16/2023 |  | 12/14/2023
Johnson Controls, Inc. | Evcon | RAC15036B21 | RAC15036B21 | XAFC36DBCN1 |  | Voluntarily Certified | Single-split-system air condit | False | False | 35800 |  | 14.75 | 13.4 |  |  | False | 30 | 30 | 12.5 |  | Coil-Only System | False | Conventional | 11/16/2023 |  | 12/14/2023
Johnson Controls, Inc. | Evcon | PCG4A360502L1 | PCG4A360502L1 |  |  | Voluntarily Certified | Single-package air conditioner | False | False | 34800 |  | 13.4 | 13.4 |  |  | False | 30 | 30 | 11 |  |  | False | Conventional | 11/16/2023 |  | 12/14/2023
Johnson Controls, Inc. | Evcon | RAC15048B21 | RAC15048B21 | XAFC60GBCN1 |  | Voluntarily Certified | Single-split-system air condit | False | False | 47000 |  | 14.75 | 13.4 |  |  | False | 30 | 30 | 12 |  | Coil-Only System | False | Conventional | 11/16/2023 |  | 12/14/2023
Johnson Controls, Inc. | Evcon | RAC15030B21 | RAC15030B21 | XAFB36DBAN1 |  | Voluntarily Certified | Single-split-system air condit | False | False | 28600 |  | 14.75 | 13.4 |  |  | False | 30 | 30 | 12.5 |  | Coil-Only System | False | Conventional | 11/16/2023 |  | 12/14/2023
Johnson Controls, Inc. | Evcon | RAC15042B21 | RAC15042B21 | XAFC48FBCN1 |  | Voluntarily Certified | Single-split-system air condit | False | False | 42000 |  | 14.5 | 13.4 |  |  | False | 30 | 30 | 12 |  | Coil-Only System | False | Conventional | 11/16/2023 |  | 12/14/2023
Johnson Controls, Inc. | Evcon | PCG4A240502L1 | PCG4A240502L1 |  |  | Voluntarily Certified | Single-package air conditioner | False | False | 23000 |  | 13.4 | 13.4 |  |  | False | 30 | 30 | 11 |  |  | False | Conventional | 11/16/2023 |  | 12/14/2023
Johnson Controls, Inc. | Evcon | RAC15018B21 | RAC15018B21 | XAFA24BBAN1 |  | Voluntarily Certified | Single-split-system air condit | False | False | 17800 |  | 14.75 | 13.4 |  |  | False | 30 | 30 | 12.5 |  | Coil-Only System | False | Conventional | 11/16/2023 |  | 12/14/2023
Johnson Controls, Inc. | FRASER-JOHNSTON | PCG4A360502L1 | PCG4A360502L1 |  |  | Voluntarily Certified | Single-package air conditioner | False | False | 34800 |  | 13.4 | 13.4 |  |  | False | 30 | 30 | 11 |  |  | False | Conventional | 07/10/2023 |  | 12/14/2023
Johnson Controls, Inc. | FRASER-JOHNSTON | PCE6A2424 | PCE6A2424 |  |  | Voluntarily Certified | Single-package air conditioner | False | False | 23000 |  | 15.2 | 13.4 |  |  | False | 30 | 30 | 11.5 |  |  | False | Conventional | 07/10/2023 |  | 12/14/2023
Johnson Controls, Inc. | FRASER-JOHNSTON | AL21B4821 | AL21B4821 | JHVVC48HE3C2N1+CC |  | Voluntarily Certified | Single-split-system air condit | True | False | 45500 |  | 20 | 13.4 |  |  | False | 30 | 30 | 12.5 |  | Blower Coil System | True | Conventional | 11/16/2023 |  | 12/14/2023
Johnson Controls, Inc. | FRASER-JOHNSTON | PCE6A3624 | PCE6A3624 |  |  | Voluntarily Certified | Single-package air conditioner | False | False | 35000 |  | 15.2 | 13.4 |  |  | False | 30 | 30 | 11.5 |  |  | False | Conventional | 07/10/2023 |  | 12/14/2023
Johnson Controls, Inc. | FRASER-JOHNSTON | PCG4B480652L1 | PCG4B480652L1 |  |  | Voluntarily Certified | Single-package air conditioner | False | False | 46500 |  | 13.4 | 13.4 |  |  | False | 30 | 30 | 11 |  |  | False | Conventional | 07/10/2023 |  | 12/14/2023
Johnson Controls, Inc. | FRASER-JOHNSTON | PCG4B600652L1 | PCG4B600652L1 |  |  | Voluntarily Certified | Single-package air conditioner | False | False | 56000 |  | 13.4 | 13.4 |  |  | False | 30 | 30 | 11 |  |  | False | Conventional | 07/10/2023 |  | 12/14/2023
Johnson Controls, Inc. | FRASER-JOHNSTON | PCG6A240752X4 | PCG6A240752X4 |  |  | Voluntarily Certified | Single-package air conditioner | False | False | 23000 |  | 15.2 | 13.4 |  |  | False | 30 | 30 | 11.5 |  |  | False | Conventional | 11/16/2023 |  | 12/14/2023
Johnson Controls, Inc. | FRASER-JOHNSTON | PCG6A240502X4 | PCG6A240502X4 |  |  | Voluntarily Certified | Single-package air conditioner | False | False | 23000 |  | 15.2 | 13.4 |  |  | False | 30 | 30 | 11.5 |  |  | False | Conventional | 07/10/2023 |  | 12/14/2023
Johnson Controls, Inc. | FRASER-JOHNSTON | PCG4A240502L1 | PCG4A240502L1 |  |  | Voluntarily Certified | Single-package air conditioner | False | False | 23000 |  | 13.4 | 13.4 |  |  | False | 30 | 30 | 11 |  |  | False | Conventional | 11/16/2023 |  | 12/14/2023
Johnson Controls, Inc. | FRASER-JOHNSTON | AL21B3621 | AL21B3621 | JHVVB36DE2C2N1+CC |  | Voluntarily Certified | Single-split-system air condit | True | False | 35800 |  | 19 | 13.4 |  |  | False | 30 | 30 | 13 |  | Blower Coil System | True | Conventional | 11/16/2023 |  | 12/14/2023
Johnson Controls, Inc. | FRASER-JOHNSTON | AL21B2421 | AL21B2421 | JHVVB24DE1C2N1+CC |  | Voluntarily Certified | Single-split-system air condit | True | False | 23600 |  | 20 | 13.4 |  |  | False | 30 | 30 | 14 |  | Blower Coil System | True | Conventional | 11/16/2023 |  | 12/14/2023
Johnson Controls, Inc. | FRASER-JOHNSTON | AL21B6021 | AL21B6021 | JHVVC60HE4C2N1+CC |  | Voluntarily Certified | Single-split-system air condit | True | False | 52000 |  | 20 | 13.4 |  |  | False | 30 | 30 | 12.5 |  | Blower Coil System | True | Conventional | 07/10/2023 |  | 12/14/2023
Johnson Controls, Inc. | FRASER-JOHNSTON | PCG6A360752X4 | PCG6A360752X4 |  |  | Voluntarily Certified | Single-package air conditioner | False | False | 35000 |  | 15.2 | 13.4 |  |  | False | 30 | 30 | 11.5 |  |  | False | Conventional | 11/16/2023 |  | 12/14/2023
Johnson Controls, Inc. | FRASER-JOHNSTON | PCG6A361002X4 | PCG6A361002X4 |  |  | Voluntarily Certified | Single-package air conditioner | False | False | 35000 |  | 15.2 | 13.4 |  |  | False | 30 | 30 | 11.5 |  |  | False | Conventional | 11/16/2023 |  | 12/14/2023
Johnson Controls, Inc. | Guardian | RAC15024B21 | RAC15024B21 | XAFA24BBAN1 |  | Voluntarily Certified | Single-split-system air condit | False | False | 23600 |  | 14.75 | 13.4 |  |  | False | 30 | 30 | 12.5 |  | Coil-Only System | False | Conventional | 11/16/2023 |  | 12/14/2023
Johnson Controls, Inc. | Guardian | RAC15060B21 | RAC15060B21 | XAFD60JBCN1 |  | Voluntarily Certified | Single-split-system air condit | False | False | 57000 |  | 14.75 | 13.4 |  |  | False | 30 | 30 | 12 |  | Coil-Only System | False | Conventional | 11/16/2023 |  | 12/14/2023
Johnson Controls, Inc. | Guardian | RAC15036B21 | RAC15036B21 | XAFC36DBCN1 |  | Voluntarily Certified | Single-split-system air condit | False | False | 35800 |  | 14.75 | 13.4 |  |  | False | 30 | 30 | 12.5 |  | Coil-Only System | False | Conventional | 07/10/2023 |  | 12/14/2023
Johnson Controls, Inc. | Guardian | PCG4A360502L1 | PCG4A360502L1 |  |  | Voluntarily Certified | Single-package air conditioner | False | False | 34800 |  | 13.4 | 13.4 |  |  | False | 30 | 30 | 11 |  |  | False | Conventional | 07/10/2023 |  | 12/14/2023
Johnson Controls, Inc. | Guardian | PCG4B480652L1 | PCG4B480652L1 |  |  | Voluntarily Certified | Single-package air conditioner | False | False | 46500 |  | 13.4 | 13.4 |  |  | False | 30 | 30 | 11 |  |  | False | Conventional | 07/10/2023 |  | 12/14/2023
Johnson Controls, Inc. | Guardian | RAC15048B21 | RAC15048B21 | XAFC60GBCN1 |  | Voluntarily Certified | Single-split-system air condit | False | False | 47000 |  | 14.75 | 13.4 |  |  | False | 30 | 30 | 12 |  | Coil-Only System | False | Conventional | 07/10/2023 |  | 12/14/2023
Johnson Controls, Inc. | Guardian | RAC15030B21 | RAC15030B21 | XAFB36DBAN1 |  | Voluntarily Certified | Single-split-system air condit | False | False | 28600 |  | 14.75 | 13.4 |  |  | False | 30 | 30 | 12.5 |  | Coil-Only System | False | Conventional | 07/10/2023 |  | 12/14/2023
Johnson Controls, Inc. | Guardian | RAC15042B21 | RAC15042B21 | XAFC48FBCN1 |  | Voluntarily Certified | Single-split-system air condit | False | False | 42000 |  | 14.5 | 13.4 |  |  | False | 30 | 30 | 12 |  | Coil-Only System | False | Conventional | 07/10/2023 |  | 12/14/2023
Johnson Controls, Inc. | Guardian | PCG4A240502L1 | PCG4A240502L1 |  |  | Voluntarily Certified | Single-package air conditioner | False | False | 23000 |  | 13.4 | 13.4 |  |  | False | 30 | 30 | 11 |  |  | False | Conventional | 07/10/2023 |  | 12/14/2023
Johnson Controls, Inc. | Guardian | RAC15018B21 | RAC15018B21 | XAFA24BBAN1 |  | Voluntarily Certified | Single-split-system air condit | False | False | 17800 |  | 14.75 | 13.4 |  |  | False | 30 | 30 | 12.5 |  | Coil-Only System | False | Conventional | 07/10/2023 |  | 12/14/2023
Johnson Controls, Inc. | Guardian | PCG4B600652L1 | PCG4B600652L1 |  |  | Voluntarily Certified | Single-package air conditioner | False | False | 56000 |  | 13.4 | 13.4 |  |  | False | 30 | 30 | 11 |  |  | False | Conventional | 07/10/2023 |  | 12/14/2023
Johnson Controls, Inc. | Johnson Controls | PCG6A240752X4 | PCG6A240752X4 |  |  | Voluntarily Certified | Single-package air conditioner | False | False | 23000 |  | 15.2 | 13.4 |  |  | False | 30 | 30 | 11.5 |  |  | False | Conventional | 11/16/2023 |  | 12/14/2023
Johnson Controls, Inc. | Johnson Controls | PCG6A240502X4 | PCG6A240502X4 |  |  | Voluntarily Certified | Single-package air conditioner | False | False | 23000 |  | 15.2 | 13.4 |  |  | False | 30 | 30 | 11.5 |  |  | False | Conventional | 11/16/2023 |  | 12/14/2023
Johnson Controls, Inc. | Johnson Controls | AL21B3621 | AL21B3621 | JHVVB36DE2C2N1+CC |  | Voluntarily Certified | Single-split-system air condit | True | False | 35800 |  | 19 | 13.4 |  |  | False | 30 | 30 | 13 |  | Blower Coil System | True | Conventional | 11/16/2023 |  | 12/14/2023
Johnson Controls, Inc. | Johnson Controls | PCE6A2424 | PCE6A2424 |  |  | Voluntarily Certified | Single-package air conditioner | False | False | 23000 |  | 15.2 | 13.4 |  |  | False | 30 | 30 | 11.5 |  |  | False | Conventional | 11/16/2023 |  | 12/14/2023
Johnson Controls, Inc. | Johnson Controls | AL21B4821 | AL21B4821 | JHVVC48HE3C2N1+CC |  | Voluntarily Certified | Single-split-system air condit | True | False | 45500 |  | 20 | 13.4 |  |  | False | 30 | 30 | 12.5 |  | Blower Coil System | True | Conventional | 11/16/2023 |  | 12/14/2023
Johnson Controls, Inc. | Johnson Controls | PCE6A3624 | PCE6A3624 |  |  | Voluntarily Certified | Single-package air conditioner | False | False | 35000 |  | 15.2 | 13.4 |  |  | False | 30 | 30 | 11.5 |  |  | False | Conventional | 11/16/2023 |  | 12/14/2023
Johnson Controls, Inc. | Johnson Controls | AL21B6021 | AL21B6021 | JHVVC60HE4C2N1+CC |  | Voluntarily Certified | Single-split-system air condit | True | False | 52000 |  | 20 | 13.4 |  |  | False | 30 | 30 | 12.5 |  | Blower Coil System | True | Conventional | 11/16/2023 |  | 12/14/2023
Johnson Controls, Inc. | Johnson Controls | AL21B2421 | AL21B2421 | JHVVB24DE1C2N1+CC |  | Voluntarily Certified | Single-split-system air condit | True | False | 23600 |  | 20 | 13.4 |  |  | False | 30 | 30 | 14 |  | Blower Coil System | True | Conventional | 11/16/2023 |  | 12/14/2023
Johnson Controls, Inc. | Johnson Controls | PCG6A361002X4 | PCG6A361002X4 |  |  | Voluntarily Certified | Single-package air conditioner | False | False | 35000 |  | 15.2 | 13.4 |  |  | False | 30 | 30 | 11.5 |  |  | False | Conventional | 11/16/2023 |  | 12/14/2023
Johnson Controls, Inc. | Johnson Controls | PCG6A360752X4 | PCG6A360752X4 |  |  | Voluntarily Certified | Single-package air conditioner | False | False | 35000 |  | 15.2 | 13.4 |  |  | False | 30 | 30 | 11.5 |  |  | False | Conventional | 11/16/2023 |  | 12/14/2023
Johnson Controls, Inc. | Luxaire | PCG6A240502X4 | PCG6A240502X4 |  |  | Voluntarily Certified | Single-package air conditioner | False | False | 23000 |  | 15.2 | 13.4 |  |  | False | 30 | 30 | 11.5 |  |  | False | Conventional | 11/16/2023 |  | 12/14/2023
Johnson Controls, Inc. | Luxaire | PCG6A240752X4 | PCG6A240752X4 |  |  | Voluntarily Certified | Single-package air conditioner | False | False | 23000 |  | 15.2 | 13.4 |  |  | False | 30 | 30 | 11.5 |  |  | False | Conventional | 11/16/2023 |  | 12/14/2023
Johnson Controls, Inc. | Luxaire | PCE6A3624 | PCE6A3624 |  |  | Voluntarily Certified | Single-package air conditioner | False | False | 35000 |  | 15.2 | 13.4 |  |  | False | 30 | 30 | 11.5 |  |  | False | Conventional | 11/16/2023 |  | 12/14/2023
Johnson Controls, Inc. | Luxaire | PCG4B480652L1 | PCG4B480652L1 |  |  | Voluntarily Certified | Single-package air conditioner | False | False | 46500 |  | 13.4 | 13.4 |  |  | False | 30 | 30 | 11 |  |  | False | Conventional | 11/16/2023 |  | 12/14/2023
Johnson Controls, Inc. | Luxaire | PCG4B600652L1 | PCG4B600652L1 |  |  | Voluntarily Certified | Single-package air conditioner | False | False | 56000 |  | 13.4 | 13.4 |  |  | False | 30 | 30 | 11 |  |  | False | Conventional | 11/16/2023 |  | 12/14/2023
Johnson Controls, Inc. | Luxaire | AL21B4821 | AL21B4821 | JHVVC48HE3C2N1+CC |  | Voluntarily Certified | Single-split-system air condit | True | False | 45500 |  | 20 | 13.4 |  |  | False | 30 | 30 | 12.5 |  | Blower Coil System | True | Conventional | 11/16/2023 |  | 12/14/2023
Johnson Controls, Inc. | Luxaire | PCG4A360502L1 | PCG4A360502L1 |  |  | Voluntarily Certified | Single-package air conditioner | False | False | 34800 |  | 13.4 | 13.4 |  |  | False | 30 | 30 | 11 |  |  | False | Conventional | 11/16/2023 |  | 12/14/2023
Johnson Controls, Inc. | Luxaire | PCE6A2424 | PCE6A2424 |  |  | Voluntarily Certified | Single-package air conditioner | False | False | 23000 |  | 15.2 | 13.4 |  |  | False | 30 | 30 | 11.5 |  |  | False | Conventional | 11/16/2023 |  | 12/14/2023
Johnson Controls, Inc. | Luxaire | AL21B6021 | AL21B6021 | JHVVC60HE4C2N1+CC |  | Voluntarily Certified | Single-split-system air condit | True | False | 52000 |  | 20 | 13.4 |  |  | False | 30 | 30 | 12.5 |  | Blower Coil System | True | Conventional | 11/16/2023 |  | 12/14/2023
Johnson Controls, Inc. | Luxaire | AL21B3621 | AL21B3621 | JHVVB36DE2C2N1+CC |  | Voluntarily Certified | Single-split-system air condit | True | False | 35800 |  | 19 | 13.4 |  |  | False | 30 | 30 | 13 |  | Blower Coil System | True | Conventional | 11/16/2023 |  | 12/14/2023
Johnson Controls, Inc. | Luxaire | PCG4A240502L1 | PCG4A240502L1 |  |  | Voluntarily Certified | Single-package air conditioner | False | False | 23000 |  | 13.4 | 13.4 |  |  | False | 30 | 30 | 11 |  |  | False | Conventional | 11/16/2023 |  | 12/14/2023
Johnson Controls, Inc. | Luxaire | AL21B2421 | AL21B2421 | JHVVB24DE1C2N1+CC |  | Voluntarily Certified | Single-split-system air condit | True | False | 23600 |  | 20 | 13.4 |  |  | False | 30 | 30 | 14 |  | Blower Coil System | True | Conventional | 11/16/2023 |  | 12/14/2023
Johnson Controls, Inc. | Luxaire | PCG6A361002X4 | PCG6A361002X4 |  |  | Voluntarily Certified | Single-package air conditioner | False | False | 35000 |  | 15.2 | 13.4 |  |  | False | 30 | 30 | 11.5 |  |  | False | Conventional | 11/16/2023 |  | 12/14/2023
Johnson Controls, Inc. | Luxaire | PCG6A360752X4 | PCG6A360752X4 |  |  | Voluntarily Certified | Single-package air conditioner | False | False | 35000 |  | 15.2 | 13.4 |  |  | False | 30 | 30 | 11.5 |  |  | False | Conventional | 11/16/2023 |  | 12/14/2023
Johnson Controls, Inc. | York | PCG6A360752X4 | PCG6A360752X4 |  |  | Voluntarily Certified | Single-package air conditioner | False | False | 35000 |  | 15.2 | 13.4 |  |  | False | 30 | 30 | 11.5 |  |  | False | Conventional | 11/16/2023 |  | 12/14/2023
Johnson Controls, Inc. | York | PCG6A361002X4 | PCG6A361002X4 |  |  | Voluntarily Certified | Single-package air conditioner | False | False | 35000 |  | 15.2 | 13.4 |  |  | False | 30 | 30 | 11.5 |  |  | False | Conventional | 11/16/2023 |  | 12/14/2023
Johnson Controls, Inc. | York | YXV24B21 | YXV24B21 | JHVVB24DE1C2N1+CC |  | Voluntarily Certified | Single-split-system air condit | True | False | 23600 |  | 20 | 13.4 |  |  | False | 30 | 30 | 14 |  | Blower Coil System | True | Conventional | 11/16/2023 |  | 12/14/2023
Johnson Controls, Inc. | York | YXV48B21 | YXV48B21 | JHVVC48HE3C2N1+CC |  | Voluntarily Certified | Single-split-system air condit | True | False | 45500 |  | 20 | 13.4 |  |  | False | 30 | 30 | 12.5 |  | Blower Coil System | True | Conventional | 11/16/2023 |  | 12/14/2023
Johnson Controls, Inc. | York | PCG4A240502L1 | PCG4A240502L1 |  |  | Voluntarily Certified | Single-package air conditioner | False | False | 23000 |  | 13.4 | 13.4 |  |  | False | 30 | 30 | 11 |  |  | False | Conventional | 11/16/2023 |  | 12/14/2023
Johnson Controls, Inc. | York | PCG6A240752X4 | PCG6A240752X4 |  |  | Voluntarily Certified | Single-package air conditioner | False | False | 23000 |  | 15.2 | 13.4 |  |  | False | 30 | 30 | 11.5 |  |  | False | Conventional | 11/16/2023 |  | 12/14/2023
Johnson Controls, Inc. | York | PCG6A240502X4 | PCG6A240502X4 |  |  | Voluntarily Certified | Single-package air conditioner | False | False | 23000 |  | 15.2 | 13.4 |  |  | False | 30 | 30 | 11.5 |  |  | False | Conventional | 11/16/2023 |  | 12/14/2023
Johnson Controls, Inc. | York | PCG4B600652L1 | PCG4B600652L1 |  |  | Voluntarily Certified | Single-package air conditioner | False | False | 56000 |  | 13.4 | 13.4 |  |  | False | 30 | 30 | 11 |  |  | False | Conventional | 11/16/2023 |  | 12/14/2023
Johnson Controls, Inc. | York | PCG4A360502L1 | PCG4A360502L1 |  |  | Voluntarily Certified | Single-package air conditioner | False | False | 34800 |  | 13.4 | 13.4 |  |  | False | 30 | 30 | 11 |  |  | False | Conventional | 11/16/2023 |  | 12/14/2023
Johnson Controls, Inc. | York | PCE6A2424 | PCE6A2424 |  |  | Voluntarily Certified | Single-package air conditioner | False | False | 23000 |  | 15.2 | 13.4 |  |  | False | 30 | 30 | 11.5 |  |  | False | Conventional | 11/16/2023 |  | 12/14/2023
Johnson Controls, Inc. | York | PCE6A3624 | PCE6A3624 |  |  | Voluntarily Certified | Single-package air conditioner | False | False | 35000 |  | 15.2 | 13.4 |  |  | False | 30 | 30 | 11.5 |  |  | False | Conventional | 11/16/2023 |  | 12/14/2023
Johnson Controls, Inc. | York | PCG4B480652L1 | PCG4B480652L1 |  |  | Voluntarily Certified | Single-package air conditioner | False | False | 46500 |  | 13.4 | 13.4 |  |  | False | 30 | 30 | 11 |  |  | False | Conventional | 11/16/2023 |  | 12/14/2023
Johnson Controls, Inc. | York | YXV36B21 | YXV36B21 | JHVVB36DE2C2N1+CC |  | Voluntarily Certified | Single-split-system air condit | True | False | 35800 |  | 19 | 13.4 |  |  | False | 30 | 30 | 13 |  | Blower Coil System | True | Conventional | 11/16/2023 |  | 12/14/2023
Johnson Controls, Inc. | York | YXV60B21 | YXV60B21 | JHVVC60HE4C2N1+CC |  | Voluntarily Certified | Single-split-system air condit | True | False | 52000 |  | 20 | 13.4 |  |  | False | 30 | 30 | 12.5 |  | Blower Coil System | True | Conventional | 11/16/2023 |  | 12/14/2023
Mitsubishi Electric | Mitsubishi Electric | PUY-A18NKA7*** | PUY-A18NKA7*** | PLA-A18EA* |  | Voluntarily Certified | Single-split-system air condit | False | False | 18000 |  | 25 | 13.4 |  |  | False | 30 | 30 | 14.4 |  | Blower Coil System | True | Ceiling-Mount | 11/15/2023 |  | 12/14/2023
Mitsubishi Electric | Mitsubishi Electric | PUY-A36NKA8*** | PUY-A36NKA8*** | PLA-A36EA* |  | Voluntarily Certified | Single-split-system air condit | False | False | 36000 |  | 22 | 13.4 |  |  | False | 30 | 30 | 12.9 |  | Blower Coil System | True | Ceiling-Mount | 11/15/2023 |  | 12/14/2023
Mitsubishi Electric | Mitsubishi Electric | PUY-A42NKA8*** | PUY-A42NKA8*** | PLA-A42EA* |  | Voluntarily Certified | Single-split-system air condit | False | False | 42000 |  | 21.5 | 13.4 |  |  | False | 30 | 30 | 11.6 |  | Blower Coil System | True | Ceiling-Mount | 11/15/2023 |  | 12/14/2023
Mitsubishi Electric | Trane / Mitsubishi Electric | TRUYA0421KA80** | TRUYA0421KA80** | TPLA0A0421EA*** |  | Voluntarily Certified | Single-split-system air condit | False | False | 42000 |  | 21.5 | 13.4 |  |  | False | 30 | 30 | 11.6 |  | Blower Coil System | True | Ceiling-Mount | 11/15/2023 |  | 12/14/2023
Mitsubishi Electric | Trane / Mitsubishi Electric | TRUYA0361KA80** | TRUYA0361KA80** | TPLA0A0361EA*** |  | Voluntarily Certified | Single-split-system air condit | False | False | 36000 |  | 22 | 13.4 |  |  | False | 30 | 30 | 12.9 |  | Blower Coil System | True | Ceiling-Mount | 11/15/2023 |  | 12/14/2023
Mitsubishi Electric | Mitsubishi Electric | PUY-A18NKA7*** | PUY-A18NKA7*** | PLA-A18EA* |  | Voluntarily Certified | Single-split-system air condit | False | False | 18000 |  | 25 | 13.4 |  |  | False | 30 | 30 | 14.4 |  | Blower Coil System | True | Ceiling-Mount | 11/15/2023 |  | 12/14/2023
Mitsubishi Electric | Mitsubishi Electric | PUY-A36NKA8*** | PUY-A36NKA8*** | PLA-A36EA* |  | Voluntarily Certified | Single-split-system air condit | False | False | 36000 |  | 22 | 13.4 |  |  | False | 30 | 30 | 12.9 |  | Blower Coil System | True | Ceiling-Mount | 11/15/2023 |  | 12/14/2023
Mitsubishi Electric | Mitsubishi Electric | PUY-A42NKA8*** | PUY-A42NKA8*** | PLA-A42EA* |  | Voluntarily Certified | Single-split-system air condit | False | False | 42000 |  | 21.5 | 13.4 |  |  | False | 30 | 30 | 11.6 |  | Blower Coil System | True | Ceiling-Mount | 11/15/2023 |  | 12/14/2023
Mitsubishi Electric | Trane / Mitsubishi Electric | TRUYA0421KA80** | TRUYA0421KA80** | TPLA0A0421EA*** |  | Voluntarily Certified | Single-split-system air condit | False | False | 42000 |  | 21.5 | 13.4 |  |  | False | 30 | 30 | 11.6 |  | Blower Coil System | True | Ceiling-Mount | 11/15/2023 |  | 12/14/2023
Mitsubishi Electric | Trane / Mitsubishi Electric | TRUYA0361KA80** | TRUYA0361KA80** | TPLA0A0361EA*** |  | Voluntarily Certified | Single-split-system air condit | False | False | 36000 |  | 22 | 13.4 |  |  | False | 30 | 30 | 12.9 |  | Blower Coil System | True | Ceiling-Mount | 11/15/2023 |  | 12/14/2023
TCL Air conditioner (Zhongshan) Co., Ltd | COMFORTSTAR | CLA12CA-T(O) | CLA12CA-T(O) | CLA12CA-T(I) |  | Voluntarily Certified | Single-split-system air condit | False | False | 11500 |  | 16 | 13.4 |  |  | False | 25 | 30 | 9 |  | Blower Coil System | True | Wall-Mount | 11/16/2023 |  | 12/14/2023
TCL Air conditioner (Zhongshan) Co., Ltd | COMFORTSTAR | CLA12CD-T(O) | CLA12CD-T(O) | CLA12CD-T(I) |  | Voluntarily Certified | Single-split-system air condit | False | False | 11500 |  | 16 | 13.4 |  |  | False | 25 | 30 | 9.45 |  | Blower Coil System | True | Wall-Mount | 11/16/2023 |  | 12/14/2023
TCL Air conditioner (Zhongshan) Co., Ltd | COMFORTSTAR | CLA18CD-T(O) | CLA18CD-T(O) | CLA18CD-T(I) |  | Voluntarily Certified | Single-split-system air condit | False | False | 17000 |  | 17 | 13.4 |  |  | False | 25 | 30 | 8.5 |  | Blower Coil System | True | Wall-Mount | 11/16/2023 |  | 12/14/2023
TCL Air conditioner (Zhongshan) Co., Ltd | COMFORTSTAR | CLA24CD-T(O) | CLA24CD-T(O) | CLA24CD-T(I) |  | Voluntarily Certified | Single-split-system air condit | False | False | 23000 |  | 18 | 13.4 |  |  | False | 25 | 30 | 9.5 |  | Blower Coil System | True | Wall-Mount | 11/16/2023 |  | 12/14/2023
TCL Air conditioner (Zhongshan) Co., Ltd | Trane | 4TYK2318CFP00AA | 4TYK2318CFP00AA | 4MYW2318CF000AA |  | Voluntarily Certified | Single-split-system air condit | False | False | 18000 |  | 20 | 13.4 |  |  | True | 25 | 30 | 10 |  | Blower Coil System | True | Wall-Mount | 11/16/2023 |  | 12/14/2023
TCL Air conditioner (Zhongshan) Co., Ltd | Trane | 4TYK2324CFP00AA | 4TYK2324CFP00AA | 4MYW2324CF000AA |  | Voluntarily Certified | Single-split-system air condit | False | False | 24000 |  | 20 | 13.4 |  |  | True | 25 | 30 | 10.25 |  | Blower Coil System | True | Wall-Mount | 11/16/2023 |  | 12/14/2023
Sharp Electronics Corporation | Sharp | AE-X12ZU1 | AE-X12ZU1 | AY-XP12ZU1 |  | Voluntarily Certified | Single-split-system heat pumps | False | False | 12000 | 14000 | 22 | 14.3 | 11 | 7.5 | True | 8.5 | 33 | 12.5 |  | Blower Coil System | True | Wall-Mount | 11/14/2023 |  | 12/14/2023
Sharp Electronics Corporation | Sharp | AE-X18ZHU1 | AE-X18ZHU1 | AY-XP18ZHU1 |  | Voluntarily Certified | Single-split-system heat pumps | False | False | 18000 | 21600 | 25 | 14.3 | 11.5 | 7.5 | True | 8.5 | 33 | 13 |  | Blower Coil System | True | Wall-Mount | 11/14/2023 |  | 12/14/2023
Sharp Electronics Corporation | Sharp | AE-X18ZU1 | AE-X18ZU1 | AY-XP18ZU1 |  | Voluntarily Certified | Single-split-system heat pumps | False | False | 18000 | 21600 | 24 | 14.3 | 11 | 7.5 | True | 8.5 | 33 | 13 |  | Blower Coil System | True | Wall-Mount | 11/14/2023 |  | 12/14/2023
Sharp Electronics Corporation | Sharp | AE-X24ZU1 | AE-X24ZU1 | AY-XP24ZU1 |  | Voluntarily Certified | Single-split-system heat pumps | False | False | 22000 | 24000 | 22 | 14.3 | 11 | 7.5 | True | 8.5 | 33 | 10 |  | Blower Coil System | True | Wall-Mount | 11/14/2023 |  | 12/14/2023
Sharp Electronics Corporation | Sharp | AE-X12ZHU1 | AE-X12ZHU1 | AY-XP12ZHU1 |  | Voluntarily Certified | Single-split-system heat pumps | False | False | 12000 | 16000 | 25 | 14.3 | 11 | 7.5 | True | 8.5 | 33 | 16 |  | Blower Coil System | True | Wall-Mount | 11/14/2023 |  | 12/14/2023
Sharp Electronics Corporation | Sharp | AE-X15ZU1 | AE-X15ZU1 | AY-XP15ZU1 |  | Voluntarily Certified | Single-split-system heat pumps | False | False | 15000 | 18000 | 24 | 14.3 | 11 | 7.5 | True | 8.5 | 33 | 13.4 |  | Blower Coil System | True | Wall-Mount | 11/14/2023 |  | 12/14/2023
Samsung Electronics Co., Ltd. | Samsung | AR12CSDACWKX | AR12CSDACWKX | AR12CSDABWKN |  | Voluntarily Certified | Single-split-system heat pumps | False | False | 12000 | 12000 | 23 | 14.3 | 10.5 | 7.5 | True | 20 | 33 | 13.5 |  | Blower Coil System | True | Wall-Mount | 11/14/2023 |  | 12/14/2023
Samsung Electronics Co., Ltd. | Samsung | AR15CSDACWKX | AR15CSDACWKX | AR15CSDABWKN |  | Voluntarily Certified | Single-split-system heat pumps | False | False | 15000 | 15000 | 21.5 | 14.3 | 10.8 | 7.5 | True | 20 | 33 | 14 |  | Blower Coil System | True | Wall-Mount | 11/14/2023 |  | 12/14/2023
Samsung Electronics Co., Ltd. | Samsung | AR18CSDACWKX | AR18CSDACWKX | AR18CSDABWKN |  | Voluntarily Certified | Single-split-system heat pumps | False | False | 18000 | 20000 | 21 | 14.3 | 8.5 | 7.5 | True | 20 | 33 | 13 |  | Blower Coil System | True | Wall-Mount | 11/14/2023 |  | 12/14/2023
Samsung Electronics Co., Ltd. | Samsung | AR18CSFCMWKX | AR18CSFCMWKX | AR18CSKCPWKN |  | Voluntarily Certified | Single-split-system heat pumps | False | False | 18000 | 21000 | 18.7 | 14.3 | 8 | 7.5 | True | 20 | 33 | 11 |  | Blower Coil System | True | Wall-Mount | 11/14/2023 |  | 12/14/2023
Samsung Electronics Co., Ltd. | Samsung | AR24CSDACWKX | AR24CSDACWKX | AR24CSDABWKN |  | Voluntarily Certified | Single-split-system heat pumps | False | False | 21000 | 25000 | 20 | 14.3 | 9.2 | 7.5 | True | 20 | 33 | 12.5 |  | Blower Coil System | True | Wall-Mount | 11/14/2023 |  | 12/14/2023
Samsung Electronics Co., Ltd. | Samsung | AR24CSDAEWKX | AR24CSDAEWKX | AR24CSDADWKN |  | Voluntarily Certified | Single-split-system heat pumps | False | False | 21000 | 24400 | 20 | 14.3 | 9.5 | 7.5 | True | 20 | 33 | 12.5 |  | Blower Coil System | True | Wall-Mount | 11/14/2023 |  | 12/14/2023
Samsung Electronics Co., Ltd. | Samsung | AR18CSDAEWKX | AR18CSDAEWKX | AR18CSDABWKN |  | Voluntarily Certified | Single-split-system heat pumps | False | False | 18000 | 20000 | 21 | 14.3 | 9.7 | 7.5 | True | 20 | 33 | 13.15 |  | Blower Coil System | True | Wall-Mount | 11/14/2023 |  | 12/14/2023
Sharp Electronics Corporation | Sharp | AE-X12ZU1 | AE-X12ZU1 | AY-XP12ZU1 |  | Voluntarily Certified | Single-split-system heat pumps | False | False | 12000 | 14000 | 22 | 14.3 | 11 | 7.5 | True | 8.5 | 33 | 12.5 |  | Blower Coil System | True | Wall-Mount | 12/14/2023 |  | 12/14/2023
Sharp Electronics Corporation | Sharp | AE-X18ZHU1 | AE-X18ZHU1 | AY-XP18ZHU1 |  | Voluntarily Certified | Single-split-system heat pumps | False | False | 18000 | 21600 | 25 | 14.3 | 11.5 | 7.5 | True | 8.5 | 33 | 13 |  | Blower Coil System | True | Wall-Mount | 12/14/2023 |  | 12/14/2023
Sharp Electronics Corporation | Sharp | AE-X18ZU1 | AE-X18ZU1 | AY-XP18ZU1 |  | Voluntarily Certified | Single-split-system heat pumps | False | False | 18000 | 21600 | 24 | 14.3 | 11 | 7.5 | True | 8.5 | 33 | 13 |  | Blower Coil System | True | Wall-Mount | 12/14/2023 |  | 12/14/2023
Sharp Electronics Corporation | Sharp | AE-X24ZU1 | AE-X24ZU1 | AY-XP24ZU1 |  | Voluntarily Certified | Single-split-system heat pumps | False | False | 22000 | 24000 | 22 | 14.3 | 11 | 7.5 | True | 8.5 | 33 | 10 |  | Blower Coil System | True | Wall-Mount | 12/14/2023 |  | 12/14/2023
Sharp Electronics Corporation | Sharp | AE-X12ZHU1 | AE-X12ZHU1 | AY-XP12ZHU1 |  | Voluntarily Certified | Single-split-system heat pumps | False | False | 12000 | 16000 | 25 | 14.3 | 11 | 7.5 | True | 8.5 | 33 | 16 |  | Blower Coil System | True | Wall-Mount | 12/14/2023 |  | 12/14/2023
Sharp Electronics Corporation | Sharp | AE-X15ZU1 | AE-X15ZU1 | AY-XP15ZU1 |  | Voluntarily Certified | Single-split-system heat pumps | False | False | 15000 | 18000 | 24 | 14.3 | 11 | 7.5 | True | 8.5 | 33 | 13.4 |  | Blower Coil System | True | Wall-Mount | 12/14/2023 |  | 12/14/2023
QINGDAO HAIER AIR-CONDITIONING ELECTRONIC CO,LTD. | Bonaire | CRC7000012O | CRC7000012O | CRC7000012I |  | Voluntarily Certified | Single-split-system heat pumps | False | False | 12000 | 13000 | 22.5 | 14.3 | 10 | 7.5 | True | 30 | 33 | 12 |  | Blower Coil System | True | Wall-Mount | 11/17/2023 |  | 12/14/2023
QINGDAO HAIER AIR-CONDITIONING ELECTRONIC CO,LTD. | Bonaire | CRC7000018O | CRC7000018O | CRC7000018I |  | Voluntarily Certified | Single-split-system heat pumps | False | False | 17000 | 21000 | 20.5 | 14.3 | 9.5 | 7.5 | True | 30 | 33 | 12 |  | Blower Coil System | True | Wall-Mount | 11/17/2023 |  | 12/14/2023
QINGDAO HAIER AIR-CONDITIONING ELECTRONIC CO,LTD. | Bonaire | CRC7000024O | CRC7000024O | CRC7000024I |  | Voluntarily Certified | Single-split-system heat pumps | False | False | 22000 | 27600 | 19.5 | 14.3 | 9.5 | 7.5 | True | 30 | 33 | 12 |  | Blower Coil System | True | Wall-Mount | 11/17/2023 |  | 12/14/2023
QINGDAO HAIER AIR-CONDITIONING ELECTRONIC CO,LTD. | Haier | 1U12QU3ERE1 | 1U12QU3ERE1 | AS12NC1HRE1 |  | Voluntarily Certified | Single-split-system heat pumps | False | False | 12000 | 13000 | 22.5 | 14.3 | 10 | 7.5 | True | 30 | 33 | 12 |  | Blower Coil System | True | Wall-Mount | 11/17/2023 |  | 12/14/2023
QINGDAO HAIER AIR-CONDITIONING ELECTRONIC CO,LTD. | Haier | 1U18RU3ERE1 | 1U18RU3ERE1 | AS18NE1HRE1 |  | Voluntarily Certified | Single-split-system heat pumps | False | False | 17000 | 21000 | 20.5 | 14.3 | 9.5 | 7.5 | True | 30 | 33 | 12 |  | Blower Coil System | True | Wall-Mount | 11/17/2023 |  | 12/14/2023
QINGDAO HAIER AIR-CONDITIONING ELECTRONIC CO,LTD. | Haier | 1U24SU3ERE1 | 1U24SU3ERE1 | AS24NE1HRE1 |  | Voluntarily Certified | Single-split-system heat pumps | False | False | 22000 | 27600 | 19.5 | 14.3 | 9.5 | 7.5 | True | 30 | 33 | 12 |  | Blower Coil System | True | Wall-Mount | 11/17/2023 |  | 12/14/2023
Samsung Electronics Co., Ltd. | Samsung | AR12CSDACWKX | AR12CSDACWKX | AR12CSDABWKN |  | Voluntarily Certified | Single-split-system heat pumps | False | False | 12000 | 12000 | 23 |  | 10.5 |  | True | 20 |  | 13.5 |  | Blower Coil System | True | Wall-Mount | 12/14/2023 |  | 12/14/2023
Samsung Electronics Co., Ltd. | Samsung | AR15CSDACWKX | AR15CSDACWKX | AR15CSDABWKN |  | Voluntarily Certified | Single-split-system heat pumps | False | False | 15000 | 15000 | 21.5 |  | 10.8 |  | True | 20 |  | 14 |  | Blower Coil System | True | Wall-Mount | 12/14/2023 |  | 12/14/2023
Samsung Electronics Co., Ltd. | Samsung | AR18CSDACWKX | AR18CSDACWKX | AR18CSDABWKN |  | Voluntarily Certified | Single-split-system heat pumps | False | False | 18000 | 20000 | 21 |  | 8.5 |  | True | 20 |  | 13 |  | Blower Coil System | True | Wall-Mount | 12/14/2023 |  | 12/14/2023
Samsung Electronics Co., Ltd. | Samsung | AR18CSFCMWKX | AR18CSFCMWKX | AR18CSKCPWKN |  | Voluntarily Certified | Single-split-system heat pumps | False | False | 18000 | 21000 | 18.7 |  | 8 |  | True | 20 |  | 11 |  | Blower Coil System | True | Wall-Mount | 12/14/2023 |  | 12/14/2023
Samsung Electronics Co., Ltd. | Samsung | AR24CSDACWKX | AR24CSDACWKX | AR24CSDABWKN |  | Voluntarily Certified | Single-split-system heat pumps | False | False | 21000 | 25000 | 20 |  | 9.2 |  | True | 20 |  | 12.5 |  | Blower Coil System | True | Wall-Mount | 12/14/2023 |  | 12/14/2023
Samsung Electronics Co., Ltd. | Samsung | AR24CSDAEWKX | AR24CSDAEWKX | AR24CSDADWKN |  | Voluntarily Certified | Single-split-system heat pumps | False | False | 21000 | 24400 | 20 |  | 9.5 |  | True | 20 |  | 12.5 |  | Blower Coil System | True | Wall-Mount | 12/14/2023 |  | 12/14/2023
Samsung Electronics Co., Ltd. | Samsung | AR18CSDAEWKX | AR18CSDAEWKX | AR18CSDABWKN |  | Voluntarily Certified | Single-split-system heat pumps | False | False | 18000 | 20000 | 21 |  | 9.7 |  | True | 20 |  | 13.15 |  | Blower Coil System | True | Wall-Mount | 12/14/2023 |  | 12/14/2023
Panasonic Corporation of North America | Panasonic | CU-E24RKUA | CU-E24RKUA | CS-E24RKUAW |  | Voluntarily Certified | Single-split-system heat pumps | False | False | 24000 | 28800 | 19 | 14.3 | 9 | 7.5 | True | 24.5 | 33 | 10.2 |  | Blower Coil System | True | Wall-Mount | 11/14/2023 |  | 12/14/2023
Panasonic Corporation of North America | Panasonic | CU-E18RB4U | CU-E18RB4U | CS-E18RB4UW |  | Voluntarily Certified | Single-split-system heat pumps | False | False | 17500 | 20400 | 17.5 | 14.3 | 7.9 | 7.5 | True | 24.5 | 33 | 10.25 |  | Blower Coil System | True | Wall-Mount | 11/14/2023 |  | 12/14/2023
Panasonic Corporation of North America | Panasonic | CU-E12RKUA | CU-E12RKUA | CS-E12RKUAW |  | Voluntarily Certified | Single-split-system heat pumps | False | False | 11500 | 12400 | 22.5 | 14.3 | 9 | 7.5 | True | 32.5 | 33 | 12.5 |  | Blower Coil System | True | Wall-Mount | 11/14/2023 |  | 12/14/2023
Panasonic Corporation of North America | Panasonic | CU-E18RKUA | CU-E18RKUA | CS-E18RKUAW |  | Voluntarily Certified | Single-split-system heat pumps | False | False | 17200 | 21600 | 19.5 | 14.3 | 9 | 7.5 | True | 24.5 | 33 | 13.2 |  | Blower Coil System | True | Wall-Mount | 11/14/2023 |  | 12/14/2023
Panasonic Corporation of North America | Panasonic | CU-RE9SKUA | CU-RE9SKUA | CS-RE9SKUA |  | Voluntarily Certified | Single-split-system heat pumps | False | False | 9000 | 10900 | 16 | 14.3 | 8.5 | 7.5 | True | 10 | 33 | 10.45 |  | Blower Coil System | True | Wall-Mount | 11/14/2023 |  | 12/14/2023
Panasonic Corporation of North America | Panasonic | CU-RE18SKUA | CU-RE18SKUA | CS-RE18SKUA |  | Voluntarily Certified | Single-split-system heat pumps | False | False | 17200 | 18000 | 16 | 14.3 | 8.5 | 7.5 | True | 15 | 33 | 12.25 |  | Blower Coil System | True | Wall-Mount | 11/14/2023 |  | 12/14/2023
Panasonic Corporation of North America | Panasonic | CU-RE24SKUA | CU-RE24SKUA | CS-RE24SKUA |  | Voluntarily Certified | Single-split-system heat pumps | False | False | 22000 | 22000 | 16 | 14.3 | 8.5 | 7.5 | True | 15 | 33 | 9.2 |  | Blower Coil System | True | Wall-Mount | 11/14/2023 |  | 12/14/2023
Panasonic Corporation of North America | Panasonic | CU-E12SD3UA | CU-E12SD3UA | CS-E12SD3UAW |  | Voluntarily Certified | Single-split-system heat pumps | False | False | 11500 | 13800 | 20 | 14.3 | 9.5 | 7.5 | True | 10 | 33 | 12.5 |  | Blower Coil System | True | Conventional | 11/14/2023 |  | 12/14/2023
Panasonic Corporation of North America | Panasonic | CU-E18SD3UA | CU-E18SD3UA | CS-E18SD3UAW |  | Voluntarily Certified | Single-split-system heat pumps | False | False | 17200 | 20800 | 16.5 | 14.3 | 7.9 | 7.5 | True | 15 | 33 | 10.85 |  | Blower Coil System | True | Conventional | 11/14/2023 |  | 12/14/2023
Panasonic Corporation of North America | Panasonic | CU-XE9WKUA | CU-XE9WKUA | CS-XE9WKUAW |  | Voluntarily Certified | Single-split-system heat pumps | False | False | 8700 | 10900 | 27.3 | 14.3 | 12 | 7.5 | True | 3 | 33 | 16.1 |  | Blower Coil System | True | Wall-Mount | 11/14/2023 |  | 12/14/2023
Panasonic Corporation of North America | Panasonic | CU-XE12WKUA | CU-XE12WKUA | CS-XE12WKUAW |  | Voluntarily Certified | Single-split-system heat pumps | False | False | 11500 | 12000 | 24.6 | 14.3 | 11 | 7.5 | True | 3 | 33 | 14.15 |  | Blower Coil System | True | Wall-Mount | 11/14/2023 |  | 12/14/2023
Panasonic Corporation of North America | Panasonic | CU-XE15WKUA | CU-XE15WKUA | CS-XE15WKUAW |  | Voluntarily Certified | Single-split-system heat pumps | False | False | 14700 | 17200 | 22 | 14.3 | 11 | 7.5 | True | 6 | 33 | 12.55 |  | Blower Coil System | True | Wall-Mount | 11/14/2023 |  | 12/14/2023
QINGDAO HAIER AIR-CONDITIONING ELECTRONIC CO,LTD. | Bonaire | CRC7000012O | CRC7000012O | CRC7000012I |  | Voluntarily Certified | Single-split-system heat pumps | False | False | 12000 | 13000 | 22.5 |  | 10 |  | True | 30 |  | 12 |  | Blower Coil System | True | Wall-Mount | 12/14/2023 |  | 12/14/2023
QINGDAO HAIER AIR-CONDITIONING ELECTRONIC CO,LTD. | Bonaire | CRC7000018O | CRC7000018O | CRC7000018I |  | Voluntarily Certified | Single-split-system heat pumps | False | False | 17000 | 21000 | 20.5 |  | 9.5 |  | True | 30 |  | 12 |  | Blower Coil System | True | Wall-Mount | 12/14/2023 |  | 12/14/2023
QINGDAO HAIER AIR-CONDITIONING ELECTRONIC CO,LTD. | Bonaire | CRC7000024O | CRC7000024O | CRC7000024I |  | Voluntarily Certified | Single-split-system heat pumps | False | False | 22000 | 27600 | 19.5 |  | 9.5 |  | True | 30 |  | 12 |  | Blower Coil System | True | Wall-Mount | 12/14/2023 |  | 12/14/2023
QINGDAO HAIER AIR-CONDITIONING ELECTRONIC CO,LTD. | Haier | 1U12QU3ERE1 | 1U12QU3ERE1 | AS12NC1HRE1 |  | Voluntarily Certified | Single-split-system heat pumps | False | False | 12000 | 13000 | 22.5 |  | 10 |  | True | 30 |  | 12 |  | Blower Coil System | True | Wall-Mount | 12/14/2023 |  | 12/14/2023
QINGDAO HAIER AIR-CONDITIONING ELECTRONIC CO,LTD. | Haier | 1U18RU3ERE1 | 1U18RU3ERE1 | AS18NE1HRE1 |  | Voluntarily Certified | Single-split-system heat pumps | False | False | 17000 | 21000 | 20.5 |  | 9.5 |  | True | 30 |  | 12 |  | Blower Coil System | True | Wall-Mount | 12/14/2023 |  | 12/14/2023
QINGDAO HAIER AIR-CONDITIONING ELECTRONIC CO,LTD. | Haier | 1U24SU3ERE1 | 1U24SU3ERE1 | AS24NE1HRE1 |  | Voluntarily Certified | Single-split-system heat pumps | False | False | 22000 | 27600 | 19.5 |  | 9.5 |  | True | 30 |  | 12 |  | Blower Coil System | True | Wall-Mount | 12/14/2023 |  | 12/14/2023
Ningbo Deye Domestic Electrical Appliance Technology Co.,Ltd | airspool | DWA4-ACDC1-12K | DWA4-ACDC1-12K | DGA3-ACDC1-12K |  | Voluntarily Certified | Single-split-system heat pumps | False | False | 11600 | 12000 | 22 | 14.3 | 9.5 | 7.5 | True | 30 | 33 | 12.2 |  | Blower Coil System | True | Conventional | 11/16/2023 |  | 12/14/2023
Ningbo Deye Domestic Electrical Appliance Technology Co.,Ltd | EG4 | DWA4-09K | DWA4-09K | DGA3-09K |  | Voluntarily Certified | Single-split-system heat pumps | False | False | 9000 | 9000 | 29 | 14.3 | 9.8 | 7.5 | True | 30 | 33 | 13.2 |  | Blower Coil System | True | Conventional | 11/16/2023 |  | 12/14/2023
Ningbo Deye Domestic Electrical Appliance Technology Co.,Ltd | EG4 | DWA4-12K | DWA4-12K | DGA3-12K |  | Voluntarily Certified | Single-split-system heat pumps | False | False | 12000 | 12000 | 28 | 14.3 | 9.7 | 7.5 | True | 30 | 33 | 12.5 |  | Blower Coil System | True | Conventional | 11/16/2023 |  | 12/14/2023
Ningbo Deye Domestic Electrical Appliance Technology Co.,Ltd | EG4 | DWB3-ACDC-24K | DWB3-ACDC-24K | DGA2-ACDC-24K |  | Voluntarily Certified | Single-split-system heat pumps | False | False | 22600 | 25000 | 21 | 14.3 | 9.6 | 7.5 | True | 30 | 33 | 11.3 |  | Blower Coil System | True | Conventional | 11/16/2023 |  | 12/14/2023
Ningbo Deye Domestic Electrical Appliance Technology Co.,Ltd | EG4 | DWA4-ACDC1-12K | DWA4-ACDC1-12K | DGA3-ACDC1-12K |  | Voluntarily Certified | Single-split-system heat pumps | False | False | 11600 | 12000 | 22 | 14.3 | 9.5 | 7.5 | True | 30 | 33 | 12.2 |  | Blower Coil System | True | Conventional | 11/16/2023 |  | 12/14/2023
Ningbo Deye Domestic Electrical Appliance Technology Co.,Ltd | Deye | DWA4-ACDC-18K | DWA4-ACDC-18K | DGA2-ACDC-18K |  | Voluntarily Certified | Single-split-system heat pumps | False | False | 17000 | 16500 | 22 | 14.3 | 9 | 7.5 | True | 30 | 33 | 12.5 |  | Blower Coil System | True | Conventional | 11/16/2023 |  | 12/14/2023
Ningbo Deye Domestic Electrical Appliance Technology Co.,Ltd | Deye | DWB3-ACDC-24K | DWB3-ACDC-24K | DGA2-ACDC-24K |  | Voluntarily Certified | Single-split-system heat pumps | False | False | 22600 | 25000 | 21 | 14.3 | 9.6 | 7.5 | True | 30 | 33 | 11.3 |  | Blower Coil System | True | Conventional | 11/16/2023 |  | 12/14/2023
Ningbo Deye Domestic Electrical Appliance Technology Co.,Ltd | Deye | DWA4-ACDC1-12K | DWA4-ACDC1-12K | DGA3-ACDC1-12K |  | Voluntarily Certified | Single-split-system heat pumps | False | False | 11600 | 12000 | 22 | 14.3 | 9.5 | 7.5 | True | 30 | 33 | 12.2 |  | Blower Coil System | True | Conventional | 11/16/2023 |  | 12/14/2023
Ningbo Deye Domestic Electrical Appliance Technology Co.,Ltd | Deye | DWA4-09K | DWA4-09K | DGA3-09K |  | Voluntarily Certified | Single-split-system heat pumps | False | False | 9000 | 9000 | 29 | 14.3 | 9.8 | 7.5 | True | 30 | 33 | 13.2 |  | Blower Coil System | True | Conventional | 11/16/2023 |  | 12/14/2023
Ningbo Deye Domestic Electrical Appliance Technology Co.,Ltd | Deye | DWA4-12K | DWA4-12K | DGA3-12K |  | Voluntarily Certified | Single-split-system heat pumps | False | False | 12000 | 12000 | 28 | 14.3 | 9.7 | 7.5 | True | 30 | 33 | 12.5 |  | Blower Coil System | True | Conventional | 11/16/2023 |  | 12/14/2023
Panasonic Corporation of North America | Panasonic | CU-E24RKUA | CU-E24RKUA | CS-E24RKUAW |  | Voluntarily Certified | Single-split-system heat pumps | False | False | 24000 | 28800 | 19 |  | 9 |  | True | 24.5 |  | 10.2 |  | Blower Coil System | True | Wall-Mount | 12/14/2023 |  | 12/14/2023
Panasonic Corporation of North America | Panasonic | CU-E18RB4U | CU-E18RB4U | CS-E18RB4UW |  | Voluntarily Certified | Single-split-system heat pumps | False | False | 17500 | 20400 | 17.5 |  | 7.9 |  | True | 24.3 |  | 10.25 |  | Blower Coil System | True | Wall-Mount | 12/14/2023 |  | 12/14/2023
Panasonic Corporation of North America | Panasonic | CU-E12RKUA | CU-E12RKUA | CS-E12RKUAW |  | Voluntarily Certified | Single-split-system heat pumps | False | False | 11500 | 13800 | 22.5 |  | 9 |  | True | 32.5 |  | 12.5 |  | Blower Coil System | True | Wall-Mount | 12/14/2023 |  | 12/14/2023
Panasonic Corporation of North America | Panasonic | CU-E18RKUA | CU-E18RKUA | CS-E18RKUAW |  | Voluntarily Certified | Single-split-system heat pumps | False | False | 17200 | 21600 | 19.5 |  | 9 |  | True | 24.5 |  | 13.2 |  | Blower Coil System | True | Wall-Mount | 12/14/2023 |  | 12/14/2023
Panasonic Corporation of North America | Panasonic | CU-RE9SKUA | CU-RE9SKUA | CS-RE9SKUA |  | Voluntarily Certified | Single-split-system heat pumps | False | False | 9000 | 10900 | 16 |  | 8.5 |  | True | 10 |  | 10.45 |  | Blower Coil System | True | Wall-Mount | 12/14/2023 |  | 12/14/2023
Panasonic Corporation of North America | Panasonic | CU-RE18SKUA | CU-RE18SKUA | CS-RE18SKUA |  | Voluntarily Certified | Single-split-system heat pumps | False | False | 17200 | 18000 | 16 |  | 8.5 |  | True | 15 |  | 12.25 |  | Blower Coil System | True | Wall-Mount | 12/14/2023 |  | 12/14/2023
Panasonic Corporation of North America | Panasonic | CU-RE24SKUA | CU-RE24SKUA | CS-RE24SKUA |  | Voluntarily Certified | Single-split-system heat pumps | False | False | 22000 | 22000 | 16 |  | 8.5 |  | True | 15 |  | 9.2 |  | Blower Coil System | True | Wall-Mount | 12/14/2023 |  | 12/14/2023
Panasonic Corporation of North America | Panasonic | CU-E12SD3UA | CU-E12SD3UA | CS-E12SD3UAW |  | Voluntarily Certified | Single-split-system heat pumps | False | False | 11500 | 13800 | 20 |  | 9.5 |  | True | 10 |  | 12.5 |  | Blower Coil System | True | Conventional | 12/14/2023 |  | 12/14/2023
Panasonic Corporation of North America | Panasonic | CU-E18SD3UA | CU-E18SD3UA | CS-E18SD3UAW |  | Voluntarily Certified | Single-split-system heat pumps | False | False | 17200 | 20800 | 16.5 |  | 7.9 |  | True | 15 |  | 10.85 |  | Blower Coil System | True | Conventional | 12/14/2023 |  | 12/14/2023
Panasonic Corporation of North America | Panasonic | CU-XE9WKUA | CU-XE9WKUA | CS-XE9WKUAW |  | Voluntarily Certified | Single-split-system heat pumps | False | False | 8700 | 10900 | 27.3 |  | 12 |  | True | 3 |  | 16.1 |  | Blower Coil System | True | Wall-Mount | 12/14/2023 |  | 12/14/2023
Panasonic Corporation of North America | Panasonic | CU-XE12WKUA | CU-XE12WKUA | CS-XE12WKUAW |  | Voluntarily Certified | Single-split-system heat pumps | False | False | 11500 | 12000 | 24.6 |  | 11 |  | True | 3 |  | 14.15 |  | Blower Coil System | True | Wall-Mount | 12/14/2023 |  | 12/14/2023
Panasonic Corporation of North America | Panasonic | CU-XE15WKUA | CU-XE15WKUA | CS-XE15WKUAW |  | Voluntarily Certified | Single-split-system heat pumps | False | False | 14700 | 17200 | 22 |  | 11 |  | True | 6 |  | 12.55 |  | Blower Coil System | True | Wall-Mount | 12/14/2023 |  | 12/14/2023
Ningbo Deye Domestic Electrical Appliance Technology Co.,Ltd | airspool | DWA4-ACDC1-12K | DWA4-ACDC1-12K | DGA3-ACDC1-12K |  | Voluntarily Certified | Single-split-system heat pumps | False | False | 11600 | 12000 | 22 |  | 9.5 |  | True | 30 |  | 12.2 |  | Blower Coil System | True | Conventional | 12/14/2023 |  | 12/14/2023
Ningbo Deye Domestic Electrical Appliance Technology Co.,Ltd | EG4 | DWA4-09K | DWA4-09K | DGA3-09K |  | Voluntarily Certified | Single-split-system heat pumps | False | False | 9000 | 9000 | 29 |  | 9.8 |  | True | 30 |  | 13.2 |  | Blower Coil System | True | Conventional | 12/14/2023 |  | 12/14/2023
Ningbo Deye Domestic Electrical Appliance Technology Co.,Ltd | EG4 | DWA4-12K | DWA4-12K | DGA3-12K |  | Voluntarily Certified | Single-split-system heat pumps | False | False | 12000 | 12000 | 28 |  | 9.7 |  | True | 30 |  | 12.5 |  | Blower Coil System | True | Conventional | 12/14/2023 |  | 12/14/2023
Ningbo Deye Domestic Electrical Appliance Technology Co.,Ltd | EG4 | DWB3-ACDC-24K | DWB3-ACDC-24K | DGA2-ACDC-24K |  | Voluntarily Certified | Single-split-system heat pumps | False | False | 22600 | 25000 | 21 |  | 9.6 |  | True | 30 |  | 11.3 |  | Blower Coil System | True | Conventional | 12/14/2023 |  | 12/14/2023
Ningbo Deye Domestic Electrical Appliance Technology Co.,Ltd | EG4 | DWA4-ACDC1-12K | DWA4-ACDC1-12K | DGA3-ACDC1-12K |  | Voluntarily Certified | Single-split-system heat pumps | False | False | 11600 | 12000 | 22 |  | 9.5 |  | True | 30 |  | 12.2 |  | Blower Coil System | True | Conventional | 12/14/2023 |  | 12/14/2023
Ningbo Deye Domestic Electrical Appliance Technology Co.,Ltd | Deye | DWA4-ACDC-18K | DWA4-ACDC-18K | DGA2-ACDC-18K |  | Voluntarily Certified | Single-split-system heat pumps | False | False | 17000 | 16500 | 22 |  | 9 |  | True | 30 |  | 12.5 |  | Blower Coil System | True | Conventional | 12/14/2023 |  | 12/14/2023
Ningbo Deye Domestic Electrical Appliance Technology Co.,Ltd | Deye | DWB3-ACDC-24K | DWB3-ACDC-24K | DGA2-ACDC-24K |  | Voluntarily Certified | Single-split-system heat pumps | False | False | 22600 | 25000 | 21 |  | 9.6 |  | True | 30 |  | 11.3 |  | Blower Coil System | True | Conventional | 12/14/2023 |  | 12/14/2023
Ningbo Deye Domestic Electrical Appliance Technology Co.,Ltd | Deye | DWA4-ACDC1-12K | DWA4-ACDC1-12K | DGA3-ACDC1-12K |  | Voluntarily Certified | Single-split-system heat pumps | False | False | 11600 | 12000 | 22 |  | 9.5 |  | True | 30 |  | 12.2 |  | Blower Coil System | True | Conventional | 12/14/2023 |  | 12/14/2023
Ningbo Deye Domestic Electrical Appliance Technology Co.,Ltd | Deye | DWA4-09K | DWA4-09K | DGA3-09K |  | Voluntarily Certified | Single-split-system heat pumps | False | False | 9000 | 9000 | 29 |  | 9.8 |  | True | 30 |  | 13.2 |  | Blower Coil System | True | Conventional | 12/14/2023 |  | 12/14/2023
Ningbo Deye Domestic Electrical Appliance Technology Co.,Ltd | Deye | DWA4-12K | DWA4-12K | DGA3-12K |  | Voluntarily Certified | Single-split-system heat pumps | False | False | 12000 | 12000 | 28 |  | 9.7 |  | True | 30 |  | 12.5 |  | Blower Coil System | True | Conventional | 12/14/2023 |  | 12/14/2023
Hisense (Guangdong) Air Conditioning Co., Ltd. | Hisense | AMW4-36U3STA | AMW4-36U3STA | AST-09UW3SVE**00 |  | Voluntarily Certified | Single-split-system heat pumps | False | False | 32000 | 36000 | 21 | 14.3 | 9 | 7.5 | True | 20 | 33 | 12.5 |  | Blower Coil System | True | Conventional | 11/15/2023 |  | 12/14/2023
Hisense (Guangdong) Air Conditioning Co., Ltd. | Hisense | AS-09UW1SVE00 | AS-09UW1SVE00 | AS-09UW1SVE**00 |  | Voluntarily Certified | Single-split-system heat pumps | False | False | 9000 | 9000 | 18.5 | 14.3 | 9 | 7.5 | True | 5 | 33 | 12.8 |  | Blower Coil System | True | Conventional | 11/15/2023 |  | 12/14/2023
Hisense (Guangdong) Air Conditioning Co., Ltd. | Hisense | AS-09UW1SVG00 | AS-09UW1SVG00 | AS-09UW1SVG**00 |  | Voluntarily Certified | Single-split-system heat pumps | False | False | 9000 | 9000 | 18.5 | 14.3 | 9 | 7.5 | True | 5 | 33 | 12.8 |  | Blower Coil System | True | Conventional | 11/15/2023 |  | 12/14/2023
Hisense (Guangdong) Air Conditioning Co., Ltd. | Hisense | AS-12UW1SXE00 | AS-12UW1SXE00 | AS-12UW1SXE**00 |  | Voluntarily Certified | Single-split-system heat pumps | False | False | 12000 | 12000 | 21.7 | 14.3 | 9 | 7.5 | True | 5 | 33 | 12.5 |  | Blower Coil System | True | Conventional | 11/15/2023 |  | 12/14/2023
Hisense (Guangdong) Air Conditioning Co., Ltd. | Hisense | AS-12UW1SXG00 | AS-12UW1SXG00 | AS-12UW1SXG**00 |  | Voluntarily Certified | Single-split-system heat pumps | False | False | 12000 | 12000 | 21.7 | 14.3 | 9 | 7.5 | True | 5 | 33 | 12.5 |  | Blower Coil System | True | Conventional | 11/15/2023 |  | 12/14/2023
Hisense (Guangdong) Air Conditioning Co., Ltd. | Hisense | AST-09UW3SVG01 | AST-09UW3SVG01 | AST-09UW3SVG**01 |  | Voluntarily Certified | Single-split-system heat pumps | False | False | 9000 | 9000 | 22 | 14.3 | 9 | 7.5 | True | 5 | 33 | 13.7 |  | Blower Coil System | True | Conventional | 11/15/2023 |  | 12/14/2023
Hisense (Guangdong) Air Conditioning Co., Ltd. | Hisense | AST-12UW3SXG01 | AST-12UW3SXG01 | AST-12UW3SXG**01 |  | Voluntarily Certified | Single-split-system heat pumps | False | False | 12000 | 12000 | 21 | 14.3 | 9 | 7.5 | True | 5 | 33 | 13 |  | Blower Coil System | True | Conventional | 11/15/2023 |  | 12/14/2023
Hisense (Guangdong) Air Conditioning Co., Ltd. | Hisense | AST-18UW3SBN00 | AST-18UW3SBN00 | AST-18UW3SBN**00 |  | Voluntarily Certified | Single-split-system heat pumps | False | False | 18000 | 17000 | 22.5 | 14.3 | 8.6 | 7.5 | True | 5 | 33 | 13 |  | Blower Coil System | True | Conventional | 11/15/2023 |  | 12/14/2023
Hisense (Guangdong) Air Conditioning Co., Ltd. | Hisense | AST-18UW3SBB00 | AST-18UW3SBB00 | AST-18UW3SBB**00 |  | Voluntarily Certified | Single-split-system heat pumps | False | False | 18000 | 17000 | 22.5 | 14.3 | 9.2 | 7.5 | True | 5 | 33 | 13 |  | Blower Coil System | True | Conventional | 11/15/2023 |  | 12/14/2023
Hisense (Guangdong) Air Conditioning Co., Ltd. | Hisense | AST-09UW3SXE01 | AST-09UW3SXE01 | AST-09UW3SXE**01 |  | Voluntarily Certified | Single-split-system heat pumps | False | False | 9000 | 10000 | 25.5 | 14.3 | 10.5 | 7.5 | True | 5 | 33 | 14.5 |  | Blower Coil System | True | Conventional | 11/15/2023 |  | 12/14/2023
Hisense (Guangdong) Air Conditioning Co., Ltd. | Hisense | AST-12UW3SXE02 | AST-12UW3SXE02 | AST-12UW3SXE**02 |  | Voluntarily Certified | Single-split-system heat pumps | False | False | 12000 | 12000 | 23.5 | 14.3 | 9.5 | 7.5 | True | 5 | 33 | 12.7 |  | Blower Coil System | True | Conventional | 11/15/2023 |  | 12/14/2023
Hisense (Guangdong) Air Conditioning Co., Ltd. | Hisense | AMW3-24U3SAA | AMW3-24U3SAA | AST-07UW3SVE**00 |  | Voluntarily Certified | Single-split-system heat pumps | False | False | 24000 | 24000 | 22 | 14.3 | 9.05 | 7.5 | True | 20 | 33 | 12.5 |  | Blower Coil System | True | Conventional | 11/15/2023 |  | 12/14/2023
Hisense (Guangdong) Air Conditioning Co., Ltd. | Hisense | AS-12UW1SXG00A | AS-12UW1SXG00A | AS-12UW1SXG**00A |  | Voluntarily Certified | Single-split-system heat pumps | False | False | 12000 | 12000 | 21.7 | 14.3 | 9 | 7.5 | True | 5 | 33 | 12.5 |  | Blower Coil System | True | Conventional | 11/15/2023 |  | 12/14/2023
Hisense (Guangdong) Air Conditioning Co., Ltd. | Hisense | AST-12UW3SXG01A | AST-12UW3SXG01A | AST-12UW3SXG**01A |  | Voluntarily Certified | Single-split-system heat pumps | False | False | 12000 | 12000 | 21 | 14.3 | 9 | 7.5 | True | 5 | 33 | 13 |  | Blower Coil System | True | Conventional | 11/15/2023 |  | 12/14/2023
Hisense (Guangdong) Air Conditioning Co., Ltd. | A/H Eden | CSDH-12UWOD | CSDH-12UWOD | CSDH-12UWID |  | Voluntarily Certified | Single-split-system heat pumps | False | False | 12000 | 12500 | 16 | 14.3 | 8 | 7.5 | True | 5 | 33 | 10.5 |  | Blower Coil System | True | Conventional | 11/15/2023 |  | 12/14/2023
Hisense (Guangdong) Air Conditioning Co., Ltd. | Gridless | O-AYD09SD-1 | O-AYD09SD-1 | I-AYD09W-1 |  | Voluntarily Certified | Single-split-system heat pumps | False | False | 9000 | 10000 | 25.5 | 14.3 | 10.5 | 7.5 | True | 5 | 33 | 14.5 |  | Blower Coil System | True | Conventional | 11/15/2023 |  | 12/14/2023
Hisense (Guangdong) Air Conditioning Co., Ltd. | Gridless | O-AYD12SD-1 | O-AYD12SD-1 | I-AYD12W-1 |  | Voluntarily Certified | Single-split-system heat pumps | False | False | 12000 | 12000 | 23.5 | 14.3 | 9.5 | 7.5 | True | 5 | 33 | 12.7 |  | Blower Coil System | True | Conventional | 11/15/2023 |  | 12/14/2023
Hisense (Guangdong) Air Conditioning Co., Ltd. | Gridless | O-AYD18SD-1 | O-AYD18SD-1 | I-AYD18W-1 |  | Voluntarily Certified | Single-split-system heat pumps | False | False | 18000 | 19000 | 20.5 | 14.3 | 9.5 | 7.5 | True | 5 | 33 | 13.2 |  | Blower Coil System | True | Conventional | 11/15/2023 |  | 12/14/2023
Hisense (Guangdong) Air Conditioning Co., Ltd. | Gridless | O-AYD24SD-1 | O-AYD24SD-1 | I-AYD24W-1 |  | Voluntarily Certified | Single-split-system heat pumps | False | False | 24000 | 26000 | 21 | 14.3 | 10 | 7.5 | True | 5 | 33 | 12.5 |  | Blower Coil System | True | Conventional | 11/15/2023 |  | 12/14/2023
Hisense (Guangdong) Air Conditioning Co., Ltd. | Multi MFG | 9HHC0-HP-A | 9HHC0-HP-A | 9HHW0-HP-A |  | Voluntarily Certified | Single-split-system heat pumps | False | False | 9000 | 10000 | 25.5 | 14.3 | 10.5 | 7.5 | True | 5 | 33 | 14.5 |  | Blower Coil System | True | Conventional | 11/15/2023 |  | 12/14/2023
Hisense (Guangdong) Air Conditioning Co., Ltd. | J-KU | JKS09HP230V1XC | JKS09HP230V1XC | JKS09HP230V1XE |  | Voluntarily Certified | Single-split-system heat pumps | False | False | 9000 | 10000 | 27.5 | 14.3 | 10.5 | 7.5 | True | 5 | 33 | 15.5 |  | Blower Coil System | True | Conventional | 11/15/2023 |  | 12/14/2023
Hisense (Guangdong) Air Conditioning Co., Ltd. | J-KU | JKS12HP230V1XC | JKS12HP230V1XC | JKS12HP230V1XE |  | Voluntarily Certified | Single-split-system heat pumps | False | False | 12000 | 12000 | 23.5 | 14.3 | 9.8 | 7.5 | True | 5 | 33 | 15.4 |  | Blower Coil System | True | Conventional | 11/15/2023 |  | 12/14/2023
Hisense (Guangdong) Air Conditioning Co., Ltd. | J-KU | JKS24HP230V1XC | JKS24HP230V1XC | JKS24HP230V1XE |  | Voluntarily Certified | Single-split-system heat pumps | False | False | 23000 | 23000 | 20.5 | 14.3 | 9 | 7.5 | True | 5 | 33 | 12.2 |  | Blower Coil System | True | Conventional | 11/15/2023 |  | 12/14/2023
Hisense (Guangdong) Air Conditioning Co., Ltd. | J-KU | JKS-09H2HP-ES(O) | JKS-09H2HP-ES(O) | JKS-09H2HP-ES(I) |  | Voluntarily Certified | Single-split-system heat pumps | False | False | 9000 | 9000 | 22 | 14.3 | 9 | 7.5 | True | 5 | 33 | 13.7 |  | Blower Coil System | True | Conventional | 11/15/2023 |  | 12/14/2023
Hisense (Guangdong) Air Conditioning Co., Ltd. | J-KU | JKS-18H2HP-ES(O) | JKS-18H2HP-ES(O) | JKS-18H2HP-ES(I) |  | Voluntarily Certified | Single-split-system heat pumps | False | False | 18000 | 17000 | 22.5 | 14.3 | 9.2 | 7.5 | True | 5 | 33 | 13 |  | Blower Coil System | True | Conventional | 11/15/2023 |  | 12/14/2023
Hisense (Guangdong) Air Conditioning Co., Ltd. | Hessaire | H12E1 | H12E1 | H12E1 |  | Voluntarily Certified | Single-split-system heat pumps | False | False | 12000 | 12000 | 21.7 | 14.3 | 9 | 7.5 | True | 5 | 33 | 12.5 |  | Blower Coil System | True | Conventional | 11/15/2023 |  | 12/14/2023
Hisense (Guangdong) Air Conditioning Co., Ltd. | Hessaire | H18E2 | H18E2 | H18E2 |  | Voluntarily Certified | Single-split-system heat pumps | False | False | 18000 | 17000 | 22.5 | 14.3 | 9.2 | 7.5 | True | 5 | 33 | 13 |  | Blower Coil System | True | Conventional | 11/15/2023 |  | 12/14/2023
Hisense (Guangdong) Air Conditioning Co., Ltd. | Hessaire | H24E2 | H24E2 | H24E2 |  | Voluntarily Certified | Single-split-system heat pumps | False | False | 23000 | 23000 | 20.5 | 14.3 | 9 | 7.5 | True | 5 | 33 | 12.2 |  | Blower Coil System | True | Conventional | 11/15/2023 |  | 12/14/2023
Hisense (Guangdong) Air Conditioning Co., Ltd. | GENERALLUX STAR | AST-12UW3SXETU01(O) | AST-12UW3SXETU01(O) | AST-12UW3SXETU01(I) |  | Voluntarily Certified | Single-split-system heat pumps | False | False | 12000 | 12000 | 21 | 14.3 | 9 | 7.5 | True | 5 | 33 | 13 |  | Blower Coil System | True | Conventional | 11/15/2023 |  | 12/14/2023
Hisense (Guangdong) Air Conditioning Co., Ltd. | GENERALLUX STAR | AST-18UW3SBBTU00(O) | AST-18UW3SBBTU00(O) | AST-18UW3SBBTU00(I) |  | Voluntarily Certified | Single-split-system heat pumps | False | False | 18000 | 17000 | 22.5 | 14.3 | 9.2 | 7.5 | True | 5 | 33 | 13 |  | Blower Coil System | True | Conventional | 11/15/2023 |  | 12/14/2023
Hisense (Guangdong) Air Conditioning Co., Ltd. | GENERALLUX STAR | AST-24UW3SDBTU01(O) | AST-24UW3SDBTU01(O) | AST-24UW3SDBTU01(I) |  | Voluntarily Certified | Single-split-system heat pumps | False | False | 23000 | 23000 | 20.5 | 14.3 | 9 | 7.5 | True | 5 | 33 | 12.2 |  | Blower Coil System | True | Conventional | 11/15/2023 |  | 12/14/2023
Hisense (Guangdong) Air Conditioning Co., Ltd. | GENERALLUX STAR | AST-12UW3SXETU02(O) | AST-12UW3SXETU02(O) | AST-12UW3SXETU02(I) |  | Voluntarily Certified | Single-split-system heat pumps | False | False | 12000 | 12000 | 23.5 | 14.3 | 9.5 | 7.5 | True | 5 | 33 | 12.7 |  | Blower Coil System | True | Conventional | 11/15/2023 |  | 12/14/2023
Hisense (Guangdong) Air Conditioning Co., Ltd. | GENERALLUX STAR | AST-18UW3SBBTU01(O) | AST-18UW3SBBTU01(O) | AST-18UW3SBBTU01(I) |  | Voluntarily Certified | Single-split-system heat pumps | False | False | 18000 | 19000 | 20.5 | 14.3 | 9.5 | 7.5 | True | 5 | 33 | 13.2 |  | Blower Coil System | True | Conventional | 11/15/2023 |  | 12/14/2023
Hisense (Guangdong) Air Conditioning Co., Ltd. | WINDAIR | DWH09UR3SVDTE/O | DWH09UR3SVDTE/O | DWH09UR3SVDTE/I |  | Voluntarily Certified | Single-split-system heat pumps | False | False | 9000 | 10000 | 16 | 14.3 | 8 | 7.5 | True | 5 | 33 | 10.9 |  | Blower Coil System | True | Conventional | 11/15/2023 |  | 12/14/2023
Hisense (Guangdong) Air Conditioning Co., Ltd. | WINDAIR | DWH18UR3SXATE/O | DWH18UR3SXATE/O | DWH18UR3SXATE/I |  | Voluntarily Certified | Single-split-system heat pumps | False | False | 18000 | 20000 | 17 | 14.3 | 8 | 7.5 | True | 6 | 33 | 10.6 |  | Blower Coil System | True | Conventional | 11/15/2023 |  | 12/14/2023
Hisense (Guangdong) Air Conditioning Co., Ltd. | WINDAIR | DWH24UR3SBBTE/O | DWH24UR3SBBTE/O | DWH24UR3SBBTE/I |  | Voluntarily Certified | Single-split-system heat pumps | False | False | 24000 | 24400 | 16.5 | 14.3 | 8 | 7.5 | True | 6 | 33 | 10.2 |  | Blower Coil System | True | Conventional | 11/15/2023 |  | 12/14/2023
Hisense (Guangdong) Air Conditioning Co., Ltd. | WINDAIR | DWH09UW3SXETE00/O | DWH09UW3SXETE00/O | DWH09UW3SXETE00/I |  | Voluntarily Certified | Single-split-system heat pumps | False | False | 9000 | 10000 | 27.5 | 14.3 | 10.5 | 7.5 | True | 5 | 33 | 15.5 |  | Blower Coil System | True | Conventional | 11/15/2023 |  | 12/14/2023
Hisense (Guangdong) Air Conditioning Co., Ltd. | WINDAIR | DWH12UW3SXATE00/O | DWH12UW3SXATE00/O | DWH12UW3SXATE00/I |  | Voluntarily Certified | Single-split-system heat pumps | False | False | 12000 | 12000 | 23.5 | 14.3 | 9.8 | 7.5 | True | 5 | 33 | 15.4 |  | Blower Coil System | True | Conventional | 11/15/2023 |  | 12/14/2023
Hisense (Guangdong) Air Conditioning Co., Ltd. | WINDAIR | DWH12UR3SVETE/O | DWH12UR3SVETE/O | DWH12UR3SVETE/I |  | Voluntarily Certified | Single-split-system heat pumps | False | False | 12000 | 12500 | 16 | 14.3 | 8 | 7.5 | True | 5 | 33 | 10.5 |  | Blower Coil System | True | Conventional | 11/15/2023 |  | 12/14/2023
Hisense (Guangdong) Air Conditioning Co., Ltd. | WABBAN | BB09UW3SVDTE/O | BB09UW3SVDTE/O | BB09UW3SVDTE/I |  | Voluntarily Certified | Single-split-system heat pumps | False | False | 9000 | 10000 | 16 | 14.3 | 8 | 7.5 | True | 5 | 33 | 10.9 |  | Blower Coil System | True | Conventional | 11/15/2023 |  | 12/14/2023
Hisense (Guangdong) Air Conditioning Co., Ltd. | WABBAN | BB18UW3SXATE/O | BB18UW3SXATE/O | BB18UW3SXATE/I |  | Voluntarily Certified | Single-split-system heat pumps | False | False | 18000 | 20000 | 17 | 14.3 | 8 | 7.5 | True | 6 | 33 | 10.6 |  | Blower Coil System | True | Conventional | 11/15/2023 |  | 12/14/2023
Hisense (Guangdong) Air Conditioning Co., Ltd. | WABBAN | BB24UW3SBBTE/O | BB24UW3SBBTE/O | BB24UW3SBBTE/I |  | Voluntarily Certified | Single-split-system heat pumps | False | False | 24000 | 24400 | 16.5 | 14.3 | 8 | 7.5 | True | 6 | 33 | 10.2 |  | Blower Coil System | True | Conventional | 11/15/2023 |  | 12/14/2023
Hisense (Guangdong) Air Conditioning Co., Ltd. | WABBAN | BB09UW3SXETE00/O | BB09UW3SXETE00/O | BB09UW3SXETE00/I |  | Voluntarily Certified | Single-split-system heat pumps | False | False | 9000 | 10000 | 27.5 | 14.3 | 10.5 | 7.5 | True | 5 | 33 | 15.5 |  | Blower Coil System | True | Conventional | 11/15/2023 |  | 12/14/2023
Hisense (Guangdong) Air Conditioning Co., Ltd. | WABBAN | BB12UW3SXATE00/O | BB12UW3SXATE00/O | BB12UW3SXATE00/I |  | Voluntarily Certified | Single-split-system heat pumps | False | False | 12000 | 12000 | 23.5 | 14.3 | 9.8 | 7.5 | True | 5 | 33 | 15.4 |  | Blower Coil System | True | Conventional | 11/15/2023 |  | 12/14/2023
Hisense (Guangdong) Air Conditioning Co., Ltd. | WABBAN | BB12UW3SVETE/O | BB12UW3SVETE/O | BB12UW3SVETE/I |  | Voluntarily Certified | Single-split-system heat pumps | False | False | 12000 | 12500 | 16 | 14.3 | 8 | 7.5 | True | 5 | 33 | 10.5 |  | Blower Coil System | True | Conventional | 11/15/2023 |  | 12/14/2023
Hisense (Guangdong) Air Conditioning Co., Ltd. | FUJIECO | FES-18H2HP(O) | FES-18H2HP(O) | FES-18H2HP(I) |  | Voluntarily Certified | Single-split-system heat pumps | False | False | 18000 | 20000 | 17 | 14.3 | 8 | 7.5 | True | 6 | 33 | 10.6 |  | Blower Coil System | True | Conventional | 11/15/2023 |  | 12/14/2023
Hisense (Guangdong) Air Conditioning Co., Ltd. | FUJIECO | FES-24H2HP(O) | FES-24H2HP(O) | FES-24H2HP(I) |  | Voluntarily Certified | Single-split-system heat pumps | False | False | 24000 | 24400 | 16.5 | 14.3 | 8 | 7.5 | True | 6 | 33 | 10.2 |  | Blower Coil System | True | Conventional | 11/15/2023 |  | 12/14/2023
Hisense (Guangdong) Air Conditioning Co., Ltd. | DIAL | SZHW23WW230BJE | SZHW23WW230BJE | SZHW23NN230BJE |  | Voluntarily Certified | Single-split-system heat pumps | False | False | 23000 | 23000 | 20.5 | 14.3 | 9 | 7.5 | True | 5 | 33 | 12.2 |  | Blower Coil System | True | Conventional | 11/15/2023 |  | 12/14/2023
Hisense (Guangdong) Air Conditioning Co., Ltd. | DIAL | SZHW12WW115BAG | SZHW12WW115BAG | SZHW12NN115BAG |  | Voluntarily Certified | Single-split-system heat pumps | False | False | 12000 | 12000 | 21.7 | 14.3 | 9 | 7.5 | True | 5 | 33 | 12.5 |  | Blower Coil System | True | Conventional | 11/15/2023 |  | 12/14/2023
Hisense (Guangdong) Air Conditioning Co., Ltd. | DIAL | SZHW09WW115AHE | SZHW09WW115AHE | SZHW09NN115AHE |  | Voluntarily Certified | Single-split-system heat pumps | False | False | 9000 | 9000 | 18.5 | 14.3 | 9 | 7.5 | True | 5 | 33 | 12.8 |  | Blower Coil System | True | Conventional | 11/15/2023 |  | 12/14/2023
Hisense (Guangdong) Air Conditioning Co., Ltd. | DIAL | SZHW09WW230BBJ | SZHW09WW230BBJ | SZHW09NN230BBJ |  | Voluntarily Certified | Single-split-system heat pumps | False | False | 9000 | 9000 | 22 | 14.3 | 9 | 7.5 | True | 5 | 33 | 13.7 |  | Blower Coil System | True | Conventional | 11/15/2023 |  | 12/14/2023
Hisense (Guangdong) Air Conditioning Co., Ltd. | DIAL | SZHW12WW230BAJ | SZHW12WW230BAJ | SZHW12NW230BAJ |  | Voluntarily Certified | Single-split-system heat pumps | False | False | 12000 | 12000 | 21 | 14.3 | 9 | 7.5 | True | 5 | 33 | 13 |  | Blower Coil System | True | Conventional | 11/15/2023 |  | 12/14/2023
Hisense (Guangdong) Air Conditioning Co., Ltd. | DIAL | 9000Z-22.5S-230-O | 9000Z-22.5S-230-O | 9000Z-22.5S-230-I |  | Voluntarily Certified | Single-split-system heat pumps | False | False | 9000 | 9000 | 22 | 14.3 | 9 | 7.5 | True | 5 | 33 | 13.7 |  | Blower Coil System | True | Conventional | 11/15/2023 |  | 12/14/2023
Hisense (Guangdong) Air Conditioning Co., Ltd. | DIAL | 12000Z-22S-230-O | 12000Z-22S-230-O | 12000Z-22S-230-I |  | Voluntarily Certified | Single-split-system heat pumps | False | False | 12000 | 12000 | 21 | 14.3 | 9 | 7.5 | True | 5 | 33 | 13 |  | Blower Coil System | True | Conventional | 11/15/2023 |  | 12/14/2023
Hisense (Guangdong) Air Conditioning Co., Ltd. | DIAL | 18000Z-23S-230-O | 18000Z-23S-230-O | 18000Z-23S-230-I |  | Voluntarily Certified | Single-split-system heat pumps | False | False | 18000 | 17000 | 22.5 | 14.3 | 9.2 | 7.5 | True | 5 | 33 | 13 |  | Blower Coil System | True | Conventional | 11/15/2023 |  | 12/14/2023
Hisense (Guangdong) Air Conditioning Co., Ltd. | DIAL | 24000Z-21S-230-O | 24000Z-21S-230-O | 24000Z-21S-230-I |  | Voluntarily Certified | Single-split-system heat pumps | False | False | 23000 | 23000 | 20.5 | 14.3 | 9 | 7.5 | True | 5 | 33 | 12.2 |  | Blower Coil System | True | Conventional | 11/15/2023 |  | 12/14/2023
Hisense (Guangdong) Air Conditioning Co., Ltd. | DIAL | 9000-19.5S-115-O | 9000-19.5S-115-O | 9000-19.5S-115-I |  | Voluntarily Certified | Single-split-system heat pumps | False | False | 9000 | 9000 | 18.5 | 14.3 | 9 | 7.5 | True | 5 | 33 | 12.8 |  | Blower Coil System | True | Conventional | 11/15/2023 |  | 12/14/2023
Hisense (Guangdong) Air Conditioning Co., Ltd. | DIAL | 12000-22S-115-O | 12000-22S-115-O | 12000-22S-115-I |  | Voluntarily Certified | Single-split-system heat pumps | False | False | 12000 | 12000 | 21.7 | 14.3 | 9 | 7.5 | True | 5 | 33 | 12.5 |  | Blower Coil System | True | Conventional | 11/15/2023 |  | 12/14/2023
Hisense (Guangdong) Air Conditioning Co., Ltd. | DIAL | 9000-16S-230-I | 9000-16S-230-I | 9000-16S-230-O |  | Voluntarily Certified | Single-split-system heat pumps | False | False | 9000 | 10000 | 16 | 14.3 | 8 | 7.5 | True | 5 | 33 | 10.9 |  | Blower Coil System | True | Conventional | 11/15/2023 |  | 12/14/2023
Hisense (Guangdong) Air Conditioning Co., Ltd. | DIAL | 23400-21S-230-O | 23400-21S-230-O | 23400-21S-230-I |  | Voluntarily Certified | Single-split-system heat pumps | False | False | 23000 | 23000 | 20.5 | 14.3 | 9 | 7.5 | True | 5 | 33 | 12.2 |  | Blower Coil System | True | Conventional | 11/15/2023 |  | 12/14/2023
Hisense (Guangdong) Air Conditioning Co., Ltd. | DIAL | 12000Z-20S-230-O | 12000Z-20S-230-O | 12000Z-20S-230-I |  | Voluntarily Certified | Single-split-system heat pumps | False | False | 12000 | 12000 | 21 | 14.3 | 9 | 7.5 | True | 5 | 33 | 13 |  | Blower Coil System | True | Conventional | 11/15/2023 |  | 12/14/2023
Hisense (Guangdong) Air Conditioning Co., Ltd. | DIAL | 18000Z-23S-230-I | 18000Z-23S-230-I | 18000Z-23S-230-O |  | Voluntarily Certified | Single-split-system heat pumps | False | False | 18000 | 17000 | 22.5 | 14.3 | 9.2 | 7.5 | True | 5 | 33 | 13 |  | Blower Coil System | True | Conventional | 11/15/2023 |  | 12/14/2023
Hisense (Guangdong) Air Conditioning Co., Ltd. | DIAL | 18000-17S-230-O | 18000-17S-230-O | 18000-17S-230-I |  | Voluntarily Certified | Single-split-system heat pumps | False | False | 18000 | 20000 | 17 | 14.3 | 8 | 7.5 | True | 6 | 33 | 10.6 |  | Blower Coil System | True | Conventional | 11/15/2023 |  | 12/14/2023
Hisense (Guangdong) Air Conditioning Co., Ltd. | DIAL | 12000-UNI-O | 12000-UNI-O | 12000Z-DUC-I |  | Voluntarily Certified | Single-split-system heat pumps | False | False | 12000 | 12000 | 19 | 14.3 | 9 | 7.5 | True | 7 | 33 | 11 |  | Blower Coil System | True | Conventional | 11/15/2023 |  | 12/14/2023
Hisense (Guangdong) Air Conditioning Co., Ltd. | DIAL | 9000-UNI-O | 9000-UNI-O | 9000Z-CAS-I |  | Voluntarily Certified | Single-split-system heat pumps | False | False | 9000 | 10000 | 20.5 | 14.3 | 10 | 7.5 | True | 7 | 33 | 12.85 |  | Blower Coil System | True | Conventional | 11/15/2023 |  | 12/14/2023
Hisense (Guangdong) Air Conditioning Co., Ltd. | DIAL | 18000-UNI-O | 18000-UNI-O | 18000Z-CAS-I |  | Voluntarily Certified | Single-split-system heat pumps | False | False | 18000 | 18800 | 20.5 | 14.3 | 10 | 7.5 | True | 7 | 33 | 12.5 |  | Blower Coil System | True | Conventional | 11/15/2023 |  | 12/14/2023
Hisense (Guangdong) Air Conditioning Co., Ltd. | DIAL | 24000-UNI-O | 24000-UNI-O | 24000Z-CAS-I |  | Voluntarily Certified | Single-split-system heat pumps | False | False | 24000 | 26000 | 18.5 | 14.3 | 10 | 7.5 | True | 12 | 33 | 12.5 |  | Blower Coil System | True | Conventional | 11/15/2023 |  | 12/14/2023
Hisense (Guangdong) Air Conditioning Co., Ltd. | DIAL | 36000-UNI-O | 36000-UNI-O | 36000U-CAS-I |  | Voluntarily Certified | Single-split-system heat pumps | False | False | 36000 | 36000 | 18 | 14.3 | 9.8 | 7.5 | True | 20 | 33 | 10.65 |  | Blower Coil System | True | Conventional | 11/15/2023 |  | 12/14/2023
Hisense (Guangdong) Air Conditioning Co., Ltd. | DIAL | SZUN24WW230 | SZUN24WW230 | EMCA24CRE230 |  | Voluntarily Certified | Single-split-system heat pumps | False | False | 24000 | 26000 | 18.5 | 14.3 | 10 | 7.5 | True | 12 | 33 | 12.5 |  | Blower Coil System | True | Conventional | 11/15/2023 |  | 12/14/2023
Hisense (Guangdong) Air Conditioning Co., Ltd. | DIAL | SZUN18WW230 | SZUN18WW230 | EMCA18CRE230 |  | Voluntarily Certified | Single-split-system heat pumps | False | False | 18000 | 18800 | 20.5 | 14.3 | 10 | 7.5 | True | 7 | 33 | 12.5 |  | Blower Coil System | True | Conventional | 11/15/2023 |  | 12/14/2023
Hisense (Guangdong) Air Conditioning Co., Ltd. | DIAL | SZUN36WW230 | SZUN36WW230 | EMCA36CRE230 |  | Voluntarily Certified | Single-split-system heat pumps | False | False | 36000 | 36000 | 18 | 14.3 | 9.8 | 7.5 | True | 20 | 33 | 10.65 |  | Blower Coil System | True | Conventional | 11/15/2023 |  | 12/14/2023
Hisense (Guangdong) Air Conditioning Co., Ltd. | MANUFLOW | AST-18UW3SBBDJ00(O) | AST-18UW3SBBDJ00(O) | AST-18UW3SBBDJ00(I) |  | Voluntarily Certified | Single-split-system heat pumps | False | False | 18000 | 17000 | 22.5 | 14.3 | 9.2 | 7.5 | True | 5 | 33 | 13 |  | Blower Coil System | True | Conventional | 11/15/2023 |  | 12/14/2023
Hisense (Guangdong) Air Conditioning Co., Ltd. | MANUFLOW | AST-24UW3SDBDJ01(O) | AST-24UW3SDBDJ01(O) | AST-24UW3SDBDJ01(I) |  | Voluntarily Certified | Single-split-system heat pumps | False | False | 23000 | 23000 | 20.5 | 14.3 | 9 | 7.5 | True | 5 | 33 | 12.2 |  | Blower Coil System | True | Conventional | 11/15/2023 |  | 12/14/2023
Hisense (Guangdong) Air Conditioning Co., Ltd. | MANUFLOW | AST-09UW3SVGDJ01(I) | AST-09UW3SVGDJ01(I) | AST-09UW3SVGDJ01(O) |  | Voluntarily Certified | Single-split-system heat pumps | False | False | 9000 | 9000 | 22 | 14.3 | 9 | 7.5 | True | 5 | 33 | 13.7 |  | Blower Coil System | True | Conventional | 11/15/2023 |  | 12/14/2023
Hisense (Guangdong) Air Conditioning Co., Ltd. | MANUFLOW | AS-12UW3SVEDJ(O) | AS-12UW3SVEDJ(O) | AS-12UW3SVEDJ(I) |  | Voluntarily Certified | Single-split-system heat pumps | False | False | 12000 | 12500 | 16 | 14.3 | 8 | 7.5 | True | 5 | 33 | 10.5 |  | Blower Coil System | True | Conventional | 11/15/2023 |  | 12/14/2023
Hisense (Guangdong) Air Conditioning Co., Ltd. | MANUFLOW | AS-12UR3SXADJ(O) | AS-12UR3SXADJ(O) | AS-12UR3SXADJ(I) |  | Voluntarily Certified | Single-split-system heat pumps | False | False | 12000 | 12000 | 23.5 | 14.3 | 9.8 | 7.5 | True | 5 | 33 | 15.4 |  | Blower Coil System | True | Conventional | 11/15/2023 |  | 12/14/2023
Hisense (Guangdong) Air Conditioning Co., Ltd. | MANUFLOW | AS-09UW3SVDDJ(O) | AS-09UW3SVDDJ(O) | AS-09UW3SVDDJ(I) |  | Voluntarily Certified | Single-split-system heat pumps | False | False | 9000 | 10000 | 16 | 14.3 | 8 | 7.5 | True | 5 | 33 | 10.9 |  | Blower Coil System | True | Conventional | 11/15/2023 |  | 12/14/2023
Hisense (Guangdong) Air Conditioning Co., Ltd. | MANUFLOW | AS-18UW3SXADJ(O) | AS-18UW3SXADJ(O) | AS-18UW3SXADJ(I) |  | Voluntarily Certified | Single-split-system heat pumps | False | False | 18000 | 20000 | 17 | 14.3 | 8 | 7.5 | True | 6 | 33 | 10.6 |  | Blower Coil System | True | Conventional | 11/15/2023 |  | 12/14/2023
Hisense (Guangdong) Air Conditioning Co., Ltd. | MANUFLOW | AS-24UW3SBBDJ(O) | AS-24UW3SBBDJ(O) | AS-24UW3SBBDJ(I) |  | Voluntarily Certified | Single-split-system heat pumps | False | False | 24000 | 24400 | 16.5 | 14.3 | 8 | 7.5 | True | 6 | 33 | 10.2 |  | Blower Coil System | True | Conventional | 11/15/2023 |  | 12/14/2023
Hisense (Guangdong) Air Conditioning Co., Ltd. | MANUFLOW | AS-09UW3SXEDJ(O) | AS-09UW3SXEDJ(O) | AS-09UW3SXEDJ(I) |  | Voluntarily Certified | Single-split-system heat pumps | False | False | 9000 | 10000 | 27.5 | 14.3 | 10.5 | 7.5 | True | 5 | 33 | 15.5 |  | Blower Coil System | True | Conventional | 11/15/2023 |  | 12/14/2023
Hisense (Guangdong) Air Conditioning Co., Ltd. | MANUFLOW | AS-12UW3SXADJ(O) | AS-12UW3SXADJ(O) | AS-12UW3SXADJ(I) |  | Voluntarily Certified | Single-split-system heat pumps | False | False | 12000 | 12000 | 23.5 | 14.3 | 9.8 | 7.5 | True | 5 | 33 | 15.4 |  | Blower Coil System | True | Conventional | 11/15/2023 |  | 12/14/2023
Hisense (Guangdong) Air Conditioning Co., Ltd. | GENERALLUX STAR | GNS-12HCH22TO1 | GNS-12HCH22TO1 | GNS-12HCH22TI1 |  | Voluntarily Certified | Single-split-system heat pumps | False | False | 12000 | 12000 | 21 | 14.3 | 9 | 7.5 | True | 5 | 33 | 13 |  | Blower Coil System | True | Conventional | 11/15/2023 |  | 12/14/2023
Hisense (Guangdong) Air Conditioning Co., Ltd. | GENERALLUX STAR | GNS-18HCH23TO1 | GNS-18HCH23TO1 | GNS-18HCH23TI1 |  | Voluntarily Certified | Single-split-system heat pumps | False | False | 18000 | 17000 | 22.5 | 14.3 | 9.2 | 7.5 | True | 5 | 33 | 13 |  | Blower Coil System | True | Conventional | 11/15/2023 |  | 12/14/2023
Hisense (Guangdong) Air Conditioning Co., Ltd. | GENERALLUX STAR | GNS-12HCH23TO2 | GNS-12HCH23TO2 | GNS-12HCH23TI2 |  | Voluntarily Certified | Single-split-system heat pumps | False | False | 12000 | 12000 | 23.5 | 14.3 | 9.5 | 7.5 | True | 5 | 33 | 12.7 |  | Blower Coil System | True | Conventional | 11/15/2023 |  | 12/14/2023
Hisense (Guangdong) Air Conditioning Co., Ltd. | GENERALLUX STAR | GNS-18HCH21TO2 | GNS-18HCH21TO2 | GNS-18HCH21TI2 |  | Voluntarily Certified | Single-split-system heat pumps | False | False | 18000 | 19000 | 20.5 | 14.3 | 9.5 | 7.5 | True | 5 | 33 | 13.2 |  | Blower Coil System | True | Conventional | 11/15/2023 |  | 12/14/2023
Hisense (Guangdong) Air Conditioning Co., Ltd. | PERFECT AIRE | UB1MSHQCO09 | UB1MSHQCO09 | UB1MSHQCW09 |  | Voluntarily Certified | Single-split-system heat pumps | False | False | 9000 | 9000 | 18.5 | 14.3 | 9 | 7.5 | True | 5 | 33 | 12.8 |  | Blower Coil System | True | Conventional | 11/15/2023 |  | 12/14/2023
Hisense (Guangdong) Air Conditioning Co., Ltd. | PERFECT AIRE | UB1MSHQCO12 | UB1MSHQCO12 | UB1MSHQCW12 |  | Voluntarily Certified | Single-split-system heat pumps | False | False | 12000 | 12000 | 21.7 | 14.3 | 9 | 7.5 | True | 5 | 33 | 12.5 |  | Blower Coil System | True | Conventional | 11/15/2023 |  | 12/14/2023
Hisense (Guangdong) Air Conditioning Co., Ltd. | PERFECT AIRE | UB1MSHQCO18 | UB1MSHQCO18 | UB1MSHQCW18 |  | Voluntarily Certified | Single-split-system heat pumps | False | False | 18000 | 17000 | 22.5 | 14.3 | 9.2 | 7.5 | True | 5 | 33 | 13 |  | Blower Coil System | True | Conventional | 11/15/2023 |  | 12/14/2023
Hisense (Guangdong) Air Conditioning Co., Ltd. | PERFECT AIRE | UB1MSHQCO24 | UB1MSHQCO24 | UB1MSHQCW24 |  | Voluntarily Certified | Single-split-system heat pumps | False | False | 23000 | 23000 | 20.5 | 14.3 | 9 | 7.5 | True | 5 | 33 | 12.2 |  | Blower Coil System | True | Conventional | 11/15/2023 |  | 12/14/2023
Hisense (Guangdong) Air Conditioning Co., Ltd. | PERFECT AIRE | 3PAMSHQCO18-U230 | 3PAMSHQCO18-U230 | 3PAMSHQCW18-U230 |  | Voluntarily Certified | Single-split-system heat pumps | False | False | 18000 | 17000 | 22.5 | 14.3 | 9.2 | 7.5 | True | 5 | 33 | 13 |  | Blower Coil System | True | Conventional | 11/15/2023 |  | 12/14/2023
Hisense (Guangdong) Air Conditioning Co., Ltd. | PERFECT AIRE | 3PAMSHQCO09 | 3PAMSHQCO09 | 3PAMSHQCW09 |  | Voluntarily Certified | Single-split-system heat pumps | False | False | 9000 | 9000 | 18.5 | 14.3 | 9 | 7.5 | True | 5 | 33 | 12.8 |  | Blower Coil System | True | Conventional | 11/15/2023 |  | 12/14/2023
Hisense (Guangdong) Air Conditioning Co., Ltd. | PERFECT AIRE | 3PAMSHQCO12 | 3PAMSHQCO12 | 3PAMSHQCW12 |  | Voluntarily Certified | Single-split-system heat pumps | False | False | 12000 | 12000 | 21.7 | 14.3 | 9 | 7.5 | True | 5 | 33 | 12.5 |  | Blower Coil System | True | Conventional | 11/15/2023 |  | 12/14/2023
Hisense (Guangdong) Air Conditioning Co., Ltd. | PERFECT AIRE | 3PAMSHQCO18 | 3PAMSHQCO18 | 3PAMSHQCW18 |  | Voluntarily Certified | Single-split-system heat pumps | False | False | 18000 | 17000 | 22.5 | 14.3 | 9.2 | 7.5 | True | 5 | 33 | 13 |  | Blower Coil System | True | Conventional | 11/15/2023 |  | 12/14/2023
Hisense (Guangdong) Air Conditioning Co., Ltd. | PERFECT AIRE | 3PAMSHQCO24 | 3PAMSHQCO24 | 3PAMSHQCW24 |  | Voluntarily Certified | Single-split-system heat pumps | False | False | 23000 | 23000 | 20.5 | 14.3 | 9 | 7.5 | True | 5 | 33 | 12.2 |  | Blower Coil System | True | Conventional | 11/15/2023 |  | 12/14/2023
Hisense (Guangdong) Air Conditioning Co., Ltd. | YMGI | WMMS-09C-V2B(77)1 | WMMS-09C-V2B(77)1 | WMMS-09E-V2B(77)1 |  | Voluntarily Certified | Single-split-system heat pumps | False | False | 9000 | 10000 | 16 | 14.3 | 8 | 7.5 | True | 5 | 33 | 10.9 |  | Blower Coil System | True | Conventional | 11/15/2023 |  | 12/14/2023
Hisense (Guangdong) Air Conditioning Co., Ltd. | YMGI | WMMS-18C-V2B(77)1 | WMMS-18C-V2B(77)1 | WMMS-18E-V2B(77)1 |  | Voluntarily Certified | Single-split-system heat pumps | False | False | 18000 | 20000 | 17 | 14.3 | 8 | 7.5 | True | 6 | 33 | 10.6 |  | Blower Coil System | True | Conventional | 11/15/2023 |  | 12/14/2023
Hisense (Guangdong) Air Conditioning Co., Ltd. | YMGI | WMMS-24C-V2B(77)1 | WMMS-24C-V2B(77)1 | WMMS-24E-V2B(77)1 |  | Voluntarily Certified | Single-split-system heat pumps | False | False | 24000 | 24400 | 16.5 | 14.3 | 8 | 7.5 | True | 6 | 33 | 10.2 |  | Blower Coil System | True | Conventional | 11/15/2023 |  | 12/14/2023
Hisense (Guangdong) Air Conditioning Co., Ltd. | YMGI | WMMS-12C-V2B(77)1 | WMMS-12C-V2B(77)1 | WMMS-12E-V2B(77)1 |  | Voluntarily Certified | Single-split-system heat pumps | False | False | 12000 | 12500 | 16 | 14.3 | 8 | 7.5 | True | 5 | 33 | 10.5 |  | Blower Coil System | True | Conventional | 11/15/2023 |  | 12/14/2023
Hisense (Guangdong) Air Conditioning Co., Ltd. | Friedrich | FPHSR09A3A | FPHSR09A3A | FPHFW09A3A |  | Voluntarily Certified | Single-split-system heat pumps | False | False | 9000 | 9000 | 22 | 14.3 | 9 | 7.5 | True | 5 | 33 | 13.7 |  | Blower Coil System | True | Conventional | 11/15/2023 |  | 12/14/2023
Hisense (Guangdong) Air Conditioning Co., Ltd. | Friedrich | FPHSR12A3A | FPHSR12A3A | FPHFW12A3A |  | Voluntarily Certified | Single-split-system heat pumps | False | False | 12000 | 12000 | 21 | 14.3 | 9 | 7.5 | True | 5 | 33 | 13 |  | Blower Coil System | True | Conventional | 11/15/2023 |  | 12/14/2023
Hisense (Guangdong) Air Conditioning Co., Ltd. | Friedrich | FPHSR09A1A | FPHSR09A1A | FPHSW09A1A |  | Voluntarily Certified | Single-split-system heat pumps | False | False | 9000 | 9000 | 18.5 | 14.3 | 9 | 7.5 | True | 5 | 33 | 12.8 |  | Blower Coil System | True | Conventional | 11/15/2023 |  | 12/14/2023
Hisense (Guangdong) Air Conditioning Co., Ltd. | Friedrich | FPHSR12A1A | FPHSR12A1A | FPHSW12A1A |  | Voluntarily Certified | Single-split-system heat pumps | False | False | 12000 | 12000 | 21.7 | 14.3 | 9 | 7.5 | True | 5 | 33 | 12.5 |  | Blower Coil System | True | Conventional | 11/15/2023 |  | 12/14/2023
Hisense (Guangdong) Air Conditioning Co., Ltd. | Friedrich | FPHSR18A3A | FPHSR18A3A | FPHFW18A3A |  | Voluntarily Certified | Single-split-system heat pumps | False | False | 18000 | 17000 | 22.5 | 14.3 | 8.6 | 7.5 | True | 5 | 33 | 13 |  | Blower Coil System | True | Conventional | 11/15/2023 |  | 12/14/2023
Hisense (Guangdong) Air Conditioning Co., Ltd. | Friedrich | FPHSR09A1A-A | FPHSR09A1A-A | FPHSW09A1B |  | Voluntarily Certified | Single-split-system heat pumps | False | False | 9000 | 9000 | 18.5 | 14.3 | 9 | 7.5 | True | 5 | 33 | 12.8 |  | Blower Coil System | True | Conventional | 11/15/2023 |  | 12/14/2023
Hisense (Guangdong) Air Conditioning Co., Ltd. | Friedrich | FPHSR12A1A-A | FPHSR12A1A-A | FPHSW12A1B |  | Voluntarily Certified | Single-split-system heat pumps | False | False | 12000 | 12000 | 21.7 | 14.3 | 9 | 7.5 | True | 5 | 33 | 12.5 |  | Blower Coil System | True | Conventional | 11/15/2023 |  | 12/14/2023
Hisense (Guangdong) Air Conditioning Co., Ltd. | Friedrich | FPHSR12A3A-A | FPHSR12A3A-A | FPHFW12A3B |  | Voluntarily Certified | Single-split-system heat pumps | False | False | 12000 | 12000 | 21 | 14.3 | 9 | 7.5 | True | 5 | 33 | 13 |  | Blower Coil System | True | Conventional | 11/15/2023 |  | 12/14/2023
Hisense (Guangdong) Air Conditioning Co., Ltd. | Friedrich | FPHFR36A3A | FPHFR36A3A | FPHSC36A3B |  | Voluntarily Certified | Single-split-system heat pumps | False | False | 36000 | 36000 | 18 | 14.3 | 9.8 | 7.5 | True | 20 | 33 | 10.65 |  | Blower Coil System | True | Conventional | 11/15/2023 |  | 12/14/2023
Hisense (Guangdong) Air Conditioning Co., Ltd. | Friedrich | FPHFR24A3A | FPHFR24A3A | FPHFC24A3B |  | Voluntarily Certified | Single-split-system heat pumps | False | False | 24000 | 26000 | 18.5 | 14.3 | 10 | 7.5 | True | 12 | 33 | 12.5 |  | Blower Coil System | True | Conventional | 11/15/2023 |  | 12/14/2023
Hisense (Guangdong) Air Conditioning Co., Ltd. | Friedrich | FPHFR12A3A | FPHFR12A3A | FPHFD12A3A |  | Voluntarily Certified | Single-split-system heat pumps | False | False | 12000 | 12000 | 19 | 14.3 | 9 | 7.5 | True | 7 | 33 | 11 |  | Blower Coil System | True | Conventional | 11/15/2023 |  | 12/14/2023
Hisense (Guangdong) Air Conditioning Co., Ltd. | Friedrich | FPHFR18A3A | FPHFR18A3A | FPHFC18A3B |  | Voluntarily Certified | Single-split-system heat pumps | False | False | 18000 | 18800 | 20.5 | 14.3 | 10 | 7.5 | True | 7 | 33 | 12.5 |  | Blower Coil System | True | Conventional | 11/15/2023 |  | 12/14/2023
Hisense (Guangdong) Air Conditioning Co., Ltd. | Friedrich | FPHFR09A3A | FPHFR09A3A | FPHFC09A3B |  | Voluntarily Certified | Single-split-system heat pumps | False | False | 9000 | 10000 | 20.5 | 14.3 | 10 | 7.5 | True | 7 | 33 | 12.85 |  | Blower Coil System | True | Conventional | 11/15/2023 |  | 12/14/2023
Hisense (Guangdong) Air Conditioning Co., Ltd. | ACIQ | UB1MSHQCO09 | UB1MSHQCO09 | UB1MSHQCW09 |  | Voluntarily Certified | Single-split-system heat pumps | False | False | 9000 | 9000 | 18.5 | 14.3 | 9 | 7.5 | True | 5 | 33 | 12.8 |  | Blower Coil System | True | Conventional | 11/15/2023 |  | 12/14/2023
Hisense (Guangdong) Air Conditioning Co., Ltd. | ACIQ | UB1MSHQCO12 | UB1MSHQCO12 | UB1MSHQCW12 |  | Voluntarily Certified | Single-split-system heat pumps | False | False | 12000 | 12000 | 21.7 | 14.3 | 9 | 7.5 | True | 5 | 33 | 12.5 |  | Blower Coil System | True | Conventional | 11/15/2023 |  | 12/14/2023
Hisense (Guangdong) Air Conditioning Co., Ltd. | ACIQ | UB1MSHQCO18 | UB1MSHQCO18 | UB1MSHQCW18 |  | Voluntarily Certified | Single-split-system heat pumps | False | False | 18000 | 17000 | 22.5 | 14.3 | 9.2 | 7.5 | True | 5 | 33 | 13 |  | Blower Coil System | True | Conventional | 11/15/2023 |  | 12/14/2023
Hisense (Guangdong) Air Conditioning Co., Ltd. | ACIQ | UB1MSHQCO24 | UB1MSHQCO24 | UB1MSHQCW24 |  | Voluntarily Certified | Single-split-system heat pumps | False | False | 23000 | 23000 | 20.5 | 14.3 | 9 | 7.5 | True | 5 | 33 | 12.2 |  | Blower Coil System | True | Conventional | 11/15/2023 |  | 12/14/2023
Hisense (Guangdong) Air Conditioning Co., Ltd. | Buck Cool | UB1MSHQCO09 | UB1MSHQCO09 | UB1MSHQCW09 |  | Voluntarily Certified | Single-split-system heat pumps | False | False | 9000 | 9000 | 18.5 | 14.3 | 9 | 7.5 | True | 5 | 33 | 12.8 |  | Blower Coil System | True | Conventional | 11/15/2023 |  | 12/14/2023
Hisense (Guangdong) Air Conditioning Co., Ltd. | Buck Cool | UB1MSHQCO12 | UB1MSHQCO12 | UB1MSHQCW12 |  | Voluntarily Certified | Single-split-system heat pumps | False | False | 12000 | 12000 | 21.7 | 14.3 | 9 | 7.5 | True | 5 | 33 | 12.5 |  | Blower Coil System | True | Conventional | 11/15/2023 |  | 12/14/2023
Hisense (Guangdong) Air Conditioning Co., Ltd. | Buck Cool | UB1MSHQCO18 | UB1MSHQCO18 | UB1MSHQCW18 |  | Voluntarily Certified | Single-split-system heat pumps | False | False | 18000 | 17000 | 22.5 | 14.3 | 9.2 | 7.5 | True | 5 | 33 | 13 |  | Blower Coil System | True | Conventional | 11/15/2023 |  | 12/14/2023
Hisense (Guangdong) Air Conditioning Co., Ltd. | Buck Cool | UB1MSHQCO24 | UB1MSHQCO24 | UB1MSHQCW24 |  | Voluntarily Certified | Single-split-system heat pumps | False | False | 23000 | 23000 | 20.5 | 14.3 | 9 | 7.5 | True | 5 | 33 | 12.2 |  | Blower Coil System | True | Conventional | 11/15/2023 |  | 12/14/2023
Hisense (Guangdong) Air Conditioning Co., Ltd. | ProAire | UB1MSHQCO09 | UB1MSHQCO09 | UB1MSHQCW09 |  | Voluntarily Certified | Single-split-system heat pumps | False | False | 9000 | 9000 | 18.5 | 14.3 | 9 | 7.5 | True | 5 | 33 | 12.8 |  | Blower Coil System | True | Conventional | 11/15/2023 |  | 12/14/2023
Hisense (Guangdong) Air Conditioning Co., Ltd. | ProAire | UB1MSHQCO12 | UB1MSHQCO12 | UB1MSHQCW12 |  | Voluntarily Certified | Single-split-system heat pumps | False | False | 12000 | 12000 | 21.7 | 14.3 | 9 | 7.5 | True | 5 | 33 | 12.5 |  | Blower Coil System | True | Conventional | 11/15/2023 |  | 12/14/2023
Hisense (Guangdong) Air Conditioning Co., Ltd. | ProAire | UB1MSHQCO18 | UB1MSHQCO18 | UB1MSHQCW18 |  | Voluntarily Certified | Single-split-system heat pumps | False | False | 18000 | 17000 | 22.5 | 14.3 | 9.2 | 7.5 | True | 5 | 33 | 13 |  | Blower Coil System | True | Conventional | 11/15/2023 |  | 12/14/2023
Hisense (Guangdong) Air Conditioning Co., Ltd. | ProAire | UB1MSHQCO24 | UB1MSHQCO24 | UB1MSHQCW24 |  | Voluntarily Certified | Single-split-system heat pumps | False | False | 23000 | 23000 | 20.5 | 14.3 | 9 | 7.5 | True | 5 | 33 | 12.2 |  | Blower Coil System | True | Conventional | 11/15/2023 |  | 12/14/2023
Hisense (Guangdong) Air Conditioning Co., Ltd. | Denali Aire | DNMSHQCO12A | DNMSHQCO12A | DNMSHQCW12A |  | Voluntarily Certified | Single-split-system heat pumps | False | False | 12000 | 12000 | 21.7 | 14.3 | 9 | 7.5 | True | 5 | 33 | 12.5 |  | Blower Coil System | True | Conventional | 11/15/2023 |  | 12/14/2023
Hisense (Guangdong) Air Conditioning Co., Ltd. | Denali Aire | DNMSHQCO9A | DNMSHQCO9A | DNMSHQCW9A |  | Voluntarily Certified | Single-split-system heat pumps | False | False | 9000 | 9000 | 18.5 | 14.3 | 9 | 7.5 | True | 5 | 33 | 12.8 |  | Blower Coil System | True | Conventional | 11/15/2023 |  | 12/14/2023
Hisense (Guangdong) Air Conditioning Co., Ltd. | Denali Aire | DNMSHQCO18 | DNMSHQCO18 | DNMSHQCW18 |  | Voluntarily Certified | Single-split-system heat pumps | False | False | 18000 | 17000 | 22.5 | 14.3 | 9.2 | 7.5 | True | 5 | 33 | 13 |  | Blower Coil System | True | Conventional | 11/15/2023 |  | 12/14/2023
Hisense (Guangdong) Air Conditioning Co., Ltd. | Denali Aire | DNMSHQCO24 | DNMSHQCO24 | DNMSHQCW24 |  | Voluntarily Certified | Single-split-system heat pumps | False | False | 23000 | 23000 | 20.5 | 14.3 | 9 | 7.5 | True | 5 | 33 | 12.2 |  | Blower Coil System | True | Conventional | 11/15/2023 |  | 12/14/2023
Hisense (Guangdong) Air Conditioning Co., Ltd. | GENERALLUX STAR | AS-18UW3SXATU(O) | AS-18UW3SXATU(O) | AS-18UW3SXATU(I) |  | Voluntarily Certified | Single-split-system heat pumps | False | False | 18000 | 20000 | 17 | 14.3 | 8 | 7.5 | True | 6 | 33 | 10.6 |  | Blower Coil System | True | Conventional | 11/15/2023 |  | 12/14/2023
Hisense (Guangdong) Air Conditioning Co., Ltd. | GENERALLUX STAR | AS-24UW3SBBTU(O) | AS-24UW3SBBTU(O) | AS-24UW3SBBTU(I) |  | Voluntarily Certified | Single-split-system heat pumps | False | False | 24000 | 24400 | 16.5 | 14.3 | 8 | 7.5 | True | 6 | 33 | 10.2 |  | Blower Coil System | True | Conventional | 11/15/2023 |  | 12/14/2023
Hisense (Guangdong) Air Conditioning Co., Ltd. | Westinghouse | WHZ09SZA21S | WHZ09SZA21S | WHZ09WMA21S |  | Voluntarily Certified | Single-split-system heat pumps | False | False | 9000 | 10000 | 27.5 | 14.3 | 10.5 | 7.5 | True | 5 | 33 | 15.5 |  | Blower Coil System | True | Conventional | 11/15/2023 |  | 12/14/2023
Hisense (Guangdong) Air Conditioning Co., Ltd. | Westinghouse | WHZ12SZA21S | WHZ12SZA21S | WHZ12WMA21S |  | Voluntarily Certified | Single-split-system heat pumps | False | False | 12000 | 12000 | 23.5 | 14.3 | 9.8 | 7.5 | True | 5 | 33 | 15.4 |  | Blower Coil System | True | Conventional | 11/15/2023 |  | 12/14/2023
Hisense (Guangdong) Air Conditioning Co., Ltd. | Westinghouse | WHS09SZA21S | WHS09SZA21S | WHS09WMA21S |  | Voluntarily Certified | Single-split-system heat pumps | False | False | 9000 | 10000 | 16 | 14.3 | 8 | 7.5 | True | 5 | 33 | 10.9 |  | Blower Coil System | True | Conventional | 11/15/2023 |  | 12/14/2023
Hisense (Guangdong) Air Conditioning Co., Ltd. | Westinghouse | WHP09SZA21S | WHP09SZA21S | WHP09WMA21S |  | Voluntarily Certified | Single-split-system heat pumps | False | False | 9000 | 9000 | 22 | 14.3 | 9 | 7.5 | True | 5 | 33 | 13.7 |  | Blower Coil System | True | Conventional | 11/15/2023 |  | 12/14/2023
Hisense (Guangdong) Air Conditioning Co., Ltd. | Westinghouse | WHS12SZA21S | WHS12SZA21S | WHS12WMA21S |  | Voluntarily Certified | Single-split-system heat pumps | False | False | 12000 | 12500 | 16 | 14.3 | 8 | 7.5 | True | 5 | 33 | 10.5 |  | Blower Coil System | True | Conventional | 11/15/2023 |  | 12/14/2023
Hisense (Guangdong) Air Conditioning Co., Ltd. | Westinghouse | WHP12SZA21S | WHP12SZA21S | WHP12WMA21S |  | Voluntarily Certified | Single-split-system heat pumps | False | False | 12000 | 12000 | 21 | 14.3 | 9 | 7.5 | True | 5 | 33 | 13 |  | Blower Coil System | True | Conventional | 11/15/2023 |  | 12/14/2023
Hisense (Guangdong) Air Conditioning Co., Ltd. | Westinghouse | WHS18SZA21S | WHS18SZA21S | WHS18WMA21S |  | Voluntarily Certified | Single-split-system heat pumps | False | False | 18000 | 20000 | 17 | 14.3 | 8 | 7.5 | True | 6 | 33 | 10.6 |  | Blower Coil System | True | Conventional | 11/15/2023 |  | 12/14/2023
Hisense (Guangdong) Air Conditioning Co., Ltd. | Westinghouse | WHP18SZA21S | WHP18SZA21S | WHP18WMA21S |  | Voluntarily Certified | Single-split-system heat pumps | False | False | 18000 | 17000 | 22.5 | 14.3 | 9.2 | 7.5 | True | 5 | 33 | 13 |  | Blower Coil System | True | Conventional | 11/15/2023 |  | 12/14/2023
Hisense (Guangdong) Air Conditioning Co., Ltd. | Westinghouse | WHS24SZA21S | WHS24SZA21S | WHS24WMA21S |  | Voluntarily Certified | Single-split-system heat pumps | False | False | 24000 | 24400 | 16.5 | 14.3 | 8 | 7.5 | True | 6 | 33 | 10.2 |  | Blower Coil System | True | Conventional | 11/15/2023 |  | 12/14/2023
Hisense (Guangdong) Air Conditioning Co., Ltd. | Westinghouse | WHP24SZA21S | WHP24SZA21S | WHP24WMA21S |  | Voluntarily Certified | Single-split-system heat pumps | False | False | 23000 | 23000 | 20.5 | 14.3 | 9 | 7.5 | True | 5 | 33 | 12.2 |  | Blower Coil System | True | Conventional | 11/15/2023 |  | 12/14/2023
Hisense (Guangdong) Air Conditioning Co., Ltd. | Westinghouse | WHU09SZA21S | WHU09SZA21S | WHU09CTA21S |  | Voluntarily Certified | Single-split-system heat pumps | False | False | 9000 | 10000 | 20.5 | 14.3 | 10 | 7.5 | True | 7 | 33 | 12.85 |  | Blower Coil System | True | Conventional | 11/15/2023 |  | 12/14/2023
Hisense (Guangdong) Air Conditioning Co., Ltd. | Westinghouse | WHU18SZA21S | WHU18SZA21S | WHU18CTA21S |  | Voluntarily Certified | Single-split-system heat pumps | False | False | 18000 | 18800 | 20.5 | 14.3 | 10 | 7.5 | True | 7 | 33 | 12.5 |  | Blower Coil System | True | Conventional | 11/15/2023 |  | 12/14/2023
Hisense (Guangdong) Air Conditioning Co., Ltd. | Westinghouse | WHU24SZA21S | WHU24SZA21S | WHU24CTA21S |  | Voluntarily Certified | Single-split-system heat pumps | False | False | 24000 | 26000 | 18.5 | 14.3 | 10 | 7.5 | True | 12 | 33 | 12.5 |  | Blower Coil System | True | Conventional | 11/15/2023 |  | 12/14/2023
Hisense (Guangdong) Air Conditioning Co., Ltd. | Westinghouse | WHU36SZA21S | WHU36SZA21S | WHU36CTA21S |  | Voluntarily Certified | Single-split-system heat pumps | False | False | 36000 | 36000 | 18 | 14.3 | 9.8 | 7.5 | True | 20 | 33 | 10.65 |  | Blower Coil System | True | Conventional | 11/15/2023 |  | 12/14/2023
Hisense (Guangdong) Air Conditioning Co., Ltd. | Westinghouse | WHU12SZA21S | WHU12SZA21S | WHU12DHA21S |  | Voluntarily Certified | Single-split-system heat pumps | False | False | 12000 | 12000 | 19 | 14.3 | 9 | 7.5 | True | 7 | 33 | 11 |  | Blower Coil System | True | Conventional | 11/15/2023 |  | 12/14/2023
Hisense (Guangdong) Air Conditioning Co., Ltd. | Westinghouse | WHM24SZA21S | WHM24SZA21S | WHM24DMA21S |  | Voluntarily Certified | Single-split-system heat pumps | False | False | 24000 | 23000 | 17 | 14.3 | 8.3 | 7.5 | True | 22 | 33 | 9.8 |  | Blower Coil System | True | Conventional | 11/15/2023 |  | 12/14/2023
Hisense (Guangdong) Air Conditioning Co., Ltd. | Westinghouse | WHM36SZA21S | WHM36SZA21S | WHM36DMA21S |  | Voluntarily Certified | Single-split-system heat pumps | False | False | 36000 | 35000 | 18 | 14.3 | 9 | 7.5 | True | 22 | 33 | 9.55 |  | Blower Coil System | True | Conventional | 11/15/2023 |  | 12/14/2023
Hisense (Guangdong) Air Conditioning Co., Ltd. | Westinghouse | WHM48SZA21S | WHM48SZA21S | WHM48DMA21S |  | Voluntarily Certified | Single-split-system heat pumps | False | False | 48000 | 47000 | 17.5 | 14.3 | 8.5 | 7.5 | True | 22 | 33 | 10.1 |  | Blower Coil System | True | Conventional | 11/15/2023 |  | 12/14/2023
Hisense (Guangdong) Air Conditioning Co., Ltd. | Westinghouse | WHM60SZA21S | WHM60SZA21S | WHM60DMA21S |  | Voluntarily Certified | Single-split-system heat pumps | False | False | 56000 | 56000 | 17 | 14.3 | 8.5 | 7.5 | True | 22 | 33 | 8.25 |  | Blower Coil System | True | Conventional | 11/15/2023 |  | 12/14/2023
Hisense (Guangdong) Air Conditioning Co., Ltd. | Classic | HRHDBC09AS | HRHDBC09AS | HWHDBC09S |  | Voluntarily Certified | Single-split-system heat pumps | False | False | 9000 | 9000 | 22 | 14.3 | 9 | 7.5 | True | 5 | 33 | 13.7 |  | Blower Coil System | True | Conventional | 11/15/2023 |  | 12/14/2023
Hisense (Guangdong) Air Conditioning Co., Ltd. | Classic | HRHDBC12AS2 | HRHDBC12AS2 | HWHDBC12S2 |  | Voluntarily Certified | Single-split-system heat pumps | False | False | 12000 | 12000 | 21 | 14.3 | 9 | 7.5 | True | 5 | 33 | 13 |  | Blower Coil System | True | Conventional | 11/15/2023 |  | 12/14/2023
Hisense (Guangdong) Air Conditioning Co., Ltd. | Classic | HRHDBC18AS2 | HRHDBC18AS2 | HWHDBC18S2 |  | Voluntarily Certified | Single-split-system heat pumps | False | False | 18000 | 17000 | 22.5 | 14.3 | 9.2 | 7.5 | True | 5 | 33 | 13 |  | Blower Coil System | True | Conventional | 11/15/2023 |  | 12/14/2023
Hisense (Guangdong) Air Conditioning Co., Ltd. | Classic | HRHDBC24AS2 | HRHDBC24AS2 | HWHDBC24S2 |  | Voluntarily Certified | Single-split-system heat pumps | False | False | 23000 | 23000 | 20.5 | 14.3 | 9 | 7.5 | True | 5 | 33 | 12.2 |  | Blower Coil System | True | Conventional | 11/15/2023 |  | 12/14/2023
Hisense (Guangdong) Air Conditioning Co., Ltd. | Classic | HRHDBC09SA | HRHDBC09SA | HWHDBC09SA |  | Voluntarily Certified | Single-split-system heat pumps | False | False | 9000 | 9000 | 18.5 | 14.3 | 9 | 7.5 | True | 5 | 33 | 12.8 |  | Blower Coil System | True | Conventional | 11/15/2023 |  | 12/14/2023
Hisense (Guangdong) Air Conditioning Co., Ltd. | Classic | HRHDBC12SA | HRHDBC12SA | HWHDBC12SA |  | Voluntarily Certified | Single-split-system heat pumps | False | False | 12000 | 12000 | 21.7 | 14.3 | 9 | 7.5 | True | 5 | 33 | 12.5 |  | Blower Coil System | True | Conventional | 11/15/2023 |  | 12/14/2023
Hisense (Guangdong) Air Conditioning Co., Ltd. | Hitachi | RAS-1.0PNNBDH1 | RAS-1.0PNNBDH1 | RCIM-1.0PNN1DH |  | Voluntarily Certified | Single-split-system heat pumps | False | False | 9000 | 10000 | 20.5 | 14.3 | 10 | 7.5 | True | 7 | 33 | 12.85 |  | Blower Coil System | True | Conventional | 11/15/2023 |  | 12/14/2023
Hisense (Guangdong) Air Conditioning Co., Ltd. | Hitachi | RAS-1.5PNNBDH1 | RAS-1.5PNNBDH1 | RPIL-1.5PNN1DH |  | Voluntarily Certified | Single-split-system heat pumps | False | False | 12000 | 12000 | 19 | 14.3 | 9 | 7.5 | True | 7 | 33 | 11 |  | Blower Coil System | True | Conventional | 11/15/2023 |  | 12/14/2023
Hisense (Guangdong) Air Conditioning Co., Ltd. | Hitachi | RAS-2.0PNNBDH1 | RAS-2.0PNNBDH1 | RCI-2.0PNN1DH |  | Voluntarily Certified | Single-split-system heat pumps | False | False | 18000 | 18800 | 20.5 | 14.3 | 10 | 7.5 | True | 7 | 33 | 12.5 |  | Blower Coil System | True | Conventional | 11/15/2023 |  | 12/14/2023
Hisense (Guangdong) Air Conditioning Co., Ltd. | Hitachi | RAS-3.0PNNBDH1 | RAS-3.0PNNBDH1 | RCI-3.0PNN1DH |  | Voluntarily Certified | Single-split-system heat pumps | False | False | 24000 | 26000 | 18.5 | 14.3 | 10 | 7.5 | True | 12 | 33 | 12.5 |  | Blower Coil System | True | Conventional | 11/15/2023 |  | 12/14/2023
Hisense (Guangdong) Air Conditioning Co., Ltd. | Hitachi | RAS-4.0PNNBDH1 | RAS-4.0PNNBDH1 | RCI-4.0PNN1DH |  | Voluntarily Certified | Single-split-system heat pumps | False | False | 36000 | 36000 | 18 | 14.3 | 9.8 | 7.5 | True | 20 | 33 | 10.65 |  | Blower Coil System | True | Conventional | 11/15/2023 |  | 12/14/2023
Hisense (Guangdong) Air Conditioning Co., Ltd. | Pioneer | YN009GHFI25RPH | YN009GHFI25RPH | WF009GHFI25HLH |  | Voluntarily Certified | Single-split-system heat pumps | False | False | 9000 | 10000 | 25.5 | 14.3 | 10.5 | 7.5 | True | 5 | 33 | 14.5 |  | Blower Coil System | True | Conventional | 11/15/2023 |  | 12/14/2023
Hisense (Guangdong) Air Conditioning Co., Ltd. | Pioneer | YN012GHFI25RPH | YN012GHFI25RPH | WF012GHFI25HLH |  | Voluntarily Certified | Single-split-system heat pumps | False | False | 12000 | 12000 | 23.5 | 14.3 | 9.5 | 7.5 | True | 5 | 33 | 12.7 |  | Blower Coil System | True | Conventional | 11/15/2023 |  | 12/14/2023
Hisense (Guangdong) Air Conditioning Co., Ltd. | Pioneer | YN018GHFI25RPH | YN018GHFI25RPH | WF018GHFI25HLH |  | Voluntarily Certified | Single-split-system heat pumps | False | False | 18000 | 19000 | 20.5 | 14.3 | 9.5 | 7.5 | True | 5 | 33 | 13.2 |  | Blower Coil System | True | Conventional | 11/15/2023 |  | 12/14/2023
Hisense (Guangdong) Air Conditioning Co., Ltd. | Pioneer | YN024GHFI25RPH | YN024GHFI25RPH | WF024GHFI25HLH |  | Voluntarily Certified | Single-split-system heat pumps | False | False | 24000 | 26000 | 21 | 14.3 | 10 | 7.5 | True | 5 | 33 | 12.5 |  | Blower Coil System | True | Conventional | 11/15/2023 |  | 12/14/2023
Hisense (Guangdong) Air Conditioning Co., Ltd. | Emerson Quiet Kool | 21S-EACH9R1C | 21S-EACH9R1C | 21S-EACH9R1W |  | Voluntarily Certified | Single-split-system heat pumps | False | False | 9000 | 9000 | 18.5 | 14.3 | 9 | 7.5 | True | 5 | 33 | 12.8 |  | Blower Coil System | True | Conventional | 11/15/2023 |  | 12/14/2023
Hisense (Guangdong) Air Conditioning Co., Ltd. | Emerson Quiet Kool | 21S-EACH12R1C | 21S-EACH12R1C | 21S-EACH12R1W |  | Voluntarily Certified | Single-split-system heat pumps | False | False | 12000 | 12000 | 21.7 | 14.3 | 9 | 7.5 | True | 5 | 33 | 12.5 |  | Blower Coil System | True | Conventional | 11/15/2023 |  | 12/14/2023
Hisense (Guangdong) Air Conditioning Co., Ltd. | Emerson Quiet Kool | 21S-EACH18R2C | 21S-EACH18R2C | 21S-EACH18R2W |  | Voluntarily Certified | Single-split-system heat pumps | False | False | 18000 | 17000 | 22.5 | 14.3 | 9.2 | 7.5 | True | 5 | 33 | 13 |  | Blower Coil System | True | Conventional | 11/15/2023 |  | 12/14/2023
Hisense (Guangdong) Air Conditioning Co., Ltd. | Emerson Quiet Kool | 21S-EACH24R2C | 21S-EACH24R2C | 21S-EACH24R2W |  | Voluntarily Certified | Single-split-system heat pumps | False | False | 23000 | 23000 | 20.5 | 14.3 | 9 | 7.5 | True | 5 | 33 | 12.2 |  | Blower Coil System | True | Conventional | 11/15/2023 |  | 12/14/2023
Hisense (Guangdong) Air Conditioning Co., Ltd. | Emerson Quiet Kool | 17S-EACH9R2C | 17S-EACH9R2C | 17S-EACH9R2W |  | Voluntarily Certified | Single-split-system heat pumps | False | False | 9000 | 10000 | 16 | 14.3 | 8 | 7.5 | True | 5 | 33 | 10.9 |  | Blower Coil System | True | Conventional | 11/15/2023 |  | 12/14/2023
Hisense (Guangdong) Air Conditioning Co., Ltd. | Emerson Quiet Kool | 21S-EACH9R2C | 21S-EACH9R2C | 21S-EACH9R2W |  | Voluntarily Certified | Single-split-system heat pumps | False | False | 9000 | 9000 | 22 | 14.3 | 9 | 7.5 | True | 5 | 33 | 13.7 |  | Blower Coil System | True | Conventional | 11/15/2023 |  | 12/14/2023
Hisense (Guangdong) Air Conditioning Co., Ltd. | Emerson Quiet Kool | 21S-EACH12R2C | 21S-EACH12R2C | 21S-EACH12R2W |  | Voluntarily Certified | Single-split-system heat pumps | False | False | 12000 | 12000 | 21 | 14.3 | 9 | 7.5 | True | 5 | 33 | 13 |  | Blower Coil System | True | Conventional | 11/15/2023 |  | 12/14/2023
Hisense (Guangdong) Air Conditioning Co., Ltd. | Emerson Quiet Kool | EACH9R2O | EACH9R2O | EACH9R2W |  | Voluntarily Certified | Single-split-system heat pumps | False | False | 9000 | 9000 | 22 | 14.3 | 9 | 7.5 | True | 5 | 33 | 13.7 |  | Blower Coil System | True | Conventional | 11/15/2023 |  | 12/14/2023
Hisense (Guangdong) Air Conditioning Co., Ltd. | Emerson Quiet Kool | EACH18R2O | EACH18R2O | EACH18R2W |  | Voluntarily Certified | Single-split-system heat pumps | False | False | 18000 | 17000 | 22.5 | 14.3 | 9.2 | 7.5 | True | 5 | 33 | 13 |  | Blower Coil System | True | Conventional | 11/15/2023 |  | 12/14/2023
Hisense (Guangdong) Air Conditioning Co., Ltd. | Emerson Quiet Kool | EACH24R2O | EACH24R2O | EACH24R2W |  | Voluntarily Certified | Single-split-system heat pumps | False | False | 23000 | 23000 | 20.5 | 14.3 | 9 | 7.5 | True | 5 | 33 | 12.2 |  | Blower Coil System | True | Conventional | 11/15/2023 |  | 12/14/2023
Hisense (Guangdong) Air Conditioning Co., Ltd. | HAXXAIR | HAH-24T2D | HAH-24T2D | HVH-24T2D |  | Voluntarily Certified | Single-split-system heat pumps | False | False | 23000 | 23000 | 20.5 | 14.3 | 9 | 7.5 | True | 5 | 33 | 12.2 |  | Blower Coil System | True | Conventional | 11/15/2023 |  | 12/14/2023
Hisense (Guangdong) Air Conditioning Co., Ltd. | HAXXAIR | HAH-09T2D | HAH-09T2D | HVH-09T2D |  | Voluntarily Certified | Single-split-system heat pumps | False | False | 9000 | 9000 | 22 | 14.3 | 9 | 7.5 | True | 5 | 33 | 13.7 |  | Blower Coil System | True | Conventional | 11/15/2023 |  | 12/14/2023
Hisense (Guangdong) Air Conditioning Co., Ltd. | HAXXAIR | HVHSC-12T2D | HVHSC-12T2D | HAHS-12T2D |  | Voluntarily Certified | Single-split-system heat pumps | False | False | 12000 | 12000 | 19 | 14.3 | 9 | 7.5 | True | 7 | 33 | 11 |  | Blower Coil System | True | Conventional | 11/15/2023 |  | 12/14/2023
Hisense (Guangdong) Air Conditioning Co., Ltd. | HAXXAIR | HVHSC-18T2D | HVHSC-18T2D | HAHC-18T2D |  | Voluntarily Certified | Single-split-system heat pumps | False | False | 18000 | 18800 | 20.5 | 14.3 | 10 | 7.5 | True | 7 | 33 | 12.5 |  | Blower Coil System | True | Conventional | 11/15/2023 |  | 12/14/2023
Hisense (Guangdong) Air Conditioning Co., Ltd. | HAXXAIR | HVH-09T2D | HVH-09T2D | HAH-09T2D |  | Voluntarily Certified | Single-split-system heat pumps | False | False | 9000 | 9000 | 22 | 14.3 | 9 | 7.5 | True | 5 | 33 | 13.7 |  | Blower Coil System | True | Conventional | 11/15/2023 |  | 12/14/2023
Hisense (Guangdong) Air Conditioning Co., Ltd. | HAXXAIR | HVH-12T2D | HVH-12T2D | HAH-12T2D |  | Voluntarily Certified | Single-split-system heat pumps | False | False | 12000 | 12000 | 21 | 14.3 | 9 | 7.5 | True | 5 | 33 | 13 |  | Blower Coil System | True | Conventional | 11/15/2023 |  | 12/14/2023
Hisense (Guangdong) Air Conditioning Co., Ltd. | HAXXAIR | HVH-18T2D | HVH-18T2D | HAH-18T2D |  | Voluntarily Certified | Single-split-system heat pumps | False | False | 18000 | 17000 | 22.5 | 14.3 | 9.2 | 7.5 | True | 5 | 33 | 13 |  | Blower Coil System | True | Conventional | 11/15/2023 |  | 12/14/2023
Hisense (Guangdong) Air Conditioning Co., Ltd. | HAXXAIR | HVH-24T2D | HVH-24T2D | HAH-24T2D |  | Voluntarily Certified | Single-split-system heat pumps | False | False | 23000 | 23000 | 20.5 | 14.3 | 9 | 7.5 | True | 5 | 33 | 12.2 |  | Blower Coil System | True | Conventional | 11/15/2023 |  | 12/14/2023
Hisense (Guangdong) Air Conditioning Co., Ltd. | Maestro | MA-12CA22SEXT | MA-12CA22SEXT | MA-12CA22SINT |  | Voluntarily Certified | Single-split-system heat pumps | False | False | 12000 | 12000 | 21 | 14.3 | 9 | 7.5 | True | 5 | 33 | 13 |  | Blower Coil System | True | Conventional | 11/15/2023 |  | 12/14/2023
Hisense (Guangdong) Air Conditioning Co., Ltd. | Maestro | MA-18CA22SEXT | MA-18CA22SEXT | MA-18CA22SINT |  | Voluntarily Certified | Single-split-system heat pumps | False | False | 18000 | 17000 | 22.5 | 14.3 | 9.2 | 7.5 | True | 5 | 33 | 13 |  | Blower Coil System | True | Conventional | 11/15/2023 |  | 12/14/2023
Hisense (Guangdong) Air Conditioning Co., Ltd. | Zephyr | ZE-18CA17EXT | ZE-18CA17EXT | ZE-18CA17INT |  | Voluntarily Certified | Single-split-system heat pumps | False | False | 18000 | 20000 | 17 | 14.3 | 8 | 7.5 | True | 6 | 33 | 10.6 |  | Blower Coil System | True | Conventional | 11/15/2023 |  | 12/14/2023
Hisense (Guangdong) Air Conditioning Co., Ltd. | Zephyr | ZE-09UH24SCO | ZE-09UH24SCO | ZE-09UH24SCI |  | Voluntarily Certified | Single-split-system heat pumps | False | False | 9000 | 10000 | 25.5 | 14.3 | 10.5 | 7.5 | True | 5 | 33 | 14.5 |  | Blower Coil System | True | Conventional | 11/15/2023 |  | 12/14/2023
Hisense (Guangdong) Air Conditioning Co., Ltd. | Zephyr | ZE-12UH24SCO | ZE-12UH24SCO | ZE-12UH24SCI |  | Voluntarily Certified | Single-split-system heat pumps | False | False | 12000 | 12000 | 23.5 | 14.3 | 9.5 | 7.5 | True | 5 | 33 | 12.7 |  | Blower Coil System | True | Conventional | 11/15/2023 |  | 12/14/2023
Hisense (Guangdong) Air Conditioning Co., Ltd. | Zephyr | ZE-18UH24SCO | ZE-18UH24SCO | ZE-18UH24SCI |  | Voluntarily Certified | Single-split-system heat pumps | False | False | 18000 | 19000 | 20.5 | 14.3 | 9.5 | 7.5 | True | 5 | 33 | 13.2 |  | Blower Coil System | True | Conventional | 11/15/2023 |  | 12/14/2023
Hisense (Guangdong) Air Conditioning Co., Ltd. | Zephyr | ZE-24UH24SCO | ZE-24UH24SCO | ZE-24UH24SCI |  | Voluntarily Certified | Single-split-system heat pumps | False | False | 24000 | 26000 | 21 | 14.3 | 10 | 7.5 | True | 5 | 33 | 12.5 |  | Blower Coil System | True | Conventional | 11/15/2023 |  | 12/14/2023
Hisense (Guangdong) Air Conditioning Co., Ltd. | Zephyr | MA-18CA22SEXT | MA-18CA22SEXT | MA-18CA22SINT |  | Voluntarily Certified | Single-split-system heat pumps | False | False | 18000 | 17000 | 22.5 | 14.3 | 9.2 | 7.5 | True | 5 | 33 | 13 |  | Blower Coil System | True | Conventional | 11/15/2023 |  | 12/14/2023
Hisense (Guangdong) Air Conditioning Co., Ltd. | Zephyr | ZE-18CA22SEXT | ZE-18CA22SEXT | ZE-18CA22SINT |  | Voluntarily Certified | Single-split-system heat pumps | False | False | 18000 | 17000 | 22.5 | 14.3 | 9.2 | 7.5 | True | 5 | 33 | 13 |  | Blower Coil System | True | Conventional | 11/15/2023 |  | 12/14/2023
Hisense (Guangdong) Air Conditioning Co., Ltd. | Zephyr | ZE-24CA22SEXT | ZE-24CA22SEXT | ZE-24CA22SINT |  | Voluntarily Certified | Single-split-system heat pumps | False | False | 23000 | 23000 | 20.5 | 14.3 | 9 | 7.5 | True | 5 | 33 | 12.2 |  | Blower Coil System | True | Conventional | 11/15/2023 |  | 12/14/2023
Hisense (Guangdong) Air Conditioning Co., Ltd. | Zephyr | ZE-09CA22SEXT | ZE-09CA22SEXT | ZE-09CA22SINT |  | Voluntarily Certified | Single-split-system heat pumps | False | False | 9000 | 9000 | 22 | 14.3 | 9 | 7.5 | True | 5 | 33 | 13.7 |  | Blower Coil System | True | Conventional | 11/15/2023 |  | 12/14/2023
Hisense (Guangdong) Air Conditioning Co., Ltd. | Zephyr | ZE-18CA22EXT | ZE-18CA22EXT | ZE-18CA22INT |  | Voluntarily Certified | Single-split-system heat pumps | False | False | 18000 | 17000 | 22.5 | 14.3 | 9.2 | 7.5 | True | 5 | 33 | 13 |  | Blower Coil System | True | Conventional | 11/15/2023 |  | 12/14/2023
Hisense (Guangdong) Air Conditioning Co., Ltd. | Zephyr | ZE-12CA22EXT | ZE-12CA22EXT | ZE-12CA22INT |  | Voluntarily Certified | Single-split-system heat pumps | False | False | 12000 | 12000 | 21 | 14.3 | 9 | 7.5 | True | 5 | 33 | 13 |  | Blower Coil System | True | Conventional | 11/15/2023 |  | 12/14/2023
Hisense (Guangdong) Air Conditioning Co., Ltd. | AZUR | AZ-12CA17EXT | AZ-12CA17EXT | AZ-12CA17INT |  | Voluntarily Certified | Single-split-system heat pumps | False | False | 12000 | 12500 | 16 | 14.3 | 8 | 7.5 | True | 5 | 33 | 10.5 |  | Blower Coil System | True | Conventional | 11/15/2023 |  | 12/14/2023
Hisense (Guangdong) Air Conditioning Co., Ltd. | AZUR | AZ-12CA22EXT | AZ-12CA22EXT | AZ-12CA22INT |  | Voluntarily Certified | Single-split-system heat pumps | False | False | 12000 | 12000 | 21 | 14.3 | 9 | 7.5 | True | 5 | 33 | 13 |  | Blower Coil System | True | Conventional | 11/15/2023 |  | 12/14/2023
Hisense (Guangdong) Air Conditioning Co., Ltd. | AZUR | AZ-18CA17EXT | AZ-18CA17EXT | AZ-18CA17INT |  | Voluntarily Certified | Single-split-system heat pumps | False | False | 18000 | 20000 | 17 | 14.3 | 8 | 7.5 | True | 6 | 33 | 10.6 |  | Blower Coil System | True | Conventional | 11/15/2023 |  | 12/14/2023
Hisense (Guangdong) Air Conditioning Co., Ltd. | AZUR | AZ-18CA22EXT | AZ-18CA22EXT | AZ-18CA22INT |  | Voluntarily Certified | Single-split-system heat pumps | False | False | 18000 | 17000 | 22.5 | 14.3 | 9.2 | 7.5 | True | 5 | 33 | 13 |  | Blower Coil System | True | Conventional | 11/15/2023 |  | 12/14/2023
Hisense (Guangdong) Air Conditioning Co., Ltd. | AZUR | AZ-24CA17EXT | AZ-24CA17EXT | AZ-24CA17INT |  | Voluntarily Certified | Single-split-system heat pumps | False | False | 24000 | 24400 | 16.5 | 14.3 | 8 | 7.5 | True | 6 | 33 | 10.2 |  | Blower Coil System | True | Conventional | 11/15/2023 |  | 12/14/2023
Hisense (Guangdong) Air Conditioning Co., Ltd. | Direct Air | DIR-12HP28-TQO | DIR-12HP28-TQO | DIR-12HP28-TQI |  | Voluntarily Certified | Single-split-system heat pumps | False | False | 12000 | 12000 | 23.5 | 14.3 | 9.8 | 7.5 | True | 5 | 33 | 15.4 |  | Blower Coil System | True | Conventional | 11/15/2023 |  | 12/14/2023
Hisense (Guangdong) Air Conditioning Co., Ltd. | Direct Air | DIRH-09HP23-DKO-115 | DIRH-09HP23-DKO-115 | DIRH-09HP23-DKI-115 |  | Voluntarily Certified | Single-split-system heat pumps | False | False | 9000 | 9000 | 18.5 | 14.3 | 9 | 7.5 | True | 5 | 33 | 12.8 |  | Blower Coil System | True | Conventional | 11/15/2023 |  | 12/14/2023
Hisense (Guangdong) Air Conditioning Co., Ltd. | Direct Air | DIRH-12HP23-DKO-115 | DIRH-12HP23-DKO-115 | DIRH-12HP23-DKI-115 |  | Voluntarily Certified | Single-split-system heat pumps | False | False | 12000 | 12000 | 21.7 | 14.3 | 9 | 7.5 | True | 5 | 33 | 12.5 |  | Blower Coil System | True | Conventional | 11/15/2023 |  | 12/14/2023
Hisense (Guangdong) Air Conditioning Co., Ltd. | Direct Air | DIRH-09HP23-DKO | DIRH-09HP23-DKO | DIRH-09HP23-DKI |  | Voluntarily Certified | Single-split-system heat pumps | False | False | 9000 | 9000 | 22 | 14.3 | 9 | 7.5 | True | 5 | 33 | 13.7 |  | Blower Coil System | True | Conventional | 11/15/2023 |  | 12/14/2023
Hisense (Guangdong) Air Conditioning Co., Ltd. | Direct Air | DIRH-12HP23-DKO | DIRH-12HP23-DKO | DIRH-12HP23-DKI |  | Voluntarily Certified | Single-split-system heat pumps | False | False | 12000 | 12000 | 21 | 14.3 | 9 | 7.5 | True | 5 | 33 | 13 |  | Blower Coil System | True | Conventional | 11/15/2023 |  | 12/14/2023
Hisense (Guangdong) Air Conditioning Co., Ltd. | Direct Air | DIRH-18HP23-DKO | DIRH-18HP23-DKO | DIRH-18HP23-DKI |  | Voluntarily Certified | Single-split-system heat pumps | False | False | 18000 | 17000 | 22.5 | 14.3 | 9.2 | 7.5 | True | 5 | 33 | 13 |  | Blower Coil System | True | Conventional | 11/15/2023 |  | 12/14/2023
Hisense (Guangdong) Air Conditioning Co., Ltd. | Direct Air | DIRH-24HP23-DKO | DIRH-24HP23-DKO | DIRH-24HP23-DKI |  | Voluntarily Certified | Single-split-system heat pumps | False | False | 23000 | 23000 | 20.5 | 14.3 | 9 | 7.5 | True | 5 | 33 | 12.2 |  | Blower Coil System | True | Conventional | 11/15/2023 |  | 12/14/2023
Hisense (Guangdong) Air Conditioning Co., Ltd. | Direct Air | DIR-18HP23DKO-ES | DIR-18HP23DKO-ES | DIR-18HP23DKI-ES |  | Voluntarily Certified | Single-split-system heat pumps | False | False | 18000 | 17000 | 22.5 | 14.3 | 9.2 | 7.5 | True | 5 | 33 | 13 |  | Blower Coil System | True | Conventional | 11/15/2023 |  | 12/14/2023
Hisense (Guangdong) Air Conditioning Co., Ltd. | Direct Air | DIR-24HP21DKO-ES | DIR-24HP21DKO-ES | DIR-24HP21DKI-ES |  | Voluntarily Certified | Single-split-system heat pumps | False | False | 23000 | 23000 | 20.5 | 14.3 | 9 | 7.5 | True | 5 | 33 | 12.2 |  | Blower Coil System | True | Conventional | 11/15/2023 |  | 12/14/2023
Hisense (Guangdong) Air Conditioning Co., Ltd. | Direct Air | DIR-09HP20DKO-ES | DIR-09HP20DKO-ES | DIR-09HP20DKI-ES |  | Voluntarily Certified | Single-split-system heat pumps | False | False | 9000 | 9000 | 22 | 14.3 | 9 | 7.5 | True | 5 | 33 | 13.7 |  | Blower Coil System | True | Conventional | 11/15/2023 |  | 12/14/2023
Hisense (Guangdong) Air Conditioning Co., Ltd. | Direct Air | DIR-12HP22DKO-ES | DIR-12HP22DKO-ES | DIR-12HP22DKI-ES |  | Voluntarily Certified | Single-split-system heat pumps | False | False | 12000 | 12000 | 21.7 | 14.3 | 9 | 7.5 | True | 5 | 33 | 12.5 |  | Blower Coil System | True | Conventional | 11/15/2023 |  | 12/14/2023
Hisense (Guangdong) Air Conditioning Co., Ltd. | Direct Air | DIR-09HP17DKO-230 | DIR-09HP17DKO-230 | DIR-09HP17DKI-230 |  | Voluntarily Certified | Single-split-system heat pumps | False | False | 9000 | 10000 | 16 | 14.3 | 8 | 7.5 | True | 5 | 33 | 10.9 |  | Blower Coil System | True | Conventional | 11/15/2023 |  | 12/14/2023
Hisense (Guangdong) Air Conditioning Co., Ltd. | Direct Air | DIR-12HP17DKO-230 | DIR-12HP17DKO-230 | DIR-12HP17DKI-230 |  | Voluntarily Certified | Single-split-system heat pumps | False | False | 12000 | 12500 | 16 | 14.3 | 8 | 7.5 | True | 5 | 33 | 10.5 |  | Blower Coil System | True | Conventional | 11/15/2023 |  | 12/14/2023
Hisense (Guangdong) Air Conditioning Co., Ltd. | Direct Air | DIR-09HP22DKO-ES | DIR-09HP22DKO-ES | DIR-09HP22DKI-ES |  | Voluntarily Certified | Single-split-system heat pumps | False | False | 9000 | 9000 | 22 | 14.3 | 9 | 7.5 | True | 5 | 33 | 13.7 |  | Blower Coil System | True | Conventional | 11/15/2023 |  | 12/14/2023
Hisense (Guangdong) Air Conditioning Co., Ltd. | INNOVAIR | WIN09H7H51(O) | WIN09H7H51(O) | WIN09H7H51(I) |  | Voluntarily Certified | Single-split-system heat pumps | False | False | 9000 | 10000 | 25.5 | 14.3 | 10.5 | 7.5 | True | 5 | 33 | 14.5 |  | Blower Coil System | True | Conventional | 11/15/2023 |  | 12/14/2023
Hisense (Guangdong) Air Conditioning Co., Ltd. | INNOVAIR | WIN12H7H51(O) | WIN12H7H51(O) | WIN12H7H51(I) |  | Voluntarily Certified | Single-split-system heat pumps | False | False | 12000 | 12000 | 23.5 | 14.3 | 9.5 | 7.5 | True | 5 | 33 | 12.7 |  | Blower Coil System | True | Conventional | 11/15/2023 |  | 12/14/2023
Hisense (Guangdong) Air Conditioning Co., Ltd. | INNOVAIR | WIN18H7H51(O) | WIN18H7H51(O) | WIN18H7H51(I) |  | Voluntarily Certified | Single-split-system heat pumps | False | False | 18000 | 19000 | 20.5 | 14.3 | 9.5 | 7.5 | True | 5 | 33 | 13.2 |  | Blower Coil System | True | Conventional | 11/15/2023 |  | 12/14/2023
Hisense (Guangdong) Air Conditioning Co., Ltd. | INNOVAIR | WIN24H7H51(O) | WIN24H7H51(O) | WIN24H7H51(I) |  | Voluntarily Certified | Single-split-system heat pumps | False | False | 24000 | 26000 | 21 | 14.3 | 10 | 7.5 | True | 5 | 33 | 12.5 |  | Blower Coil System | True | Conventional | 11/15/2023 |  | 12/14/2023
Hisense (Guangdong) Air Conditioning Co., Ltd. | INNOVAIR | WIN12H2V51(O) | WIN12H2V51(O) | WIN12H2V51(I) |  | Voluntarily Certified | Single-split-system heat pumps | False | False | 12000 | 12500 | 16 | 14.3 | 8 | 7.5 | True | 5 | 33 | 10.5 |  | Blower Coil System | True | Conventional | 11/15/2023 |  | 12/14/2023
Hisense (Guangdong) Air Conditioning Co., Ltd. | INNOVAIR | WIN18H2V51(O) | WIN18H2V51(O) | WIN18H2V51(I) |  | Voluntarily Certified | Single-split-system heat pumps | False | False | 18000 | 20000 | 17 | 14.3 | 8 | 7.5 | True | 6 | 33 | 10.6 |  | Blower Coil System | True | Conventional | 11/15/2023 |  | 12/14/2023
Hisense (Guangdong) Air Conditioning Co., Ltd. | INNOVAIR | WIN24H2V51(O) | WIN24H2V51(O) | WIN24H2V51(I) |  | Voluntarily Certified | Single-split-system heat pumps | False | False | 24000 | 24400 | 16.5 | 14.3 | 8 | 7.5 | True | 6 | 33 | 10.2 |  | Blower Coil System | True | Conventional | 11/15/2023 |  | 12/14/2023
Hisense (Guangdong) Air Conditioning Co., Ltd. | AIR-CON | ABZCI4H4S12 | ABZCI4H4S12 | ABZEM4H4S12 |  | Voluntarily Certified | Single-split-system heat pumps | False | False | 12000 | 12000 | 23.5 | 14.3 | 9.8 | 7.5 | True | 5 | 33 | 15.4 |  | Blower Coil System | True | Conventional | 11/15/2023 |  | 12/14/2023
Hisense (Guangdong) Air Conditioning Co., Ltd. | AIR-CON | ABXCI4H4S09 | ABXCI4H4S09 | ABXEM4H4S09 |  | Voluntarily Certified | Single-split-system heat pumps | False | False | 9000 | 9000 | 22 | 14.3 | 9 | 7.5 | True | 5 | 33 | 13.7 |  | Blower Coil System | True | Conventional | 11/15/2023 |  | 12/14/2023
Hisense (Guangdong) Air Conditioning Co., Ltd. | AIR-CON | ABXCI4H4S18 | ABXCI4H4S18 | ABXEM4H4S18 |  | Voluntarily Certified | Single-split-system heat pumps | False | False | 18000 | 17000 | 22.5 | 14.3 | 9.2 | 7.5 | True | 5 | 33 | 13 |  | Blower Coil System | True | Conventional | 11/15/2023 |  | 12/14/2023
Hisense (Guangdong) Air Conditioning Co., Ltd. | AIR-CON | ABXCI4H4S24 | ABXCI4H4S24 | ABXEM4H4S24 |  | Voluntarily Certified | Single-split-system heat pumps | False | False | 23000 | 23000 | 20.5 | 14.3 | 9 | 7.5 | True | 5 | 33 | 12.2 |  | Blower Coil System | True | Conventional | 11/15/2023 |  | 12/14/2023
Hisense (Guangdong) Air Conditioning Co., Ltd. | AIR-CON | ASLCI4H4S36 | ASLCI4H4S36 | ASLEC4H4S36 |  | Voluntarily Certified | Single-split-system heat pumps | False | False | 36000 | 36000 | 18 | 14.3 | 9.8 | 7.5 | True | 20 | 33 | 10.65 |  | Blower Coil System | True | Conventional | 11/15/2023 |  | 12/14/2023
Hisense (Guangdong) Air Conditioning Co., Ltd. | AIR-CON | ASLCI4H4S09 | ASLCI4H4S09 | ASLEC4H4S09 |  | Voluntarily Certified | Single-split-system heat pumps | False | False | 9000 | 10000 | 20.5 | 14.3 | 10 | 7.5 | True | 7 | 33 | 12.85 |  | Blower Coil System | True | Conventional | 11/15/2023 |  | 12/14/2023
Hisense (Guangdong) Air Conditioning Co., Ltd. | AIR-CON | ASLCI4H4S12 | ASLCI4H4S12 | ASLEK4H4S12 |  | Voluntarily Certified | Single-split-system heat pumps | False | False | 12000 | 12000 | 19 | 14.3 | 9 | 7.5 | True | 7 | 33 | 11 |  | Blower Coil System | True | Conventional | 11/15/2023 |  | 12/14/2023
Hisense (Guangdong) Air Conditioning Co., Ltd. | AIR-CON | ASLCI4H4S18 | ASLCI4H4S18 | ASLEC4H4S18 |  | Voluntarily Certified | Single-split-system heat pumps | False | False | 18000 | 18800 | 20.5 | 14.3 | 10 | 7.5 | True | 7 | 33 | 12.5 |  | Blower Coil System | True | Conventional | 11/15/2023 |  | 12/14/2023
Hisense (Guangdong) Air Conditioning Co., Ltd. | AIR-CON | ASLCI4H4S24 | ASLCI4H4S24 | ASLEC4H4S24 |  | Voluntarily Certified | Single-split-system heat pumps | False | False | 24000 | 26000 | 18.5 | 14.3 | 10 | 7.5 | True | 12 | 33 | 12.5 |  | Blower Coil System | True | Conventional | 11/15/2023 |  | 12/14/2023
Hisense (Guangdong) Air Conditioning Co., Ltd. | AIR-CON | ABHCI4H4S18 | ABHCI4H4S18 | ABHEM4H4S18 |  | Voluntarily Certified | Single-split-system heat pumps | False | False | 18000 | 19000 | 20.5 | 14.3 | 9.5 | 7.5 | True | 5 | 33 | 13.2 |  | Blower Coil System | True | Conventional | 11/15/2023 |  | 12/14/2023
Hisense (Guangdong) Air Conditioning Co., Ltd. | AIR-CON | ABHCI4H4S24 | ABHCI4H4S24 | ABHEM4H4S24 |  | Voluntarily Certified | Single-split-system heat pumps | False | False | 24000 | 26000 | 21 | 14.3 | 10 | 7.5 | True | 5 | 33 | 12.5 |  | Blower Coil System | True | Conventional | 11/15/2023 |  | 12/14/2023
Hisense (Guangdong) Air Conditioning Co., Ltd. | AIR-CON | ABHCI4H4S09 | ABHCI4H4S09 | ABHEM4H4S09 |  | Voluntarily Certified | Single-split-system heat pumps | False | False | 9000 | 10000 | 25.5 | 14.3 | 10.5 | 7.5 | True | 5 | 33 | 14.5 |  | Blower Coil System | True | Conventional | 11/15/2023 |  | 12/14/2023
Hisense (Guangdong) Air Conditioning Co., Ltd. | AIR-CON | ABHCI4H4S12 | ABHCI4H4S12 | ABHEM4H4S12 |  | Voluntarily Certified | Single-split-system heat pumps | False | False | 12000 | 12000 | 23.5 | 14.3 | 9.5 | 7.5 | True | 5 | 33 | 12.7 |  | Blower Coil System | True | Conventional | 11/15/2023 |  | 12/14/2023
Gree Electric Appliances Inc. of Zhuhai | Gree | GWH18AGDXF-D3DNA1A/O | GWH18AGDXF-D3DNA1A/O | GWH18AGDXF-D3DN***/I |  | Voluntarily Certified | Single-split-system heat pumps | False | False | 18000 | 18000 | 23.5 | 14.3 | 9 | 7.5 | False | 30 | 33 | 13 |  | Blower Coil System | True | Wall-Mount | 11/15/2023 |  | 12/14/2023
Gree Electric Appliances Inc. of Zhuhai | Gree | GWH18QD-D3DNA1G/O | GWH18QD-D3DNA1G/O | GWH18QD-D3DN***/I |  | Voluntarily Certified | Single-split-system heat pumps | False | False | 18000 | 19800 | 20 | 14.3 | 8.5 | 7.5 | True | 30 | 33 | 12.5 |  | Blower Coil System | True | Wall-Mount | 11/15/2023 |  | 12/14/2023
Gree Electric Appliances Inc. of Zhuhai | Gree | GWH24AUDXH-D6DNA1A/O | GWH24AUDXH-D6DNA1A/O | GWH24AUDXH-D6DN***/I |  | Voluntarily Certified | Single-split-system heat pumps | False | False | 22000 | 24000 | 24 | 14.3 | 9 | 7.5 | False | 30 | 33 | 13.1 |  | Blower Coil System | True | Wall-Mount | 11/15/2023 |  | 12/14/2023
Gree Electric Appliances Inc. of Zhuhai | York | DHP24CSB22S | DHP24CSB22S | DHP24NWB22S |  | Voluntarily Certified | Single-split-system heat pumps | False | False | 22000 | 24000 | 18 | 14.3 | 8.5 | 7.5 | False | 30 | 33 | 11.6 |  | Blower Coil System | True | Wall-Mount | 11/15/2023 |  | 12/14/2023
Gree Electric Appliances Inc. of Zhuhai | York | DHP12CSB22S | DHP12CSB22S | DHP12NWB22S |  | Voluntarily Certified | Single-split-system heat pumps | False | False | 11700 | 12000 | 16.5 | 14.3 | 8.5 | 7.5 | True | 30 | 33 | 8.7 |  | Blower Coil System | True | Wall-Mount | 11/15/2023 |  | 12/14/2023
Gree Electric Appliances Inc. of Zhuhai | Luxaire | DHP12CSB22S | DHP12CSB22S | DHP12NWB22S |  | Voluntarily Certified | Single-split-system heat pumps | False | False | 11700 | 12000 | 16.5 | 14.3 | 8.5 | 7.5 | True | 30 | 33 | 8.7 |  | Blower Coil System | True | Wall-Mount | 11/15/2023 |  | 12/14/2023
Gree Electric Appliances Inc. of Zhuhai | Luxaire | DHP24CSB22S | DHP24CSB22S | DHP24NWB22S |  | Voluntarily Certified | Single-split-system heat pumps | False | False | 22000 | 24000 | 18 | 14.3 | 8.5 | 7.5 | False | 30 | 33 | 11.6 |  | Blower Coil System | True | Wall-Mount | 11/15/2023 |  | 12/14/2023
Gree Electric Appliances Inc. of Zhuhai | Coleman | DHP24CSB22S | DHP24CSB22S | DHP24NWB22S |  | Voluntarily Certified | Single-split-system heat pumps | False | False | 22000 | 24000 | 18 | 14.3 | 8.5 | 7.5 | False | 30 | 33 | 11.6 |  | Blower Coil System | True | Wall-Mount | 11/15/2023 |  | 12/14/2023
Gree Electric Appliances Inc. of Zhuhai | Coleman | DHP12CSB22S | DHP12CSB22S | DHP12NWB22S |  | Voluntarily Certified | Single-split-system heat pumps | False | False | 11700 | 12000 | 16.5 | 14.3 | 8.5 | 7.5 | True | 30 | 33 | 8.7 |  | Blower Coil System | True | Wall-Mount | 11/15/2023 |  | 12/14/2023
Gree Electric Appliances Inc. of Zhuhai | Champion | DHX09CSB11S | DHX09CSB11S | DHX09NWB11S |  | Voluntarily Certified | Single-split-system heat pumps | False | False | 9000 | 9900 | 23 | 14.3 | 9.4 | 7.5 | True | 30 | 33 | 13 |  | Blower Coil System | True | Wall-Mount | 11/15/2023 |  | 12/14/2023
Gree Electric Appliances Inc. of Zhuhai | Champion | DHX18CSB21S | DHX18CSB21S | DHX18NWB21S |  | Voluntarily Certified | Single-split-system heat pumps | False | False | 18000 | 19800 | 20 | 14.3 | 8.5 | 7.5 | True | 30 | 33 | 12.5 |  | Blower Coil System | True | Wall-Mount | 11/15/2023 |  | 12/14/2023
Gree Electric Appliances Inc. of Zhuhai | Champion | DHP12CSB22S | DHP12CSB22S | DHP12NWB22S |  | Voluntarily Certified | Single-split-system heat pumps | False | False | 11700 | 12000 | 16.5 | 14.3 | 8.5 | 7.5 | True | 30 | 33 | 8.7 |  | Blower Coil System | True | Wall-Mount | 11/15/2023 |  | 12/14/2023
Gree Electric Appliances Inc. of Zhuhai | Champion | DHP24CSB22S | DHP24CSB22S | DHP24NWB22S |  | Voluntarily Certified | Single-split-system heat pumps | False | False | 22000 | 24000 | 18 | 14.3 | 8.5 | 7.5 | False | 30 | 33 | 11.6 |  | Blower Coil System | True | Wall-Mount | 11/15/2023 |  | 12/14/2023
Gree Electric Appliances Inc. of Zhuhai | SMARTFLEX | DHX09CSB11S | DHX09CSB11S | DHX09NWB11S |  | Voluntarily Certified | Single-split-system heat pumps | False | False | 9000 | 9900 | 23 | 14.3 | 9.4 | 7.5 | True | 30 | 33 | 13 |  | Blower Coil System | True | Wall-Mount | 11/15/2023 |  | 12/14/2023
Gree Electric Appliances Inc. of Zhuhai | SMARTFLEX | DHX18CSB21S | DHX18CSB21S | DHX18NWB21S |  | Voluntarily Certified | Single-split-system heat pumps | False | False | 18000 | 19800 | 20 | 14.3 | 8.5 | 7.5 | True | 30 | 33 | 12.5 |  | Blower Coil System | True | Wall-Mount | 11/15/2023 |  | 12/14/2023
Gree Electric Appliances Inc. of Zhuhai | SMARTFLEX | DHP12CSB22S | DHP12CSB22S | DHP12NWB22S |  | Voluntarily Certified | Single-split-system heat pumps | False | False | 11700 | 12000 | 16.5 | 14.3 | 8.5 | 7.5 | True | 30 | 33 | 8.7 |  | Blower Coil System | True | Wall-Mount | 11/15/2023 |  | 12/14/2023
Gree Electric Appliances Inc. of Zhuhai | SMARTFLEX | DHP24CSB22S | DHP24CSB22S | DHP24NWB22S |  | Voluntarily Certified | Single-split-system heat pumps | False | False | 22000 | 24000 | 18 | 14.3 | 8.5 | 7.5 | False | 30 | 33 | 11.6 |  | Blower Coil System | True | Wall-Mount | 11/15/2023 |  | 12/14/2023
Gree Electric Appliances Inc. of Zhuhai | COLEMAN BY JOHNSON CONTROLS | DHX09CSB11S | DHX09CSB11S | DHX09NWB11S |  | Voluntarily Certified | Single-split-system heat pumps | False | False | 9000 | 9900 | 23 | 14.3 | 9.4 | 7.5 | True | 30 | 33 | 13 |  | Blower Coil System | True | Wall-Mount | 11/15/2023 |  | 12/14/2023
Gree Electric Appliances Inc. of Zhuhai | COLEMAN BY JOHNSON CONTROLS | DHX18CSB21S | DHX18CSB21S | DHX18NWB21S |  | Voluntarily Certified | Single-split-system heat pumps | False | False | 18000 | 19800 | 20 | 14.3 | 8.5 | 7.5 | True | 30 | 33 | 12.5 |  | Blower Coil System | True | Wall-Mount | 11/15/2023 |  | 12/14/2023
Gree Electric Appliances Inc. of Zhuhai | LUXAIRE BY JOHNSON CONTROLS | DHX18CSB21S | DHX18CSB21S | DHX18NWB21S |  | Voluntarily Certified | Single-split-system heat pumps | False | False | 18000 | 19800 | 20 | 14.3 | 8.5 | 7.5 | True | 30 | 33 | 12.5 |  | Blower Coil System | True | Wall-Mount | 11/15/2023 |  | 12/14/2023
Gree Electric Appliances Inc. of Zhuhai | LUXAIRE BY JOHNSON CONTROLS | DHX09CSB11S | DHX09CSB11S | DHX09NWB11S |  | Voluntarily Certified | Single-split-system heat pumps | False | False | 9000 | 9900 | 23 | 14.3 | 9.4 | 7.5 | True | 30 | 33 | 13 |  | Blower Coil System | True | Wall-Mount | 11/15/2023 |  | 12/14/2023
Gree Electric Appliances Inc. of Zhuhai | YORK BY JOHNSON CONTROLS | DHX09CSB11S | DHX09CSB11S | DHX09NWB11S |  | Voluntarily Certified | Single-split-system heat pumps | False | False | 9000 | 9900 | 23 | 14.3 | 9.4 | 7.5 | True | 30 | 33 | 13 |  | Blower Coil System | True | Wall-Mount | 11/15/2023 |  | 12/14/2023
Gree Electric Appliances Inc. of Zhuhai | YORK BY JOHNSON CONTROLS | DHX18CSB21S | DHX18CSB21S | DHX18NWB21S |  | Voluntarily Certified | Single-split-system heat pumps | False | False | 18000 | 19800 | 20 | 14.3 | 8.5 | 7.5 | True | 30 | 33 | 12.5 |  | Blower Coil System | True | Wall-Mount | 11/15/2023 |  | 12/14/2023
Gree Electric Appliances Inc. of Zhuhai | GUARDIAN BY JOHNSON CONTROLS | DHX09CSB11S | DHX09CSB11S | DHX09NWB11S |  | Voluntarily Certified | Single-split-system heat pumps | False | False | 9000 | 9900 | 23 | 14.3 | 9.4 | 7.5 | True | 30 | 33 | 13 |  | Blower Coil System | True | Wall-Mount | 11/15/2023 |  | 12/14/2023
Gree Electric Appliances Inc. of Zhuhai | GUARDIAN BY JOHNSON CONTROLS | DHX18CSB21S | DHX18CSB21S | DHX18NWB21S |  | Voluntarily Certified | Single-split-system heat pumps | False | False | 18000 | 19800 | 20 | 14.3 | 8.5 | 7.5 | True | 30 | 33 | 12.5 |  | Blower Coil System | True | Wall-Mount | 11/15/2023 |  | 12/14/2023
Gree Electric Appliances Inc. of Zhuhai | VARIABLE SPEED DUCTLESS SPLITS | DLCCHR18K1A | DLCCHR18K1A | DLFCHB18K1A |  | Voluntarily Certified | Single-split-system heat pumps | False | False | 18000 | 19800 | 20 | 14.3 | 8.5 | 7.5 | True | 30 | 33 | 12.5 |  | Blower Coil System | True | Wall-Mount | 11/15/2023 |  | 12/14/2023
Gree Electric Appliances Inc. of Zhuhai | Lennox | LI009HO-380P432 | LI009HO-380P432 | LI009HI-380P432 |  | Voluntarily Certified | Single-split-system heat pumps | False | False | 9000 | 9000 | 27 | 14.3 | 11 | 7.5 | True | 30 | 33 | 16.6 |  | Blower Coil System | True | Wall-Mount | 11/15/2023 |  | 12/14/2023
Gree Electric Appliances Inc. of Zhuhai | Lennox | LI018HO-210P432 | LI018HO-210P432 | LI018HI-210P432 |  | Voluntarily Certified | Single-split-system heat pumps | False | False | 18000 | 18000 | 18 | 14.3 | 8 | 7.5 | False | 30 | 33 | 10.55 |  | Blower Coil System | True | Wall-Mount | 11/15/2023 |  | 12/14/2023
Gree Electric Appliances Inc. of Zhuhai | Reznor | GXH09(2.6)LSA4DH | GXH09(2.6)LSA4DH | GHH09(2.6)LUA4DH |  | Voluntarily Certified | Single-split-system heat pumps | False | False | 9000 | 9900 | 23 | 14.3 | 9.4 | 7.5 | True | 30 | 33 | 13 |  | Blower Coil System | True | Wall-Mount | 11/15/2023 |  | 12/14/2023
Gree Electric Appliances Inc. of Zhuhai | Reznor | GXH18(5.3)LSK4DH | GXH18(5.3)LSK4DH | GHH18(5.3)LUK4DH |  | Voluntarily Certified | Single-split-system heat pumps | False | False | 18000 | 19800 | 20 | 14.3 | 8.5 | 7.5 | True | 30 | 33 | 12.5 |  | Blower Coil System | True | Wall-Mount | 11/15/2023 |  | 12/14/2023
Gree Electric Appliances Inc. of Zhuhai | Airtemp | GXH09(2.6)LSA4DH | GXH09(2.6)LSA4DH | GHH09(2.6)LUA4DH |  | Voluntarily Certified | Single-split-system heat pumps | False | False | 9000 | 9900 | 23 | 14.3 | 9.4 | 7.5 | True | 30 | 33 | 13 |  | Blower Coil System | True | Wall-Mount | 11/15/2023 |  | 12/14/2023
Gree Electric Appliances Inc. of Zhuhai | Airtemp | GXH18(5.3)LSK4DH | GXH18(5.3)LSK4DH | GHH18(5.3)LUK4DH |  | Voluntarily Certified | Single-split-system heat pumps | False | False | 18000 | 19800 | 20 | 14.3 | 8.5 | 7.5 | True | 30 | 33 | 12.5 |  | Blower Coil System | True | Wall-Mount | 11/15/2023 |  | 12/14/2023
Gree Electric Appliances Inc. of Zhuhai | Airtemp | GXH12(3.5)LSK4DL2 | GXH12(3.5)LSK4DL2 | GHH12(3.5)LSK4DL2 |  | Voluntarily Certified | Single-split-system heat pumps | False | False | 11700 | 12000 | 16.5 | 14.3 | 8.5 | 7.5 | True | 30 | 33 | 8.7 |  | Blower Coil System | True | Wall-Mount | 11/15/2023 |  | 12/14/2023
Gree Electric Appliances Inc. of Zhuhai | Airtemp | GXH24(7.0)LSK4DL2 | GXH24(7.0)LSK4DL2 | GHH24(7.0)LSK4DL2 |  | Voluntarily Certified | Single-split-system heat pumps | False | False | 22000 | 24000 | 18 | 14.3 | 8.5 | 7.5 | False | 30 | 33 | 11.6 |  | Blower Coil System | True | Wall-Mount | 11/15/2023 |  | 12/14/2023
Gree Electric Appliances Inc. of Zhuhai | AireForce | GXH09(2.6)LSA4DH | GXH09(2.6)LSA4DH | GHH09(2.6)LUA4DH |  | Voluntarily Certified | Single-split-system heat pumps | False | False | 9000 | 9900 | 23 | 14.3 | 9.4 | 7.5 | True | 30 | 33 | 13 |  | Blower Coil System | True | Wall-Mount | 11/15/2023 |  | 12/14/2023
Gree Electric Appliances Inc. of Zhuhai | AireForce | GXH18(5.3)LSK4DH | GXH18(5.3)LSK4DH | GHH18(5.3)LUK4DH |  | Voluntarily Certified | Single-split-system heat pumps | False | False | 18000 | 19800 | 20 | 14.3 | 8.5 | 7.5 | True | 30 | 33 | 12.5 |  | Blower Coil System | True | Wall-Mount | 11/15/2023 |  | 12/14/2023
Gree Electric Appliances Inc. of Zhuhai | AireForce | GXH12(3.5)LSK4DL2 | GXH12(3.5)LSK4DL2 | GHH12(3.5)LSK4DL2 |  | Voluntarily Certified | Single-split-system heat pumps | False | False | 11700 | 12000 | 16.5 | 14.3 | 8.5 | 7.5 | True | 30 | 33 | 8.7 |  | Blower Coil System | True | Wall-Mount | 11/15/2023 |  | 12/14/2023
Gree Electric Appliances Inc. of Zhuhai | AireForce | GXH24(7.0)LSK4DL2 | GXH24(7.0)LSK4DL2 | GHH24(7.0)LSK4DL2 |  | Voluntarily Certified | Single-split-system heat pumps | False | False | 22000 | 24000 | 18 | 14.3 | 8.5 | 7.5 | False | 30 | 33 | 11.6 |  | Blower Coil System | True | Wall-Mount | 11/15/2023 |  | 12/14/2023
Gree Electric Appliances Inc. of Zhuhai | Gibson | GXH09(2.6)LSA4DH | GXH09(2.6)LSA4DH | GHH09(2.6)LUA4DH |  | Voluntarily Certified | Single-split-system heat pumps | False | False | 9000 | 9900 | 23 | 14.3 | 9.4 | 7.5 | True | 30 | 33 | 13 |  | Blower Coil System | True | Wall-Mount | 11/15/2023 |  | 12/14/2023
Gree Electric Appliances Inc. of Zhuhai | Gibson | GXH09(2.6)LSA4DH | GXH09(2.6)LSA4DH | GHH09(2.6)LSA4DH |  | Voluntarily Certified | Single-split-system heat pumps | False | False | 9000 | 9900 | 23 | 14.3 | 9.4 | 7.5 | True | 30 | 33 | 13 |  | Blower Coil System | True | Wall-Mount | 11/15/2023 |  | 12/14/2023
Gree Electric Appliances Inc. of Zhuhai | Gibson | GXH18(5.3)LSK4DH | GXH18(5.3)LSK4DH | GHH18(5.3)LUK4DH |  | Voluntarily Certified | Single-split-system heat pumps | False | False | 18000 | 19800 | 20 | 14.3 | 8.5 | 7.5 | True | 30 | 33 | 12.5 |  | Blower Coil System | True | Wall-Mount | 11/15/2023 |  | 12/14/2023
Gree Electric Appliances Inc. of Zhuhai | Gibson | GXH12(3.5)LSK4DL2 | GXH12(3.5)LSK4DL2 | GHH12(3.5)LSK4DL2 |  | Voluntarily Certified | Single-split-system heat pumps | False | False | 11700 | 12000 | 16.5 | 14.3 | 8.5 | 7.5 | True | 30 | 33 | 8.7 |  | Blower Coil System | True | Wall-Mount | 11/15/2023 |  | 12/14/2023
Gree Electric Appliances Inc. of Zhuhai | Gibson | GXH24(7.0)LSK4DL2 | GXH24(7.0)LSK4DL2 | GHH24(7.0)LSK4DL2 |  | Voluntarily Certified | Single-split-system heat pumps | False | False | 22000 | 24000 | 18 | 14.3 | 8.5 | 7.5 | False | 30 | 33 | 11.6 |  | Blower Coil System | True | Wall-Mount | 11/15/2023 |  | 12/14/2023
Gree Electric Appliances Inc. of Zhuhai | Trane | 4TXK3824A10NU** | 4TXK3824A10NU** | 4MXW3824A10NU** |  | Voluntarily Certified | Single-split-system heat pumps | False | False | 22000 | 24000 | 21.5 | 14.3 | 9.5 | 7.5 | True | 30 | 33 | 13 |  | Blower Coil System | True | Wall-Mount | 11/15/2023 |  | 12/14/2023
Gree Electric Appliances Inc. of Zhuhai | Trane | 4TXK1712A10N0** | 4TXK1712A10N0** | 4MXW1712A10N0** |  | Voluntarily Certified | Single-split-system heat pumps | False | False | 11700 | 12000 | 16.5 | 14.3 | 8.5 | 7.5 | True | 30 | 33 | 8.7 |  | Blower Coil System | True | Wall-Mount | 11/15/2023 |  | 12/14/2023
Gree Electric Appliances Inc. of Zhuhai | Trane | 4TXK1724A10N0** | 4TXK1724A10N0** | 4MXW1724A10N0** |  | Voluntarily Certified | Single-split-system heat pumps | False | False | 22000 | 24000 | 18 | 14.3 | 8.5 | 7.5 | False | 30 | 33 | 11.6 |  | Blower Coil System | True | Wall-Mount | 11/15/2023 |  | 12/14/2023
Gree Electric Appliances Inc. of Zhuhai | AMERICAN STANDARD | 4TXK1724A10N0** | 4TXK1724A10N0** | 4MXW1724A10N0** |  | Voluntarily Certified | Single-split-system heat pumps | False | False | 22000 | 24000 | 18 | 14.3 | 8.5 | 7.5 | False | 30 | 33 | 11.6 |  | Blower Coil System | True | Wall-Mount | 11/15/2023 |  | 12/14/2023
Gree Electric Appliances Inc. of Zhuhai | AMERICAN STANDARD | 4TXK1712A10N0** | 4TXK1712A10N0** | 4MXW1712A10N0** |  | Voluntarily Certified | Single-split-system heat pumps | False | False | 11700 | 12000 | 16.5 | 14.3 | 8.5 | 7.5 | True | 30 | 33 | 8.7 |  | Blower Coil System | True | Wall-Mount | 11/15/2023 |  | 12/14/2023
Gree Electric Appliances Inc. of Zhuhai | AMERICAN STANDARD | 4TXK3824A10NU** | 4TXK3824A10NU** | 4MXW3824A10NU** |  | Voluntarily Certified | Single-split-system heat pumps | False | False | 22000 | 24000 | 21.5 | 14.3 | 9.5 | 7.5 | True | 30 | 33 | 13 |  | Blower Coil System | True | Wall-Mount | 11/15/2023 |  | 12/14/2023
Gree Electric Appliances Inc. of Zhuhai | AMERISTAR | M4THS1724A11N** | M4THS1724A11N** | M4MHW1724A1N0** |  | Voluntarily Certified | Single-split-system heat pumps | False | False | 22000 | 24000 | 18 | 14.3 | 8.5 | 7.5 | False | 30 | 33 | 11.6 |  | Blower Coil System | True | Wall-Mount | 11/15/2023 |  | 12/14/2023
Gree Electric Appliances Inc. of Zhuhai | AMERISTAR | M4THS1712A11N** | M4THS1712A11N** | M4MHW1712A1N0** |  | Voluntarily Certified | Single-split-system heat pumps | False | False | 11700 | 12000 | 16.5 | 14.3 | 8.5 | 7.5 | True | 30 | 33 | 8.7 |  | Blower Coil System | True | Wall-Mount | 11/15/2023 |  | 12/14/2023
Gree Electric Appliances Inc. of Zhuhai | RunTru | M4THS1712A11N** | M4THS1712A11N** | M4MHW1712A1N0** |  | Voluntarily Certified | Single-split-system heat pumps | False | False | 11700 | 12000 | 16.5 | 14.3 | 8.5 | 7.5 | True | 30 | 33 | 8.7 |  | Blower Coil System | True | Wall-Mount | 11/15/2023 |  | 12/14/2023
Gree Electric Appliances Inc. of Zhuhai | RunTru | M4THS1724A11N** | M4THS1724A11N** | M4MHW1724A1N0** |  | Voluntarily Certified | Single-split-system heat pumps | False | False | 22000 | 24000 | 18 | 14.3 | 8.5 | 7.5 | False | 30 | 33 | 11.6 |  | Blower Coil System | True | Wall-Mount | 11/15/2023 |  | 12/14/2023
Gree Electric Appliances Inc. of Zhuhai | Classic | GRHARC18AS2 | GRHARC18AS2 | GWHARC18S2 |  | Voluntarily Certified | Single-split-system heat pumps | False | False | 18000 | 18000 | 20 | 14.3 | 8.5 | 7.5 | False | 30 | 33 | 10.9 |  | Blower Coil System | True | Wall-Mount | 11/15/2023 |  | 12/14/2023
Gree Electric Appliances Inc. of Zhuhai | TGM | GRHART18AS2 | GRHART18AS2 | GWHART18S2 |  | Voluntarily Certified | Single-split-system heat pumps | False | False | 18000 | 18000 | 20 | 14.3 | 8.5 | 7.5 | False | 30 | 33 | 10.9 |  | Blower Coil System | True | Wall-Mount | 11/15/2023 |  | 12/14/2023
Gree Electric Appliances Inc. of Zhuhai | Daikin | RXS09TL116 | RXS09TL116 | FTXS09TL116 |  | Voluntarily Certified | Single-split-system heat pumps | False | False | 9000 | 9900 | 23 | 14.3 | 9.4 | 7.5 | True | 30 | 33 | 13 |  | Blower Coil System | True | Wall-Mount | 11/15/2023 |  | 12/14/2023
Gree Electric Appliances Inc. of Zhuhai | Daikin | RXS09TL116 | RXS09TL116 | FTXS09TL116-3 |  | Voluntarily Certified | Single-split-system heat pumps | False | False | 9000 | 9900 | 23 | 14.3 | 9.4 | 7.5 | True | 30 | 33 | 13 |  | Blower Coil System | True | Wall-Mount | 11/15/2023 |  | 12/14/2023
Gree Electric Appliances Inc. of Zhuhai | C&H | GWH18QD-D3DNA1G/O | GWH18QD-D3DNA1G/O | GWH18QD-D3DNA1G/I |  | Voluntarily Certified | Single-split-system heat pumps | False | False | 18000 | 19800 | 20 | 14.3 | 8.5 | 7.5 | True | 30 | 33 | 12.5 |  | Blower Coil System | True | Wall-Mount | 11/15/2023 |  | 12/14/2023
Gree Electric Appliances Inc. of Zhuhai | C&H | GWH09QC-A3DNA1D/O | GWH09QC-A3DNA1D/O | GWH09QC-A3DNA1D/I |  | Voluntarily Certified | Single-split-system heat pumps | False | False | 9000 | 9900 | 23 | 14.3 | 9.4 | 7.5 | True | 30 | 33 | 13 |  | Blower Coil System | True | Wall-Mount | 11/15/2023 |  | 12/14/2023
Gree Electric Appliances Inc. of Zhuhai | C&H | CH18VCT230VO | CH18VCT230VO | CH18VCT230VI |  | Voluntarily Certified | Single-split-system heat pumps | False | False | 18000 | 19800 | 20 | 14.3 | 8.5 | 7.5 | True | 30 | 33 | 12.5 |  | Blower Coil System | True | Wall-Mount | 11/15/2023 |  | 12/14/2023
Gree Electric Appliances Inc. of Zhuhai | C&H | CH09VCT115VO | CH09VCT115VO | CH09VCT115VI |  | Voluntarily Certified | Single-split-system heat pumps | False | False | 9000 | 9900 | 23 | 14.3 | 9.4 | 7.5 | True | 30 | 33 | 13 |  | Blower Coil System | True | Wall-Mount | 11/15/2023 |  | 12/14/2023
Gree Electric Appliances Inc. of Zhuhai | Mirage | OAEH181A | OAEH181A | IAEH181A |  | Voluntarily Certified | Single-split-system heat pumps | False | False | 18000 | 19800 | 20 | 14.3 | 8.5 | 7.5 | True | 30 | 33 | 12.5 |  | Blower Coil System | True | Wall-Mount | 11/15/2023 |  | 12/14/2023
Gree Electric Appliances Inc. of Zhuhai | Friedrich | MRAD09Y1J | MRAD09Y1J | MWAD09Y1J |  | Voluntarily Certified | Single-split-system heat pumps | False | False | 9000 | 9900 | 23 | 14.3 | 9.4 | 7.5 | True | 30 | 33 | 13 |  | Blower Coil System | True | Wall-Mount | 11/15/2023 |  | 12/14/2023
Gree Electric Appliances Inc. of Zhuhai | Friedrich | MRAD18Y3J | MRAD18Y3J | MWAD18Y3J |  | Voluntarily Certified | Single-split-system heat pumps | False | False | 18000 | 19800 | 20 | 14.3 | 8.5 | 7.5 | True | 30 | 33 | 12.5 |  | Blower Coil System | True | Wall-Mount | 11/15/2023 |  | 12/14/2023
Gree Electric Appliances Inc. of Zhuhai | FOREST AIR | FGH-18ES/E23-O | FGH-18ES/E23-O | FGH-18ES/E23-I |  | Voluntarily Certified | Single-split-system heat pumps | False | False | 18000 | 19800 | 20 | 14.3 | 8.5 | 7.5 | True | 30 | 33 | 12.5 |  | Blower Coil System | True | Wall-Mount | 11/15/2023 |  | 12/14/2023
Gree Electric Appliances Inc. of Zhuhai | BOREAL | BRS12HPJ1OB | BRS12HPJ1OB | BRS12HPJ1IB |  | Voluntarily Certified | Single-split-system heat pumps | False | False | 11700 | 12000 | 16.5 | 14.3 | 8.5 | 7.5 | True | 30 | 33 | 8.7 |  | Blower Coil System | True | Wall-Mount | 11/15/2023 |  | 12/14/2023
Gree Electric Appliances Inc. of Zhuhai | BOREAL | BRS24HPJ1OB | BRS24HPJ1OB | BRS24HPJ1IB |  | Voluntarily Certified | Single-split-system heat pumps | False | False | 22000 | 24000 | 18 | 14.3 | 8.5 | 7.5 | False | 30 | 33 | 11.6 |  | Blower Coil System | True | Wall-Mount | 11/15/2023 |  | 12/14/2023
Gree Electric Appliances Inc. of Zhuhai | BOREAL | EQX18HPJ1OB | EQX18HPJ1OB | EQX18HPJ1IB |  | Voluntarily Certified | Single-split-system heat pumps | False | False | 18000 | 19800 | 20 | 14.3 | 8.5 | 7.5 | True | 30 | 33 | 12.5 |  | Blower Coil System | True | Wall-Mount | 11/15/2023 |  | 12/14/2023
Gree Electric Appliances Inc. of Zhuhai | AC PRO.COM | AWH09QC-A3DNA1D/O | AWH09QC-A3DNA1D/O | AWH09QC-A3DNA3D/I |  | Voluntarily Certified | Single-split-system heat pumps | False | False | 9000 | 9900 | 23 | 14.3 | 9.4 | 7.5 | True | 30 | 33 | 13 |  | Blower Coil System | True | Wall-Mount | 11/15/2023 |  | 12/14/2023
Gree Electric Appliances Inc. of Zhuhai | AC PRO.COM | AWH18QD-D3DNA1G/O | AWH18QD-D3DNA1G/O | AWH18QD-D3DNA3G/I |  | Voluntarily Certified | Single-split-system heat pumps | False | False | 18000 | 19800 | 20 | 14.3 | 8.5 | 7.5 | True | 30 | 33 | 12.5 |  | Blower Coil System | True | Wall-Mount | 11/15/2023 |  | 12/14/2023
Gree Electric Appliances Inc. of Zhuhai | ACD | OCD18KCH20S-O | OCD18KCH20S-O | OCD18KCH20S-I |  | Voluntarily Certified | Single-split-system heat pumps | False | False | 18000 | 19800 | 20 | 14.3 | 8.5 | 7.5 | True | 30 | 33 | 12.5 |  | Blower Coil System | True | Wall-Mount | 11/15/2023 |  | 12/14/2023
Gree Electric Appliances Inc. of Zhuhai | ACD | PUD24KCH24S-O | PUD24KCH24S-O | PUD24KCH24S-I |  | Voluntarily Certified | Single-split-system heat pumps | False | False | 22000 | 24000 | 24.5 | 14.3 | 9.5 | 7.5 | True | 30 | 33 | 13.1 |  | Blower Coil System | True | Wall-Mount | 11/15/2023 |  | 12/14/2023
Gree Electric Appliances Inc. of Zhuhai | WABBAN | BB18HQ2A3DO | BB18HQ2A3DO | BB18HQ2A3DI |  | Voluntarily Certified | Single-split-system heat pumps | False | False | 18000 | 19800 | 20 | 14.3 | 8.5 | 7.5 | True | 30 | 33 | 12.5 |  | Blower Coil System | True | Wall-Mount | 11/15/2023 |  | 12/14/2023
Gree Electric Appliances Inc. of Zhuhai | WABBAN | BB24HXP2A1DO | BB24HXP2A1DO | BB24HXP2A1DI |  | Voluntarily Certified | Single-split-system heat pumps | False | False | 22000 | 24000 | 24.5 | 14.3 | 9.5 | 7.5 | True | 30 | 33 | 13.1 |  | Blower Coil System | True | Wall-Mount | 11/15/2023 |  | 12/14/2023
Gree Electric Appliances Inc. of Zhuhai | WABBAN | BB18HXP2A1DO | BB18HXP2A1DO | BB18HXP2A1DI |  | Voluntarily Certified | Single-split-system heat pumps | False | False | 18000 | 18000 | 23.5 | 14.3 | 9 | 7.5 | False | 30 | 33 | 13 |  | Blower Coil System | True | Wall-Mount | 11/15/2023 |  | 12/14/2023
Gree Electric Appliances Inc. of Zhuhai | ACIQ | SC-09ZPL-HP230 | SC-09ZPL-HP230 | SC-09WPL-HP230 |  | Voluntarily Certified | Single-split-system heat pumps | False | False | 9000 | 9000 | 27 | 14.3 | 11 | 7.5 | True | 30 | 33 | 16.6 |  | Blower Coil System | True | Wall-Mount | 11/15/2023 |  | 12/14/2023
Gree Electric Appliances Inc. of Zhuhai | ACIQ | SC-24ZGLD-HP230 | SC-24ZGLD-HP230 | SC-24WGLD-HP230 |  | Voluntarily Certified | Single-split-system heat pumps | False | False | 22000 | 24000 | 24.5 | 14.3 | 9.5 | 7.5 | True | 30 | 33 | 13.1 |  | Blower Coil System | True | Wall-Mount | 11/15/2023 |  | 12/14/2023
Gree Electric Appliances Inc. of Zhuhai | ACIQ | SC-18ZGLD-HP230 | SC-18ZGLD-HP230 | SC-18WGLD-HP230 |  | Voluntarily Certified | Single-split-system heat pumps | False | False | 18000 | 19800 | 20 | 14.3 | 8.5 | 7.5 | True | 30 | 33 | 12.5 |  | Blower Coil System | True | Wall-Mount | 11/15/2023 |  | 12/14/2023
Gree Electric Appliances Inc. of Zhuhai | DIYCOOL | SC-09ZPL-HP230 | SC-09ZPL-HP230 | SC-09WPL-HP230 |  | Voluntarily Certified | Single-split-system heat pumps | False | False | 9000 | 9000 | 27 | 14.3 | 11 | 7.5 | True | 30 | 33 | 16.6 |  | Blower Coil System | True | Wall-Mount | 11/15/2023 |  | 12/14/2023
Gree Electric Appliances Inc. of Zhuhai | DIYCOOL | SC-24ZGLD-HP230 | SC-24ZGLD-HP230 | SC-24WGLD-HP230 |  | Voluntarily Certified | Single-split-system heat pumps | False | False | 22000 | 24000 | 24.5 | 14.3 | 9.5 | 7.5 | True | 30 | 33 | 13.1 |  | Blower Coil System | True | Wall-Mount | 11/15/2023 |  | 12/14/2023
Gree Electric Appliances Inc. of Zhuhai | DIYCOOL | SC-18ZGLD-HP230 | SC-18ZGLD-HP230 | SC-18WGLD-HP230 |  | Voluntarily Certified | Single-split-system heat pumps | False | False | 18000 | 19800 | 20 | 14.3 | 8.5 | 7.5 | True | 30 | 33 | 12.5 |  | Blower Coil System | True | Wall-Mount | 11/15/2023 |  | 12/14/2023
Gree Electric Appliances Inc. of Zhuhai | 1HVAC | SC-09ZPL-HP230 | SC-09ZPL-HP230 | SC-09WPL-HP230 |  | Voluntarily Certified | Single-split-system heat pumps | False | False | 9000 | 9000 | 27 | 14.3 | 11 | 7.5 | True | 30 | 33 | 16.6 |  | Blower Coil System | True | Wall-Mount | 11/15/2023 |  | 12/14/2023
Gree Electric Appliances Inc. of Zhuhai | 1HVAC | SC-24ZGLD-HP230 | SC-24ZGLD-HP230 | SC-24WGLD-HP230 |  | Voluntarily Certified | Single-split-system heat pumps | False | False | 22000 | 24000 | 24.5 | 14.3 | 9.5 | 7.5 | True | 30 | 33 | 13.1 |  | Blower Coil System | True | Wall-Mount | 11/15/2023 |  | 12/14/2023
Gree Electric Appliances Inc. of Zhuhai | 1HVAC | SC-18ZGLD-HP230 | SC-18ZGLD-HP230 | SC-18WGLD-HP230 |  | Voluntarily Certified | Single-split-system heat pumps | False | False | 18000 | 19800 | 20 | 14.3 | 8.5 | 7.5 | True | 30 | 33 | 12.5 |  | Blower Coil System | True | Wall-Mount | 11/15/2023 |  | 12/14/2023
Gree Electric Appliances Inc. of Zhuhai | Stealth Comfort | SC-09ZPL-HP230 | SC-09ZPL-HP230 | SC-09WPL-HP230 |  | Voluntarily Certified | Single-split-system heat pumps | False | False | 9000 | 9000 | 27 | 14.3 | 11 | 7.5 | True | 30 | 33 | 16.6 |  | Blower Coil System | True | Wall-Mount | 11/15/2023 |  | 12/14/2023
Gree Electric Appliances Inc. of Zhuhai | Stealth Comfort | SC-24ZGLD-HP230 | SC-24ZGLD-HP230 | SC-24WGLD-HP230 |  | Voluntarily Certified | Single-split-system heat pumps | False | False | 22000 | 24000 | 24.5 | 14.3 | 9.5 | 7.5 | True | 30 | 33 | 13.1 |  | Blower Coil System | True | Wall-Mount | 11/15/2023 |  | 12/14/2023
Gree Electric Appliances Inc. of Zhuhai | Stealth Comfort | SC-18ZGLD-HP230 | SC-18ZGLD-HP230 | SC-18WGLD-HP230 |  | Voluntarily Certified | Single-split-system heat pumps | False | False | 18000 | 19800 | 20 | 14.3 | 8.5 | 7.5 | True | 30 | 33 | 12.5 |  | Blower Coil System | True | Wall-Mount | 11/15/2023 |  | 12/14/2023
Gree Electric Appliances Inc. of Zhuhai | LBG Products | LBH18DWO | LBH18DWO | LBH18DWI |  | Voluntarily Certified | Single-split-system heat pumps | False | False | 18000 | 19800 | 20 | 14.3 | 8.5 | 7.5 | True | 30 | 33 | 12.5 |  | Blower Coil System | True | Wall-Mount | 11/15/2023 |  | 12/14/2023
Gree Electric Appliances Inc. of Zhuhai | ForestAir | FGH-12ES/E25-O | FGH-12ES/E25-O | FGH-12ES/E25-I |  | Voluntarily Certified | Single-split-system heat pumps | False | False | 12000 | 12000 | 25 | 14.3 | 9 | 7.5 | True | 30 | 33 | 12.5 |  | Blower Coil System | True | Wall-Mount | 11/15/2023 |  | 12/14/2023
Gree Electric Appliances Inc. of Zhuhai | UA United Appliances | UAWH12-DD3D1/O | UAWH12-DD3D1/O | UAWH12-DD3D1/I |  | Voluntarily Certified | Single-split-system heat pumps | False | False | 11700 | 12000 | 16.5 | 14.3 | 8.5 | 7.5 | True | 30 | 33 | 8.7 |  | Blower Coil System | True | Wall-Mount | 11/15/2023 |  | 12/14/2023
Gree Electric Appliances Inc. of Zhuhai | UA United Appliances | UAWH24-DD3D1/O | UAWH24-DD3D1/O | UAWH24-DD3D1/I |  | Voluntarily Certified | Single-split-system heat pumps | False | False | 22000 | 24000 | 18 | 14.3 | 8.5 | 7.5 | False | 30 | 33 | 11.6 |  | Blower Coil System | True | Wall-Mount | 11/15/2023 |  | 12/14/2023
Gree Electric Appliances Inc. of Zhuhai | MAX-R | MAX-R 18K30 GR23 (OUT) | MAX-R 18K30 GR23 (OUT) | MAX-R 18K30 GR23 (INT) |  | Voluntarily Certified | Single-split-system heat pumps | False | False | 18000 | 19800 | 20 | 14.3 | 8.5 | 7.5 | True | 30 | 33 | 12.5 |  | Blower Coil System | True | Wall-Mount | 11/15/2023 |  | 12/14/2023
Gree Electric Appliances Inc. of Zhuhai | Gree | GWH18AGDXF-D3DNA1A/O | GWH18AGDXF-D3DNA1A/O | GWH18AGDXF-D3DN***/I |  | Voluntarily Certified | Single-split-system heat pumps | False | False | 18000 | 18000 | 23.5 | 14.3 | 9 | 7.5 | False | 30 | 33 | 13 |  | Blower Coil System | True | Wall-Mount | 11/15/2023 |  | 12/14/2023
Gree Electric Appliances Inc. of Zhuhai | Gree | GWH18QD-D3DNA1G/O | GWH18QD-D3DNA1G/O | GWH18QD-D3DN***/I |  | Voluntarily Certified | Single-split-system heat pumps | False | False | 18000 | 19800 | 20 | 14.3 | 8.5 | 7.5 | True | 30 | 33 | 12.5 |  | Blower Coil System | True | Wall-Mount | 11/15/2023 |  | 12/14/2023
Gree Electric Appliances Inc. of Zhuhai | Gree | GWH24AUDXH-D6DNA1A/O | GWH24AUDXH-D6DNA1A/O | GWH24AUDXH-D6DN***/I |  | Voluntarily Certified | Single-split-system heat pumps | False | False | 22000 | 24000 | 24 | 14.3 | 9 | 7.5 | False | 30 | 33 | 13.1 |  | Blower Coil System | True | Wall-Mount | 11/15/2023 |  | 12/14/2023
Gree Electric Appliances Inc. of Zhuhai | York | DHP24CSB22S | DHP24CSB22S | DHP24NWB22S |  | Voluntarily Certified | Single-split-system heat pumps | False | False | 22000 | 24000 | 18 | 14.3 | 8.5 | 7.5 | False | 30 | 33 | 11.6 |  | Blower Coil System | True | Wall-Mount | 11/15/2023 |  | 12/14/2023
Gree Electric Appliances Inc. of Zhuhai | York | DHP12CSB22S | DHP12CSB22S | DHP12NWB22S |  | Voluntarily Certified | Single-split-system heat pumps | False | False | 11700 | 12000 | 16.5 | 14.3 | 8.5 | 7.5 | True | 30 | 33 | 8.7 |  | Blower Coil System | True | Wall-Mount | 11/15/2023 |  | 12/14/2023
Gree Electric Appliances Inc. of Zhuhai | Luxaire | DHP12CSB22S | DHP12CSB22S | DHP12NWB22S |  | Voluntarily Certified | Single-split-system heat pumps | False | False | 11700 | 12000 | 16.5 | 14.3 | 8.5 | 7.5 | True | 30 | 33 | 8.7 |  | Blower Coil System | True | Wall-Mount | 11/15/2023 |  | 12/14/2023
Gree Electric Appliances Inc. of Zhuhai | Luxaire | DHP24CSB22S | DHP24CSB22S | DHP24NWB22S |  | Voluntarily Certified | Single-split-system heat pumps | False | False | 22000 | 24000 | 18 | 14.3 | 8.5 | 7.5 | False | 30 | 33 | 11.6 |  | Blower Coil System | True | Wall-Mount | 11/15/2023 |  | 12/14/2023
Gree Electric Appliances Inc. of Zhuhai | Coleman | DHP24CSB22S | DHP24CSB22S | DHP24NWB22S |  | Voluntarily Certified | Single-split-system heat pumps | False | False | 22000 | 24000 | 18 | 14.3 | 8.5 | 7.5 | False | 30 | 33 | 11.6 |  | Blower Coil System | True | Wall-Mount | 11/15/2023 |  | 12/14/2023
Gree Electric Appliances Inc. of Zhuhai | Coleman | DHP12CSB22S | DHP12CSB22S | DHP12NWB22S |  | Voluntarily Certified | Single-split-system heat pumps | False | False | 11700 | 12000 | 16.5 | 14.3 | 8.5 | 7.5 | True | 30 | 33 | 8.7 |  | Blower Coil System | True | Wall-Mount | 11/15/2023 |  | 12/14/2023
Gree Electric Appliances Inc. of Zhuhai | Champion | DHX09CSB11S | DHX09CSB11S | DHX09NWB11S |  | Voluntarily Certified | Single-split-system heat pumps | False | False | 9000 | 9900 | 23 | 14.3 | 9.4 | 7.5 | True | 30 | 33 | 13 |  | Blower Coil System | True | Wall-Mount | 11/15/2023 |  | 12/14/2023
Gree Electric Appliances Inc. of Zhuhai | Champion | DHX18CSB21S | DHX18CSB21S | DHX18NWB21S |  | Voluntarily Certified | Single-split-system heat pumps | False | False | 18000 | 19800 | 20 | 14.3 | 8.5 | 7.5 | True | 30 | 33 | 12.5 |  | Blower Coil System | True | Wall-Mount | 11/15/2023 |  | 12/14/2023
Gree Electric Appliances Inc. of Zhuhai | Champion | DHP12CSB22S | DHP12CSB22S | DHP12NWB22S |  | Voluntarily Certified | Single-split-system heat pumps | False | False | 11700 | 12000 | 16.5 | 14.3 | 8.5 | 7.5 | True | 30 | 33 | 8.7 |  | Blower Coil System | True | Wall-Mount | 11/15/2023 |  | 12/14/2023
Gree Electric Appliances Inc. of Zhuhai | Champion | DHP24CSB22S | DHP24CSB22S | DHP24NWB22S |  | Voluntarily Certified | Single-split-system heat pumps | False | False | 22000 | 24000 | 18 | 14.3 | 8.5 | 7.5 | False | 30 | 33 | 11.6 |  | Blower Coil System | True | Wall-Mount | 11/15/2023 |  | 12/14/2023
Gree Electric Appliances Inc. of Zhuhai | SMARTFLEX | DHX09CSB11S | DHX09CSB11S | DHX09NWB11S |  | Voluntarily Certified | Single-split-system heat pumps | False | False | 9000 | 9900 | 23 | 14.3 | 9.4 | 7.5 | True | 30 | 33 | 13 |  | Blower Coil System | True | Wall-Mount | 11/15/2023 |  | 12/14/2023
Gree Electric Appliances Inc. of Zhuhai | SMARTFLEX | DHX18CSB21S | DHX18CSB21S | DHX18NWB21S |  | Voluntarily Certified | Single-split-system heat pumps | False | False | 18000 | 19800 | 20 | 14.3 | 8.5 | 7.5 | True | 30 | 33 | 12.5 |  | Blower Coil System | True | Wall-Mount | 11/15/2023 |  | 12/14/2023
Gree Electric Appliances Inc. of Zhuhai | SMARTFLEX | DHP12CSB22S | DHP12CSB22S | DHP12NWB22S |  | Voluntarily Certified | Single-split-system heat pumps | False | False | 11700 | 12000 | 16.5 | 14.3 | 8.5 | 7.5 | True | 30 | 33 | 8.7 |  | Blower Coil System | True | Wall-Mount | 11/15/2023 |  | 12/14/2023
Gree Electric Appliances Inc. of Zhuhai | SMARTFLEX | DHP24CSB22S | DHP24CSB22S | DHP24NWB22S |  | Voluntarily Certified | Single-split-system heat pumps | False | False | 22000 | 24000 | 18 | 14.3 | 8.5 | 7.5 | False | 30 | 33 | 11.6 |  | Blower Coil System | True | Wall-Mount | 11/15/2023 |  | 12/14/2023
Gree Electric Appliances Inc. of Zhuhai | COLEMAN BY JOHNSON CONTROLS | DHX09CSB11S | DHX09CSB11S | DHX09NWB11S |  | Voluntarily Certified | Single-split-system heat pumps | False | False | 9000 | 9900 | 23 | 14.3 | 9.4 | 7.5 | True | 30 | 33 | 13 |  | Blower Coil System | True | Wall-Mount | 11/15/2023 |  | 12/14/2023
Gree Electric Appliances Inc. of Zhuhai | COLEMAN BY JOHNSON CONTROLS | DHX18CSB21S | DHX18CSB21S | DHX18NWB21S |  | Voluntarily Certified | Single-split-system heat pumps | False | False | 18000 | 19800 | 20 | 14.3 | 8.5 | 7.5 | True | 30 | 33 | 12.5 |  | Blower Coil System | True | Wall-Mount | 11/15/2023 |  | 12/14/2023
Gree Electric Appliances Inc. of Zhuhai | LUXAIRE BY JOHNSON CONTROLS | DHX18CSB21S | DHX18CSB21S | DHX18NWB21S |  | Voluntarily Certified | Single-split-system heat pumps | False | False | 18000 | 19800 | 20 | 14.3 | 8.5 | 7.5 | True | 30 | 33 | 12.5 |  | Blower Coil System | True | Wall-Mount | 11/15/2023 |  | 12/14/2023
Gree Electric Appliances Inc. of Zhuhai | LUXAIRE BY JOHNSON CONTROLS | DHX09CSB11S | DHX09CSB11S | DHX09NWB11S |  | Voluntarily Certified | Single-split-system heat pumps | False | False | 9000 | 9900 | 23 | 14.3 | 9.4 | 7.5 | True | 30 | 33 | 13 |  | Blower Coil System | True | Wall-Mount | 11/15/2023 |  | 12/14/2023
Gree Electric Appliances Inc. of Zhuhai | YORK BY JOHNSON CONTROLS | DHX09CSB11S | DHX09CSB11S | DHX09NWB11S |  | Voluntarily Certified | Single-split-system heat pumps | False | False | 9000 | 9900 | 23 | 14.3 | 9.4 | 7.5 | True | 30 | 33 | 13 |  | Blower Coil System | True | Wall-Mount | 11/15/2023 |  | 12/14/2023
Gree Electric Appliances Inc. of Zhuhai | YORK BY JOHNSON CONTROLS | DHX18CSB21S | DHX18CSB21S | DHX18NWB21S |  | Voluntarily Certified | Single-split-system heat pumps | False | False | 18000 | 19800 | 20 | 14.3 | 8.5 | 7.5 | True | 30 | 33 | 12.5 |  | Blower Coil System | True | Wall-Mount | 11/15/2023 |  | 12/14/2023
Gree Electric Appliances Inc. of Zhuhai | GUARDIAN BY JOHNSON CONTROLS | DHX09CSB11S | DHX09CSB11S | DHX09NWB11S |  | Voluntarily Certified | Single-split-system heat pumps | False | False | 9000 | 9900 | 23 | 14.3 | 9.4 | 7.5 | True | 30 | 33 | 13 |  | Blower Coil System | True | Wall-Mount | 11/15/2023 |  | 12/14/2023
Gree Electric Appliances Inc. of Zhuhai | GUARDIAN BY JOHNSON CONTROLS | DHX18CSB21S | DHX18CSB21S | DHX18NWB21S |  | Voluntarily Certified | Single-split-system heat pumps | False | False | 18000 | 19800 | 20 | 14.3 | 8.5 | 7.5 | True | 30 | 33 | 12.5 |  | Blower Coil System | True | Wall-Mount | 11/15/2023 |  | 12/14/2023
Gree Electric Appliances Inc. of Zhuhai | VARIABLE SPEED DUCTLESS SPLITS | DLCCHR18K1A | DLCCHR18K1A | DLFCHB18K1A |  | Voluntarily Certified | Single-split-system heat pumps | False | False | 18000 | 19800 | 20 | 14.3 | 8.5 | 7.5 | True | 30 | 33 | 12.5 |  | Blower Coil System | True | Wall-Mount | 11/15/2023 |  | 12/14/2023
Gree Electric Appliances Inc. of Zhuhai | Lennox | LI009HO-380P432 | LI009HO-380P432 | LI009HI-380P432 |  | Voluntarily Certified | Single-split-system heat pumps | False | False | 9000 | 9000 | 27 | 14.3 | 11 | 7.5 | True | 30 | 33 | 16.6 |  | Blower Coil System | True | Wall-Mount | 11/15/2023 |  | 12/14/2023
Gree Electric Appliances Inc. of Zhuhai | Lennox | LI018HO-210P432 | LI018HO-210P432 | LI018HI-210P432 |  | Voluntarily Certified | Single-split-system heat pumps | False | False | 18000 | 18000 | 18 | 14.3 | 8 | 7.5 | False | 30 | 33 | 10.55 |  | Blower Coil System | True | Wall-Mount | 11/15/2023 |  | 12/14/2023
Gree Electric Appliances Inc. of Zhuhai | Reznor | GXH09(2.6)LSA4DH | GXH09(2.6)LSA4DH | GHH09(2.6)LUA4DH |  | Voluntarily Certified | Single-split-system heat pumps | False | False | 9000 | 9900 | 23 | 14.3 | 9.4 | 7.5 | True | 30 | 33 | 13 |  | Blower Coil System | True | Wall-Mount | 11/15/2023 |  | 12/14/2023
Gree Electric Appliances Inc. of Zhuhai | Reznor | GXH18(5.3)LSK4DH | GXH18(5.3)LSK4DH | GHH18(5.3)LUK4DH |  | Voluntarily Certified | Single-split-system heat pumps | False | False | 18000 | 19800 | 20 | 14.3 | 8.5 | 7.5 | True | 30 | 33 | 12.5 |  | Blower Coil System | True | Wall-Mount | 11/15/2023 |  | 12/14/2023
Gree Electric Appliances Inc. of Zhuhai | Airtemp | GXH09(2.6)LSA4DH | GXH09(2.6)LSA4DH | GHH09(2.6)LUA4DH |  | Voluntarily Certified | Single-split-system heat pumps | False | False | 9000 | 9900 | 23 | 14.3 | 9.4 | 7.5 | True | 30 | 33 | 13 |  | Blower Coil System | True | Wall-Mount | 11/15/2023 |  | 12/14/2023
Gree Electric Appliances Inc. of Zhuhai | Airtemp | GXH18(5.3)LSK4DH | GXH18(5.3)LSK4DH | GHH18(5.3)LUK4DH |  | Voluntarily Certified | Single-split-system heat pumps | False | False | 18000 | 19800 | 20 | 14.3 | 8.5 | 7.5 | True | 30 | 33 | 12.5 |  | Blower Coil System | True | Wall-Mount | 11/15/2023 |  | 12/14/2023
Gree Electric Appliances Inc. of Zhuhai | Airtemp | GXH12(3.5)LSK4DL2 | GXH12(3.5)LSK4DL2 | GHH12(3.5)LSK4DL2 |  | Voluntarily Certified | Single-split-system heat pumps | False | False | 11700 | 12000 | 16.5 | 14.3 | 8.5 | 7.5 | True | 30 | 33 | 8.7 |  | Blower Coil System | True | Wall-Mount | 11/15/2023 |  | 12/14/2023
Gree Electric Appliances Inc. of Zhuhai | Airtemp | GXH24(7.0)LSK4DL2 | GXH24(7.0)LSK4DL2 | GHH24(7.0)LSK4DL2 |  | Voluntarily Certified | Single-split-system heat pumps | False | False | 22000 | 24000 | 18 | 14.3 | 8.5 | 7.5 | False | 30 | 33 | 11.6 |  | Blower Coil System | True | Wall-Mount | 11/15/2023 |  | 12/14/2023
Gree Electric Appliances Inc. of Zhuhai | AireForce | GXH09(2.6)LSA4DH | GXH09(2.6)LSA4DH | GHH09(2.6)LUA4DH |  | Voluntarily Certified | Single-split-system heat pumps | False | False | 9000 | 9900 | 23 | 14.3 | 9.4 | 7.5 | True | 30 | 33 | 13 |  | Blower Coil System | True | Wall-Mount | 11/15/2023 |  | 12/14/2023
Gree Electric Appliances Inc. of Zhuhai | AireForce | GXH18(5.3)LSK4DH | GXH18(5.3)LSK4DH | GHH18(5.3)LUK4DH |  | Voluntarily Certified | Single-split-system heat pumps | False | False | 18000 | 19800 | 20 | 14.3 | 8.5 | 7.5 | True | 30 | 33 | 12.5 |  | Blower Coil System | True | Wall-Mount | 11/15/2023 |  | 12/14/2023
Gree Electric Appliances Inc. of Zhuhai | AireForce | GXH12(3.5)LSK4DL2 | GXH12(3.5)LSK4DL2 | GHH12(3.5)LSK4DL2 |  | Voluntarily Certified | Single-split-system heat pumps | False | False | 11700 | 12000 | 16.5 | 14.3 | 8.5 | 7.5 | True | 30 | 33 | 8.7 |  | Blower Coil System | True | Wall-Mount | 11/15/2023 |  | 12/14/2023
Gree Electric Appliances Inc. of Zhuhai | AireForce | GXH24(7.0)LSK4DL2 | GXH24(7.0)LSK4DL2 | GHH24(7.0)LSK4DL2 |  | Voluntarily Certified | Single-split-system heat pumps | False | False | 22000 | 24000 | 18 | 14.3 | 8.5 | 7.5 | False | 30 | 33 | 11.6 |  | Blower Coil System | True | Wall-Mount | 11/15/2023 |  | 12/14/2023
Gree Electric Appliances Inc. of Zhuhai | Gibson | GXH09(2.6)LSA4DH | GXH09(2.6)LSA4DH | GHH09(2.6)LUA4DH |  | Voluntarily Certified | Single-split-system heat pumps | False | False | 9000 | 9900 | 23 | 14.3 | 9.4 | 7.5 | True | 30 | 33 | 13 |  | Blower Coil System | True | Wall-Mount | 11/15/2023 |  | 12/14/2023
Gree Electric Appliances Inc. of Zhuhai | Gibson | GXH09(2.6)LSA4DH | GXH09(2.6)LSA4DH | GHH09(2.6)LSA4DH |  | Voluntarily Certified | Single-split-system heat pumps | False | False | 9000 | 9900 | 23 | 14.3 | 9.4 | 7.5 | True | 30 | 33 | 13 |  | Blower Coil System | True | Wall-Mount | 11/15/2023 |  | 12/14/2023
Gree Electric Appliances Inc. of Zhuhai | Gibson | GXH18(5.3)LSK4DH | GXH18(5.3)LSK4DH | GHH18(5.3)LUK4DH |  | Voluntarily Certified | Single-split-system heat pumps | False | False | 18000 | 19800 | 20 | 14.3 | 8.5 | 7.5 | True | 30 | 33 | 12.5 |  | Blower Coil System | True | Wall-Mount | 11/15/2023 |  | 12/14/2023
Gree Electric Appliances Inc. of Zhuhai | Gibson | GXH12(3.5)LSK4DL2 | GXH12(3.5)LSK4DL2 | GHH12(3.5)LSK4DL2 |  | Voluntarily Certified | Single-split-system heat pumps | False | False | 11700 | 12000 | 16.5 | 14.3 | 8.5 | 7.5 | True | 30 | 33 | 8.7 |  | Blower Coil System | True | Wall-Mount | 11/15/2023 |  | 12/14/2023
Gree Electric Appliances Inc. of Zhuhai | Gibson | GXH24(7.0)LSK4DL2 | GXH24(7.0)LSK4DL2 | GHH24(7.0)LSK4DL2 |  | Voluntarily Certified | Single-split-system heat pumps | False | False | 22000 | 24000 | 18 | 14.3 | 8.5 | 7.5 | False | 30 | 33 | 11.6 |  | Blower Coil System | True | Wall-Mount | 11/15/2023 |  | 12/14/2023
Gree Electric Appliances Inc. of Zhuhai | Trane | 4TXK3824A10NU** | 4TXK3824A10NU** | 4MXW3824A10NU** |  | Voluntarily Certified | Single-split-system heat pumps | False | False | 22000 | 24000 | 21.5 | 14.3 | 9.5 | 7.5 | True | 30 | 33 | 13 |  | Blower Coil System | True | Wall-Mount | 11/15/2023 |  | 12/14/2023
Gree Electric Appliances Inc. of Zhuhai | Trane | 4TXK1712A10N0** | 4TXK1712A10N0** | 4MXW1712A10N0** |  | Voluntarily Certified | Single-split-system heat pumps | False | False | 11700 | 12000 | 16.5 | 14.3 | 8.5 | 7.5 | True | 30 | 33 | 8.7 |  | Blower Coil System | True | Wall-Mount | 11/15/2023 |  | 12/14/2023
Gree Electric Appliances Inc. of Zhuhai | Trane | 4TXK1724A10N0** | 4TXK1724A10N0** | 4MXW1724A10N0** |  | Voluntarily Certified | Single-split-system heat pumps | False | False | 22000 | 24000 | 18 | 14.3 | 8.5 | 7.5 | False | 30 | 33 | 11.6 |  | Blower Coil System | True | Wall-Mount | 11/15/2023 |  | 12/14/2023
Gree Electric Appliances Inc. of Zhuhai | AMERICAN STANDARD | 4TXK1724A10N0** | 4TXK1724A10N0** | 4MXW1724A10N0** |  | Voluntarily Certified | Single-split-system heat pumps | False | False | 22000 | 24000 | 18 | 14.3 | 8.5 | 7.5 | False | 30 | 33 | 11.6 |  | Blower Coil System | True | Wall-Mount | 11/15/2023 |  | 12/14/2023
Gree Electric Appliances Inc. of Zhuhai | AMERICAN STANDARD | 4TXK1712A10N0** | 4TXK1712A10N0** | 4MXW1712A10N0** |  | Voluntarily Certified | Single-split-system heat pumps | False | False | 11700 | 12000 | 16.5 | 14.3 | 8.5 | 7.5 | True | 30 | 33 | 8.7 |  | Blower Coil System | True | Wall-Mount | 11/15/2023 |  | 12/14/2023
Gree Electric Appliances Inc. of Zhuhai | AMERICAN STANDARD | 4TXK3824A10NU** | 4TXK3824A10NU** | 4MXW3824A10NU** |  | Voluntarily Certified | Single-split-system heat pumps | False | False | 22000 | 24000 | 21.5 | 14.3 | 9.5 | 7.5 | True | 30 | 33 | 13 |  | Blower Coil System | True | Wall-Mount | 11/15/2023 |  | 12/14/2023
Gree Electric Appliances Inc. of Zhuhai | AMERISTAR | M4THS1724A11N** | M4THS1724A11N** | M4MHW1724A1N0** |  | Voluntarily Certified | Single-split-system heat pumps | False | False | 22000 | 24000 | 18 | 14.3 | 8.5 | 7.5 | False | 30 | 33 | 11.6 |  | Blower Coil System | True | Wall-Mount | 11/15/2023 |  | 12/14/2023
Gree Electric Appliances Inc. of Zhuhai | AMERISTAR | M4THS1712A11N** | M4THS1712A11N** | M4MHW1712A1N0** |  | Voluntarily Certified | Single-split-system heat pumps | False | False | 11700 | 12000 | 16.5 | 14.3 | 8.5 | 7.5 | True | 30 | 33 | 8.7 |  | Blower Coil System | True | Wall-Mount | 11/15/2023 |  | 12/14/2023
Gree Electric Appliances Inc. of Zhuhai | RunTru | M4THS1712A11N** | M4THS1712A11N** | M4MHW1712A1N0** |  | Voluntarily Certified | Single-split-system heat pumps | False | False | 11700 | 12000 | 16.5 | 14.3 | 8.5 | 7.5 | True | 30 | 33 | 8.7 |  | Blower Coil System | True | Wall-Mount | 11/15/2023 |  | 12/14/2023
Gree Electric Appliances Inc. of Zhuhai | RunTru | M4THS1724A11N** | M4THS1724A11N** | M4MHW1724A1N0** |  | Voluntarily Certified | Single-split-system heat pumps | False | False | 22000 | 24000 | 18 | 14.3 | 8.5 | 7.5 | False | 30 | 33 | 11.6 |  | Blower Coil System | True | Wall-Mount | 11/15/2023 |  | 12/14/2023
Gree Electric Appliances Inc. of Zhuhai | Classic | GRHARC18AS2 | GRHARC18AS2 | GWHARC18S2 |  | Voluntarily Certified | Single-split-system heat pumps | False | False | 18000 | 18000 | 20 | 14.3 | 8.5 | 7.5 | False | 30 | 33 | 10.9 |  | Blower Coil System | True | Wall-Mount | 11/15/2023 |  | 12/14/2023
Gree Electric Appliances Inc. of Zhuhai | TGM | GRHART18AS2 | GRHART18AS2 | GWHART18S2 |  | Voluntarily Certified | Single-split-system heat pumps | False | False | 18000 | 18000 | 20 | 14.3 | 8.5 | 7.5 | False | 30 | 33 | 10.9 |  | Blower Coil System | True | Wall-Mount | 11/15/2023 |  | 12/14/2023
Gree Electric Appliances Inc. of Zhuhai | Daikin | RXS09TL116 | RXS09TL116 | FTXS09TL116 |  | Voluntarily Certified | Single-split-system heat pumps | False | False | 9000 | 9900 | 23 | 14.3 | 9.4 | 7.5 | True | 30 | 33 | 13 |  | Blower Coil System | True | Wall-Mount | 11/15/2023 |  | 12/14/2023
Gree Electric Appliances Inc. of Zhuhai | Daikin | RXS09TL116 | RXS09TL116 | FTXS09TL116-3 |  | Voluntarily Certified | Single-split-system heat pumps | False | False | 9000 | 9900 | 23 | 14.3 | 9.4 | 7.5 | True | 30 | 33 | 13 |  | Blower Coil System | True | Wall-Mount | 11/15/2023 |  | 12/14/2023
Gree Electric Appliances Inc. of Zhuhai | C&H | GWH18QD-D3DNA1G/O | GWH18QD-D3DNA1G/O | GWH18QD-D3DNA1G/I |  | Voluntarily Certified | Single-split-system heat pumps | False | False | 18000 | 19800 | 20 | 14.3 | 8.5 | 7.5 | True | 30 | 33 | 12.5 |  | Blower Coil System | True | Wall-Mount | 11/15/2023 |  | 12/14/2023
Gree Electric Appliances Inc. of Zhuhai | C&H | GWH09QC-A3DNA1D/O | GWH09QC-A3DNA1D/O | GWH09QC-A3DNA1D/I |  | Voluntarily Certified | Single-split-system heat pumps | False | False | 9000 | 9900 | 23 | 14.3 | 9.4 | 7.5 | True | 30 | 33 | 13 |  | Blower Coil System | True | Wall-Mount | 11/15/2023 |  | 12/14/2023
Gree Electric Appliances Inc. of Zhuhai | C&H | CH18VCT230VO | CH18VCT230VO | CH18VCT230VI |  | Voluntarily Certified | Single-split-system heat pumps | False | False | 18000 | 19800 | 20 | 14.3 | 8.5 | 7.5 | True | 30 | 33 | 12.5 |  | Blower Coil System | True | Wall-Mount | 11/15/2023 |  | 12/14/2023
Gree Electric Appliances Inc. of Zhuhai | C&H | CH09VCT115VO | CH09VCT115VO | CH09VCT115VI |  | Voluntarily Certified | Single-split-system heat pumps | False | False | 9000 | 9900 | 23 | 14.3 | 9.4 | 7.5 | True | 30 | 33 | 13 |  | Blower Coil System | True | Wall-Mount | 11/15/2023 |  | 12/14/2023
Gree Electric Appliances Inc. of Zhuhai | Mirage | OAEH181A | OAEH181A | IAEH181A |  | Voluntarily Certified | Single-split-system heat pumps | False | False | 18000 | 19800 | 20 | 14.3 | 8.5 | 7.5 | True | 30 | 33 | 12.5 |  | Blower Coil System | True | Wall-Mount | 11/15/2023 |  | 12/14/2023
Gree Electric Appliances Inc. of Zhuhai | Friedrich | MRAD09Y1J | MRAD09Y1J | MWAD09Y1J |  | Voluntarily Certified | Single-split-system heat pumps | False | False | 9000 | 9900 | 23 | 14.3 | 9.4 | 7.5 | True | 30 | 33 | 13 |  | Blower Coil System | True | Wall-Mount | 11/15/2023 |  | 12/14/2023
Gree Electric Appliances Inc. of Zhuhai | Friedrich | MRAD18Y3J | MRAD18Y3J | MWAD18Y3J |  | Voluntarily Certified | Single-split-system heat pumps | False | False | 18000 | 19800 | 20 | 14.3 | 8.5 | 7.5 | True | 30 | 33 | 12.5 |  | Blower Coil System | True | Wall-Mount | 11/15/2023 |  | 12/14/2023
Gree Electric Appliances Inc. of Zhuhai | FOREST AIR | FGH-18ES/E23-O | FGH-18ES/E23-O | FGH-18ES/E23-I |  | Voluntarily Certified | Single-split-system heat pumps | False | False | 18000 | 19800 | 20 | 14.3 | 8.5 | 7.5 | True | 30 | 33 | 12.5 |  | Blower Coil System | True | Wall-Mount | 11/15/2023 |  | 12/14/2023
Gree Electric Appliances Inc. of Zhuhai | BOREAL | BRS12HPJ1OB | BRS12HPJ1OB | BRS12HPJ1IB |  | Voluntarily Certified | Single-split-system heat pumps | False | False | 11700 | 12000 | 16.5 | 14.3 | 8.5 | 7.5 | True | 30 | 33 | 8.7 |  | Blower Coil System | True | Wall-Mount | 11/15/2023 |  | 12/14/2023
Gree Electric Appliances Inc. of Zhuhai | BOREAL | BRS24HPJ1OB | BRS24HPJ1OB | BRS24HPJ1IB |  | Voluntarily Certified | Single-split-system heat pumps | False | False | 22000 | 24000 | 18 | 14.3 | 8.5 | 7.5 | False | 30 | 33 | 11.6 |  | Blower Coil System | True | Wall-Mount | 11/15/2023 |  | 12/14/2023
Gree Electric Appliances Inc. of Zhuhai | BOREAL | EQX18HPJ1OB | EQX18HPJ1OB | EQX18HPJ1IB |  | Voluntarily Certified | Single-split-system heat pumps | False | False | 18000 | 19800 | 20 | 14.3 | 8.5 | 7.5 | True | 30 | 33 | 12.5 |  | Blower Coil System | True | Wall-Mount | 11/15/2023 |  | 12/14/2023
Gree Electric Appliances Inc. of Zhuhai | AC PRO.COM | AWH09QC-A3DNA1D/O | AWH09QC-A3DNA1D/O | AWH09QC-A3DNA3D/I |  | Voluntarily Certified | Single-split-system heat pumps | False | False | 9000 | 9900 | 23 | 14.3 | 9.4 | 7.5 | True | 30 | 33 | 13 |  | Blower Coil System | True | Wall-Mount | 11/15/2023 |  | 12/14/2023
Gree Electric Appliances Inc. of Zhuhai | AC PRO.COM | AWH18QD-D3DNA1G/O | AWH18QD-D3DNA1G/O | AWH18QD-D3DNA3G/I |  | Voluntarily Certified | Single-split-system heat pumps | False | False | 18000 | 19800 | 20 | 14.3 | 8.5 | 7.5 | True | 30 | 33 | 12.5 |  | Blower Coil System | True | Wall-Mount | 11/15/2023 |  | 12/14/2023
Gree Electric Appliances Inc. of Zhuhai | ACD | OCD18KCH20S-O | OCD18KCH20S-O | OCD18KCH20S-I |  | Voluntarily Certified | Single-split-system heat pumps | False | False | 18000 | 19800 | 20 | 14.3 | 8.5 | 7.5 | True | 30 | 33 | 12.5 |  | Blower Coil System | True | Wall-Mount | 11/15/2023 |  | 12/14/2023
Gree Electric Appliances Inc. of Zhuhai | ACD | PUD24KCH24S-O | PUD24KCH24S-O | PUD24KCH24S-I |  | Voluntarily Certified | Single-split-system heat pumps | False | False | 22000 | 24000 | 24.5 | 14.3 | 9.5 | 7.5 | True | 30 | 33 | 13.1 |  | Blower Coil System | True | Wall-Mount | 11/15/2023 |  | 12/14/2023
Gree Electric Appliances Inc. of Zhuhai | WABBAN | BB18HQ2A3DO | BB18HQ2A3DO | BB18HQ2A3DI |  | Voluntarily Certified | Single-split-system heat pumps | False | False | 18000 | 19800 | 20 | 14.3 | 8.5 | 7.5 | True | 30 | 33 | 12.5 |  | Blower Coil System | True | Wall-Mount | 11/15/2023 |  | 12/14/2023
Gree Electric Appliances Inc. of Zhuhai | WABBAN | BB24HXP2A1DO | BB24HXP2A1DO | BB24HXP2A1DI |  | Voluntarily Certified | Single-split-system heat pumps | False | False | 22000 | 24000 | 24.5 | 14.3 | 9.5 | 7.5 | True | 30 | 33 | 13.1 |  | Blower Coil System | True | Wall-Mount | 11/15/2023 |  | 12/14/2023
Gree Electric Appliances Inc. of Zhuhai | WABBAN | BB18HXP2A1DO | BB18HXP2A1DO | BB18HXP2A1DI |  | Voluntarily Certified | Single-split-system heat pumps | False | False | 18000 | 18000 | 23.5 | 14.3 | 9 | 7.5 | False | 30 | 33 | 13 |  | Blower Coil System | True | Wall-Mount | 11/15/2023 |  | 12/14/2023
Gree Electric Appliances Inc. of Zhuhai | ACIQ | SC-09ZPL-HP230 | SC-09ZPL-HP230 | SC-09WPL-HP230 |  | Voluntarily Certified | Single-split-system heat pumps | False | False | 9000 | 9000 | 27 | 14.3 | 11 | 7.5 | True | 30 | 33 | 16.6 |  | Blower Coil System | True | Wall-Mount | 11/15/2023 |  | 12/14/2023
Gree Electric Appliances Inc. of Zhuhai | ACIQ | SC-24ZGLD-HP230 | SC-24ZGLD-HP230 | SC-24WGLD-HP230 |  | Voluntarily Certified | Single-split-system heat pumps | False | False | 22000 | 24000 | 24.5 | 14.3 | 9.5 | 7.5 | True | 30 | 33 | 13.1 |  | Blower Coil System | True | Wall-Mount | 11/15/2023 |  | 12/14/2023
Gree Electric Appliances Inc. of Zhuhai | ACIQ | SC-18ZGLD-HP230 | SC-18ZGLD-HP230 | SC-18WGLD-HP230 |  | Voluntarily Certified | Single-split-system heat pumps | False | False | 18000 | 19800 | 20 | 14.3 | 8.5 | 7.5 | True | 30 | 33 | 12.5 |  | Blower Coil System | True | Wall-Mount | 11/15/2023 |  | 12/14/2023
Gree Electric Appliances Inc. of Zhuhai | DIYCOOL | SC-09ZPL-HP230 | SC-09ZPL-HP230 | SC-09WPL-HP230 |  | Voluntarily Certified | Single-split-system heat pumps | False | False | 9000 | 9000 | 27 | 14.3 | 11 | 7.5 | True | 30 | 33 | 16.6 |  | Blower Coil System | True | Wall-Mount | 11/15/2023 |  | 12/14/2023
Gree Electric Appliances Inc. of Zhuhai | DIYCOOL | SC-24ZGLD-HP230 | SC-24ZGLD-HP230 | SC-24WGLD-HP230 |  | Voluntarily Certified | Single-split-system heat pumps | False | False | 22000 | 24000 | 24.5 | 14.3 | 9.5 | 7.5 | True | 30 | 33 | 13.1 |  | Blower Coil System | True | Wall-Mount | 11/15/2023 |  | 12/14/2023
Gree Electric Appliances Inc. of Zhuhai | DIYCOOL | SC-18ZGLD-HP230 | SC-18ZGLD-HP230 | SC-18WGLD-HP230 |  | Voluntarily Certified | Single-split-system heat pumps | False | False | 18000 | 19800 | 20 | 14.3 | 8.5 | 7.5 | True | 30 | 33 | 12.5 |  | Blower Coil System | True | Wall-Mount | 11/15/2023 |  | 12/14/2023
Gree Electric Appliances Inc. of Zhuhai | 1HVAC | SC-09ZPL-HP230 | SC-09ZPL-HP230 | SC-09WPL-HP230 |  | Voluntarily Certified | Single-split-system heat pumps | False | False | 9000 | 9000 | 27 | 14.3 | 11 | 7.5 | True | 30 | 33 | 16.6 |  | Blower Coil System | True | Wall-Mount | 11/15/2023 |  | 12/14/2023
Gree Electric Appliances Inc. of Zhuhai | 1HVAC | SC-24ZGLD-HP230 | SC-24ZGLD-HP230 | SC-24WGLD-HP230 |  | Voluntarily Certified | Single-split-system heat pumps | False | False | 22000 | 24000 | 24.5 | 14.3 | 9.5 | 7.5 | True | 30 | 33 | 13.1 |  | Blower Coil System | True | Wall-Mount | 11/15/2023 |  | 12/14/2023
Gree Electric Appliances Inc. of Zhuhai | 1HVAC | SC-18ZGLD-HP230 | SC-18ZGLD-HP230 | SC-18WGLD-HP230 |  | Voluntarily Certified | Single-split-system heat pumps | False | False | 18000 | 19800 | 20 | 14.3 | 8.5 | 7.5 | True | 30 | 33 | 12.5 |  | Blower Coil System | True | Wall-Mount | 11/15/2023 |  | 12/14/2023
Gree Electric Appliances Inc. of Zhuhai | Stealth Comfort | SC-09ZPL-HP230 | SC-09ZPL-HP230 | SC-09WPL-HP230 |  | Voluntarily Certified | Single-split-system heat pumps | False | False | 9000 | 9000 | 27 | 14.3 | 11 | 7.5 | True | 30 | 33 | 16.6 |  | Blower Coil System | True | Wall-Mount | 11/15/2023 |  | 12/14/2023
Gree Electric Appliances Inc. of Zhuhai | Stealth Comfort | SC-24ZGLD-HP230 | SC-24ZGLD-HP230 | SC-24WGLD-HP230 |  | Voluntarily Certified | Single-split-system heat pumps | False | False | 22000 | 24000 | 24.5 | 14.3 | 9.5 | 7.5 | True | 30 | 33 | 13.1 |  | Blower Coil System | True | Wall-Mount | 11/15/2023 |  | 12/14/2023
Gree Electric Appliances Inc. of Zhuhai | Stealth Comfort | SC-18ZGLD-HP230 | SC-18ZGLD-HP230 | SC-18WGLD-HP230 |  | Voluntarily Certified | Single-split-system heat pumps | False | False | 18000 | 19800 | 20 | 14.3 | 8.5 | 7.5 | True | 30 | 33 | 12.5 |  | Blower Coil System | True | Wall-Mount | 11/15/2023 |  | 12/14/2023
Gree Electric Appliances Inc. of Zhuhai | LBG Products | LBH18DWO | LBH18DWO | LBH18DWI |  | Voluntarily Certified | Single-split-system heat pumps | False | False | 18000 | 19800 | 20 | 14.3 | 8.5 | 7.5 | True | 30 | 33 | 12.5 |  | Blower Coil System | True | Wall-Mount | 11/15/2023 |  | 12/14/2023
Gree Electric Appliances Inc. of Zhuhai | ForestAir | FGH-12ES/E25-O | FGH-12ES/E25-O | FGH-12ES/E25-I |  | Voluntarily Certified | Single-split-system heat pumps | False | False | 12000 | 12000 | 25 | 14.3 | 9 | 7.5 | True | 30 | 33 | 12.5 |  | Blower Coil System | True | Wall-Mount | 11/15/2023 |  | 12/14/2023
Gree Electric Appliances Inc. of Zhuhai | UA United Appliances | UAWH12-DD3D1/O | UAWH12-DD3D1/O | UAWH12-DD3D1/I |  | Voluntarily Certified | Single-split-system heat pumps | False | False | 11700 | 12000 | 16.5 | 14.3 | 8.5 | 7.5 | True | 30 | 33 | 8.7 |  | Blower Coil System | True | Wall-Mount | 11/15/2023 |  | 12/14/2023
Gree Electric Appliances Inc. of Zhuhai | UA United Appliances | UAWH24-DD3D1/O | UAWH24-DD3D1/O | UAWH24-DD3D1/I |  | Voluntarily Certified | Single-split-system heat pumps | False | False | 22000 | 24000 | 18 | 14.3 | 8.5 | 7.5 | False | 30 | 33 | 11.6 |  | Blower Coil System | True | Wall-Mount | 11/15/2023 |  | 12/14/2023
Gree Electric Appliances Inc. of Zhuhai | MAX-R | MAX-R 18K30 GR23 (OUT) | MAX-R 18K30 GR23 (OUT) | MAX-R 18K30 GR23 (INT) |  | Voluntarily Certified | Single-split-system heat pumps | False | False | 18000 | 19800 | 20 | 14.3 | 8.5 | 7.5 | True | 30 | 33 | 12.5 |  | Blower Coil System | True | Wall-Mount | 11/15/2023 |  | 12/14/2023
GE Appliances, a Haier company | GE Appliances | ASH124UCDD** | ASH124UCDD** | ASYW24TRDF** |  | Voluntarily Certified | Single-split-system heat pumps | False | False | 24000 | 26000 | 21 | 14.3 | 10 | 7.5 | True | 20 | 33 | 11 |  | Blower Coil System | True | Wall-Mount | 11/14/2023 |  | 12/14/2023
GE Appliances, a Haier company | GE Appliances | ASH3036UCDD** | ASH3036UCDD** | ASYW30TRDF** |  | Voluntarily Certified | Single-split-system heat pumps | False | False | 30000 | 32000 | 19 | 14.3 | 9 | 7.5 | True | 20 | 33 | 8.8 |  | Blower Coil System | True | Wall-Mount | 11/14/2023 |  | 12/14/2023
GE Appliances, a Haier company | GE Appliances | ASH4248UCDD** | ASH4248UCDD** | USYL42UCDD** |  | Voluntarily Certified | Single-split-system heat pumps | False | False | 42000 | 44000 | 18 | 14.3 | 8.5 | 7.5 | True | 20 | 33 | 8.7 |  | Blower Coil System | True | Ceiling-Mount | 11/14/2023 |  | 12/14/2023
GE Appliances, a Haier company | GE Appliances | ASH109CRDD** | ASH109CRDD** | ASYW09CRDD** |  | Voluntarily Certified | Single-split-system heat pumps | False | False | 9000 | 10000 | 19 | 14.3 | 9 | 7.5 | True | 5 | 33 | 11 |  | Blower Coil System | True | Wall-Mount | 11/14/2023 |  | 12/14/2023
GE Appliances, a Haier company | GE Appliances | ASH112CRDD** | ASH112CRDD** | ASYW12CRDD** |  | Voluntarily Certified | Single-split-system heat pumps | False | False | 12000 | 12000 | 19 | 14.3 | 9.2 | 7.5 | True | 5 | 33 | 11 |  | Blower Coil System | True | Wall-Mount | 11/14/2023 |  | 12/14/2023
GE Appliances, a Haier company | GE Appliances | ASH109PRDB** | ASH109PRDB** | ASYW09PRDB** |  | Voluntarily Certified | Single-split-system heat pumps | False | False | 9000 | 10000 | 23.5 | 14.3 | 9.6 | 7.5 | True | 5 | 33 | 14.5 |  | Blower Coil System | True | Wall-Mount | 11/14/2023 |  | 12/14/2023
GE Appliances, a Haier company | GE Appliances | ASH112PRDB** | ASH112PRDB** | ASYW12PRDB** |  | Voluntarily Certified | Single-split-system heat pumps | False | False | 12000 | 13000 | 23 | 14.3 | 10.5 | 7.5 | True | 5 | 33 | 12.5 |  | Blower Coil System | True | Wall-Mount | 11/14/2023 |  | 12/14/2023
GE Appliances, a Haier company | GE Appliances | ASH115PRDB** | ASH115PRDB** | ASYW15PRDB** |  | Voluntarily Certified | Single-split-system heat pumps | False | False | 15000 | 16000 | 21.5 | 14.3 | 9.6 | 7.5 | True | 5 | 33 | 12.5 |  | Blower Coil System | True | Wall-Mount | 11/14/2023 |  | 12/14/2023
GE Appliances, a Haier company | GE Appliances | ASH118PRDB** | ASH118PRDB** | ASYW18PRDB** |  | Voluntarily Certified | Single-split-system heat pumps | False | False | 17000 | 21000 | 21 | 14.3 | 9.6 | 7.5 | True | 5 | 33 | 12.5 |  | Blower Coil System | True | Wall-Mount | 11/14/2023 |  | 12/14/2023
GE Appliances, a Haier company | GE Appliances | ASH124PRDB** | ASH124PRDB** | ASYW24PRDB** |  | Voluntarily Certified | Single-split-system heat pumps | False | False | 22000 | 27600 | 20 | 14.3 | 9.6 | 7.5 | True | 5 | 33 | 12.5 |  | Blower Coil System | True | Wall-Mount | 11/14/2023 |  | 12/14/2023
GE Appliances, a Haier company | GE Appliances | ASH109URDE** | ASH109URDE** | ASYW09URDE** |  | Voluntarily Certified | Single-split-system heat pumps | False | False | 9000 | 10000 | 30 | 14.3 | 14 | 7.5 | False | 15 | 33 | 16 |  | Blower Coil System | True | Wall-Mount | 11/14/2023 |  | 12/14/2023
GE Appliances, a Haier company | GE Appliances | ASH112URDE** | ASH112URDE** | ASYW12URDE** |  | Voluntarily Certified | Single-split-system heat pumps | False | False | 12000 | 14500 | 27.5 | 14.3 | 12.5 | 7.5 | False | 15 | 33 | 15 |  | Blower Coil System | True | Wall-Mount | 11/14/2023 |  | 12/14/2023
GE Appliances, a Haier company | GE Appliances | ASH118URDE** | ASH118URDE** | ASYW18URDE** |  | Voluntarily Certified | Single-split-system heat pumps | False | False | 17800 | 20000 | 23 | 14.3 | 12 | 7.5 | False | 15 | 33 | 13 |  | Blower Coil System | True | Wall-Mount | 11/14/2023 |  | 12/14/2023
GE Appliances, a Haier company | GE Appliances | ASH109CRAW** | ASH109CRAW** | ASYW09CRAW** |  | Voluntarily Certified | Single-split-system heat pumps | False | False | 9000 | 10000 | 17.5 | 14.3 | 9.5 | 7.5 | True | 5 | 33 | 10.5 |  | Blower Coil System | True | Wall-Mount | 11/14/2023 |  | 12/14/2023
GE Appliances, a Haier company | GE Appliances | ASH112CRAW** | ASH112CRAW** | ASYW12CRAW** |  | Voluntarily Certified | Single-split-system heat pumps | False | False | 12000 | 12000 | 17 | 14.3 | 9 | 7.5 | True | 5 | 33 | 9.5 |  | Blower Coil System | True | Wall-Mount | 11/14/2023 |  | 12/14/2023
GE Appliances, a Haier company | Haier | 1U09TE1VHA | 1U09TE1VHA | AW09TE1VH |  | Voluntarily Certified | Single-split-system heat pumps | False | False | 9000 | 10000 | 17.5 | 14.3 | 9.5 | 7.5 | True | 5 | 33 | 10.5 |  | Blower Coil System | True | Wall-Mount | 11/14/2023 |  | 12/14/2023
GE Appliances, a Haier company | Haier | 1U12TE1VHA | 1U12TE1VHA | AW12TE1VH |  | Voluntarily Certified | Single-split-system heat pumps | False | False | 12000 | 12000 | 17 | 14.3 | 9 | 7.5 | True | 5 | 33 | 9.5 |  | Blower Coil System | True | Wall-Mount | 11/14/2023 |  | 12/14/2023
GE Appliances, a Haier company | Haier | 1U09EH2HE** | 1U09EH2HE** | AW09EH2HE** |  | Voluntarily Certified | Single-split-system heat pumps | False | False | 9000 | 10000 | 30 | 14.3 | 14 | 7.5 | True | 15 | 33 | 16 |  | Blower Coil System | True | Wall-Mount | 11/14/2023 |  | 12/14/2023
GE Appliances, a Haier company | Haier | 1U12EH2HE** | 1U12EH2HE** | AW12EH2HE** |  | Voluntarily Certified | Single-split-system heat pumps | False | False | 12000 | 14500 | 27.5 | 14.3 | 12.5 | 7.5 | True | 15 | 33 | 15 |  | Blower Coil System | True | Wall-Mount | 11/14/2023 |  | 12/14/2023
GE Appliances, a Haier company | Haier | 1U18EH2HE** | 1U18EH2HE** | AW18EH2HE** |  | Voluntarily Certified | Single-split-system heat pumps | False | False | 17800 | 20000 | 23 | 14.3 | 12 | 7.5 | True | 15 | 33 | 13 |  | Blower Coil System | True | Wall-Mount | 11/14/2023 |  | 12/14/2023
GE Appliances, a Haier company | Haier | 1U09TE2HD** | 1U09TE2HD** | AW09TC2HD** |  | Voluntarily Certified | Single-split-system heat pumps | False | False | 9000 | 10000 | 19 | 14.3 | 9 | 7.5 | True | 5 | 33 | 11 |  | Blower Coil System | True | Wall-Mount | 11/14/2023 |  | 12/14/2023
GE Appliances, a Haier company | Haier | 1U12TE2HD** | 1U12TE2HD** | AW12TC2HD** |  | Voluntarily Certified | Single-split-system heat pumps | False | False | 12000 | 12000 | 19 | 14.3 | 9.2 | 7.5 | True | 5 | 33 | 11 |  | Blower Coil System | True | Wall-Mount | 11/14/2023 |  | 12/14/2023
GE Appliances, a Haier company | Haier | 1U09AP2HD** | 1U09AP2HD** | AW09AP2HD** |  | Voluntarily Certified | Single-split-system heat pumps | False | False | 9000 | 10000 | 23.5 | 14.3 | 9.6 | 7.5 | True | 5 | 33 | 14.5 |  | Blower Coil System | True | Wall-Mount | 11/14/2023 |  | 12/14/2023
GE Appliances, a Haier company | Haier | 1U12AP2HD** | 1U12AP2HD** | AW12AP2HD** |  | Voluntarily Certified | Single-split-system heat pumps | False | False | 12000 | 13000 | 23 | 14.3 | 10.5 | 7.5 | True | 5 | 33 | 12.5 |  | Blower Coil System | True | Wall-Mount | 11/14/2023 |  | 12/14/2023
GE Appliances, a Haier company | Haier | 1U15AP2HD** | 1U15AP2HD** | AW15AP2HD** |  | Voluntarily Certified | Single-split-system heat pumps | False | False | 15000 | 16000 | 21.5 | 14.3 | 9.6 | 7.5 | True | 5 | 33 | 12.5 |  | Blower Coil System | True | Wall-Mount | 11/14/2023 |  | 12/14/2023
GE Appliances, a Haier company | Haier | 1U18AP2HD** | 1U18AP2HD** | AW18AP2HD** |  | Voluntarily Certified | Single-split-system heat pumps | False | False | 17000 | 21000 | 21 | 14.3 | 9.6 | 7.5 | True | 5 | 33 | 12.5 |  | Blower Coil System | True | Wall-Mount | 11/14/2023 |  | 12/14/2023
GE Appliances, a Haier company | Haier | 1U24AP2HD** | 1U24AP2HD** | AW24AP2HD** |  | Voluntarily Certified | Single-split-system heat pumps | False | False | 22000 | 27600 | 20 | 14.3 | 9.6 | 7.5 | True | 5 | 33 | 12.5 |  | Blower Coil System | True | Wall-Mount | 11/14/2023 |  | 12/14/2023
GE Appliances, a Haier company | Haier | 1U24LP2HD** | 1U24LP2HD** | AW24TL2HF** |  | Voluntarily Certified | Single-split-system heat pumps | False | False | 24000 | 26000 | 21 | 14.3 | 10 | 7.5 | True | 20 | 33 | 11 |  | Blower Coil System | True | Wall-Mount | 11/14/2023 |  | 12/14/2023
GE Appliances, a Haier company | Haier | 1U3036LP2HD** | 1U3036LP2HD** | AW30TL2HF** |  | Voluntarily Certified | Single-split-system heat pumps | False | False | 30000 | 32000 | 19 | 14.3 | 9 | 7.5 | True | 20 | 33 | 8.8 |  | Blower Coil System | True | Wall-Mount | 11/14/2023 |  | 12/14/2023
GE Appliances, a Haier company | Haier | 1U4248LP2HD** | 1U4248LP2HD** | USYL42UCDD** |  | Voluntarily Certified | Single-split-system heat pumps | False | False | 42000 | 44000 | 18 | 14.3 | 8.5 | 7.5 | True | 20 | 33 | 8.7 |  | Blower Coil System | True | Ceiling-Mount | 11/14/2023 |  | 12/14/2023
Fujitsu General America Inc | Fujitsu | AOUH24LUAS1 | AOUH24LUAS1 | AUUH24LUAS |  | Voluntarily Certified | Single-split-system heat pumps | False | False | 24000 | 27000 | 23 | 14.3 | 11 | 7.5 | True | 7.5 | 33 | 12.6 |  | Blower Coil System | True | Ceiling-Mount | 11/14/2023 |  | 12/14/2023
Fujitsu General America Inc | Fujitsu | AOUH30LUAS1 | AOUH30LUAS1 | AUUH30LUAS |  | Voluntarily Certified | Single-split-system heat pumps | False | False | 30000 | 32000 | 21.5 | 14.3 | 10.6 | 7.5 | True | 7.5 | 33 | 11.7 |  | Blower Coil System | True | Ceiling-Mount | 11/14/2023 |  | 12/14/2023
Fujitsu General America Inc | Fujitsu | AOUH36LUAS1 | AOUH36LUAS1 | AUUH36LUAS |  | Voluntarily Certified | Single-split-system heat pumps | False | False | 36000 | 38000 | 20.5 | 14.3 | 10.2 | 7.5 | True | 7.5 | 33 | 10 |  | Blower Coil System | True | Ceiling-Mount | 11/14/2023 |  | 12/14/2023
Fujitsu General America Inc | Fujitsu | AOU30RGLX | AOU30RGLX | AUU30RGLX |  | Voluntarily Certified | Single-split-system heat pumps | False | False | 30000 | 32000 | 18.7 | 14.3 | 10.4 | 7.5 | True | 11.5 | 33 | 11.7 |  | Blower Coil System | True | Ceiling-Mount | 11/14/2023 |  | 12/14/2023
Fujitsu General America Inc | Rheem | ROSH09BFWJ | ROSH09BFWJ | RIWH09BVFJ |  | Voluntarily Certified | Single-split-system heat pumps | False | False | 9000 | 12000 | 26.5 | 14.3 | 11.5 | 7.5 | True | 10.5 | 33 | 14.3 |  | Blower Coil System | True | Wall-Mount | 11/14/2023 |  | 12/14/2023
Fujitsu General America Inc | Rheem | ROSH12BFWJ | ROSH12BFWJ | RIWH12BVFJ |  | Voluntarily Certified | Single-split-system heat pumps | False | False | 12000 | 16000 | 23 | 14.3 | 11.1 | 7.5 | True | 10.5 | 33 | 12.5 |  | Blower Coil System | True | Wall-Mount | 11/14/2023 |  | 12/14/2023
Fujitsu General America Inc | Rheem | ROSH48VGSN | ROSH48VGSN | RICH48AXCJ |  | Voluntarily Certified | Single-split-system heat pumps | False | False | 48000 | 53000 | 18.2 | 14.3 | 9 | 7.5 | True | 12.5 | 33 | 10.1 |  | Blower Coil System | True | Ceiling-Mount | 11/14/2023 |  | 12/14/2023
Fujitsu General America Inc | Rheem | RP1748HJVXA | RP1748HJVXA | RHMVZ4821SNAUNJ |  | Voluntarily Certified | Single-split-system heat pumps | False | False | 45500 | 53000 | 16.2 | 14.3 | 9.2 | 7.5 | True | 9 | 33 | 8.2 |  | Blower Coil System | True | Conventional | 11/14/2023 |  | 12/14/2023
Fujitsu General America Inc | Rheem | RO1HHZ09AJ8S | RO1HHZ09AJ8S | RICHHZ09AJ8S |  | Voluntarily Certified | Single-split-system heat pumps | False | False | 9000 | 12000 | 23.5 | 14.3 | 11.8 | 7.5 | True | 10 | 33 | 13.6 |  | Blower Coil System | True | Ceiling-Mount | 11/14/2023 |  | 12/14/2023
Fujitsu General America Inc | Rheem | RO1HHZ12AJ8S | RO1HHZ12AJ8S | RICHHZ12AJ8S |  | Voluntarily Certified | Single-split-system heat pumps | False | False | 12000 | 16000 | 23 | 14.3 | 11.3 | 7.5 | True | 8 | 33 | 12.8 |  | Blower Coil System | True | Ceiling-Mount | 11/14/2023 |  | 12/14/2023
Fujitsu General America Inc | Rheem | RO1HHZ18AJ8S | RO1HHZ18AJ8S | RICHHZ18AJ8S |  | Voluntarily Certified | Single-split-system heat pumps | False | False | 17100 | 21600 | 21.5 | 14.3 | 11.2 | 7.5 | True | 7 | 33 | 12.5 |  | Blower Coil System | True | Ceiling-Mount | 11/14/2023 |  | 12/14/2023
Fujitsu General America Inc | Rheem | RO1HGZ42AJ8S | RO1HGZ42AJ8S | RIGHGZ42AJ8S |  | Voluntarily Certified | Single-split-system heat pumps | False | False | 42000 | 47000 | 19 | 14.3 | 9.8 | 7.5 | True | 12 | 33 | 11.3 |  | Blower Coil System | True | Ceiling-Mount | 11/14/2023 |  | 12/14/2023
Fujitsu General America Inc | Rheem | RO1HGZ48AJ8S | RO1HGZ48AJ8S | RIGHGZ48AJ8S |  | Voluntarily Certified | Single-split-system heat pumps | False | False | 48000 | 53000 | 18.2 | 14.3 | 9 | 7.5 | True | 12.5 | 33 | 10.1 |  | Blower Coil System | True | Ceiling-Mount | 11/14/2023 |  | 12/14/2023
Fujitsu General America Inc | Rheem | RD16AZ36AJVUA | RD16AZ36AJVUA | RHMVZ3621MNAUAJ |  | Voluntarily Certified | Single-split-system heat pumps | False | False | 36000 | 42000 | 17.1 | 14.3 | 8.8 | 7.5 | True | 9 | 33 | 10.7 |  | Blower Coil System | True | Conventional | 11/14/2023 |  | 12/14/2023
Fujitsu General America Inc | Rheem | RD16AZ48AJVUA | RD16AZ48AJVUA | RHMVZ4821SNAUAJ |  | Voluntarily Certified | Single-split-system heat pumps | False | False | 45500 | 53000 | 16.2 | 14.3 | 9.2 | 7.5 | True | 9 | 33 | 8.2 |  | Blower Coil System | True | Conventional | 11/14/2023 |  | 12/14/2023
Fujitsu General America Inc | Rheem | RP1724HJVXA | RP1724HJVXA | RICH24AXCJ |  | Voluntarily Certified | Single-split-system heat pumps | False | False | 24000 | 27000 | 20.8 | 14.3 | 10.1 | 7.5 | True | 11.5 | 33 | 12.8 |  | Blower Coil System | True | Ceiling-Mount | 11/14/2023 |  | 12/14/2023
Fujitsu General America Inc | Rheem | RO1HFZ09AA3S | RO1HFZ09AA3S | RIWHFZ09AA3S |  | Voluntarily Certified | Single-split-system heat pumps | False | False | 9000 | 10000 | 16 | 14.3 | 9 | 7.5 | True | 10 | 33 | 10.8 |  | Blower Coil System | True | Wall-Mount | 11/14/2023 |  | 12/14/2023
Fujitsu General America Inc | Rheem | RO1HFZ12AA3S | RO1HFZ12AA3S | RIWHFZ12AA3S |  | Voluntarily Certified | Single-split-system heat pumps | False | False | 12000 | 14000 | 16 | 14.3 | 9 | 7.5 | True | 10 | 33 | 10 |  | Blower Coil System | True | Wall-Mount | 11/14/2023 |  | 12/14/2023
Fujitsu General America Inc | Rheem | RO1HFZ09AJ2S | RO1HFZ09AJ2S | RIFHFZ09AJ2S |  | Voluntarily Certified | Single-split-system heat pumps | False | False | 9000 | 12000 | 26 | 14.3 | 11.8 | 7.5 | True | 10 | 33 | 16 |  | Blower Coil System | True | Wall-Mount | 11/14/2023 |  | 12/14/2023
Fujitsu General America Inc | Rheem | RO1HFZ12AJ2S | RO1HFZ12AJ2S | RIFHFZ12AJ2S |  | Voluntarily Certified | Single-split-system heat pumps | False | False | 12000 | 16000 | 22.7 | 14.3 | 11.2 | 7.5 | True | 10 | 33 | 13.1 |  | Blower Coil System | True | Wall-Mount | 11/14/2023 |  | 12/14/2023
Fujitsu General America Inc | Rheem | RO1HFZ15AJ2S | RO1HFZ15AJ2S | RIFHFZ15AJ2S |  | Voluntarily Certified | Single-split-system heat pumps | False | False | 14200 | 18000 | 20.3 | 14.3 | 10.7 | 7.5 | True | 10 | 33 | 12.5 |  | Blower Coil System | True | Wall-Mount | 11/14/2023 |  | 12/14/2023
Fujitsu General America Inc | Rheem | RO1HFZ09AJ2H | RO1HFZ09AJ2H | RIFHFZ09AJ2S |  | Voluntarily Certified | Single-split-system heat pumps | False | False | 9000 | 12000 | 26 | 14.3 | 11.6 | 7.5 | True | 10 | 33 | 16 |  | Blower Coil System | True | Wall-Mount | 11/14/2023 |  | 12/14/2023
Fujitsu General America Inc | Rheem | RO1HFZ12AJ2H | RO1HFZ12AJ2H | RIFHFZ12AJ2S |  | Voluntarily Certified | Single-split-system heat pumps | False | False | 12000 | 16000 | 22.7 | 14.3 | 11 | 7.5 | True | 10 | 33 | 13.1 |  | Blower Coil System | True | Wall-Mount | 11/14/2023 |  | 12/14/2023
Fujitsu General America Inc | Rheem | RO1HFZ15AJ2H | RO1HFZ15AJ2H | RIFHFZ15AJ2S |  | Voluntarily Certified | Single-split-system heat pumps | False | False | 14200 | 18000 | 20.3 | 14.3 | 10.5 | 7.5 | True | 10 | 33 | 12.5 |  | Blower Coil System | True | Wall-Mount | 11/14/2023 |  | 12/14/2023
Fujitsu General America Inc | Rheem | RO1HFZ18AJ2H | RO1HFZ18AJ2H | RIWHFZ18AJ2S |  | Voluntarily Certified | Single-split-system heat pumps | False | False | 18000 | 21600 | 20 | 14.3 | 10 | 7.5 | True | 10 | 33 | 13.3 |  | Blower Coil System | True | Wall-Mount | 11/14/2023 |  | 12/14/2023
Fujitsu General America Inc | Rheem | RO1HFZ24AJ2H | RO1HFZ24AJ2H | RIWHFZ24AJ2S |  | Voluntarily Certified | Single-split-system heat pumps | False | False | 22000 | 25200 | 19.5 | 14.3 | 10.5 | 7.5 | True | 10 | 33 | 12.5 |  | Blower Coil System | True | Wall-Mount | 11/14/2023 |  | 12/14/2023
Fujitsu General America Inc | Rheem | RO1HFZ30AJ2H | RO1HFZ30AJ2H | RIWHFZ30AJ2S |  | Voluntarily Certified | Single-split-system heat pumps | False | False | 30000 | 32000 | 18.7 | 14.3 | 10 | 7.5 | True | 10 | 33 | 12.5 |  | Blower Coil System | True | Wall-Mount | 11/14/2023 |  | 12/14/2023
Fujitsu General America Inc | Rheem | RO1HHZ09AJ2H | RO1HHZ09AJ2H | RIWHHZ09AJ2S |  | Voluntarily Certified | Single-split-system heat pumps | False | False | 9000 | 12000 | 26.5 | 14.3 | 12.3 | 7.5 | True | 10.5 | 33 | 15.4 |  | Blower Coil System | True | Wall-Mount | 11/14/2023 |  | 12/14/2023
Fujitsu General America Inc | Rheem | RO1HHZ12AJ2H | RO1HHZ12AJ2H | RIWHHZ12AJ2S |  | Voluntarily Certified | Single-split-system heat pumps | False | False | 12000 | 16000 | 23 | 14.3 | 11.2 | 7.5 | True | 10.5 | 33 | 12.5 |  | Blower Coil System | True | Wall-Mount | 11/14/2023 |  | 12/14/2023
Fujitsu General America Inc | Rheem | RO1HHZ12AJ3S | RO1HHZ12AJ3S | RIWHHZ12AJ3S |  | Voluntarily Certified | Single-split-system heat pumps | False | False | 12000 | 14000 | 20 | 14.3 | 10.5 | 7.5 | True | 10.5 | 33 | 11 |  | Blower Coil System | True | Wall-Mount | 11/14/2023 |  | 12/14/2023
Fujitsu General America Inc | Rheem | RO1HHZ09AJ3S | RO1HHZ09AJ3S | RIWHHZ09AJ3S |  | Voluntarily Certified | Single-split-system heat pumps | False | False | 9000 | 10000 | 20 | 14.3 | 10.5 | 7.5 | True | 10.5 | 33 | 12.5 |  | Blower Coil System | True | Wall-Mount | 11/14/2023 |  | 12/14/2023
Fujitsu General America Inc | Rheem | RO1HHZ18AJ2S | RO1HHZ18AJ2S | RIWHHZ18AJ2S |  | Voluntarily Certified | Single-split-system heat pumps | False | False | 18000 | 21600 | 21.1 | 14.3 | 11.5 | 7.5 | True | 6 | 33 | 13 |  | Blower Coil System | True | Wall-Mount | 11/14/2023 |  | 12/14/2023
Fujitsu General America Inc | Rheem | RO1HHZ24AJ2S | RO1HHZ24AJ2S | RIWHHZ24AJ2S |  | Voluntarily Certified | Single-split-system heat pumps | False | False | 22000 | 25200 | 22.5 | 14.3 | 11.4 | 7.5 | True | 6 | 33 | 12.5 |  | Blower Coil System | True | Wall-Mount | 11/14/2023 |  | 12/14/2023
Fujitsu General America Inc | Rheem | RO1HHZ18AJ3S | RO1HHZ18AJ3S | RIWHHZ18AJ3S |  | Voluntarily Certified | Single-split-system heat pumps | False | False | 18000 | 18000 | 20 | 14.3 | 10.5 | 7.5 | True | 10.5 | 33 | 12 |  | Blower Coil System | True | Wall-Mount | 11/14/2023 |  | 12/14/2023
Fujitsu General America Inc | Rheem | RO1HHZ24AJ3S | RO1HHZ24AJ3S | RIWHHZ24AJ3S |  | Voluntarily Certified | Single-split-system heat pumps | False | False | 24000 | 24000 | 19 | 14.3 | 9.8 | 7.5 | True | 10.5 | 33 | 9.2 |  | Blower Coil System | True | Wall-Mount | 11/14/2023 |  | 12/14/2023
Fujitsu General America Inc | Rheem | RO1HHZ30AJ3S | RO1HHZ30AJ3S | RIWHHZ30AJ3S |  | Voluntarily Certified | Single-split-system heat pumps | False | False | 30000 | 30000 | 18 | 14.3 | 9.8 | 7.5 | True | 6 | 33 | 9.8 |  | Blower Coil System | True | Wall-Mount | 11/14/2023 |  | 12/14/2023
Fujitsu General America Inc | Rheem | RO1HHZ36AJ3S | RO1HHZ36AJ3S | RIWHHZ36AJ3S |  | Voluntarily Certified | Single-split-system heat pumps | False | False | 33000 | 34000 | 18 | 14.3 | 9.6 | 7.5 | True | 6 | 33 | 8.1 |  | Blower Coil System | True | Wall-Mount | 11/14/2023 |  | 12/14/2023
Fujitsu General America Inc | Rheem | RO1HHZ09AJ2S | RO1HHZ09AJ2S | RIWHHZ09AJ2S |  | Voluntarily Certified | Single-split-system heat pumps | False | False | 9000 | 12000 | 26.5 | 14.3 | 12.6 | 7.5 | True | 10.5 | 33 | 14.3 |  | Blower Coil System | True | Wall-Mount | 11/14/2023 |  | 12/14/2023
Fujitsu General America Inc | Rheem | ROSH18VGSN | ROSH18VGSN | RICH18AXCJ |  | Voluntarily Certified | Single-split-system heat pumps | False | False | 18000 | 21000 | 22 | 14.3 | 10.5 | 7.5 | True | 11.5 | 33 | 13.4 |  | Blower Coil System | True | Ceiling-Mount | 11/14/2023 |  | 12/14/2023
Fujitsu General America Inc | Rheem | ROSH24VGSN | ROSH24VGSN | RICH24AXCJ |  | Voluntarily Certified | Single-split-system heat pumps | False | False | 24000 | 27000 | 20.8 | 14.3 | 10.1 | 7.5 | True | 11.5 | 33 | 12.8 |  | Blower Coil System | True | Ceiling-Mount | 11/14/2023 |  | 12/14/2023
Fujitsu General America Inc | Rheem | ROSH30VGSN | ROSH30VGSN | RICH30AXCJ |  | Voluntarily Certified | Single-split-system heat pumps | False | False | 30000 | 32000 | 18.7 | 14.3 | 10.4 | 7.5 | True | 11.5 | 33 | 11.7 |  | Blower Coil System | True | Ceiling-Mount | 11/14/2023 |  | 12/14/2023
Fujitsu General America Inc | Rheem | ROSH36VGSN | ROSH36VGSN | RICH36AXCJ |  | Voluntarily Certified | Single-split-system heat pumps | False | False | 36000 | 36000 | 18 | 14.3 | 9.7 | 7.5 | True | 11.5 | 33 | 10 |  | Blower Coil System | True | Ceiling-Mount | 11/14/2023 |  | 12/14/2023
Fujitsu General America Inc | Rheem | RO1HHZ12AJ2S | RO1HHZ12AJ2S | RIWHHZ12AJ2S |  | Voluntarily Certified | Single-split-system heat pumps | False | False | 12000 | 14500 | 23 | 14.3 | 11.1 | 7.5 | True | 10.5 | 33 | 12.5 |  | Blower Coil System | True | Wall-Mount | 11/14/2023 |  | 12/14/2023
Fujitsu General America Inc | Rheem | ROSH42VGSN | ROSH42VGSN | RICH42AXCJ |  | Voluntarily Certified | Single-split-system heat pumps | False | False | 42000 | 47000 | 19 | 14.3 | 9.8 | 7.5 | True | 12 | 33 | 11.3 |  | Blower Coil System | True | Ceiling-Mount | 11/14/2023 |  | 12/14/2023
Fujitsu General America Inc | Rheem | ROSH18AHXHJ | ROSH18AHXHJ | RIWH18AVFJ |  | Voluntarily Certified | Single-split-system heat pumps | False | False | 18000 | 21600 | 20 | 14.3 | 10 | 7.5 | True | 10 | 33 | 13.3 |  | Blower Coil System | True | Wall-Mount | 11/14/2023 |  | 12/14/2023
Fujitsu General America Inc | Rheem | ROSH24AHXHJ | ROSH24AHXHJ | RIWH24AVFJ |  | Voluntarily Certified | Single-split-system heat pumps | False | False | 22000 | 25200 | 19.5 | 14.3 | 10.5 | 7.5 | True | 10 | 33 | 12.5 |  | Blower Coil System | True | Wall-Mount | 11/14/2023 |  | 12/14/2023
Fujitsu General America Inc | Rheem | ROSH30AHXHJ | ROSH30AHXHJ | RIWH30AVFJ |  | Voluntarily Certified | Single-split-system heat pumps | False | False | 30000 | 32000 | 18.7 | 14.3 | 10 | 7.5 | True | 10 | 33 | 12.5 |  | Blower Coil System | True | Wall-Mount | 11/14/2023 |  | 12/14/2023
Fujitsu General America Inc | Rheem | ROSH09AFFHJ | ROSH09AFFHJ | RIFH09AVFJ |  | Voluntarily Certified | Single-split-system heat pumps | False | False | 9000 | 12000 | 26 | 14.3 | 11.6 | 7.5 | True | 10 | 33 | 16 |  | Blower Coil System | True | Wall-Mount | 11/14/2023 |  | 12/14/2023
Fujitsu General America Inc | Rheem | ROSH12AFFHJ | ROSH12AFFHJ | RIFH12AVFJ |  | Voluntarily Certified | Single-split-system heat pumps | False | False | 12000 | 16000 | 22.7 | 14.3 | 11 | 7.5 | True | 10 | 33 | 13.1 |  | Blower Coil System | True | Wall-Mount | 11/14/2023 |  | 12/14/2023
Fujitsu General America Inc | Rheem | ROSH15AFFHJ | ROSH15AFFHJ | RIFH15AVFJ |  | Voluntarily Certified | Single-split-system heat pumps | False | False | 14200 | 18000 | 20.3 | 14.3 | 10.5 | 7.5 | True | 10 | 33 | 12.5 |  | Blower Coil System | True | Wall-Mount | 11/14/2023 |  | 12/14/2023
Fujitsu General America Inc | Rheem | ROSH09AFFJ | ROSH09AFFJ | RIFH09AVFJ |  | Voluntarily Certified | Single-split-system heat pumps | False | False | 9000 | 12000 | 26 | 14.3 | 11.8 | 7.5 | True | 10 | 33 | 16 |  | Blower Coil System | True | Wall-Mount | 11/14/2023 |  | 12/14/2023
Fujitsu General America Inc | Rheem | ROSH12AFFJ | ROSH12AFFJ | RIFH12AVFJ |  | Voluntarily Certified | Single-split-system heat pumps | False | False | 12000 | 16000 | 22.7 | 14.3 | 11.2 | 7.5 | True | 10 | 33 | 13.1 |  | Blower Coil System | True | Wall-Mount | 11/14/2023 |  | 12/14/2023
Fujitsu General America Inc | Rheem | ROSH15AFFJ | ROSH15AFFJ | RIFH15AVFJ |  | Voluntarily Certified | Single-split-system heat pumps | False | False | 14200 | 18000 | 20.3 | 14.3 | 10.7 | 7.5 | True | 10 | 33 | 12.5 |  | Blower Coil System | True | Wall-Mount | 11/14/2023 |  | 12/14/2023
Fujitsu General America Inc | Rheem | ROSH09AVSA | ROSH09AVSA | RIWH09AVSA |  | Voluntarily Certified | Single-split-system heat pumps | False | False | 9000 | 10000 | 16 | 14.3 | 9 | 7.5 | True | 10 | 33 | 10.8 |  | Blower Coil System | True | Wall-Mount | 11/14/2023 |  | 12/14/2023
Fujitsu General America Inc | Rheem | ROSH12AVSA | ROSH12AVSA | RIWH12AVSA |  | Voluntarily Certified | Single-split-system heat pumps | False | False | 12000 | 14000 | 16 | 14.3 | 9 | 7.5 | True | 10 | 33 | 10 |  | Blower Coil System | True | Wall-Mount | 11/14/2023 |  | 12/14/2023
Fujitsu General America Inc | Rheem | RO1HHZ24AJ8S | RO1HHZ24AJ8S | RIGHHZ24AJ8S |  | Voluntarily Certified | Single-split-system heat pumps | False | False | 24000 | 27000 | 23 | 14.3 | 11 | 7.5 | True | 7.5 | 33 | 12.6 |  | Blower Coil System | True | Ceiling-Mount | 11/14/2023 |  | 12/14/2023
Fujitsu General America Inc | Rheem | RO1HHZ30AJ8S | RO1HHZ30AJ8S | RIGHHZ30AJ8S |  | Voluntarily Certified | Single-split-system heat pumps | False | False | 30000 | 32000 | 21.5 | 14.3 | 10.6 | 7.5 | True | 7.5 | 33 | 11.7 |  | Blower Coil System | True | Ceiling-Mount | 11/14/2023 |  | 12/14/2023
Fujitsu General America Inc | Rheem | RO1HHZ36AJ8S | RO1HHZ36AJ8S | RIGHHZ36AJ8S |  | Voluntarily Certified | Single-split-system heat pumps | False | False | 36000 | 38000 | 20.5 | 14.3 | 10.2 | 7.5 | True | 7.5 | 33 | 10 |  | Blower Coil System | True | Ceiling-Mount | 11/14/2023 |  | 12/14/2023
Fujitsu General America Inc | Rheem | RD16AZ30AJHUA | RD16AZ30AJHUA | RHMVZ3021SNAUNJ |  | Voluntarily Certified | Single-split-system heat pumps | False | False | 28600 | 32000 | 18.8 | 14.3 | 9.7 | 7.5 | True | 14 | 33 | 11.7 |  | Blower Coil System | True | Conventional | 11/14/2023 |  | 12/14/2023
Fujitsu General America Inc | Rheem | RD16AZ36AJHUA | RD16AZ36AJHUA | RHMVZ3621MNAUAJ |  | Voluntarily Certified | Single-split-system heat pumps | False | False | 33000 | 38000 | 17.1 | 14.3 | 10.4 | 7.5 | True | 14.5 | 33 | 11 |  | Blower Coil System | True | Conventional | 11/14/2023 |  | 12/14/2023
Fujitsu General America Inc | Rheem | RD16AZ48AJHUA | RD16AZ48AJHUA | RHMVZ4821SNAUAJ |  | Voluntarily Certified | Single-split-system heat pumps | False | False | 45500 | 51000 | 16.6 | 14.3 | 10 | 7.5 | True | 14.5 | 33 | 8.8 |  | Blower Coil System | True | Conventional | 11/14/2023 |  | 12/14/2023
Fujitsu General America Inc | Rheem | RP1736HJVXA | RP1736HJVXA | RHMVZ3621MNAUNJ |  | Voluntarily Certified | Single-split-system heat pumps | False | False | 36000 | 42000 | 17.1 | 14.3 | 8.8 | 7.5 | True | 9 | 33 | 10.7 |  | Blower Coil System | True | Conventional | 11/14/2023 |  | 12/14/2023
Fujitsu General America Inc | Ruud | RP1736HJVXA | RP1736HJVXA | RHMVZ3621MNAUNJ |  | Voluntarily Certified | Single-split-system heat pumps | False | False | 36000 | 42000 | 17.1 | 14.3 | 8.8 | 7.5 | True | 9 | 33 | 10.7 |  | Blower Coil System | True | Conventional | 11/14/2023 |  | 12/14/2023
Fujitsu General America Inc | Ruud | RO1HHZ24AJ8S | RO1HHZ24AJ8S | RIGHHZ24AJ8S |  | Voluntarily Certified | Single-split-system heat pumps | False | False | 24000 | 27000 | 23 | 14.3 | 11 | 7.5 | True | 7.5 | 33 | 12.6 |  | Blower Coil System | True | Ceiling-Mount | 11/14/2023 |  | 12/14/2023
Fujitsu General America Inc | Ruud | RO1HHZ30AJ8S | RO1HHZ30AJ8S | RIGHHZ30AJ8S |  | Voluntarily Certified | Single-split-system heat pumps | False | False | 30000 | 32000 | 21.5 | 14.3 | 10.6 | 7.5 | True | 7.5 | 33 | 11.7 |  | Blower Coil System | True | Ceiling-Mount | 11/14/2023 |  | 12/14/2023
Fujitsu General America Inc | Ruud | RO1HHZ36AJ8S | RO1HHZ36AJ8S | RIGHHZ36AJ8S |  | Voluntarily Certified | Single-split-system heat pumps | False | False | 36000 | 38000 | 20.5 | 14.3 | 10.2 | 7.5 | True | 7.5 | 33 | 10 |  | Blower Coil System | True | Ceiling-Mount | 11/14/2023 |  | 12/14/2023
Fujitsu General America Inc | Ruud | RD16AZ30AJHUA | RD16AZ30AJHUA | RHMVZ3021SNAUNJ |  | Voluntarily Certified | Single-split-system heat pumps | False | False | 28600 | 32000 | 18.8 | 14.3 | 9.7 | 7.5 | True | 14 | 33 | 11.7 |  | Blower Coil System | True | Conventional | 11/14/2023 |  | 12/14/2023
Fujitsu General America Inc | Ruud | RD16AZ36AJHUA | RD16AZ36AJHUA | RHMVZ3621MNAUAJ |  | Voluntarily Certified | Single-split-system heat pumps | False | False | 33000 | 38000 | 17.1 | 14.3 | 10.4 | 7.5 | True | 14.5 | 33 | 11 |  | Blower Coil System | True | Conventional | 11/14/2023 |  | 12/14/2023
Fujitsu General America Inc | Ruud | RD16AZ48AJHUA | RD16AZ48AJHUA | RHMVZ4821SNAUAJ |  | Voluntarily Certified | Single-split-system heat pumps | False | False | 45500 | 51000 | 16.6 | 14.3 | 10 | 7.5 | True | 14.5 | 33 | 8.8 |  | Blower Coil System | True | Conventional | 11/14/2023 |  | 12/14/2023
Fujitsu General America Inc | Ruud | UOSH12AVSA | UOSH12AVSA | UIWH12AVSA |  | Voluntarily Certified | Single-split-system heat pumps | False | False | 12000 | 14000 | 16 | 14.3 | 9 | 7.5 | True | 10 | 33 | 10 |  | Blower Coil System | True | Wall-Mount | 11/14/2023 |  | 12/14/2023
Fujitsu General America Inc | Ruud | UOSH09AVSA | UOSH09AVSA | UIWH09AVSA |  | Voluntarily Certified | Single-split-system heat pumps | False | False | 9000 | 10000 | 16 | 14.3 | 9 | 7.5 | True | 10 | 33 | 10.8 |  | Blower Coil System | True | Wall-Mount | 11/14/2023 |  | 12/14/2023
Fujitsu General America Inc | Ruud | UOSH15AFFJ | UOSH15AFFJ | RIFH15AVFJ |  | Voluntarily Certified | Single-split-system heat pumps | False | False | 14200 | 18000 | 20.3 | 14.3 | 10.7 | 7.5 | True | 10 | 33 | 12.5 |  | Blower Coil System | True | Wall-Mount | 11/14/2023 |  | 12/14/2023
Fujitsu General America Inc | Ruud | UOSH12AFFJ | UOSH12AFFJ | RIFH12AVFJ |  | Voluntarily Certified | Single-split-system heat pumps | False | False | 12000 | 16000 | 22.7 | 14.3 | 11.2 | 7.5 | True | 10 | 33 | 13.1 |  | Blower Coil System | True | Wall-Mount | 11/14/2023 |  | 12/14/2023
Fujitsu General America Inc | Ruud | UOSH15AFFHJ | UOSH15AFFHJ | RIFH15AVFJ |  | Voluntarily Certified | Single-split-system heat pumps | False | False | 14200 | 18000 | 20.3 | 14.3 | 10.5 | 7.5 | True | 10 | 33 | 12.5 |  | Blower Coil System | True | Wall-Mount | 11/14/2023 |  | 12/14/2023
Fujitsu General America Inc | Ruud | UOSH12AFFHJ | UOSH12AFFHJ | RIFH12AVFJ |  | Voluntarily Certified | Single-split-system heat pumps | False | False | 12000 | 16000 | 22.7 | 14.3 | 11 | 7.5 | True | 10 | 33 | 13.1 |  | Blower Coil System | True | Wall-Mount | 11/14/2023 |  | 12/14/2023
Fujitsu General America Inc | Ruud | UOSH30AHXHJ | UOSH30AHXHJ | UIWH30AVFJ |  | Voluntarily Certified | Single-split-system heat pumps | False | False | 30000 | 32000 | 18.7 | 14.3 | 10 | 7.5 | True | 10 | 33 | 12.5 |  | Blower Coil System | True | Wall-Mount | 11/14/2023 |  | 12/14/2023
Fujitsu General America Inc | Ruud | UOSH42VGSN | UOSH42VGSN | RICH42AXCJ |  | Voluntarily Certified | Single-split-system heat pumps | False | False | 42000 | 47000 | 19 | 14.3 | 9.8 | 7.5 | True | 12 | 33 | 11.3 |  | Blower Coil System | True | Ceiling-Mount | 11/14/2023 |  | 12/14/2023
Fujitsu General America Inc | Ruud | RO1HHZ12AJ2S | RO1HHZ12AJ2S | UIWHHZ12AJ2S |  | Voluntarily Certified | Single-split-system heat pumps | False | False | 12000 | 14500 | 23 | 14.3 | 11.1 | 7.5 | True | 10.5 | 33 | 12.5 |  | Blower Coil System | True | Wall-Mount | 11/14/2023 |  | 12/14/2023
Fujitsu General America Inc | Ruud | UOSH36VGSN | UOSH36VGSN | RICH36AXCJ |  | Voluntarily Certified | Single-split-system heat pumps | False | False | 36000 | 36000 | 18 | 14.3 | 9.7 | 7.5 | True | 11.5 | 33 | 10 |  | Blower Coil System | True | Ceiling-Mount | 11/14/2023 |  | 12/14/2023
Fujitsu General America Inc | Ruud | RO1HHZ09AJ2S | RO1HHZ09AJ2S | UIWHHZ09AJ2S |  | Voluntarily Certified | Single-split-system heat pumps | False | False | 9000 | 12000 | 26.5 | 14.3 | 12.6 | 7.5 | True | 10.5 | 33 | 14.3 |  | Blower Coil System | True | Wall-Mount | 11/14/2023 |  | 12/14/2023
Fujitsu General America Inc | Ruud | RO1HHZ36AJ3S | RO1HHZ36AJ3S | UIWHHZ36AJ3S |  | Voluntarily Certified | Single-split-system heat pumps | False | False | 33000 | 34000 | 18 | 14.3 | 9.6 | 7.5 | True | 6 | 33 | 8.1 |  | Blower Coil System | True | Wall-Mount | 11/14/2023 |  | 12/14/2023
Fujitsu General America Inc | Ruud | RO1HHZ30AJ3S | RO1HHZ30AJ3S | UIWHHZ30AJ3S |  | Voluntarily Certified | Single-split-system heat pumps | False | False | 30000 | 30000 | 18 | 14.3 | 9.8 | 7.5 | True | 6 | 33 | 9.8 |  | Blower Coil System | True | Wall-Mount | 11/14/2023 |  | 12/14/2023
Fujitsu General America Inc | Ruud | RO1HHZ24AJ3S | RO1HHZ24AJ3S | UIWHHZ24AJ3S |  | Voluntarily Certified | Single-split-system heat pumps | False | False | 24000 | 24000 | 19 | 14.3 | 9.8 | 7.5 | True | 10.5 | 33 | 9.2 |  | Blower Coil System | True | Wall-Mount | 11/14/2023 |  | 12/14/2023
Fujitsu General America Inc | Ruud | RO1HHZ18AJ3S | RO1HHZ18AJ3S | UIWHHZ18AJ3S |  | Voluntarily Certified | Single-split-system heat pumps | False | False | 18000 | 18000 | 20 | 14.3 | 10.5 | 7.5 | True | 10.5 | 33 | 12 |  | Blower Coil System | True | Wall-Mount | 11/14/2023 |  | 12/14/2023
Fujitsu General America Inc | Ruud | RO1HHZ24AJ2S | RO1HHZ24AJ2S | UIWHHZ24AJ2S |  | Voluntarily Certified | Single-split-system heat pumps | False | False | 22000 | 25200 | 22.5 | 14.3 | 11.4 | 7.5 | True | 6 | 33 | 12.5 |  | Blower Coil System | True | Wall-Mount | 11/14/2023 |  | 12/14/2023
Fujitsu General America Inc | Ruud | RO1HHZ18AJ2S | RO1HHZ18AJ2S | UIWHHZ18AJ2S |  | Voluntarily Certified | Single-split-system heat pumps | False | False | 18000 | 21600 | 21.1 | 14.3 | 11.5 | 7.5 | True | 6 | 33 | 13 |  | Blower Coil System | True | Wall-Mount | 11/14/2023 |  | 12/14/2023
Fujitsu General America Inc | Ruud | RO1HHZ09AJ3S | RO1HHZ09AJ3S | UIWHHZ09AJ3S |  | Voluntarily Certified | Single-split-system heat pumps | False | False | 9000 | 10000 | 20 | 14.3 | 10.5 | 7.5 | True | 10.5 | 33 | 12.5 |  | Blower Coil System | True | Wall-Mount | 11/14/2023 |  | 12/14/2023
Fujitsu General America Inc | Ruud | RO1HHZ12AJ3S | RO1HHZ12AJ3S | UIWHHZ12AJ3S |  | Voluntarily Certified | Single-split-system heat pumps | False | False | 12000 | 14000 | 20 | 14.3 | 10.5 | 7.5 | True | 10.5 | 33 | 11 |  | Blower Coil System | True | Wall-Mount | 11/14/2023 |  | 12/14/2023
Fujitsu General America Inc | Ruud | RO1HHZ12AJ2H | RO1HHZ12AJ2H | UIWHHZ12AJ2S |  | Voluntarily Certified | Single-split-system heat pumps | False | False | 12000 | 16000 | 23 | 14.3 | 11.2 | 7.5 | True | 10.5 | 33 | 12.5 |  | Blower Coil System | True | Wall-Mount | 11/14/2023 |  | 12/14/2023
Fujitsu General America Inc | Ruud | RO1HHZ09AJ2H | RO1HHZ09AJ2H | UIWHHZ09AJ2S |  | Voluntarily Certified | Single-split-system heat pumps | False | False | 9000 | 12000 | 26.5 | 14.3 | 12.3 | 7.5 | True | 10.5 | 33 | 15.4 |  | Blower Coil System | True | Wall-Mount | 11/14/2023 |  | 12/14/2023
Fujitsu General America Inc | Ruud | RO1HFZ30AJ2H | RO1HFZ30AJ2H | UIWHFZ30AJ2S |  | Voluntarily Certified | Single-split-system heat pumps | False | False | 30000 | 32000 | 18.7 | 14.3 | 10 | 7.5 | True | 10 | 33 | 12.5 |  | Blower Coil System | True | Wall-Mount | 11/14/2023 |  | 12/14/2023
Fujitsu General America Inc | Ruud | RO1HFZ24AJ2H | RO1HFZ24AJ2H | UIWHFZ24AJ2S |  | Voluntarily Certified | Single-split-system heat pumps | False | False | 22000 | 25200 | 19.5 | 14.3 | 10.5 | 7.5 | True | 10 | 33 | 12.5 |  | Blower Coil System | True | Wall-Mount | 11/14/2023 |  | 12/14/2023
Fujitsu General America Inc | Ruud | RO1HFZ18AJ2H | RO1HFZ18AJ2H | UIWHFZ18AJ2S |  | Voluntarily Certified | Single-split-system heat pumps | False | False | 18000 | 21600 | 20 | 14.3 | 10 | 7.5 | True | 10 | 33 | 13.3 |  | Blower Coil System | True | Wall-Mount | 11/14/2023 |  | 12/14/2023
Fujitsu General America Inc | Ruud | RO1HFZ15AJ2H | RO1HFZ15AJ2H | RIFHFZ15AJ2S |  | Voluntarily Certified | Single-split-system heat pumps | False | False | 14200 | 18000 | 20.3 | 14.3 | 10.5 | 7.5 | True | 10 | 33 | 12.5 |  | Blower Coil System | True | Wall-Mount | 11/14/2023 |  | 12/14/2023
Fujitsu General America Inc | Ruud | RO1HFZ12AJ2H | RO1HFZ12AJ2H | RIFHFZ12AJ2S |  | Voluntarily Certified | Single-split-system heat pumps | False | False | 12000 | 16000 | 22.7 | 14.3 | 11 | 7.5 | True | 10 | 33 | 13.1 |  | Blower Coil System | True | Wall-Mount | 11/14/2023 |  | 12/14/2023
Fujitsu General America Inc | Ruud | RO1HFZ09AJ2H | RO1HFZ09AJ2H | RIFHFZ09AJ2S |  | Voluntarily Certified | Single-split-system heat pumps | False | False | 9000 | 12000 | 26 | 14.3 | 11.6 | 7.5 | True | 10 | 33 | 16 |  | Blower Coil System | True | Wall-Mount | 11/14/2023 |  | 12/14/2023
Fujitsu General America Inc | Ruud | RO1HFZ15AJ2S | RO1HFZ15AJ2S | RIFHFZ15AJ2S |  | Voluntarily Certified | Single-split-system heat pumps | False | False | 14200 | 18000 | 20.3 | 14.3 | 10.7 | 7.5 | True | 10 | 33 | 12.5 |  | Blower Coil System | True | Wall-Mount | 11/14/2023 |  | 12/14/2023
Fujitsu General America Inc | Ruud | RO1HFZ12AJ2S | RO1HFZ12AJ2S | RIFHFZ12AJ2S |  | Voluntarily Certified | Single-split-system heat pumps | False | False | 12000 | 16000 | 22.7 | 14.3 | 11.2 | 7.5 | True | 10 | 33 | 13.1 |  | Blower Coil System | True | Wall-Mount | 11/14/2023 |  | 12/14/2023
Fujitsu General America Inc | Ruud | RO1HFZ09AJ2S | RO1HFZ09AJ2S | RIFHFZ09AJ2S |  | Voluntarily Certified | Single-split-system heat pumps | False | False | 9000 | 12000 | 26 | 14.3 | 11.8 | 7.5 | True | 10 | 33 | 16 |  | Blower Coil System | True | Wall-Mount | 11/14/2023 |  | 12/14/2023
Fujitsu General America Inc | Ruud | RO1HFZ12AA3S | RO1HFZ12AA3S | UIWHFZ12AA3S |  | Voluntarily Certified | Single-split-system heat pumps | False | False | 12000 | 14000 | 16 | 14.3 | 9 | 7.5 | True | 10 | 33 | 10 |  | Blower Coil System | True | Wall-Mount | 11/14/2023 |  | 12/14/2023
Fujitsu General America Inc | Ruud | RO1HFZ09AA3S | RO1HFZ09AA3S | UIWHFZ09AA3S |  | Voluntarily Certified | Single-split-system heat pumps | False | False | 9000 | 10000 | 16 | 14.3 | 9 | 7.5 | True | 10 | 33 | 10.8 |  | Blower Coil System | True | Wall-Mount | 11/14/2023 |  | 12/14/2023
Fujitsu General America Inc | Ruud | RP1724HJVXA | RP1724HJVXA | RICH24AXCJ |  | Voluntarily Certified | Single-split-system heat pumps | False | False | 24000 | 27000 | 20.8 | 14.3 | 10.1 | 7.5 | True | 11.5 | 33 | 12.8 |  | Blower Coil System | True | Ceiling-Mount | 11/14/2023 |  | 12/14/2023
Fujitsu General America Inc | Ruud | RD16AZ48AJVUA | RD16AZ48AJVUA | RHMVZ4821SNAUAJ |  | Voluntarily Certified | Single-split-system heat pumps | False | False | 45500 | 53000 | 16.2 | 14.3 | 9.2 | 7.5 | True | 9 | 33 | 8.2 |  | Blower Coil System | True | Conventional | 11/14/2023 |  | 12/14/2023
Fujitsu General America Inc | Ruud | RD16AZ36AJVUA | RD16AZ36AJVUA | RHMVZ3621MNAUAJ |  | Voluntarily Certified | Single-split-system heat pumps | False | False | 36000 | 42000 | 17.1 | 14.3 | 8.8 | 7.5 | True | 9 | 33 | 10.7 |  | Blower Coil System | True | Conventional | 11/14/2023 |  | 12/14/2023
Fujitsu General America Inc | Ruud | RO1HGZ48AJ8S | RO1HGZ48AJ8S | RIGHGZ48AJ8S |  | Voluntarily Certified | Single-split-system heat pumps | False | False | 48000 | 53000 | 18.2 | 14.3 | 9 | 7.5 | True | 12.5 | 33 | 10.1 |  | Blower Coil System | True | Ceiling-Mount | 11/14/2023 |  | 12/14/2023
Fujitsu General America Inc | Ruud | RO1HGZ42AJ8S | RO1HGZ42AJ8S | RIGHGZ42AJ8S |  | Voluntarily Certified | Single-split-system heat pumps | False | False | 42000 | 47000 | 19 | 14.3 | 9.8 | 7.5 | True | 12 | 33 | 11.3 |  | Blower Coil System | True | Ceiling-Mount | 11/14/2023 |  | 12/14/2023
Fujitsu General America Inc | Ruud | RO1HHZ18AJ8S | RO1HHZ18AJ8S | RICHHZ18AJ8S |  | Voluntarily Certified | Single-split-system heat pumps | False | False | 17100 | 21600 | 21.5 | 14.3 | 11.2 | 7.5 | True | 7 | 33 | 12.5 |  | Blower Coil System | True | Ceiling-Mount | 11/14/2023 |  | 12/14/2023
Fujitsu General America Inc | Ruud | RO1HHZ12AJ8S | RO1HHZ12AJ8S | RICHHZ12AJ8S |  | Voluntarily Certified | Single-split-system heat pumps | False | False | 12000 | 16000 | 23 | 14.3 | 11.3 | 7.5 | True | 8 | 33 | 12.8 |  | Blower Coil System | True | Ceiling-Mount | 11/14/2023 |  | 12/14/2023
Fujitsu General America Inc | Ruud | RO1HHZ09AJ8S | RO1HHZ09AJ8S | RICHHZ09AJ8S |  | Voluntarily Certified | Single-split-system heat pumps | False | False | 9000 | 12000 | 23.5 | 14.3 | 11.8 | 7.5 | True | 10 | 33 | 13.6 |  | Blower Coil System | True | Ceiling-Mount | 11/14/2023 |  | 12/14/2023
Fujitsu General America Inc | Ruud | RP1748HJVXA | RP1748HJVXA | RHMVZ4821SNAUNJ |  | Voluntarily Certified | Single-split-system heat pumps | False | False | 45500 | 53000 | 16.2 | 14.3 | 9.2 | 7.5 | True | 9 | 33 | 8.2 |  | Blower Coil System | True | Conventional | 11/14/2023 |  | 12/14/2023
Fujitsu General America Inc | Ruud | ROSH09AVSA | ROSH09AVSA | UIWH09AVSA |  | Voluntarily Certified | Single-split-system heat pumps | False | False | 9000 | 10000 | 16 | 14.3 | 9 | 7.5 | True | 10 | 33 | 10.8 |  | Blower Coil System | True | Wall-Mount | 11/14/2023 |  | 12/14/2023
Fujitsu General America Inc | Ruud | ROSH12AVSA | ROSH12AVSA | UIWH12AVSA |  | Voluntarily Certified | Single-split-system heat pumps | False | False | 12000 | 14000 | 16 | 14.3 | 9 | 7.5 | True | 10 | 33 | 10 |  | Blower Coil System | True | Wall-Mount | 11/14/2023 |  | 12/14/2023
Fujitsu General America Inc | Ruud | ROSH18AHXHJ | ROSH18AHXHJ | UIWH18AVFJ |  | Voluntarily Certified | Single-split-system heat pumps | False | False | 18000 | 21600 | 20 | 14.3 | 10 | 7.5 | True | 10 | 33 | 13.3 |  | Blower Coil System | True | Wall-Mount | 11/14/2023 |  | 12/14/2023
Fujitsu General America Inc | Ruud | ROSH24AHXHJ | ROSH24AHXHJ | UIWH24AVFJ |  | Voluntarily Certified | Single-split-system heat pumps | False | False | 22000 | 25200 | 19.5 | 14.3 | 10.5 | 7.5 | True | 10 | 33 | 12.5 |  | Blower Coil System | True | Wall-Mount | 11/14/2023 |  | 12/14/2023
Fujitsu General America Inc | Ruud | ROSH30AHXHJ | ROSH30AHXHJ | UIWH30AVFJ |  | Voluntarily Certified | Single-split-system heat pumps | False | False | 30000 | 32000 | 18.7 | 14.3 | 10 | 7.5 | True | 10 | 33 | 12.5 |  | Blower Coil System | True | Wall-Mount | 11/14/2023 |  | 12/14/2023
Fujitsu General America Inc | Ruud | ROSH09AFFHJ | ROSH09AFFHJ | RIFH09AVFJ |  | Voluntarily Certified | Single-split-system heat pumps | False | False | 9000 | 12000 | 26 | 14.3 | 11.6 | 7.5 | True | 10 | 33 | 16 |  | Blower Coil System | True | Wall-Mount | 11/14/2023 |  | 12/14/2023
Fujitsu General America Inc | Ruud | ROSH12AFFHJ | ROSH12AFFHJ | RIFH12AVFJ |  | Voluntarily Certified | Single-split-system heat pumps | False | False | 12000 | 16000 | 22.7 | 14.3 | 11 | 7.5 | True | 10 | 33 | 13.1 |  | Blower Coil System | True | Wall-Mount | 11/14/2023 |  | 12/14/2023
Fujitsu General America Inc | Ruud | ROSH15AFFHJ | ROSH15AFFHJ | RIFH15AVFJ |  | Voluntarily Certified | Single-split-system heat pumps | False | False | 14200 | 18000 | 20.3 | 14.3 | 10.5 | 7.5 | True | 10 | 33 | 12.5 |  | Blower Coil System | True | Wall-Mount | 11/14/2023 |  | 12/14/2023
Fujitsu General America Inc | Ruud | ROSH09AFFJ | ROSH09AFFJ | RIFH09AVFJ |  | Voluntarily Certified | Single-split-system heat pumps | False | False | 9000 | 12000 | 26 | 14.3 | 11.8 | 7.5 | True | 10 | 33 | 16 |  | Blower Coil System | True | Wall-Mount | 11/14/2023 |  | 12/14/2023
Fujitsu General America Inc | Ruud | ROSH12AFFJ | ROSH12AFFJ | RIFH12AVFJ |  | Voluntarily Certified | Single-split-system heat pumps | False | False | 12000 | 16000 | 22.7 | 14.3 | 11.2 | 7.5 | True | 10 | 33 | 13.1 |  | Blower Coil System | True | Wall-Mount | 11/14/2023 |  | 12/14/2023
Fujitsu General America Inc | Ruud | ROSH15AFFJ | ROSH15AFFJ | RIFH15AVFJ |  | Voluntarily Certified | Single-split-system heat pumps | False | False | 14200 | 18000 | 20.3 | 14.3 | 10.7 | 7.5 | True | 10 | 33 | 12.5 |  | Blower Coil System | True | Wall-Mount | 11/14/2023 |  | 12/14/2023
Fujitsu General America Inc | Ruud | ROSH18VGSN | ROSH18VGSN | RICH18AXCJ |  | Voluntarily Certified | Single-split-system heat pumps | False | False | 18000 | 21000 | 22 | 14.3 | 10.5 | 7.5 | True | 11.5 | 33 | 13.4 |  | Blower Coil System | True | Ceiling-Mount | 11/14/2023 |  | 12/14/2023
Fujitsu General America Inc | Ruud | ROSH24VGSN | ROSH24VGSN | RICH24AXCJ |  | Voluntarily Certified | Single-split-system heat pumps | False | False | 24000 | 27000 | 20.8 | 14.3 | 10.1 | 7.5 | True | 11.5 | 33 | 12.8 |  | Blower Coil System | True | Ceiling-Mount | 11/14/2023 |  | 12/14/2023
Fujitsu General America Inc | Ruud | ROSH30VGSN | ROSH30VGSN | RICH30AXCJ |  | Voluntarily Certified | Single-split-system heat pumps | False | False | 30000 | 32000 | 18.7 | 14.3 | 10.4 | 7.5 | True | 11.5 | 33 | 11.7 |  | Blower Coil System | True | Ceiling-Mount | 11/14/2023 |  | 12/14/2023
Fujitsu General America Inc | Ruud | ROSH36VGSN | ROSH36VGSN | RICH36AXCJ |  | Voluntarily Certified | Single-split-system heat pumps | False | False | 36000 | 36000 | 18 | 14.3 | 9.7 | 7.5 | True | 11.5 | 33 | 10 |  | Blower Coil System | True | Ceiling-Mount | 11/14/2023 |  | 12/14/2023
Fujitsu General America Inc | Ruud | ROSH42VGSN | ROSH42VGSN | RICH42AXCJ |  | Voluntarily Certified | Single-split-system heat pumps | False | False | 42000 | 47000 | 19 | 14.3 | 9.8 | 7.5 | True | 12 | 33 | 11.3 |  | Blower Coil System | True | Ceiling-Mount | 11/14/2023 |  | 12/14/2023
Fujitsu General America Inc | Ruud | ROSH09BFWJ | ROSH09BFWJ | UIWH09BVFJ |  | Voluntarily Certified | Single-split-system heat pumps | False | False | 9000 | 12000 | 26.5 | 14.3 | 11.5 | 7.5 | True | 10.5 | 33 | 14.3 |  | Blower Coil System | True | Wall-Mount | 11/14/2023 |  | 12/14/2023
Fujitsu General America Inc | Ruud | ROSH12BFWJ | ROSH12BFWJ | UIWH12BVFJ |  | Voluntarily Certified | Single-split-system heat pumps | False | False | 12000 | 16000 | 23 | 14.3 | 11.1 | 7.5 | True | 10.5 | 33 | 12.5 |  | Blower Coil System | True | Wall-Mount | 11/14/2023 |  | 12/14/2023
Fujitsu General America Inc | Ruud | ROSH48VGSN | ROSH48VGSN | RICH48AXCJ |  | Voluntarily Certified | Single-split-system heat pumps | False | False | 48000 | 53000 | 18.2 | 14.3 | 9 | 7.5 | True | 12.5 | 33 | 10.1 |  | Blower Coil System | True | Ceiling-Mount | 11/14/2023 |  | 12/14/2023
Fujitsu General America Inc | Fujitsu | AOUH24LUAS1 | AOUH24LUAS1 | AUUH24LUAS |  | Voluntarily Certified | Single-split-system heat pumps | False | False | 24000 | 27000 | 23 | 14.3 | 11 | 7.5 | True | 7.5 | 33 | 12.6 |  | Blower Coil System | True | Ceiling-Mount | 11/14/2023 |  | 12/14/2023
Fujitsu General America Inc | Fujitsu | AOUH30LUAS1 | AOUH30LUAS1 | AUUH30LUAS |  | Voluntarily Certified | Single-split-system heat pumps | False | False | 30000 | 32000 | 21.5 | 14.3 | 10.6 | 7.5 | True | 7.5 | 33 | 11.7 |  | Blower Coil System | True | Ceiling-Mount | 11/14/2023 |  | 12/14/2023
Fujitsu General America Inc | Fujitsu | AOUH36LUAS1 | AOUH36LUAS1 | AUUH36LUAS |  | Voluntarily Certified | Single-split-system heat pumps | False | False | 36000 | 38000 | 20.5 | 14.3 | 10.2 | 7.5 | True | 7.5 | 33 | 10 |  | Blower Coil System | True | Ceiling-Mount | 11/14/2023 |  | 12/14/2023
Fujitsu General America Inc | Fujitsu | AOU30RGLX | AOU30RGLX | AUU30RGLX |  | Voluntarily Certified | Single-split-system heat pumps | False | False | 30000 | 32000 | 18.7 | 14.3 | 10.4 | 7.5 | True | 11.5 | 33 | 11.7 |  | Blower Coil System | True | Ceiling-Mount | 11/14/2023 |  | 12/14/2023
Fujitsu General America Inc | Rheem | ROSH09BFWJ | ROSH09BFWJ | RIWH09BVFJ |  | Voluntarily Certified | Single-split-system heat pumps | False | False | 9000 | 12000 | 26.5 | 14.3 | 11.5 | 7.5 | True | 10.5 | 33 | 14.3 |  | Blower Coil System | True | Wall-Mount | 11/14/2023 |  | 12/14/2023
Fujitsu General America Inc | Rheem | ROSH12BFWJ | ROSH12BFWJ | RIWH12BVFJ |  | Voluntarily Certified | Single-split-system heat pumps | False | False | 12000 | 16000 | 23 | 14.3 | 11.1 | 7.5 | True | 10.5 | 33 | 12.5 |  | Blower Coil System | True | Wall-Mount | 11/14/2023 |  | 12/14/2023
Fujitsu General America Inc | Rheem | ROSH48VGSN | ROSH48VGSN | RICH48AXCJ |  | Voluntarily Certified | Single-split-system heat pumps | False | False | 48000 | 53000 | 18.2 | 14.3 | 9 | 7.5 | True | 12.5 | 33 | 10.1 |  | Blower Coil System | True | Ceiling-Mount | 11/14/2023 |  | 12/14/2023
Fujitsu General America Inc | Rheem | RP1748HJVXA | RP1748HJVXA | RHMVZ4821SNAUNJ |  | Voluntarily Certified | Single-split-system heat pumps | False | False | 45500 | 53000 | 16.2 | 14.3 | 9.2 | 7.5 | True | 9 | 33 | 8.2 |  | Blower Coil System | True | Conventional | 11/14/2023 |  | 12/14/2023
Fujitsu General America Inc | Rheem | RO1HHZ09AJ8S | RO1HHZ09AJ8S | RICHHZ09AJ8S |  | Voluntarily Certified | Single-split-system heat pumps | False | False | 9000 | 12000 | 23.5 | 14.3 | 11.8 | 7.5 | True | 10 | 33 | 13.6 |  | Blower Coil System | True | Ceiling-Mount | 11/14/2023 |  | 12/14/2023
Fujitsu General America Inc | Rheem | RO1HHZ12AJ8S | RO1HHZ12AJ8S | RICHHZ12AJ8S |  | Voluntarily Certified | Single-split-system heat pumps | False | False | 12000 | 16000 | 23 | 14.3 | 11.3 | 7.5 | True | 8 | 33 | 12.8 |  | Blower Coil System | True | Ceiling-Mount | 11/14/2023 |  | 12/14/2023
Fujitsu General America Inc | Rheem | RO1HHZ18AJ8S | RO1HHZ18AJ8S | RICHHZ18AJ8S |  | Voluntarily Certified | Single-split-system heat pumps | False | False | 17100 | 21600 | 21.5 | 14.3 | 11.2 | 7.5 | True | 7 | 33 | 12.5 |  | Blower Coil System | True | Ceiling-Mount | 11/14/2023 |  | 12/14/2023
Fujitsu General America Inc | Rheem | RO1HGZ42AJ8S | RO1HGZ42AJ8S | RIGHGZ42AJ8S |  | Voluntarily Certified | Single-split-system heat pumps | False | False | 42000 | 47000 | 19 | 14.3 | 9.8 | 7.5 | True | 12 | 33 | 11.3 |  | Blower Coil System | True | Ceiling-Mount | 11/14/2023 |  | 12/14/2023
Fujitsu General America Inc | Rheem | RO1HGZ48AJ8S | RO1HGZ48AJ8S | RIGHGZ48AJ8S |  | Voluntarily Certified | Single-split-system heat pumps | False | False | 48000 | 53000 | 18.2 | 14.3 | 9 | 7.5 | True | 12.5 | 33 | 10.1 |  | Blower Coil System | True | Ceiling-Mount | 11/14/2023 |  | 12/14/2023
Fujitsu General America Inc | Rheem | RD16AZ36AJVUA | RD16AZ36AJVUA | RHMVZ3621MNAUAJ |  | Voluntarily Certified | Single-split-system heat pumps | False | False | 36000 | 42000 | 17.1 | 14.3 | 8.8 | 7.5 | True | 9 | 33 | 10.7 |  | Blower Coil System | True | Conventional | 11/14/2023 |  | 12/14/2023
Fujitsu General America Inc | Rheem | RD16AZ48AJVUA | RD16AZ48AJVUA | RHMVZ4821SNAUAJ |  | Voluntarily Certified | Single-split-system heat pumps | False | False | 45500 | 53000 | 16.2 | 14.3 | 9.2 | 7.5 | True | 9 | 33 | 8.2 |  | Blower Coil System | True | Conventional | 11/14/2023 |  | 12/14/2023
Fujitsu General America Inc | Rheem | RP1724HJVXA | RP1724HJVXA | RICH24AXCJ |  | Voluntarily Certified | Single-split-system heat pumps | False | False | 24000 | 27000 | 20.8 | 14.3 | 10.1 | 7.5 | True | 11.5 | 33 | 12.8 |  | Blower Coil System | True | Ceiling-Mount | 11/14/2023 |  | 12/14/2023
Fujitsu General America Inc | Rheem | RO1HFZ09AA3S | RO1HFZ09AA3S | RIWHFZ09AA3S |  | Voluntarily Certified | Single-split-system heat pumps | False | False | 9000 | 10000 | 16 | 14.3 | 9 | 7.5 | True | 10 | 33 | 10.8 |  | Blower Coil System | True | Wall-Mount | 11/14/2023 |  | 12/14/2023
Fujitsu General America Inc | Rheem | RO1HFZ12AA3S | RO1HFZ12AA3S | RIWHFZ12AA3S |  | Voluntarily Certified | Single-split-system heat pumps | False | False | 12000 | 14000 | 16 | 14.3 | 9 | 7.5 | True | 10 | 33 | 10 |  | Blower Coil System | True | Wall-Mount | 11/14/2023 |  | 12/14/2023
Fujitsu General America Inc | Rheem | RO1HFZ09AJ2S | RO1HFZ09AJ2S | RIFHFZ09AJ2S |  | Voluntarily Certified | Single-split-system heat pumps | False | False | 9000 | 12000 | 26 | 14.3 | 11.8 | 7.5 | True | 10 | 33 | 16 |  | Blower Coil System | True | Wall-Mount | 11/14/2023 |  | 12/14/2023
Fujitsu General America Inc | Rheem | RO1HFZ12AJ2S | RO1HFZ12AJ2S | RIFHFZ12AJ2S |  | Voluntarily Certified | Single-split-system heat pumps | False | False | 12000 | 16000 | 22.7 | 14.3 | 11.2 | 7.5 | True | 10 | 33 | 13.1 |  | Blower Coil System | True | Wall-Mount | 11/14/2023 |  | 12/14/2023
Fujitsu General America Inc | Rheem | RO1HFZ15AJ2S | RO1HFZ15AJ2S | RIFHFZ15AJ2S |  | Voluntarily Certified | Single-split-system heat pumps | False | False | 14200 | 18000 | 20.3 | 14.3 | 10.7 | 7.5 | True | 10 | 33 | 12.5 |  | Blower Coil System | True | Wall-Mount | 11/14/2023 |  | 12/14/2023
Fujitsu General America Inc | Rheem | RO1HFZ09AJ2H | RO1HFZ09AJ2H | RIFHFZ09AJ2S |  | Voluntarily Certified | Single-split-system heat pumps | False | False | 9000 | 12000 | 26 | 14.3 | 11.6 | 7.5 | True | 10 | 33 | 16 |  | Blower Coil System | True | Wall-Mount | 11/14/2023 |  | 12/14/2023
Fujitsu General America Inc | Rheem | RO1HFZ12AJ2H | RO1HFZ12AJ2H | RIFHFZ12AJ2S |  | Voluntarily Certified | Single-split-system heat pumps | False | False | 12000 | 16000 | 22.7 | 14.3 | 11 | 7.5 | True | 10 | 33 | 13.1 |  | Blower Coil System | True | Wall-Mount | 11/14/2023 |  | 12/14/2023
Fujitsu General America Inc | Rheem | RO1HFZ15AJ2H | RO1HFZ15AJ2H | RIFHFZ15AJ2S |  | Voluntarily Certified | Single-split-system heat pumps | False | False | 14200 | 18000 | 20.3 | 14.3 | 10.5 | 7.5 | True | 10 | 33 | 12.5 |  | Blower Coil System | True | Wall-Mount | 11/14/2023 |  | 12/14/2023
Fujitsu General America Inc | Rheem | RO1HFZ18AJ2H | RO1HFZ18AJ2H | RIWHFZ18AJ2S |  | Voluntarily Certified | Single-split-system heat pumps | False | False | 18000 | 21600 | 20 | 14.3 | 10 | 7.5 | True | 10 | 33 | 13.3 |  | Blower Coil System | True | Wall-Mount | 11/14/2023 |  | 12/14/2023
Fujitsu General America Inc | Rheem | RO1HFZ24AJ2H | RO1HFZ24AJ2H | RIWHFZ24AJ2S |  | Voluntarily Certified | Single-split-system heat pumps | False | False | 22000 | 25200 | 19.5 | 14.3 | 10.5 | 7.5 | True | 10 | 33 | 12.5 |  | Blower Coil System | True | Wall-Mount | 11/14/2023 |  | 12/14/2023
Fujitsu General America Inc | Rheem | RO1HFZ30AJ2H | RO1HFZ30AJ2H | RIWHFZ30AJ2S |  | Voluntarily Certified | Single-split-system heat pumps | False | False | 30000 | 32000 | 18.7 | 14.3 | 10 | 7.5 | True | 10 | 33 | 12.5 |  | Blower Coil System | True | Wall-Mount | 11/14/2023 |  | 12/14/2023
Fujitsu General America Inc | Rheem | RO1HHZ09AJ2H | RO1HHZ09AJ2H | RIWHHZ09AJ2S |  | Voluntarily Certified | Single-split-system heat pumps | False | False | 9000 | 12000 | 26.5 | 14.3 | 12.3 | 7.5 | True | 10.5 | 33 | 15.4 |  | Blower Coil System | True | Wall-Mount | 11/14/2023 |  | 12/14/2023
Fujitsu General America Inc | Rheem | RO1HHZ12AJ2H | RO1HHZ12AJ2H | RIWHHZ12AJ2S |  | Voluntarily Certified | Single-split-system heat pumps | False | False | 12000 | 16000 | 23 | 14.3 | 11.2 | 7.5 | True | 10.5 | 33 | 12.5 |  | Blower Coil System | True | Wall-Mount | 11/14/2023 |  | 12/14/2023
Fujitsu General America Inc | Rheem | RO1HHZ12AJ3S | RO1HHZ12AJ3S | RIWHHZ12AJ3S |  | Voluntarily Certified | Single-split-system heat pumps | False | False | 12000 | 14000 | 20 | 14.3 | 10.5 | 7.5 | True | 10.5 | 33 | 11 |  | Blower Coil System | True | Wall-Mount | 11/14/2023 |  | 12/14/2023
Fujitsu General America Inc | Rheem | RO1HHZ09AJ3S | RO1HHZ09AJ3S | RIWHHZ09AJ3S |  | Voluntarily Certified | Single-split-system heat pumps | False | False | 9000 | 10000 | 20 | 14.3 | 10.5 | 7.5 | True | 10.5 | 33 | 12.5 |  | Blower Coil System | True | Wall-Mount | 11/14/2023 |  | 12/14/2023
Fujitsu General America Inc | Rheem | RO1HHZ18AJ2S | RO1HHZ18AJ2S | RIWHHZ18AJ2S |  | Voluntarily Certified | Single-split-system heat pumps | False | False | 18000 | 21600 | 21.1 | 14.3 | 11.5 | 7.5 | True | 6 | 33 | 13 |  | Blower Coil System | True | Wall-Mount | 11/14/2023 |  | 12/14/2023
Fujitsu General America Inc | Rheem | RO1HHZ24AJ2S | RO1HHZ24AJ2S | RIWHHZ24AJ2S |  | Voluntarily Certified | Single-split-system heat pumps | False | False | 22000 | 25200 | 22.5 | 14.3 | 11.4 | 7.5 | True | 6 | 33 | 12.5 |  | Blower Coil System | True | Wall-Mount | 11/14/2023 |  | 12/14/2023
Fujitsu General America Inc | Rheem | RO1HHZ18AJ3S | RO1HHZ18AJ3S | RIWHHZ18AJ3S |  | Voluntarily Certified | Single-split-system heat pumps | False | False | 18000 | 18000 | 20 | 14.3 | 10.5 | 7.5 | True | 10.5 | 33 | 12 |  | Blower Coil System | True | Wall-Mount | 11/14/2023 |  | 12/14/2023
Fujitsu General America Inc | Rheem | RO1HHZ24AJ3S | RO1HHZ24AJ3S | RIWHHZ24AJ3S |  | Voluntarily Certified | Single-split-system heat pumps | False | False | 24000 | 24000 | 19 | 14.3 | 9.8 | 7.5 | True | 10.5 | 33 | 9.2 |  | Blower Coil System | True | Wall-Mount | 11/14/2023 |  | 12/14/2023
Fujitsu General America Inc | Rheem | RO1HHZ30AJ3S | RO1HHZ30AJ3S | RIWHHZ30AJ3S |  | Voluntarily Certified | Single-split-system heat pumps | False | False | 30000 | 30000 | 18 | 14.3 | 9.8 | 7.5 | True | 6 | 33 | 9.8 |  | Blower Coil System | True | Wall-Mount | 11/14/2023 |  | 12/14/2023
Fujitsu General America Inc | Rheem | RO1HHZ36AJ3S | RO1HHZ36AJ3S | RIWHHZ36AJ3S |  | Voluntarily Certified | Single-split-system heat pumps | False | False | 33000 | 34000 | 18 | 14.3 | 9.6 | 7.5 | True | 6 | 33 | 8.1 |  | Blower Coil System | True | Wall-Mount | 11/14/2023 |  | 12/14/2023
Fujitsu General America Inc | Rheem | RO1HHZ09AJ2S | RO1HHZ09AJ2S | RIWHHZ09AJ2S |  | Voluntarily Certified | Single-split-system heat pumps | False | False | 9000 | 12000 | 26.5 | 14.3 | 12.6 | 7.5 | True | 10.5 | 33 | 14.3 |  | Blower Coil System | True | Wall-Mount | 11/14/2023 |  | 12/14/2023
Fujitsu General America Inc | Rheem | ROSH18VGSN | ROSH18VGSN | RICH18AXCJ |  | Voluntarily Certified | Single-split-system heat pumps | False | False | 18000 | 21000 | 22 | 14.3 | 10.5 | 7.5 | True | 11.5 | 33 | 13.4 |  | Blower Coil System | True | Ceiling-Mount | 11/14/2023 |  | 12/14/2023
Fujitsu General America Inc | Rheem | ROSH24VGSN | ROSH24VGSN | RICH24AXCJ |  | Voluntarily Certified | Single-split-system heat pumps | False | False | 24000 | 27000 | 20.8 | 14.3 | 10.1 | 7.5 | True | 11.5 | 33 | 12.8 |  | Blower Coil System | True | Ceiling-Mount | 11/14/2023 |  | 12/14/2023
Fujitsu General America Inc | Rheem | ROSH30VGSN | ROSH30VGSN | RICH30AXCJ |  | Voluntarily Certified | Single-split-system heat pumps | False | False | 30000 | 32000 | 18.7 | 14.3 | 10.4 | 7.5 | True | 11.5 | 33 | 11.7 |  | Blower Coil System | True | Ceiling-Mount | 11/14/2023 |  | 12/14/2023
Fujitsu General America Inc | Rheem | ROSH36VGSN | ROSH36VGSN | RICH36AXCJ |  | Voluntarily Certified | Single-split-system heat pumps | False | False | 36000 | 36000 | 18 | 14.3 | 9.7 | 7.5 | True | 11.5 | 33 | 10 |  | Blower Coil System | True | Ceiling-Mount | 11/14/2023 |  | 12/14/2023
Fujitsu General America Inc | Rheem | RO1HHZ12AJ2S | RO1HHZ12AJ2S | RIWHHZ12AJ2S |  | Voluntarily Certified | Single-split-system heat pumps | False | False | 12000 | 14500 | 23 | 14.3 | 11.1 | 7.5 | True | 10.5 | 33 | 12.5 |  | Blower Coil System | True | Wall-Mount | 11/14/2023 |  | 12/14/2023
Fujitsu General America Inc | Rheem | ROSH42VGSN | ROSH42VGSN | RICH42AXCJ |  | Voluntarily Certified | Single-split-system heat pumps | False | False | 42000 | 47000 | 19 | 14.3 | 9.8 | 7.5 | True | 12 | 33 | 11.3 |  | Blower Coil System | True | Ceiling-Mount | 11/14/2023 |  | 12/14/2023
Fujitsu General America Inc | Rheem | ROSH18AHXHJ | ROSH18AHXHJ | RIWH18AVFJ |  | Voluntarily Certified | Single-split-system heat pumps | False | False | 18000 | 21600 | 20 | 14.3 | 10 | 7.5 | True | 10 | 33 | 13.3 |  | Blower Coil System | True | Wall-Mount | 11/14/2023 |  | 12/14/2023
Fujitsu General America Inc | Rheem | ROSH24AHXHJ | ROSH24AHXHJ | RIWH24AVFJ |  | Voluntarily Certified | Single-split-system heat pumps | False | False | 22000 | 25200 | 19.5 | 14.3 | 10.5 | 7.5 | True | 10 | 33 | 12.5 |  | Blower Coil System | True | Wall-Mount | 11/14/2023 |  | 12/14/2023
Fujitsu General America Inc | Rheem | ROSH30AHXHJ | ROSH30AHXHJ | RIWH30AVFJ |  | Voluntarily Certified | Single-split-system heat pumps | False | False | 30000 | 32000 | 18.7 | 14.3 | 10 | 7.5 | True | 10 | 33 | 12.5 |  | Blower Coil System | True | Wall-Mount | 11/14/2023 |  | 12/14/2023
Fujitsu General America Inc | Rheem | ROSH09AFFHJ | ROSH09AFFHJ | RIFH09AVFJ |  | Voluntarily Certified | Single-split-system heat pumps | False | False | 9000 | 12000 | 26 | 14.3 | 11.6 | 7.5 | True | 10 | 33 | 16 |  | Blower Coil System | True | Wall-Mount | 11/14/2023 |  | 12/14/2023
Fujitsu General America Inc | Rheem | ROSH12AFFHJ | ROSH12AFFHJ | RIFH12AVFJ |  | Voluntarily Certified | Single-split-system heat pumps | False | False | 12000 | 16000 | 22.7 | 14.3 | 11 | 7.5 | True | 10 | 33 | 13.1 |  | Blower Coil System | True | Wall-Mount | 11/14/2023 |  | 12/14/2023
Fujitsu General America Inc | Rheem | ROSH15AFFHJ | ROSH15AFFHJ | RIFH15AVFJ |  | Voluntarily Certified | Single-split-system heat pumps | False | False | 14200 | 18000 | 20.3 | 14.3 | 10.5 | 7.5 | True | 10 | 33 | 12.5 |  | Blower Coil System | True | Wall-Mount | 11/14/2023 |  | 12/14/2023
Fujitsu General America Inc | Rheem | ROSH09AFFJ | ROSH09AFFJ | RIFH09AVFJ |  | Voluntarily Certified | Single-split-system heat pumps | False | False | 9000 | 12000 | 26 | 14.3 | 11.8 | 7.5 | True | 10 | 33 | 16 |  | Blower Coil System | True | Wall-Mount | 11/14/2023 |  | 12/14/2023
Fujitsu General America Inc | Rheem | ROSH12AFFJ | ROSH12AFFJ | RIFH12AVFJ |  | Voluntarily Certified | Single-split-system heat pumps | False | False | 12000 | 16000 | 22.7 | 14.3 | 11.2 | 7.5 | True | 10 | 33 | 13.1 |  | Blower Coil System | True | Wall-Mount | 11/14/2023 |  | 12/14/2023
Fujitsu General America Inc | Rheem | ROSH15AFFJ | ROSH15AFFJ | RIFH15AVFJ |  | Voluntarily Certified | Single-split-system heat pumps | False | False | 14200 | 18000 | 20.3 | 14.3 | 10.7 | 7.5 | True | 10 | 33 | 12.5 |  | Blower Coil System | True | Wall-Mount | 11/14/2023 |  | 12/14/2023
Fujitsu General America Inc | Rheem | ROSH09AVSA | ROSH09AVSA | RIWH09AVSA |  | Voluntarily Certified | Single-split-system heat pumps | False | False | 9000 | 10000 | 16 | 14.3 | 9 | 7.5 | True | 10 | 33 | 10.8 |  | Blower Coil System | True | Wall-Mount | 11/14/2023 |  | 12/14/2023
Fujitsu General America Inc | Rheem | ROSH12AVSA | ROSH12AVSA | RIWH12AVSA |  | Voluntarily Certified | Single-split-system heat pumps | False | False | 12000 | 14000 | 16 | 14.3 | 9 | 7.5 | True | 10 | 33 | 10 |  | Blower Coil System | True | Wall-Mount | 11/14/2023 |  | 12/14/2023
Fujitsu General America Inc | Rheem | RO1HHZ24AJ8S | RO1HHZ24AJ8S | RIGHHZ24AJ8S |  | Voluntarily Certified | Single-split-system heat pumps | False | False | 24000 | 27000 | 23 | 14.3 | 11 | 7.5 | True | 7.5 | 33 | 12.6 |  | Blower Coil System | True | Ceiling-Mount | 11/14/2023 |  | 12/14/2023
Fujitsu General America Inc | Rheem | RO1HHZ30AJ8S | RO1HHZ30AJ8S | RIGHHZ30AJ8S |  | Voluntarily Certified | Single-split-system heat pumps | False | False | 30000 | 32000 | 21.5 | 14.3 | 10.6 | 7.5 | True | 7.5 | 33 | 11.7 |  | Blower Coil System | True | Ceiling-Mount | 11/14/2023 |  | 12/14/2023
Fujitsu General America Inc | Rheem | RO1HHZ36AJ8S | RO1HHZ36AJ8S | RIGHHZ36AJ8S |  | Voluntarily Certified | Single-split-system heat pumps | False | False | 36000 | 38000 | 20.5 | 14.3 | 10.2 | 7.5 | True | 7.5 | 33 | 10 |  | Blower Coil System | True | Ceiling-Mount | 11/14/2023 |  | 12/14/2023
Fujitsu General America Inc | Rheem | RD16AZ30AJHUA | RD16AZ30AJHUA | RHMVZ3021SNAUNJ |  | Voluntarily Certified | Single-split-system heat pumps | False | False | 28600 | 32000 | 18.8 | 14.3 | 9.7 | 7.5 | True | 14 | 33 | 11.7 |  | Blower Coil System | True | Conventional | 11/14/2023 |  | 12/14/2023
Fujitsu General America Inc | Rheem | RD16AZ36AJHUA | RD16AZ36AJHUA | RHMVZ3621MNAUAJ |  | Voluntarily Certified | Single-split-system heat pumps | False | False | 33000 | 38000 | 17.1 | 14.3 | 10.4 | 7.5 | True | 14.5 | 33 | 11 |  | Blower Coil System | True | Conventional | 11/14/2023 |  | 12/14/2023
Fujitsu General America Inc | Rheem | RD16AZ48AJHUA | RD16AZ48AJHUA | RHMVZ4821SNAUAJ |  | Voluntarily Certified | Single-split-system heat pumps | False | False | 45500 | 51000 | 16.6 | 14.3 | 10 | 7.5 | True | 14.5 | 33 | 8.8 |  | Blower Coil System | True | Conventional | 11/14/2023 |  | 12/14/2023
Fujitsu General America Inc | Rheem | RP1736HJVXA | RP1736HJVXA | RHMVZ3621MNAUNJ |  | Voluntarily Certified | Single-split-system heat pumps | False | False | 36000 | 42000 | 17.1 | 14.3 | 8.8 | 7.5 | True | 9 | 33 | 10.7 |  | Blower Coil System | True | Conventional | 11/14/2023 |  | 12/14/2023
Fujitsu General America Inc | Ruud | RP1736HJVXA | RP1736HJVXA | RHMVZ3621MNAUNJ |  | Voluntarily Certified | Single-split-system heat pumps | False | False | 36000 | 42000 | 17.1 | 14.3 | 8.8 | 7.5 | True | 9 | 33 | 10.7 |  | Blower Coil System | True | Conventional | 11/14/2023 |  | 12/14/2023
Fujitsu General America Inc | Ruud | RO1HHZ24AJ8S | RO1HHZ24AJ8S | RIGHHZ24AJ8S |  | Voluntarily Certified | Single-split-system heat pumps | False | False | 24000 | 27000 | 23 | 14.3 | 11 | 7.5 | True | 7.5 | 33 | 12.6 |  | Blower Coil System | True | Ceiling-Mount | 11/14/2023 |  | 12/14/2023
Fujitsu General America Inc | Ruud | RO1HHZ30AJ8S | RO1HHZ30AJ8S | RIGHHZ30AJ8S |  | Voluntarily Certified | Single-split-system heat pumps | False | False | 30000 | 32000 | 21.5 | 14.3 | 10.6 | 7.5 | True | 7.5 | 33 | 11.7 |  | Blower Coil System | True | Ceiling-Mount | 11/14/2023 |  | 12/14/2023
Fujitsu General America Inc | Ruud | RO1HHZ36AJ8S | RO1HHZ36AJ8S | RIGHHZ36AJ8S |  | Voluntarily Certified | Single-split-system heat pumps | False | False | 36000 | 38000 | 20.5 | 14.3 | 10.2 | 7.5 | True | 7.5 | 33 | 10 |  | Blower Coil System | True | Ceiling-Mount | 11/14/2023 |  | 12/14/2023
Fujitsu General America Inc | Ruud | RD16AZ30AJHUA | RD16AZ30AJHUA | RHMVZ3021SNAUNJ |  | Voluntarily Certified | Single-split-system heat pumps | False | False | 28600 | 32000 | 18.8 | 14.3 | 9.7 | 7.5 | True | 14 | 33 | 11.7 |  | Blower Coil System | True | Conventional | 11/14/2023 |  | 12/14/2023
Fujitsu General America Inc | Ruud | RD16AZ36AJHUA | RD16AZ36AJHUA | RHMVZ3621MNAUAJ |  | Voluntarily Certified | Single-split-system heat pumps | False | False | 33000 | 38000 | 17.1 | 14.3 | 10.4 | 7.5 | True | 14.5 | 33 | 11 |  | Blower Coil System | True | Conventional | 11/14/2023 |  | 12/14/2023
Fujitsu General America Inc | Ruud | RD16AZ48AJHUA | RD16AZ48AJHUA | RHMVZ4821SNAUAJ |  | Voluntarily Certified | Single-split-system heat pumps | False | False | 45500 | 51000 | 16.6 | 14.3 | 10 | 7.5 | True | 14.5 | 33 | 8.8 |  | Blower Coil System | True | Conventional | 11/14/2023 |  | 12/14/2023
Fujitsu General America Inc | Ruud | UOSH12AVSA | UOSH12AVSA | UIWH12AVSA |  | Voluntarily Certified | Single-split-system heat pumps | False | False | 12000 | 14000 | 16 | 14.3 | 9 | 7.5 | True | 10 | 33 | 10 |  | Blower Coil System | True | Wall-Mount | 11/14/2023 |  | 12/14/2023
Fujitsu General America Inc | Ruud | UOSH09AVSA | UOSH09AVSA | UIWH09AVSA |  | Voluntarily Certified | Single-split-system heat pumps | False | False | 9000 | 10000 | 16 | 14.3 | 9 | 7.5 | True | 10 | 33 | 10.8 |  | Blower Coil System | True | Wall-Mount | 11/14/2023 |  | 12/14/2023
Fujitsu General America Inc | Ruud | UOSH15AFFJ | UOSH15AFFJ | RIFH15AVFJ |  | Voluntarily Certified | Single-split-system heat pumps | False | False | 14200 | 18000 | 20.3 | 14.3 | 10.7 | 7.5 | True | 10 | 33 | 12.5 |  | Blower Coil System | True | Wall-Mount | 11/14/2023 |  | 12/14/2023
Fujitsu General America Inc | Ruud | UOSH12AFFJ | UOSH12AFFJ | RIFH12AVFJ |  | Voluntarily Certified | Single-split-system heat pumps | False | False | 12000 | 16000 | 22.7 | 14.3 | 11.2 | 7.5 | True | 10 | 33 | 13.1 |  | Blower Coil System | True | Wall-Mount | 11/14/2023 |  | 12/14/2023
Fujitsu General America Inc | Ruud | UOSH15AFFHJ | UOSH15AFFHJ | RIFH15AVFJ |  | Voluntarily Certified | Single-split-system heat pumps | False | False | 14200 | 18000 | 20.3 | 14.3 | 10.5 | 7.5 | True | 10 | 33 | 12.5 |  | Blower Coil System | True | Wall-Mount | 11/14/2023 |  | 12/14/2023
Fujitsu General America Inc | Ruud | UOSH12AFFHJ | UOSH12AFFHJ | RIFH12AVFJ |  | Voluntarily Certified | Single-split-system heat pumps | False | False | 12000 | 16000 | 22.7 | 14.3 | 11 | 7.5 | True | 10 | 33 | 13.1 |  | Blower Coil System | True | Wall-Mount | 11/14/2023 |  | 12/14/2023
Fujitsu General America Inc | Ruud | UOSH30AHXHJ | UOSH30AHXHJ | UIWH30AVFJ |  | Voluntarily Certified | Single-split-system heat pumps | False | False | 30000 | 32000 | 18.7 | 14.3 | 10 | 7.5 | True | 10 | 33 | 12.5 |  | Blower Coil System | True | Wall-Mount | 11/14/2023 |  | 12/14/2023
Fujitsu General America Inc | Ruud | UOSH42VGSN | UOSH42VGSN | RICH42AXCJ |  | Voluntarily Certified | Single-split-system heat pumps | False | False | 42000 | 47000 | 19 | 14.3 | 9.8 | 7.5 | True | 12 | 33 | 11.3 |  | Blower Coil System | True | Ceiling-Mount | 11/14/2023 |  | 12/14/2023
Fujitsu General America Inc | Ruud | RO1HHZ12AJ2S | RO1HHZ12AJ2S | UIWHHZ12AJ2S |  | Voluntarily Certified | Single-split-system heat pumps | False | False | 12000 | 14500 | 23 | 14.3 | 11.1 | 7.5 | True | 10.5 | 33 | 12.5 |  | Blower Coil System | True | Wall-Mount | 11/14/2023 |  | 12/14/2023
Fujitsu General America Inc | Ruud | UOSH36VGSN | UOSH36VGSN | RICH36AXCJ |  | Voluntarily Certified | Single-split-system heat pumps | False | False | 36000 | 36000 | 18 | 14.3 | 9.7 | 7.5 | True | 11.5 | 33 | 10 |  | Blower Coil System | True | Ceiling-Mount | 11/14/2023 |  | 12/14/2023
Fujitsu General America Inc | Ruud | RO1HHZ09AJ2S | RO1HHZ09AJ2S | UIWHHZ09AJ2S |  | Voluntarily Certified | Single-split-system heat pumps | False | False | 9000 | 12000 | 26.5 | 14.3 | 12.6 | 7.5 | True | 10.5 | 33 | 14.3 |  | Blower Coil System | True | Wall-Mount | 11/14/2023 |  | 12/14/2023
Fujitsu General America Inc | Ruud | RO1HHZ36AJ3S | RO1HHZ36AJ3S | UIWHHZ36AJ3S |  | Voluntarily Certified | Single-split-system heat pumps | False | False | 33000 | 34000 | 18 | 14.3 | 9.6 | 7.5 | True | 6 | 33 | 8.1 |  | Blower Coil System | True | Wall-Mount | 11/14/2023 |  | 12/14/2023
Fujitsu General America Inc | Ruud | RO1HHZ30AJ3S | RO1HHZ30AJ3S | UIWHHZ30AJ3S |  | Voluntarily Certified | Single-split-system heat pumps | False | False | 30000 | 30000 | 18 | 14.3 | 9.8 | 7.5 | True | 6 | 33 | 9.8 |  | Blower Coil System | True | Wall-Mount | 11/14/2023 |  | 12/14/2023
Fujitsu General America Inc | Ruud | RO1HHZ24AJ3S | RO1HHZ24AJ3S | UIWHHZ24AJ3S |  | Voluntarily Certified | Single-split-system heat pumps | False | False | 24000 | 24000 | 19 | 14.3 | 9.8 | 7.5 | True | 10.5 | 33 | 9.2 |  | Blower Coil System | True | Wall-Mount | 11/14/2023 |  | 12/14/2023
Fujitsu General America Inc | Ruud | RO1HHZ18AJ3S | RO1HHZ18AJ3S | UIWHHZ18AJ3S |  | Voluntarily Certified | Single-split-system heat pumps | False | False | 18000 | 18000 | 20 | 14.3 | 10.5 | 7.5 | True | 10.5 | 33 | 12 |  | Blower Coil System | True | Wall-Mount | 11/14/2023 |  | 12/14/2023
Fujitsu General America Inc | Ruud | RO1HHZ24AJ2S | RO1HHZ24AJ2S | UIWHHZ24AJ2S |  | Voluntarily Certified | Single-split-system heat pumps | False | False | 22000 | 25200 | 22.5 | 14.3 | 11.4 | 7.5 | True | 6 | 33 | 12.5 |  | Blower Coil System | True | Wall-Mount | 11/14/2023 |  | 12/14/2023
Fujitsu General America Inc | Ruud | RO1HHZ18AJ2S | RO1HHZ18AJ2S | UIWHHZ18AJ2S |  | Voluntarily Certified | Single-split-system heat pumps | False | False | 18000 | 21600 | 21.1 | 14.3 | 11.5 | 7.5 | True | 6 | 33 | 13 |  | Blower Coil System | True | Wall-Mount | 11/14/2023 |  | 12/14/2023
Fujitsu General America Inc | Ruud | RO1HHZ09AJ3S | RO1HHZ09AJ3S | UIWHHZ09AJ3S |  | Voluntarily Certified | Single-split-system heat pumps | False | False | 9000 | 10000 | 20 | 14.3 | 10.5 | 7.5 | True | 10.5 | 33 | 12.5 |  | Blower Coil System | True | Wall-Mount | 11/14/2023 |  | 12/14/2023
Fujitsu General America Inc | Ruud | RO1HHZ12AJ3S | RO1HHZ12AJ3S | UIWHHZ12AJ3S |  | Voluntarily Certified | Single-split-system heat pumps | False | False | 12000 | 14000 | 20 | 14.3 | 10.5 | 7.5 | True | 10.5 | 33 | 11 |  | Blower Coil System | True | Wall-Mount | 11/14/2023 |  | 12/14/2023
Fujitsu General America Inc | Ruud | RO1HHZ12AJ2H | RO1HHZ12AJ2H | UIWHHZ12AJ2S |  | Voluntarily Certified | Single-split-system heat pumps | False | False | 12000 | 16000 | 23 | 14.3 | 11.2 | 7.5 | True | 10.5 | 33 | 12.5 |  | Blower Coil System | True | Wall-Mount | 11/14/2023 |  | 12/14/2023
Fujitsu General America Inc | Ruud | RO1HHZ09AJ2H | RO1HHZ09AJ2H | UIWHHZ09AJ2S |  | Voluntarily Certified | Single-split-system heat pumps | False | False | 9000 | 12000 | 26.5 | 14.3 | 12.3 | 7.5 | True | 10.5 | 33 | 15.4 |  | Blower Coil System | True | Wall-Mount | 11/14/2023 |  | 12/14/2023
Fujitsu General America Inc | Ruud | RO1HFZ30AJ2H | RO1HFZ30AJ2H | UIWHFZ30AJ2S |  | Voluntarily Certified | Single-split-system heat pumps | False | False | 30000 | 32000 | 18.7 | 14.3 | 10 | 7.5 | True | 10 | 33 | 12.5 |  | Blower Coil System | True | Wall-Mount | 11/14/2023 |  | 12/14/2023
Fujitsu General America Inc | Ruud | RO1HFZ24AJ2H | RO1HFZ24AJ2H | UIWHFZ24AJ2S |  | Voluntarily Certified | Single-split-system heat pumps | False | False | 22000 | 25200 | 19.5 | 14.3 | 10.5 | 7.5 | True | 10 | 33 | 12.5 |  | Blower Coil System | True | Wall-Mount | 11/14/2023 |  | 12/14/2023
Fujitsu General America Inc | Ruud | RO1HFZ18AJ2H | RO1HFZ18AJ2H | UIWHFZ18AJ2S |  | Voluntarily Certified | Single-split-system heat pumps | False | False | 18000 | 21600 | 20 | 14.3 | 10 | 7.5 | True | 10 | 33 | 13.3 |  | Blower Coil System | True | Wall-Mount | 11/14/2023 |  | 12/14/2023
Fujitsu General America Inc | Ruud | RO1HFZ15AJ2H | RO1HFZ15AJ2H | RIFHFZ15AJ2S |  | Voluntarily Certified | Single-split-system heat pumps | False | False | 14200 | 18000 | 20.3 | 14.3 | 10.5 | 7.5 | True | 10 | 33 | 12.5 |  | Blower Coil System | True | Wall-Mount | 11/14/2023 |  | 12/14/2023
Fujitsu General America Inc | Ruud | RO1HFZ12AJ2H | RO1HFZ12AJ2H | RIFHFZ12AJ2S |  | Voluntarily Certified | Single-split-system heat pumps | False | False | 12000 | 16000 | 22.7 | 14.3 | 11 | 7.5 | True | 10 | 33 | 13.1 |  | Blower Coil System | True | Wall-Mount | 11/14/2023 |  | 12/14/2023
Fujitsu General America Inc | Ruud | RO1HFZ09AJ2H | RO1HFZ09AJ2H | RIFHFZ09AJ2S |  | Voluntarily Certified | Single-split-system heat pumps | False | False | 9000 | 12000 | 26 | 14.3 | 11.6 | 7.5 | True | 10 | 33 | 16 |  | Blower Coil System | True | Wall-Mount | 11/14/2023 |  | 12/14/2023
Fujitsu General America Inc | Ruud | RO1HFZ15AJ2S | RO1HFZ15AJ2S | RIFHFZ15AJ2S |  | Voluntarily Certified | Single-split-system heat pumps | False | False | 14200 | 18000 | 20.3 | 14.3 | 10.7 | 7.5 | True | 10 | 33 | 12.5 |  | Blower Coil System | True | Wall-Mount | 11/14/2023 |  | 12/14/2023
Fujitsu General America Inc | Ruud | RO1HFZ12AJ2S | RO1HFZ12AJ2S | RIFHFZ12AJ2S |  | Voluntarily Certified | Single-split-system heat pumps | False | False | 12000 | 16000 | 22.7 | 14.3 | 11.2 | 7.5 | True | 10 | 33 | 13.1 |  | Blower Coil System | True | Wall-Mount | 11/14/2023 |  | 12/14/2023
Fujitsu General America Inc | Ruud | RO1HFZ09AJ2S | RO1HFZ09AJ2S | RIFHFZ09AJ2S |  | Voluntarily Certified | Single-split-system heat pumps | False | False | 9000 | 12000 | 26 | 14.3 | 11.8 | 7.5 | True | 10 | 33 | 16 |  | Blower Coil System | True | Wall-Mount | 11/14/2023 |  | 12/14/2023
Fujitsu General America Inc | Ruud | RO1HFZ12AA3S | RO1HFZ12AA3S | UIWHFZ12AA3S |  | Voluntarily Certified | Single-split-system heat pumps | False | False | 12000 | 14000 | 16 | 14.3 | 9 | 7.5 | True | 10 | 33 | 10 |  | Blower Coil System | True | Wall-Mount | 11/14/2023 |  | 12/14/2023
Fujitsu General America Inc | Ruud | RO1HFZ09AA3S | RO1HFZ09AA3S | UIWHFZ09AA3S |  | Voluntarily Certified | Single-split-system heat pumps | False | False | 9000 | 10000 | 16 | 14.3 | 9 | 7.5 | True | 10 | 33 | 10.8 |  | Blower Coil System | True | Wall-Mount | 11/14/2023 |  | 12/14/2023
Fujitsu General America Inc | Ruud | RP1724HJVXA | RP1724HJVXA | RICH24AXCJ |  | Voluntarily Certified | Single-split-system heat pumps | False | False | 24000 | 27000 | 20.8 | 14.3 | 10.1 | 7.5 | True | 11.5 | 33 | 12.8 |  | Blower Coil System | True | Ceiling-Mount | 11/14/2023 |  | 12/14/2023
Fujitsu General America Inc | Ruud | RD16AZ48AJVUA | RD16AZ48AJVUA | RHMVZ4821SNAUAJ |  | Voluntarily Certified | Single-split-system heat pumps | False | False | 45500 | 53000 | 16.2 | 14.3 | 9.2 | 7.5 | True | 9 | 33 | 8.2 |  | Blower Coil System | True | Conventional | 11/14/2023 |  | 12/14/2023
Fujitsu General America Inc | Ruud | RD16AZ36AJVUA | RD16AZ36AJVUA | RHMVZ3621MNAUAJ |  | Voluntarily Certified | Single-split-system heat pumps | False | False | 36000 | 42000 | 17.1 | 14.3 | 8.8 | 7.5 | True | 9 | 33 | 10.7 |  | Blower Coil System | True | Conventional | 11/14/2023 |  | 12/14/2023
Fujitsu General America Inc | Ruud | RO1HGZ48AJ8S | RO1HGZ48AJ8S | RIGHGZ48AJ8S |  | Voluntarily Certified | Single-split-system heat pumps | False | False | 48000 | 53000 | 18.2 | 14.3 | 9 | 7.5 | True | 12.5 | 33 | 10.1 |  | Blower Coil System | True | Ceiling-Mount | 11/14/2023 |  | 12/14/2023
Fujitsu General America Inc | Ruud | RO1HGZ42AJ8S | RO1HGZ42AJ8S | RIGHGZ42AJ8S |  | Voluntarily Certified | Single-split-system heat pumps | False | False | 42000 | 47000 | 19 | 14.3 | 9.8 | 7.5 | True | 12 | 33 | 11.3 |  | Blower Coil System | True | Ceiling-Mount | 11/14/2023 |  | 12/14/2023
Fujitsu General America Inc | Ruud | RO1HHZ18AJ8S | RO1HHZ18AJ8S | RICHHZ18AJ8S |  | Voluntarily Certified | Single-split-system heat pumps | False | False | 17100 | 21600 | 21.5 | 14.3 | 11.2 | 7.5 | True | 7 | 33 | 12.5 |  | Blower Coil System | True | Ceiling-Mount | 11/14/2023 |  | 12/14/2023
Fujitsu General America Inc | Ruud | RO1HHZ12AJ8S | RO1HHZ12AJ8S | RICHHZ12AJ8S |  | Voluntarily Certified | Single-split-system heat pumps | False | False | 12000 | 16000 | 23 |  | 11.3 |  | True | 8 |  | 12.8 |  | Blower Coil System | True | Ceiling-Mount | 12/14/2023 |  | 12/14/2023
Daikin Comfort Technologies Manufacturing, L.P. | Goodman | RXNG09AXVJU | RXNG09AXVJU | FTXNG09AXVJU |  | Voluntarily Certified | Single-split-system heat pumps | False | False | 8800 | 9400 | 18 | 14.3 | 9 | 7.5 | False | 33 | 33 | 11 |  | Blower Coil System | True | Wall-Mount | 11/14/2023 |  | 12/14/2023
Daikin Comfort Technologies Manufacturing, L.P. | Goodman | RXNG18AXVJU | RXNG18AXVJU | FTXNG18AXVJU |  | Voluntarily Certified | Single-split-system heat pumps | False | False | 18000 | 17900 | 18 | 14.3 | 8.5 | 7.5 | False | 33 | 33 | 10.5 |  | Blower Coil System | True | Wall-Mount | 11/14/2023 |  | 12/14/2023
Daikin Comfort Technologies Manufacturing, L.P. | Goodman | RXNG12AXVJU | RXNG12AXVJU | FTXNG12AXVJU |  | Voluntarily Certified | Single-split-system heat pumps | False | False | 11000 | 11300 | 18 | 14.3 | 9 | 7.5 | False | 33 | 33 | 8.5 |  | Blower Coil System | True | Wall-Mount | 11/14/2023 |  | 12/14/2023
Daikin Comfort Technologies Manufacturing, L.P. | Daikin | RX09WMVJU* | RX09WMVJU* | FFQ09W2VJU* |  | Voluntarily Certified | Single-split-system heat pumps | False | False | 9100 | 10000 | 19.8 | 14.3 | 9.4 | 7.5 | True | 33 | 33 | 12 |  | Blower Coil System | True | Conventional | 11/14/2023 |  | 12/14/2023
Daikin Comfort Technologies Manufacturing, L.P. | Daikin | RXL09WMVJU* | RXL09WMVJU* | FTX09WMVJU* |  | Voluntarily Certified | Single-split-system heat pumps | False | False | 9000 | 10900 | 19.5 | 14.3 | 10 | 7.5 | True | 33 | 33 | 11.5 |  | Blower Coil System | True | Wall-Mount | 11/14/2023 |  | 12/14/2023
Daikin Comfort Technologies Manufacturing, L.P. | Daikin | RX15WMVJU* | RX15WMVJU* | FFQ15W2VJU* |  | Voluntarily Certified | Single-split-system heat pumps | False | False | 14400 | 16200 | 19.6 | 14.3 | 8.8 | 7.5 | True | 33 | 33 | 11.5 |  | Blower Coil System | True | Conventional | 11/14/2023 |  | 12/14/2023
Daikin Comfort Technologies Manufacturing, L.P. | Daikin | RX18WMVJU* | RX18WMVJU* | FFQ18W2VJU* |  | Voluntarily Certified | Single-split-system heat pumps | False | False | 17400 | 21600 | 18.2 | 14.3 | 8.4 | 7.5 | True | 33 | 33 | 11.5 |  | Blower Coil System | True | Conventional | 11/14/2023 |  | 12/14/2023
Daikin Comfort Technologies Manufacturing, L.P. | Daikin | RX24WMVJU* | RX24WMVJU* | FDMQ24WVJU* |  | Voluntarily Certified | Single-split-system heat pumps | False | False | 21800 | 24000 | 15.2 | 14.3 | 8.1 | 7.5 | True | 33 | 33 | 10 |  | Blower Coil System | True | Conventional | 11/14/2023 |  | 12/14/2023
Daikin Comfort Technologies Manufacturing, L.P. | Daikin | RXL12WMVJU* | RXL12WMVJU* | FTX12WMVJU* |  | Voluntarily Certified | Single-split-system heat pumps | False | False | 10600 | 13400 | 19.5 | 14.3 | 10 | 7.5 | True | 33 | 33 | 11.5 |  | Blower Coil System | True | Wall-Mount | 11/14/2023 |  | 12/14/2023
Daikin Comfort Technologies Manufacturing, L.P. | Daikin | RXL15WMVJU* | RXL15WMVJU* | FTX15WMVJU* |  | Voluntarily Certified | Single-split-system heat pumps | False | False | 15000 | 18300 | 19.5 | 14.3 | 10 | 7.5 | True | 33 | 33 | 12 |  | Blower Coil System | True | Wall-Mount | 11/14/2023 |  | 12/14/2023
Daikin Comfort Technologies Manufacturing, L.P. | Daikin | RXM09WVJU* | RXM09WVJU* | FTXM09WVJU* |  | Voluntarily Certified | Single-split-system heat pumps | False | False | 9000 | 11000 | 27.4 | 14.3 | 11.2 | 7.5 | True | 33 | 33 | 16.3 |  | Blower Coil System | True | Wall-Mount | 11/14/2023 |  | 12/14/2023
Daikin Comfort Technologies Manufacturing, L.P. | Daikin | RXM12WVJU* | RXM12WVJU* | FTXM12WVJU* |  | Voluntarily Certified | Single-split-system heat pumps | False | False | 12000 | 13600 | 25.2 | 14.3 | 10.7 | 7.5 | True | 33 | 33 | 13.2 |  | Blower Coil System | True | Wall-Mount | 11/14/2023 |  | 12/14/2023
Daikin Comfort Technologies Manufacturing, L.P. | Daikin | RXM18WVJU* | RXM18WVJU* | FTXM18WVJU* |  | Voluntarily Certified | Single-split-system heat pumps | False | False | 18000 | 21600 | 22.7 | 14.3 | 10 | 7.5 | True | 33 | 33 | 12.5 |  | Blower Coil System | True | Wall-Mount | 11/14/2023 |  | 12/14/2023
Daikin Comfort Technologies Manufacturing, L.P. | Daikin | RXM24WVJU* | RXM24WVJU* | FTXM24WVJU* |  | Voluntarily Certified | Single-split-system heat pumps | False | False | 21600 | 24000 | 22 | 14.3 | 10 | 7.5 | True | 33 | 33 | 12 |  | Blower Coil System | True | Wall-Mount | 11/14/2023 |  | 12/14/2023
Daikin Comfort Technologies Manufacturing, L.P. | Daikin | RX30WMVJU* | RX30WMVJU* | FTX30WVJU* |  | Voluntarily Certified | Single-split-system heat pumps | False | False | 31400 | 34800 | 17.5 | 14.3 | 7.5 | 7.5 | True | 33 | 33 | 9.85 |  | Blower Coil System | True | Wall-Mount | 11/14/2023 |  | 12/14/2023
Daikin Comfort Technologies Manufacturing, L.P. | Daikin | RX36WMVJU* | RX36WMVJU* | FTX36WVJU* |  | Voluntarily Certified | Single-split-system heat pumps | False | False | 34400 | 36000 | 15.9 | 14.3 | 7.5 | 7.5 | True | 33 | 33 | 9.1 |  | Blower Coil System | True | Wall-Mount | 11/14/2023 |  | 12/14/2023
Daikin Comfort Technologies Manufacturing, L.P. | Daikin | RXL18WMVJU* | RXL18WMVJU* | FTX18WVJU* |  | Voluntarily Certified | Single-split-system heat pumps | False | False | 18000 | 21600 | 19.8 | 14.3 | 8.5 | 7.5 | True | 33 | 33 | 11.5 |  | Blower Coil System | True | Wall-Mount | 11/14/2023 |  | 12/14/2023
Daikin Comfort Technologies Manufacturing, L.P. | Daikin | RXL24WMVJU* | RXL24WMVJU* | FTX24WVJU* |  | Voluntarily Certified | Single-split-system heat pumps | False | False | 21200 | 24000 | 19.5 | 14.3 | 8.5 | 7.5 | True | 33 | 33 | 11.5 |  | Blower Coil System | True | Wall-Mount | 11/14/2023 |  | 12/14/2023
Daikin Comfort Technologies Manufacturing, L.P. | Daikin | RX09BXVJU | RX09BXVJU | FTX09BXVJU |  | Voluntarily Certified | Single-split-system heat pumps | False | False | 8900 | 10000 | 20 | 14.3 | 10 | 7.5 | True | 33 | 33 | 12.5 |  | Blower Coil System | True | Wall-Mount | 11/14/2023 |  | 12/14/2023
Daikin Comfort Technologies Manufacturing, L.P. | Daikin | RX12BXVJU | RX12BXVJU | FTX12BXVJU |  | Voluntarily Certified | Single-split-system heat pumps | False | False | 10900 | 13500 | 20 | 14.3 | 10 | 7.5 | True | 33 | 33 | 12.5 |  | Blower Coil System | True | Wall-Mount | 11/14/2023 |  | 12/14/2023
Daikin Comfort Technologies Manufacturing, L.P. | Daikin | RXB09BXVJU | RXB09BXVJU | FTXB09BXVJU |  | Voluntarily Certified | Single-split-system heat pumps | False | False | 8800 | 9400 | 18 | 14.3 | 9 | 7.5 | False | 33 | 33 | 11 |  | Blower Coil System | True | Wall-Mount | 11/14/2023 |  | 12/14/2023
Daikin Comfort Technologies Manufacturing, L.P. | Daikin | RXB12BXVJU | RXB12BXVJU | FTXB12BXVJU |  | Voluntarily Certified | Single-split-system heat pumps | False | False | 11000 | 11300 | 18 | 14.3 | 9 | 7.5 | False | 33 | 33 | 8.5 |  | Blower Coil System | True | Wall-Mount | 11/14/2023 |  | 12/14/2023
Daikin Comfort Technologies Manufacturing, L.P. | Daikin | RXB18BXVJU | RXB18BXVJU | FTXB18BXVJU |  | Voluntarily Certified | Single-split-system heat pumps | False | False | 18000 | 17900 | 18 | 14.3 | 8.5 | 7.5 | False | 33 | 33 | 10.5 |  | Blower Coil System | True | Wall-Mount | 11/14/2023 |  | 12/14/2023
Daikin Comfort Technologies Manufacturing, L.P. | Daikin | RXB24BXVJU | RXB24BXVJU | FTXB24BXVJU |  | Voluntarily Certified | Single-split-system heat pumps | False | False | 21200 | 21200 | 18 | 14.3 | 8.5 | 7.5 | False | 33 | 33 | 10.5 |  | Blower Coil System | True | Wall-Mount | 11/14/2023 |  | 12/14/2023
Daikin Comfort Technologies Manufacturing, L.P. | Daikin | RZQ18TBVJU* | RZQ18TBVJU* | FCQ18AAVJU |  | Voluntarily Certified | Single-split-system heat pumps | False | False | 18000 | 20000 | 18.5 | 14.3 | 9.2 | 7.5 | False | 33 | 33 | 13 |  | Blower Coil System | True | Conventional | 11/14/2023 |  | 12/14/2023
Daikin Comfort Technologies Manufacturing, L.P. | Daikin | RZQ24TBVJU* | RZQ24TBVJU* | FCQ24AAVJU |  | Voluntarily Certified | Single-split-system heat pumps | False | False | 24000 | 27000 | 18.6 | 14.3 | 9.1 | 7.5 | False | 33 | 33 | 12 |  | Blower Coil System | True | Conventional | 11/14/2023 |  | 12/14/2023
Daikin Comfort Technologies Manufacturing, L.P. | Daikin | RZQ30TBVJU* | RZQ30TBVJU* | FCQ30AAVJU |  | Voluntarily Certified | Single-split-system heat pumps | False | False | 30000 | 34000 | 21 | 14.3 | 10.1 | 7.5 | False | 33 | 33 | 13 |  | Blower Coil System | True | Conventional | 11/14/2023 |  | 12/14/2023
Daikin Comfort Technologies Manufacturing, L.P. | Daikin | RZQ36TBVJU* | RZQ36TBVJU* | FCQ36AAVJU |  | Voluntarily Certified | Single-split-system heat pumps | False | False | 36000 | 40000 | 20 | 14.3 | 10 | 7.5 | False | 33 | 33 | 12.1 |  | Blower Coil System | True | Conventional | 11/14/2023 |  | 12/14/2023
Daikin Comfort Technologies Manufacturing, L.P. | Daikin | RZQ42TBVJU* | RZQ42TBVJU* | FCQ42AAVJU |  | Voluntarily Certified | Single-split-system heat pumps | False | False | 42000 | 47000 | 18.9 | 14.3 | 10.2 | 7.5 | False | 33 | 33 | 10.3 |  | Blower Coil System | True | Conventional | 11/14/2023 |  | 12/14/2023
Daikin Comfort Technologies Manufacturing, L.P. | Daikin | RZQ48TBVJU* | RZQ48TBVJU* | FCQ48AAVJU |  | Voluntarily Certified | Single-split-system heat pumps | False | False | 48000 | 54000 | 18 | 14.3 | 10.3 | 7.5 | False | 33 | 33 | 8.2 |  | Blower Coil System | True | Conventional | 11/14/2023 |  | 12/14/2023
Daikin Comfort Technologies Manufacturing, L.P. | Daikin | RX18BXVJU | RX18BXVJU | FTX18BXVJU |  | Voluntarily Certified | Single-split-system heat pumps | False | False | 18000 | 21600 | 20 | 14.3 | 9 | 7.5 | True | 33 | 33 | 12.5 |  | Blower Coil System | True | Wall-Mount | 11/14/2023 |  | 12/14/2023
Daikin Comfort Technologies Manufacturing, L.P. | Daikin | RX24BXVJU | RX24BXVJU | FTX24BXVJU |  | Voluntarily Certified | Single-split-system heat pumps | False | False | 21200 | 23600 | 20 | 14.3 | 9 | 7.5 | True | 33 | 33 | 12.2 |  | Blower Coil System | True | Wall-Mount | 11/14/2023 |  | 12/14/2023
Daikin Comfort Technologies Manufacturing, L.P. | Daikin | RX12WMVJU* | RX12WMVJU* | FFQ12W2VJU* |  | Voluntarily Certified | Single-split-system heat pumps | False | False | 10800 | 13500 | 19.5 | 14.3 | 9 | 7.5 | True | 20 | 33 | 11.5 |  | Blower Coil System | True | Conventional | 11/14/2023 |  | 12/14/2023
Daikin Comfort Technologies Manufacturing, L.P. | Goodman | RXNG09AXVJU | RXNG09AXVJU | FTXNG09AXVJU |  | Voluntarily Certified | Single-split-system heat pumps | False | False | 8800 | 9400 | 18 |  | 9 |  | False | 33 |  | 11 |  | Blower Coil System | True | Wall-Mount | 12/14/2023 |  | 12/14/2023
Daikin Comfort Technologies Manufacturing, L.P. | Goodman | RXNG18AXVJU | RXNG18AXVJU | FTXNG18AXVJU |  | Voluntarily Certified | Single-split-system heat pumps | False | False | 18000 | 17900 | 18 |  | 8.5 |  | False | 33 |  | 10.5 |  | Blower Coil System | True | Wall-Mount | 12/14/2023 |  | 12/14/2023
Daikin Comfort Technologies Manufacturing, L.P. | Goodman | RXNG12AXVJU | RXNG12AXVJU | FTXNG12AXVJU |  | Voluntarily Certified | Single-split-system heat pumps | False | False | 11000 | 11300 | 18 |  | 9 |  | False | 33 |  | 8.5 |  | Blower Coil System | True | Wall-Mount | 12/14/2023 |  | 12/14/2023
Daikin Comfort Technologies Manufacturing, L.P. | Daikin | RX09WMVJU* | RX09WMVJU* | FFQ09W2VJU* |  | Voluntarily Certified | Single-split-system heat pumps | False | False | 9100 | 10000 | 19.8 |  | 9.4 |  | True | 33 |  | 12 |  | Blower Coil System | True | Conventional | 12/14/2023 |  | 12/14/2023
Daikin Comfort Technologies Manufacturing, L.P. | Daikin | RXL09WMVJU* | RXL09WMVJU* | FTX09WMVJU* |  | Voluntarily Certified | Single-split-system heat pumps | False | False | 9000 | 10900 | 19.5 |  | 10 |  | True | 33 |  | 11.5 |  | Blower Coil System | True | Wall-Mount | 12/14/2023 |  | 12/14/2023
Daikin Comfort Technologies Manufacturing, L.P. | Daikin | RX15WMVJU* | RX15WMVJU* | FFQ15W2VJU* |  | Voluntarily Certified | Single-split-system heat pumps | False | False | 14400 | 16200 | 19.6 |  | 8.8 |  | True | 33 |  | 11.5 |  | Blower Coil System | True | Conventional | 12/14/2023 |  | 12/14/2023
Daikin Comfort Technologies Manufacturing, L.P. | Daikin | RX18WMVJU* | RX18WMVJU* | FFQ18W2VJU* |  | Voluntarily Certified | Single-split-system heat pumps | False | False | 17400 | 21600 | 18.2 |  | 8.4 |  | True | 33 |  | 11.5 |  | Blower Coil System | True | Conventional | 12/14/2023 |  | 12/14/2023
Daikin Comfort Technologies Manufacturing, L.P. | Daikin | RX24WMVJU* | RX24WMVJU* | FDMQ24WVJU* |  | Voluntarily Certified | Single-split-system heat pumps | False | False | 21800 | 24000 | 15.2 |  | 8.1 |  | True | 33 |  | 10 |  | Blower Coil System | True | Conventional | 12/14/2023 |  | 12/14/2023
Daikin Comfort Technologies Manufacturing, L.P. | Daikin | RXL12WMVJU* | RXL12WMVJU* | FTX12WMVJU* |  | Voluntarily Certified | Single-split-system heat pumps | False | False | 10600 | 13400 | 19.5 |  | 10 |  | True | 33 |  | 11.5 |  | Blower Coil System | True | Wall-Mount | 12/14/2023 |  | 12/14/2023
Daikin Comfort Technologies Manufacturing, L.P. | Daikin | RXL15WMVJU* | RXL15WMVJU* | FTX15WMVJU* |  | Voluntarily Certified | Single-split-system heat pumps | False | False | 15000 | 18300 | 19.5 |  | 10 |  | True | 33 |  | 12 |  | Blower Coil System | True | Wall-Mount | 12/14/2023 |  | 12/14/2023
Daikin Comfort Technologies Manufacturing, L.P. | Daikin | RXM09WVJU* | RXM09WVJU* | FTXM09WVJU* |  | Voluntarily Certified | Single-split-system heat pumps | False | False | 9000 | 11000 | 27.4 |  | 11.2 |  | True | 33 |  | 16.3 |  | Blower Coil System | True | Wall-Mount | 12/14/2023 |  | 12/14/2023
Daikin Comfort Technologies Manufacturing, L.P. | Daikin | RXM12WVJU* | RXM12WVJU* | FTXM12WVJU* |  | Voluntarily Certified | Single-split-system heat pumps | False | False | 12000 | 13600 | 25.2 |  | 10.7 |  | True | 33 |  | 13.2 |  | Blower Coil System | True | Wall-Mount | 12/14/2023 |  | 12/14/2023
Daikin Comfort Technologies Manufacturing, L.P. | Daikin | RXM18WVJU* | RXM18WVJU* | FTXM18WVJU* |  | Voluntarily Certified | Single-split-system heat pumps | False | False | 18000 | 21600 | 22.7 |  | 10 |  | True | 33 |  | 12.5 |  | Blower Coil System | True | Wall-Mount | 12/14/2023 |  | 12/14/2023
Daikin Comfort Technologies Manufacturing, L.P. | Daikin | RXM24WVJU* | RXM24WVJU* | FTXM24WVJU* |  | Voluntarily Certified | Single-split-system heat pumps | False | False | 21600 | 24000 | 22 |  | 10 |  | True | 33 |  | 12 |  | Blower Coil System | True | Wall-Mount | 12/14/2023 |  | 12/14/2023
Daikin Comfort Technologies Manufacturing, L.P. | Daikin | RX30WMVJU* | RX30WMVJU* | FTX30WVJU* |  | Voluntarily Certified | Single-split-system heat pumps | False | False | 31400 | 34800 | 17.5 |  | 7.5 |  | True | 33 |  | 9.85 |  | Blower Coil System | True | Wall-Mount | 12/14/2023 |  | 12/14/2023
Daikin Comfort Technologies Manufacturing, L.P. | Daikin | RX36WMVJU* | RX36WMVJU* | FTX36WVJU* |  | Voluntarily Certified | Single-split-system heat pumps | False | False | 34400 | 36000 | 15.9 |  | 7.5 |  | True | 33 |  | 9.1 |  | Blower Coil System | True | Wall-Mount | 12/14/2023 |  | 12/14/2023
Daikin Comfort Technologies Manufacturing, L.P. | Daikin | RXL18WMVJU* | RXL18WMVJU* | FTX18WVJU* |  | Voluntarily Certified | Single-split-system heat pumps | False | False | 18000 | 21600 | 19.8 |  | 8.5 |  | True | 33 |  | 11.5 |  | Blower Coil System | True | Wall-Mount | 12/14/2023 |  | 12/14/2023
Daikin Comfort Technologies Manufacturing, L.P. | Daikin | RXL24WMVJU* | RXL24WMVJU* | FTX24WVJU* |  | Voluntarily Certified | Single-split-system heat pumps | False | False | 21200 | 24000 | 19.5 |  | 8.5 |  | True | 33 |  | 11.5 |  | Blower Coil System | True | Wall-Mount | 12/14/2023 |  | 12/14/2023
Daikin Comfort Technologies Manufacturing, L.P. | Daikin | RX09BXVJU | RX09BXVJU | FTX09BXVJU |  | Voluntarily Certified | Single-split-system heat pumps | False | False | 8900 | 10000 | 20 |  | 10 |  | True | 33 |  | 12.5 |  | Blower Coil System | True | Wall-Mount | 12/14/2023 |  | 12/14/2023
Daikin Comfort Technologies Manufacturing, L.P. | Daikin | RX12BXVJU | RX12BXVJU | FTX12BXVJU |  | Voluntarily Certified | Single-split-system heat pumps | False | False | 10900 | 13500 | 20 |  | 10 |  | True | 33 |  | 12.5 |  | Blower Coil System | True | Wall-Mount | 12/14/2023 |  | 12/14/2023
Daikin Comfort Technologies Manufacturing, L.P. | Daikin | RXB09BXVJU | RXB09BXVJU | FTXB09BXVJU |  | Voluntarily Certified | Single-split-system heat pumps | False | False | 8800 | 9400 | 18 |  | 9 |  | False | 33 |  | 11 |  | Blower Coil System | True | Wall-Mount | 12/14/2023 |  | 12/14/2023
Daikin Comfort Technologies Manufacturing, L.P. | Daikin | RXB12BXVJU | RXB12BXVJU | FTXB12BXVJU |  | Voluntarily Certified | Single-split-system heat pumps | False | False | 11000 | 11300 | 18 |  | 9 |  | False | 33 |  | 8.5 |  | Blower Coil System | True | Wall-Mount | 12/14/2023 |  | 12/14/2023
Daikin Comfort Technologies Manufacturing, L.P. | Daikin | RXB18BXVJU | RXB18BXVJU | FTXB18BXVJU |  | Voluntarily Certified | Single-split-system heat pumps | False | False | 18000 | 17900 | 18 |  | 8.5 |  | False | 33 |  | 10.5 |  | Blower Coil System | True | Wall-Mount | 12/14/2023 |  | 12/14/2023
Daikin Comfort Technologies Manufacturing, L.P. | Daikin | RXB24BXVJU | RXB24BXVJU | FTXB24BXVJU |  | Voluntarily Certified | Single-split-system heat pumps | False | False | 21200 | 21200 | 18 |  | 8.5 |  | False | 33 |  | 10.5 |  | Blower Coil System | True | Wall-Mount | 12/14/2023 |  | 12/14/2023
Daikin Comfort Technologies Manufacturing, L.P. | Daikin | RZQ18TBVJU* | RZQ18TBVJU* | FCQ18AAVJU |  | Voluntarily Certified | Single-split-system heat pumps | False | False | 18000 | 20000 | 18.5 |  | 9.2 |  | False | 33 |  | 13 |  | Blower Coil System | True | Conventional | 12/14/2023 |  | 12/14/2023
Daikin Comfort Technologies Manufacturing, L.P. | Daikin | RZQ24TBVJU* | RZQ24TBVJU* | FCQ24AAVJU |  | Voluntarily Certified | Single-split-system heat pumps | False | False | 24000 | 27000 | 18.6 |  | 9.1 |  | False | 33 |  | 12 |  | Blower Coil System | True | Conventional | 12/14/2023 |  | 12/14/2023
Daikin Comfort Technologies Manufacturing, L.P. | Daikin | RZQ30TBVJU* | RZQ30TBVJU* | FCQ30AAVJU |  | Voluntarily Certified | Single-split-system heat pumps | False | False | 30000 | 34000 | 21 |  | 10.1 |  | False | 33 |  | 13 |  | Blower Coil System | True | Conventional | 12/14/2023 |  | 12/14/2023
Daikin Comfort Technologies Manufacturing, L.P. | Daikin | RZQ36TBVJU* | RZQ36TBVJU* | FCQ36AAVJU |  | Voluntarily Certified | Single-split-system heat pumps | False | False | 36000 | 40000 | 20 |  | 10 |  | False | 33 |  | 12.1 |  | Blower Coil System | True | Conventional | 12/14/2023 |  | 12/14/2023
Daikin Comfort Technologies Manufacturing, L.P. | Daikin | RZQ42TBVJU* | RZQ42TBVJU* | FCQ42AAVJU |  | Voluntarily Certified | Single-split-system heat pumps | False | False | 42000 | 47000 | 18.9 |  | 10.2 |  | False | 33 |  | 10.3 |  | Blower Coil System | True | Conventional | 12/14/2023 |  | 12/14/2023
Daikin Comfort Technologies Manufacturing, L.P. | Daikin | RZQ48TBVJU* | RZQ48TBVJU* | FCQ48AAVJU |  | Voluntarily Certified | Single-split-system heat pumps | False | False | 48000 | 54000 | 18 |  | 10.3 |  | False | 33 |  | 8.2 |  | Blower Coil System | True | Conventional | 12/14/2023 |  | 12/14/2023
Daikin Comfort Technologies Manufacturing, L.P. | Daikin | RX18BXVJU | RX18BXVJU | FTX18BXVJU |  | Voluntarily Certified | Single-split-system heat pumps | False | False | 18000 | 21600 | 20 |  | 9 |  | True | 33 |  | 12.5 |  | Blower Coil System | True | Wall-Mount | 12/14/2023 |  | 12/14/2023
Daikin Comfort Technologies Manufacturing, L.P. | Daikin | RX24BXVJU | RX24BXVJU | FTX24BXVJU |  | Voluntarily Certified | Single-split-system heat pumps | False | False | 21200 | 23600 | 20 |  | 9 |  | True | 33 |  | 12.2 |  | Blower Coil System | True | Wall-Mount | 12/14/2023 |  | 12/14/2023
Daikin Comfort Technologies Manufacturing, L.P. | Daikin | RX12WMVJU* | RX12WMVJU* | FFQ12W2VJU* |  | Voluntarily Certified | Single-split-system heat pumps | False | False | 10800 | 13500 | 19.5 |  | 9 |  | True | 20 |  | 11.5 |  | Blower Coil System | True | Conventional | 12/14/2023 |  | 12/14/2023
GD Midea Air-Conditioning Equipment Co., Ltd. | MDV | MOE30U-45HFN1-M | MOE30U-45HFN1-M | MAC-60HWDN1-MN0 |  | Voluntarily Certified | Single-split-system heat pumps | False | False | 45000 | 55000 | 15.2 | 14.3 | 9.2 | 7.5 | True | 30 | 33 | 10 |  | Coil-Only System | True | Conventional | 11/30/2023 |  | 12/15/2023
GD Midea Air-Conditioning Equipment Co., Ltd. | MDV | MOX430U-24HFN1-MR0 | MOX430U-24HFN1-MR0 | MAC-24HWDN1-MN0 |  | Voluntarily Certified | Single-split-system heat pumps | False | False | 24000 | 25600 | 15.7 | 14.3 | 9.8 | 7.5 | True | 30 | 33 | 10 |  | Coil-Only System | True | Conventional | 11/30/2023 |  | 12/15/2023
GD Midea Air-Conditioning Equipment Co., Ltd. | MDV | MOE30U-48HFN1-M-[X1] | MOE30U-48HFN1-M-[X1] | MAC-48HWDN1-MN0 |  | Voluntarily Certified | Single-split-system heat pumps | False | False | 46000 | 51000 | 14.3 | 14.3 | 9 | 7.5 | True | 30 | 33 | 8.6 |  | Coil-Only System | True | Conventional | 11/30/2023 |  | 12/15/2023
GD Midea Air-Conditioning Equipment Co., Ltd. | MDV | MOD30U-30HFN1-MR0 | MOD30U-30HFN1-MR0 | MAC-36HWDN1-MN0 |  | Voluntarily Certified | Single-split-system heat pumps | False | False | 30000 | 31000 | 14.9 | 14.3 | 9.3 | 7.5 | True | 30 | 33 | 10.2 |  | Coil-Only System | True | Conventional | 11/30/2023 |  | 12/15/2023
GD Midea Air-Conditioning Equipment Co., Ltd. | MDV | MOX330U-18HFN1-MR0 | MOX330U-18HFN1-MR0 | MAC-24HWDN1-MN0 |  | Voluntarily Certified | Single-split-system heat pumps | False | False | 18000 | 18500 | 15.2 | 14.3 | 8.6 | 7.5 | True | 30 | 33 | 10.2 |  | Coil-Only System | True | Conventional | 11/30/2023 |  | 12/15/2023
GD Midea Air-Conditioning Equipment Co., Ltd. | MDV | MOD30-20HFN1-MW | MOD30-20HFN1-MW | MVBM-24A18T3N1 |  | Voluntarily Certified | Single-split-system heat pumps | False | False | 20000 | 25000 | 16.3 | 14.3 | 10.2 | 7.5 | True | 30 | 33 | 11.7 |  | Coil-Only System | True | Conventional | 11/30/2023 |  | 12/15/2023
GD Midea Air-Conditioning Equipment Co., Ltd. | MDV | MOX430U-18HFN1-M | MOX430U-18HFN1-M | MAC-24HWDN1-MN0 |  | Voluntarily Certified | Single-split-system heat pumps | False | False | 18000 | 19000 | 16.1 | 14.3 | 9.5 | 7.5 | True | 30 | 33 | 11.7 |  | Coil-Only System | True | Conventional | 11/30/2023 |  | 12/15/2023
GD Midea Air-Conditioning Equipment Co., Ltd. | Century | A-VCD48SA-1 | A-VCD48SA-1 | MCD48C1A |  | Voluntarily Certified | Single-split-system heat pumps | False | False | 46000 | 51000 | 14.3 | 14.3 | 9 | 7.5 | True | 30 | 33 | 8.6 |  | Coil-Only System | True | Conventional | 11/30/2023 |  | 12/15/2023
GD Midea Air-Conditioning Equipment Co., Ltd. | Comfort-Aire | A-VCD48SA-1 | A-VCD48SA-1 | MCD48C1A |  | Voluntarily Certified | Single-split-system heat pumps | False | False | 46000 | 51000 | 14.3 | 14.3 | 9 | 7.5 | True | 30 | 33 | 8.6 |  | Coil-Only System | True | Conventional | 11/30/2023 |  | 12/15/2023
GD Midea Air-Conditioning Equipment Co., Ltd. | Century | A-VCD18SA-1 | A-VCD18SA-1 | MCD18/24B1A |  | Voluntarily Certified | Single-split-system heat pumps | False | False | 18000 | 19000 | 16.1 | 14.3 | 9.5 | 7.5 | True | 30 | 33 | 11.7 |  | Coil-Only System | True | Conventional | 11/30/2023 |  | 12/15/2023
GD Midea Air-Conditioning Equipment Co., Ltd. | Comfort-Aire | A-VCD18SA-1 | A-VCD18SA-1 | MCD18/24B1A |  | Voluntarily Certified | Single-split-system heat pumps | False | False | 18000 | 19000 | 16.1 | 14.3 | 9.5 | 7.5 | True | 30 | 33 | 11.7 |  | Coil-Only System | True | Conventional | 11/30/2023 |  | 12/15/2023
GD Midea Air-Conditioning Equipment Co., Ltd. | KERR | A-KCD18SA-1 | A-KCD18SA-1 | MCD18/24B1A |  | Voluntarily Certified | Single-split-system heat pumps | False | False | 18000 | 19000 | 16.1 | 14.3 | 9.5 | 7.5 | True | 30 | 33 | 11.7 |  | Coil-Only System | True | Conventional | 11/30/2023 |  | 12/15/2023
GD Midea Air-Conditioning Equipment Co., Ltd. | KERR | A-KCD48SA-1 | A-KCD48SA-1 | MCD48C1A |  | Voluntarily Certified | Single-split-system heat pumps | False | False | 46000 | 51000 | 14.3 | 14.3 | 9 | 7.5 | True | 30 | 33 | 8.6 |  | Coil-Only System | True | Conventional | 11/30/2023 |  | 12/15/2023
GD Midea Air-Conditioning Equipment Co., Ltd. | COMFORTSTAR | CPH48CD(O) | CPH48CD(O) | ACP-48C |  | Voluntarily Certified | Single-split-system heat pumps | False | False | 46000 | 51000 | 14.3 | 14.3 | 9 | 7.5 | True | 30 | 33 | 8.6 |  | Coil-Only System | True | Conventional | 11/30/2023 |  | 12/15/2023
GD Midea Air-Conditioning Equipment Co., Ltd. | COMFORTSTAR | CPH48CD(O) | CPH48CD(O) | UACP-48C |  | Voluntarily Certified | Single-split-system heat pumps | False | False | 46000 | 51000 | 14.3 | 14.3 | 9 | 7.5 | True | 30 | 33 | 8.6 |  | Coil-Only System | True | Conventional | 11/30/2023 |  | 12/15/2023
GD Midea Air-Conditioning Equipment Co., Ltd. | COMFORTSTAR | CPR30CD(O) | CPR30CD(O) | UACP-36C |  | Voluntarily Certified | Single-split-system heat pumps | False | False | 30000 | 31000 | 14.9 | 14.3 | 9.3 | 7.5 | True | 30 | 33 | 10.2 |  | Coil-Only System | True | Conventional | 11/30/2023 |  | 12/15/2023
GD Midea Air-Conditioning Equipment Co., Ltd. | COMFORTSTAR | CPR30CD(O) | CPR30CD(O) | ACP-36C |  | Voluntarily Certified | Single-split-system heat pumps | False | False | 30000 | 31000 | 14.9 | 14.3 | 9.3 | 7.5 | True | 30 | 33 | 10.2 |  | Coil-Only System | True | Conventional | 11/30/2023 |  | 12/15/2023
GD Midea Air-Conditioning Equipment Co., Ltd. | COMFORTSTAR | CPR24CD(O) | CPR24CD(O) | UACP-24B |  | Voluntarily Certified | Single-split-system heat pumps | False | False | 24000 | 25600 | 15.7 | 14.3 | 9.8 | 7.5 | True | 30 | 33 | 10 |  | Coil-Only System | True | Conventional | 11/30/2023 |  | 12/15/2023
GD Midea Air-Conditioning Equipment Co., Ltd. | COMFORTSTAR | CPR24CD(O) | CPR24CD(O) | ACP-24B |  | Voluntarily Certified | Single-split-system heat pumps | False | False | 24000 | 25600 | 15.7 | 14.3 | 9.8 | 7.5 | True | 30 | 33 | 10 |  | Coil-Only System | True | Conventional | 11/30/2023 |  | 12/15/2023
GD Midea Air-Conditioning Equipment Co., Ltd. | COMFORTSTAR | CPH18CD(O) | CPH18CD(O) | UACP-24B |  | Voluntarily Certified | Single-split-system heat pumps | False | False | 18000 | 19000 | 16.1 | 14.3 | 9.5 | 7.5 | True | 30 | 33 | 11.7 |  | Coil-Only System | True | Conventional | 11/30/2023 |  | 12/15/2023
GD Midea Air-Conditioning Equipment Co., Ltd. | COMFORTSTAR | CPH18CD(O) | CPH18CD(O) | ACP-24B |  | Voluntarily Certified | Single-split-system heat pumps | False | False | 18000 | 19000 | 16.1 | 14.3 | 9.5 | 7.5 | True | 30 | 33 | 11.7 |  | Coil-Only System | True | Conventional | 11/30/2023 |  | 12/15/2023
GD Midea Air-Conditioning Equipment Co., Ltd. | COMFORTSTAR | CPR18CD(O) | CPR18CD(O) | UACP-24B |  | Voluntarily Certified | Single-split-system heat pumps | False | False | 18000 | 18500 | 15.2 | 14.3 | 8.6 | 7.5 | True | 30 | 33 | 10.2 |  | Coil-Only System | True | Conventional | 11/30/2023 |  | 12/15/2023
GD Midea Air-Conditioning Equipment Co., Ltd. | COMFORTSTAR | CPR18CD(O) | CPR18CD(O) | ACP-24B |  | Voluntarily Certified | Single-split-system heat pumps | False | False | 18000 | 18500 | 15.2 | 14.3 | 8.6 | 7.5 | True | 30 | 33 | 10.2 |  | Coil-Only System | True | Conventional | 11/30/2023 |  | 12/15/2023
GD Midea Air-Conditioning Equipment Co., Ltd. | MOOVAIR | DMA48HOS20230E7 | DMA48HOS20230E7 | CUB48HAC20CWT7A |  | Voluntarily Certified | Single-split-system heat pumps | False | False | 46000 | 51000 | 14.3 | 14.3 | 9 | 7.5 | True | 30 | 33 | 8.6 |  | Coil-Only System | True | Conventional | 11/30/2023 |  | 12/15/2023
GD Midea Air-Conditioning Equipment Co., Ltd. | Elios | DEA48HOS20230E7 | DEA48HOS20230E7 | CUB48HAC20CWT7A |  | Voluntarily Certified | Single-split-system heat pumps | False | False | 46000 | 51000 | 14.3 | 14.3 | 9 | 7.5 | True | 30 | 33 | 8.6 |  | Coil-Only System | True | Conventional | 11/30/2023 |  | 12/15/2023
GD Midea Air-Conditioning Equipment Co., Ltd. | Elios | DEA18HOS20230E7 | DEA18HOS20230E7 | CUB24HAC20BWT7A |  | Voluntarily Certified | Single-split-system heat pumps | False | False | 18000 | 19000 | 16.1 | 14.3 | 9.5 | 7.5 | True | 30 | 33 | 11.7 |  | Coil-Only System | True | Conventional | 11/30/2023 |  | 12/15/2023
GD Midea Air-Conditioning Equipment Co., Ltd. | MOOVAIR | DMA18HOS20230E7 | DMA18HOS20230E7 | CUB24HAC20BWT7A |  | Voluntarily Certified | Single-split-system heat pumps | False | False | 18000 | 19000 | 16.1 | 14.3 | 9.5 | 7.5 | True | 30 | 33 | 11.7 |  | Coil-Only System | True | Conventional | 11/30/2023 |  | 12/15/2023
GD Midea Air-Conditioning Equipment Co., Ltd. | Direct Air | DIRM-18MAGICPRO20-OU | DIRM-18MAGICPRO20-OU | DIRM-24MAGICPRO20-COIL |  | Voluntarily Certified | Single-split-system heat pumps | False | False | 18000 | 19000 | 16.1 | 14.3 | 9.5 | 7.5 | True | 30 | 33 | 11.7 |  | Coil-Only System | True | Conventional | 11/30/2023 |  | 12/15/2023
GD Midea Air-Conditioning Equipment Co., Ltd. | Direct Air | DIRM-24MAGICPRO20-OU | DIRM-24MAGICPRO20-OU | DIRM-24MAGICPRO20-145-COIL* |  | Voluntarily Certified | Single-split-system heat pumps | False | False | 20000 | 25000 | 16.3 | 14.3 | 10.2 | 7.5 | True | 30 | 33 | 11.7 |  | Coil-Only System | True | Conventional | 11/30/2023 |  | 12/15/2023
GD Midea Air-Conditioning Equipment Co., Ltd. | Direct Air | DIRM-48MAGICPRO20-OU | DIRM-48MAGICPRO20-OU | DIRM-48MAGICPRO20-COIL |  | Voluntarily Certified | Single-split-system heat pumps | False | False | 46000 | 51000 | 14.3 | 14.3 | 9 | 7.5 | True | 30 | 33 | 8.6 |  | Coil-Only System | True | Conventional | 11/30/2023 |  | 12/15/2023
GD Midea Air-Conditioning Equipment Co., Ltd. | Direct Air | DIRM-60MAGICPRO20-OU | DIRM-60MAGICPRO20-OU | DIRM-60MAGICPRO20-COIL** |  | Voluntarily Certified | Single-split-system heat pumps | False | False | 45000 | 55000 | 15.2 | 14.3 | 9.2 | 7.5 | True | 30 | 33 | 10 |  | Coil-Only System | True | Conventional | 11/30/2023 |  | 12/15/2023
GD Midea Air-Conditioning Equipment Co., Ltd. | CanAir | CDH2060C22 | CDH2060C22 | MAC-60HWDN1-MN0** |  | Voluntarily Certified | Single-split-system heat pumps | False | False | 45000 | 55000 | 15.2 | 14.3 | 9.2 | 7.5 | True | 30 | 33 | 10 |  | Coil-Only System | True | Conventional | 11/30/2023 |  | 12/15/2023
GD Midea Air-Conditioning Equipment Co., Ltd. | CanAir | CDH2048C21 | CDH2048C21 | MAC-48HWFN1-M |  | Voluntarily Certified | Single-split-system heat pumps | False | False | 46000 | 51000 | 14.3 | 14.3 | 9 | 7.5 | True | 30 | 33 | 8.6 |  | Coil-Only System | True | Conventional | 11/30/2023 |  | 12/15/2023
GD Midea Air-Conditioning Equipment Co., Ltd. | CanAir | MOE30U-48HFN1-M-[X1] | MOE30U-48HFN1-M-[X1] | MAC-48HWFN1-M |  | Voluntarily Certified | Single-split-system heat pumps | False | False | 46000 | 51000 | 14.3 | 14.3 | 9 | 7.5 | True | 30 | 33 | 8.6 |  | Coil-Only System | True | Conventional | 11/30/2023 |  | 12/15/2023
GD Midea Air-Conditioning Equipment Co., Ltd. | CanAir | MOD30U-30HFN1-MR0 | MOD30U-30HFN1-MR0 | MAC-36HWFN1-M |  | Voluntarily Certified | Single-split-system heat pumps | False | False | 30000 | 31000 | 14.9 | 14.3 | 9.3 | 7.5 | True | 30 | 33 | 10.2 |  | Coil-Only System | True | Conventional | 11/30/2023 |  | 12/15/2023
GD Midea Air-Conditioning Equipment Co., Ltd. | CanAir | MOX430-24HFN1-MR0 | MOX430-24HFN1-MR0 | MAC-24HWDN1-MN0 |  | Voluntarily Certified | Single-split-system heat pumps | False | False | 24000 | 25600 | 15.7 | 14.3 | 9.8 | 7.5 | True | 30 | 33 | 10 |  | Coil-Only System | True | Conventional | 11/30/2023 |  | 12/15/2023
GD Midea Air-Conditioning Equipment Co., Ltd. | CanAir | CDH2024C21 | CDH2024C21 | MVBM-24A18T3N1* |  | Voluntarily Certified | Single-split-system heat pumps | False | False | 20000 | 25000 | 16.3 | 14.3 | 10.2 | 7.5 | True | 30 | 33 | 11.7 |  | Coil-Only System | True | Conventional | 11/30/2023 |  | 12/15/2023
GD Midea Air-Conditioning Equipment Co., Ltd. | CanAir | MOX330-18HFN1-MR0 | MOX330-18HFN1-MR0 | MAC-24HWDN1-MN0 |  | Voluntarily Certified | Single-split-system heat pumps | False | False | 18000 | 18500 | 15.2 | 14.3 | 8.6 | 7.5 | True | 30 | 33 | 10.2 |  | Coil-Only System | True | Conventional | 11/30/2023 |  | 12/15/2023
GD Midea Air-Conditioning Equipment Co., Ltd. | CanAir | CDH2018C21 | CDH2018C21 | MAC-24HWDN1-MN0 |  | Voluntarily Certified | Single-split-system heat pumps | False | False | 18000 | 19000 | 16.1 | 14.3 | 9.5 | 7.5 | True | 30 | 33 | 11.7 |  | Coil-Only System | True | Conventional | 11/30/2023 |  | 12/15/2023
GD Midea Air-Conditioning Equipment Co., Ltd. | CanAir | MOX430U-18HFN1-M | MOX430U-18HFN1-M | MAC-24HWDN1-MN0 |  | Voluntarily Certified | Single-split-system heat pumps | False | False | 18000 | 19000 | 16.1 | 14.3 | 9.5 | 7.5 | True | 30 | 33 | 11.7 |  | Coil-Only System | True | Conventional | 11/30/2023 |  | 12/15/2023
GD Midea Air-Conditioning Equipment Co., Ltd. | Airquest | DLCURAH18ABK | DLCURAH18ABK | DLFULAH24XBX + CI |  | Voluntarily Certified | Single-split-system heat pumps | False | False | 18000 | 19000 | 16.1 | 14.3 | 9.5 | 7.5 | True | 30 | 33 | 11.7 |  | Coil-Only System | True | Conventional | 11/30/2023 |  | 12/15/2023
GD Midea Air-Conditioning Equipment Co., Ltd. | Kenmore | DLCURAH18ABK | DLCURAH18ABK | DLFULAH24XBX + CI |  | Voluntarily Certified | Single-split-system heat pumps | False | False | 18000 | 19000 | 16.1 | 14.3 | 9.5 | 7.5 | True | 30 | 33 | 11.7 |  | Coil-Only System | True | Conventional | 11/30/2023 |  | 12/15/2023
GD Midea Air-Conditioning Equipment Co., Ltd. | Carrier | 38MURAQ18AB3 | 38MURAQ18AB3 | 40MULAQ24XBX + CI |  | Voluntarily Certified | Single-split-system heat pumps | False | False | 18000 | 19000 | 16.1 | 14.3 | 9.5 | 7.5 | True | 30 | 33 | 11.7 |  | Coil-Only System | True | Conventional | 11/30/2023 |  | 12/15/2023
GD Midea Air-Conditioning Equipment Co., Ltd. | Payne | 38MURAQ18AB3 | 38MURAQ18AB3 | 40MULAQ24XBX + CI |  | Voluntarily Certified | Single-split-system heat pumps | False | False | 18000 | 19000 | 16.1 | 14.3 | 9.5 | 7.5 | True | 30 | 33 | 11.7 |  | Coil-Only System | True | Conventional | 11/30/2023 |  | 12/15/2023
GD Midea Air-Conditioning Equipment Co., Ltd. | Heil | DLCURAH18ABK | DLCURAH18ABK | DLFULAH24XBX + CI |  | Voluntarily Certified | Single-split-system heat pumps | False | False | 18000 | 19000 | 16.1 | 14.3 | 9.5 | 7.5 | True | 30 | 33 | 11.7 |  | Coil-Only System | True | Conventional | 11/30/2023 |  | 12/15/2023
GD Midea Air-Conditioning Equipment Co., Ltd. | Day & Night | DLCURAH18ABK | DLCURAH18ABK | DLFULAH24XBX + CI |  | Voluntarily Certified | Single-split-system heat pumps | False | False | 18000 | 19000 | 16.1 | 14.3 | 9.5 | 7.5 | True | 30 | 33 | 11.7 |  | Coil-Only System | True | Conventional | 11/30/2023 |  | 12/15/2023
GD Midea Air-Conditioning Equipment Co., Ltd. | LPS Legacy | DLCURAH18ABK | DLCURAH18ABK | DLFULAH24XBX + CI |  | Voluntarily Certified | Single-split-system heat pumps | False | False | 18000 | 19000 | 16.1 | 14.3 | 9.5 | 7.5 | True | 30 | 33 | 11.7 |  | Coil-Only System | True | Conventional | 11/30/2023 |  | 12/15/2023
GD Midea Air-Conditioning Equipment Co., Ltd. | Arcoaire | DLCURAH18ABK | DLCURAH18ABK | DLFULAH24XBX + CI |  | Voluntarily Certified | Single-split-system heat pumps | False | False | 18000 | 19000 | 16.1 | 14.3 | 9.5 | 7.5 | True | 30 | 33 | 11.7 |  | Coil-Only System | True | Conventional | 11/30/2023 |  | 12/15/2023
GD Midea Air-Conditioning Equipment Co., Ltd. | Comfortmaker | DLCURAH18ABK | DLCURAH18ABK | DLFULAH24XBX + CI |  | Voluntarily Certified | Single-split-system heat pumps | False | False | 18000 | 19000 | 16.1 | 14.3 | 9.5 | 7.5 | True | 30 | 33 | 11.7 |  | Coil-Only System | True | Conventional | 11/30/2023 |  | 12/15/2023
GD Midea Air-Conditioning Equipment Co., Ltd. | Bryant | 38MURAQ18AB3 | 38MURAQ18AB3 | 40MULAQ24XBX + CI |  | Voluntarily Certified | Single-split-system heat pumps | False | False | 18000 | 19000 | 16.1 | 14.3 | 9.5 | 7.5 | True | 30 | 33 | 11.7 |  | Coil-Only System | True | Conventional | 11/30/2023 |  | 12/15/2023
GD Midea Air-Conditioning Equipment Co., Ltd. | Midea | 38MURAQ18AB3 | 38MURAQ18AB3 | 40MULAQ24XBX + CI |  | Voluntarily Certified | Single-split-system heat pumps | False | False | 18000 | 19000 | 16.1 | 14.3 | 9.5 | 7.5 | True | 30 | 33 | 11.7 |  | Coil-Only System | True | Conventional | 11/30/2023 |  | 12/15/2023
GD Midea Air-Conditioning Equipment Co., Ltd. | Midea | DLCURAH18ABK | DLCURAH18ABK | DLFULAH24XBX + CI |  | Voluntarily Certified | Single-split-system heat pumps | False | False | 18000 | 19000 | 16.1 | 14.3 | 9.5 | 7.5 | True | 30 | 33 | 11.7 |  | Coil-Only System | True | Conventional | 11/30/2023 |  | 12/15/2023
GD Midea Air-Conditioning Equipment Co., Ltd. | WEATHERMAKER | 38MURAQ18AB3 | 38MURAQ18AB3 | 40MULAQ24XBX + CI |  | Voluntarily Certified | Single-split-system heat pumps | False | False | 18000 | 19000 | 16.1 | 14.3 | 9.5 | 7.5 | True | 30 | 33 | 11.7 |  | Coil-Only System | True | Conventional | 11/30/2023 |  | 12/15/2023
GD Midea Air-Conditioning Equipment Co., Ltd. | Keeprite | DLCURAH18ABK | DLCURAH18ABK | DLFULAH24XBX + CI |  | Voluntarily Certified | Single-split-system heat pumps | False | False | 18000 | 19000 | 16.1 | 14.3 | 9.5 | 7.5 | True | 30 | 33 | 11.7 |  | Coil-Only System | True | Conventional | 11/30/2023 |  | 12/15/2023
GD Midea Air-Conditioning Equipment Co., Ltd. | Tempstar | DLCURAH18ABK | DLCURAH18ABK | DLFULAH24XBX + CI |  | Voluntarily Certified | Single-split-system heat pumps | False | False | 18000 | 19000 | 16.1 | 14.3 | 9.5 | 7.5 | True | 30 | 33 | 11.7 |  | Coil-Only System | True | Conventional | 11/30/2023 |  | 12/15/2023
GD Midea Air-Conditioning Equipment Co., Ltd. | SMART COMFORT | DLCURAH18ABK | DLCURAH18ABK | DLFULAH24XBX + CI |  | Voluntarily Certified | Single-split-system heat pumps | False | False | 18000 | 19000 | 16.1 | 14.3 | 9.5 | 7.5 | True | 30 | 33 | 11.7 |  | Coil-Only System | True | Conventional | 11/30/2023 |  | 12/15/2023
GD Midea Air-Conditioning Equipment Co., Ltd. | Airquest | DLCURAH48ABK | DLCURAH48ABK | DLFULAH48XCX + CI |  | Voluntarily Certified | Single-split-system heat pumps | False | False | 46000 | 51000 | 14.3 | 14.3 | 9 | 7.5 | True | 30 | 33 | 8.6 |  | Coil-Only System | True | Conventional | 11/30/2023 |  | 12/15/2023
GD Midea Air-Conditioning Equipment Co., Ltd. | Arcoaire | DLCURAH48ABK | DLCURAH48ABK | DLFULAH48XCX + CI |  | Voluntarily Certified | Single-split-system heat pumps | False | False | 46000 | 51000 | 14.3 | 14.3 | 9 | 7.5 | True | 30 | 33 | 8.6 |  | Coil-Only System | True | Conventional | 11/30/2023 |  | 12/15/2023
GD Midea Air-Conditioning Equipment Co., Ltd. | Comfortmaker | DLCURAH48ABK | DLCURAH48ABK | DLFULAH48XCX + CI |  | Voluntarily Certified | Single-split-system heat pumps | False | False | 46000 | 51000 | 14.3 | 14.3 | 9 | 7.5 | True | 30 | 33 | 8.6 |  | Coil-Only System | True | Conventional | 11/30/2023 |  | 12/15/2023
GD Midea Air-Conditioning Equipment Co., Ltd. | Day & Night | DLCURAH48ABK | DLCURAH48ABK | DLFULAH48XCX + CI |  | Voluntarily Certified | Single-split-system heat pumps | False | False | 46000 | 51000 | 14.3 | 14.3 | 9 | 7.5 | True | 30 | 33 | 8.6 |  | Coil-Only System | True | Conventional | 11/30/2023 |  | 12/15/2023
GD Midea Air-Conditioning Equipment Co., Ltd. | Bryant | 38MURAQ48AB3 | 38MURAQ48AB3 | 40MULAQ48XCX + CI |  | Voluntarily Certified | Single-split-system heat pumps | False | False | 46000 | 51000 | 14.3 | 14.3 | 9 | 7.5 | True | 30 | 33 | 8.6 |  | Coil-Only System | True | Conventional | 11/30/2023 |  | 12/15/2023
GD Midea Air-Conditioning Equipment Co., Ltd. | Midea | 38MURAQ48AB3 | 38MURAQ48AB3 | 40MULAQ48XCX + CI |  | Voluntarily Certified | Single-split-system heat pumps | False | False | 46000 | 51000 | 14.3 | 14.3 | 9 | 7.5 | True | 30 | 33 | 8.6 |  | Coil-Only System | True | Conventional | 11/30/2023 |  | 12/15/2023
GD Midea Air-Conditioning Equipment Co., Ltd. | Midea | DLCURAH48ABK | DLCURAH48ABK | DLFULAH48XCX + CI |  | Voluntarily Certified | Single-split-system heat pumps | False | False | 46000 | 51000 | 14.3 | 14.3 | 9 | 7.5 | True | 30 | 33 | 8.6 |  | Coil-Only System | True | Conventional | 11/30/2023 |  | 12/15/2023
GD Midea Air-Conditioning Equipment Co., Ltd. | LPS Legacy | DLCURAH48ABK | DLCURAH48ABK | DLFULAH48XCX + CI |  | Voluntarily Certified | Single-split-system heat pumps | False | False | 46000 | 51000 | 14.3 | 14.3 | 9 | 7.5 | True | 30 | 33 | 8.6 |  | Coil-Only System | True | Conventional | 11/30/2023 |  | 12/15/2023
GD Midea Air-Conditioning Equipment Co., Ltd. | Kenmore | DLCURAH48ABK | DLCURAH48ABK | DLFULAH48XCX + CI |  | Voluntarily Certified | Single-split-system heat pumps | False | False | 46000 | 51000 | 14.3 | 14.3 | 9 | 7.5 | True | 30 | 33 | 8.6 |  | Coil-Only System | True | Conventional | 11/30/2023 |  | 12/15/2023
GD Midea Air-Conditioning Equipment Co., Ltd. | Payne | 38MURAQ48AB3 | 38MURAQ48AB3 | 40MULAQ48XCX + CI |  | Voluntarily Certified | Single-split-system heat pumps | False | False | 46000 | 51000 | 14.3 | 14.3 | 9 | 7.5 | True | 30 | 33 | 8.6 |  | Coil-Only System | True | Conventional | 11/30/2023 |  | 12/15/2023
GD Midea Air-Conditioning Equipment Co., Ltd. | Heil | DLCURAH48ABK | DLCURAH48ABK | DLFULAH48XCX + CI |  | Voluntarily Certified | Single-split-system heat pumps | False | False | 46000 | 51000 | 14.3 | 14.3 | 9 | 7.5 | True | 30 | 33 | 8.6 |  | Coil-Only System | True | Conventional | 11/30/2023 |  | 12/15/2023
GD Midea Air-Conditioning Equipment Co., Ltd. | Carrier | 38MURAQ48AB3 | 38MURAQ48AB3 | 40MULAQ48XCX + CI |  | Voluntarily Certified | Single-split-system heat pumps | False | False | 46000 | 51000 | 14.3 | 14.3 | 9 | 7.5 | True | 30 | 33 | 8.6 |  | Coil-Only System | True | Conventional | 11/30/2023 |  | 12/15/2023
GD Midea Air-Conditioning Equipment Co., Ltd. | Keeprite | DLCURAH48ABK | DLCURAH48ABK | DLFULAH48XCX + CI |  | Voluntarily Certified | Single-split-system heat pumps | False | False | 46000 | 51000 | 14.3 | 14.3 | 9 | 7.5 | True | 30 | 33 | 8.6 |  | Coil-Only System | True | Conventional | 11/30/2023 |  | 12/15/2023
GD Midea Air-Conditioning Equipment Co., Ltd. | Tempstar | DLCURAH48ABK | DLCURAH48ABK | DLFULAH48XCX + CI |  | Voluntarily Certified | Single-split-system heat pumps | False | False | 46000 | 51000 | 14.3 | 14.3 | 9 | 7.5 | True | 30 | 33 | 8.6 |  | Coil-Only System | True | Conventional | 11/30/2023 |  | 12/15/2023
GD Midea Air-Conditioning Equipment Co., Ltd. | SMART COMFORT | DLCURAH48ABK | DLCURAH48ABK | DLFULAH48XCX + CI |  | Voluntarily Certified | Single-split-system heat pumps | False | False | 46000 | 51000 | 14.3 | 14.3 | 9 | 7.5 | True | 30 | 33 | 8.6 |  | Coil-Only System | True | Conventional | 11/30/2023 |  | 12/15/2023
GD Midea Air-Conditioning Equipment Co., Ltd. | WEATHERMAKER | 38MURAQ48AB3 | 38MURAQ48AB3 | 40MULAQ48XCX + CI |  | Voluntarily Certified | Single-split-system heat pumps | False | False | 46000 | 51000 | 14.3 | 14.3 | 9 | 7.5 | True | 30 | 33 | 8.6 |  | Coil-Only System | True | Conventional | 11/30/2023 |  | 12/15/2023
GD Midea Air-Conditioning Equipment Co., Ltd. | PolarWave | ACIQ-48-HPB | ACIQ-48-HPB | ACIQ-48-ACL |  | Voluntarily Certified | Single-split-system heat pumps | False | False | 46000 | 51000 | 14.3 | 14.3 | 9 | 7.5 | True | 30 | 33 | 8.6 |  | Coil-Only System | True | Conventional | 11/30/2023 |  | 12/15/2023
GD Midea Air-Conditioning Equipment Co., Ltd. | 1HVAC | ACIQ-48-HPB | ACIQ-48-HPB | ACIQ-48-ACL |  | Voluntarily Certified | Single-split-system heat pumps | False | False | 46000 | 51000 | 14.3 | 14.3 | 9 | 7.5 | True | 30 | 33 | 8.6 |  | Coil-Only System | True | Conventional | 11/30/2023 |  | 12/15/2023
GD Midea Air-Conditioning Equipment Co., Ltd. | DIYCOOL | ACIQ-48-HPB | ACIQ-48-HPB | ACIQ-48-ACL |  | Voluntarily Certified | Single-split-system heat pumps | False | False | 46000 | 51000 | 14.3 | 14.3 | 9 | 7.5 | True | 30 | 33 | 8.6 |  | Coil-Only System | True | Conventional | 11/30/2023 |  | 12/15/2023
GD Midea Air-Conditioning Equipment Co., Ltd. | ACIQ | ACIQ-48-HPB | ACIQ-48-HPB | ACIQ-48-ACL |  | Voluntarily Certified | Single-split-system heat pumps | False | False | 46000 | 51000 | 14.3 | 14.3 | 9 | 7.5 | True | 30 | 33 | 8.6 |  | Coil-Only System | True | Conventional | 11/30/2023 |  | 12/15/2023
GD Midea Air-Conditioning Equipment Co., Ltd. | Stealth | ACIQ-48-HPB | ACIQ-48-HPB | ACIQ-48-ACL |  | Voluntarily Certified | Single-split-system heat pumps | False | False | 46000 | 51000 | 14.3 | 14.3 | 9 | 7.5 | True | 30 | 33 | 8.6 |  | Coil-Only System | True | Conventional | 11/30/2023 |  | 12/15/2023
GD Midea Air-Conditioning Equipment Co., Ltd. | DIYCOOL | ACIQ-30-EHPB | ACIQ-30-EHPB | ACIQ-30-ACL |  | Voluntarily Certified | Single-split-system heat pumps | False | False | 30000 | 31000 | 14.9 | 14.3 | 9.3 | 7.5 | True | 30 | 33 | 10.2 |  | Coil-Only System | True | Conventional | 11/30/2023 |  | 12/15/2023
GD Midea Air-Conditioning Equipment Co., Ltd. | DIYCOOL | ACIQ-30-EHPB | ACIQ-30-EHPB | ACIQ-36-ACL |  | Voluntarily Certified | Single-split-system heat pumps | False | False | 30000 | 31000 | 14.9 | 14.3 | 9.3 | 7.5 | True | 30 | 33 | 10.2 |  | Coil-Only System | True | Conventional | 11/30/2023 |  | 12/15/2023
GD Midea Air-Conditioning Equipment Co., Ltd. | ACIQ | ACIQ-30-EHPB | ACIQ-30-EHPB | ACIQ-36-ACL |  | Voluntarily Certified | Single-split-system heat pumps | False | False | 30000 | 31000 | 14.9 | 14.3 | 9.3 | 7.5 | True | 30 | 33 | 10.2 |  | Coil-Only System | True | Conventional | 11/30/2023 |  | 12/15/2023
GD Midea Air-Conditioning Equipment Co., Ltd. | ACIQ | ACIQ-30-EHPB | ACIQ-30-EHPB | ACIQ-30-ACL |  | Voluntarily Certified | Single-split-system heat pumps | False | False | 30000 | 31000 | 14.9 | 14.3 | 9.3 | 7.5 | True | 30 | 33 | 10.2 |  | Coil-Only System | True | Conventional | 11/30/2023 |  | 12/15/2023
GD Midea Air-Conditioning Equipment Co., Ltd. | Stealth | ACIQ-30-EHPB | ACIQ-30-EHPB | ACIQ-30-ACL |  | Voluntarily Certified | Single-split-system heat pumps | False | False | 30000 | 31000 | 14.9 | 14.3 | 9.3 | 7.5 | True | 30 | 33 | 10.2 |  | Coil-Only System | True | Conventional | 11/30/2023 |  | 12/15/2023
GD Midea Air-Conditioning Equipment Co., Ltd. | Stealth | ACIQ-30-EHPB | ACIQ-30-EHPB | ACIQ-36-ACL |  | Voluntarily Certified | Single-split-system heat pumps | False | False | 30000 | 31000 | 14.9 | 14.3 | 9.3 | 7.5 | True | 30 | 33 | 10.2 |  | Coil-Only System | True | Conventional | 11/30/2023 |  | 12/15/2023
GD Midea Air-Conditioning Equipment Co., Ltd. | PolarWave | ACIQ-30-EHPB | ACIQ-30-EHPB | ACIQ-36-ACL |  | Voluntarily Certified | Single-split-system heat pumps | False | False | 30000 | 31000 | 14.9 | 14.3 | 9.3 | 7.5 | True | 30 | 33 | 10.2 |  | Coil-Only System | True | Conventional | 11/30/2023 |  | 12/15/2023
GD Midea Air-Conditioning Equipment Co., Ltd. | PolarWave | ACIQ-30-EHPB | ACIQ-30-EHPB | ACIQ-30-ACL |  | Voluntarily Certified | Single-split-system heat pumps | False | False | 30000 | 31000 | 14.9 | 14.3 | 9.3 | 7.5 | True | 30 | 33 | 10.2 |  | Coil-Only System | True | Conventional | 11/30/2023 |  | 12/15/2023
GD Midea Air-Conditioning Equipment Co., Ltd. | 1HVAC | ACIQ-30-EHPB | ACIQ-30-EHPB | ACIQ-30-ACL |  | Voluntarily Certified | Single-split-system heat pumps | False | False | 30000 | 31000 | 14.9 | 14.3 | 9.3 | 7.5 | True | 30 | 33 | 10.2 |  | Coil-Only System | True | Conventional | 11/30/2023 |  | 12/15/2023
GD Midea Air-Conditioning Equipment Co., Ltd. | 1HVAC | ACIQ-30-EHPB | ACIQ-30-EHPB | ACIQ-36-ACL |  | Voluntarily Certified | Single-split-system heat pumps | False | False | 30000 | 31000 | 14.9 | 14.3 | 9.3 | 7.5 | True | 30 | 33 | 10.2 |  | Coil-Only System | True | Conventional | 11/30/2023 |  | 12/15/2023
GD Midea Air-Conditioning Equipment Co., Ltd. | PolarWave | ACIQ-24-EHPB | ACIQ-24-EHPB | ACIQ-24-ACL |  | Voluntarily Certified | Single-split-system heat pumps | False | False | 24000 | 25600 | 15.7 | 14.3 | 9.8 | 7.5 | True | 30 | 33 | 10 |  | Coil-Only System | True | Conventional | 11/30/2023 |  | 12/15/2023
GD Midea Air-Conditioning Equipment Co., Ltd. | Stealth | ACIQ-24-EHPB | ACIQ-24-EHPB | ACIQ-24-ACL |  | Voluntarily Certified | Single-split-system heat pumps | False | False | 24000 | 25600 | 15.7 | 14.3 | 9.8 | 7.5 | True | 30 | 33 | 10 |  | Coil-Only System | True | Conventional | 11/30/2023 |  | 12/15/2023
GD Midea Air-Conditioning Equipment Co., Ltd. | ACIQ | ACIQ-24-EHPB | ACIQ-24-EHPB | ACIQ-24-ACL |  | Voluntarily Certified | Single-split-system heat pumps | False | False | 24000 | 25600 | 15.7 | 14.3 | 9.8 | 7.5 | True | 30 | 33 | 10 |  | Coil-Only System | True | Conventional | 11/30/2023 |  | 12/15/2023
GD Midea Air-Conditioning Equipment Co., Ltd. | DIYCOOL | ACIQ-24-EHPB | ACIQ-24-EHPB | ACIQ-24-ACL |  | Voluntarily Certified | Single-split-system heat pumps | False | False | 24000 | 25600 | 15.7 | 14.3 | 9.8 | 7.5 | True | 30 | 33 | 10 |  | Coil-Only System | True | Conventional | 11/30/2023 |  | 12/15/2023
GD Midea Air-Conditioning Equipment Co., Ltd. | 1HVAC | ACIQ-24-EHPB | ACIQ-24-EHPB | ACIQ-24-ACL |  | Voluntarily Certified | Single-split-system heat pumps | False | False | 24000 | 25600 | 15.7 | 14.3 | 9.8 | 7.5 | True | 30 | 33 | 10 |  | Coil-Only System | True | Conventional | 11/30/2023 |  | 12/15/2023
GD Midea Air-Conditioning Equipment Co., Ltd. | DIYCOOL | ACIQ-24-HPB | ACIQ-24-HPB | ACIQ-24W-WM |  | Voluntarily Certified | Single-split-system heat pumps | False | False | 24000 | 26000 | 17.5 | 14.3 | 10.5 | 7.5 | True | 30 | 33 | 11.7 |  | Blower Coil System | True | Wall-Mount | 11/30/2023 |  | 12/15/2023
GD Midea Air-Conditioning Equipment Co., Ltd. | ACIQ | ACIQ-24-HPB | ACIQ-24-HPB | ACIQ-24W-WM |  | Voluntarily Certified | Single-split-system heat pumps | False | False | 24000 | 26000 | 17.5 | 14.3 | 10.5 | 7.5 | True | 30 | 33 | 11.7 |  | Blower Coil System | True | Wall-Mount | 11/30/2023 |  | 12/15/2023
GD Midea Air-Conditioning Equipment Co., Ltd. | 1HVAC | ACIQ-24-HPB | ACIQ-24-HPB | ACIQ-24W-WM |  | Voluntarily Certified | Single-split-system heat pumps | False | False | 24000 | 26000 | 17.5 | 14.3 | 10.5 | 7.5 | True | 30 | 33 | 11.7 |  | Blower Coil System | True | Wall-Mount | 11/30/2023 |  | 12/15/2023
GD Midea Air-Conditioning Equipment Co., Ltd. | PolarWave | ACIQ-24-HPB | ACIQ-24-HPB | ACIQ-24W-WM |  | Voluntarily Certified | Single-split-system heat pumps | False | False | 24000 | 26000 | 17.5 | 14.3 | 10.5 | 7.5 | True | 30 | 33 | 11.7 |  | Blower Coil System | True | Wall-Mount | 11/30/2023 |  | 12/15/2023
GD Midea Air-Conditioning Equipment Co., Ltd. | Stealth | ACIQ-24-HPB | ACIQ-24-HPB | ACIQ-24W-WM |  | Voluntarily Certified | Single-split-system heat pumps | False | False | 24000 | 26000 | 17.5 | 14.3 | 10.5 | 7.5 | True | 30 | 33 | 11.7 |  | Blower Coil System | True | Wall-Mount | 11/30/2023 |  | 12/15/2023
GD Midea Air-Conditioning Equipment Co., Ltd. | PolarWave | ACIQ-18-HPB | ACIQ-18-HPB | ACIQ-24-ACL |  | Voluntarily Certified | Single-split-system heat pumps | False | False | 18000 | 19000 | 16.1 | 14.3 | 9.5 | 7.5 | True | 30 | 33 | 11.7 |  | Coil-Only System | True | Conventional | 11/30/2023 |  | 12/15/2023
GD Midea Air-Conditioning Equipment Co., Ltd. | PolarWave | ACIQ-18-HPB | ACIQ-18-HPB | ACIQ-18-ACL |  | Voluntarily Certified | Single-split-system heat pumps | False | False | 18000 | 19000 | 16.1 | 14.3 | 9.5 | 7.5 | True | 30 | 33 | 11.7 |  | Coil-Only System | True | Conventional | 11/30/2023 |  | 12/15/2023
GD Midea Air-Conditioning Equipment Co., Ltd. | 1HVAC | ACIQ-18-HPB | ACIQ-18-HPB | ACIQ-24-ACL |  | Voluntarily Certified | Single-split-system heat pumps | False | False | 18000 | 19000 | 16.1 | 14.3 | 9.5 | 7.5 | True | 30 | 33 | 11.7 |  | Coil-Only System | True | Conventional | 11/30/2023 |  | 12/15/2023
GD Midea Air-Conditioning Equipment Co., Ltd. | 1HVAC | ACIQ-18-HPB | ACIQ-18-HPB | ACIQ-18-ACL |  | Voluntarily Certified | Single-split-system heat pumps | False | False | 18000 | 19000 | 16.1 | 14.3 | 9.5 | 7.5 | True | 30 | 33 | 11.7 |  | Coil-Only System | True | Conventional | 11/30/2023 |  | 12/15/2023
GD Midea Air-Conditioning Equipment Co., Ltd. | ACIQ | ACIQ-18-HPB | ACIQ-18-HPB | ACIQ-24-ACL |  | Voluntarily Certified | Single-split-system heat pumps | False | False | 18000 | 19000 | 16.1 | 14.3 | 9.5 | 7.5 | True | 30 | 33 | 11.7 |  | Coil-Only System | True | Conventional | 11/30/2023 |  | 12/15/2023
GD Midea Air-Conditioning Equipment Co., Ltd. | ACIQ | ACIQ-18-HPB | ACIQ-18-HPB | ACIQ-18-ACL |  | Voluntarily Certified | Single-split-system heat pumps | False | False | 18000 | 19000 | 16.1 | 14.3 | 9.5 | 7.5 | True | 30 | 33 | 11.7 |  | Coil-Only System | True | Conventional | 11/30/2023 |  | 12/15/2023
GD Midea Air-Conditioning Equipment Co., Ltd. | Stealth | ACIQ-18-HPB | ACIQ-18-HPB | ACIQ-24-ACL |  | Voluntarily Certified | Single-split-system heat pumps | False | False | 18000 | 19000 | 16.1 | 14.3 | 9.5 | 7.5 | True | 30 | 33 | 11.7 |  | Coil-Only System | True | Conventional | 11/30/2023 |  | 12/15/2023
GD Midea Air-Conditioning Equipment Co., Ltd. | Stealth | ACIQ-18-HPB | ACIQ-18-HPB | ACIQ-18-ACL |  | Voluntarily Certified | Single-split-system heat pumps | False | False | 18000 | 19000 | 16.1 | 14.3 | 9.5 | 7.5 | True | 30 | 33 | 11.7 |  | Coil-Only System | True | Conventional | 11/30/2023 |  | 12/15/2023
GD Midea Air-Conditioning Equipment Co., Ltd. | DIYCOOL | ACIQ-18-HPB | ACIQ-18-HPB | ACIQ-24-ACL |  | Voluntarily Certified | Single-split-system heat pumps | False | False | 18000 | 19000 | 16.1 | 14.3 | 9.5 | 7.5 | True | 30 | 33 | 11.7 |  | Coil-Only System | True | Conventional | 11/30/2023 |  | 12/15/2023
GD Midea Air-Conditioning Equipment Co., Ltd. | DIYCOOL | ACIQ-18-HPB | ACIQ-18-HPB | ACIQ-18-ACL |  | Voluntarily Certified | Single-split-system heat pumps | False | False | 18000 | 19000 | 16.1 | 14.3 | 9.5 | 7.5 | True | 30 | 33 | 11.7 |  | Coil-Only System | True | Conventional | 11/30/2023 |  | 12/15/2023
GD Midea Air-Conditioning Equipment Co., Ltd. | Stealth | ACIQ-18-EHPB | ACIQ-18-EHPB | ACIQ-24-ACL |  | Voluntarily Certified | Single-split-system heat pumps | False | False | 18000 | 18500 | 15.2 | 14.3 | 8.6 | 7.5 | True | 30 | 33 | 10.2 |  | Coil-Only System | True | Conventional | 11/30/2023 |  | 12/15/2023
GD Midea Air-Conditioning Equipment Co., Ltd. | Stealth | ACIQ-18-EHPB | ACIQ-18-EHPB | ACIQ-18-ACL |  | Voluntarily Certified | Single-split-system heat pumps | False | False | 18000 | 18500 | 15.2 | 14.3 | 8.6 | 7.5 | True | 30 | 33 | 10.2 |  | Coil-Only System | True | Conventional | 11/30/2023 |  | 12/15/2023
GD Midea Air-Conditioning Equipment Co., Ltd. | DIYCOOL | ACIQ-18-EHPB | ACIQ-18-EHPB | ACIQ-24-ACL |  | Voluntarily Certified | Single-split-system heat pumps | False | False | 18000 | 18500 | 15.2 | 14.3 | 8.6 | 7.5 | True | 30 | 33 | 10.2 |  | Coil-Only System | True | Conventional | 11/30/2023 |  | 12/15/2023
GD Midea Air-Conditioning Equipment Co., Ltd. | DIYCOOL | ACIQ-18-EHPB | ACIQ-18-EHPB | ACIQ-18-ACL |  | Voluntarily Certified | Single-split-system heat pumps | False | False | 18000 | 18500 | 15.2 | 14.3 | 8.6 | 7.5 | True | 30 | 33 | 10.2 |  | Coil-Only System | True | Conventional | 11/30/2023 |  | 12/15/2023
GD Midea Air-Conditioning Equipment Co., Ltd. | ACIQ | ACIQ-18-EHPB | ACIQ-18-EHPB | ACIQ-24-ACL |  | Voluntarily Certified | Single-split-system heat pumps | False | False | 18000 | 18500 | 15.2 | 14.3 | 8.6 | 7.5 | True | 30 | 33 | 10.2 |  | Coil-Only System | True | Conventional | 11/30/2023 |  | 12/15/2023
GD Midea Air-Conditioning Equipment Co., Ltd. | ACIQ | ACIQ-18-EHPB | ACIQ-18-EHPB | ACIQ-18-ACL |  | Voluntarily Certified | Single-split-system heat pumps | False | False | 18000 | 18500 | 15.2 | 14.3 | 8.6 | 7.5 | True | 30 | 33 | 10.2 |  | Coil-Only System | True | Conventional | 11/30/2023 |  | 12/15/2023
GD Midea Air-Conditioning Equipment Co., Ltd. | PolarWave | ACIQ-18-EHPB | ACIQ-18-EHPB | ACIQ-24-ACL |  | Voluntarily Certified | Single-split-system heat pumps | False | False | 18000 | 18500 | 15.2 | 14.3 | 8.6 | 7.5 | True | 30 | 33 | 10.2 |  | Coil-Only System | True | Conventional | 11/30/2023 |  | 12/15/2023
GD Midea Air-Conditioning Equipment Co., Ltd. | PolarWave | ACIQ-18-EHPB | ACIQ-18-EHPB | ACIQ-18-ACL |  | Voluntarily Certified | Single-split-system heat pumps | False | False | 18000 | 18500 | 15.2 | 14.3 | 8.6 | 7.5 | True | 30 | 33 | 10.2 |  | Coil-Only System | True | Conventional | 11/30/2023 |  | 12/15/2023
GD Midea Air-Conditioning Equipment Co., Ltd. | 1HVAC | ACIQ-18-EHPB | ACIQ-18-EHPB | ACIQ-24-ACL |  | Voluntarily Certified | Single-split-system heat pumps | False | False | 18000 | 18500 | 15.2 | 14.3 | 8.6 | 7.5 | True | 30 | 33 | 10.2 |  | Coil-Only System | True | Conventional | 11/30/2023 |  | 12/15/2023
GD Midea Air-Conditioning Equipment Co., Ltd. | 1HVAC | ACIQ-18-EHPB | ACIQ-18-EHPB | ACIQ-18-ACL |  | Voluntarily Certified | Single-split-system heat pumps | False | False | 18000 | 18500 | 15.2 | 14.3 | 8.6 | 7.5 | True | 30 | 33 | 10.2 |  | Coil-Only System | True | Conventional | 11/30/2023 |  | 12/15/2023
GD Midea Air-Conditioning Equipment Co., Ltd. | INNOVAIR | SEV18H2R19 | SEV18H2R19 | MAC24H1718E |  | Voluntarily Certified | Single-split-system heat pumps | False | False | 18000 | 18500 | 15.2 | 14.3 | 8.6 | 7.5 | True | 30 | 33 | 10.2 |  | Coil-Only System | True | Conventional | 11/30/2023 |  | 12/15/2023
GD Midea Air-Conditioning Equipment Co., Ltd. | INNOVAIR | SHV24H2R20* | SHV24H2R20* | MAC24H1418E |  | Voluntarily Certified | Single-split-system heat pumps | False | False | 20000 | 25000 | 16.3 | 14.3 | 10.2 | 7.5 | True | 30 | 33 | 11.7 |  | Coil-Only System | True | Conventional | 11/30/2023 |  | 12/15/2023
GD Midea Air-Conditioning Equipment Co., Ltd. | INNOVAIR | SHV24H2R20 | SHV24H2R20 | WEV24H2R19 |  | Voluntarily Certified | Single-split-system heat pumps | False | False | 24000 | 26000 | 17.5 | 14.3 | 10.5 | 7.5 | True | 30 | 33 | 11.7 |  | Blower Coil System | True | Wall-Mount | 11/30/2023 |  | 12/15/2023
GD Midea Air-Conditioning Equipment Co., Ltd. | INNOVAIR | SHV18H2R20 | SHV18H2R20 | MAC24H1718E |  | Voluntarily Certified | Single-split-system heat pumps | False | False | 18000 | 19000 | 16.1 | 14.3 | 9.5 | 7.5 | True | 30 | 33 | 11.7 |  | Coil-Only System | True | Conventional | 11/30/2023 |  | 12/15/2023
GD Midea Air-Conditioning Equipment Co., Ltd. | INNOVAIR | SEV24H2R19 | SEV24H2R19 | MAC24H1718E |  | Voluntarily Certified | Single-split-system heat pumps | False | False | 24000 | 25600 | 15.7 | 14.3 | 9.8 | 7.5 | True | 30 | 33 | 10 |  | Coil-Only System | True | Conventional | 11/30/2023 |  | 12/15/2023
GD Midea Air-Conditioning Equipment Co., Ltd. | INNOVAIR | SEV30H2R19 | SEV30H2R19 | MAC36H2124E |  | Voluntarily Certified | Single-split-system heat pumps | False | False | 30000 | 31000 | 14.9 | 14.3 | 9.3 | 7.5 | True | 30 | 33 | 10.2 |  | Coil-Only System | True | Conventional | 11/30/2023 |  | 12/15/2023
GD Midea Air-Conditioning Equipment Co., Ltd. | INNOVAIR | SHV48H2R20 | SHV48H2R20 | MAC48H2124E |  | Voluntarily Certified | Single-split-system heat pumps | False | False | 46000 | 51000 | 14.3 | 14.3 | 9 | 7.5 | True | 30 | 33 | 8.6 |  | Coil-Only System | True | Conventional | 11/30/2023 |  | 12/15/2023
GD Midea Air-Conditioning Equipment Co., Ltd. | Thermal Zone | TZPLV602PA | TZPLV602PA | TZHVLE6024JA |  | Voluntarily Certified | Single-split-system heat pumps | False | False | 55000 | 59000 | 15.3 | 14.3 | 9.4 | 7.5 | True | 30 | 33 | 8.8 |  | Blower Coil System | True | Conventional | 11/30/2023 |  | 12/15/2023
GD Midea Air-Conditioning Equipment Co., Ltd. | SEA BREEZE+ | CSZ36H424ZMO | CSZ36H424ZMO | AH36H424ZMI |  | Voluntarily Certified | Single-split-system heat pumps | False | False | 36000 | 40000 | 14.9 | 14.3 | 8.9 | 7.5 | True | 30 | 33 | 10 |  | Blower Coil System | True | Conventional | 11/30/2023 |  | 12/15/2023
GD Midea Air-Conditioning Equipment Co., Ltd. | Breeze33 | BZ33-INV18OUT2-J | BZ33-INV18OUT2-J | BZ33-MSC24B-J |  | Voluntarily Certified | Single-split-system heat pumps | False | False | 18000 | 19000 | 16.1 | 14.3 | 9.5 | 7.5 | True | 30 | 33 | 11.7 |  | Coil-Only System | True | Conventional | 11/30/2023 |  | 12/15/2023
GD Midea Air-Conditioning Equipment Co., Ltd. | Breeze33 | BZ33-INV48OUT2-J | BZ33-INV48OUT2-J | BZ33-MSC48C-J |  | Voluntarily Certified | Single-split-system heat pumps | False | False | 46000 | 51000 | 14.3 | 14.3 | 9 | 7.5 | True | 30 | 33 | 8.6 |  | Coil-Only System | True | Conventional | 11/30/2023 |  | 12/15/2023
GD Midea Air-Conditioning Equipment Co., Ltd. | ECO-AIR | MOE30U-48HFN1-M-[X1] | MOE30U-48HFN1-M-[X1] | MAC-48HWFN1-M |  | Voluntarily Certified | Single-split-system heat pumps | False | False | 46000 | 51000 | 14.3 | 14.3 | 9 | 7.5 | True | 30 | 33 | 8.6 |  | Coil-Only System | True | Conventional | 11/30/2023 |  | 12/15/2023
GD Midea Air-Conditioning Equipment Co., Ltd. | ECO-AIR | MOD30U-30HFN1-MR0 | MOD30U-30HFN1-MR0 | MAC-36HWFN1-M |  | Voluntarily Certified | Single-split-system heat pumps | False | False | 30000 | 31000 | 14.9 | 14.3 | 9.3 | 7.5 | True | 30 | 33 | 10.2 |  | Coil-Only System | True | Conventional | 11/30/2023 |  | 12/15/2023
GD Midea Air-Conditioning Equipment Co., Ltd. | ECO-AIR | MOX430U-24HFN1-MR0 | MOX430U-24HFN1-MR0 | MAC-24HWDN1-MN0 |  | Voluntarily Certified | Single-split-system heat pumps | False | False | 24000 | 25600 | 15.7 | 14.3 | 9.8 | 7.5 | True | 30 | 33 | 10 |  | Coil-Only System | True | Conventional | 11/30/2023 |  | 12/15/2023
GD Midea Air-Conditioning Equipment Co., Ltd. | ECO-AIR | MOX430U-18HFN1-M | MOX430U-18HFN1-M | MAC-24HWDN1-MN0 |  | Voluntarily Certified | Single-split-system heat pumps | False | False | 18000 | 19000 | 16.1 | 14.3 | 9.5 | 7.5 | True | 30 | 33 | 11.7 |  | Coil-Only System | True | Conventional | 11/30/2023 |  | 12/15/2023
GD Midea Air-Conditioning Equipment Co., Ltd. | ECO-AIR | MOD30-24HFN1-MW | MOD30-24HFN1-MW | MVBE-24HWFN1-MM3E |  | Voluntarily Certified | Single-split-system heat pumps | False | False | 24000 | 26000 | 17.5 | 14.3 | 10.5 | 7.5 | True | 30 | 33 | 11.7 |  | Blower Coil System | True | Wall-Mount | 11/30/2023 |  | 12/15/2023
GD Midea Air-Conditioning Equipment Co., Ltd. | Alsetria | MOD30-24HFN1-MW | MOD30-24HFN1-MW | MVBE-24HWFN1-MM3E |  | Voluntarily Certified | Single-split-system heat pumps | False | False | 24000 | 26000 | 17.5 | 14.3 | 10.5 | 7.5 | True | 30 | 33 | 11.7 |  | Blower Coil System | True | Wall-Mount | 11/30/2023 |  | 12/15/2023
GD Midea Air-Conditioning Equipment Co., Ltd. | Alsetria | MOD30-20HFN1-MW | MOD30-20HFN1-MW | MVBM-24A18T3N1 |  | Voluntarily Certified | Single-split-system heat pumps | False | False | 20000 | 25000 | 16.3 | 14.3 | 10.2 | 7.5 | True | 30 | 33 | 11.7 |  | Coil-Only System | True | Conventional | 11/30/2023 |  | 12/15/2023
GD Midea Air-Conditioning Equipment Co., Ltd. | ECO-AIR | MOD30-20HFN1-MW | MOD30-20HFN1-MW | MVBM-24A18T3N1 |  | Voluntarily Certified | Single-split-system heat pumps | False | False | 20000 | 25000 | 16.3 | 14.3 | 10.2 | 7.5 | True | 30 | 33 | 11.7 |  | Coil-Only System | True | Conventional | 11/30/2023 |  | 12/15/2023
GD Midea Air-Conditioning Equipment Co., Ltd. | ECO-AIR | MOX330-18HFN1-MR0 | MOX330-18HFN1-MR0 | MAC-24HWDN1-MN0 |  | Voluntarily Certified | Single-split-system heat pumps | False | False | 18000 | 18500 | 15.2 | 14.3 | 8.6 | 7.5 | True | 30 | 33 | 10.2 |  | Coil-Only System | True | Conventional | 11/30/2023 |  | 12/15/2023
GD Midea Air-Conditioning Equipment Co., Ltd. | ECO-AIR | MOE30U-55HFN1-M | MOE30U-55HFN1-M | MVC-60HWFN1-M |  | Voluntarily Certified | Single-split-system heat pumps | False | False | 55000 | 59000 | 15.3 | 14.3 | 9.4 | 7.5 | True | 30 | 33 | 8.8 |  | Blower Coil System | True | Conventional | 11/30/2023 |  | 12/15/2023
GD Midea Air-Conditioning Equipment Co., Ltd. | Alsetria | MOE30U-55HFN1-M | MOE30U-55HFN1-M | MVC-60HWFN1-M |  | Voluntarily Certified | Single-split-system heat pumps | False | False | 55000 | 59000 | 15.3 | 14.3 | 9.4 | 7.5 | True | 30 | 33 | 8.8 |  | Blower Coil System | True | Conventional | 11/30/2023 |  | 12/15/2023
GD Midea Air-Conditioning Equipment Co., Ltd. | Alsetria | MOE30U-45HFN1-M | MOE30U-45HFN1-M | MAC-60HWDN1-MN0 |  | Voluntarily Certified | Single-split-system heat pumps | False | False | 45000 | 55000 | 15.2 | 14.3 | 9.2 | 7.5 | True | 30 | 33 | 10 |  | Coil-Only System | True | Conventional | 11/30/2023 |  | 12/15/2023
GD Midea Air-Conditioning Equipment Co., Ltd. | ECO-AIR | MOE30U-45HFN1-M | MOE30U-45HFN1-M | MAC-60HWDN1-MN0 |  | Voluntarily Certified | Single-split-system heat pumps | False | False | 45000 | 55000 | 15.2 | 14.3 | 9.2 | 7.5 | True | 30 | 33 | 10 |  | Coil-Only System | True | Conventional | 11/30/2023 |  | 12/15/2023
GD Midea Air-Conditioning Equipment Co., Ltd. | ECO-AIR | MOD30-24HFN1-MU0W | MOD30-24HFN1-MU0W | MVC-23HWFN1-M |  | Voluntarily Certified | Single-split-system heat pumps | False | False | 23000 | 26000 | 18.4 | 14.3 | 9.3 | 7.5 | True | 30 | 33 | 11.7 |  | Blower Coil System | True | Conventional | 11/30/2023 |  | 12/15/2023
GD Midea Air-Conditioning Equipment Co., Ltd. | Alsetria | MOD30-24HFN1-MU0W | MOD30-24HFN1-MU0W | MVC-23HWFN1-M |  | Voluntarily Certified | Single-split-system heat pumps | False | False | 23000 | 26000 | 18.4 | 14.3 | 9.3 | 7.5 | True | 30 | 33 | 11.7 |  | Blower Coil System | True | Conventional | 11/30/2023 |  | 12/15/2023
GD Midea Air-Conditioning Equipment Co., Ltd. | Alsetria | MOX430-17HFN1-MT0W | MOX430-17HFN1-MT0W | MVC-18HWFN1-MW(GA) |  | Voluntarily Certified | Single-split-system heat pumps | False | False | 18000 | 19000 | 17.6 | 14.3 | 9.6 | 7.5 | True | 30 | 33 | 11.7 |  | Blower Coil System | True | Conventional | 11/30/2023 |  | 12/15/2023
GD Midea Air-Conditioning Equipment Co., Ltd. | ECO-AIR | MOX430-17HFN1-MT0W | MOX430-17HFN1-MT0W | MVC-18HWFN1-MW(GA) |  | Voluntarily Certified | Single-split-system heat pumps | False | False | 18000 | 19000 | 17.6 | 14.3 | 9.6 | 7.5 | True | 30 | 33 | 11.7 |  | Blower Coil System | True | Conventional | 11/30/2023 |  | 12/15/2023
GD Midea Air-Conditioning Equipment Co., Ltd. | LBG Products | LCHB18DO | LCHB18DO | LCHB24DA |  | Voluntarily Certified | Single-split-system heat pumps | False | False | 18000 | 18500 | 15.2 | 14.3 | 8.6 | 7.5 | True | 30 | 33 | 10.2 |  | Coil-Only System | True | Conventional | 11/30/2023 |  | 12/15/2023
GD Midea Air-Conditioning Equipment Co., Ltd. | LBG Products | LCUHB18DO | LCUHB18DO | LCHB24DA |  | Voluntarily Certified | Single-split-system heat pumps | False | False | 18000 | 19000 | 16.1 | 14.3 | 9.5 | 7.5 | True | 30 | 33 | 11.7 |  | Coil-Only System | True | Conventional | 11/30/2023 |  | 12/15/2023
GD Midea Air-Conditioning Equipment Co., Ltd. | LBG Products | LCHB24DO | LCHB24DO | LCHB24DA |  | Voluntarily Certified | Single-split-system heat pumps | False | False | 24000 | 25600 | 15.7 | 14.3 | 9.8 | 7.5 | True | 30 | 33 | 10 |  | Coil-Only System | True | Conventional | 11/30/2023 |  | 12/15/2023
GD Midea Air-Conditioning Equipment Co., Ltd. | LBG Products | LCHB30DO | LCHB30DO | LCHB36DA |  | Voluntarily Certified | Single-split-system heat pumps | False | False | 30000 | 31000 | 14.9 | 14.3 | 9.3 | 7.5 | True | 30 | 33 | 10.2 |  | Coil-Only System | True | Conventional | 11/30/2023 |  | 12/15/2023
GD Midea Air-Conditioning Equipment Co., Ltd. | LBG Products | LCUHB48DO | LCUHB48DO | LCHB48DA |  | Voluntarily Certified | Single-split-system heat pumps | False | False | 46000 | 51000 | 14.3 | 14.3 | 9 | 7.5 | True | 30 | 33 | 8.6 |  | Coil-Only System | True | Conventional | 11/30/2023 |  | 12/15/2023
GD Midea Air-Conditioning Equipment Co., Ltd. | TRUST AIR CONDITIONERS | AA48H/O44P | AA48H/O44P | CX48M/W4T4 |  | Voluntarily Certified | Single-split-system heat pumps | False | False | 46000 | 51000 | 14.3 | 14.3 | 9 | 7.5 | True | 30 | 33 | 8.6 |  | Coil-Only System | True | Conventional | 11/30/2023 |  | 12/15/2023
GD Midea Air-Conditioning Equipment Co., Ltd. | CTMorley | MOU-A24H-2 | MOU-A24H-2 | MIU-A24V-2 |  | Voluntarily Certified | Single-split-system heat pumps | False | False | 23000 | 26000 | 18.4 | 14.3 | 9.3 | 7.5 | True | 30 | 33 | 11.7 |  | Blower Coil System | True | Conventional | 11/30/2023 |  | 12/15/2023
GD Midea Air-Conditioning Equipment Co., Ltd. | CTMorley | MOU-A48VH-4 | MOU-A48VH-4 | MAC-A4821 |  | Voluntarily Certified | Single-split-system heat pumps | False | False | 46000 | 51000 | 14.3 | 14.3 | 9 | 7.5 | True | 30 | 33 | 8.6 |  | Coil-Only System | True | Conventional | 11/30/2023 |  | 12/15/2023
GD Midea Air-Conditioning Equipment Co., Ltd. | CTMorley | MOU-A55VH-4 | MOU-A55VH-4 | MIU-A60V-4 |  | Voluntarily Certified | Single-split-system heat pumps | False | False | 55000 | 59000 | 15.3 | 14.3 | 9.4 | 7.5 | True | 30 | 33 | 8.8 |  | Blower Coil System | True | Conventional | 11/30/2023 |  | 12/15/2023
GD Midea Air-Conditioning Equipment Co., Ltd. | Klimaire | KOIF60H2-1S | KOIF60H2-1S | KIDF60H2-1S |  | Voluntarily Certified | Single-split-system heat pumps | False | False | 55000 | 59000 | 15.3 | 14.3 | 9.4 | 7.5 | True | 30 | 33 | 8.8 |  | Blower Coil System | True | Conventional | 11/30/2023 |  | 12/15/2023
GD Midea Air-Conditioning Equipment Co., Ltd. | Dettson | EVD-18-O | EVD-18-O | MAC24H1718E |  | Voluntarily Certified | Single-split-system heat pumps | False | False | 18000 | 19000 | 16.1 | 14.3 | 9.5 | 7.5 | True | 30 | 33 | 11.7 |  | Coil-Only System | True | Conventional | 11/30/2023 |  | 12/15/2023
GD Midea Air-Conditioning Equipment Co., Ltd. | Dettson | EVD-24-O* | EVD-24-O* | MAC24H1418E |  | Voluntarily Certified | Single-split-system heat pumps | False | False | 20000 | 25000 | 16.3 | 14.3 | 10.2 | 7.5 | True | 30 | 33 | 11.7 |  | Coil-Only System | True | Conventional | 11/30/2023 |  | 12/15/2023
GD Midea Air-Conditioning Equipment Co., Ltd. | Dettson | EVD-48-O | EVD-48-O | MAC48H2124E |  | Voluntarily Certified | Single-split-system heat pumps | False | False | 46000 | 51000 | 14.3 | 14.3 | 9 | 7.5 | True | 30 | 33 | 8.6 |  | Coil-Only System | True | Conventional | 11/30/2023 |  | 12/15/2023
GD Midea Air-Conditioning Equipment Co., Ltd. | Senville | SENDC-60HF-OM | SENDC-60HF-OM | SENDC-60HF-IM |  | Voluntarily Certified | Single-split-system heat pumps | False | False | 55000 | 59000 | 15.3 | 14.3 | 9.4 | 7.5 | True | 30 | 33 | 8.8 |  | Blower Coil System | True | Conventional | 11/30/2023 |  | 12/15/2023
GD Midea Air-Conditioning Equipment Co., Ltd. | MITS AIR | MOE30U-55HFN1-M | MOE30U-55HFN1-M | MAC-60HWDN1-MN0* |  | Voluntarily Certified | Single-split-system heat pumps | False | False | 45000 | 55000 | 15.2 | 14.3 | 9.2 | 7.5 | True | 30 | 33 | 10 |  | Coil-Only System | True | Conventional | 11/30/2023 |  | 12/15/2023
GD Midea Air-Conditioning Equipment Co., Ltd. | MITS AIR | MOX430-24HFN1-MR0 | MOX430-24HFN1-MR0 | MAC-24HWDN1-MN0 |  | Voluntarily Certified | Single-split-system heat pumps | False | False | 24000 | 25600 | 15.7 | 14.3 | 9.8 | 7.5 | True | 30 | 33 | 10 |  | Coil-Only System | True | Conventional | 11/30/2023 |  | 12/15/2023
GD Midea Air-Conditioning Equipment Co., Ltd. | MITS AIR | MOX430U-24HFN1-MR0 | MOX430U-24HFN1-MR0 | MAC-24HWDN1-MN0 |  | Voluntarily Certified | Single-split-system heat pumps | False | False | 24000 | 25600 | 15.7 | 14.3 | 9.8 | 7.5 | True | 30 | 33 | 10 |  | Coil-Only System | True | Conventional | 11/30/2023 |  | 12/15/2023
GD Midea Air-Conditioning Equipment Co., Ltd. | MITS AIR | MOE30U-48HFN1-M-[X1] | MOE30U-48HFN1-M-[X1] | MAC-48HWDN1-MN0 |  | Voluntarily Certified | Single-split-system heat pumps | False | False | 46000 | 51000 | 14.3 | 14.3 | 9 | 7.5 | True | 30 | 33 | 8.6 |  | Coil-Only System | True | Conventional | 11/30/2023 |  | 12/15/2023
GD Midea Air-Conditioning Equipment Co., Ltd. | MITS AIR | MOE30U-48HFN1-M-[X1] | MOE30U-48HFN1-M-[X1] | MAC-48HWFN1-M |  | Voluntarily Certified | Single-split-system heat pumps | False | False | 46000 | 51000 | 14.3 | 14.3 | 9 | 7.5 | True | 30 | 33 | 8.6 |  | Coil-Only System | True | Conventional | 11/30/2023 |  | 12/15/2023
GD Midea Air-Conditioning Equipment Co., Ltd. | MITS AIR | MOD30U-30HFN1-MR0 | MOD30U-30HFN1-MR0 | MAC-36HWDN1-MN0 |  | Voluntarily Certified | Single-split-system heat pumps | False | False | 30000 | 31000 | 14.9 | 14.3 | 9.3 | 7.5 | True | 30 | 33 | 10.2 |  | Coil-Only System | True | Conventional | 11/30/2023 |  | 12/15/2023
GD Midea Air-Conditioning Equipment Co., Ltd. | MITS AIR | MOD30U-30HFN1-MR0 | MOD30U-30HFN1-MR0 | MAC-36HWFN1-M |  | Voluntarily Certified | Single-split-system heat pumps | False | False | 30000 | 31000 | 14.9 | 14.3 | 9.3 | 7.5 | True | 30 | 33 | 10.2 |  | Coil-Only System | True | Conventional | 11/30/2023 |  | 12/15/2023
GD Midea Air-Conditioning Equipment Co., Ltd. | MITS AIR | MOX430U-18HFN1-M | MOX430U-18HFN1-M | MAC-24HWDN1-MN0 |  | Voluntarily Certified | Single-split-system heat pumps | False | False | 18000 | 19000 | 16.1 | 14.3 | 9.5 | 7.5 | True | 30 | 33 | 11.7 |  | Coil-Only System | True | Conventional | 11/30/2023 |  | 12/15/2023
GD Midea Air-Conditioning Equipment Co., Ltd. | MITS AIR | MOX330-18HFN1-MR0 | MOX330-18HFN1-MR0 | MAC-24HWDN1-MN0 |  | Voluntarily Certified | Single-split-system heat pumps | False | False | 18000 | 18500 | 15.2 | 14.3 | 8.6 | 7.5 | True | 30 | 33 | 10.2 |  | Coil-Only System | True | Conventional | 11/30/2023 |  | 12/15/2023
GD Midea Air-Conditioning Equipment Co., Ltd. | MITS AIR | MOX330U-18HFN1-MR0 | MOX330U-18HFN1-MR0 | MAC-24HWDN1-MN0 |  | Voluntarily Certified | Single-split-system heat pumps | False | False | 18000 | 18500 | 15.2 | 14.3 | 8.6 | 7.5 | True | 30 | 33 | 10.2 |  | Coil-Only System | True | Conventional | 11/30/2023 |  | 12/15/2023
GD Midea Air-Conditioning Equipment Co., Ltd. | MITS AIR | MOE30U-55HFN1-M | MOE30U-55HFN1-M | MVC-60HWFN1-M |  | Voluntarily Certified | Single-split-system heat pumps | False | False | 55000 | 59000 | 15.3 | 14.3 | 9.4 | 7.5 | True | 30 | 33 | 8.8 |  | Blower Coil System | True | Conventional | 11/30/2023 |  | 12/15/2023
GD Midea Air-Conditioning Equipment Co., Ltd. | Mitsutomo | UHO60-NB-Q | UHO60-NB-Q | UHM60-DB-Q |  | Voluntarily Certified | Single-split-system heat pumps | False | False | 55000 | 59000 | 15.3 | 14.3 | 9.4 | 7.5 | True | 30 | 33 | 8.8 |  | Blower Coil System | True | Conventional | 11/30/2023 |  | 12/15/2023
GD Midea Air-Conditioning Equipment Co., Ltd. | Ecoer | ESCA16H-60 | ESCA16H-60 | SNC60CPT |  | Voluntarily Certified | Single-split-system heat pumps | False | False | 45000 | 55000 | 15.2 | 14.3 | 9.2 | 7.5 | True | 30 | 33 | 10 |  | Coil-Only System | True | Conventional | 11/30/2023 |  | 12/15/2023
GD Midea Air-Conditioning Equipment Co., Ltd. | Custom Comfort | CCOXHA24V18HP | CCOXHA24V18HP | CCOACC1824B |  | Voluntarily Certified | Single-split-system heat pumps | False | False | 18000 | 19000 | 16.1 | 14.3 | 9.5 | 7.5 | True | 30 | 33 | 11.7 |  | Coil-Only System | True | Conventional | 11/30/2023 |  | 12/15/2023
GD Midea Air-Conditioning Equipment Co., Ltd. | Custom Comfort | CCOXHA24V48HP | CCOXHA24V48HP | CCOACC48C |  | Voluntarily Certified | Single-split-system heat pumps | False | False | 46000 | 51000 | 14.3 | 14.3 | 9 | 7.5 | True | 30 | 33 | 8.6 |  | Coil-Only System | True | Conventional | 11/30/2023 |  | 12/15/2023
GD Midea Air-Conditioning Equipment Co., Ltd. | Bladex | BX30U-48HPHYHA | BX30U-48HPHYHA | BLC-48HWAC1 |  | Voluntarily Certified | Single-split-system heat pumps | False | False | 46000 | 51000 | 14.3 | 14.3 | 9 | 7.5 | True | 30 | 33 | 8.6 |  | Coil-Only System | True | Conventional | 11/30/2023 |  | 12/15/2023
GD Midea Air-Conditioning Equipment Co., Ltd. | Bladex | BX24-HP15ECO | BX24-HP15ECO | BLC-24HWAC1 |  | Voluntarily Certified | Single-split-system heat pumps | False | False | 24000 | 25600 | 15.7 | 14.3 | 9.8 | 7.5 | True | 30 | 33 | 10 |  | Coil-Only System | True | Conventional | 11/30/2023 |  | 12/15/2023
GD Midea Air-Conditioning Equipment Co., Ltd. | Bladex | BX24-HP15ECO | BX24-HP15ECO | BLC-24HWAC1-UNC |  | Voluntarily Certified | Single-split-system heat pumps | False | False | 24000 | 25600 | 15.7 | 14.3 | 9.8 | 7.5 | True | 30 | 33 | 10 |  | Coil-Only System | True | Conventional | 11/30/2023 |  | 12/15/2023
GD Midea Air-Conditioning Equipment Co., Ltd. | Bladex | BX30U-18HPHYHA | BX30U-18HPHYHA | BLC-24HWAC1 |  | Voluntarily Certified | Single-split-system heat pumps | False | False | 18000 | 19000 | 16.1 | 14.3 | 9.5 | 7.5 | True | 30 | 33 | 11.7 |  | Coil-Only System | True | Conventional | 11/30/2023 |  | 12/15/2023
GD Midea Air-Conditioning Equipment Co., Ltd. | Bladex | BX30U-18HPHYHA | BX30U-18HPHYHA | BLC-24HWAC1-UNC |  | Voluntarily Certified | Single-split-system heat pumps | False | False | 18000 | 19000 | 16.1 | 14.3 | 9.5 | 7.5 | True | 30 | 33 | 11.7 |  | Coil-Only System | True | Conventional | 11/30/2023 |  | 12/15/2023
GD Midea Air-Conditioning Equipment Co., Ltd. | Bladex | BX18-HP15ECO | BX18-HP15ECO | BLC-24HWAC1 |  | Voluntarily Certified | Single-split-system heat pumps | False | False | 18000 | 18500 | 15.2 | 14.3 | 8.6 | 7.5 | True | 30 | 33 | 10.2 |  | Coil-Only System | True | Conventional | 11/30/2023 |  | 12/15/2023
GD Midea Air-Conditioning Equipment Co., Ltd. | Bladex | BX18-HP15ECO | BX18-HP15ECO | BLC-24HWAC1-UNC |  | Voluntarily Certified | Single-split-system heat pumps | False | False | 18000 | 18500 | 15.2 | 14.3 | 8.6 | 7.5 | True | 30 | 33 | 10.2 |  | Coil-Only System | True | Conventional | 11/30/2023 |  | 12/15/2023
GD Midea Air-Conditioning Equipment Co., Ltd. | Bladex | BX30U-55HPHYHA | BX30U-55HPHYHA | BLA-60HWAHU1 |  | Voluntarily Certified | Single-split-system heat pumps | False | False | 55000 | 59000 | 15.3 | 14.3 | 9.4 | 7.5 | True | 30 | 33 | 8.8 |  | Blower Coil System | True | Conventional | 11/30/2023 |  | 12/15/2023
GD Midea Air-Conditioning Equipment Co., Ltd. | Bladex | BX30U-55HPHYHA | BX30U-55HPHYHA | BLC-60HWAC1* |  | Voluntarily Certified | Single-split-system heat pumps | False | False | 45000 | 55000 | 15.2 | 14.3 | 9.2 | 7.5 | True | 30 | 33 | 10 |  | Coil-Only System | True | Conventional | 11/30/2023 |  | 12/15/2023
GD Midea Air-Conditioning Equipment Co., Ltd. | ATK | ACI-AUO60SHP-M | ACI-AUO60SHP-M | ACI-AUI60VHE |  | Voluntarily Certified | Single-split-system heat pumps | False | False | 55000 | 59000 | 15.3 | 14.3 | 9.4 | 7.5 | True | 30 | 33 | 8.8 |  | Blower Coil System | True | Conventional | 11/30/2023 |  | 12/15/2023
GD Midea Air-Conditioning Equipment Co., Ltd. | ATK | ACI-SDAUO18SHP | ACI-SDAUO18SHP | ACI-SDAUI18VHE |  | Voluntarily Certified | Single-split-system heat pumps | False | False | 18000 | 18500 | 15.2 | 14.3 | 8.6 | 7.5 | True | 30 | 33 | 10.2 |  | Coil-Only System | True | Conventional | 11/30/2023 |  | 12/15/2023
GD Midea Air-Conditioning Equipment Co., Ltd. | ATK | ACI-AUO18SHP-M | ACI-AUO18SHP-M | ACI-BCO24CP17 |  | Voluntarily Certified | Single-split-system heat pumps | False | False | 18000 | 19000 | 16.1 | 14.3 | 9.5 | 7.5 | True | 30 | 33 | 11.7 |  | Coil-Only System | True | Conventional | 11/30/2023 |  | 12/15/2023
GD Midea Air-Conditioning Equipment Co., Ltd. | ATK | ACI-SDAUO24SHP | ACI-SDAUO24SHP | ACI-SDAUI24VHE |  | Voluntarily Certified | Single-split-system heat pumps | False | False | 24000 | 25600 | 15.7 | 14.3 | 9.8 | 7.5 | True | 30 | 33 | 10 |  | Coil-Only System | True | Conventional | 11/30/2023 |  | 12/15/2023
GD Midea Air-Conditioning Equipment Co., Ltd. | ATK | ACI-AUO48SHP-M | ACI-AUO48SHP-M | ACI-CCO48CP21 |  | Voluntarily Certified | Single-split-system heat pumps | False | False | 46000 | 51000 | 14.3 | 14.3 | 9 | 7.5 | True | 30 | 33 | 8.6 |  | Coil-Only System | True | Conventional | 11/30/2023 |  | 12/15/2023
GD Midea Air-Conditioning Equipment Co., Ltd. | ATK | ACI-SDAUO30SHP | ACI-SDAUO30SHP | ACI-SDAUI30VHE |  | Voluntarily Certified | Single-split-system heat pumps | False | False | 30000 | 31000 | 14.9 | 14.3 | 9.3 | 7.5 | True | 30 | 33 | 10.2 |  | Coil-Only System | True | Conventional | 11/30/2023 |  | 12/15/2023
GD Midea Air-Conditioning Equipment Co., Ltd. | Panasonic | CU-E30YAHK6 | CU-E30YAHK6 | CS-HE30YAC6 |  | Voluntarily Certified | Single-split-system heat pumps | False | False | 30000 | 31000 | 14.9 | 14.3 | 9.3 | 7.5 | True | 30 | 33 | 10.2 |  | Coil-Only System | True | Conventional | 11/30/2023 |  | 12/15/2023
GD Midea Air-Conditioning Equipment Co., Ltd. | Panasonic | CU-HE48YAHK6 | CU-HE48YAHK6 | CS-HE48YAC6 |  | Voluntarily Certified | Single-split-system heat pumps | False | False | 46000 | 51000 | 14.3 | 14.3 | 9 | 7.5 | True | 30 | 33 | 8.6 |  | Coil-Only System | True | Conventional | 11/30/2023 |  | 12/15/2023
GD Midea Air-Conditioning Equipment Co., Ltd. | Panasonic | CU-E24YAHK6 | CU-E24YAHK6 | CS-HE24YAC6 |  | Voluntarily Certified | Single-split-system heat pumps | False | False | 24000 | 25600 | 15.7 | 14.3 | 9.8 | 7.5 | True | 30 | 33 | 10 |  | Coil-Only System | True | Conventional | 11/30/2023 |  | 12/15/2023
GD Midea Air-Conditioning Equipment Co., Ltd. | Panasonic | CU-HE18YAHK6 | CU-HE18YAHK6 | CS-HE24YAC6* |  | Voluntarily Certified | Single-split-system heat pumps | False | False | 18000 | 19000 | 16.1 | 14.3 | 9.5 | 7.5 | True | 30 | 33 | 11.7 |  | Coil-Only System | True | Conventional | 11/30/2023 |  | 12/15/2023
GD Midea Air-Conditioning Equipment Co., Ltd. | Panasonic | CU-HE18YAHK6 | CU-HE18YAHK6 | CS-HE24YAC6 |  | Voluntarily Certified | Single-split-system heat pumps | False | False | 18000 | 19000 | 16.1 | 14.3 | 9.5 | 7.5 | True | 30 | 33 | 11.7 |  | Coil-Only System | True | Conventional | 11/30/2023 |  | 12/15/2023
GD Midea Air-Conditioning Equipment Co., Ltd. | Panasonic | CU-E18YAHK6 | CU-E18YAHK6 | CS-HE24YAC6 |  | Voluntarily Certified | Single-split-system heat pumps | False | False | 18000 | 18500 | 15.2 | 14.3 | 8.6 | 7.5 | True | 30 | 33 | 10.2 |  | Coil-Only System | True | Conventional | 11/30/2023 |  | 12/15/2023
GD Midea Air-Conditioning Equipment Co., Ltd. | iFLOW | 70HPIC18A | 70HPIC18A | 70C1824BA |  | Voluntarily Certified | Single-split-system heat pumps | False | False | 18000 | 19000 | 16.1 | 14.3 | 9.5 | 7.5 | True | 30 | 33 | 11.7 |  | Coil-Only System | True | Conventional | 11/30/2023 |  | 12/15/2023
GD Midea Air-Conditioning Equipment Co., Ltd. | iFLOW | 70HPIC48A | 70HPIC48A | 70C4248CA |  | Voluntarily Certified | Single-split-system heat pumps | False | False | 46000 | 51000 | 14.3 | 14.3 | 9 | 7.5 | True | 30 | 33 | 8.6 |  | Coil-Only System | True | Conventional | 11/30/2023 |  | 12/15/2023
GD Midea Air-Conditioning Equipment Co., Ltd. | iFLOW | 70HPIC45A | 70HPIC45A | 70C5460DA |  | Voluntarily Certified | Single-split-system heat pumps | False | False | 45000 | 55000 | 15.2 | 14.3 | 9.2 | 7.5 | True | 30 | 33 | 10 |  | Coil-Only System | True | Conventional | 11/30/2023 |  | 12/15/2023
GD Midea Air-Conditioning Equipment Co., Ltd. | Multi MFG | HHS-24HD-A | HHS-24HD-A | 24MUC0-HP-A |  | Voluntarily Certified | Single-split-system heat pumps | False | False | 24000 | 26000 | 17.5 | 14.3 | 10.5 | 7.5 | True | 30 | 33 | 11.7 |  | Blower Coil System | True | Wall-Mount | 11/30/2023 |  | 12/15/2023
GD Midea Air-Conditioning Equipment Co., Ltd. | Multi MFG | HHS-60HD-A | HHS-60HD-A | 60MPHP0-M-A |  | Voluntarily Certified | Single-split-system heat pumps | False | False | 55000 | 59000 | 15.3 | 14.3 | 9.4 | 7.5 | True | 30 | 33 | 8.8 |  | Blower Coil System | True | Conventional | 11/30/2023 |  | 12/15/2023
GD Midea Air-Conditioning Equipment Co., Ltd. | Kepler | AZPN/60WD | AZPN/60WD | AZPN/60WAH |  | Voluntarily Certified | Single-split-system heat pumps | False | False | 55000 | 59000 | 15.3 | 14.3 | 9.4 | 7.5 | True | 30 | 33 | 8.8 |  | Blower Coil System | True | Conventional | 11/30/2023 |  | 12/15/2023
GD Midea Air-Conditioning Equipment Co., Ltd. | Kepler | AZPN/18WD | AZPN/18WD | AZPN/B24WAC |  | Voluntarily Certified | Single-split-system heat pumps | False | False | 18000 | 19000 | 16.1 | 14.3 | 9.5 | 7.5 | True | 30 | 33 | 11.7 |  | Coil-Only System | True | Conventional | 11/30/2023 |  | 12/15/2023
GD Midea Air-Conditioning Equipment Co., Ltd. | Kepler | AZPNS/18ROD | AZPNS/18ROD | AZPN/B24WAC |  | Voluntarily Certified | Single-split-system heat pumps | False | False | 18000 | 18500 | 15.2 | 14.3 | 8.6 | 7.5 | True | 30 | 33 | 10.2 |  | Coil-Only System | True | Conventional | 11/30/2023 |  | 12/15/2023
GD Midea Air-Conditioning Equipment Co., Ltd. | Kepler | AZPN/24WD | AZPN/24WD | AZPN/A24WACUID |  | Voluntarily Certified | Single-split-system heat pumps | False | False | 20000 | 25000 | 16.3 | 14.3 | 10.2 | 7.5 | True | 30 | 33 | 11.7 |  | Coil-Only System | True | Conventional | 11/30/2023 |  | 12/15/2023
GD Midea Air-Conditioning Equipment Co., Ltd. | Kepler | AZPN48WD | AZPN48WD | AZPN/C48WACUID |  | Voluntarily Certified | Single-split-system heat pumps | False | False | 46000 | 51000 | 14.3 | 14.3 | 9 | 7.5 | True | 30 | 33 | 8.6 |  | Coil-Only System | True | Conventional | 11/30/2023 |  | 12/15/2023
GD Midea Air-Conditioning Equipment Co., Ltd. | Kepler | AZPNS/30ROD | AZPNS/30ROD | AZPN/C36WAC |  | Voluntarily Certified | Single-split-system heat pumps | False | False | 30000 | 31000 | 14.9 | 14.3 | 9.3 | 7.5 | True | 30 | 33 | 10.2 |  | Coil-Only System | True | Conventional | 11/30/2023 |  | 12/15/2023
GD Midea Air-Conditioning Equipment Co., Ltd. | Kepler | AZPNS/24ROD | AZPNS/24ROD | AZPN/B24WAC |  | Voluntarily Certified | Single-split-system heat pumps | False | False | 24000 | 25600 | 15.7 | 14.3 | 9.8 | 7.5 | True | 30 | 33 | 10 |  | Coil-Only System | True | Conventional | 11/30/2023 |  | 12/15/2023
GD Midea Air-Conditioning Equipment Co., Ltd. | TEMP SHIFT | TSMOX430U24HFN1MR0 | TSMOX430U24HFN1MR0 | TSMAC24HWDN1MN0 |  | Voluntarily Certified | Single-split-system heat pumps | False | False | 24000 | 25600 | 15.7 | 14.3 | 9.8 | 7.5 | True | 30 | 33 | 10 |  | Coil-Only System | True | Conventional | 11/30/2023 |  | 12/15/2023
GD Midea Air-Conditioning Equipment Co., Ltd. | TEMP SHIFT | TSMOD30U30HFN1MR0 | TSMOD30U30HFN1MR0 | TSMAC36HWDN1MN0 |  | Voluntarily Certified | Single-split-system heat pumps | False | False | 30000 | 31000 | 14.9 | 14.3 | 9.3 | 7.5 | True | 30 | 33 | 10.2 |  | Coil-Only System | True | Conventional | 11/30/2023 |  | 12/15/2023
GD Midea Air-Conditioning Equipment Co., Ltd. | TEMP SHIFT | TSMOE30U48HFN1M[X1] | TSMOE30U48HFN1M[X1] | TSMAC48HWDN1MN0 |  | Voluntarily Certified | Single-split-system heat pumps | False | False | 46000 | 51000 | 14.3 | 14.3 | 9 | 7.5 | True | 30 | 33 | 8.6 |  | Coil-Only System | True | Conventional | 11/30/2023 |  | 12/15/2023
GD Midea Air-Conditioning Equipment Co., Ltd. | TEMP SHIFT | TSMOX330U18HFN1MR0 | TSMOX330U18HFN1MR0 | TSMAC24HWDN1MN0 |  | Voluntarily Certified | Single-split-system heat pumps | False | False | 18000 | 18500 | 15.2 | 14.3 | 8.6 | 7.5 | True | 30 | 33 | 10.2 |  | Coil-Only System | True | Conventional | 11/30/2023 |  | 12/15/2023
GD Midea Air-Conditioning Equipment Co., Ltd. | TEMP SHIFT | TSMOX430U18HFN1M | TSMOX430U18HFN1M | TSMAC24HWDN1MN0 |  | Voluntarily Certified | Single-split-system heat pumps | False | False | 18000 | 19000 | 16.1 | 14.3 | 9.5 | 7.5 | True | 30 | 33 | 11.7 |  | Coil-Only System | True | Conventional | 11/30/2023 |  | 12/15/2023
GD Midea Air-Conditioning Equipment Co., Ltd. | TEMP SHIFT | TSMOE30U55HFN1M | TSMOE30U55HFN1M | TSMVC60HWFN1M |  | Voluntarily Certified | Single-split-system heat pumps | False | False | 55000 | 59000 | 15.3 | 14.3 | 9.4 | 7.5 | True | 30 | 33 | 8.8 |  | Blower Coil System | True | Conventional | 11/30/2023 |  | 12/15/2023
GD Midea Air-Conditioning Equipment Co., Ltd. | TEMP SHIFT | TSMOE30U55HFN1M | TSMOE30U55HFN1M | TSMAC60HWDN1MN0* |  | Voluntarily Certified | Single-split-system heat pumps | False | False | 45000 | 55000 | 15.2 | 14.3 | 9.2 | 7.5 | True | 30 | 33 | 10 |  | Coil-Only System | True | Conventional | 11/30/2023 |  | 12/15/2023
GD Midea Air-Conditioning Equipment Co., Ltd. | Wells | WUCA-48HFMO | WUCA-48HFMO | WUA-48CHFM |  | Voluntarily Certified | Single-split-system heat pumps | False | False | 46000 | 51000 | 14.3 | 14.3 | 9 | 7.5 | True | 30 | 33 | 8.6 |  | Coil-Only System | True | Conventional | 11/30/2023 |  | 12/15/2023
GD Midea Air-Conditioning Equipment Co., Ltd. | Wells | WUCA-60HFMO | WUCA-60HFMO | WUA-60HFMAH |  | Voluntarily Certified | Single-split-system heat pumps | False | False | 55000 | 59000 | 15.3 | 14.3 | 9.4 | 7.5 | True | 30 | 33 | 8.8 |  | Blower Coil System | True | Conventional | 11/30/2023 |  | 12/15/2023
GD Midea Air-Conditioning Equipment Co., Ltd. | DURASTAR | DRA1H18S1A | DRA1H18S1A | DRAM18F1A |  | Voluntarily Certified | Single-split-system heat pumps | False | False | 18000 | 19000 | 17.6 | 14.3 | 9.6 | 7.5 | True | 30 | 33 | 11.7 |  | Blower Coil System | True | Conventional | 11/30/2023 |  | 12/15/2023
GD Midea Air-Conditioning Equipment Co., Ltd. | DURASTAR | DRA1H24S1A | DRA1H24S1A | DRAM24F1A |  | Voluntarily Certified | Single-split-system heat pumps | False | False | 23000 | 26000 | 18.4 | 14.3 | 9.3 | 7.5 | True | 30 | 33 | 11.7 |  | Blower Coil System | True | Conventional | 11/30/2023 |  | 12/15/2023
GD Midea Air-Conditioning Equipment Co., Ltd. | DNAIR | DNHP0018H-C | DNHP0018H-C | DNCL0018H-E |  | Voluntarily Certified | Single-split-system heat pumps | False | False | 18000 | 19000 | 16.1 | 14.3 | 9.5 | 7.5 | True | 30 | 33 | 11.7 |  | Coil-Only System | True | Conventional | 11/30/2023 |  | 12/15/2023
GD Midea Air-Conditioning Equipment Co., Ltd. | DNAIR | DNHP0048H-C | DNHP0048H-C | DNCL0048H-E |  | Voluntarily Certified | Single-split-system heat pumps | False | False | 46000 | 51000 | 14.3 | 14.3 | 9 | 7.5 | True | 30 | 33 | 8.6 |  | Coil-Only System | True | Conventional | 11/30/2023 |  | 12/15/2023
Carrier Corp. - Indianapolis | Airquest | H4H5S36*K*AAA* | H4H5S36*K*AAA* | FJMA4*36L*B* |  | Voluntarily Certified | Single-split-system heat pumps | False | False | 34200 | 34000 | 14.3 | 14.3 | 7.5 | 7.5 | False | 32 | 33 | 12 |  | Blower Coil System | False | Conventional | 11/21/2023 |  | 12/15/2023
Carrier Corp. - Indianapolis | Heil | H4H5S36*K*AAA* | H4H5S36*K*AAA* | FJMA4*36L*B* |  | Voluntarily Certified | Single-split-system heat pumps | False | False | 34200 | 34000 | 14.3 | 14.3 | 7.5 | 7.5 | False | 32 | 33 | 12 |  | Blower Coil System | False | Conventional | 11/21/2023 |  | 12/15/2023
Carrier Corp. - Indianapolis | Tempstar | T4H5S42*K*AAA* | T4H5S42*K*AAA* | FJMA4*42L*C* |  | Voluntarily Certified | Single-split-system heat pumps | False | False | 40000 | 42000 | 14.3 | 14.3 | 7.5 | 7.5 | False | 32 | 33 | 12 |  | Blower Coil System | False | Conventional | 11/21/2023 |  | 12/15/2023
Carrier Corp. - Indianapolis | Airquest | DLCURAH24AAK | DLCURAH24AAK | FJMA4*24L*B* |  | Voluntarily Certified | Single-split-system heat pumps | False | False | 24000 | 25400 | 15.5 | 14.3 | 9 | 7.5 | False | 32 | 33 | 9.5 |  | Blower Coil System | True | Conventional | 11/21/2023 |  | 12/15/2023
Carrier Corp. - Indianapolis | Tempstar | DLCURAH24AAK | DLCURAH24AAK | FJMA4*24L*B* |  | Voluntarily Certified | Single-split-system heat pumps | False | False | 24000 | 25400 | 15.5 | 14.3 | 9 | 7.5 | False | 32 | 33 | 9.5 |  | Blower Coil System | True | Conventional | 11/21/2023 |  | 12/15/2023
Carrier Corp. - Indianapolis | Arcoaire | DLCURAH24AAK | DLCURAH24AAK | FJMA4*24L*B* |  | Voluntarily Certified | Single-split-system heat pumps | False | False | 24000 | 25400 | 15.5 | 14.3 | 9 | 7.5 | False | 32 | 33 | 9.5 |  | Blower Coil System | True | Conventional | 11/21/2023 |  | 12/15/2023
Carrier Corp. - Indianapolis | SMART COMFORT | DLCURAH24AAK | DLCURAH24AAK | FJMA4*24L*B* |  | Voluntarily Certified | Single-split-system heat pumps | False | False | 24000 | 25400 | 15.5 | 14.3 | 9 | 7.5 | False | 32 | 33 | 9.5 |  | Blower Coil System | True | Conventional | 11/21/2023 |  | 12/15/2023
Carrier Corp. - Indianapolis | Keeprite | DLCURAH24AAK | DLCURAH24AAK | FJMA4*24L*B* |  | Voluntarily Certified | Single-split-system heat pumps | False | False | 24000 | 25400 | 15.5 | 14.3 | 9 | 7.5 | False | 32 | 33 | 9.5 |  | Blower Coil System | True | Conventional | 11/22/2023 |  | 12/15/2023
Carrier Corp. - Indianapolis | Comfortmaker | DLCURAH24AAK | DLCURAH24AAK | FJMA4*24L*B* |  | Voluntarily Certified | Single-split-system heat pumps | False | False | 24000 | 25400 | 15.5 | 14.3 | 9 | 7.5 | False | 32 | 33 | 9.5 |  | Blower Coil System | True | Conventional | 11/22/2023 |  | 12/15/2023
Carrier Corp. - Indianapolis | Heil | DLCURAH24AAK | DLCURAH24AAK | FJMA4*24L*B* |  | Voluntarily Certified | Single-split-system heat pumps | False | False | 24000 | 25400 | 15.5 | 14.3 | 9 | 7.5 | False | 32 | 33 | 9.5 |  | Blower Coil System | True | Conventional | 11/21/2023 |  | 12/15/2023
Carrier Corp. - Indianapolis | Day & Night | DLCURAH24AAK | DLCURAH24AAK | FJMA4*24L*B* |  | Voluntarily Certified | Single-split-system heat pumps | False | False | 24000 | 25400 | 15.5 | 14.3 | 9 | 7.5 | False | 32 | 33 | 9.5 |  | Blower Coil System | True | Conventional | 11/21/2023 |  | 12/15/2023
Carrier Corp. - Indianapolis | BRYANT HEATING AND COOLING SYSTEMS | 38MBRCQ58AA3 | 38MBRCQ58AA3 | FV4CNB006L |  | Voluntarily Certified | Single-split-system heat pumps | False | False | 59500 | 56500 | 14.75 | 14.3 | 8.35 | 7.5 | False | 32 | 33 | 9.95 |  | Blower Coil System | True | Conventional | 11/21/2023 |  | 12/15/2023
Carrier Corp. - Indianapolis | Carrier | 38MBRCQ58AA3 | 38MBRCQ58AA3 | FV4CNB006L |  | Voluntarily Certified | Single-split-system heat pumps | False | False | 59500 | 56500 | 14.75 | 14.3 | 8.35 | 7.5 | False | 32 | 33 | 9.95 |  | Blower Coil System | True | Conventional | 11/22/2023 |  | 12/15/2023
Carrier Corp. - Indianapolis | PAYNE HEATING AND COOLING | 38MBRCQ58AA3 | 38MBRCQ58AA3 | FV4CNB006L |  | Voluntarily Certified | Single-split-system heat pumps | False | False | 59500 | 56500 | 14.75 | 14.3 | 8.35 | 7.5 | False | 32 | 33 | 9.95 |  | Blower Coil System | True | Conventional | 11/21/2023 |  | 12/15/2023
Carrier Corp. - Indianapolis | Tempstar | T4H5S18*K*AAA* | T4H5S18*K*AAA* | FJMA4*18L*A* |  | Voluntarily Certified | Single-split-system heat pumps | False | False | 17200 | 17400 | 14.3 | 14.3 | 7.5 | 7.5 | False | 32 | 33 | 12 |  | Blower Coil System | False | Conventional | 11/21/2023 |  | 12/15/2023
Carrier Corp. - Indianapolis | Arcoaire | H4H5S36*K*AAA* | H4H5S36*K*AAA* | FJMA4*36L*B* |  | Voluntarily Certified | Single-split-system heat pumps | False | False | 34200 | 34000 | 14.3 | 14.3 | 7.5 | 7.5 | False | 32 | 33 | 12 |  | Blower Coil System | False | Conventional | 11/21/2023 |  | 12/15/2023
Carrier Corp. - Indianapolis | BRYANT HEATING AND COOLING SYSTEMS | 215SAN018**AA* | 215SAN018**AA* | FJ4DN*A18L* |  | Voluntarily Certified | Single-split-system heat pumps | False | False | 17200 | 17400 | 14.3 | 14.3 | 7.5 | 7.5 | False | 32 | 33 | 12 |  | Blower Coil System | False | Conventional | 11/21/2023 |  | 12/15/2023
Carrier Corp. - Indianapolis | Tempstar | T4H5S24*K*AAA* | T4H5S24*K*AAA* | FJMA4*24L*B* |  | Voluntarily Certified | Single-split-system heat pumps | False | False | 23600 | 23600 | 15.2 | 14.3 | 7.5 | 7.5 | False | 32 | 33 | 12.5 |  | Blower Coil System | False | Conventional | 11/21/2023 |  | 12/15/2023
Carrier Corp. - Indianapolis | BRYANT HEATING AND COOLING SYSTEMS | 227TBN048**AA* | 227TBN048**AA* | FV4CNB006L |  | Voluntarily Certified | Single-split-system heat pumps | False | False | 46500 | 47000 | 16 | 14.3 | 8.1 | 7.5 | False | 32 | 33 | 12 |  | Blower Coil System | False | Conventional | 11/21/2023 |  | 12/15/2023
Carrier Corp. - Indianapolis | PAYNE HEATING AND COOLING | 38MURAQ30AA3* | 38MURAQ30AA3* | FJ4DN*B30L* |  | Voluntarily Certified | Single-split-system heat pumps | False | False | 30000 | 31600 | 14.5 | 14.3 | 8 | 7.5 | False | 32 | 33 | 9.5 |  | Blower Coil System | True | Conventional | 11/21/2023 |  | 12/15/2023
Carrier Corp. - Indianapolis | Carrier | 38MURAQ30AA3* | 38MURAQ30AA3* | FJ4DN*B30L* |  | Voluntarily Certified | Single-split-system heat pumps | False | False | 30000 | 31600 | 14.5 | 14.3 | 8 | 7.5 | False | 32 | 33 | 9.5 |  | Blower Coil System | True | Conventional | 11/22/2023 |  | 12/15/2023
Carrier Corp. - Indianapolis | BRYANT HEATING AND COOLING SYSTEMS | 38MURAQ30AA3* | 38MURAQ30AA3* | FJ4DN*B30L* |  | Voluntarily Certified | Single-split-system heat pumps | False | False | 30000 | 31600 | 14.5 | 14.3 | 8 | 7.5 | False | 32 | 33 | 9.5 |  | Blower Coil System | True | Conventional | 11/21/2023 |  | 12/15/2023
Carrier Corp. - Indianapolis | Grandaire | WDLCURAH18AAK | WDLCURAH18AAK | WBHL244*B* |  | Voluntarily Certified | Single-split-system heat pumps | False | False | 18200 | 18100 | 15 | 14.3 | 7.5 | 7.5 | False | 32 | 33 | 10 |  | Blower Coil System | True | Conventional | 11/21/2023 |  | 12/15/2023
Carrier Corp. - Indianapolis | Grandaire | WDLCURAH24AAK | WDLCURAH24AAK | WBHL244*B* |  | Voluntarily Certified | Single-split-system heat pumps | False | False | 24000 | 25400 | 15.5 | 14.3 | 9 | 7.5 | False | 32 | 33 | 9.5 |  | Blower Coil System | True | Conventional | 11/21/2023 |  | 12/15/2023
Carrier Corp. - Indianapolis | Tempstar | DLCURAH60ABK | DLCURAH60ABK | FVM4X60***L |  | Voluntarily Certified | Single-split-system heat pumps | False | False | 55000 | 53500 | 14.3 | 14.3 | 8 | 7.5 | False | 32 | 33 | 8.5 |  | Blower Coil System | True | Conventional | 11/21/2023 |  | 12/15/2023
Carrier Corp. - Indianapolis | Arcoaire | DLCURAH60ABK | DLCURAH60ABK | FVM4X60***L |  | Voluntarily Certified | Single-split-system heat pumps | False | False | 55000 | 53500 | 14.3 | 14.3 | 8 | 7.5 | False | 32 | 33 | 8.5 |  | Blower Coil System | True | Conventional | 11/21/2023 |  | 12/15/2023
Carrier Corp. - Indianapolis | SMART COMFORT | DLCURAH60ABK | DLCURAH60ABK | FVM4X60***L |  | Voluntarily Certified | Single-split-system heat pumps | False | False | 55000 | 53500 | 14.3 | 14.3 | 8 | 7.5 | False | 32 | 33 | 8.5 |  | Blower Coil System | True | Conventional | 11/21/2023 |  | 12/15/2023
Carrier Corp. - Indianapolis | Tempstar | N4H5S18*K*AAA* | N4H5S18*K*AAA* | FJMA4*18L*A* |  | Voluntarily Certified | Single-split-system heat pumps | False | False | 17200 | 17400 | 14.3 | 14.3 | 7.5 | 7.5 | False | 32 | 33 | 12 |  | Blower Coil System | False | Conventional | 11/21/2023 |  | 12/15/2023
Carrier Corp. - Indianapolis | Arcoaire | N4H5S18*K*AAA* | N4H5S18*K*AAA* | FJMA4*18L*A* |  | Voluntarily Certified | Single-split-system heat pumps | False | False | 17200 | 17400 | 14.3 | 14.3 | 7.5 | 7.5 | False | 32 | 33 | 12 |  | Blower Coil System | False | Conventional | 11/21/2023 |  | 12/15/2023
Carrier Corp. - Indianapolis | SMART COMFORT | N4H5S18*K*AAA* | N4H5S18*K*AAA* | FJMA4*18L*A* |  | Voluntarily Certified | Single-split-system heat pumps | False | False | 17200 | 17400 | 14.3 | 14.3 | 7.5 | 7.5 | False | 32 | 33 | 12 |  | Blower Coil System | False | Conventional | 11/21/2023 |  | 12/15/2023
Carrier Corp. - Indianapolis | Keeprite | N4H5S18*K*AAA* | N4H5S18*K*AAA* | FJMA4*18L*A* |  | Voluntarily Certified | Single-split-system heat pumps | False | False | 17200 | 17400 | 14.3 | 14.3 | 7.5 | 7.5 | False | 32 | 33 | 12 |  | Blower Coil System | False | Conventional | 11/22/2023 |  | 12/15/2023
Carrier Corp. - Indianapolis | Comfortmaker | N4H5S18*K*AAA* | N4H5S18*K*AAA* | FJMA4*18L*A* |  | Voluntarily Certified | Single-split-system heat pumps | False | False | 17200 | 17400 | 14.3 | 14.3 | 7.5 | 7.5 | False | 32 | 33 | 12 |  | Blower Coil System | False | Conventional | 11/22/2023 |  | 12/15/2023
Carrier Corp. - Indianapolis | Day & Night | N4H5S18*K*AAA* | N4H5S18*K*AAA* | FJMA4*18L*A* |  | Voluntarily Certified | Single-split-system heat pumps | False | False | 17200 | 17400 | 14.3 | 14.3 | 7.5 | 7.5 | False | 32 | 33 | 12 |  | Blower Coil System | False | Conventional | 11/21/2023 |  | 12/15/2023
Carrier Corp. - Indianapolis | Maratherm | N4H5S18*K*AAA* | N4H5S18*K*AAA* | FJMA4*18L*A* |  | Voluntarily Certified | Single-split-system heat pumps | False | False | 17200 | 17400 | 14.3 | 14.3 | 7.5 | 7.5 | False | 32 | 33 | 12 |  | Blower Coil System | False | Conventional | 11/21/2023 |  | 12/15/2023
Carrier Corp. - Indianapolis | Heil | N4H5S18*K*AAA* | N4H5S18*K*AAA* | FJMA4*18L*A* |  | Voluntarily Certified | Single-split-system heat pumps | False | False | 17200 | 17400 | 14.3 | 14.3 | 7.5 | 7.5 | False | 32 | 33 | 12 |  | Blower Coil System | False | Conventional | 11/21/2023 |  | 12/15/2023
Carrier Corp. - Indianapolis | BRYANT HEATING AND COOLING SYSTEMS | 225SAN024**AA* | 225SAN024**AA* | FJ4DN*B24L* |  | Voluntarily Certified | Single-split-system heat pumps | False | False | 23600 | 23600 | 15.2 | 14.3 | 7.5 | 7.5 | False | 32 | 33 | 12.5 |  | Blower Coil System | False | Conventional | 11/21/2023 |  | 12/15/2023
Carrier Corp. - Indianapolis | Airquest | H4H5S24*K*AAA* | H4H5S24*K*AAA* | FJMA4*24L*B* |  | Voluntarily Certified | Single-split-system heat pumps | False | False | 23600 | 23600 | 15.2 | 14.3 | 7.5 | 7.5 | False | 32 | 33 | 12.5 |  | Blower Coil System | False | Conventional | 11/21/2023 |  | 12/15/2023
Carrier Corp. - Indianapolis | BRYANT HEATING AND COOLING SYSTEMS | 227TAN036**AA* | 227TAN036**AA* | FV4CN(B,F)003L |  | Voluntarily Certified | Single-split-system heat pumps | False | False | 34200 | 34800 | 15 | 14.3 | 7.8 | 7.5 | False | 32 | 33 | 11.7 |  | Blower Coil System | False | Conventional | 11/21/2023 |  | 12/15/2023
Carrier Corp. - Indianapolis | Kenmore | N4H5S18*K*AAA* | N4H5S18*K*AAA* | FJMA4*18L*A* |  | Voluntarily Certified | Single-split-system heat pumps | False | False | 17200 | 17400 | 14.3 | 14.3 | 7.5 | 7.5 | False | 32 | 33 | 12 |  | Blower Coil System | False | Conventional | 11/22/2023 |  | 12/15/2023
Carrier Corp. - Indianapolis | 1HVAC | N4H5S18*K*AAA* | N4H5S18*K*AAA* | FJMA4*18L*A* |  | Voluntarily Certified | Single-split-system heat pumps | False | False | 17200 | 17400 | 14.3 | 14.3 | 7.5 | 7.5 | False | 32 | 33 | 12 |  | Blower Coil System | False | Conventional | 11/21/2023 |  | 12/15/2023
Carrier Corp. - Indianapolis | Airquest | N4H5S18*K*AAA* | N4H5S18*K*AAA* | FJMA4*18L*A* |  | Voluntarily Certified | Single-split-system heat pumps | False | False | 17200 | 17400 | 14.3 | 14.3 | 7.5 | 7.5 | False | 32 | 33 | 12 |  | Blower Coil System | False | Conventional | 11/21/2023 |  | 12/15/2023
Carrier Corp. - Indianapolis | MSH Legacy | N4H5S18*K*AAA* | N4H5S18*K*AAA* | FJMA4*18L*A* |  | Voluntarily Certified | Single-split-system heat pumps | False | False | 17200 | 17400 | 14.3 | 14.3 | 7.5 | 7.5 | False | 32 | 33 | 12 |  | Blower Coil System | False | Conventional | 11/21/2023 |  | 12/15/2023
Carrier Corp. - Indianapolis | Arcoaire | H4H5S24*K*AAA* | H4H5S24*K*AAA* | FJMA4*24L*B* |  | Voluntarily Certified | Single-split-system heat pumps | False | False | 23600 | 23600 | 15.2 | 14.3 | 7.5 | 7.5 | False | 32 | 33 | 12.5 |  | Blower Coil System | False | Conventional | 11/21/2023 |  | 12/15/2023
Carrier Corp. - Indianapolis | Heil | H4H5S24*K*AAA* | H4H5S24*K*AAA* | FJMA4*24L*B* |  | Voluntarily Certified | Single-split-system heat pumps | False | False | 23600 | 23600 | 15.2 | 14.3 | 7.5 | 7.5 | False | 32 | 33 | 12.5 |  | Blower Coil System | False | Conventional | 11/21/2023 |  | 12/15/2023
Carrier Corp. - Indianapolis | Carrier | 25SPA530A**30* | 25SPA530A**30* | FJ4DN*B30L* |  | Voluntarily Certified | Single-split-system heat pumps | False | False | 28400 | 28600 | 14.3 | 14.3 | 7.5 | 7.5 | False | 32 | 33 | 12 |  | Blower Coil System | False | Conventional | 11/22/2023 |  | 12/15/2023
Carrier Corp. - Indianapolis | BRYANT HEATING AND COOLING SYSTEMS | 215SAN030**AA* | 215SAN030**AA* | FJ4DN*B30L* |  | Voluntarily Certified | Single-split-system heat pumps | False | False | 28400 | 28600 | 14.3 | 14.3 | 7.5 | 7.5 | False | 32 | 33 | 12 |  | Blower Coil System | False | Conventional | 11/21/2023 |  | 12/15/2023
Carrier Corp. - Indianapolis | Day & Night | DLCURAH60ABK | DLCURAH60ABK | FVM4X60***L |  | Voluntarily Certified | Single-split-system heat pumps | False | False | 55000 | 53500 | 14.3 | 14.3 | 8 | 7.5 | False | 32 | 33 | 8.5 |  | Blower Coil System | True | Conventional | 11/21/2023 |  | 12/15/2023
Carrier Corp. - Indianapolis | Heil | DLCURAH60ABK | DLCURAH60ABK | FVM4X60***L |  | Voluntarily Certified | Single-split-system heat pumps | False | False | 55000 | 53500 | 14.3 | 14.3 | 8 | 7.5 | False | 32 | 33 | 8.5 |  | Blower Coil System | True | Conventional | 11/21/2023 |  | 12/15/2023
Carrier Corp. - Indianapolis | Keeprite | DLCURAH60ABK | DLCURAH60ABK | FVM4X60***L |  | Voluntarily Certified | Single-split-system heat pumps | False | False | 55000 | 53500 | 14.3 | 14.3 | 8 | 7.5 | False | 32 | 33 | 8.5 |  | Blower Coil System | True | Conventional | 11/22/2023 |  | 12/15/2023
Carrier Corp. - Indianapolis | Comfortmaker | DLCURAH60ABK | DLCURAH60ABK | FVM4X60***L |  | Voluntarily Certified | Single-split-system heat pumps | False | False | 55000 | 53500 | 14.3 | 14.3 | 8 | 7.5 | False | 32 | 33 | 8.5 |  | Blower Coil System | True | Conventional | 11/22/2023 |  | 12/15/2023
Carrier Corp. - Indianapolis | Airquest | DLCURAH60ABK | DLCURAH60ABK | FVM4X60***L |  | Voluntarily Certified | Single-split-system heat pumps | False | False | 55000 | 53500 | 14.3 | 14.3 | 8 | 7.5 | False | 32 | 33 | 8.5 |  | Blower Coil System | True | Conventional | 11/21/2023 |  | 12/15/2023
Carrier Corp. - Indianapolis | Carrier | GH5SAN424**AA* | GH5SAN424**AA* | FJ4DN*B24L* |  | Voluntarily Certified | Single-split-system heat pumps | False | False | 23600 | 23600 | 15.2 | 14.3 | 7.5 | 7.5 | False | 32 | 33 | 12.5 |  | Blower Coil System | False | Conventional | 11/22/2023 |  | 12/15/2023
Carrier Corp. - Indianapolis | BRYANT HEATING AND COOLING SYSTEMS | GH5SAN424**AA* | GH5SAN424**AA* | FJ4DN*B24L* |  | Voluntarily Certified | Single-split-system heat pumps | False | False | 23600 | 23600 | 15.2 | 14.3 | 7.5 | 7.5 | False | 32 | 33 | 12.5 |  | Blower Coil System | False | Conventional | 11/21/2023 |  | 12/15/2023
Carrier Corp. - Indianapolis | Tempstar | N4H5S30*K*AAA* | N4H5S30*K*AAA* | FJMA4*30L*B* |  | Voluntarily Certified | Single-split-system heat pumps | False | False | 28400 | 28600 | 14.3 | 14.3 | 7.5 | 7.5 | False | 32 | 33 | 12 |  | Blower Coil System | False | Conventional | 11/21/2023 |  | 12/15/2023
Carrier Corp. - Indianapolis | 1HVAC | N4H5S30*K*AAA* | N4H5S30*K*AAA* | FJMA4*30L*B* |  | Voluntarily Certified | Single-split-system heat pumps | False | False | 28400 | 28600 | 14.3 | 14.3 | 7.5 | 7.5 | False | 32 | 33 | 12 |  | Blower Coil System | False | Conventional | 11/21/2023 |  | 12/15/2023
Carrier Corp. - Indianapolis | Arcoaire | N4H5S30*K*AAA* | N4H5S30*K*AAA* | FJMA4*30L*B* |  | Voluntarily Certified | Single-split-system heat pumps | False | False | 28400 | 28600 | 14.3 | 14.3 | 7.5 | 7.5 | False | 32 | 33 | 12 |  | Blower Coil System | False | Conventional | 11/21/2023 |  | 12/15/2023
Carrier Corp. - Indianapolis | SMART COMFORT | N4H5S30*K*AAA* | N4H5S30*K*AAA* | FJMA4*30L*B* |  | Voluntarily Certified | Single-split-system heat pumps | False | False | 28400 | 28600 | 14.3 | 14.3 | 7.5 | 7.5 | False | 32 | 33 | 12 |  | Blower Coil System | False | Conventional | 11/21/2023 |  | 12/15/2023
Carrier Corp. - Indianapolis | Day & Night | N4H5S30*K*AAA* | N4H5S30*K*AAA* | FJMA4*30L*B* |  | Voluntarily Certified | Single-split-system heat pumps | False | False | 28400 | 28600 | 14.3 | 14.3 | 7.5 | 7.5 | False | 32 | 33 | 12 |  | Blower Coil System | False | Conventional | 11/21/2023 |  | 12/15/2023
Carrier Corp. - Indianapolis | Maratherm | N4H5S30*K*AAA* | N4H5S30*K*AAA* | FJMA4*30L*B* |  | Voluntarily Certified | Single-split-system heat pumps | False | False | 28400 | 28600 | 14.3 | 14.3 | 7.5 | 7.5 | False | 32 | 33 | 12 |  | Blower Coil System | False | Conventional | 11/21/2023 |  | 12/15/2023
Carrier Corp. - Indianapolis | Heil | N4H5S30*K*AAA* | N4H5S30*K*AAA* | FJMA4*30L*B* |  | Voluntarily Certified | Single-split-system heat pumps | False | False | 28400 | 28600 | 14.3 | 14.3 | 7.5 | 7.5 | False | 32 | 33 | 12 |  | Blower Coil System | False | Conventional | 11/21/2023 |  | 12/15/2023
Carrier Corp. - Indianapolis | Keeprite | N4H5S30*K*AAA* | N4H5S30*K*AAA* | FJMA4*30L*B* |  | Voluntarily Certified | Single-split-system heat pumps | False | False | 28400 | 28600 | 14.3 | 14.3 | 7.5 | 7.5 | False | 32 | 33 | 12 |  | Blower Coil System | False | Conventional | 11/22/2023 |  | 12/15/2023
Carrier Corp. - Indianapolis | Comfortmaker | N4H5S30*K*AAA* | N4H5S30*K*AAA* | FJMA4*30L*B* |  | Voluntarily Certified | Single-split-system heat pumps | False | False | 28400 | 28600 | 14.3 | 14.3 | 7.5 | 7.5 | False | 32 | 33 | 12 |  | Blower Coil System | False | Conventional | 11/22/2023 |  | 12/15/2023
Carrier Corp. - Indianapolis | MSH Legacy | N4H5S30*K*AAA* | N4H5S30*K*AAA* | FJMA4*30L*B* |  | Voluntarily Certified | Single-split-system heat pumps | False | False | 28400 | 28600 | 14.3 | 14.3 | 7.5 | 7.5 | False | 32 | 33 | 12 |  | Blower Coil System | False | Conventional | 11/21/2023 |  | 12/15/2023
Carrier Corp. - Indianapolis | Airquest | N4H5S30*K*AAA* | N4H5S30*K*AAA* | FJMA4*30L*B* |  | Voluntarily Certified | Single-split-system heat pumps | False | False | 28400 | 28600 | 14.3 | 14.3 | 7.5 | 7.5 | False | 32 | 33 | 12 |  | Blower Coil System | False | Conventional | 11/21/2023 |  | 12/15/2023
Carrier Corp. - Indianapolis | Kenmore | N4H5S30*K*AAA* | N4H5S30*K*AAA* | FJMA4*30L*B* |  | Voluntarily Certified | Single-split-system heat pumps | False | False | 28400 | 28600 | 14.3 | 14.3 | 7.5 | 7.5 | False | 32 | 33 | 12 |  | Blower Coil System | False | Conventional | 11/22/2023 |  | 12/15/2023
Carrier Corp. - Indianapolis | Carrier | 25SPA548A**30* | 25SPA548A**30* | FJ4DN*C48L* |  | Voluntarily Certified | Single-split-system heat pumps | False | False | 46000 | 46500 | 14.3 | 14.3 | 7.5 | 7.5 | False | 32 | 33 | 12 |  | Blower Coil System | False | Conventional | 11/22/2023 |  | 12/15/2023
Carrier Corp. - Indianapolis | Carrier | GH5SAN448**AA* | GH5SAN448**AA* | FJ4DN*C48L* |  | Voluntarily Certified | Single-split-system heat pumps | False | False | 46000 | 46500 | 14.3 | 14.3 | 7.5 | 7.5 | False | 32 | 33 | 12 |  | Blower Coil System | False | Conventional | 11/22/2023 |  | 12/15/2023
Carrier Corp. - Indianapolis | BRYANT HEATING AND COOLING SYSTEMS | GH5SAN448**AA* | GH5SAN448**AA* | FJ4DN*C48L* |  | Voluntarily Certified | Single-split-system heat pumps | False | False | 46000 | 46500 | 14.3 | 14.3 | 7.5 | 7.5 | False | 32 | 33 | 12 |  | Blower Coil System | False | Conventional | 11/21/2023 |  | 12/15/2023
Carrier Corp. - Indianapolis | BRYANT HEATING AND COOLING SYSTEMS | 215SAN048**AA* | 215SAN048**AA* | FJ4DN*C48L* |  | Voluntarily Certified | Single-split-system heat pumps | False | False | 46000 | 46500 | 14.3 | 14.3 | 7.5 | 7.5 | False | 32 | 33 | 12 |  | Blower Coil System | False | Conventional | 11/21/2023 |  | 12/15/2023
Carrier Corp. - Indianapolis | Heil | R4H5S60*K*AAA* | R4H5S60*K*AAA* | FJMA4*60L*D* |  | Voluntarily Certified | Single-split-system heat pumps | False | False | 57000 | 57000 | 14.3 | 14.3 | 7.5 | 7.5 | False | 32 | 33 | 12 |  | Blower Coil System | False | Conventional | 11/21/2023 |  | 12/15/2023
Carrier Corp. - Indianapolis | 1HVAC | R4H5S60*K*AAA* | R4H5S60*K*AAA* | FJMA4*60L*D* |  | Voluntarily Certified | Single-split-system heat pumps | False | False | 57000 | 57000 | 14.3 | 14.3 | 7.5 | 7.5 | False | 32 | 33 | 12 |  | Blower Coil System | False | Conventional | 11/21/2023 |  | 12/15/2023
Carrier Corp. - Indianapolis | Arcoaire | R4H5S60*K*AAA* | R4H5S60*K*AAA* | FJMA4*60L*D* |  | Voluntarily Certified | Single-split-system heat pumps | False | False | 57000 | 57000 | 14.3 | 14.3 | 7.5 | 7.5 | False | 32 | 33 | 12 |  | Blower Coil System | False | Conventional | 11/21/2023 |  | 12/15/2023
Carrier Corp. - Indianapolis | SMART COMFORT | R4H5S60*K*AAA* | R4H5S60*K*AAA* | FJMA4*60L*D* |  | Voluntarily Certified | Single-split-system heat pumps | False | False | 57000 | 57000 | 14.3 | 14.3 | 7.5 | 7.5 | False | 32 | 33 | 12 |  | Blower Coil System | False | Conventional | 11/21/2023 |  | 12/15/2023
Carrier Corp. - Indianapolis | Keeprite | R4H5S60*K*AAA* | R4H5S60*K*AAA* | FJMA4*60L*D* |  | Voluntarily Certified | Single-split-system heat pumps | False | False | 57000 | 57000 | 14.3 | 14.3 | 7.5 | 7.5 | False | 32 | 33 | 12 |  | Blower Coil System | False | Conventional | 11/22/2023 |  | 12/15/2023
Carrier Corp. - Indianapolis | Maratherm | R4H5S60*K*AAA* | R4H5S60*K*AAA* | FJMA4*60L*D* |  | Voluntarily Certified | Single-split-system heat pumps | False | False | 57000 | 57000 | 14.3 | 14.3 | 7.5 | 7.5 | False | 32 | 33 | 12 |  | Blower Coil System | False | Conventional | 11/21/2023 |  | 12/15/2023
Carrier Corp. - Indianapolis | Day & Night | R4H5S60*K*AAA* | R4H5S60*K*AAA* | FJMA4*60L*D* |  | Voluntarily Certified | Single-split-system heat pumps | False | False | 57000 | 57000 | 14.3 | 14.3 | 7.5 | 7.5 | False | 32 | 33 | 12 |  | Blower Coil System | False | Conventional | 11/21/2023 |  | 12/15/2023
Carrier Corp. - Indianapolis | Kenmore | R4H5S60*K*AAA* | R4H5S60*K*AAA* | FJMA4*60L*D* |  | Voluntarily Certified | Single-split-system heat pumps | False | False | 57000 | 57000 | 14.3 | 14.3 | 7.5 | 7.5 | False | 32 | 33 | 12 |  | Blower Coil System | False | Conventional | 11/22/2023 |  | 12/15/2023
Carrier Corp. - Indianapolis | EcoTemp | W4H7T36*K*AAA* | W4H7T36*K*AAA* | FVM4X36***L |  | Voluntarily Certified | Single-split-system heat pumps | False | False | 34200 | 34800 | 15 | 14.3 | 7.8 | 7.5 | False | 32 | 33 | 11.7 |  | Blower Coil System | False | Conventional | 11/22/2023 |  | 12/15/2023
Carrier Corp. - Indianapolis | Grandaire | W4H7T36*K*AAA* | W4H7T36*K*AAA* | FVM4X36***L |  | Voluntarily Certified | Single-split-system heat pumps | False | False | 34200 | 34800 | 15 | 14.3 | 7.8 | 7.5 | False | 32 | 33 | 11.7 |  | Blower Coil System | False | Conventional | 11/21/2023 |  | 12/15/2023
Carrier Corp. - Indianapolis | Airquest | R4H5S60*K*AAA* | R4H5S60*K*AAA* | FJMA4*60L*D* |  | Voluntarily Certified | Single-split-system heat pumps | False | False | 57000 | 57000 | 14.3 | 14.3 | 7.5 | 7.5 | False | 32 | 33 | 12 |  | Blower Coil System | False | Conventional | 11/21/2023 |  | 12/15/2023
Carrier Corp. - Indianapolis | Tempstar | R4H5S60*K*AAA* | R4H5S60*K*AAA* | FJMA4*60L*D* |  | Voluntarily Certified | Single-split-system heat pumps | False | False | 57000 | 57000 | 14.3 | 14.3 | 7.5 | 7.5 | False | 32 | 33 | 12 |  | Blower Coil System | False | Conventional | 11/21/2023 |  | 12/15/2023
Carrier Corp. - Indianapolis | MSH Legacy | R4H5S60*K*AAA* | R4H5S60*K*AAA* | FJMA4*60L*D* |  | Voluntarily Certified | Single-split-system heat pumps | False | False | 57000 | 57000 | 14.3 | 14.3 | 7.5 | 7.5 | False | 32 | 33 | 12 |  | Blower Coil System | False | Conventional | 11/21/2023 |  | 12/15/2023
Carrier Corp. - Indianapolis | Comfortmaker | R4H5S60*K*AAA* | R4H5S60*K*AAA* | FJMA4*60L*D* |  | Voluntarily Certified | Single-split-system heat pumps | False | False | 57000 | 57000 | 14.3 | 14.3 | 7.5 | 7.5 | False | 32 | 33 | 12 |  | Blower Coil System | False | Conventional | 11/22/2023 |  | 12/15/2023
Carrier Corp. - Indianapolis | Kenmore | (C,H,T)4H5S42*K*AAA* | (C,H,T)4H5S42*K*AAA* | FJMA4*42L*C* |  | Voluntarily Certified | Single-split-system heat pumps | False | False | 40000 | 42000 | 14.3 | 14.3 | 7.5 | 7.5 | False | 32 | 33 | 12 |  | Blower Coil System | False | Conventional | 11/22/2023 |  | 12/15/2023
Carrier Corp. - Indianapolis | Grandaire | WDLCURAH48ABK | WDLCURAH48ABK | WBHL484*C* |  | Voluntarily Certified | Single-split-system heat pumps | False | False | 48000 | 50000 | 14.5 | 14.3 | 8.5 | 7.5 | False | 32 | 33 | 10 |  | Blower Coil System | True | Conventional | 11/21/2023 |  | 12/15/2023
Carrier Corp. - Indianapolis | Comfortmaker | C4H5S18*K*AAA* | C4H5S18*K*AAA* | FJMA4*18L*A* |  | Voluntarily Certified | Single-split-system heat pumps | False | False | 17200 | 17400 | 14.3 | 14.3 | 7.5 | 7.5 | False | 32 | 33 | 12 |  | Blower Coil System | False | Conventional | 11/22/2023 |  | 12/15/2023
Carrier Corp. - Indianapolis | Day & Night | C4H5S18*K*AAA* | C4H5S18*K*AAA* | FJMA4*18L*A* |  | Voluntarily Certified | Single-split-system heat pumps | False | False | 17200 | 17400 | 14.3 | 14.3 | 7.5 | 7.5 | False | 32 | 33 | 12 |  | Blower Coil System | False | Conventional | 11/21/2023 |  | 12/15/2023
Carrier Corp. - Indianapolis | Keeprite | C4H5S18*K*AAA* | C4H5S18*K*AAA* | FJMA4*18L*A* |  | Voluntarily Certified | Single-split-system heat pumps | False | False | 17200 | 17400 | 14.3 | 14.3 | 7.5 | 7.5 | False | 32 | 33 | 12 |  | Blower Coil System | False | Conventional | 11/22/2023 |  | 12/15/2023
Carrier Corp. - Indianapolis | Tempstar | T4H5S30*K*AAA* | T4H5S30*K*AAA* | FJMA4*30L*B* |  | Voluntarily Certified | Single-split-system heat pumps | False | False | 28400 | 28600 | 14.3 | 14.3 | 7.5 | 7.5 | False | 32 | 33 | 12 |  | Blower Coil System | False | Conventional | 11/21/2023 |  | 12/15/2023
Carrier Corp. - Indianapolis | Airquest | DLCURAH36ABK | DLCURAH36ABK | FJMA4*36L*B* |  | Voluntarily Certified | Single-split-system heat pumps | False | False | 36200 | 39500 | 15 | 14.3 | 8 | 7.5 | False | 32 | 33 | 9.5 |  | Blower Coil System | True | Conventional | 11/21/2023 |  | 12/15/2023
Carrier Corp. - Indianapolis | Day & Night | DLCURAH36ABK | DLCURAH36ABK | FJMA4*36L*B* |  | Voluntarily Certified | Single-split-system heat pumps | False | False | 36200 | 39500 | 15 | 14.3 | 8 | 7.5 | False | 32 | 33 | 9.5 |  | Blower Coil System | True | Conventional | 11/21/2023 |  | 12/15/2023
Carrier Corp. - Indianapolis | Keeprite | DLCURAH36ABK | DLCURAH36ABK | FJMA4*36L*B* |  | Voluntarily Certified | Single-split-system heat pumps | False | False | 36200 | 39500 | 15 | 14.3 | 8 | 7.5 | False | 32 | 33 | 9.5 |  | Blower Coil System | True | Conventional | 11/22/2023 |  | 12/15/2023
Carrier Corp. - Indianapolis | Heil | DLCURAH36ABK | DLCURAH36ABK | FJMA4*36L*B* |  | Voluntarily Certified | Single-split-system heat pumps | False | False | 36200 | 39500 | 15 | 14.3 | 8 | 7.5 | False | 32 | 33 | 9.5 |  | Blower Coil System | True | Conventional | 11/21/2023 |  | 12/15/2023
Carrier Corp. - Indianapolis | Arcoaire | DLCURAH36ABK | DLCURAH36ABK | FJMA4*36L*B* |  | Voluntarily Certified | Single-split-system heat pumps | False | False | 36200 | 39500 | 15 | 14.3 | 8 | 7.5 | False | 32 | 33 | 9.5 |  | Blower Coil System | True | Conventional | 11/21/2023 |  | 12/15/2023
Carrier Corp. - Indianapolis | SMART COMFORT | DLCURAH36ABK | DLCURAH36ABK | FJMA4*36L*B* |  | Voluntarily Certified | Single-split-system heat pumps | False | False | 36200 | 39500 | 15 | 14.3 | 8 | 7.5 | False | 32 | 33 | 9.5 |  | Blower Coil System | True | Conventional | 11/21/2023 |  | 12/15/2023
Carrier Corp. - Indianapolis | Airquest | N4H5S36*K*AAA* | N4H5S36*K*AAA* | FJMA4*36L*B* |  | Voluntarily Certified | Single-split-system heat pumps | False | False | 34200 | 34000 | 14.3 | 14.3 | 7.5 | 7.5 | False | 32 | 33 | 12 |  | Blower Coil System | False | Conventional | 11/21/2023 |  | 12/15/2023
Carrier Corp. - Indianapolis | Kenmore | N4H5S36*K*AAA* | N4H5S36*K*AAA* | FJMA4*36L*B* |  | Voluntarily Certified | Single-split-system heat pumps | False | False | 34200 | 34000 | 14.3 | 14.3 | 7.5 | 7.5 | False | 32 | 33 | 12 |  | Blower Coil System | False | Conventional | 11/22/2023 |  | 12/15/2023
Carrier Corp. - Indianapolis | MSH Legacy | N4H5S36*K*AAA* | N4H5S36*K*AAA* | FJMA4*36L*B* |  | Voluntarily Certified | Single-split-system heat pumps | False | False | 34200 | 34000 | 14.3 | 14.3 | 7.5 | 7.5 | False | 32 | 33 | 12 |  | Blower Coil System | False | Conventional | 11/21/2023 |  | 12/15/2023
Carrier Corp. - Indianapolis | Keeprite | N4H5S36*K*AAA* | N4H5S36*K*AAA* | FJMA4*36L*B* |  | Voluntarily Certified | Single-split-system heat pumps | False | False | 34200 | 34000 | 14.3 | 14.3 | 7.5 | 7.5 | False | 32 | 33 | 12 |  | Blower Coil System | False | Conventional | 11/22/2023 |  | 12/15/2023
Carrier Corp. - Indianapolis | Day & Night | N4H5S36*K*AAA* | N4H5S36*K*AAA* | FJMA4*36L*B* |  | Voluntarily Certified | Single-split-system heat pumps | False | False | 34200 | 34000 | 14.3 | 14.3 | 7.5 | 7.5 | False | 32 | 33 | 12 |  | Blower Coil System | False | Conventional | 11/21/2023 |  | 12/15/2023
Carrier Corp. - Indianapolis | Heil | N4H5S36*K*AAA* | N4H5S36*K*AAA* | FJMA4*36L*B* |  | Voluntarily Certified | Single-split-system heat pumps | False | False | 34200 | 34000 | 14.3 | 14.3 | 7.5 | 7.5 | False | 32 | 33 | 12 |  | Blower Coil System | False | Conventional | 11/21/2023 |  | 12/15/2023
Carrier Corp. - Indianapolis | Maratherm | N4H5S36*K*AAA* | N4H5S36*K*AAA* | FJMA4*36L*B* |  | Voluntarily Certified | Single-split-system heat pumps | False | False | 34200 | 34000 | 14.3 | 14.3 | 7.5 | 7.5 | False | 32 | 33 | 12 |  | Blower Coil System | False | Conventional | 11/21/2023 |  | 12/15/2023
Carrier Corp. - Indianapolis | 1HVAC | N4H5S36*K*AAA* | N4H5S36*K*AAA* | FJMA4*36L*B* |  | Voluntarily Certified | Single-split-system heat pumps | False | False | 34200 | 34000 | 14.3 | 14.3 | 7.5 | 7.5 | False | 32 | 33 | 12 |  | Blower Coil System | False | Conventional | 11/21/2023 |  | 12/15/2023
Carrier Corp. - Indianapolis | Comfortmaker | N4H5S36*K*AAA* | N4H5S36*K*AAA* | FJMA4*36L*B* |  | Voluntarily Certified | Single-split-system heat pumps | False | False | 34200 | 34000 | 14.3 | 14.3 | 7.5 | 7.5 | False | 32 | 33 | 12 |  | Blower Coil System | False | Conventional | 11/22/2023 |  | 12/15/2023
Carrier Corp. - Indianapolis | Tempstar | N4H5S36*K*AAA* | N4H5S36*K*AAA* | FJMA4*36L*B* |  | Voluntarily Certified | Single-split-system heat pumps | False | False | 34200 | 34000 | 14.3 | 14.3 | 7.5 | 7.5 | False | 32 | 33 | 12 |  | Blower Coil System | False | Conventional | 11/21/2023 |  | 12/15/2023
Carrier Corp. - Indianapolis | Arcoaire | N4H5S36*K*AAA* | N4H5S36*K*AAA* | FJMA4*36L*B* |  | Voluntarily Certified | Single-split-system heat pumps | False | False | 34200 | 34000 | 14.3 | 14.3 | 7.5 | 7.5 | False | 32 | 33 | 12 |  | Blower Coil System | False | Conventional | 11/21/2023 |  | 12/15/2023
Carrier Corp. - Indianapolis | SMART COMFORT | N4H5S36*K*AAA* | N4H5S36*K*AAA* | FJMA4*36L*B* |  | Voluntarily Certified | Single-split-system heat pumps | False | False | 34200 | 34000 | 14.3 | 14.3 | 7.5 | 7.5 | False | 32 | 33 | 12 |  | Blower Coil System | False | Conventional | 11/21/2023 |  | 12/15/2023
Carrier Corp. - Indianapolis | BRYANT HEATING AND COOLING SYSTEMS | GH5SAN442**AA* | GH5SAN442**AA* | FJ4DN*C42L* |  | Voluntarily Certified | Single-split-system heat pumps | False | False | 40000 | 42000 | 14.3 | 14.3 | 7.5 | 7.5 | False | 32 | 33 | 12 |  | Blower Coil System | False | Conventional | 11/21/2023 |  | 12/15/2023
Carrier Corp. - Indianapolis | Carrier | GH5SAN442**AA* | GH5SAN442**AA* | FJ4DN*C42L* |  | Voluntarily Certified | Single-split-system heat pumps | False | False | 40000 | 42000 | 14.3 | 14.3 | 7.5 | 7.5 | False | 32 | 33 | 12 |  | Blower Coil System | False | Conventional | 11/22/2023 |  | 12/15/2023
Carrier Corp. - Indianapolis | Tempstar | T4H5S60*K*AAA* | T4H5S60*K*AAA* | FJMA4*60L*D* |  | Voluntarily Certified | Single-split-system heat pumps | False | False | 57000 | 57000 | 14.3 | 14.3 | 7.5 | 7.5 | False | 32 | 33 | 12 |  | Blower Coil System | False | Conventional | 11/21/2023 |  | 12/15/2023
Carrier Corp. - Indianapolis | Comfortmaker | DLCURAH36ABK | DLCURAH36ABK | FJMA4*36L*B* |  | Voluntarily Certified | Single-split-system heat pumps | False | False | 36200 | 39500 | 15 | 14.3 | 8 | 7.5 | False | 32 | 33 | 9.5 |  | Blower Coil System | True | Conventional | 11/22/2023 |  | 12/15/2023
Carrier Corp. - Indianapolis | Tempstar | DLCURAH36ABK | DLCURAH36ABK | FJMA4*36L*B* |  | Voluntarily Certified | Single-split-system heat pumps | False | False | 36200 | 39500 | 15 | 14.3 | 8 | 7.5 | False | 32 | 33 | 9.5 |  | Blower Coil System | True | Conventional | 11/21/2023 |  | 12/15/2023
Carrier Corp. - Indianapolis | Airquest | H4H5S30*K*AAA* | H4H5S30*K*AAA* | FJMA4*30L*B* |  | Voluntarily Certified | Single-split-system heat pumps | False | False | 28400 | 28600 | 14.3 | 14.3 | 7.5 | 7.5 | False | 32 | 33 | 12 |  | Blower Coil System | False | Conventional | 11/21/2023 |  | 12/15/2023
Carrier Corp. - Indianapolis | Grandaire | W4H5S36*K*AAA* | W4H5S36*K*AAA* | WBHL364*B* |  | Voluntarily Certified | Single-split-system heat pumps | False | False | 34200 | 34000 | 14.3 | 14.3 | 7.5 | 7.5 | False | 32 | 33 | 12 |  | Blower Coil System | False | Conventional | 11/21/2023 |  | 12/15/2023
Carrier Corp. - Indianapolis | EcoTemp | W4H5S36*K*AAA* | W4H5S36*K*AAA* | WBHL364*B* |  | Voluntarily Certified | Single-split-system heat pumps | False | False | 34200 | 34000 | 14.3 | 14.3 | 7.5 | 7.5 | False | 32 | 33 | 12 |  | Blower Coil System | False | Conventional | 11/22/2023 |  | 12/15/2023
Carrier Corp. - Indianapolis | Carrier | 25SCA542A**30* | 25SCA542A**30* | FJ4DN*C42L* |  | Voluntarily Certified | Single-split-system heat pumps | False | False | 40000 | 42000 | 14.3 | 14.3 | 7.5 | 7.5 | False | 32 | 33 | 12 |  | Blower Coil System | False | Conventional | 11/22/2023 |  | 12/15/2023
Carrier Corp. - Indianapolis | BROCK | PH7TAN436**AA* | PH7TAN436**AA* | FV4CN(B,F)003L |  | Voluntarily Certified | Single-split-system heat pumps | False | False | 34200 | 34800 | 15 | 14.3 | 7.8 | 7.5 | False | 32 | 33 | 11.7 |  | Blower Coil System | False | Conventional | 11/21/2023 |  | 12/15/2023
Carrier Corp. - Indianapolis | PAYNE HEATING AND COOLING | PH7TAN436**AA* | PH7TAN436**AA* | FV4CN(B,F)003L |  | Voluntarily Certified | Single-split-system heat pumps | False | False | 34200 | 34800 | 15 | 14.3 | 7.8 | 7.5 | False | 32 | 33 | 11.7 |  | Blower Coil System | False | Conventional | 11/21/2023 |  | 12/15/2023
Carrier Corp. - Indianapolis | BRYANT HEATING AND COOLING SYSTEMS | PH7TAN436**AA* | PH7TAN436**AA* | FV4CN(B,F)003L |  | Voluntarily Certified | Single-split-system heat pumps | False | False | 34200 | 34800 | 15 | 14.3 | 7.8 | 7.5 | False | 32 | 33 | 11.7 |  | Blower Coil System | False | Conventional | 11/21/2023 |  | 12/15/2023
Carrier Corp. - Indianapolis | WEATHERMAKER | PH7TAN436**AA* | PH7TAN436**AA* | FV4CN(B,F)003L |  | Voluntarily Certified | Single-split-system heat pumps | False | False | 34200 | 34800 | 15 | 14.3 | 7.8 | 7.5 | False | 32 | 33 | 11.7 |  | Blower Coil System | False | Conventional | 11/22/2023 |  | 12/15/2023
Carrier Corp. - Indianapolis | Carrier | 25SPA524A**30* | 25SPA524A**30* | FJ4DN*B24L* |  | Voluntarily Certified | Single-split-system heat pumps | False | False | 23600 | 23600 | 15.2 | 14.3 | 7.5 | 7.5 | False | 32 | 33 | 12.5 |  | Blower Coil System | False | Conventional | 11/22/2023 |  | 12/15/2023
Carrier Corp. - Indianapolis | BRYANT HEATING AND COOLING SYSTEMS | 225SAN030**AA* | 225SAN030**AA* | FJ4DN*B30L* |  | Voluntarily Certified | Single-split-system heat pumps | False | False | 28400 | 28600 | 14.3 | 14.3 | 7.5 | 7.5 | False | 32 | 33 | 12 |  | Blower Coil System | False | Conventional | 11/21/2023 |  | 12/15/2023
Carrier Corp. - Indianapolis | Arcoaire | H4H5S30*K*AAA* | H4H5S30*K*AAA* | FJMA4*30L*B* |  | Voluntarily Certified | Single-split-system heat pumps | False | False | 28400 | 28600 | 14.3 | 14.3 | 7.5 | 7.5 | False | 32 | 33 | 12 |  | Blower Coil System | False | Conventional | 11/21/2023 |  | 12/15/2023
Carrier Corp. - Indianapolis | Heil | H4H5S30*K*AAA* | H4H5S30*K*AAA* | FJMA4*30L*B* |  | Voluntarily Certified | Single-split-system heat pumps | False | False | 28400 | 28600 | 14.3 | 14.3 | 7.5 | 7.5 | False | 32 | 33 | 12 |  | Blower Coil System | False | Conventional | 11/21/2023 |  | 12/15/2023
Carrier Corp. - Indianapolis | BRYANT HEATING AND COOLING SYSTEMS | 225SAN018**AA* | 225SAN018**AA* | FJ4DN*A18L* |  | Voluntarily Certified | Single-split-system heat pumps | False | False | 17200 | 17400 | 14.3 | 14.3 | 7.5 | 7.5 | False | 32 | 33 | 12 |  | Blower Coil System | False | Conventional | 11/21/2023 |  | 12/15/2023
Carrier Corp. - Indianapolis | EcoTemp | W4H5S24*K*AAA* | W4H5S24*K*AAA* | WBHL244*B* |  | Voluntarily Certified | Single-split-system heat pumps | False | False | 23600 | 23600 | 15.2 | 14.3 | 7.5 | 7.5 | False | 32 | 33 | 12.5 |  | Blower Coil System | False | Conventional | 11/22/2023 |  | 12/15/2023
Carrier Corp. - Indianapolis | Grandaire | W4H5S24*K*AAA* | W4H5S24*K*AAA* | WBHL244*B* |  | Voluntarily Certified | Single-split-system heat pumps | False | False | 23600 | 23600 | 15.2 | 14.3 | 7.5 | 7.5 | False | 32 | 33 | 12.5 |  | Blower Coil System | False | Conventional | 11/21/2023 |  | 12/15/2023
Carrier Corp. - Indianapolis | Carrier | 25SPA560A**30* | 25SPA560A**30* | FJ4DN*D60L* |  | Voluntarily Certified | Single-split-system heat pumps | False | False | 57000 | 57000 | 14.3 | 14.3 | 7.5 | 7.5 | False | 32 | 33 | 12 |  | Blower Coil System | False | Conventional | 11/22/2023 |  | 12/15/2023
Carrier Corp. - Indianapolis | Carrier | 25TPA736A**30* | 25TPA736A**30* | FV4CN(B,F)003L |  | Voluntarily Certified | Single-split-system heat pumps | False | False | 34200 | 34800 | 15 | 14.3 | 7.8 | 7.5 | False | 32 | 33 | 11.7 |  | Blower Coil System | False | Conventional | 11/22/2023 |  | 12/15/2023
Carrier Corp. - Indianapolis | Tempstar | R4H5S18*K*AAA* | R4H5S18*K*AAA* | FJMA4*18L*A* |  | Voluntarily Certified | Single-split-system heat pumps | False | False | 17200 | 17400 | 14.3 | 14.3 | 7.5 | 7.5 | False | 32 | 33 | 12 |  | Blower Coil System | False | Conventional | 11/21/2023 |  | 12/15/2023
Carrier Corp. - Indianapolis | MSH Legacy | R4H5S18*K*AAA* | R4H5S18*K*AAA* | FJMA4*18L*A* |  | Voluntarily Certified | Single-split-system heat pumps | False | False | 17200 | 17400 | 14.3 | 14.3 | 7.5 | 7.5 | False | 32 | 33 | 12 |  | Blower Coil System | False | Conventional | 11/21/2023 |  | 12/15/2023
Carrier Corp. - Indianapolis | Comfortmaker | R4H5S18*K*AAA* | R4H5S18*K*AAA* | FJMA4*18L*A* |  | Voluntarily Certified | Single-split-system heat pumps | False | False | 17200 | 17400 | 14.3 | 14.3 | 7.5 | 7.5 | False | 32 | 33 | 12 |  | Blower Coil System | False | Conventional | 11/22/2023 |  | 12/15/2023
Carrier Corp. - Indianapolis | 1HVAC | R4H5S18*K*AAA* | R4H5S18*K*AAA* | FJMA4*18L*A* |  | Voluntarily Certified | Single-split-system heat pumps | False | False | 17200 | 17400 | 14.3 | 14.3 | 7.5 | 7.5 | False | 32 | 33 | 12 |  | Blower Coil System | False | Conventional | 11/21/2023 |  | 12/15/2023
Carrier Corp. - Indianapolis | Airquest | R4H5S18*K*AAA* | R4H5S18*K*AAA* | FJMA4*18L*A* |  | Voluntarily Certified | Single-split-system heat pumps | False | False | 17200 | 17400 | 14.3 | 14.3 | 7.5 | 7.5 | False | 32 | 33 | 12 |  | Blower Coil System | False | Conventional | 11/21/2023 |  | 12/15/2023
Carrier Corp. - Indianapolis | Kenmore | R4H5S18*K*AAA* | R4H5S18*K*AAA* | FJMA4*18L*A* |  | Voluntarily Certified | Single-split-system heat pumps | False | False | 17200 | 17400 | 14.3 | 14.3 | 7.5 | 7.5 | False | 32 | 33 | 12 |  | Blower Coil System | False | Conventional | 11/22/2023 |  | 12/15/2023
Carrier Corp. - Indianapolis | Arcoaire | R4H5S18*K*AAA* | R4H5S18*K*AAA* | FJMA4*18L*A* |  | Voluntarily Certified | Single-split-system heat pumps | False | False | 17200 | 17400 | 14.3 | 14.3 | 7.5 | 7.5 | False | 32 | 33 | 12 |  | Blower Coil System | False | Conventional | 11/21/2023 |  | 12/15/2023
Carrier Corp. - Indianapolis | SMART COMFORT | R4H5S18*K*AAA* | R4H5S18*K*AAA* | FJMA4*18L*A* |  | Voluntarily Certified | Single-split-system heat pumps | False | False | 17200 | 17400 | 14.3 | 14.3 | 7.5 | 7.5 | False | 32 | 33 | 12 |  | Blower Coil System | False | Conventional | 11/21/2023 |  | 12/15/2023
Carrier Corp. - Indianapolis | SMART COMFORT | N4H5S24*K*AAA* | N4H5S24*K*AAA* | FJMA4*24L*B* |  | Voluntarily Certified | Single-split-system heat pumps | False | False | 23600 | 23600 | 15.2 | 14.3 | 7.5 | 7.5 | False | 32 | 33 | 12.5 |  | Blower Coil System | False | Conventional | 11/21/2023 |  | 12/15/2023
Carrier Corp. - Indianapolis | Arcoaire | N4H5S24*K*AAA* | N4H5S24*K*AAA* | FJMA4*24L*B* |  | Voluntarily Certified | Single-split-system heat pumps | False | False | 23600 | 23600 | 15.2 | 14.3 | 7.5 | 7.5 | False | 32 | 33 | 12.5 |  | Blower Coil System | False | Conventional | 11/21/2023 |  | 12/15/2023
Carrier Corp. - Indianapolis | Airquest | N4H5S24*K*AAA* | N4H5S24*K*AAA* | FJMA4*24L*B* |  | Voluntarily Certified | Single-split-system heat pumps | False | False | 23600 | 23600 | 15.2 | 14.3 | 7.5 | 7.5 | False | 32 | 33 | 12.5 |  | Blower Coil System | False | Conventional | 11/21/2023 |  | 12/15/2023
Carrier Corp. - Indianapolis | Kenmore | N4H5S24*K*AAA* | N4H5S24*K*AAA* | FJMA4*24L*B* |  | Voluntarily Certified | Single-split-system heat pumps | False | False | 23600 | 23600 | 15.2 | 14.3 | 7.5 | 7.5 | False | 32 | 33 | 12.5 |  | Blower Coil System | False | Conventional | 11/22/2023 |  | 12/15/2023
Carrier Corp. - Indianapolis | Comfortmaker | N4H5S24*K*AAA* | N4H5S24*K*AAA* | FJMA4*24L*B* |  | Voluntarily Certified | Single-split-system heat pumps | False | False | 23600 | 23600 | 15.2 | 14.3 | 7.5 | 7.5 | False | 32 | 33 | 12.5 |  | Blower Coil System | False | Conventional | 11/22/2023 |  | 12/15/2023
Carrier Corp. - Indianapolis | MSH Legacy | N4H5S24*K*AAA* | N4H5S24*K*AAA* | FJMA4*24L*B* |  | Voluntarily Certified | Single-split-system heat pumps | False | False | 23600 | 23600 | 15.2 | 14.3 | 7.5 | 7.5 | False | 32 | 33 | 12.5 |  | Blower Coil System | False | Conventional | 11/21/2023 |  | 12/15/2023
Carrier Corp. - Indianapolis | Tempstar | N4H5S24*K*AAA* | N4H5S24*K*AAA* | FJMA4*24L*B* |  | Voluntarily Certified | Single-split-system heat pumps | False | False | 23600 | 23600 | 15.2 | 14.3 | 7.5 | 7.5 | False | 32 | 33 | 12.5 |  | Blower Coil System | False | Conventional | 11/21/2023 |  | 12/15/2023
Carrier Corp. - Indianapolis | 1HVAC | N4H5S24*K*AAA* | N4H5S24*K*AAA* | FJMA4*24L*B* |  | Voluntarily Certified | Single-split-system heat pumps | False | False | 23600 | 23600 | 15.2 | 14.3 | 7.5 | 7.5 | False | 32 | 33 | 12.5 |  | Blower Coil System | False | Conventional | 11/21/2023 |  | 12/15/2023
Carrier Corp. - Indianapolis | Maratherm | N4H5S24*K*AAA* | N4H5S24*K*AAA* | FJMA4*24L*B* |  | Voluntarily Certified | Single-split-system heat pumps | False | False | 23600 | 23600 | 15.2 | 14.3 | 7.5 | 7.5 | False | 32 | 33 | 12.5 |  | Blower Coil System | False | Conventional | 11/21/2023 |  | 12/15/2023
Carrier Corp. - Indianapolis | Day & Night | N4H5S24*K*AAA* | N4H5S24*K*AAA* | FJMA4*24L*B* |  | Voluntarily Certified | Single-split-system heat pumps | False | False | 23600 | 23600 | 15.2 | 14.3 | 7.5 | 7.5 | False | 32 | 33 | 12.5 |  | Blower Coil System | False | Conventional | 11/21/2023 |  | 12/15/2023
Carrier Corp. - Indianapolis | Heil | N4H5S24*K*AAA* | N4H5S24*K*AAA* | FJMA4*24L*B* |  | Voluntarily Certified | Single-split-system heat pumps | False | False | 23600 | 23600 | 15.2 | 14.3 | 7.5 | 7.5 | False | 32 | 33 | 12.5 |  | Blower Coil System | False | Conventional | 11/21/2023 |  | 12/15/2023
Carrier Corp. - Indianapolis | Keeprite | N4H5S24*K*AAA* | N4H5S24*K*AAA* | FJMA4*24L*B* |  | Voluntarily Certified | Single-split-system heat pumps | False | False | 23600 | 23600 | 15.2 | 14.3 | 7.5 | 7.5 | False | 32 | 33 | 12.5 |  | Blower Coil System | False | Conventional | 11/22/2023 |  | 12/15/2023
Carrier Corp. - Indianapolis | Carrier | 25SCA530A**30* | 25SCA530A**30* | FJ4DN*B30L* |  | Voluntarily Certified | Single-split-system heat pumps | False | False | 28400 | 28600 | 14.3 | 14.3 | 7.5 | 7.5 | False | 32 | 33 | 12 |  | Blower Coil System | False | Conventional | 11/22/2023 |  | 12/15/2023
Carrier Corp. - Indianapolis | Keeprite | C4H5S30*K*AAA* | C4H5S30*K*AAA* | FJMA4*30L*B* |  | Voluntarily Certified | Single-split-system heat pumps | False | False | 28400 | 28600 | 14.3 | 14.3 | 7.5 | 7.5 | False | 32 | 33 | 12 |  | Blower Coil System | False | Conventional | 11/22/2023 |  | 12/15/2023
Carrier Corp. - Indianapolis | Day & Night | C4H5S30*K*AAA* | C4H5S30*K*AAA* | FJMA4*30L*B* |  | Voluntarily Certified | Single-split-system heat pumps | False | False | 28400 | 28600 | 14.3 | 14.3 | 7.5 | 7.5 | False | 32 | 33 | 12 |  | Blower Coil System | False | Conventional | 11/21/2023 |  | 12/15/2023
Carrier Corp. - Indianapolis | Comfortmaker | C4H5S30*K*AAA* | C4H5S30*K*AAA* | FJMA4*30L*B* |  | Voluntarily Certified | Single-split-system heat pumps | False | False | 28400 | 28600 | 14.3 | 14.3 | 7.5 | 7.5 | False | 32 | 33 | 12 |  | Blower Coil System | False | Conventional | 11/22/2023 |  | 12/15/2023
Carrier Corp. - Indianapolis | Grandaire | W4H5S60*K*AAA* | W4H5S60*K*AAA* | WBHL604*D* |  | Voluntarily Certified | Single-split-system heat pumps | False | False | 57000 | 57000 | 14.3 | 14.3 | 7.5 | 7.5 | False | 32 | 33 | 12 |  | Blower Coil System | False | Conventional | 11/21/2023 |  | 12/15/2023
Carrier Corp. - Indianapolis | EcoTemp | W4H5S60*K*AAA* | W4H5S60*K*AAA* | WBHL604*D* |  | Voluntarily Certified | Single-split-system heat pumps | False | False | 57000 | 57000 | 14.3 | 14.3 | 7.5 | 7.5 | False | 32 | 33 | 12 |  | Blower Coil System | False | Conventional | 11/22/2023 |  | 12/15/2023
Carrier Corp. - Indianapolis | Carrier | 25SPA518A**30* | 25SPA518A**30* | FJ4DN*A18L* |  | Voluntarily Certified | Single-split-system heat pumps | False | False | 17200 | 17400 | 14.3 | 14.3 | 7.5 | 7.5 | False | 32 | 33 | 12 |  | Blower Coil System | False | Conventional | 11/22/2023 |  | 12/15/2023
Carrier Corp. - Indianapolis | Keeprite | R4H5S18*K*AAA* | R4H5S18*K*AAA* | FJMA4*18L*A* |  | Voluntarily Certified | Single-split-system heat pumps | False | False | 17200 | 17400 | 14.3 | 14.3 | 7.5 | 7.5 | False | 32 | 33 | 12 |  | Blower Coil System | False | Conventional | 11/22/2023 |  | 12/15/2023
Carrier Corp. - Indianapolis | Heil | R4H5S18*K*AAA* | R4H5S18*K*AAA* | FJMA4*18L*A* |  | Voluntarily Certified | Single-split-system heat pumps | False | False | 17200 | 17400 | 14.3 | 14.3 | 7.5 | 7.5 | False | 32 | 33 | 12 |  | Blower Coil System | False | Conventional | 11/21/2023 |  | 12/15/2023
Carrier Corp. - Indianapolis | Day & Night | R4H5S18*K*AAA* | R4H5S18*K*AAA* | FJMA4*18L*A* |  | Voluntarily Certified | Single-split-system heat pumps | False | False | 17200 | 17400 | 14.3 | 14.3 | 7.5 | 7.5 | False | 32 | 33 | 12 |  | Blower Coil System | False | Conventional | 11/21/2023 |  | 12/15/2023
Carrier Corp. - Indianapolis | Maratherm | R4H5S18*K*AAA* | R4H5S18*K*AAA* | FJMA4*18L*A* |  | Voluntarily Certified | Single-split-system heat pumps | False | False | 17200 | 17400 | 14.3 | 14.3 | 7.5 | 7.5 | False | 32 | 33 | 12 |  | Blower Coil System | False | Conventional | 11/21/2023 |  | 12/15/2023
Carrier Corp. - Indianapolis | PAYNE HEATING AND COOLING | 38MURAQ18AB3* | 38MURAQ18AB3* | FJ4DN*B24L* |  | Voluntarily Certified | Single-split-system heat pumps | False | False | 18500 | 19300 | 15.5 | 14.3 | 9 | 7.5 | False | 32 | 33 | 10.5 |  | Blower Coil System | True | Conventional | 11/21/2023 |  | 12/15/2023
Carrier Corp. - Indianapolis | BRYANT HEATING AND COOLING SYSTEMS | 38MURAQ18AB3* | 38MURAQ18AB3* | FJ4DN*B24L* |  | Voluntarily Certified | Single-split-system heat pumps | False | False | 18500 | 19300 | 15.5 | 14.3 | 9 | 7.5 | False | 32 | 33 | 10.5 |  | Blower Coil System | True | Conventional | 11/21/2023 |  | 12/15/2023
Carrier Corp. - Indianapolis | Carrier | 38MURAQ18AB3* | 38MURAQ18AB3* | FJ4DN*B24L* |  | Voluntarily Certified | Single-split-system heat pumps | False | False | 18500 | 19300 | 15.5 | 14.3 | 9 | 7.5 | False | 32 | 33 | 10.5 |  | Blower Coil System | True | Conventional | 11/22/2023 |  | 12/15/2023
Carrier Corp. - Indianapolis | Grandaire | WDLCURAH30AAK | WDLCURAH30AAK | WBHL304*B* |  | Voluntarily Certified | Single-split-system heat pumps | False | False | 30000 | 31600 | 14.5 | 14.3 | 8 | 7.5 | False | 32 | 33 | 9.5 |  | Blower Coil System | True | Conventional | 11/21/2023 |  | 12/15/2023
Carrier Corp. - Indianapolis | Carrier | 25TPB736A**30* | 25TPB736A**30* | FV4CN(B,F)003L |  | Voluntarily Certified | Single-split-system heat pumps | False | False | 34200 | 34800 | 15 | 14.3 | 7.8 | 7.5 | False | 32 | 33 | 11.7 |  | Blower Coil System | False | Conventional | 11/22/2023 |  | 12/15/2023
Carrier Corp. - Indianapolis | Kenmore | (C,H,T)4H5S18*K*AAA* | (C,H,T)4H5S18*K*AAA* | FJMA4*18L*A* |  | Voluntarily Certified | Single-split-system heat pumps | False | False | 17200 | 17400 | 14.3 | 14.3 | 7.5 | 7.5 | False | 32 | 33 | 12 |  | Blower Coil System | False | Conventional | 11/22/2023 |  | 12/15/2023
Carrier Corp. - Indianapolis | BRYANT HEATING AND COOLING SYSTEMS | 38MURAQ36AA3* | 38MURAQ36AA3* | FJ4DN*B36L* |  | Voluntarily Certified | Single-split-system heat pumps | False | False | 36000 | 36800 | 14.5 | 14.3 | 7.5 | 7.5 | False | 32 | 33 | 10 |  | Blower Coil System | True | Conventional | 11/21/2023 |  | 12/15/2023
Carrier Corp. - Indianapolis | PAYNE HEATING AND COOLING | 38MURAQ36AA3* | 38MURAQ36AA3* | FJ4DN*B36L* |  | Voluntarily Certified | Single-split-system heat pumps | False | False | 36000 | 36800 | 14.5 | 14.3 | 7.5 | 7.5 | False | 32 | 33 | 10 |  | Blower Coil System | True | Conventional | 11/21/2023 |  | 12/15/2023
Carrier Corp. - Indianapolis | Carrier | 38MURAQ36AA3* | 38MURAQ36AA3* | FJ4DN*B36L* |  | Voluntarily Certified | Single-split-system heat pumps | False | False | 36000 | 36800 | 14.5 | 14.3 | 7.5 | 7.5 | False | 32 | 33 | 10 |  | Blower Coil System | True | Conventional | 11/22/2023 |  | 12/15/2023
Carrier Corp. - Indianapolis | Day & Night | DLCURAH60AAK | DLCURAH60AAK | FVM4X60***L |  | Voluntarily Certified | Single-split-system heat pumps | False | False | 55000 | 52500 | 14.5 | 14.3 | 7.5 | 7.5 | False | 32 | 33 | 8.5 |  | Blower Coil System | True | Conventional | 11/21/2023 |  | 12/15/2023
Carrier Corp. - Indianapolis | Comfortmaker | DLCURAH60AAK | DLCURAH60AAK | FVM4X60***L |  | Voluntarily Certified | Single-split-system heat pumps | False | False | 55000 | 52500 | 14.5 | 14.3 | 7.5 | 7.5 | False | 32 | 33 | 8.5 |  | Blower Coil System | True | Conventional | 11/22/2023 |  | 12/15/2023
Carrier Corp. - Indianapolis | Keeprite | DLCURAH60AAK | DLCURAH60AAK | FVM4X60***L |  | Voluntarily Certified | Single-split-system heat pumps | False | False | 55000 | 52500 | 14.5 | 14.3 | 7.5 | 7.5 | False | 32 | 33 | 8.5 |  | Blower Coil System | True | Conventional | 11/22/2023 |  | 12/15/2023
Carrier Corp. - Indianapolis | Heil | DLCURAH60AAK | DLCURAH60AAK | FVM4X60***L |  | Voluntarily Certified | Single-split-system heat pumps | False | False | 55000 | 52500 | 14.5 | 14.3 | 7.5 | 7.5 | False | 32 | 33 | 8.5 |  | Blower Coil System | True | Conventional | 11/21/2023 |  | 12/15/2023
Carrier Corp. - Indianapolis | Airquest | N4H7T36*K*AAA* | N4H7T36*K*AAA* | FVM4X36***L |  | Voluntarily Certified | Single-split-system heat pumps | False | False | 34200 | 34800 | 15 | 14.3 | 7.8 | 7.5 | False | 32 | 33 | 11.7 |  | Blower Coil System | False | Conventional | 11/21/2023 |  | 12/15/2023
Carrier Corp. - Indianapolis | Kenmore | N4H7T36*K*AAA* | N4H7T36*K*AAA* | FVM4X36***L |  | Voluntarily Certified | Single-split-system heat pumps | False | False | 34200 | 34800 | 15 | 14.3 | 7.8 | 7.5 | False | 32 | 33 | 11.7 |  | Blower Coil System | False | Conventional | 11/22/2023 |  | 12/15/2023
Carrier Corp. - Indianapolis | Arcoaire | N4H7T36*K*AAA* | N4H7T36*K*AAA* | FVM4X36***L |  | Voluntarily Certified | Single-split-system heat pumps | False | False | 34200 | 34800 | 15 | 14.3 | 7.8 | 7.5 | False | 32 | 33 | 11.7 |  | Blower Coil System | False | Conventional | 11/21/2023 |  | 12/15/2023
Carrier Corp. - Indianapolis | Day & Night | N4H7T36*K*AAA* | N4H7T36*K*AAA* | FVM4X36***L |  | Voluntarily Certified | Single-split-system heat pumps | False | False | 34200 | 34800 | 15 | 14.3 | 7.8 | 7.5 | False | 32 | 33 | 11.7 |  | Blower Coil System | False | Conventional | 11/21/2023 |  | 12/15/2023
Carrier Corp. - Indianapolis | Maratherm | N4H7T36*K*AAA* | N4H7T36*K*AAA* | FVM4X36***L |  | Voluntarily Certified | Single-split-system heat pumps | False | False | 34200 | 34800 | 15 | 14.3 | 7.8 | 7.5 | False | 32 | 33 | 11.7 |  | Blower Coil System | False | Conventional | 11/21/2023 |  | 12/15/2023
Carrier Corp. - Indianapolis | Comfortmaker | N4H7T36*K*AAA* | N4H7T36*K*AAA* | FVM4X36***L |  | Voluntarily Certified | Single-split-system heat pumps | False | False | 34200 | 34800 | 15 | 14.3 | 7.8 | 7.5 | False | 32 | 33 | 11.7 |  | Blower Coil System | False | Conventional | 11/22/2023 |  | 12/15/2023
Carrier Corp. - Indianapolis | Tempstar | N4H7T36*K*AAA* | N4H7T36*K*AAA* | FVM4X36***L |  | Voluntarily Certified | Single-split-system heat pumps | False | False | 34200 | 34800 | 15 | 14.3 | 7.8 | 7.5 | False | 32 | 33 | 11.7 |  | Blower Coil System | False | Conventional | 11/21/2023 |  | 12/15/2023
Carrier Corp. - Indianapolis | Keeprite | N4H7T36*K*AAA* | N4H7T36*K*AAA* | FVM4X36***L |  | Voluntarily Certified | Single-split-system heat pumps | False | False | 34200 | 34800 | 15 | 14.3 | 7.8 | 7.5 | False | 32 | 33 | 11.7 |  | Blower Coil System | False | Conventional | 11/21/2023 |  | 12/15/2023
Carrier Corp. - Indianapolis | Heil | N4H7T36*K*AAA* | N4H7T36*K*AAA* | FVM4X36***L |  | Voluntarily Certified | Single-split-system heat pumps | False | False | 34200 | 34800 | 15 | 14.3 | 7.8 | 7.5 | False | 32 | 33 | 11.7 |  | Blower Coil System | False | Conventional | 11/21/2023 |  | 12/15/2023
Carrier Corp. - Indianapolis | EcoTemp | W4H7T60*K*AAA* | W4H7T60*K*AAA* | FVM4X60***L |  | Voluntarily Certified | Single-split-system heat pumps | False | False | 56500 | 58000 | 16 | 14.3 | 8.1 | 7.5 | False | 32 | 33 | 12 |  | Blower Coil System | False | Conventional | 11/22/2023 |  | 12/15/2023
Carrier Corp. - Indianapolis | Grandaire | W4H7T60*K*AAA* | W4H7T60*K*AAA* | FVM4X60***L |  | Voluntarily Certified | Single-split-system heat pumps | False | False | 56500 | 58000 | 16 | 14.3 | 8.1 | 7.5 | False | 32 | 33 | 12 |  | Blower Coil System | False | Conventional | 11/21/2023 |  | 12/15/2023
Carrier Corp. - Indianapolis | BRYANT HEATING AND COOLING SYSTEMS | 215SAN024**AA* | 215SAN024**AA* | FJ4DN*B24L* |  | Voluntarily Certified | Single-split-system heat pumps | False | False | 23600 | 23600 | 15.2 | 14.3 | 7.5 | 7.5 | False | 32 | 33 | 12.5 |  | Blower Coil System | False | Conventional | 11/21/2023 |  | 12/15/2023
Carrier Corp. - Indianapolis | Carrier | 25SCA548A**30* | 25SCA548A**30* | FJ4DN*C48L* |  | Voluntarily Certified | Single-split-system heat pumps | False | False | 46000 | 46500 | 14.3 | 14.3 | 7.5 | 7.5 | False | 32 | 33 | 12 |  | Blower Coil System | False | Conventional | 11/22/2023 |  | 12/15/2023
Carrier Corp. - Indianapolis | Day & Night | C4H5S48*K*AAA* | C4H5S48*K*AAA* | FJMA4*48L*C* |  | Voluntarily Certified | Single-split-system heat pumps | False | False | 46000 | 46500 | 14.3 | 14.3 | 7.5 | 7.5 | False | 32 | 33 | 12 |  | Blower Coil System | False | Conventional | 11/21/2023 |  | 12/15/2023
Carrier Corp. - Indianapolis | Keeprite | C4H5S48*K*AAA* | C4H5S48*K*AAA* | FJMA4*48L*C* |  | Voluntarily Certified | Single-split-system heat pumps | False | False | 46000 | 46500 | 14.3 | 14.3 | 7.5 | 7.5 | False | 32 | 33 | 12 |  | Blower Coil System | False | Conventional | 11/22/2023 |  | 12/15/2023
Carrier Corp. - Indianapolis | Comfortmaker | C4H5S48*K*AAA* | C4H5S48*K*AAA* | FJMA4*48L*C* |  | Voluntarily Certified | Single-split-system heat pumps | False | False | 46000 | 46500 | 14.3 | 14.3 | 7.5 | 7.5 | False | 32 | 33 | 12 |  | Blower Coil System | False | Conventional | 11/22/2023 |  | 12/15/2023
Carrier Corp. - Indianapolis | Carrier | GH5SAN460**AA* | GH5SAN460**AA* | FJ4DN*D60L* |  | Voluntarily Certified | Single-split-system heat pumps | False | False | 57000 | 57000 | 14.3 | 14.3 | 7.5 | 7.5 | False | 32 | 33 | 12 |  | Blower Coil System | False | Conventional | 11/22/2023 |  | 12/15/2023
Carrier Corp. - Indianapolis | BRYANT HEATING AND COOLING SYSTEMS | GH5SAN460**AA* | GH5SAN460**AA* | FJ4DN*D60L* |  | Voluntarily Certified | Single-split-system heat pumps | False | False | 57000 | 57000 | 14.3 | 14.3 | 7.5 | 7.5 | False | 32 | 33 | 12 |  | Blower Coil System | False | Conventional | 11/21/2023 |  | 12/15/2023
Carrier Corp. - Indianapolis | BRYANT HEATING AND COOLING SYSTEMS | 225SAN060**AA* | 225SAN060**AA* | FJ4DN*D60L* |  | Voluntarily Certified | Single-split-system heat pumps | False | False | 57000 | 57000 | 14.3 | 14.3 | 7.5 | 7.5 | False | 32 | 33 | 12 |  | Blower Coil System | False | Conventional | 11/21/2023 |  | 12/15/2023
Carrier Corp. - Indianapolis | Tempstar | DLCURAH60AAK | DLCURAH60AAK | FVM4X60***L |  | Voluntarily Certified | Single-split-system heat pumps | False | False | 55000 | 52500 | 14.5 | 14.3 | 7.5 | 7.5 | False | 32 | 33 | 8.5 |  | Blower Coil System | True | Conventional | 11/21/2023 |  | 12/15/2023
Carrier Corp. - Indianapolis | Arcoaire | DLCURAH60AAK | DLCURAH60AAK | FVM4X60***L |  | Voluntarily Certified | Single-split-system heat pumps | False | False | 55000 | 52500 | 14.5 | 14.3 | 7.5 | 7.5 | False | 32 | 33 | 8.5 |  | Blower Coil System | True | Conventional | 11/21/2023 |  | 12/15/2023
Carrier Corp. - Indianapolis | SMART COMFORT | DLCURAH60AAK | DLCURAH60AAK | FVM4X60***L |  | Voluntarily Certified | Single-split-system heat pumps | False | False | 55000 | 52500 | 14.5 | 14.3 | 7.5 | 7.5 | False | 32 | 33 | 8.5 |  | Blower Coil System | True | Conventional | 11/21/2023 |  | 12/15/2023
Carrier Corp. - Indianapolis | Airquest | DLCURAH60AAK | DLCURAH60AAK | FVM4X60***L |  | Voluntarily Certified | Single-split-system heat pumps | False | False | 55000 | 52500 | 14.5 | 14.3 | 7.5 | 7.5 | False | 32 | 33 | 8.5 |  | Blower Coil System | True | Conventional | 11/21/2023 |  | 12/15/2023
Carrier Corp. - Indianapolis | BRYANT HEATING AND COOLING SYSTEMS | 227TBN060**AA* | 227TBN060**AA* | FV4CNB006L |  | Voluntarily Certified | Single-split-system heat pumps | False | False | 56500 | 58000 | 16 | 14.3 | 8.1 | 7.5 | False | 32 | 33 | 12 |  | Blower Coil System | False | Conventional | 11/21/2023 |  | 12/15/2023
Carrier Corp. - Indianapolis | EcoTemp | W4H7T24*K*AAA* | W4H7T24*K*AAA* | FVM4X36***L |  | Voluntarily Certified | Single-split-system heat pumps | False | False | 23800 | 23800 | 16 | 14.3 | 8.1 | 7.5 | False | 32 | 33 | 12 |  | Blower Coil System | False | Conventional | 11/22/2023 |  | 12/15/2023
Carrier Corp. - Indianapolis | Grandaire | W4H7T24*K*AAA* | W4H7T24*K*AAA* | FVM4X36***L |  | Voluntarily Certified | Single-split-system heat pumps | False | False | 23800 | 23800 | 16 | 14.3 | 8.1 | 7.5 | False | 32 | 33 | 12 |  | Blower Coil System | False | Conventional | 11/21/2023 |  | 12/15/2023
Carrier Corp. - Indianapolis | BROCK | PH5SAN442**AA* | PH5SAN442**AA* | FJ4DN*C42L* |  | Voluntarily Certified | Single-split-system heat pumps | False | False | 40000 | 42000 | 14.3 | 14.3 | 7.5 | 7.5 | False | 32 | 33 | 12 |  | Blower Coil System | False | Conventional | 11/21/2023 |  | 12/15/2023
Carrier Corp. - Indianapolis | PAYNE HEATING AND COOLING | PH5SAN442**AA* | PH5SAN442**AA* | FJ4DN*C42L* |  | Voluntarily Certified | Single-split-system heat pumps | False | False | 40000 | 42000 | 14.3 | 14.3 | 7.5 | 7.5 | False | 32 | 33 | 12 |  | Blower Coil System | False | Conventional | 11/21/2023 |  | 12/15/2023
Carrier Corp. - Indianapolis | BRYANT HEATING AND COOLING SYSTEMS | PH5SAN442**AA* | PH5SAN442**AA* | FJ4DN*C42L* |  | Voluntarily Certified | Single-split-system heat pumps | False | False | 40000 | 42000 | 14.3 | 14.3 | 7.5 | 7.5 | False | 32 | 33 | 12 |  | Blower Coil System | False | Conventional | 11/21/2023 |  | 12/15/2023
Carrier Corp. - Indianapolis | WEATHERMAKER | PH5SAN442**AA* | PH5SAN442**AA* | FJ4DN*C42L* |  | Voluntarily Certified | Single-split-system heat pumps | False | False | 40000 | 42000 | 14.3 | 14.3 | 7.5 | 7.5 | False | 32 | 33 | 12 |  | Blower Coil System | False | Conventional | 11/22/2023 |  | 12/15/2023
Carrier Corp. - Indianapolis | Tempstar | T4H5S48*K*AAA* | T4H5S48*K*AAA* | FJMA4*48L*C* |  | Voluntarily Certified | Single-split-system heat pumps | False | False | 46000 | 46500 | 14.3 | 14.3 | 7.5 | 7.5 | False | 32 | 33 | 12 |  | Blower Coil System | False | Conventional | 11/21/2023 |  | 12/15/2023
Carrier Corp. - Indianapolis | Carrier | 25SCA518A**30* | 25SCA518A**30* | FJ4DN*A18L* |  | Voluntarily Certified | Single-split-system heat pumps | False | False | 17200 | 17400 | 14.3 | 14.3 | 7.5 | 7.5 | False | 32 | 33 | 12 |  | Blower Coil System | False | Conventional | 11/22/2023 |  | 12/15/2023
Carrier Corp. - Indianapolis | BROCK | PH5SAN436**AA* | PH5SAN436**AA* | FJ4DN*B36L* |  | Voluntarily Certified | Single-split-system heat pumps | False | False | 34200 | 34000 | 14.3 | 14.3 | 7.5 | 7.5 | False | 32 | 33 | 12 |  | Blower Coil System | False | Conventional | 11/21/2023 |  | 12/15/2023
Carrier Corp. - Indianapolis | PAYNE HEATING AND COOLING | PH5SAN436**AA* | PH5SAN436**AA* | FJ4DN*B36L* |  | Voluntarily Certified | Single-split-system heat pumps | False | False | 34200 | 34000 | 14.3 | 14.3 | 7.5 | 7.5 | False | 32 | 33 | 12 |  | Blower Coil System | False | Conventional | 11/21/2023 |  | 12/15/2023
Carrier Corp. - Indianapolis | BRYANT HEATING AND COOLING SYSTEMS | PH5SAN436**AA* | PH5SAN436**AA* | FJ4DN*B36L* |  | Voluntarily Certified | Single-split-system heat pumps | False | False | 34200 | 34000 | 14.3 | 14.3 | 7.5 | 7.5 | False | 32 | 33 | 12 |  | Blower Coil System | False | Conventional | 11/21/2023 |  | 12/15/2023
Carrier Corp. - Indianapolis | WEATHERMAKER | PH5SAN436**AA* | PH5SAN436**AA* | FJ4DN*B36L* |  | Voluntarily Certified | Single-split-system heat pumps | False | False | 34200 | 34000 | 14.3 | 14.3 | 7.5 | 7.5 | False | 32 | 33 | 12 |  | Blower Coil System | False | Conventional | 11/22/2023 |  | 12/15/2023
Carrier Corp. - Indianapolis | Grandaire | W4H5S42*K*AAA* | W4H5S42*K*AAA* | WBHL424*C* |  | Voluntarily Certified | Single-split-system heat pumps | False | False | 40000 | 42000 | 14.3 | 14.3 | 7.5 | 7.5 | False | 32 | 33 | 12 |  | Blower Coil System | False | Conventional | 11/21/2023 |  | 12/15/2023
Carrier Corp. - Indianapolis | EcoTemp | W4H5S42*K*AAA* | W4H5S42*K*AAA* | WBHL424*C* |  | Voluntarily Certified | Single-split-system heat pumps | False | False | 40000 | 42000 | 14.3 | 14.3 | 7.5 | 7.5 | False | 32 | 33 | 12 |  | Blower Coil System | False | Conventional | 11/22/2023 |  | 12/15/2023
Carrier Corp. - Indianapolis | Kenmore | (C,H,T)4H5S24*K*AAA* | (C,H,T)4H5S24*K*AAA* | FJMA4*24L*B* |  | Voluntarily Certified | Single-split-system heat pumps | False | False | 23600 | 23600 | 15.2 | 14.3 | 7.5 | 7.5 | False | 32 | 33 | 12.5 |  | Blower Coil System | False | Conventional | 11/22/2023 |  | 12/15/2023
Carrier Corp. - Indianapolis | Carrier | 25SCA524A**30* | 25SCA524A**30* | FJ4DN*B24L* |  | Voluntarily Certified | Single-split-system heat pumps | False | False | 23600 | 23600 | 15.2 | 14.3 | 7.5 | 7.5 | False | 32 | 33 | 12.5 |  | Blower Coil System | False | Conventional | 11/22/2023 |  | 12/15/2023
Carrier Corp. - Indianapolis | Day & Night | C4H5S36*K*AAA* | C4H5S36*K*AAA* | FJMA4*36L*B* |  | Voluntarily Certified | Single-split-system heat pumps | False | False | 34200 | 34000 | 14.3 | 14.3 | 7.5 | 7.5 | False | 32 | 33 | 12 |  | Blower Coil System | False | Conventional | 11/21/2023 |  | 12/15/2023
Carrier Corp. - Indianapolis | Keeprite | C4H5S36*K*AAA* | C4H5S36*K*AAA* | FJMA4*36L*B* |  | Voluntarily Certified | Single-split-system heat pumps | False | False | 34200 | 34000 | 14.3 | 14.3 | 7.5 | 7.5 | False | 32 | 33 | 12 |  | Blower Coil System | False | Conventional | 11/22/2023 |  | 12/15/2023
Carrier Corp. - Indianapolis | Comfortmaker | C4H5S36*K*AAA* | C4H5S36*K*AAA* | FJMA4*36L*B* |  | Voluntarily Certified | Single-split-system heat pumps | False | False | 34200 | 34000 | 14.3 | 14.3 | 7.5 | 7.5 | False | 32 | 33 | 12 |  | Blower Coil System | False | Conventional | 11/22/2023 |  | 12/15/2023
Carrier Corp. - Indianapolis | Tempstar | T4H5S36*K*AAA* | T4H5S36*K*AAA* | FJMA4*36L*B* |  | Voluntarily Certified | Single-split-system heat pumps | False | False | 34200 | 34000 | 14.3 | 14.3 | 7.5 | 7.5 | False | 32 | 33 | 12 |  | Blower Coil System | False | Conventional | 11/21/2023 |  | 12/15/2023
Carrier Corp. - Indianapolis | BRYANT HEATING AND COOLING SYSTEMS | 225SAN048**AA* | 225SAN048**AA* | FJ4DN*C48L* |  | Voluntarily Certified | Single-split-system heat pumps | False | False | 46000 | 46500 | 14.3 | 14.3 | 7.5 | 7.5 | False | 32 | 33 | 12 |  | Blower Coil System | False | Conventional | 11/21/2023 |  | 12/15/2023
Carrier Corp. - Indianapolis | Arcoaire | H4H5S60*K*AAA* | H4H5S60*K*AAA* | FJMA4*60L*D* |  | Voluntarily Certified | Single-split-system heat pumps | False | False | 57000 | 57000 | 14.3 | 14.3 | 7.5 | 7.5 | False | 32 | 33 | 12 |  | Blower Coil System | False | Conventional | 11/21/2023 |  | 12/15/2023
Carrier Corp. - Indianapolis | Heil | H4H5S60*K*AAA* | H4H5S60*K*AAA* | FJMA4*60L*D* |  | Voluntarily Certified | Single-split-system heat pumps | False | False | 57000 | 57000 | 14.3 | 14.3 | 7.5 | 7.5 | False | 32 | 33 | 12 |  | Blower Coil System | False | Conventional | 11/21/2023 |  | 12/15/2023
Carrier Corp. - Indianapolis | Airquest | H4H5S60*K*AAA* | H4H5S60*K*AAA* | FJMA4*60L*D* |  | Voluntarily Certified | Single-split-system heat pumps | False | False | 57000 | 57000 | 14.3 | 14.3 | 7.5 | 7.5 | False | 32 | 33 | 12 |  | Blower Coil System | False | Conventional | 11/21/2023 |  | 12/15/2023
Carrier Corp. - Indianapolis | Comfortmaker | DLCURAH36AAK | DLCURAH36AAK | FJMA4*36L*B* |  | Voluntarily Certified | Single-split-system heat pumps | False | False | 36000 | 36800 | 14.5 | 14.3 | 7.5 | 7.5 | False | 32 | 33 | 10 |  | Blower Coil System | True | Conventional | 11/22/2023 |  | 12/15/2023
Carrier Corp. - Indianapolis | Tempstar | DLCURAH36AAK | DLCURAH36AAK | FJMA4*36L*B* |  | Voluntarily Certified | Single-split-system heat pumps | False | False | 36000 | 36800 | 14.5 | 14.3 | 7.5 | 7.5 | False | 32 | 33 | 10 |  | Blower Coil System | True | Conventional | 11/21/2023 |  | 12/15/2023
Carrier Corp. - Indianapolis | Keeprite | DLCURAH36AAK | DLCURAH36AAK | FJMA4*36L*B* |  | Voluntarily Certified | Single-split-system heat pumps | False | False | 36000 | 36800 | 14.5 | 14.3 | 7.5 | 7.5 | False | 32 | 33 | 10 |  | Blower Coil System | True | Conventional | 11/22/2023 |  | 12/15/2023
Carrier Corp. - Indianapolis | Heil | DLCURAH36AAK | DLCURAH36AAK | FJMA4*36L*B* |  | Voluntarily Certified | Single-split-system heat pumps | False | False | 36000 | 36800 | 14.5 | 14.3 | 7.5 | 7.5 | False | 32 | 33 | 10 |  | Blower Coil System | True | Conventional | 11/21/2023 |  | 12/15/2023
Carrier Corp. - Indianapolis | Day & Night | DLCURAH36AAK | DLCURAH36AAK | FJMA4*36L*B* |  | Voluntarily Certified | Single-split-system heat pumps | False | False | 36000 | 36800 | 14.5 | 14.3 | 7.5 | 7.5 | False | 32 | 33 | 10 |  | Blower Coil System | True | Conventional | 11/21/2023 |  | 12/15/2023
Carrier Corp. - Indianapolis | Airquest | DLCURAH36AAK | DLCURAH36AAK | FJMA4*36L*B* |  | Voluntarily Certified | Single-split-system heat pumps | False | False | 36000 | 36800 | 14.5 | 14.3 | 7.5 | 7.5 | False | 32 | 33 | 10 |  | Blower Coil System | True | Conventional | 11/21/2023 |  | 12/15/2023
Carrier Corp. - Indianapolis | Arcoaire | DLCURAH36AAK | DLCURAH36AAK | FJMA4*36L*B* |  | Voluntarily Certified | Single-split-system heat pumps | False | False | 36000 | 36800 | 14.5 | 14.3 | 7.5 | 7.5 | False | 32 | 33 | 10 |  | Blower Coil System | True | Conventional | 11/21/2023 |  | 12/15/2023
Carrier Corp. - Indianapolis | SMART COMFORT | DLCURAH36AAK | DLCURAH36AAK | FJMA4*36L*B* |  | Voluntarily Certified | Single-split-system heat pumps | False | False | 36000 | 36800 | 14.5 | 14.3 | 7.5 | 7.5 | False | 32 | 33 | 10 |  | Blower Coil System | True | Conventional | 11/21/2023 |  | 12/15/2023
Carrier Corp. - Indianapolis | Kenmore | (C,H,T)4H5S36*K*AAA* | (C,H,T)4H5S36*K*AAA* | FJMA4*36L*B* |  | Voluntarily Certified | Single-split-system heat pumps | False | False | 34200 | 34000 | 14.3 | 14.3 | 7.5 | 7.5 | False | 32 | 33 | 12 |  | Blower Coil System | False | Conventional | 11/22/2023 |  | 12/15/2023
Carrier Corp. - Indianapolis | Kenmore | (C,H,T)4H5S48*K*AAA* | (C,H,T)4H5S48*K*AAA* | FJMA4*48L*C* |  | Voluntarily Certified | Single-split-system heat pumps | False | False | 46000 | 46500 | 14.3 | 14.3 | 7.5 | 7.5 | False | 32 | 33 | 12 |  | Blower Coil System | False | Conventional | 11/22/2023 |  | 12/15/2023
Carrier Corp. - Indianapolis | Grandaire | WDLCURAH30ABK | WDLCURAH30ABK | WBHL304*B* |  | Voluntarily Certified | Single-split-system heat pumps | False | False | 30600 | 34000 | 14.5 | 14.3 | 9 | 7.5 | False | 32 | 33 | 9 |  | Blower Coil System | True | Conventional | 11/21/2023 |  | 12/15/2023
Carrier Corp. - Indianapolis | 1HVAC | N4H5S60*K*AAA* | N4H5S60*K*AAA* | FJMA4*60L*D* |  | Voluntarily Certified | Single-split-system heat pumps | False | False | 57000 | 57000 | 14.3 | 14.3 | 7.5 | 7.5 | False | 32 | 33 | 12 |  | Blower Coil System | False | Conventional | 11/21/2023 |  | 12/15/2023
Carrier Corp. - Indianapolis | MSH Legacy | N4H5S60*K*AAA* | N4H5S60*K*AAA* | FJMA4*60L*D* |  | Voluntarily Certified | Single-split-system heat pumps | False | False | 57000 | 57000 | 14.3 | 14.3 | 7.5 | 7.5 | False | 32 | 33 | 12 |  | Blower Coil System | False | Conventional | 11/21/2023 |  | 12/15/2023
Carrier Corp. - Indianapolis | Arcoaire | N4H5S60*K*AAA* | N4H5S60*K*AAA* | FJMA4*60L*D* |  | Voluntarily Certified | Single-split-system heat pumps | False | False | 57000 | 57000 | 14.3 | 14.3 | 7.5 | 7.5 | False | 32 | 33 | 12 |  | Blower Coil System | False | Conventional | 11/21/2023 |  | 12/15/2023
Carrier Corp. - Indianapolis | SMART COMFORT | N4H5S60*K*AAA* | N4H5S60*K*AAA* | FJMA4*60L*D* |  | Voluntarily Certified | Single-split-system heat pumps | False | False | 57000 | 57000 | 14.3 | 14.3 | 7.5 | 7.5 | False | 32 | 33 | 12 |  | Blower Coil System | False | Conventional | 11/21/2023 |  | 12/15/2023
Carrier Corp. - Indianapolis | BRYANT HEATING AND COOLING SYSTEMS | 38MURAQ36AB3* | 38MURAQ36AB3* | FJ4DN*B36L* |  | Voluntarily Certified | Single-split-system heat pumps | False | False | 36200 | 39500 | 15 | 14.3 | 9 | 7.5 | False | 32 | 33 | 10 |  | Blower Coil System | True | Conventional | 11/21/2023 |  | 12/15/2023
Carrier Corp. - Indianapolis | PAYNE HEATING AND COOLING | 38MURAQ36AB3* | 38MURAQ36AB3* | FJ4DN*B36L* |  | Voluntarily Certified | Single-split-system heat pumps | False | False | 36200 | 39500 | 15 | 14.3 | 8 | 7.5 | False | 32 | 33 | 9.5 |  | Blower Coil System | True | Conventional | 11/21/2023 |  | 12/15/2023
Carrier Corp. - Indianapolis | Carrier | 38MURAQ36AB3* | 38MURAQ36AB3* | FJ4DN*B36L* |  | Voluntarily Certified | Single-split-system heat pumps | False | False | 36200 | 39500 | 15 | 14.3 | 9 | 7.5 | False | 32 | 33 | 10 |  | Blower Coil System | True | Conventional | 11/22/2023 |  | 12/15/2023
Carrier Corp. - Indianapolis | Keeprite | DLCLRCH48AAK | DLCLRCH48AAK | FVM4X48***L |  | Voluntarily Certified | Single-split-system heat pumps | False | False | 49500 | 44000 | 14.45 | 14.3 | 7.95 | 7.5 | False | 32 | 33 | 9.35 |  | Blower Coil System | True | Conventional | 11/22/2023 |  | 12/15/2023
Carrier Corp. - Indianapolis | Comfortmaker | DLCLRCH48AAK | DLCLRCH48AAK | FVM4X48***L |  | Voluntarily Certified | Single-split-system heat pumps | False | False | 49500 | 44000 | 14.45 | 14.3 | 7.95 | 7.5 | False | 32 | 33 | 9.35 |  | Blower Coil System | True | Conventional | 11/22/2023 |  | 12/15/2023
Carrier Corp. - Indianapolis | Day & Night | DLCLRCH48AAK | DLCLRCH48AAK | FVM4X48***L |  | Voluntarily Certified | Single-split-system heat pumps | False | False | 49500 | 44000 | 14.45 | 14.3 | 7.95 | 7.5 | False | 32 | 33 | 9.35 |  | Blower Coil System | True | Conventional | 11/21/2023 |  | 12/15/2023
Carrier Corp. - Indianapolis | Heil | DLCLRCH48AAK | DLCLRCH48AAK | FVM4X48***L |  | Voluntarily Certified | Single-split-system heat pumps | False | False | 49500 | 44000 | 14.45 | 14.3 | 7.95 | 7.5 | False | 32 | 33 | 9.35 |  | Blower Coil System | True | Conventional | 11/21/2023 |  | 12/15/2023
Carrier Corp. - Indianapolis | Airquest | DLCLRCH48AAK | DLCLRCH48AAK | FVM4X48***L |  | Voluntarily Certified | Single-split-system heat pumps | False | False | 49500 | 44000 | 14.45 | 14.3 | 7.95 | 7.5 | False | 32 | 33 | 9.35 |  | Blower Coil System | True | Conventional | 11/21/2023 |  | 12/15/2023
Carrier Corp. - Indianapolis | Tempstar | DLCLRCH48AAK | DLCLRCH48AAK | FVM4X48***L |  | Voluntarily Certified | Single-split-system heat pumps | False | False | 49500 | 44000 | 14.45 | 14.3 | 7.95 | 7.5 | False | 32 | 33 | 9.35 |  | Blower Coil System | True | Conventional | 11/21/2023 |  | 12/15/2023
Carrier Corp. - Indianapolis | Arcoaire | DLCLRCH48AAK | DLCLRCH48AAK | FVM4X48***L |  | Voluntarily Certified | Single-split-system heat pumps | False | False | 49500 | 44000 | 14.45 | 14.3 | 7.95 | 7.5 | False | 32 | 33 | 9.35 |  | Blower Coil System | True | Conventional | 11/21/2023 |  | 12/15/2023
Carrier Corp. - Indianapolis | SMART COMFORT | DLCLRCH48AAK | DLCLRCH48AAK | FVM4X48***L |  | Voluntarily Certified | Single-split-system heat pumps | False | False | 49500 | 44000 | 14.45 | 14.3 | 7.95 | 7.5 | False | 32 | 33 | 9.35 |  | Blower Coil System | True | Conventional | 11/21/2023 |  | 12/15/2023
Carrier Corp. - Indianapolis | SMART COMFORT | DLCLRCH58AAK | DLCLRCH58AAK | FVM4X60***L |  | Voluntarily Certified | Single-split-system heat pumps | False | False | 59500 | 56500 | 14.75 | 14.3 | 8.35 | 7.5 | False | 32 | 33 | 9.95 |  | Blower Coil System | True | Conventional | 11/21/2023 |  | 12/15/2023
Carrier Corp. - Indianapolis | Arcoaire | DLCLRCH58AAK | DLCLRCH58AAK | FVM4X60***L |  | Voluntarily Certified | Single-split-system heat pumps | False | False | 59500 | 56500 | 14.75 | 14.3 | 8.35 | 7.5 | False | 32 | 33 | 9.95 |  | Blower Coil System | True | Conventional | 11/21/2023 |  | 12/15/2023
Carrier Corp. - Indianapolis | Tempstar | DLCLRCH58AAK | DLCLRCH58AAK | FVM4X60***L |  | Voluntarily Certified | Single-split-system heat pumps | False | False | 59500 | 56500 | 14.75 | 14.3 | 8.35 | 7.5 | False | 32 | 33 | 9.95 |  | Blower Coil System | True | Conventional | 11/21/2023 |  | 12/15/2023
Carrier Corp. - Indianapolis | Airquest | DLCLRCH58AAK | DLCLRCH58AAK | FVM4X60***L |  | Voluntarily Certified | Single-split-system heat pumps | False | False | 59500 | 56500 | 14.75 | 14.3 | 8.35 | 7.5 | False | 32 | 33 | 9.95 |  | Blower Coil System | True | Conventional | 11/21/2023 |  | 12/15/2023
Carrier Corp. - Indianapolis | Heil | DLCLRCH58AAK | DLCLRCH58AAK | FVM4X60***L |  | Voluntarily Certified | Single-split-system heat pumps | False | False | 59500 | 56500 | 14.75 | 14.3 | 8.35 | 7.5 | False | 32 | 33 | 9.95 |  | Blower Coil System | True | Conventional | 11/21/2023 |  | 12/15/2023
Carrier Corp. - Indianapolis | Day & Night | DLCLRCH58AAK | DLCLRCH58AAK | FVM4X60***L |  | Voluntarily Certified | Single-split-system heat pumps | False | False | 59500 | 56500 | 14.75 | 14.3 | 8.35 | 7.5 | False | 32 | 33 | 9.95 |  | Blower Coil System | True | Conventional | 11/21/2023 |  | 12/15/2023
Carrier Corp. - Indianapolis | Comfortmaker | DLCLRCH58AAK | DLCLRCH58AAK | FVM4X60***L |  | Voluntarily Certified | Single-split-system heat pumps | False | False | 59500 | 56500 | 14.75 | 14.3 | 8.35 | 7.5 | False | 32 | 33 | 9.95 |  | Blower Coil System | True | Conventional | 11/22/2023 |  | 12/15/2023
Carrier Corp. - Indianapolis | Keeprite | DLCLRCH58AAK | DLCLRCH58AAK | FVM4X60***L |  | Voluntarily Certified | Single-split-system heat pumps | False | False | 59500 | 56500 | 14.75 | 14.3 | 8.35 | 7.5 | False | 32 | 33 | 9.95 |  | Blower Coil System | True | Conventional | 11/22/2023 |  | 12/15/2023
Carrier Corp. - Indianapolis | EcoTemp | W4H5S18*K*AAA* | W4H5S18*K*AAA* | WBHL184*A* |  | Voluntarily Certified | Single-split-system heat pumps | False | False | 17200 | 17400 | 14.3 | 14.3 | 7.5 | 7.5 | False | 32 | 33 | 12 |  | Blower Coil System | False | Conventional | 11/22/2023 |  | 12/15/2023
Carrier Corp. - Indianapolis | Day & Night | N4H5S60*K*AAA* | N4H5S60*K*AAA* | FJMA4*60L*D* |  | Voluntarily Certified | Single-split-system heat pumps | False | False | 57000 | 57000 | 14.3 | 14.3 | 7.5 | 7.5 | False | 32 | 33 | 12 |  | Blower Coil System | False | Conventional | 11/21/2023 |  | 12/15/2023
Carrier Corp. - Indianapolis | Heil | N4H5S60*K*AAA* | N4H5S60*K*AAA* | FJMA4*60L*D* |  | Voluntarily Certified | Single-split-system heat pumps | False | False | 57000 | 57000 | 14.3 | 14.3 | 7.5 | 7.5 | False | 32 | 33 | 12 |  | Blower Coil System | False | Conventional | 11/21/2023 |  | 12/15/2023
Carrier Corp. - Indianapolis | Keeprite | N4H5S60*K*AAA* | N4H5S60*K*AAA* | FJMA4*60L*D* |  | Voluntarily Certified | Single-split-system heat pumps | False | False | 57000 | 57000 | 14.3 | 14.3 | 7.5 | 7.5 | False | 32 | 33 | 12 |  | Blower Coil System | False | Conventional | 11/22/2023 |  | 12/15/2023
Carrier Corp. - Indianapolis | Maratherm | N4H5S60*K*AAA* | N4H5S60*K*AAA* | FJMA4*60L*D* |  | Voluntarily Certified | Single-split-system heat pumps | False | False | 57000 | 57000 | 14.3 | 14.3 | 7.5 | 7.5 | False | 32 | 33 | 12 |  | Blower Coil System | False | Conventional | 11/21/2023 |  | 12/15/2023
Carrier Corp. - Indianapolis | Comfortmaker | N4H5S60*K*AAA* | N4H5S60*K*AAA* | FJMA4*60L*D* |  | Voluntarily Certified | Single-split-system heat pumps | False | False | 57000 | 57000 | 14.3 | 14.3 | 7.5 | 7.5 | False | 32 | 33 | 12 |  | Blower Coil System | False | Conventional | 11/22/2023 |  | 12/15/2023
Carrier Corp. - Indianapolis | Airquest | N4H5S60*K*AAA* | N4H5S60*K*AAA* | FJMA4*60L*D* |  | Voluntarily Certified | Single-split-system heat pumps | False | False | 57000 | 57000 | 14.3 | 14.3 | 7.5 | 7.5 | False | 32 | 33 | 12 |  | Blower Coil System | False | Conventional | 11/21/2023 |  | 12/15/2023
Carrier Corp. - Indianapolis | Kenmore | N4H5S60*K*AAA* | N4H5S60*K*AAA* | FJMA4*60L*D* |  | Voluntarily Certified | Single-split-system heat pumps | False | False | 57000 | 57000 | 14.3 | 14.3 | 7.5 | 7.5 | False | 32 | 33 | 12 |  | Blower Coil System | False | Conventional | 11/22/2023 |  | 12/15/2023
Carrier Corp. - Indianapolis | Tempstar | N4H5S60*K*AAA* | N4H5S60*K*AAA* | FJMA4*60L*D* |  | Voluntarily Certified | Single-split-system heat pumps | False | False | 57000 | 57000 | 14.3 | 14.3 | 7.5 | 7.5 | False | 32 | 33 | 12 |  | Blower Coil System | False | Conventional | 11/21/2023 |  | 12/15/2023
Carrier Corp. - Indianapolis | Grandaire | W4H7T48*K*AAA* | W4H7T48*K*AAA* | FVM4X60***L |  | Voluntarily Certified | Single-split-system heat pumps | False | False | 46500 | 47000 | 16 | 14.3 | 8.1 | 7.5 | False | 32 | 33 | 12 |  | Blower Coil System | False | Conventional | 11/21/2023 |  | 12/15/2023
Carrier Corp. - Indianapolis | EcoTemp | W4H7T48*K*AAA* | W4H7T48*K*AAA* | FVM4X60***L |  | Voluntarily Certified | Single-split-system heat pumps | False | False | 46500 | 47000 | 16 | 14.3 | 8.1 | 7.5 | False | 32 | 33 | 12 |  | Blower Coil System | False | Conventional | 11/22/2023 |  | 12/15/2023
Carrier Corp. - Indianapolis | BRYANT HEATING AND COOLING SYSTEMS | 38MBRCQ48AA3 | 38MBRCQ48AA3 | FV4CN(B,F)005L |  | Voluntarily Certified | Single-split-system heat pumps | False | False | 49500 | 44000 | 14.45 | 14.3 | 7.95 | 7.5 | False | 32 | 33 | 9.35 |  | Blower Coil System | True | Conventional | 11/21/2023 |  | 12/15/2023
Carrier Corp. - Indianapolis | PAYNE HEATING AND COOLING | 38MBRCQ48AA3 | 38MBRCQ48AA3 | FV4CN(B,F)005L |  | Voluntarily Certified | Single-split-system heat pumps | False | False | 49500 | 44000 | 14.45 | 14.3 | 7.95 | 7.5 | False | 32 | 33 | 9.35 |  | Blower Coil System | True | Conventional | 11/21/2023 |  | 12/15/2023
Carrier Corp. - Indianapolis | Carrier | 38MBRCQ48AA3 | 38MBRCQ48AA3 | FV4CN(B,F)005L |  | Voluntarily Certified | Single-split-system heat pumps | False | False | 49500 | 44000 | 14.45 | 14.3 | 7.95 | 7.5 | False | 32 | 33 | 9.35 |  | Blower Coil System | True | Conventional | 11/22/2023 |  | 12/15/2023
Carrier Corp. - Indianapolis | Carrier | GH5SAN418**AA* | GH5SAN418**AA* | FJ4DN*A18L* |  | Voluntarily Certified | Single-split-system heat pumps | False | False | 17200 | 17400 | 14.3 | 14.3 | 7.5 | 7.5 | False | 32 | 33 | 12 |  | Blower Coil System | False | Conventional | 11/22/2023 |  | 12/15/2023
Carrier Corp. - Indianapolis | BRYANT HEATING AND COOLING SYSTEMS | GH5SAN418**AA* | GH5SAN418**AA* | FJ4DN*A18L* |  | Voluntarily Certified | Single-split-system heat pumps | False | False | 17200 | 17400 | 14.3 | 14.3 | 7.5 | 7.5 | False | 32 | 33 | 12 |  | Blower Coil System | False | Conventional | 11/21/2023 |  | 12/15/2023
Carrier Corp. - Indianapolis | BRYANT HEATING AND COOLING SYSTEMS | 225SAN042**AA* | 225SAN042**AA* | FJ4DN*C42L* |  | Voluntarily Certified | Single-split-system heat pumps | False | False | 40000 | 42000 | 14.3 | 14.3 | 7.5 | 7.5 | False | 32 | 33 | 12 |  | Blower Coil System | False | Conventional | 11/21/2023 |  | 12/15/2023
Carrier Corp. - Indianapolis | Comfortmaker | C4H5S42*K*AAA* | C4H5S42*K*AAA* | FJMA4*42L*C* |  | Voluntarily Certified | Single-split-system heat pumps | False | False | 40000 | 42000 | 14.3 | 14.3 | 7.5 | 7.5 | False | 32 | 33 | 12 |  | Blower Coil System | False | Conventional | 11/22/2023 |  | 12/15/2023
Carrier Corp. - Indianapolis | Keeprite | C4H5S42*K*AAA* | C4H5S42*K*AAA* | FJMA4*42L*C* |  | Voluntarily Certified | Single-split-system heat pumps | False | False | 40000 | 42000 | 14.3 | 14.3 | 7.5 | 7.5 | False | 32 | 33 | 12 |  | Blower Coil System | False | Conventional | 11/22/2023 |  | 12/15/2023
Carrier Corp. - Indianapolis | Day & Night | C4H5S42*K*AAA* | C4H5S42*K*AAA* | FJMA4*42L*C* |  | Voluntarily Certified | Single-split-system heat pumps | False | False | 40000 | 42000 | 14.3 | 14.3 | 7.5 | 7.5 | False | 32 | 33 | 12 |  | Blower Coil System | False | Conventional | 11/21/2023 |  | 12/15/2023
Carrier Corp. - Indianapolis | BRYANT HEATING AND COOLING SYSTEMS | 215SAN060**AA* | 215SAN060**AA* | FJ4DN*D60L* |  | Voluntarily Certified | Single-split-system heat pumps | False | False | 57000 | 57000 | 14.3 | 14.3 | 7.5 | 7.5 | False | 32 | 33 | 12 |  | Blower Coil System | False | Conventional | 11/21/2023 |  | 12/15/2023
Carrier Corp. - Indianapolis | Carrier | 38MURAQ24AA3* | 38MURAQ24AA3* | FJ4DN*B24L* |  | Voluntarily Certified | Single-split-system heat pumps | False | False | 24000 | 25400 | 15.5 | 14.3 | 9 | 7.5 | False | 32 | 33 | 9.5 |  | Blower Coil System | True | Conventional | 11/22/2023 |  | 12/15/2023
Carrier Corp. - Indianapolis | PAYNE HEATING AND COOLING | 38MURAQ24AA3* | 38MURAQ24AA3* | FJ4DN*B24L* |  | Voluntarily Certified | Single-split-system heat pumps | False | False | 24000 | 25400 | 15.5 | 14.3 | 9 | 7.5 | False | 32 | 33 | 9.5 |  | Blower Coil System | True | Conventional | 11/21/2023 |  | 12/15/2023
Carrier Corp. - Indianapolis | BRYANT HEATING AND COOLING SYSTEMS | 38MURAQ24AA3* | 38MURAQ24AA3* | FJ4DN*B24L* |  | Voluntarily Certified | Single-split-system heat pumps | False | False | 24000 | 25400 | 15.5 | 14.3 | 9 | 7.5 | False | 32 | 33 | 9.5 |  | Blower Coil System | True | Conventional | 11/21/2023 |  | 12/15/2023
Carrier Corp. - Indianapolis | BRYANT HEATING AND COOLING SYSTEMS | 38MURAQ60AA3* | 38MURAQ60AA3* | FV4CNB006L |  | Voluntarily Certified | Single-split-system heat pumps | False | False | 55000 | 52500 | 14.5 | 14.3 | 7.5 | 7.5 | False | 32 | 33 | 8.5 |  | Blower Coil System | True | Conventional | 11/21/2023 |  | 12/15/2023
Carrier Corp. - Indianapolis | PAYNE HEATING AND COOLING | 38MURAQ60AA3* | 38MURAQ60AA3* | FV4CNB006L |  | Voluntarily Certified | Single-split-system heat pumps | False | False | 55000 | 52500 | 14.5 | 14.3 | 7.5 | 7.5 | False | 32 | 33 | 8.5 |  | Blower Coil System | True | Conventional | 11/21/2023 |  | 12/15/2023
Carrier Corp. - Indianapolis | Carrier | 38MURAQ60AA3* | 38MURAQ60AA3* | FV4CNB006L |  | Voluntarily Certified | Single-split-system heat pumps | False | False | 55000 | 52500 | 14.5 | 14.3 | 7.5 | 7.5 | False | 32 | 33 | 8.5 |  | Blower Coil System | True | Conventional | 11/22/2023 |  | 12/15/2023
Carrier Corp. - Indianapolis | Carrier | 25TPB724A**30* | 25TPB724A**30* | FV4CN(B,F)003L |  | Voluntarily Certified | Single-split-system heat pumps | False | False | 23800 | 23800 | 16 | 14.3 | 8.1 | 7.5 | False | 32 | 33 | 12 |  | Blower Coil System | False | Conventional | 11/22/2023 |  | 12/15/2023
Carrier Corp. - Indianapolis | BRYANT HEATING AND COOLING SYSTEMS | 227TBN024**AA* | 227TBN024**AA* | FV4CN(B,F)003L |  | Voluntarily Certified | Single-split-system heat pumps | False | False | 23800 | 23800 | 16 | 14.3 | 8.1 | 7.5 | False | 32 | 33 | 12 |  | Blower Coil System | False | Conventional | 11/21/2023 |  | 12/15/2023
Carrier Corp. - Indianapolis | BRYANT HEATING AND COOLING SYSTEMS | PH5SAN418**AA* | PH5SAN418**AA* | FJ4DN*A18L* |  | Voluntarily Certified | Single-split-system heat pumps | False | False | 17200 | 17400 | 14.3 | 14.3 | 7.5 | 7.5 | False | 32 | 33 | 12 |  | Blower Coil System | False | Conventional | 11/21/2023 |  | 12/15/2023
Carrier Corp. - Indianapolis | BROCK | PH5SAN418**AA* | PH5SAN418**AA* | FJ4DN*A18L* |  | Voluntarily Certified | Single-split-system heat pumps | False | False | 17200 | 17400 | 14.3 | 14.3 | 7.5 | 7.5 | False | 32 | 33 | 12 |  | Blower Coil System | False | Conventional | 11/21/2023 |  | 12/15/2023
Carrier Corp. - Indianapolis | PAYNE HEATING AND COOLING | PH5SAN418**AA* | PH5SAN418**AA* | FJ4DN*A18L* |  | Voluntarily Certified | Single-split-system heat pumps | False | False | 17200 | 17400 | 14.3 | 14.3 | 7.5 | 7.5 | False | 32 | 33 | 12 |  | Blower Coil System | False | Conventional | 11/21/2023 |  | 12/15/2023
Carrier Corp. - Indianapolis | WEATHERMAKER | PH5SAN418**AA* | PH5SAN418**AA* | FJ4DN*A18L* |  | Voluntarily Certified | Single-split-system heat pumps | False | False | 17200 | 17400 | 14.3 | 14.3 | 7.5 | 7.5 | False | 32 | 33 | 12 |  | Blower Coil System | False | Conventional | 11/22/2023 |  | 12/15/2023
Carrier Corp. - Indianapolis | Carrier | 25SCA536A**30* | 25SCA536A**30* | FJ4DN*B36L* |  | Voluntarily Certified | Single-split-system heat pumps | False | False | 34200 | 34000 | 14.3 | 14.3 | 7.5 | 7.5 | False | 32 | 33 | 12 |  | Blower Coil System | False | Conventional | 11/22/2023 |  | 12/15/2023
Carrier Corp. - Indianapolis | BRYANT HEATING AND COOLING SYSTEMS | 215SAN036**AA* | 215SAN036**AA* | FJ4DN*B36L* |  | Voluntarily Certified | Single-split-system heat pumps | False | False | 34200 | 34000 | 14.3 | 14.3 | 7.5 | 7.5 | False | 32 | 33 | 12 |  | Blower Coil System | False | Conventional | 11/21/2023 |  | 12/15/2023
Carrier Corp. - Indianapolis | SMART COMFORT | N4H5S42*K*AAA* | N4H5S42*K*AAA* | FJMA4*42L*C* |  | Voluntarily Certified | Single-split-system heat pumps | False | False | 40000 | 42000 | 14.3 | 14.3 | 7.5 | 7.5 | False | 32 | 33 | 12 |  | Blower Coil System | False | Conventional | 11/21/2023 |  | 12/15/2023
Carrier Corp. - Indianapolis | Maratherm | N4H5S42*K*AAA* | N4H5S42*K*AAA* | FJMA4*42L*C* |  | Voluntarily Certified | Single-split-system heat pumps | False | False | 40000 | 42000 | 14.3 | 14.3 | 7.5 | 7.5 | False | 32 | 33 | 12 |  | Blower Coil System | False | Conventional | 11/21/2023 |  | 12/15/2023
Carrier Corp. - Indianapolis | Heil | N4H5S42*K*AAA* | N4H5S42*K*AAA* | FJMA4*42L*C* |  | Voluntarily Certified | Single-split-system heat pumps | False | False | 40000 | 42000 | 14.3 | 14.3 | 7.5 | 7.5 | False | 32 | 33 | 12 |  | Blower Coil System | False | Conventional | 11/21/2023 |  | 12/15/2023
Carrier Corp. - Indianapolis | Keeprite | N4H5S42*K*AAA* | N4H5S42*K*AAA* | FJMA4*42L*C* |  | Voluntarily Certified | Single-split-system heat pumps | False | False | 40000 | 42000 | 14.3 | 14.3 | 7.5 | 7.5 | False | 32 | 33 | 12 |  | Blower Coil System | False | Conventional | 11/22/2023 |  | 12/15/2023
Carrier Corp. - Indianapolis | Day & Night | N4H5S42*K*AAA* | N4H5S42*K*AAA* | FJMA4*42L*C* |  | Voluntarily Certified | Single-split-system heat pumps | False | False | 40000 | 42000 | 14.3 | 14.3 | 7.5 | 7.5 | False | 32 | 33 | 12 |  | Blower Coil System | False | Conventional | 11/21/2023 |  | 12/15/2023
Carrier Corp. - Indianapolis | Arcoaire | N4H5S42*K*AAA* | N4H5S42*K*AAA* | FJMA4*42L*C* |  | Voluntarily Certified | Single-split-system heat pumps | False | False | 40000 | 42000 | 14.3 | 14.3 | 7.5 | 7.5 | False | 32 | 33 | 12 |  | Blower Coil System | False | Conventional | 11/21/2023 |  | 12/15/2023
Carrier Corp. - Indianapolis | Airquest | N4H5S42*K*AAA* | N4H5S42*K*AAA* | FJMA4*42L*C* |  | Voluntarily Certified | Single-split-system heat pumps | False | False | 40000 | 42000 | 14.3 | 14.3 | 7.5 | 7.5 | False | 32 | 33 | 12 |  | Blower Coil System | False | Conventional | 11/21/2023 |  | 12/15/2023
Carrier Corp. - Indianapolis | MSH Legacy | N4H5S42*K*AAA* | N4H5S42*K*AAA* | FJMA4*42L*C* |  | Voluntarily Certified | Single-split-system heat pumps | False | False | 40000 | 42000 | 14.3 | 14.3 | 7.5 | 7.5 | False | 32 | 33 | 12 |  | Blower Coil System | False | Conventional | 11/21/2023 |  | 12/15/2023
Carrier Corp. - Indianapolis | 1HVAC | N4H5S42*K*AAA* | N4H5S42*K*AAA* | FJMA4*42L*C* |  | Voluntarily Certified | Single-split-system heat pumps | False | False | 40000 | 42000 | 14.3 | 14.3 | 7.5 | 7.5 | False | 32 | 33 | 12 |  | Blower Coil System | False | Conventional | 11/21/2023 |  | 12/15/2023
Carrier Corp. - Indianapolis | Kenmore | N4H5S42*K*AAA* | N4H5S42*K*AAA* | FJMA4*42L*C* |  | Voluntarily Certified | Single-split-system heat pumps | False | False | 40000 | 42000 | 14.3 | 14.3 | 7.5 | 7.5 | False | 32 | 33 | 12 |  | Blower Coil System | False | Conventional | 11/22/2023 |  | 12/15/2023
Carrier Corp. - Indianapolis | Comfortmaker | N4H5S42*K*AAA* | N4H5S42*K*AAA* | FJMA4*42L*C* |  | Voluntarily Certified | Single-split-system heat pumps | False | False | 40000 | 42000 | 14.3 | 14.3 | 7.5 | 7.5 | False | 32 | 33 | 12 |  | Blower Coil System | False | Conventional | 11/22/2023 |  | 12/15/2023
Carrier Corp. - Indianapolis | Tempstar | N4H5S42*K*AAA* | N4H5S42*K*AAA* | FJMA4*42L*C* |  | Voluntarily Certified | Single-split-system heat pumps | False | False | 40000 | 42000 | 14.3 | 14.3 | 7.5 | 7.5 | False | 32 | 33 | 12 |  | Blower Coil System | False | Conventional | 11/21/2023 |  | 12/15/2023
Carrier Corp. - Indianapolis | Tempstar | R4H5S42*K*AAA* | R4H5S42*K*AAA* | FJMA4*42L*C* |  | Voluntarily Certified | Single-split-system heat pumps | False | False | 40000 | 42000 | 14.3 | 14.3 | 7.5 | 7.5 | False | 32 | 33 | 12 |  | Blower Coil System | False | Conventional | 11/21/2023 |  | 12/15/2023
Carrier Corp. - Indianapolis | 1HVAC | R4H5S42*K*AAA* | R4H5S42*K*AAA* | FJMA4*42L*C* |  | Voluntarily Certified | Single-split-system heat pumps | False | False | 40000 | 42000 | 14.3 | 14.3 | 7.5 | 7.5 | False | 32 | 33 | 12 |  | Blower Coil System | False | Conventional | 11/21/2023 |  | 12/15/2023
Carrier Corp. - Indianapolis | Comfortmaker | R4H5S42*K*AAA* | R4H5S42*K*AAA* | FJMA4*42L*C* |  | Voluntarily Certified | Single-split-system heat pumps | False | False | 40000 | 42000 | 14.3 | 14.3 | 7.5 | 7.5 | False | 32 | 33 | 12 |  | Blower Coil System | False | Conventional | 11/22/2023 |  | 12/15/2023
Carrier Corp. - Indianapolis | MSH Legacy | R4H5S42*K*AAA* | R4H5S42*K*AAA* | FJMA4*42L*C* |  | Voluntarily Certified | Single-split-system heat pumps | False | False | 40000 | 42000 | 14.3 | 14.3 | 7.5 | 7.5 | False | 32 | 33 | 12 |  | Blower Coil System | False | Conventional | 11/21/2023 |  | 12/15/2023
Carrier Corp. - Indianapolis | Kenmore | R4H5S42*K*AAA* | R4H5S42*K*AAA* | FJMA4*42L*C* |  | Voluntarily Certified | Single-split-system heat pumps | False | False | 40000 | 42000 | 14.3 | 14.3 | 7.5 | 7.5 | False | 32 | 33 | 12 |  | Blower Coil System | False | Conventional | 11/22/2023 |  | 12/15/2023
Carrier Corp. - Indianapolis | Airquest | R4H5S42*K*AAA* | R4H5S42*K*AAA* | FJMA4*42L*C* |  | Voluntarily Certified | Single-split-system heat pumps | False | False | 40000 | 42000 | 14.3 | 14.3 | 7.5 | 7.5 | False | 32 | 33 | 12 |  | Blower Coil System | False | Conventional | 11/21/2023 |  | 12/15/2023
Carrier Corp. - Indianapolis | Heil | R4H5S42*K*AAA* | R4H5S42*K*AAA* | FJMA4*42L*C* |  | Voluntarily Certified | Single-split-system heat pumps | False | False | 40000 | 42000 | 14.3 | 14.3 | 7.5 | 7.5 | False | 32 | 33 | 12 |  | Blower Coil System | False | Conventional | 11/21/2023 |  | 12/15/2023
Carrier Corp. - Indianapolis | Keeprite | R4H5S42*K*AAA* | R4H5S42*K*AAA* | FJMA4*42L*C* |  | Voluntarily Certified | Single-split-system heat pumps | False | False | 40000 | 42000 | 14.3 | 14.3 | 7.5 | 7.5 | False | 32 | 33 | 12 |  | Blower Coil System | False | Conventional | 11/22/2023 |  | 12/15/2023
Carrier Corp. - Indianapolis | Maratherm | R4H5S42*K*AAA* | R4H5S42*K*AAA* | FJMA4*42L*C* |  | Voluntarily Certified | Single-split-system heat pumps | False | False | 40000 | 42000 | 14.3 | 14.3 | 7.5 | 7.5 | False | 32 | 33 | 12 |  | Blower Coil System | False | Conventional | 11/21/2023 |  | 12/15/2023
Carrier Corp. - Indianapolis | Day & Night | R4H5S42*K*AAA* | R4H5S42*K*AAA* | FJMA4*42L*C* |  | Voluntarily Certified | Single-split-system heat pumps | False | False | 40000 | 42000 | 14.3 | 14.3 | 7.5 | 7.5 | False | 32 | 33 | 12 |  | Blower Coil System | False | Conventional | 11/21/2023 |  | 12/15/2023
Carrier Corp. - Indianapolis | Arcoaire | R4H5S42*K*AAA* | R4H5S42*K*AAA* | FJMA4*42L*C* |  | Voluntarily Certified | Single-split-system heat pumps | False | False | 40000 | 42000 | 14.3 | 14.3 | 7.5 | 7.5 | False | 32 | 33 | 12 |  | Blower Coil System | False | Conventional | 11/21/2023 |  | 12/15/2023
Carrier Corp. - Indianapolis | SMART COMFORT | R4H5S42*K*AAA* | R4H5S42*K*AAA* | FJMA4*42L*C* |  | Voluntarily Certified | Single-split-system heat pumps | False | False | 40000 | 42000 | 14.3 | 14.3 | 7.5 | 7.5 | False | 32 | 33 | 12 |  | Blower Coil System | False | Conventional | 11/21/2023 |  | 12/15/2023
Carrier Corp. - Indianapolis | EcoTemp | W4H5S48*K*AAA* | W4H5S48*K*AAA* | WBHL484*C* |  | Voluntarily Certified | Single-split-system heat pumps | False | False | 46000 | 46500 | 14.3 | 14.3 | 7.5 | 7.5 | False | 32 | 33 | 12 |  | Blower Coil System | False | Conventional | 11/22/2023 |  | 12/15/2023
Carrier Corp. - Indianapolis | Grandaire | W4H5S48*K*AAA* | W4H5S48*K*AAA* | WBHL484*C* |  | Voluntarily Certified | Single-split-system heat pumps | False | False | 46000 | 46500 | 14.3 | 14.3 | 7.5 | 7.5 | False | 32 | 33 | 12 |  | Blower Coil System | False | Conventional | 11/21/2023 |  | 12/15/2023
Carrier Corp. - Indianapolis | Grandaire | WDLCURAH60ABK | WDLCURAH60ABK | FVM4X60***L |  | Voluntarily Certified | Single-split-system heat pumps | False | False | 55000 | 53500 | 14.3 | 14.3 | 8 | 7.5 | False | 32 | 33 | 8.5 |  | Blower Coil System | True | Conventional | 11/21/2023 |  | 12/15/2023
Carrier Corp. - Indianapolis | Grandaire | WDLCURAH48AAK | WDLCURAH48AAK | WBHL484*C* |  | Voluntarily Certified | Single-split-system heat pumps | False | False | 47500 | 51000 | 14.5 | 14.3 | 8 | 7.5 | False | 32 | 33 | 9.5 |  | Blower Coil System | True | Conventional | 11/21/2023 |  | 12/15/2023
Carrier Corp. - Indianapolis | BRYANT HEATING AND COOLING SYSTEMS | 38MURAQ18AA3* | 38MURAQ18AA3* | PF4MN*B24L* |  | Voluntarily Certified | Single-split-system heat pumps | False | False | 18200 | 18100 | 15 | 14.3 | 7.5 | 7.5 | False | 32 | 33 | 10 |  | Blower Coil System | True | Conventional | 11/21/2023 |  | 12/15/2023
Carrier Corp. - Indianapolis | Carrier | 38MURAQ18AA3* | 38MURAQ18AA3* | PF4MN*B24L* |  | Voluntarily Certified | Single-split-system heat pumps | False | False | 18200 | 18100 | 15 | 14.3 | 7.5 | 7.5 | False | 32 | 33 | 10 |  | Blower Coil System | True | Conventional | 11/22/2023 |  | 12/15/2023
Carrier Corp. - Indianapolis | PAYNE HEATING AND COOLING | 38MURAQ18AA3* | 38MURAQ18AA3* | PF4MN*B24L* |  | Voluntarily Certified | Single-split-system heat pumps | False | False | 18200 | 18100 | 15 | 14.3 | 7.5 | 7.5 | False | 32 | 33 | 10 |  | Blower Coil System | True | Conventional | 11/21/2023 |  | 12/15/2023
Carrier Corp. - Indianapolis | Keeprite | DLCURAH18AAK | DLCURAH18AAK | FJMA4*24L*B* |  | Voluntarily Certified | Single-split-system heat pumps | False | False | 18200 | 18100 | 15 | 14.3 | 7.5 | 7.5 | False | 32 | 33 | 10 |  | Blower Coil System | True | Conventional | 11/22/2023 |  | 12/15/2023
Carrier Corp. - Indianapolis | Heil | DLCURAH18AAK | DLCURAH18AAK | FJMA4*24L*B* |  | Voluntarily Certified | Single-split-system heat pumps | False | False | 18200 | 18100 | 15 | 14.3 | 7.5 | 7.5 | False | 32 | 33 | 10 |  | Blower Coil System | True | Conventional | 11/21/2023 |  | 12/15/2023
Carrier Corp. - Indianapolis | Day & Night | DLCURAH18AAK | DLCURAH18AAK | FJMA4*24L*B* |  | Voluntarily Certified | Single-split-system heat pumps | False | False | 18200 | 18100 | 15 | 14.3 | 7.5 | 7.5 | False | 32 | 33 | 10 |  | Blower Coil System | True | Conventional | 11/21/2023 |  | 12/15/2023
Carrier Corp. - Indianapolis | Arcoaire | DLCURAH18AAK | DLCURAH18AAK | FJMA4*24L*B* |  | Voluntarily Certified | Single-split-system heat pumps | False | False | 18200 | 18100 | 15 | 14.3 | 7.5 | 7.5 | False | 32 | 33 | 10 |  | Blower Coil System | True | Conventional | 11/21/2023 |  | 12/15/2023
Carrier Corp. - Indianapolis | Airquest | DLCURAH18AAK | DLCURAH18AAK | FJMA4*24L*B* |  | Voluntarily Certified | Single-split-system heat pumps | False | False | 18200 | 18100 | 15 | 14.3 | 7.5 | 7.5 | False | 32 | 33 | 10 |  | Blower Coil System | True | Conventional | 11/21/2023 |  | 12/15/2023
Carrier Corp. - Indianapolis | Comfortmaker | DLCURAH18AAK | DLCURAH18AAK | FJMA4*24L*B* |  | Voluntarily Certified | Single-split-system heat pumps | False | False | 18200 | 18100 | 15 | 14.3 | 7.5 | 7.5 | False | 32 | 33 | 10 |  | Blower Coil System | True | Conventional | 11/22/2023 |  | 12/15/2023
Carrier Corp. - Indianapolis | Tempstar | DLCURAH18AAK | DLCURAH18AAK | FJMA4*24L*B* |  | Voluntarily Certified | Single-split-system heat pumps | False | False | 18200 | 18100 | 15 | 14.3 | 7.5 | 7.5 | False | 32 | 33 | 10 |  | Blower Coil System | True | Conventional | 11/21/2023 |  | 12/15/2023
Carrier Corp. - Indianapolis | SMART COMFORT | DLCURAH18AAK | DLCURAH18AAK | FJMA4*24L*B* |  | Voluntarily Certified | Single-split-system heat pumps | False | False | 18200 | 18100 | 15 | 14.3 | 7.5 | 7.5 | False | 32 | 33 | 10 |  | Blower Coil System | True | Conventional | 11/21/2023 |  | 12/15/2023
Carrier Corp. - Indianapolis | PAYNE HEATING AND COOLING | PH5SAN424**AA* | PH5SAN424**AA* | FJ4DN*B24L* |  | Voluntarily Certified | Single-split-system heat pumps | False | False | 23600 | 23600 | 15.2 | 14.3 | 7.5 | 7.5 | False | 32 | 33 | 12.5 |  | Blower Coil System | False | Conventional | 11/21/2023 |  | 12/15/2023
Carrier Corp. - Indianapolis | BROCK | PH5SAN424**AA* | PH5SAN424**AA* | FJ4DN*B24L* |  | Voluntarily Certified | Single-split-system heat pumps | False | False | 23600 | 23600 | 15.2 | 14.3 | 7.5 | 7.5 | False | 32 | 33 | 12.5 |  | Blower Coil System | False | Conventional | 11/21/2023 |  | 12/15/2023
Carrier Corp. - Indianapolis | WEATHERMAKER | PH5SAN424**AA* | PH5SAN424**AA* | FJ4DN*B24L* |  | Voluntarily Certified | Single-split-system heat pumps | False | False | 23600 | 23600 | 15.2 | 14.3 | 7.5 | 7.5 | False | 32 | 33 | 12.5 |  | Blower Coil System | False | Conventional | 11/22/2023 |  | 12/15/2023
Carrier Corp. - Indianapolis | BRYANT HEATING AND COOLING SYSTEMS | PH5SAN424**AA* | PH5SAN424**AA* | FJ4DN*B24L* |  | Voluntarily Certified | Single-split-system heat pumps | False | False | 23600 | 23600 | 15.2 | 14.3 | 7.5 | 7.5 | False | 32 | 33 | 12.5 |  | Blower Coil System | False | Conventional | 11/21/2023 |  | 12/15/2023
Carrier Corp. - Indianapolis | BRYANT HEATING AND COOLING SYSTEMS | GH5SAN430**AA* | GH5SAN430**AA* | FJ4DN*B30L* |  | Voluntarily Certified | Single-split-system heat pumps | False | False | 28400 | 28600 | 14.3 | 14.3 | 7.5 | 7.5 | False | 32 | 33 | 12 |  | Blower Coil System | False | Conventional | 11/21/2023 |  | 12/15/2023
Carrier Corp. - Indianapolis | Carrier | GH5SAN430**AA* | GH5SAN430**AA* | FJ4DN*B30L* |  | Voluntarily Certified | Single-split-system heat pumps | False | False | 28400 | 28600 | 14.3 | 14.3 | 7.5 | 7.5 | False | 32 | 33 | 12 |  | Blower Coil System | False | Conventional | 11/22/2023 |  | 12/15/2023
Carrier Corp. - Indianapolis | BRYANT HEATING AND COOLING SYSTEMS | 215SAN042**AA* | 215SAN042**AA* | FJ4DN*C42L* |  | Voluntarily Certified | Single-split-system heat pumps | False | False | 40000 | 42000 | 14.3 | 14.3 | 7.5 | 7.5 | False | 32 | 33 | 12 |  | Blower Coil System | False | Conventional | 11/21/2023 |  | 12/15/2023
Carrier Corp. - Indianapolis | WEATHERMAKER | PH5SAN448**AA* | PH5SAN448**AA* | FJ4DN*C48L* |  | Voluntarily Certified | Single-split-system heat pumps | False | False | 46000 | 46500 | 14.3 | 14.3 | 7.5 | 7.5 | False | 32 | 33 | 12 |  | Blower Coil System | False | Conventional | 11/22/2023 |  | 12/15/2023
Carrier Corp. - Indianapolis | BRYANT HEATING AND COOLING SYSTEMS | PH5SAN448**AA* | PH5SAN448**AA* | FJ4DN*C48L* |  | Voluntarily Certified | Single-split-system heat pumps | False | False | 46000 | 46500 | 14.3 | 14.3 | 7.5 | 7.5 | False | 32 | 33 | 12 |  | Blower Coil System | False | Conventional | 11/21/2023 |  | 12/15/2023
Carrier Corp. - Indianapolis | BROCK | PH5SAN448**AA* | PH5SAN448**AA* | FJ4DN*C48L* |  | Voluntarily Certified | Single-split-system heat pumps | False | False | 46000 | 46500 | 14.3 | 14.3 | 7.5 | 7.5 | False | 32 | 33 | 12 |  | Blower Coil System | False | Conventional | 11/21/2023 |  | 12/15/2023
Carrier Corp. - Indianapolis | PAYNE HEATING AND COOLING | PH5SAN448**AA* | PH5SAN448**AA* | FJ4DN*C48L* |  | Voluntarily Certified | Single-split-system heat pumps | False | False | 46000 | 46500 | 14.3 | 14.3 | 7.5 | 7.5 | False | 32 | 33 | 12 |  | Blower Coil System | False | Conventional | 11/21/2023 |  | 12/15/2023
Carrier Corp. - Indianapolis | Kenmore | (C,H,T)4H5S30*K*AAA* | (C,H,T)4H5S30*K*AAA* | FJMA4*30L*B* |  | Voluntarily Certified | Single-split-system heat pumps | False | False | 28400 | 28600 | 14.3 | 14.3 | 7.5 | 7.5 | False | 32 | 33 | 12 |  | Blower Coil System | False | Conventional | 11/22/2023 |  | 12/15/2023
Carrier Corp. - Indianapolis | Airquest | DLCURAH24ABK | DLCURAH24ABK | FJMA4*24L*B* |  | Voluntarily Certified | Single-split-system heat pumps | False | False | 24000 | 26400 | 16 | 14.3 | 9 | 7.5 | False | 32 | 33 | 10 |  | Blower Coil System | True | Conventional | 11/21/2023 |  | 12/15/2023
Carrier Corp. - Indianapolis | Tempstar | DLCURAH24ABK | DLCURAH24ABK | FJMA4*24L*B* |  | Voluntarily Certified | Single-split-system heat pumps | False | False | 24000 | 26400 | 16 | 14.3 | 9 | 7.5 | False | 32 | 33 | 10 |  | Blower Coil System | True | Conventional | 11/21/2023 |  | 12/15/2023
Carrier Corp. - Indianapolis | Arcoaire | DLCURAH24ABK | DLCURAH24ABK | FJMA4*24L*B* |  | Voluntarily Certified | Single-split-system heat pumps | False | False | 24000 | 26400 | 16 | 14.3 | 9 | 7.5 | False | 32 | 33 | 10 |  | Blower Coil System | True | Conventional | 11/21/2023 |  | 12/15/2023
Carrier Corp. - Indianapolis | SMART COMFORT | DLCURAH24ABK | DLCURAH24ABK | FJMA4*24L*B* |  | Voluntarily Certified | Single-split-system heat pumps | False | False | 24000 | 26400 | 16 | 14.3 | 9 | 7.5 | False | 32 | 33 | 10 |  | Blower Coil System | True | Conventional | 11/21/2023 |  | 12/15/2023
Carrier Corp. - Indianapolis | Day & Night | DLCURAH24ABK | DLCURAH24ABK | FJMA4*24L*B* |  | Voluntarily Certified | Single-split-system heat pumps | False | False | 24000 | 26400 | 16 | 14.3 | 9 | 7.5 | False | 32 | 33 | 10 |  | Blower Coil System | True | Conventional | 11/21/2023 |  | 12/15/2023
Carrier Corp. - Indianapolis | Comfortmaker | DLCURAH24ABK | DLCURAH24ABK | FJMA4*24L*B* |  | Voluntarily Certified | Single-split-system heat pumps | False | False | 24000 | 26400 | 16 | 14.3 | 9 | 7.5 | False | 32 | 33 | 10 |  | Blower Coil System | True | Conventional | 11/22/2023 |  | 12/15/2023
Carrier Corp. - Indianapolis | Heil | DLCURAH24ABK | DLCURAH24ABK | FJMA4*24L*B* |  | Voluntarily Certified | Single-split-system heat pumps | False | False | 24000 | 26400 | 16 | 14.3 | 9 | 7.5 | False | 32 | 33 | 10 |  | Blower Coil System | True | Conventional | 11/21/2023 |  | 12/15/2023
Carrier Corp. - Indianapolis | Keeprite | DLCURAH24ABK | DLCURAH24ABK | FJMA4*24L*B* |  | Voluntarily Certified | Single-split-system heat pumps | False | False | 24000 | 26400 | 16 | 14.3 | 9 | 7.5 | False | 32 | 33 | 10 |  | Blower Coil System | True | Conventional | 11/22/2023 |  | 12/15/2023
Carrier Corp. - Indianapolis | Grandaire | WDLCURAH18ABK | WDLCURAH18ABK | WBHL244*B* |  | Voluntarily Certified | Single-split-system heat pumps | False | False | 18500 | 19300 | 15.5 | 14.3 | 9 | 7.5 | False | 32 | 33 | 10.5 |  | Blower Coil System | True | Conventional | 11/21/2023 |  | 12/15/2023
Carrier Corp. - Indianapolis | BRYANT HEATING AND COOLING SYSTEMS | 38MURAQ60AB3* | 38MURAQ60AB3* | FV4CNB006L |  | Voluntarily Certified | Single-split-system heat pumps | False | False | 55000 | 53500 | 14.3 | 14.3 | 8 | 7.5 | False | 32 | 33 | 8.5 |  | Blower Coil System | True | Conventional | 11/21/2023 |  | 12/15/2023
Carrier Corp. - Indianapolis | PAYNE HEATING AND COOLING | 38MURAQ60AB3* | 38MURAQ60AB3* | FV4CNB006L |  | Voluntarily Certified | Single-split-system heat pumps | False | False | 55000 | 53500 | 14.3 | 14.3 | 8 | 7.5 | False | 32 | 33 | 8.5 |  | Blower Coil System | True | Conventional | 11/21/2023 |  | 12/15/2023
Carrier Corp. - Indianapolis | Carrier | 38MURAQ60AB3* | 38MURAQ60AB3* | FV4CNB006L |  | Voluntarily Certified | Single-split-system heat pumps | False | False | 55000 | 53500 | 14.3 | 14.3 | 8 | 7.5 | False | 32 | 33 | 8.5 |  | Blower Coil System | True | Conventional | 11/22/2023 |  | 12/15/2023
Carrier Corp. - Indianapolis | PAYNE HEATING AND COOLING | 38MURAQ48AA3* | 38MURAQ48AA3* | FJ4DN*C48L* |  | Voluntarily Certified | Single-split-system heat pumps | False | False | 47500 | 51000 | 14.5 | 14.3 | 8 | 7.5 | False | 32 | 33 | 9.5 |  | Blower Coil System | True | Conventional | 11/21/2023 |  | 12/15/2023
Carrier Corp. - Indianapolis | Grandaire | W4H5S30*K*AAA* | W4H5S30*K*AAA* | WBHL304*B* |  | Voluntarily Certified | Single-split-system heat pumps | False | False | 28400 | 28600 | 14.3 | 14.3 | 7.5 | 7.5 | False | 32 | 33 | 12 |  | Blower Coil System | False | Conventional | 11/21/2023 |  | 12/15/2023
Carrier Corp. - Indianapolis | EcoTemp | W4H5S30*K*AAA* | W4H5S30*K*AAA* | WBHL304*B* |  | Voluntarily Certified | Single-split-system heat pumps | False | False | 28400 | 28600 | 14.3 | 14.3 | 7.5 | 7.5 | False | 32 | 33 | 12 |  | Blower Coil System | False | Conventional | 11/22/2023 |  | 12/15/2023
Carrier Corp. - Indianapolis | BRYANT HEATING AND COOLING SYSTEMS | 225SAN036**AA* | 225SAN036**AA* | FJ4DN*B36L* |  | Voluntarily Certified | Single-split-system heat pumps | False | False | 34200 | 34000 | 14.3 | 14.3 | 7.5 | 7.5 | False | 32 | 33 | 12 |  | Blower Coil System | False | Conventional | 11/21/2023 |  | 12/15/2023
Carrier Corp. - Indianapolis | Arcoaire | R4H5S36*K*AAA* | R4H5S36*K*AAA* | FJMA4*36L*B* |  | Voluntarily Certified | Single-split-system heat pumps | False | False | 34200 | 34000 | 14.3 | 14.3 | 7.5 | 7.5 | False | 32 | 33 | 12 |  | Blower Coil System | False | Conventional | 11/21/2023 |  | 12/15/2023
Carrier Corp. - Indianapolis | SMART COMFORT | R4H5S36*K*AAA* | R4H5S36*K*AAA* | FJMA4*36L*B* |  | Voluntarily Certified | Single-split-system heat pumps | False | False | 34200 | 34000 | 14.3 | 14.3 | 7.5 | 7.5 | False | 32 | 33 | 12 |  | Blower Coil System | False | Conventional | 11/21/2023 |  | 12/15/2023
Carrier Corp. - Indianapolis | Day & Night | R4H5S36*K*AAA* | R4H5S36*K*AAA* | FJMA4*36L*B* |  | Voluntarily Certified | Single-split-system heat pumps | False | False | 34200 | 34000 | 14.3 | 14.3 | 7.5 | 7.5 | False | 32 | 33 | 12 |  | Blower Coil System | False | Conventional | 11/21/2023 |  | 12/15/2023
Carrier Corp. - Indianapolis | Heil | R4H5S36*K*AAA* | R4H5S36*K*AAA* | FJMA4*36L*B* |  | Voluntarily Certified | Single-split-system heat pumps | False | False | 34200 | 34000 | 14.3 | 14.3 | 7.5 | 7.5 | False | 32 | 33 | 12 |  | Blower Coil System | False | Conventional | 11/21/2023 |  | 12/15/2023
Carrier Corp. - Indianapolis | Maratherm | R4H5S36*K*AAA* | R4H5S36*K*AAA* | FJMA4*36L*B* |  | Voluntarily Certified | Single-split-system heat pumps | False | False | 34200 | 34000 | 14.3 | 14.3 | 7.5 | 7.5 | False | 32 | 33 | 12 |  | Blower Coil System | False | Conventional | 11/21/2023 |  | 12/15/2023
Carrier Corp. - Indianapolis | Kenmore | R4H5S36*K*AAA* | R4H5S36*K*AAA* | FJMA4*36L*B* |  | Voluntarily Certified | Single-split-system heat pumps | False | False | 34200 | 34000 | 14.3 | 14.3 | 7.5 | 7.5 | False | 32 | 33 | 12 |  | Blower Coil System | False | Conventional | 11/22/2023 |  | 12/15/2023
Carrier Corp. - Indianapolis | Tempstar | R4H5S36*K*AAA* | R4H5S36*K*AAA* | FJMA4*36L*B* |  | Voluntarily Certified | Single-split-system heat pumps | False | False | 34200 | 34000 | 14.3 | 14.3 | 7.5 | 7.5 | False | 32 | 33 | 12 |  | Blower Coil System | False | Conventional | 11/21/2023 |  | 12/15/2023
Carrier Corp. - Indianapolis | Airquest | R4H5S36*K*AAA* | R4H5S36*K*AAA* | FJMA4*36L*B* |  | Voluntarily Certified | Single-split-system heat pumps | False | False | 34200 | 34000 | 14.3 | 14.3 | 7.5 | 7.5 | False | 32 | 33 | 12 |  | Blower Coil System | False | Conventional | 11/21/2023 |  | 12/15/2023
Carrier Corp. - Indianapolis | 1HVAC | R4H5S36*K*AAA* | R4H5S36*K*AAA* | FJMA4*36L*B* |  | Voluntarily Certified | Single-split-system heat pumps | False | False | 34200 | 34000 | 14.3 | 14.3 | 7.5 | 7.5 | False | 32 | 33 | 12 |  | Blower Coil System | False | Conventional | 11/21/2023 |  | 12/15/2023
Carrier Corp. - Indianapolis | Keeprite | R4H5S36*K*AAA* | R4H5S36*K*AAA* | FJMA4*36L*B* |  | Voluntarily Certified | Single-split-system heat pumps | False | False | 34200 | 34000 | 14.3 | 14.3 | 7.5 | 7.5 | False | 32 | 33 | 12 |  | Blower Coil System | False | Conventional | 11/22/2023 |  | 12/15/2023
Carrier Corp. - Indianapolis | Comfortmaker | R4H5S36*K*AAA* | R4H5S36*K*AAA* | FJMA4*36L*B* |  | Voluntarily Certified | Single-split-system heat pumps | False | False | 34200 | 34000 | 14.3 | 14.3 | 7.5 | 7.5 | False | 32 | 33 | 12 |  | Blower Coil System | False | Conventional | 11/22/2023 |  | 12/15/2023
Carrier Corp. - Indianapolis | MSH Legacy | R4H5S36*K*AAA* | R4H5S36*K*AAA* | FJMA4*36L*B* |  | Voluntarily Certified | Single-split-system heat pumps | False | False | 34200 | 34000 | 14.3 | 14.3 | 7.5 | 7.5 | False | 32 | 33 | 12 |  | Blower Coil System | False | Conventional | 11/21/2023 |  | 12/15/2023
Carrier Corp. - Indianapolis | Carrier | 25SPA542A**30* | 25SPA542A**30* | FJ4DN*C42L* |  | Voluntarily Certified | Single-split-system heat pumps | False | False | 40000 | 42000 | 14.3 | 14.3 | 7.5 | 7.5 | False | 32 | 33 | 12 |  | Blower Coil System | False | Conventional | 11/22/2023 |  | 12/15/2023
Carrier Corp. - Indianapolis | Maratherm | N4H5S48*K*AAA* | N4H5S48*K*AAA* | FJMA4*48L*C* |  | Voluntarily Certified | Single-split-system heat pumps | False | False | 46000 | 46500 | 14.3 | 14.3 | 7.5 | 7.5 | False | 32 | 33 | 12 |  | Blower Coil System | False | Conventional | 11/21/2023 |  | 12/15/2023
Carrier Corp. - Indianapolis | Heil | N4H5S48*K*AAA* | N4H5S48*K*AAA* | FJMA4*48L*C* |  | Voluntarily Certified | Single-split-system heat pumps | False | False | 46000 | 46500 | 14.3 | 14.3 | 7.5 | 7.5 | False | 32 | 33 | 12 |  | Blower Coil System | False | Conventional | 11/21/2023 |  | 12/15/2023
Carrier Corp. - Indianapolis | Keeprite | N4H5S48*K*AAA* | N4H5S48*K*AAA* | FJMA4*48L*C* |  | Voluntarily Certified | Single-split-system heat pumps | False | False | 46000 | 46500 | 14.3 | 14.3 | 7.5 | 7.5 | False | 32 | 33 | 12 |  | Blower Coil System | False | Conventional | 11/22/2023 |  | 12/15/2023
Carrier Corp. - Indianapolis | Day & Night | N4H5S48*K*AAA* | N4H5S48*K*AAA* | FJMA4*48L*C* |  | Voluntarily Certified | Single-split-system heat pumps | False | False | 46000 | 46500 | 14.3 | 14.3 | 7.5 | 7.5 | False | 32 | 33 | 12 |  | Blower Coil System | False | Conventional | 11/21/2023 |  | 12/15/2023
Carrier Corp. - Indianapolis | MSH Legacy | N4H5S48*K*AAA* | N4H5S48*K*AAA* | FJMA4*48L*C* |  | Voluntarily Certified | Single-split-system heat pumps | False | False | 46000 | 46500 | 14.3 | 14.3 | 7.5 | 7.5 | False | 32 | 33 | 12 |  | Blower Coil System | False | Conventional | 11/21/2023 |  | 12/15/2023
Carrier Corp. - Indianapolis | Airquest | N4H5S48*K*AAA* | N4H5S48*K*AAA* | FJMA4*48L*C* |  | Voluntarily Certified | Single-split-system heat pumps | False | False | 46000 | 46500 | 14.3 | 14.3 | 7.5 | 7.5 | False | 32 | 33 | 12 |  | Blower Coil System | False | Conventional | 11/21/2023 |  | 12/15/2023
Carrier Corp. - Indianapolis | Kenmore | N4H5S48*K*AAA* | N4H5S48*K*AAA* | FJMA4*48L*C* |  | Voluntarily Certified | Single-split-system heat pumps | False | False | 46000 | 46500 | 14.3 | 14.3 | 7.5 | 7.5 | False | 32 | 33 | 12 |  | Blower Coil System | False | Conventional | 11/22/2023 |  | 12/15/2023
Carrier Corp. - Indianapolis | Tempstar | N4H5S48*K*AAA* | N4H5S48*K*AAA* | FJMA4*48L*C* |  | Voluntarily Certified | Single-split-system heat pumps | False | False | 46000 | 46500 | 14.3 | 14.3 | 7.5 | 7.5 | False | 32 | 33 | 12 |  | Blower Coil System | False | Conventional | 11/21/2023 |  | 12/15/2023
Carrier Corp. - Indianapolis | SMART COMFORT | N4H5S48*K*AAA* | N4H5S48*K*AAA* | FJMA4*48L*C* |  | Voluntarily Certified | Single-split-system heat pumps | False | False | 46000 | 46500 | 14.3 | 14.3 | 7.5 | 7.5 | False | 32 | 33 | 12 |  | Blower Coil System | False | Conventional | 11/21/2023 |  | 12/15/2023
Carrier Corp. - Indianapolis | Arcoaire | N4H5S48*K*AAA* | N4H5S48*K*AAA* | FJMA4*48L*C* |  | Voluntarily Certified | Single-split-system heat pumps | False | False | 46000 | 46500 | 14.3 | 14.3 | 7.5 | 7.5 | False | 32 | 33 | 12 |  | Blower Coil System | False | Conventional | 11/21/2023 |  | 12/15/2023
Carrier Corp. - Indianapolis | Comfortmaker | N4H5S48*K*AAA* | N4H5S48*K*AAA* | FJMA4*48L*C* |  | Voluntarily Certified | Single-split-system heat pumps | False | False | 46000 | 46500 | 14.3 | 14.3 | 7.5 | 7.5 | False | 32 | 33 | 12 |  | Blower Coil System | False | Conventional | 11/22/2023 |  | 12/15/2023
Carrier Corp. - Indianapolis | 1HVAC | N4H5S48*K*AAA* | N4H5S48*K*AAA* | FJMA4*48L*C* |  | Voluntarily Certified | Single-split-system heat pumps | False | False | 46000 | 46500 | 14.3 | 14.3 | 7.5 | 7.5 | False | 32 | 33 | 12 |  | Blower Coil System | False | Conventional | 11/21/2023 |  | 12/15/2023
Carrier Corp. - Indianapolis | Heil | H4H5S18*K*AAA* | H4H5S18*K*AAA* | FJMA4*18L*A* |  | Voluntarily Certified | Single-split-system heat pumps | False | False | 17200 | 17400 | 14.3 | 14.3 | 7.5 | 7.5 | False | 32 | 33 | 12 |  | Blower Coil System | False | Conventional | 11/21/2023 |  | 12/15/2023
Carrier Corp. - Indianapolis | Heil | R4H5S24*K*AAA* | R4H5S24*K*AAA* | FJMA4*24L*B* |  | Voluntarily Certified | Single-split-system heat pumps | False | False | 23600 | 23600 | 15.2 | 14.3 | 7.5 | 7.5 | False | 32 | 33 | 12.5 |  | Blower Coil System | False | Conventional | 11/21/2023 |  | 12/15/2023
Carrier Corp. - Indianapolis | Comfortmaker | R4H5S24*K*AAA* | R4H5S24*K*AAA* | FJMA4*24L*B* |  | Voluntarily Certified | Single-split-system heat pumps | False | False | 23600 | 23600 | 15.2 | 14.3 | 7.5 | 7.5 | False | 32 | 33 | 12.5 |  | Blower Coil System | False | Conventional | 11/22/2023 |  | 12/15/2023
Carrier Corp. - Indianapolis | Keeprite | R4H5S24*K*AAA* | R4H5S24*K*AAA* | FJMA4*24L*B* |  | Voluntarily Certified | Single-split-system heat pumps | False | False | 23600 | 23600 | 15.2 | 14.3 | 7.5 | 7.5 | False | 32 | 33 | 12.5 |  | Blower Coil System | False | Conventional | 11/22/2023 |  | 12/15/2023
Carrier Corp. - Indianapolis | Day & Night | R4H5S24*K*AAA* | R4H5S24*K*AAA* | FJMA4*24L*B* |  | Voluntarily Certified | Single-split-system heat pumps | False | False | 23600 | 23600 | 15.2 | 14.3 | 7.5 | 7.5 | False | 32 | 33 | 12.5 |  | Blower Coil System | False | Conventional | 11/21/2023 |  | 12/15/2023
Carrier Corp. - Indianapolis | Maratherm | R4H5S24*K*AAA* | R4H5S24*K*AAA* | FJMA4*24L*B* |  | Voluntarily Certified | Single-split-system heat pumps | False | False | 23600 | 23600 | 15.2 | 14.3 | 7.5 | 7.5 | False | 32 | 33 | 12.5 |  | Blower Coil System | False | Conventional | 11/21/2023 |  | 12/15/2023
Carrier Corp. - Indianapolis | Airquest | R4H5S24*K*AAA* | R4H5S24*K*AAA* | FJMA4*24L*B* |  | Voluntarily Certified | Single-split-system heat pumps | False | False | 23600 | 23600 | 15.2 | 14.3 | 7.5 | 7.5 | False | 32 | 33 | 12.5 |  | Blower Coil System | False | Conventional | 11/21/2023 |  | 12/15/2023
Carrier Corp. - Indianapolis | MSH Legacy | R4H5S24*K*AAA* | R4H5S24*K*AAA* | FJMA4*24L*B* |  | Voluntarily Certified | Single-split-system heat pumps | False | False | 23600 | 23600 | 15.2 | 14.3 | 7.5 | 7.5 | False | 32 | 33 | 12.5 |  | Blower Coil System | False | Conventional | 11/21/2023 |  | 12/15/2023
Carrier Corp. - Indianapolis | Kenmore | R4H5S24*K*AAA* | R4H5S24*K*AAA* | FJMA4*24L*B* |  | Voluntarily Certified | Single-split-system heat pumps | False | False | 23600 | 23600 | 15.2 | 14.3 | 7.5 | 7.5 | False | 32 | 33 | 12.5 |  | Blower Coil System | False | Conventional | 11/22/2023 |  | 12/15/2023
Carrier Corp. - Indianapolis | Tempstar | R4H5S24*K*AAA* | R4H5S24*K*AAA* | FJMA4*24L*B* |  | Voluntarily Certified | Single-split-system heat pumps | False | False | 23600 | 23600 | 15.2 | 14.3 | 7.5 | 7.5 | False | 32 | 33 | 12.5 |  | Blower Coil System | False | Conventional | 11/21/2023 |  | 12/15/2023
Carrier Corp. - Indianapolis | 1HVAC | R4H5S24*K*AAA* | R4H5S24*K*AAA* | FJMA4*24L*B* |  | Voluntarily Certified | Single-split-system heat pumps | False | False | 23600 | 23600 | 15.2 | 14.3 | 7.5 | 7.5 | False | 32 | 33 | 12.5 |  | Blower Coil System | False | Conventional | 11/21/2023 |  | 12/15/2023
Carrier Corp. - Indianapolis | Arcoaire | R4H5S24*K*AAA* | R4H5S24*K*AAA* | FJMA4*24L*B* |  | Voluntarily Certified | Single-split-system heat pumps | False | False | 23600 | 23600 | 15.2 | 14.3 | 7.5 | 7.5 | False | 32 | 33 | 12.5 |  | Blower Coil System | False | Conventional | 11/21/2023 |  | 12/15/2023
Carrier Corp. - Indianapolis | SMART COMFORT | R4H5S24*K*AAA* | R4H5S24*K*AAA* | FJMA4*24L*B* |  | Voluntarily Certified | Single-split-system heat pumps | False | False | 23600 | 23600 | 15.2 | 14.3 | 7.5 | 7.5 | False | 32 | 33 | 12.5 |  | Blower Coil System | False | Conventional | 11/21/2023 |  | 12/15/2023
Carrier Corp. - Indianapolis | Comfortmaker | C4H5S24*K*AAA* | C4H5S24*K*AAA* | FJMA4*24L*B* |  | Voluntarily Certified | Single-split-system heat pumps | False | False | 23600 | 23600 | 15.2 | 14.3 | 7.5 | 7.5 | False | 32 | 33 | 12.5 |  | Blower Coil System | False | Conventional | 11/22/2023 |  | 12/15/2023
Carrier Corp. - Indianapolis | Day & Night | C4H5S24*K*AAA* | C4H5S24*K*AAA* | FJMA4*24L*B* |  | Voluntarily Certified | Single-split-system heat pumps | False | False | 23600 | 23600 | 15.2 | 14.3 | 7.5 | 7.5 | False | 32 | 33 | 12.5 |  | Blower Coil System | False | Conventional | 11/21/2023 |  | 12/15/2023
Carrier Corp. - Indianapolis | Keeprite | C4H5S24*K*AAA* | C4H5S24*K*AAA* | FJMA4*24L*B* |  | Voluntarily Certified | Single-split-system heat pumps | False | False | 23600 | 23600 | 15.2 | 14.3 | 7.5 | 7.5 | False | 32 | 33 | 12.5 |  | Blower Coil System | False | Conventional | 11/22/2023 |  | 12/15/2023
Carrier Corp. - Indianapolis | Carrier | 25SPA536A**30* | 25SPA536A**30* | FJ4DN*B36L* |  | Voluntarily Certified | Single-split-system heat pumps | False | False | 34200 | 34000 | 14.3 | 14.3 | 7.5 | 7.5 | False | 32 | 33 | 12 |  | Blower Coil System | False | Conventional | 11/22/2023 |  | 12/15/2023
Carrier Corp. - Indianapolis | Carrier | GH5SAN436**AA* | GH5SAN436**AA* | FJ4DN*B36L* |  | Voluntarily Certified | Single-split-system heat pumps | False | False | 34200 | 34000 | 14.3 | 14.3 | 7.5 | 7.5 | False | 32 | 33 | 12 |  | Blower Coil System | False | Conventional | 11/22/2023 |  | 12/15/2023
Carrier Corp. - Indianapolis | BRYANT HEATING AND COOLING SYSTEMS | GH5SAN436**AA* | GH5SAN436**AA* | FJ4DN*B36L* |  | Voluntarily Certified | Single-split-system heat pumps | False | False | 34200 | 34000 | 14.3 | 14.3 | 7.5 | 7.5 | False | 32 | 33 | 12 |  | Blower Coil System | False | Conventional | 11/21/2023 |  | 12/15/2023
Carrier Corp. - Indianapolis | Arcoaire | H4H5S42*K*AAA* | H4H5S42*K*AAA* | FJMA4*42L*C* |  | Voluntarily Certified | Single-split-system heat pumps | False | False | 40000 | 42000 | 14.3 | 14.3 | 7.5 | 7.5 | False | 32 | 33 | 12 |  | Blower Coil System | False | Conventional | 11/21/2023 |  | 12/15/2023
Carrier Corp. - Indianapolis | Airquest | H4H5S42*K*AAA* | H4H5S42*K*AAA* | FJMA4*42L*C* |  | Voluntarily Certified | Single-split-system heat pumps | False | False | 40000 | 42000 | 14.3 | 14.3 | 7.5 | 7.5 | False | 32 | 33 | 12 |  | Blower Coil System | False | Conventional | 11/21/2023 |  | 12/15/2023
Carrier Corp. - Indianapolis | Heil | H4H5S42*K*AAA* | H4H5S42*K*AAA* | FJMA4*42L*C* |  | Voluntarily Certified | Single-split-system heat pumps | False | False | 40000 | 42000 | 14.3 | 14.3 | 7.5 | 7.5 | False | 32 | 33 | 12 |  | Blower Coil System | False | Conventional | 11/21/2023 |  | 12/15/2023
Carrier Corp. - Indianapolis | Carrier | 25SCA560A**30* | 25SCA560A**30* | FJ4DN*D60L* |  | Voluntarily Certified | Single-split-system heat pumps | False | False | 57000 | 57000 | 14.3 | 14.3 | 7.5 | 7.5 | False | 32 | 33 | 12 |  | Blower Coil System | False | Conventional | 11/22/2023 |  | 12/15/2023
Carrier Corp. - Indianapolis | Airquest | DLCURAH30AAK | DLCURAH30AAK | FJMA4*30L*B* |  | Voluntarily Certified | Single-split-system heat pumps | False | False | 30000 | 31600 | 14.5 | 14.3 | 8 | 7.5 | False | 32 | 33 | 9.5 |  | Blower Coil System | True | Conventional | 11/21/2023 |  | 12/15/2023
Carrier Corp. - Indianapolis | Tempstar | DLCURAH30AAK | DLCURAH30AAK | FJMA4*30L*B* |  | Voluntarily Certified | Single-split-system heat pumps | False | False | 30000 | 31600 | 14.5 | 14.3 | 8 | 7.5 | False | 32 | 33 | 9.5 |  | Blower Coil System | True | Conventional | 11/21/2023 |  | 12/15/2023
Carrier Corp. - Indianapolis | Arcoaire | DLCURAH30AAK | DLCURAH30AAK | FJMA4*30L*B* |  | Voluntarily Certified | Single-split-system heat pumps | False | False | 30000 | 31600 | 14.5 | 14.3 | 8 | 7.5 | False | 32 | 33 | 9.5 |  | Blower Coil System | True | Conventional | 11/21/2023 |  | 12/15/2023
Carrier Corp. - Indianapolis | SMART COMFORT | DLCURAH30AAK | DLCURAH30AAK | FJMA4*30L*B* |  | Voluntarily Certified | Single-split-system heat pumps | False | False | 30000 | 31600 | 14.5 | 14.3 | 8 | 7.5 | False | 32 | 33 | 9.5 |  | Blower Coil System | True | Conventional | 11/21/2023 |  | 12/15/2023
Carrier Corp. - Indianapolis | Day & Night | DLCURAH30AAK | DLCURAH30AAK | FJMA4*30L*B* |  | Voluntarily Certified | Single-split-system heat pumps | False | False | 30000 | 31600 | 14.5 | 14.3 | 8 | 7.5 | False | 32 | 33 | 9.5 |  | Blower Coil System | True | Conventional | 11/21/2023 |  | 12/15/2023
Carrier Corp. - Indianapolis | Heil | DLCURAH30AAK | DLCURAH30AAK | FJMA4*30L*B* |  | Voluntarily Certified | Single-split-system heat pumps | False | False | 30000 | 31600 | 14.5 | 14.3 | 8 | 7.5 | False | 32 | 33 | 9.5 |  | Blower Coil System | True | Conventional | 11/21/2023 |  | 12/15/2023
Carrier Corp. - Indianapolis | Keeprite | DLCURAH30AAK | DLCURAH30AAK | FJMA4*30L*B* |  | Voluntarily Certified | Single-split-system heat pumps | False | False | 30000 | 31600 | 14.5 | 14.3 | 8 | 7.5 | False | 32 | 33 | 9.5 |  | Blower Coil System | True | Conventional | 11/22/2023 |  | 12/15/2023
Carrier Corp. - Indianapolis | Comfortmaker | DLCURAH30AAK | DLCURAH30AAK | FJMA4*30L*B* |  | Voluntarily Certified | Single-split-system heat pumps | False | False | 30000 | 31600 | 14.5 | 14.3 | 8 | 7.5 | False | 32 | 33 | 9.5 |  | Blower Coil System | True | Conventional | 11/22/2023 |  | 12/15/2023
Carrier Corp. - Indianapolis | BRYANT HEATING AND COOLING SYSTEMS | 227TBN036**AA* | 227TBN036**AA* | FV4CN(B,F)003L |  | Voluntarily Certified | Single-split-system heat pumps | False | False | 34200 | 34800 | 15 | 14.3 | 7.8 | 7.5 | False | 32 | 33 | 11.7 |  | Blower Coil System | False | Conventional | 11/21/2023 |  | 12/15/2023
Carrier Corp. - Indianapolis | Arcoaire | H4H5S18*K*AAA* | H4H5S18*K*AAA* | FJMA4*18L*A* |  | Voluntarily Certified | Single-split-system heat pumps | False | False | 17200 | 17400 | 14.3 | 14.3 | 7.5 | 7.5 | False | 32 | 33 | 12 |  | Blower Coil System | False | Conventional | 11/21/2023 |  | 12/15/2023
Carrier Corp. - Indianapolis | Airquest | H4H5S18*K*AAA* | H4H5S18*K*AAA* | FJMA4*18L*A* |  | Voluntarily Certified | Single-split-system heat pumps | False | False | 17200 | 17400 | 14.3 | 14.3 | 7.5 | 7.5 | False | 32 | 33 | 12 |  | Blower Coil System | False | Conventional | 11/21/2023 |  | 12/15/2023
Carrier Corp. - Indianapolis | PAYNE HEATING AND COOLING | 38MURAQ24AB3* | 38MURAQ24AB3* | FJ4DN*B24L* |  | Voluntarily Certified | Single-split-system heat pumps | False | False | 24000 | 26400 | 16 | 14.3 | 9 | 7.5 | False | 32 | 33 | 10 |  | Blower Coil System | True | Conventional | 11/21/2023 |  | 12/15/2023
Carrier Corp. - Indianapolis | BRYANT HEATING AND COOLING SYSTEMS | 38MURAQ24AB3* | 38MURAQ24AB3* | FJ4DN*B24L* |  | Voluntarily Certified | Single-split-system heat pumps | False | False | 24000 | 26400 | 16 | 14.3 | 9 | 7.5 | False | 32 | 33 | 10 |  | Blower Coil System | True | Conventional | 11/21/2023 |  | 12/15/2023
Carrier Corp. - Indianapolis | Carrier | 38MURAQ24AB3* | 38MURAQ24AB3* | FJ4DN*B24L* |  | Voluntarily Certified | Single-split-system heat pumps | False | False | 24000 | 26400 | 16 | 14.3 | 9 | 7.5 | False | 32 | 33 | 10 |  | Blower Coil System | True | Conventional | 11/22/2023 |  | 12/15/2023
Carrier Corp. - Indianapolis | Grandaire | WDLCURAH24ABK | WDLCURAH24ABK | WBHL244*B* |  | Voluntarily Certified | Single-split-system heat pumps | False | False | 24000 | 26400 | 16 | 14.3 | 9 | 7.5 | False | 32 | 33 | 10 |  | Blower Coil System | True | Conventional | 11/21/2023 |  | 12/15/2023
Carrier Corp. - Indianapolis | Airquest | DLCURAH18ABK | DLCURAH18ABK | FJMA4*24L*B* |  | Voluntarily Certified | Single-split-system heat pumps | False | False | 18500 | 19300 | 15.5 | 14.3 | 9 | 7.5 | False | 32 | 33 | 10.5 |  | Blower Coil System | True | Conventional | 11/21/2023 |  | 12/15/2023
Carrier Corp. - Indianapolis | SMART COMFORT | DLCURAH18ABK | DLCURAH18ABK | FJMA4*24L*B* |  | Voluntarily Certified | Single-split-system heat pumps | False | False | 18500 | 19300 | 15.5 | 14.3 | 9 | 7.5 | False | 32 | 33 | 10.5 |  | Blower Coil System | True | Conventional | 11/21/2023 |  | 12/15/2023
Carrier Corp. - Indianapolis | Arcoaire | DLCURAH18ABK | DLCURAH18ABK | FJMA4*24L*B* |  | Voluntarily Certified | Single-split-system heat pumps | False | False | 18500 | 19300 | 15.5 | 14.3 | 9 | 7.5 | False | 32 | 33 | 10.5 |  | Blower Coil System | True | Conventional | 11/21/2023 |  | 12/15/2023
Carrier Corp. - Indianapolis | Tempstar | DLCURAH18ABK | DLCURAH18ABK | FJMA4*24L*B* |  | Voluntarily Certified | Single-split-system heat pumps | False | False | 18500 | 19300 | 15.5 | 14.3 | 9 | 7.5 | False | 32 | 33 | 10.5 |  | Blower Coil System | True | Conventional | 11/21/2023 |  | 12/15/2023
Carrier Corp. - Indianapolis | Day & Night | DLCURAH18ABK | DLCURAH18ABK | FJMA4*24L*B* |  | Voluntarily Certified | Single-split-system heat pumps | False | False | 18500 | 19300 | 15.5 | 14.3 | 9 | 7.5 | False | 32 | 33 | 10.5 |  | Blower Coil System | True | Conventional | 11/21/2023 |  | 12/15/2023
Carrier Corp. - Indianapolis | Heil | DLCURAH18ABK | DLCURAH18ABK | FJMA4*24L*B* |  | Voluntarily Certified | Single-split-system heat pumps | False | False | 18500 | 19300 | 15.5 | 14.3 | 9 | 7.5 | False | 32 | 33 | 10.5 |  | Blower Coil System | True | Conventional | 11/21/2023 |  | 12/15/2023
Carrier Corp. - Indianapolis | Keeprite | DLCURAH18ABK | DLCURAH18ABK | FJMA4*24L*B* |  | Voluntarily Certified | Single-split-system heat pumps | False | False | 18500 | 19300 | 15.5 | 14.3 | 9 | 7.5 | False | 32 | 33 | 10.5 |  | Blower Coil System | True | Conventional | 11/22/2023 |  | 12/15/2023
Carrier Corp. - Indianapolis | Comfortmaker | DLCURAH18ABK | DLCURAH18ABK | FJMA4*24L*B* |  | Voluntarily Certified | Single-split-system heat pumps | False | False | 18500 | 19300 | 15.5 | 14.3 | 9 | 7.5 | False | 32 | 33 | 10.5 |  | Blower Coil System | True | Conventional | 11/22/2023 |  | 12/15/2023
Carrier Corp. - Indianapolis | BRYANT HEATING AND COOLING SYSTEMS | 38MURAQ48AB3* | 38MURAQ48AB3* | FJ4DN*C48L* |  | Voluntarily Certified | Single-split-system heat pumps | False | False | 48000 | 50000 | 14.5 | 14.3 | 8.5 | 7.5 | False | 32 | 33 | 10 |  | Blower Coil System | True | Conventional | 11/21/2023 |  | 12/15/2023
Carrier Corp. - Indianapolis | PAYNE HEATING AND COOLING | 38MURAQ48AB3* | 38MURAQ48AB3* | FJ4DN*C48L* |  | Voluntarily Certified | Single-split-system heat pumps | False | False | 48000 | 50000 | 14.5 | 14.3 | 8.5 | 7.5 | False | 32 | 33 | 10 |  | Blower Coil System | True | Conventional | 11/21/2023 |  | 12/15/2023
Carrier Corp. - Indianapolis | Carrier | 38MURAQ48AB3* | 38MURAQ48AB3* | FJ4DN*C48L* |  | Voluntarily Certified | Single-split-system heat pumps | False | False | 48000 | 50000 | 14.5 | 14.3 | 8.5 | 7.5 | False | 32 | 33 | 10 |  | Blower Coil System | True | Conventional | 11/22/2023 |  | 12/15/2023
Carrier Corp. - Indianapolis | Day & Night | DLCURAH48AAK | DLCURAH48AAK | FJMA4*48L*C* |  | Voluntarily Certified | Single-split-system heat pumps | False | False | 47500 | 51000 | 14.5 | 14.3 | 8 | 7.5 | False | 32 | 33 | 9.5 |  | Blower Coil System | True | Conventional | 11/21/2023 |  | 12/15/2023
Carrier Corp. - Indianapolis | Heil | DLCURAH48AAK | DLCURAH48AAK | FJMA4*48L*C* |  | Voluntarily Certified | Single-split-system heat pumps | False | False | 47500 | 51000 | 14.5 | 14.3 | 8 | 7.5 | False | 32 | 33 | 9.5 |  | Blower Coil System | True | Conventional | 11/21/2023 |  | 12/15/2023
Carrier Corp. - Indianapolis | Keeprite | DLCURAH48AAK | DLCURAH48AAK | FJMA4*48L*C* |  | Voluntarily Certified | Single-split-system heat pumps | False | False | 47500 | 51000 | 14.5 | 14.3 | 8 | 7.5 | False | 32 | 33 | 9.5 |  | Blower Coil System | True | Conventional | 11/22/2023 |  | 12/15/2023
Carrier Corp. - Indianapolis | Arcoaire | DLCURAH48AAK | DLCURAH48AAK | FJMA4*48L*C* |  | Voluntarily Certified | Single-split-system heat pumps | False | False | 47500 | 51000 | 14.5 | 14.3 | 8 | 7.5 | False | 32 | 33 | 9.5 |  | Blower Coil System | True | Conventional | 11/21/2023 |  | 12/15/2023
Carrier Corp. - Indianapolis | Comfortmaker | DLCURAH48AAK | DLCURAH48AAK | FJMA4*48L*C* |  | Voluntarily Certified | Single-split-system heat pumps | False | False | 47500 | 51000 | 14.5 | 14.3 | 8 | 7.5 | False | 32 | 33 | 9.5 |  | Blower Coil System | True | Conventional | 11/22/2023 |  | 12/15/2023
Carrier Corp. - Indianapolis | Tempstar | DLCURAH48AAK | DLCURAH48AAK | FJMA4*48L*C* |  | Voluntarily Certified | Single-split-system heat pumps | False | False | 47500 | 51000 | 14.5 | 14.3 | 8 | 7.5 | False | 32 | 33 | 9.5 |  | Blower Coil System | True | Conventional | 11/21/2023 |  | 12/15/2023
Carrier Corp. - Indianapolis | SMART COMFORT | DLCURAH48AAK | DLCURAH48AAK | FJMA4*48L*C* |  | Voluntarily Certified | Single-split-system heat pumps | False | False | 47500 | 51000 | 14.5 | 14.3 | 8 | 7.5 | False | 32 | 33 | 9.5 |  | Blower Coil System | True | Conventional | 11/21/2023 |  | 12/15/2023
Carrier Corp. - Indianapolis | Airquest | DLCURAH48AAK | DLCURAH48AAK | FJMA4*48L*C* |  | Voluntarily Certified | Single-split-system heat pumps | False | False | 47500 | 51000 | 14.5 | 14.3 | 8 | 7.5 | False | 32 | 33 | 9.5 |  | Blower Coil System | True | Conventional | 11/21/2023 |  | 12/15/2023
Carrier Corp. - Indianapolis | Carrier | GH7TAN436**AA* | GH7TAN436**AA* | FV4CN(B,F)003L |  | Voluntarily Certified | Single-split-system heat pumps | False | False | 34200 | 34800 | 15 | 14.3 | 7.8 | 7.5 | False | 32 | 33 | 11.7 |  | Blower Coil System | False | Conventional | 11/22/2023 |  | 12/15/2023
Carrier Corp. - Indianapolis | BRYANT HEATING AND COOLING SYSTEMS | GH7TAN436**AA* | GH7TAN436**AA* | FV4CN(B,F)003L |  | Voluntarily Certified | Single-split-system heat pumps | False | False | 34200 | 34800 | 15 | 14.3 | 7.8 | 7.5 | False | 32 | 33 | 11.7 |  | Blower Coil System | False | Conventional | 11/21/2023 |  | 12/15/2023
Carrier Corp. - Indianapolis | MSH Legacy | R4H5S30*K*AAA* | R4H5S30*K*AAA* | FJMA4*30L*B* |  | Voluntarily Certified | Single-split-system heat pumps | False | False | 28400 | 28600 | 14.3 | 14.3 | 7.5 | 7.5 | False | 32 | 33 | 12 |  | Blower Coil System | False | Conventional | 11/21/2023 |  | 12/15/2023
Carrier Corp. - Indianapolis | Tempstar | R4H5S30*K*AAA* | R4H5S30*K*AAA* | FJMA4*30L*B* |  | Voluntarily Certified | Single-split-system heat pumps | False | False | 28400 | 28600 | 14.3 | 14.3 | 7.5 | 7.5 | False | 32 | 33 | 12 |  | Blower Coil System | False | Conventional | 11/21/2023 |  | 12/15/2023
Carrier Corp. - Indianapolis | 1HVAC | R4H5S30*K*AAA* | R4H5S30*K*AAA* | FJMA4*30L*B* |  | Voluntarily Certified | Single-split-system heat pumps | False | False | 28400 | 28600 | 14.3 | 14.3 | 7.5 | 7.5 | False | 32 | 33 | 12 |  | Blower Coil System | False | Conventional | 11/21/2023 |  | 12/15/2023
Carrier Corp. - Indianapolis | Arcoaire | R4H5S30*K*AAA* | R4H5S30*K*AAA* | FJMA4*30L*B* |  | Voluntarily Certified | Single-split-system heat pumps | False | False | 28400 | 28600 | 14.3 | 14.3 | 7.5 | 7.5 | False | 32 | 33 | 12 |  | Blower Coil System | False | Conventional | 11/21/2023 |  | 12/15/2023
Carrier Corp. - Indianapolis | SMART COMFORT | R4H5S30*K*AAA* | R4H5S30*K*AAA* | FJMA4*30L*B* |  | Voluntarily Certified | Single-split-system heat pumps | False | False | 28400 | 28600 | 14.3 | 14.3 | 7.5 | 7.5 | False | 32 | 33 | 12 |  | Blower Coil System | False | Conventional | 11/21/2023 |  | 12/15/2023
Carrier Corp. - Indianapolis | Airquest | R4H5S30*K*AAA* | R4H5S30*K*AAA* | FJMA4*30L*B* |  | Voluntarily Certified | Single-split-system heat pumps | False | False | 28400 | 28600 | 14.3 | 14.3 | 7.5 | 7.5 | False | 32 | 33 | 12 |  | Blower Coil System | False | Conventional | 11/21/2023 |  | 12/15/2023
Carrier Corp. - Indianapolis | Kenmore | R4H5S30*K*AAA* | R4H5S30*K*AAA* | FJMA4*30L*B* |  | Voluntarily Certified | Single-split-system heat pumps | False | False | 28400 | 28600 | 14.3 | 14.3 | 7.5 | 7.5 | False | 32 | 33 | 12 |  | Blower Coil System | False | Conventional | 11/22/2023 |  | 12/15/2023
Carrier Corp. - Indianapolis | Keeprite | R4H5S30*K*AAA* | R4H5S30*K*AAA* | FJMA4*30L*B* |  | Voluntarily Certified | Single-split-system heat pumps | False | False | 28400 | 28600 | 14.3 | 14.3 | 7.5 | 7.5 | False | 32 | 33 | 12 |  | Blower Coil System | False | Conventional | 11/22/2023 |  | 12/15/2023
Carrier Corp. - Indianapolis | Maratherm | R4H5S30*K*AAA* | R4H5S30*K*AAA* | FJMA4*30L*B* |  | Voluntarily Certified | Single-split-system heat pumps | False | False | 28400 | 28600 | 14.3 | 14.3 | 7.5 | 7.5 | False | 32 | 33 | 12 |  | Blower Coil System | False | Conventional | 11/21/2023 |  | 12/15/2023
Carrier Corp. - Indianapolis | Heil | R4H5S30*K*AAA* | R4H5S30*K*AAA* | FJMA4*30L*B* |  | Voluntarily Certified | Single-split-system heat pumps | False | False | 28400 | 28600 | 14.3 | 14.3 | 7.5 | 7.5 | False | 32 | 33 | 12 |  | Blower Coil System | False | Conventional | 11/21/2023 |  | 12/15/2023
Carrier Corp. - Indianapolis | Day & Night | R4H5S30*K*AAA* | R4H5S30*K*AAA* | FJMA4*30L*B* |  | Voluntarily Certified | Single-split-system heat pumps | False | False | 28400 | 28600 | 14.3 | 14.3 | 7.5 | 7.5 | False | 32 | 33 | 12 |  | Blower Coil System | False | Conventional | 11/21/2023 |  | 12/15/2023
Carrier Corp. - Indianapolis | Comfortmaker | R4H5S30*K*AAA* | R4H5S30*K*AAA* | FJMA4*30L*B* |  | Voluntarily Certified | Single-split-system heat pumps | False | False | 28400 | 28600 | 14.3 | 14.3 | 7.5 | 7.5 | False | 32 | 33 | 12 |  | Blower Coil System | False | Conventional | 11/22/2023 |  | 12/15/2023
Carrier Corp. - Indianapolis | Heil | H4H5S48*K*AAA* | H4H5S48*K*AAA* | FJMA4*48L*C* |  | Voluntarily Certified | Single-split-system heat pumps | False | False | 46000 | 46500 | 14.3 | 14.3 | 7.5 | 7.5 | False | 32 | 33 | 12 |  | Blower Coil System | False | Conventional | 11/21/2023 |  | 12/15/2023
Carrier Corp. - Indianapolis | Airquest | H4H5S48*K*AAA* | H4H5S48*K*AAA* | FJMA4*48L*C* |  | Voluntarily Certified | Single-split-system heat pumps | False | False | 46000 | 46500 | 14.3 | 14.3 | 7.5 | 7.5 | False | 32 | 33 | 12 |  | Blower Coil System | False | Conventional | 11/21/2023 |  | 12/15/2023
Carrier Corp. - Indianapolis | Arcoaire | H4H5S48*K*AAA* | H4H5S48*K*AAA* | FJMA4*48L*C* |  | Voluntarily Certified | Single-split-system heat pumps | False | False | 46000 | 46500 | 14.3 | 14.3 | 7.5 | 7.5 | False | 32 | 33 | 12 |  | Blower Coil System | False | Conventional | 11/21/2023 |  | 12/15/2023
Carrier Corp. - Indianapolis | Arcoaire | R4H5S48*K*AAA* | R4H5S48*K*AAA* | FJMA4*48L*C* |  | Voluntarily Certified | Single-split-system heat pumps | False | False | 46000 | 46500 | 14.3 | 14.3 | 7.5 | 7.5 | False | 32 | 33 | 12 |  | Blower Coil System | False | Conventional | 11/21/2023 |  | 12/15/2023
Carrier Corp. - Indianapolis | SMART COMFORT | R4H5S48*K*AAA* | R4H5S48*K*AAA* | FJMA4*48L*C* |  | Voluntarily Certified | Single-split-system heat pumps | False | False | 46000 | 46500 | 14.3 | 14.3 | 7.5 | 7.5 | False | 32 | 33 | 12 |  | Blower Coil System | False | Conventional | 11/21/2023 |  | 12/15/2023
Carrier Corp. - Indianapolis | Airquest | R4H5S48*K*AAA* | R4H5S48*K*AAA* | FJMA4*48L*C* |  | Voluntarily Certified | Single-split-system heat pumps | False | False | 46000 | 46500 | 14.3 | 14.3 | 7.5 | 7.5 | False | 32 | 33 | 12 |  | Blower Coil System | False | Conventional | 11/21/2023 |  | 12/15/2023
Carrier Corp. - Indianapolis | Kenmore | R4H5S48*K*AAA* | R4H5S48*K*AAA* | FJMA4*48L*C* |  | Voluntarily Certified | Single-split-system heat pumps | False | False | 46000 | 46500 | 14.3 | 14.3 | 7.5 | 7.5 | False | 32 | 33 | 12 |  | Blower Coil System | False | Conventional | 11/22/2023 |  | 12/15/2023
Carrier Corp. - Indianapolis | 1HVAC | R4H5S48*K*AAA* | R4H5S48*K*AAA* | FJMA4*48L*C* |  | Voluntarily Certified | Single-split-system heat pumps | False | False | 46000 | 46500 | 14.3 | 14.3 | 7.5 | 7.5 | False | 32 | 33 | 12 |  | Blower Coil System | False | Conventional | 11/21/2023 |  | 12/15/2023
Carrier Corp. - Indianapolis | Tempstar | R4H5S48*K*AAA* | R4H5S48*K*AAA* | FJMA4*48L*C* |  | Voluntarily Certified | Single-split-system heat pumps | False | False | 46000 | 46500 | 14.3 | 14.3 | 7.5 | 7.5 | False | 32 | 33 | 12 |  | Blower Coil System | False | Conventional | 11/21/2023 |  | 12/15/2023
Carrier Corp. - Indianapolis | Heil | R4H5S48*K*AAA* | R4H5S48*K*AAA* | FJMA4*48L*C* |  | Voluntarily Certified | Single-split-system heat pumps | False | False | 46000 | 46500 | 14.3 | 14.3 | 7.5 | 7.5 | False | 32 | 33 | 12 |  | Blower Coil System | False | Conventional | 11/21/2023 |  | 12/15/2023
Carrier Corp. - Indianapolis | Maratherm | R4H5S48*K*AAA* | R4H5S48*K*AAA* | FJMA4*48L*C* |  | Voluntarily Certified | Single-split-system heat pumps | False | False | 46000 | 46500 | 14.3 | 14.3 | 7.5 | 7.5 | False | 32 | 33 | 12 |  | Blower Coil System | False | Conventional | 11/21/2023 |  | 12/15/2023
Carrier Corp. - Indianapolis | Day & Night | R4H5S48*K*AAA* | R4H5S48*K*AAA* | FJMA4*48L*C* |  | Voluntarily Certified | Single-split-system heat pumps | False | False | 46000 | 46500 | 14.3 | 14.3 | 7.5 | 7.5 | False | 32 | 33 | 12 |  | Blower Coil System | False | Conventional | 11/21/2023 |  | 12/15/2023
Carrier Corp. - Indianapolis | MSH Legacy | R4H5S48*K*AAA* | R4H5S48*K*AAA* | FJMA4*48L*C* |  | Voluntarily Certified | Single-split-system heat pumps | False | False | 46000 | 46500 | 14.3 | 14.3 | 7.5 | 7.5 | False | 32 | 33 | 12 |  | Blower Coil System | False | Conventional | 11/21/2023 |  | 12/15/2023
Carrier Corp. - Indianapolis | Comfortmaker | R4H5S48*K*AAA* | R4H5S48*K*AAA* | FJMA4*48L*C* |  | Voluntarily Certified | Single-split-system heat pumps | False | False | 46000 | 46500 | 14.3 | 14.3 | 7.5 | 7.5 | False | 32 | 33 | 12 |  | Blower Coil System | False | Conventional | 11/22/2023 |  | 12/15/2023
Carrier Corp. - Indianapolis | Keeprite | R4H5S48*K*AAA* | R4H5S48*K*AAA* | FJMA4*48L*C* |  | Voluntarily Certified | Single-split-system heat pumps | False | False | 46000 | 46500 | 14.3 | 14.3 | 7.5 | 7.5 | False | 32 | 33 | 12 |  | Blower Coil System | False | Conventional | 11/22/2023 |  | 12/15/2023
Carrier Corp. - Indianapolis | PAYNE HEATING AND COOLING | PH5SAN460**AA* | PH5SAN460**AA* | FJ4DN*D60L* |  | Voluntarily Certified | Single-split-system heat pumps | False | False | 57000 | 57000 | 14.3 | 14.3 | 7.5 | 7.5 | False | 32 | 33 | 12 |  | Blower Coil System | False | Conventional | 11/21/2023 |  | 12/15/2023
Carrier Corp. - Indianapolis | BROCK | PH5SAN460**AA* | PH5SAN460**AA* | FJ4DN*D60L* |  | Voluntarily Certified | Single-split-system heat pumps | False | False | 57000 | 57000 | 14.3 | 14.3 | 7.5 | 7.5 | False | 32 | 33 | 12 |  | Blower Coil System | False | Conventional | 11/21/2023 |  | 12/15/2023
Carrier Corp. - Indianapolis | BRYANT HEATING AND COOLING SYSTEMS | PH5SAN460**AA* | PH5SAN460**AA* | FJ4DN*D60L* |  | Voluntarily Certified | Single-split-system heat pumps | False | False | 57000 | 57000 | 14.3 | 14.3 | 7.5 | 7.5 | False | 32 | 33 | 12 |  | Blower Coil System | False | Conventional | 11/21/2023 |  | 12/15/2023
Carrier Corp. - Indianapolis | WEATHERMAKER | PH5SAN460**AA* | PH5SAN460**AA* | FJ4DN*D60L* |  | Voluntarily Certified | Single-split-system heat pumps | False | False | 57000 | 57000 | 14.3 | 14.3 | 7.5 | 7.5 | False | 32 | 33 | 12 |  | Blower Coil System | False | Conventional | 11/22/2023 |  | 12/15/2023
Carrier Corp. - Indianapolis | Carrier | 25TPB748A**30* | 25TPB748A**30* | FV4CNB006L |  | Voluntarily Certified | Single-split-system heat pumps | False | False | 46500 | 47000 | 16 | 14.3 | 8.1 | 7.5 | False | 32 | 33 | 12 |  | Blower Coil System | False | Conventional | 11/22/2023 |  | 12/15/2023
Carrier Corp. - Indianapolis | BROCK | PH5SAN430**AA* | PH5SAN430**AA* | FJ4DN*B30L* |  | Voluntarily Certified | Single-split-system heat pumps | False | False | 28400 | 28600 | 14.3 | 14.3 | 7.5 | 7.5 | False | 32 | 33 | 12 |  | Blower Coil System | False | Conventional | 11/21/2023 |  | 12/15/2023
Carrier Corp. - Indianapolis | PAYNE HEATING AND COOLING | PH5SAN430**AA* | PH5SAN430**AA* | FJ4DN*B30L* |  | Voluntarily Certified | Single-split-system heat pumps | False | False | 28400 | 28600 | 14.3 | 14.3 | 7.5 | 7.5 | False | 32 | 33 | 12 |  | Blower Coil System | False | Conventional | 11/21/2023 |  | 12/15/2023
Carrier Corp. - Indianapolis | BRYANT HEATING AND COOLING SYSTEMS | PH5SAN430**AA* | PH5SAN430**AA* | FJ4DN*B30L* |  | Voluntarily Certified | Single-split-system heat pumps | False | False | 28400 | 28600 | 14.3 | 14.3 | 7.5 | 7.5 | False | 32 | 33 | 12 |  | Blower Coil System | False | Conventional | 11/21/2023 |  | 12/15/2023
Carrier Corp. - Indianapolis | WEATHERMAKER | PH5SAN430**AA* | PH5SAN430**AA* | FJ4DN*B30L* |  | Voluntarily Certified | Single-split-system heat pumps | False | False | 28400 | 28600 | 14.3 | 14.3 | 7.5 | 7.5 | False | 32 | 33 | 12 |  | Blower Coil System | False | Conventional | 11/22/2023 |  | 12/15/2023
Carrier Corp. - Indianapolis | Keeprite | C4H5S60*K*AAA* | C4H5S60*K*AAA* | FJMA4*60L*D* |  | Voluntarily Certified | Single-split-system heat pumps | False | False | 57000 | 57000 | 14.3 | 14.3 | 7.5 | 7.5 | False | 32 | 33 | 12 |  | Blower Coil System | False | Conventional | 11/22/2023 |  | 12/15/2023
Carrier Corp. - Indianapolis | Comfortmaker | C4H5S60*K*AAA* | C4H5S60*K*AAA* | FJMA4*60L*D* |  | Voluntarily Certified | Single-split-system heat pumps | False | False | 57000 | 57000 | 14.3 | 14.3 | 7.5 | 7.5 | False | 32 | 33 | 12 |  | Blower Coil System | False | Conventional | 11/22/2023 |  | 12/15/2023
Carrier Corp. - Indianapolis | Day & Night | C4H5S60*K*AAA* | C4H5S60*K*AAA* | FJMA4*60L*D* |  | Voluntarily Certified | Single-split-system heat pumps | False | False | 57000 | 57000 | 14.3 | 14.3 | 7.5 | 7.5 | False | 32 | 33 | 12 |  | Blower Coil System | False | Conventional | 11/21/2023 |  | 12/15/2023
Carrier Corp. - Indianapolis | Carrier | 38MURAQ30AB3* | 38MURAQ30AB3* | FJ4DN*B30L* |  | Voluntarily Certified | Single-split-system heat pumps | False | False | 30600 | 34000 | 14.5 | 14.3 | 9 | 7.5 | False | 32 | 33 | 9 |  | Blower Coil System | True | Conventional | 11/22/2023 |  | 12/15/2023
Carrier Corp. - Indianapolis | PAYNE HEATING AND COOLING | 38MURAQ30AB3* | 38MURAQ30AB3* | FJ4DN*B30L* |  | Voluntarily Certified | Single-split-system heat pumps | False | False | 30600 | 34000 | 14.5 | 14.3 | 9 | 7.5 | False | 32 | 33 | 9 |  | Blower Coil System | True | Conventional | 11/21/2023 |  | 12/15/2023
Carrier Corp. - Indianapolis | BRYANT HEATING AND COOLING SYSTEMS | 38MURAQ30AB3* | 38MURAQ30AB3* | FJ4DN*B30L* |  | Voluntarily Certified | Single-split-system heat pumps | False | False | 30600 | 34000 | 14.5 | 14.3 | 9 | 7.5 | False | 32 | 33 | 9 |  | Blower Coil System | True | Conventional | 11/21/2023 |  | 12/15/2023
Carrier Corp. - Indianapolis | Heil | DLCURAH30ABK | DLCURAH30ABK | FJMA4*30L*B* |  | Voluntarily Certified | Single-split-system heat pumps | False | False | 30600 | 34000 | 14.5 | 14.3 | 9 | 7.5 | False | 32 | 33 | 9 |  | Blower Coil System | True | Conventional | 11/21/2023 |  | 12/15/2023
Carrier Corp. - Indianapolis | Comfortmaker | DLCURAH30ABK | DLCURAH30ABK | FJMA4*30L*B* |  | Voluntarily Certified | Single-split-system heat pumps | False | False | 30600 | 34000 | 14.5 | 14.3 | 9 | 7.5 | False | 32 | 33 | 9 |  | Blower Coil System | True | Conventional | 11/22/2023 |  | 12/15/2023
Carrier Corp. - Indianapolis | Keeprite | DLCURAH30ABK | DLCURAH30ABK | FJMA4*30L*B* |  | Voluntarily Certified | Single-split-system heat pumps | False | False | 30600 | 34000 | 14.5 | 14.3 | 9 | 7.5 | False | 32 | 33 | 9 |  | Blower Coil System | True | Conventional | 11/22/2023 |  | 12/15/2023
Carrier Corp. - Indianapolis | Day & Night | DLCURAH30ABK | DLCURAH30ABK | FJMA4*30L*B* |  | Voluntarily Certified | Single-split-system heat pumps | False | False | 30600 | 34000 | 14.5 | 14.3 | 9 | 7.5 | False | 32 | 33 | 9 |  | Blower Coil System | True | Conventional | 11/21/2023 |  | 12/15/2023
Carrier Corp. - Indianapolis | Arcoaire | DLCURAH30ABK | DLCURAH30ABK | FJMA4*30L*B* |  | Voluntarily Certified | Single-split-system heat pumps | False | False | 30600 | 34000 | 14.5 | 14.3 | 9 | 7.5 | False | 32 | 33 | 9 |  | Blower Coil System | True | Conventional | 11/21/2023 |  | 12/15/2023
Carrier Corp. - Indianapolis | SMART COMFORT | DLCURAH30ABK | DLCURAH30ABK | FJMA4*30L*B* |  | Voluntarily Certified | Single-split-system heat pumps | False | False | 30600 | 34000 | 14.5 | 14.3 | 9 | 7.5 | False | 32 | 33 | 9 |  | Blower Coil System | True | Conventional | 11/21/2023 |  | 12/15/2023
Carrier Corp. - Indianapolis | Airquest | DLCURAH30ABK | DLCURAH30ABK | FJMA4*30L*B* |  | Voluntarily Certified | Single-split-system heat pumps | False | False | 30600 | 34000 | 14.5 | 14.3 | 9 | 7.5 | False | 32 | 33 | 9 |  | Blower Coil System | True | Conventional | 11/21/2023 |  | 12/15/2023
Carrier Corp. - Indianapolis | Tempstar | DLCURAH30ABK | DLCURAH30ABK | FJMA4*30L*B* |  | Voluntarily Certified | Single-split-system heat pumps | False | False | 30600 | 34000 | 14.5 | 14.3 | 9 | 7.5 | False | 32 | 33 | 9 |  | Blower Coil System | True | Conventional | 11/21/2023 |  | 12/15/2023
Carrier Corp. - Indianapolis | Grandaire | WDLCURAH36ABK | WDLCURAH36ABK | WBHL364*B* |  | Voluntarily Certified | Single-split-system heat pumps | False | False | 36200 | 39500 | 15 | 14.3 | 8 | 7.5 | False | 32 | 33 | 9.5 |  | Blower Coil System | True | Conventional | 11/21/2023 |  | 12/15/2023
Carrier Corp. - Indianapolis | Tempstar | DLCURAH48ABK | DLCURAH48ABK | FJMA4*48L*C* |  | Voluntarily Certified | Single-split-system heat pumps | False | False | 48000 | 50000 | 14.5 | 14.3 | 8.5 | 7.5 | False | 32 | 33 | 10 |  | Blower Coil System | True | Conventional | 11/21/2023 |  | 12/15/2023
Carrier Corp. - Indianapolis | Arcoaire | DLCURAH48ABK | DLCURAH48ABK | FJMA4*48L*C* |  | Voluntarily Certified | Single-split-system heat pumps | False | False | 48000 | 50000 | 14.5 | 14.3 | 8.5 | 7.5 | False | 32 | 33 | 10 |  | Blower Coil System | True | Conventional | 11/21/2023 |  | 12/15/2023
Carrier Corp. - Indianapolis | SMART COMFORT | DLCURAH48ABK | DLCURAH48ABK | FJMA4*48L*C* |  | Voluntarily Certified | Single-split-system heat pumps | False | False | 48000 | 50000 | 14.5 | 14.3 | 8.5 | 7.5 | False | 32 | 33 | 10 |  | Blower Coil System | True | Conventional | 11/21/2023 |  | 12/15/2023
Carrier Corp. - Indianapolis | Heil | DLCURAH48ABK | DLCURAH48ABK | FJMA4*48L*C* |  | Voluntarily Certified | Single-split-system heat pumps | False | False | 48000 | 50000 | 14.5 | 14.3 | 8.5 | 7.5 | False | 32 | 33 | 10 |  | Blower Coil System | True | Conventional | 11/21/2023 |  | 12/15/2023
Carrier Corp. - Indianapolis | Day & Night | DLCURAH48ABK | DLCURAH48ABK | FJMA4*48L*C* |  | Voluntarily Certified | Single-split-system heat pumps | False | False | 48000 | 50000 | 14.5 | 14.3 | 8.5 | 7.5 | False | 32 | 33 | 10 |  | Blower Coil System | True | Conventional | 11/21/2023 |  | 12/15/2023
Carrier Corp. - Indianapolis | Keeprite | DLCURAH48ABK | DLCURAH48ABK | FJMA4*48L*C* |  | Voluntarily Certified | Single-split-system heat pumps | False | False | 48000 | 50000 | 14.5 | 14.3 | 8.5 | 7.5 | False | 32 | 33 | 10 |  | Blower Coil System | True | Conventional | 11/22/2023 |  | 12/15/2023
Carrier Corp. - Indianapolis | Comfortmaker | DLCURAH48ABK | DLCURAH48ABK | FJMA4*48L*C* |  | Voluntarily Certified | Single-split-system heat pumps | False | False | 48000 | 50000 | 14.5 | 14.3 | 8.5 | 7.5 | False | 32 | 33 | 10 |  | Blower Coil System | True | Conventional | 11/22/2023 |  | 12/15/2023
Carrier Corp. - Indianapolis | Kenmore | (C,H,T)4H5S60*K*AAA* | (C,H,T)4H5S60*K*AAA* | FJMA4*60L*D* |  | Voluntarily Certified | Single-split-system heat pumps | False | False | 57000 | 57000 | 14.3 | 14.3 | 7.5 | 7.5 | False | 32 | 33 | 12 |  | Blower Coil System | False | Conventional | 11/22/2023 |  | 12/15/2023
Carrier Corp. - Indianapolis | Airquest | DLCURAH48ABK | DLCURAH48ABK | FJMA4*48L*C* |  | Voluntarily Certified | Single-split-system heat pumps | False | False | 48000 | 50000 | 14.5 | 14.3 | 8.5 | 7.5 | False | 32 | 33 | 10 |  | Blower Coil System | True | Conventional | 11/21/2023 |  | 12/15/2023
Carrier Corp. - Indianapolis | Grandaire | WDLCURAH36AAK | WDLCURAH36AAK | WBHL364*B* |  | Voluntarily Certified | Single-split-system heat pumps | False | False | 36000 | 36800 | 14.5 | 14.3 | 7.5 | 7.5 | False | 32 | 33 | 10 |  | Blower Coil System | True | Conventional | 11/21/2023 |  | 12/15/2023
Carrier Corp. - Indianapolis | Carrier | 25TPB760A**30* | 25TPB760A**30* | FV4CNB006L |  | Voluntarily Certified | Single-split-system heat pumps | False | False | 56500 | 58000 | 16 | 14.3 | 8.1 | 7.5 | False | 32 | 33 | 12 |  | Blower Coil System | False | Conventional | 11/22/2023 |  | 12/15/2023
GD Midea Air-Conditioning Equipment Co., Ltd. | Midea | MOX230-18CDN1-NQ0W | MOX230-18CDN1-NQ0W | MSAFC-18CRDN1-NQ0W |  | Voluntarily Certified | Single-split-system air condit | False | False | 17000 |  | 17 | 13.4 |  |  | True | 30 | 30 | 10.9 |  | Blower Coil System | True | Wall-Mount | 11/15/2023 |  | 12/15/2023
GD Midea Air-Conditioning Equipment Co., Ltd. | Midea | MOX330-24CFN1-NQ0W | MOX330-24CFN1-NQ0W | MSAFD-24CRFN1-NQ0W |  | Voluntarily Certified | Single-split-system air condit | False | False | 21000 |  | 17 | 13.4 |  |  | True | 30 | 30 | 10.2 |  | Blower Coil System | True | Wall-Mount | 11/15/2023 |  | 12/15/2023
GD Midea Air-Conditioning Equipment Co., Ltd. | MDV | MOCA30-22CDN1-NN10W | MOCA30-22CDN1-NN10W | MSAFD-22CRDN1-NN10W |  | Voluntarily Certified | Single-split-system air condit | False | False | 21000 |  | 16 | 13.4 |  |  | True | 30 | 30 | 10.5 |  | Blower Coil System | True | Wall-Mount | 11/15/2023 |  | 12/15/2023
GD Midea Air-Conditioning Equipment Co., Ltd. | MDV | MOAA30-12CFN1-NP0W | MOAA30-12CFN1-NP0W | MSAFB-12CRDN1-NP0W |  | Voluntarily Certified | Single-split-system air condit | False | False | 11000 |  | 16 | 13.4 |  |  | True | 30 | 30 | 10 |  | Blower Coil System | True | Wall-Mount | 11/15/2023 |  | 12/15/2023
GD Midea Air-Conditioning Equipment Co., Ltd. | MDV | MOBA30-17CDN1-NP0W | MOBA30-17CDN1-NP0W | MSAFC-17CRDN1-NP0W |  | Voluntarily Certified | Single-split-system air condit | False | False | 17000 |  | 17 | 13.4 |  |  | True | 30 | 30 | 9.9 |  | Blower Coil System | True | Wall-Mount | 11/15/2023 |  | 12/15/2023
GD Midea Air-Conditioning Equipment Co., Ltd. | COOLTEK | SD412CRDN1-RFMD | SD412CRDN1-RFMD | SD412CRDN1-RFMD |  | Voluntarily Certified | Single-split-system air condit | False | False | 11000 |  | 16 | 13.4 |  |  | True | 30 | 30 | 10 |  | Blower Coil System | True | Wall-Mount | 11/15/2023 |  | 12/15/2023
GD Midea Air-Conditioning Equipment Co., Ltd. | COOLTEK | SD424CRDN1-RFMD | SD424CRDN1-RFMD | SD424CRDN1-RFMD |  | Voluntarily Certified | Single-split-system air condit | False | False | 21000 |  | 16 | 13.4 |  |  | True | 30 | 30 | 10.5 |  | Blower Coil System | True | Wall-Mount | 11/15/2023 |  | 12/15/2023
GD Midea Air-Conditioning Equipment Co., Ltd. | COOLTEK | SD418CRDN1-RFMD | SD418CRDN1-RFMD | SD418CRDN1-RFMD |  | Voluntarily Certified | Single-split-system air condit | False | False | 17000 |  | 17 | 13.4 |  |  | True | 30 | 30 | 9.9 |  | Blower Coil System | True | Wall-Mount | 11/15/2023 |  | 12/15/2023
GD Midea Air-Conditioning Equipment Co., Ltd. | York | YHJE18YTDAMMO-X | YHJE18YTDAMMO-X | YHJE18XTDAMM-RX |  | Voluntarily Certified | Single-split-system air condit | False | False | 17000 |  | 17 | 13.4 |  |  | True | 30 | 30 | 9.9 |  | Blower Coil System | True | Wall-Mount | 11/15/2023 |  | 12/15/2023
GD Midea Air-Conditioning Equipment Co., Ltd. | York | YHJE12YTDAMMO-X | YHJE12YTDAMMO-X | YHJE12XTDAMM-RX |  | Voluntarily Certified | Single-split-system air condit | False | False | 11000 |  | 16 | 13.4 |  |  | True | 30 | 30 | 10 |  | Blower Coil System | True | Wall-Mount | 11/15/2023 |  | 12/15/2023
GD Midea Air-Conditioning Equipment Co., Ltd. | York | YHJE24YTDAMMO-X | YHJE24YTDAMMO-X | YHJE24XTDAMM-RX |  | Voluntarily Certified | Single-split-system air condit | False | False | 21000 |  | 16 | 13.4 |  |  | True | 30 | 30 | 10.5 |  | Blower Coil System | True | Wall-Mount | 11/15/2023 |  | 12/15/2023
GD Midea Air-Conditioning Equipment Co., Ltd. | MDV | MOBA30-17CDN1-MP0W | MOBA30-17CDN1-MP0W | MSAFC-17CRDN1-MP0W |  | Voluntarily Certified | Single-split-system air condit | False | False | 17000 |  | 17 | 13.4 |  |  | True | 30 | 30 | 9.9 |  | Blower Coil System | True | Wall-Mount | 11/15/2023 |  | 12/15/2023
GD Midea Air-Conditioning Equipment Co., Ltd. | Midea | MOBA30-17CDN1-MP0W | MOBA30-17CDN1-MP0W | MSAFC-17CRDN1-MP0W |  | Voluntarily Certified | Single-split-system air condit | False | False | 17000 |  | 17 | 13.4 |  |  | True | 30 | 30 | 9.9 |  | Blower Coil System | True | Wall-Mount | 11/15/2023 |  | 12/15/2023
GD Midea Air-Conditioning Equipment Co., Ltd. | ZENAIRE | DHP12BC15PC | DHP12BC15PC | DHP12BE15PC |  | Voluntarily Certified | Single-split-system air condit | False | False | 11000 |  | 16 | 13.4 |  |  | True | 30 | 30 | 10 |  | Blower Coil System | True | Wall-Mount | 11/15/2023 |  | 12/15/2023
GD Midea Air-Conditioning Equipment Co., Ltd. | ZENAIRE | DHP18BC15PC | DHP18BC15PC | DHP18BE15PC |  | Voluntarily Certified | Single-split-system air condit | False | False | 17000 |  | 17 | 13.4 |  |  | True | 30 | 30 | 9.9 |  | Blower Coil System | True | Wall-Mount | 11/15/2023 |  | 12/15/2023
GD Midea Air-Conditioning Equipment Co., Ltd. | ZENAIRE | DHP24BC15PC | DHP24BC15PC | DHP24BE15PC |  | Voluntarily Certified | Single-split-system air condit | False | False | 21000 |  | 16 | 13.4 |  |  | True | 30 | 30 | 10.5 |  | Blower Coil System | True | Wall-Mount | 11/15/2023 |  | 12/15/2023
GD Midea Air-Conditioning Equipment Co., Ltd. | COMFORTSTAR | CPE12CD(O) | CPE12CD(O) | CPE12CD(I) |  | Voluntarily Certified | Single-split-system air condit | False | False | 11000 |  | 16 | 13.4 |  |  | True | 30 | 30 | 10 |  | Blower Coil System | True | Wall-Mount | 11/15/2023 |  | 12/15/2023
GD Midea Air-Conditioning Equipment Co., Ltd. | COMFORTSTAR | CPE18CD(O) | CPE18CD(O) | CPE18CD(I) |  | Voluntarily Certified | Single-split-system air condit | False | False | 17000 |  | 17 | 13.4 |  |  | True | 30 | 30 | 9.9 |  | Blower Coil System | True | Wall-Mount | 11/15/2023 |  | 12/15/2023
GD Midea Air-Conditioning Equipment Co., Ltd. | COMFORTSTAR | CPE24CD(O) | CPE24CD(O) | CPE24CD(I) |  | Voluntarily Certified | Single-split-system air condit | False | False | 21000 |  | 16 | 13.4 |  |  | True | 30 | 30 | 10.5 |  | Blower Coil System | True | Wall-Mount | 11/15/2023 |  | 12/15/2023
GD Midea Air-Conditioning Equipment Co., Ltd. | AIR PRIME | AC-C18S21 | AC-C18S21 | AC-E18S21 |  | Voluntarily Certified | Single-split-system air condit | False | False | 17500 |  | 21 | 13.4 |  |  | True | 30 | 30 | 11.3 |  | Blower Coil System | True | Wall-Mount | 11/15/2023 |  | 12/15/2023
GD Midea Air-Conditioning Equipment Co., Ltd. | AIR PRIME | AC-C24S20 | AC-C24S20 | AC-E24S20 |  | Voluntarily Certified | Single-split-system air condit | False | False | 22000 |  | 20 | 13.4 |  |  | True | 30 | 30 | 10.2 |  | Blower Coil System | True | Wall-Mount | 11/15/2023 |  | 12/15/2023
GD Midea Air-Conditioning Equipment Co., Ltd. | TEMPBLUE | TBG418A-X012PH3N1C | TBG418A-X012PH3N1C | TBH418A-X012-H3N1C |  | Voluntarily Certified | Single-split-system air condit | False | False | 12000 |  | 18 | 13.4 |  |  | True | 30 | 30 | 10.2 |  | Blower Coil System | True | Wall-Mount | 11/15/2023 |  | 12/15/2023
GD Midea Air-Conditioning Equipment Co., Ltd. | Carrier | 38MHREC12AA3 | 38MHREC12AA3 | 40MHHBC12XA3 |  | Voluntarily Certified | Single-split-system air condit | False | False | 11500 |  | 21.5 | 13.4 |  |  | True | 30 | 30 | 12 |  | Blower Coil System | True | Wall-Mount | 11/15/2023 |  | 12/15/2023
GD Midea Air-Conditioning Equipment Co., Ltd. | Bryant | 38MHREC12AA3 | 38MHREC12AA3 | 40MHHBC12XA3 |  | Voluntarily Certified | Single-split-system air condit | False | False | 11500 |  | 21.5 | 13.4 |  |  | True | 30 | 30 | 12 |  | Blower Coil System | True | Wall-Mount | 11/15/2023 |  | 12/15/2023
GD Midea Air-Conditioning Equipment Co., Ltd. | AIR MAX | AWMAOC12-C2 | AWMAOC12-C2 | AWMAOE12-C2 |  | Voluntarily Certified | Single-split-system air condit | False | False | 12000 |  | 25 | 13.4 |  |  | True | 30 | 30 | 14 |  | Blower Coil System | True | Wall-Mount | 11/15/2023 |  | 12/15/2023
TCL Air conditioner (Zhongshan) Co., Ltd | TCL | TAC-12CHSA/*1I-X16 | TAC-12CHSA/*1I-X16 | TAC-12CHSA/*1I-X16-I |  | Voluntarily Certified | Single-split-system heat pumps | False | False | 11000 | 11500 | 17 | 14.3 | 8 | 7.5 | False | 5 | 33 | 8.4 |  | Blower Coil System | True | Wall-Mount | 11/16/2023 |  | 12/15/2023
TCL Air conditioner (Zhongshan) Co., Ltd | TCL | TAC-12CHSA/*2I-X16 | TAC-12CHSA/*2I-X16 | TAC-12CHSA/*2I-X16-I |  | Voluntarily Certified | Single-split-system heat pumps | False | False | 11000 | 11500 | 17 | 14.3 | 8 | 7.5 | False | 5 | 33 | 8.5 |  | Blower Coil System | True | Wall-Mount | 11/16/2023 |  | 12/15/2023
TCL Air conditioner (Zhongshan) Co., Ltd | TCL | TAC-18CHSA/*2I-X16 | TAC-18CHSA/*2I-X16 | TAC-18CHSA/*2I-X16-I |  | Voluntarily Certified | Single-split-system heat pumps | False | False | 16500 | 17000 | 17 | 14.3 | 8.5 | 7.5 | False | 5 | 33 | 8.5 |  | Blower Coil System | True | Wall-Mount | 11/16/2023 |  | 12/15/2023
TCL Air conditioner (Zhongshan) Co., Ltd | TCL | TAC-24CHSA/*2I-X16 | TAC-24CHSA/*2I-X16 | TAC-24CHSA/*2I-X16-I |  | Voluntarily Certified | Single-split-system heat pumps | False | False | 22000 | 22000 | 17 | 14.3 | 8 | 7.5 | False | 5 | 33 | 8.7 |  | Blower Coil System | True | Wall-Mount | 11/16/2023 |  | 12/15/2023
TCL Air conditioner (Zhongshan) Co., Ltd | TCL | TSH09HAI2NAJ0X22 | TSH09HAI2NAJ0X22 | TSH09IAI2NAJ0X22 |  | Voluntarily Certified | Single-split-system heat pumps | False | False | 9000 | 10000 | 19 | 14.3 | 8.5 | 7.5 | True | 30 | 33 | 10 |  | Blower Coil System | True | Wall-Mount | 11/16/2023 |  | 12/15/2023
TCL Air conditioner (Zhongshan) Co., Ltd | TCL | TSH12HAI2NAJ0X22 | TSH12HAI2NAJ0X22 | TSH12IAI2NAJ0X22 |  | Voluntarily Certified | Single-split-system heat pumps | False | False | 12000 | 12200 | 19 | 14.3 | 8.5 | 7.5 | True | 30 | 33 | 10 |  | Blower Coil System | True | Wall-Mount | 11/16/2023 |  | 12/15/2023
TCL Air conditioner (Zhongshan) Co., Ltd | TCL | TSH18HAI2NAJ0X22 | TSH18HAI2NAJ0X22 | TSH18IAI2NAJ0X22 |  | Voluntarily Certified | Single-split-system heat pumps | False | False | 18000 | 19600 | 19 | 14.3 | 8.5 | 7.5 | True | 30 | 33 | 9.4 |  | Blower Coil System | True | Wall-Mount | 11/16/2023 |  | 12/15/2023
TCL Air conditioner (Zhongshan) Co., Ltd | TCL | TSH24HAI2NAK0X22 | TSH24HAI2NAK0X22 | TSH24IAI2NAK0X22 |  | Voluntarily Certified | Single-split-system heat pumps | False | False | 24000 | 24400 | 19 | 14.3 | 8.5 | 7.5 | True | 30 | 33 | 10 |  | Blower Coil System | True | Wall-Mount | 11/16/2023 |  | 12/15/2023
TCL Air conditioner (Zhongshan) Co., Ltd | TCL | TSH36HAI2NAK0X22 | TSH36HAI2NAK0X22 | TSH36IAI2NAK0X22 |  | Voluntarily Certified | Single-split-system heat pumps | False | False | 36000 | 36000 | 19 | 14.3 | 8.5 | 7.5 | True | 30 | 33 | 9 |  | Blower Coil System | True | Wall-Mount | 11/16/2023 |  | 12/15/2023
TCL Air conditioner (Zhongshan) Co., Ltd | TCL | TSH09HAI1NAJ0X22 | TSH09HAI1NAJ0X22 | TSH09IAI1NAJ0X22 |  | Voluntarily Certified | Single-split-system heat pumps | False | False | 9000 | 10000 | 19 | 14.3 | 8.5 | 7.5 | True | 30 | 33 | 10 |  | Blower Coil System | True | Wall-Mount | 11/16/2023 |  | 12/15/2023
TCL Air conditioner (Zhongshan) Co., Ltd | TCL | TSH12HAI1NAJ0X22 | TSH12HAI1NAJ0X22 | TSH12IAI1NAJ0X22 |  | Voluntarily Certified | Single-split-system heat pumps | False | False | 12000 | 12200 | 19 | 14.3 | 8.5 | 7.5 | True | 30 | 33 | 10 |  | Blower Coil System | True | Wall-Mount | 11/16/2023 |  | 12/15/2023
TCL Air conditioner (Zhongshan) Co., Ltd | TCL | TSH30HAI2NAJ0X23 | TSH30HAI2NAJ0X23 | TSH30IAI2NAJ0X23 |  | Voluntarily Certified | Single-split-system heat pumps | False | False | 30000 | 30000 | 19 | 14.3 | 8.5 | 7.5 | True | 30 | 33 | 9 |  | Blower Coil System | True | Conventional | 11/16/2023 |  | 12/15/2023
TCL Air conditioner (Zhongshan) Co., Ltd | AIR-CON | ASTCI4H4E36 | ASTCI4H4E36 | ASTEM4H4E36 |  | Voluntarily Certified | Single-split-system heat pumps | False | False | 36000 | 36000 | 19 | 14.3 | 8.5 | 7.5 | True | 30 | 33 | 9 |  | Blower Coil System | True | Wall-Mount | 11/16/2023 |  | 12/15/2023
TCL Air conditioner (Zhongshan) Co., Ltd | AIR-CON | ALPCI4H1E09 | ALPCI4H1E09 | ALPEM4H1E09 |  | Voluntarily Certified | Single-split-system heat pumps | False | False | 9000 | 9500 | 23 | 14.3 | 9 | 7.5 | True | 30 | 33 | 12.5 |  | Blower Coil System | True | Wall-Mount | 11/16/2023 |  | 12/15/2023
TCL Air conditioner (Zhongshan) Co., Ltd | AIR-CON | ALPCI4H4E09 | ALPCI4H4E09 | ALPEM4H4E09 |  | Voluntarily Certified | Single-split-system heat pumps | False | False | 9000 | 9500 | 23.5 | 14.3 | 9.2 | 7.5 | True | 30 | 33 | 13 |  | Blower Coil System | True | Wall-Mount | 11/16/2023 |  | 12/15/2023
TCL Air conditioner (Zhongshan) Co., Ltd | AIR-CON | ALPCI4H1E12 | ALPCI4H1E12 | ALPEM4H1E12 |  | Voluntarily Certified | Single-split-system heat pumps | False | False | 12000 | 12000 | 22 | 14.3 | 9 | 7.5 | True | 30 | 33 | 12.5 |  | Blower Coil System | True | Wall-Mount | 11/16/2023 |  | 12/15/2023
TCL Air conditioner (Zhongshan) Co., Ltd | AIR-CON | ALPCI4H4E12 | ALPCI4H4E12 | ALPEM4H4E12 |  | Voluntarily Certified | Single-split-system heat pumps | False | False | 12000 | 12000 | 23 | 14.3 | 9.5 | 7.5 | True | 30 | 33 | 13 |  | Blower Coil System | True | Wall-Mount | 11/16/2023 |  | 12/15/2023
TCL Air conditioner (Zhongshan) Co., Ltd | AIR-CON | ALPCI4H4E18 | ALPCI4H4E18 | ALPEM4H4E18 |  | Voluntarily Certified | Single-split-system heat pumps | False | False | 18000 | 18000 | 22 | 14.3 | 9 | 7.5 | True | 30 | 33 | 13 |  | Blower Coil System | True | Wall-Mount | 11/16/2023 |  | 12/15/2023
TCL Air conditioner (Zhongshan) Co., Ltd | AIR-CON | ALPCI4H4E24 | ALPCI4H4E24 | ALPEM4H4E24 |  | Voluntarily Certified | Single-split-system heat pumps | False | False | 23000 | 24000 | 20 | 14.3 | 9 | 7.5 | True | 30 | 33 | 12.5 |  | Blower Coil System | True | Wall-Mount | 11/16/2023 |  | 12/15/2023
TCL Air conditioner (Zhongshan) Co., Ltd | Global Commander | HPG-ET09K1CH19S-O | HPG-ET09K1CH19S-O | HPG-ET09K1CH19S-I |  | Voluntarily Certified | Single-split-system heat pumps | False | False | 9000 | 9500 | 19 | 14.3 | 7.8 | 7.5 | True | 30 | 33 | 10 |  | Blower Coil System | True | Wall-Mount | 11/16/2023 |  | 12/15/2023
TCL Air conditioner (Zhongshan) Co., Ltd | Global Commander | HPG-ET12K2CH19S-O | HPG-ET12K2CH19S-O | HPG-ET12K2CH19S-I |  | Voluntarily Certified | Single-split-system heat pumps | False | False | 12000 | 12000 | 19 | 14.3 | 7.8 | 7.5 | True | 30 | 33 | 9 |  | Blower Coil System | True | Wall-Mount | 11/16/2023 |  | 12/15/2023
TCL Air conditioner (Zhongshan) Co., Ltd | Global Commander | HPG-ET18K2CH19S-O | HPG-ET18K2CH19S-O | HPG-ET18K2CH19S-I |  | Voluntarily Certified | Single-split-system heat pumps | False | False | 18000 | 19000 | 19 | 14.3 | 7.8 | 7.5 | True | 30 | 33 | 9 |  | Blower Coil System | True | Wall-Mount | 11/16/2023 |  | 12/15/2023
TCL Air conditioner (Zhongshan) Co., Ltd | Global Commander | HPG-ET24K2CH18S-O | HPG-ET24K2CH18S-O | HPG-ET24K2CH18S-I |  | Voluntarily Certified | Single-split-system heat pumps | False | False | 24000 | 24000 | 18 | 14.3 | 7.8 | 7.5 | True | 30 | 33 | 9 |  | Blower Coil System | True | Wall-Mount | 11/16/2023 |  | 12/15/2023
TCL Air conditioner (Zhongshan) Co., Ltd | Global Commander | HPG-ET09K2CH19S-O | HPG-ET09K2CH19S-O | HPG-ET09K2CH19S-I |  | Voluntarily Certified | Single-split-system heat pumps | False | False | 9000 | 9500 | 19 | 14.3 | 7.8 | 7.5 | True | 30 | 33 | 10 |  | Blower Coil System | True | Wall-Mount | 11/16/2023 |  | 12/15/2023
TCL Air conditioner (Zhongshan) Co., Ltd | Lennox | LI036HO-160P433-E | LI036HO-160P433-E | LI036HI-160P433-E |  | Voluntarily Certified | Single-split-system heat pumps | False | False | 36000 | 36000 | 17 | 14.3 | 7.5 | 7.5 | True | 30 | 33 | 8 |  | Blower Coil System | True | Wall-Mount | 11/16/2023 |  | 12/15/2023
TCL Air conditioner (Zhongshan) Co., Ltd | Lennox | LI012HO-160V433-E | LI012HO-160V433-E | LI012HI-160V433-E |  | Voluntarily Certified | Single-split-system heat pumps | False | False | 11000 | 11500 | 17 | 14.3 | 8 | 7.5 | False | 5 | 33 | 8.4 |  | Blower Coil System | True | Wall-Mount | 11/16/2023 |  | 12/15/2023
TCL Air conditioner (Zhongshan) Co., Ltd | Lennox | LI012HO-160P433-E | LI012HO-160P433-E | LI012HI-160P433-E |  | Voluntarily Certified | Single-split-system heat pumps | False | False | 11000 | 11500 | 17 | 14.3 | 8 | 7.5 | False | 5 | 33 | 8.5 |  | Blower Coil System | True | Wall-Mount | 11/16/2023 |  | 12/15/2023
TCL Air conditioner (Zhongshan) Co., Ltd | Lennox | LI018HO-160P433-E | LI018HO-160P433-E | LI018HI-160P433-E |  | Voluntarily Certified | Single-split-system heat pumps | False | False | 16500 | 17000 | 17 | 14.3 | 8.5 | 7.5 | False | 5 | 33 | 8.5 |  | Blower Coil System | True | Wall-Mount | 11/16/2023 |  | 12/15/2023
TCL Air conditioner (Zhongshan) Co., Ltd | Lennox | LI024HO-160P433-E | LI024HO-160P433-E | LI024HI-160P433-E |  | Voluntarily Certified | Single-split-system heat pumps | False | False | 22000 | 22000 | 17 | 14.3 | 8 | 7.5 | False | 5 | 33 | 8.7 |  | Blower Coil System | True | Wall-Mount | 11/16/2023 |  | 12/15/2023
TCL Air conditioner (Zhongshan) Co., Ltd | Lennox | LI012HO-160V433-T | LI012HO-160V433-T | LI012HI-160V433-T |  | Voluntarily Certified | Single-split-system heat pumps | False | False | 11000 | 11500 | 17 | 14.3 | 8 | 7.5 | False | 5 | 33 | 8.4 |  | Blower Coil System | True | Wall-Mount | 11/16/2023 |  | 12/15/2023
TCL Air conditioner (Zhongshan) Co., Ltd | Lennox | LI012HO-160P433-T | LI012HO-160P433-T | LI012HI-160P433-T |  | Voluntarily Certified | Single-split-system heat pumps | False | False | 11000 | 11500 | 17 | 14.3 | 8 | 7.5 | False | 5 | 33 | 8.5 |  | Blower Coil System | True | Wall-Mount | 11/16/2023 |  | 12/15/2023
TCL Air conditioner (Zhongshan) Co., Ltd | Lennox | LI018HO-160P433-T | LI018HO-160P433-T | LI018HI-160P433-T |  | Voluntarily Certified | Single-split-system heat pumps | False | False | 16500 | 17000 | 17 | 14.3 | 8.5 | 7.5 | False | 5 | 33 | 8.5 |  | Blower Coil System | True | Wall-Mount | 11/16/2023 |  | 12/15/2023
TCL Air conditioner (Zhongshan) Co., Ltd | Lennox | TSC-09HA2/I2*I19 | TSC-09HA2/I2*I19 | TSC-09HA2/I2*I19-I |  | Voluntarily Certified | Single-split-system heat pumps | False | False | 9000 | 9500 | 19 | 14.3 | 7.8 | 7.5 | True | 30 | 33 | 10 |  | Blower Coil System | True | Wall-Mount | 11/16/2023 |  | 12/15/2023
TCL Air conditioner (Zhongshan) Co., Ltd | Klimaire | KOIP09H1 | KOIP09H1 | KIWP09H1 |  | Voluntarily Certified | Single-split-system heat pumps | False | False | 9000 | 9500 | 19 | 14.3 | 7.8 | 7.5 | True | 30 | 33 | 10 |  | Blower Coil System | True | Wall-Mount | 11/16/2023 |  | 12/15/2023
TCL Air conditioner (Zhongshan) Co., Ltd | Klimaire | KOIP12H2 | KOIP12H2 | KIWP12H2 |  | Voluntarily Certified | Single-split-system heat pumps | False | False | 12000 | 12000 | 19 | 14.3 | 7.8 | 7.5 | True | 30 | 33 | 9 |  | Blower Coil System | True | Wall-Mount | 11/16/2023 |  | 12/15/2023
TCL Air conditioner (Zhongshan) Co., Ltd | Klimaire | KOIP18H2 | KOIP18H2 | KIWP18H2 |  | Voluntarily Certified | Single-split-system heat pumps | False | False | 18000 | 19000 | 19 | 14.3 | 7.8 | 7.5 | True | 30 | 33 | 9 |  | Blower Coil System | True | Wall-Mount | 11/16/2023 |  | 12/15/2023
TCL Air conditioner (Zhongshan) Co., Ltd | Klimaire | KOIP24H2 | KOIP24H2 | KIWP24H2 |  | Voluntarily Certified | Single-split-system heat pumps | False | False | 24000 | 24000 | 18 | 14.3 | 7.8 | 7.5 | True | 30 | 33 | 9 |  | Blower Coil System | True | Wall-Mount | 11/16/2023 |  | 12/15/2023
TCL Air conditioner (Zhongshan) Co., Ltd | Klimaire | KOIP36H2 | KOIP36H2 | KIWP36H2 |  | Voluntarily Certified | Single-split-system heat pumps | False | False | 36000 | 36000 | 17 | 14.3 | 7.5 | 7.5 | True | 30 | 33 | 8 |  | Blower Coil System | True | Wall-Mount | 11/16/2023 |  | 12/15/2023
TCL Air conditioner (Zhongshan) Co., Ltd | Klimaire | KOIQ12H2-3 | KOIQ12H2-3 | KIWQ12H2-3T |  | Voluntarily Certified | Single-split-system heat pumps | False | False | 12000 | 12000 | 19 | 14.3 | 7.8 | 7.5 | True | 30 | 33 | 9 |  | Blower Coil System | True | Wall-Mount | 11/16/2023 |  | 12/15/2023
TCL Air conditioner (Zhongshan) Co., Ltd | Klimaire | KOIQ18H2-3 | KOIQ18H2-3 | KIWQ18H2-3T |  | Voluntarily Certified | Single-split-system heat pumps | False | False | 18000 | 19000 | 19 | 14.3 | 7.8 | 7.5 | True | 30 | 33 | 9 |  | Blower Coil System | True | Wall-Mount | 11/16/2023 |  | 12/15/2023
TCL Air conditioner (Zhongshan) Co., Ltd | Klimaire | KOIQ24H2-3 | KOIQ24H2-3 | KIWQ24H2-3T |  | Voluntarily Certified | Single-split-system heat pumps | False | False | 24000 | 24000 | 18 | 14.3 | 7.8 | 7.5 | True | 30 | 33 | 9 |  | Blower Coil System | True | Wall-Mount | 11/16/2023 |  | 12/15/2023
TCL Air conditioner (Zhongshan) Co., Ltd | Klimaire | KOIQ36H2-3 | KOIQ36H2-3 | KIWQ36H2-3T |  | Voluntarily Certified | Single-split-system heat pumps | False | False | 36000 | 36000 | 17 | 14.3 | 7.5 | 7.5 | True | 30 | 33 | 8 |  | Blower Coil System | True | Wall-Mount | 11/16/2023 |  | 12/15/2023
TCL Air conditioner (Zhongshan) Co., Ltd | Klimaire | KOIU36H2-1 | KOIU36H2-1 | KIWU36H2-1A |  | Voluntarily Certified | Single-split-system heat pumps | False | False | 36000 | 36000 | 19 | 14.3 | 8.5 | 7.5 | True | 30 | 33 | 9 |  | Blower Coil System | True | Wall-Mount | 11/16/2023 |  | 12/15/2023
TCL Air conditioner (Zhongshan) Co., Ltd | Klimaire | KOIQ12H1-4 | KOIQ12H1-4 | KIWQ12H1-4T |  | Voluntarily Certified | Single-split-system heat pumps | False | False | 12000 | 12200 | 19 | 14.3 | 8.5 | 7.5 | True | 30 | 33 | 10 |  | Blower Coil System | True | Wall-Mount | 11/16/2023 |  | 12/15/2023
TCL Air conditioner (Zhongshan) Co., Ltd | Klimaire | KOIQ12H2-4 | KOIQ12H2-4 | KIWQ12H2-4T |  | Voluntarily Certified | Single-split-system heat pumps | False | False | 12000 | 12200 | 19 | 14.3 | 8.5 | 7.5 | True | 30 | 33 | 10 |  | Blower Coil System | True | Wall-Mount | 11/16/2023 |  | 12/15/2023
TCL Air conditioner (Zhongshan) Co., Ltd | Klimaire | KOIQ18H2-4 | KOIQ18H2-4 | KIWQ18H2-4T |  | Voluntarily Certified | Single-split-system heat pumps | False | False | 18000 | 19600 | 19 | 14.3 | 8.5 | 7.5 | True | 30 | 33 | 9.4 |  | Blower Coil System | True | Wall-Mount | 11/16/2023 |  | 12/15/2023
TCL Air conditioner (Zhongshan) Co., Ltd | Klimaire | KOIQ24H2-4 | KOIQ24H2-4 | KIWQ24H2-4T |  | Voluntarily Certified | Single-split-system heat pumps | False | False | 24000 | 24400 | 19 | 14.3 | 8.5 | 7.5 | True | 30 | 33 | 10 |  | Blower Coil System | True | Wall-Mount | 11/16/2023 |  | 12/15/2023
TCL Air conditioner (Zhongshan) Co., Ltd | Klimaire | KOIQ36H2-4 | KOIQ36H2-4 | KIWQ36H2-4T |  | Voluntarily Certified | Single-split-system heat pumps | False | False | 36000 | 36000 | 19 | 14.3 | 8.5 | 7.5 | True | 30 | 33 | 9 |  | Blower Coil System | True | Wall-Mount | 11/16/2023 |  | 12/15/2023
TCL Air conditioner (Zhongshan) Co., Ltd | Klimaire | KOIU09H1-1 | KOIU09H1-1 | KIWU09H1-1A |  | Voluntarily Certified | Single-split-system heat pumps | False | False | 9000 | 9500 | 23 | 14.3 | 9 | 7.5 | True | 30 | 33 | 12.5 |  | Blower Coil System | True | Wall-Mount | 11/16/2023 |  | 12/15/2023
TCL Air conditioner (Zhongshan) Co., Ltd | Klimaire | KOIU09H2-1 | KOIU09H2-1 | KIWU09H2-1A |  | Voluntarily Certified | Single-split-system heat pumps | False | False | 9000 | 9500 | 23.5 | 14.3 | 9.2 | 7.5 | True | 30 | 33 | 13 |  | Blower Coil System | True | Wall-Mount | 11/16/2023 |  | 12/15/2023
TCL Air conditioner (Zhongshan) Co., Ltd | Klimaire | KOIU12H1-1 | KOIU12H1-1 | KIWU12H1-1A |  | Voluntarily Certified | Single-split-system heat pumps | False | False | 12000 | 12000 | 22 | 14.3 | 9 | 7.5 | True | 30 | 33 | 12.5 |  | Blower Coil System | True | Wall-Mount | 11/16/2023 |  | 12/15/2023
TCL Air conditioner (Zhongshan) Co., Ltd | Klimaire | KOIU12H2-1 | KOIU12H2-1 | KIWU12H2-1A |  | Voluntarily Certified | Single-split-system heat pumps | False | False | 12000 | 12000 | 23 | 14.3 | 9.5 | 7.5 | True | 30 | 33 | 13 |  | Blower Coil System | True | Wall-Mount | 11/16/2023 |  | 12/15/2023
TCL Air conditioner (Zhongshan) Co., Ltd | Klimaire | KOIU18H2-1 | KOIU18H2-1 | KIWU18H2-1A |  | Voluntarily Certified | Single-split-system heat pumps | False | False | 18000 | 18000 | 22 | 14.3 | 9 | 7.5 | True | 30 | 33 | 13 |  | Blower Coil System | True | Wall-Mount | 11/16/2023 |  | 12/15/2023
TCL Air conditioner (Zhongshan) Co., Ltd | Klimaire | KOIU24H2-1 | KOIU24H2-1 | KIWU24H2-1A |  | Voluntarily Certified | Single-split-system heat pumps | False | False | 23000 | 24000 | 20 | 14.3 | 9 | 7.5 | True | 30 | 33 | 12.5 |  | Blower Coil System | True | Wall-Mount | 11/16/2023 |  | 12/15/2023
TCL Air conditioner (Zhongshan) Co., Ltd | Pure | PIN09H1V51(O) | PIN09H1V51(O) | PIN09H1V51(I) |  | Voluntarily Certified | Single-split-system heat pumps | False | False | 9000 | 9500 | 19 | 14.3 | 7.8 | 7.5 | True | 30 | 33 | 10 |  | Blower Coil System | True | Wall-Mount | 11/16/2023 |  | 12/15/2023
TCL Air conditioner (Zhongshan) Co., Ltd | Pure | PIN09H2V51(O) | PIN09H2V51(O) | PIN09H2V51(I) |  | Voluntarily Certified | Single-split-system heat pumps | False | False | 9000 | 9500 | 19 | 14.3 | 7.8 | 7.5 | True | 30 | 33 | 10 |  | Blower Coil System | True | Wall-Mount | 11/16/2023 |  | 12/15/2023
TCL Air conditioner (Zhongshan) Co., Ltd | Pure | PIN12H2V51(O) | PIN12H2V51(O) | PIN12H2V51(I) |  | Voluntarily Certified | Single-split-system heat pumps | False | False | 12000 | 12000 | 19 | 14.3 | 7.8 | 7.5 | True | 30 | 33 | 9 |  | Blower Coil System | True | Wall-Mount | 11/16/2023 |  | 12/15/2023
TCL Air conditioner (Zhongshan) Co., Ltd | Pure | PIN24H2V51(O) | PIN24H2V51(O) | PIN24H2V51(I) |  | Voluntarily Certified | Single-split-system heat pumps | False | False | 24000 | 24000 | 18 | 14.3 | 7.8 | 7.5 | True | 30 | 33 | 9 |  | Blower Coil System | True | Wall-Mount | 11/16/2023 |  | 12/15/2023
TCL Air conditioner (Zhongshan) Co., Ltd | Trane | 4TXK2318BF000AA | 4TXK2318BF000AA | 4MXW2318BF000AA |  | Voluntarily Certified | Single-split-system heat pumps | False | False | 18000 | 19000 | 19 | 14.3 | 7.8 | 7.5 | True | 30 | 33 | 9 |  | Blower Coil System | True | Wall-Mount | 11/16/2023 |  | 12/15/2023
TCL Air conditioner (Zhongshan) Co., Ltd | Trane | 4TXK2318BFP00AA | 4TXK2318BFP00AA | 4MXW2318BF000AA |  | Voluntarily Certified | Single-split-system heat pumps | False | False | 18000 | 19000 | 19 | 14.3 | 7.8 | 7.5 | True | 30 | 33 | 9 |  | Blower Coil System | True | Wall-Mount | 11/16/2023 |  | 12/15/2023
TCL Air conditioner (Zhongshan) Co., Ltd | Trane | 4TXK2324BF000AA | 4TXK2324BF000AA | 4MXW2324BF000AA |  | Voluntarily Certified | Single-split-system heat pumps | False | False | 24000 | 24000 | 18 | 14.3 | 7.8 | 7.5 | True | 30 | 33 | 9 |  | Blower Coil System | True | Wall-Mount | 11/16/2023 |  | 12/15/2023
TCL Air conditioner (Zhongshan) Co., Ltd | Trane | 4TXK2324BFP00AA | 4TXK2324BFP00AA | 4MXW2324BF000AA |  | Voluntarily Certified | Single-split-system heat pumps | False | False | 24000 | 24000 | 18 | 14.3 | 7.8 | 7.5 | True | 30 | 33 | 9 |  | Blower Coil System | True | Wall-Mount | 11/16/2023 |  | 12/15/2023
TCL Air conditioner (Zhongshan) Co., Ltd | Trane | 4TXK2336BF000AA | 4TXK2336BF000AA | 4MXW2336BF000AA |  | Voluntarily Certified | Single-split-system heat pumps | False | False | 36000 | 36000 | 17 | 14.3 | 7.5 | 7.5 | True | 30 | 33 | 8 |  | Blower Coil System | True | Wall-Mount | 11/16/2023 |  | 12/15/2023
TCL Air conditioner (Zhongshan) Co., Ltd | Trane | 4TXK2336BFP00AA | 4TXK2336BFP00AA | 4MXW2336BF000AA |  | Voluntarily Certified | Single-split-system heat pumps | False | False | 36000 | 36000 | 17 | 14.3 | 7.5 | 7.5 | True | 30 | 33 | 8 |  | Blower Coil System | True | Wall-Mount | 11/16/2023 |  | 12/15/2023
TCL Air conditioner (Zhongshan) Co., Ltd | Trane | 4TYK2336BFP00AA | 4TYK2336BFP00AA | 4MYW2336BF000AA |  | Voluntarily Certified | Single-split-system heat pumps | False | False | 36000 | 36000 | 17 | 14.3 | 7.5 | 7.5 | True | 30 | 33 | 8 |  | Blower Coil System | True | Wall-Mount | 11/16/2023 |  | 12/15/2023
TCL Air conditioner (Zhongshan) Co., Ltd | Pioneer | YN009ALFI19RPD | YN009ALFI19RPD | WT009ALFI19HLD |  | Voluntarily Certified | Single-split-system heat pumps | False | False | 9000 | 9500 | 19 | 14.3 | 7.8 | 7.5 | True | 30 | 33 | 10 |  | Blower Coil System | True | Wall-Mount | 11/16/2023 |  | 12/15/2023
TCL Air conditioner (Zhongshan) Co., Ltd | Pioneer | YN009GLFI19RPD | YN009GLFI19RPD | WT009GLFI19HLD |  | Voluntarily Certified | Single-split-system heat pumps | False | False | 9000 | 9500 | 19 | 14.3 | 7.8 | 7.5 | True | 30 | 33 | 10 |  | Blower Coil System | True | Wall-Mount | 11/16/2023 |  | 12/15/2023
TCL Air conditioner (Zhongshan) Co., Ltd | Pioneer | YN012GLFI19RPD | YN012GLFI19RPD | WT012GLFI19HLD |  | Voluntarily Certified | Single-split-system heat pumps | False | False | 12000 | 12000 | 19 | 14.3 | 7.8 | 7.5 | True | 30 | 33 | 9 |  | Blower Coil System | True | Wall-Mount | 11/16/2023 |  | 12/15/2023
TCL Air conditioner (Zhongshan) Co., Ltd | Pioneer | YN018GLFI19RPD | YN018GLFI19RPD | WT018GLFI19HLD |  | Voluntarily Certified | Single-split-system heat pumps | False | False | 18000 | 19000 | 19 | 14.3 | 7.8 | 7.5 | True | 30 | 33 | 9 |  | Blower Coil System | True | Wall-Mount | 11/16/2023 |  | 12/15/2023
TCL Air conditioner (Zhongshan) Co., Ltd | Pioneer | YN024GLFI19RPD | YN024GLFI19RPD | WT024GLFI19HLD |  | Voluntarily Certified | Single-split-system heat pumps | False | False | 24000 | 24000 | 18 | 14.3 | 7.8 | 7.5 | True | 30 | 33 | 9 |  | Blower Coil System | True | Wall-Mount | 11/16/2023 |  | 12/15/2023
TCL Air conditioner (Zhongshan) Co., Ltd | Pioneer | YN036GLFI19RPD | YN036GLFI19RPD | WT036GLFI19HLD |  | Voluntarily Certified | Single-split-system heat pumps | False | False | 36000 | 36000 | 17 | 14.3 | 7.5 | 7.5 | True | 30 | 33 | 8 |  | Blower Coil System | True | Wall-Mount | 11/16/2023 |  | 12/15/2023
TCL Air conditioner (Zhongshan) Co., Ltd | Pioneer | YN030GLFI19RPE | YN030GLFI19RPE | WT030GLFI19HLE |  | Voluntarily Certified | Single-split-system heat pumps | False | False | 30000 | 30000 | 19 | 14.3 | 8.5 | 7.5 | True | 30 | 33 | 9 |  | Blower Coil System | True | Conventional | 11/16/2023 |  | 12/15/2023
TCL Air conditioner (Zhongshan) Co., Ltd | Pioneer | YN009ALFI19RPE | YN009ALFI19RPE | WT009ALFI19HLE |  | Voluntarily Certified | Single-split-system heat pumps | False | False | 9000 | 10000 | 19 | 14.3 | 8.5 | 7.5 | True | 30 | 33 | 10 |  | Blower Coil System | True | Wall-Mount | 11/16/2023 |  | 12/15/2023
TCL Air conditioner (Zhongshan) Co., Ltd | Pioneer | YN012ALFI19RPE | YN012ALFI19RPE | WT012ALFI19HLE |  | Voluntarily Certified | Single-split-system heat pumps | False | False | 12000 | 12200 | 19 | 14.3 | 8.5 | 7.5 | True | 30 | 33 | 10 |  | Blower Coil System | True | Wall-Mount | 11/16/2023 |  | 12/15/2023
TCL Air conditioner (Zhongshan) Co., Ltd | Pioneer | YN009GLFI19RPE | YN009GLFI19RPE | WT009GLFI19HLE |  | Voluntarily Certified | Single-split-system heat pumps | False | False | 9000 | 10000 | 19 | 14.3 | 8.5 | 7.5 | True | 30 | 33 | 10 |  | Blower Coil System | True | Wall-Mount | 11/16/2023 |  | 12/15/2023
TCL Air conditioner (Zhongshan) Co., Ltd | Pioneer | YN012GLFI19RPE | YN012GLFI19RPE | WT012GLFI19HLE |  | Voluntarily Certified | Single-split-system heat pumps | False | False | 12000 | 12200 | 19 | 14.3 | 8.5 | 7.5 | True | 30 | 33 | 10 |  | Blower Coil System | True | Wall-Mount | 11/16/2023 |  | 12/15/2023
TCL Air conditioner (Zhongshan) Co., Ltd | Pioneer | YN018GLFI19RPE | YN018GLFI19RPE | WT018GLFI19HLE |  | Voluntarily Certified | Single-split-system heat pumps | False | False | 18000 | 19600 | 19 | 14.3 | 8.5 | 7.5 | True | 30 | 33 | 9.4 |  | Blower Coil System | True | Wall-Mount | 11/16/2023 |  | 12/15/2023
TCL Air conditioner (Zhongshan) Co., Ltd | Pioneer | YN024GLFI19RPE | YN024GLFI19RPE | WT024GLFI19HLE |  | Voluntarily Certified | Single-split-system heat pumps | False | False | 24000 | 24400 | 19 | 14.3 | 8.5 | 7.5 | True | 30 | 33 | 10 |  | Blower Coil System | True | Wall-Mount | 11/16/2023 |  | 12/15/2023
TCL Air conditioner (Zhongshan) Co., Ltd | Pioneer | YN036GLFI19RPE | YN036GLFI19RPE | WT036GLFI19HLE |  | Voluntarily Certified | Single-split-system heat pumps | False | False | 36000 | 36000 | 19 | 14.3 | 8.5 | 7.5 | True | 30 | 33 | 9 |  | Blower Coil System | True | Wall-Mount | 11/16/2023 |  | 12/15/2023
TCL Air conditioner (Zhongshan) Co., Ltd | Pioneer | YN009ALFI22RPD | YN009ALFI22RPD | WT009ALFI22HLD |  | Voluntarily Certified | Single-split-system heat pumps | False | False | 9000 | 9500 | 23 | 14.3 | 9 | 7.5 | True | 30 | 33 | 12.5 |  | Blower Coil System | True | Wall-Mount | 11/16/2023 |  | 12/15/2023
TCL Air conditioner (Zhongshan) Co., Ltd | Pioneer | YN012ALFI22RPD | YN012ALFI22RPD | WT012ALFI22HLD |  | Voluntarily Certified | Single-split-system heat pumps | False | False | 12000 | 12000 | 22 | 14.3 | 9 | 7.5 | True | 30 | 33 | 12.5 |  | Blower Coil System | True | Wall-Mount | 11/16/2023 |  | 12/15/2023
TCL Air conditioner (Zhongshan) Co., Ltd | Pioneer | YN009GLFI22RPD | YN009GLFI22RPD | WT009GLFI22HLD |  | Voluntarily Certified | Single-split-system heat pumps | False | False | 9000 | 9500 | 23.5 | 14.3 | 9.2 | 7.5 | True | 30 | 33 | 13 |  | Blower Coil System | True | Wall-Mount | 11/16/2023 |  | 12/15/2023
TCL Air conditioner (Zhongshan) Co., Ltd | Pioneer | YN012GLFI22RPD | YN012GLFI22RPD | WT012GLFI22HLD |  | Voluntarily Certified | Single-split-system heat pumps | False | False | 12000 | 12000 | 23 | 14.3 | 9.5 | 7.5 | True | 30 | 33 | 13 |  | Blower Coil System | True | Wall-Mount | 11/16/2023 |  | 12/15/2023
TCL Air conditioner (Zhongshan) Co., Ltd | Pioneer | YN018GLFI22RPD | YN018GLFI22RPD | WT018GLFI22HLD |  | Voluntarily Certified | Single-split-system heat pumps | False | False | 18000 | 18000 | 22 | 14.3 | 9 | 7.5 | True | 30 | 33 | 13 |  | Blower Coil System | True | Wall-Mount | 11/16/2023 |  | 12/15/2023
TCL Air conditioner (Zhongshan) Co., Ltd | Pioneer | YN024GLFI22RPD | YN024GLFI22RPD | WT024GLFI22HLD |  | Voluntarily Certified | Single-split-system heat pumps | False | False | 23000 | 24000 | 20 | 14.3 | 9 | 7.5 | True | 30 | 33 | 12.5 |  | Blower Coil System | True | Wall-Mount | 11/16/2023 |  | 12/15/2023
TCL Air conditioner (Zhongshan) Co., Ltd | Rheem | RC2IV18HP3BB | RC2IV18HP3BB | RC2IV18HP3BA |  | Voluntarily Certified | Single-split-system heat pumps | False | False | 18000 | 19000 | 19 | 14.3 | 7.8 | 7.5 | True | 30 | 33 | 9 |  | Blower Coil System | True | Wall-Mount | 11/16/2023 |  | 12/15/2023
TCL Air conditioner (Zhongshan) Co., Ltd | Ruud | UC2IV18HP3BB | UC2IV18HP3BB | UC2IV18HP3BA |  | Voluntarily Certified | Single-split-system heat pumps | False | False | 18000 | 19000 | 19 | 14.3 | 7.8 | 7.5 | True | 30 | 33 | 9 |  | Blower Coil System | True | Wall-Mount | 11/16/2023 |  | 12/15/2023
TCL Air conditioner (Zhongshan) Co., Ltd | Emerson Quiet Kool | 19S-EACH9R1C | 19S-EACH9R1C | 19S-EACH9R1W |  | Voluntarily Certified | Single-split-system heat pumps | False | False | 9000 | 9500 | 19 | 14.3 | 7.8 | 7.5 | True | 30 | 33 | 10 |  | Blower Coil System | True | Wall-Mount | 11/16/2023 |  | 12/15/2023
TCL Air conditioner (Zhongshan) Co., Ltd | Emerson Quiet Kool | 19S-EACH9R2C | 19S-EACH9R2C | 19S-EACH9R2W |  | Voluntarily Certified | Single-split-system heat pumps | False | False | 9000 | 9500 | 19 | 14.3 | 7.8 | 7.5 | True | 30 | 33 | 10 |  | Blower Coil System | True | Wall-Mount | 11/16/2023 |  | 12/15/2023
TCL Air conditioner (Zhongshan) Co., Ltd | Emerson Quiet Kool | 19S-EACH12R2C | 19S-EACH12R2C | 19S-EACH12R2W |  | Voluntarily Certified | Single-split-system heat pumps | False | False | 12000 | 12000 | 19 | 14.3 | 7.8 | 7.5 | True | 30 | 33 | 9 |  | Blower Coil System | True | Wall-Mount | 11/16/2023 |  | 12/15/2023
TCL Air conditioner (Zhongshan) Co., Ltd | Emerson Quiet Kool | 19S-EACH18R2C | 19S-EACH18R2C | 19S-EACH18R2W |  | Voluntarily Certified | Single-split-system heat pumps | False | False | 18000 | 19000 | 19 | 14.3 | 7.8 | 7.5 | True | 30 | 33 | 9 |  | Blower Coil System | True | Wall-Mount | 11/16/2023 |  | 12/15/2023
TCL Air conditioner (Zhongshan) Co., Ltd | Emerson Quiet Kool | 19S-EACH24R2C | 19S-EACH24R2C | 19S-EACH24R2W |  | Voluntarily Certified | Single-split-system heat pumps | False | False | 24000 | 24000 | 18 | 14.3 | 7.8 | 7.5 | True | 30 | 33 | 9 |  | Blower Coil System | True | Wall-Mount | 11/16/2023 |  | 12/15/2023
TCL Air conditioner (Zhongshan) Co., Ltd | Mirage | IVKH090A | IVKH090A | OVKH090A |  | Voluntarily Certified | Single-split-system heat pumps | False | False | 9000 | 9500 | 19 | 14.3 | 7.8 | 7.5 | True | 30 | 33 | 10 |  | Blower Coil System | True | Wall-Mount | 11/16/2023 |  | 12/15/2023
TCL Air conditioner (Zhongshan) Co., Ltd | Mirage | IVKH121A | IVKH121A | OVKH121A |  | Voluntarily Certified | Single-split-system heat pumps | False | False | 12000 | 12000 | 19 | 14.3 | 7.8 | 7.5 | True | 30 | 33 | 9 |  | Blower Coil System | True | Wall-Mount | 11/16/2023 |  | 12/15/2023
TCL Air conditioner (Zhongshan) Co., Ltd | Mirage | IVKH181A | IVKH181A | OVKH181A |  | Voluntarily Certified | Single-split-system heat pumps | False | False | 18000 | 19000 | 19 | 14.3 | 7.8 | 7.5 | True | 30 | 33 | 9 |  | Blower Coil System | True | Wall-Mount | 11/16/2023 |  | 12/15/2023
TCL Air conditioner (Zhongshan) Co., Ltd | Mirage | IVKH241A | IVKH241A | OVKH241A |  | Voluntarily Certified | Single-split-system heat pumps | False | False | 24000 | 24000 | 18 | 14.3 | 7.8 | 7.5 | True | 30 | 33 | 9 |  | Blower Coil System | True | Wall-Mount | 11/16/2023 |  | 12/15/2023
TCL Air conditioner (Zhongshan) Co., Ltd | Mirage | IVKH361A | IVKH361A | OVKH361A |  | Voluntarily Certified | Single-split-system heat pumps | False | False | 36000 | 36000 | 17 | 14.3 | 7.5 | 7.5 | True | 30 | 33 | 8 |  | Blower Coil System | True | Wall-Mount | 11/16/2023 |  | 12/15/2023
TCL Air conditioner (Zhongshan) Co., Ltd | Mirage | OVKH090A | OVKH090A | IVKH090A |  | Voluntarily Certified | Single-split-system heat pumps | False | False | 9000 | 9500 | 19 | 14.3 | 7.8 | 7.5 | True | 30 | 33 | 10 |  | Blower Coil System | True | Wall-Mount | 11/16/2023 |  | 12/15/2023
TCL Air conditioner (Zhongshan) Co., Ltd | Mirage | OVKH121A | OVKH121A | IVKH121A |  | Voluntarily Certified | Single-split-system heat pumps | False | False | 12000 | 12000 | 19 | 14.3 | 7.8 | 7.5 | True | 30 | 33 | 9 |  | Blower Coil System | True | Wall-Mount | 11/16/2023 |  | 12/15/2023
TCL Air conditioner (Zhongshan) Co., Ltd | Mirage | OVKH181A | OVKH181A | IVKH181A |  | Voluntarily Certified | Single-split-system heat pumps | False | False | 18000 | 19000 | 19 | 14.3 | 7.8 | 7.5 | True | 30 | 33 | 9 |  | Blower Coil System | True | Wall-Mount | 11/16/2023 |  | 12/15/2023
TCL Air conditioner (Zhongshan) Co., Ltd | Mirage | OVKH241A | OVKH241A | IVKH241A |  | Voluntarily Certified | Single-split-system heat pumps | False | False | 24000 | 24000 | 18 | 14.3 | 7.8 | 7.5 | True | 30 | 33 | 9 |  | Blower Coil System | True | Wall-Mount | 11/16/2023 |  | 12/15/2023
TCL Air conditioner (Zhongshan) Co., Ltd | Mirage | OVKH361A | OVKH361A | IVKH361A |  | Voluntarily Certified | Single-split-system heat pumps | False | False | 36000 | 36000 | 17 | 14.3 | 7.5 | 7.5 | True | 30 | 33 | 8 |  | Blower Coil System | True | Wall-Mount | 11/16/2023 |  | 12/15/2023
TCL Air conditioner (Zhongshan) Co., Ltd | Mirage | OVKH090B | OVKH090B | IVKH090B |  | Voluntarily Certified | Single-split-system heat pumps | False | False | 9000 | 10000 | 19 | 14.3 | 8.5 | 7.5 | True | 30 | 33 | 10 |  | Blower Coil System | True | Wall-Mount | 11/16/2023 |  | 12/15/2023
TCL Air conditioner (Zhongshan) Co., Ltd | Mirage | OVKH120B | OVKH120B | IVKH120B |  | Voluntarily Certified | Single-split-system heat pumps | False | False | 12000 | 12200 | 19 | 14.3 | 8.5 | 7.5 | True | 30 | 33 | 10 |  | Blower Coil System | True | Wall-Mount | 11/16/2023 |  | 12/15/2023
TCL Air conditioner (Zhongshan) Co., Ltd | Mirage | OVKH121B | OVKH121B | IVKH121B |  | Voluntarily Certified | Single-split-system heat pumps | False | False | 12000 | 12200 | 19 | 14.3 | 8.5 | 7.5 | True | 30 | 33 | 10 |  | Blower Coil System | True | Wall-Mount | 11/16/2023 |  | 12/15/2023
TCL Air conditioner (Zhongshan) Co., Ltd | Mirage | OVKH181B | OVKH181B | IVKH181B |  | Voluntarily Certified | Single-split-system heat pumps | False | False | 18000 | 19600 | 19 | 14.3 | 8.5 | 7.5 | True | 30 | 33 | 9.4 |  | Blower Coil System | True | Wall-Mount | 11/16/2023 |  | 12/15/2023
TCL Air conditioner (Zhongshan) Co., Ltd | Mirage | OVKH241B | OVKH241B | IVKH241B |  | Voluntarily Certified | Single-split-system heat pumps | False | False | 24000 | 24400 | 19 | 14.3 | 8.5 | 7.5 | True | 30 | 33 | 10 |  | Blower Coil System | True | Wall-Mount | 11/16/2023 |  | 12/15/2023
TCL Air conditioner (Zhongshan) Co., Ltd | Mirage | OVKH361B | OVKH361B | IVKH361B |  | Voluntarily Certified | Single-split-system heat pumps | False | False | 36000 | 36000 | 19 | 14.3 | 8.5 | 7.5 | True | 30 | 33 | 9 |  | Blower Coil System | True | Wall-Mount | 11/16/2023 |  | 12/15/2023
TCL Air conditioner (Zhongshan) Co., Ltd | Everwell | MGTC0923C-20 | MGTC0923C-20 | MGTC0923E-20 |  | Voluntarily Certified | Single-split-system heat pumps | False | False | 9000 | 9500 | 19 | 14.3 | 7.8 | 7.5 | True | 30 | 33 | 10 |  | Blower Coil System | True | Wall-Mount | 11/16/2023 |  | 12/15/2023
TCL Air conditioner (Zhongshan) Co., Ltd | Everwell | MGTH0923C-20 | MGTH0923C-20 | MGTH0923E-20 |  | Voluntarily Certified | Single-split-system heat pumps | False | False | 9000 | 9500 | 19 | 14.3 | 7.8 | 7.5 | True | 30 | 33 | 10 |  | Blower Coil System | True | Wall-Mount | 11/16/2023 |  | 12/15/2023
TCL Air conditioner (Zhongshan) Co., Ltd | Everwell | MGTC0913C-20 | MGTC0913C-20 | MGTC0913E-20 |  | Voluntarily Certified | Single-split-system heat pumps | False | False | 9000 | 9500 | 19 | 14.3 | 7.8 | 7.5 | True | 30 | 33 | 10 |  | Blower Coil System | True | Wall-Mount | 11/16/2023 |  | 12/15/2023
TCL Air conditioner (Zhongshan) Co., Ltd | Everwell | MGTH0913C-20 | MGTH0913C-20 | MGTH0913E-20 |  | Voluntarily Certified | Single-split-system heat pumps | False | False | 9000 | 9500 | 19 | 14.3 | 7.8 | 7.5 | True | 30 | 33 | 10 |  | Blower Coil System | True | Wall-Mount | 11/16/2023 |  | 12/15/2023
TCL Air conditioner (Zhongshan) Co., Ltd | Everwell | MGTC3623C-17 | MGTC3623C-17 | MGTC3623E-17 |  | Voluntarily Certified | Single-split-system heat pumps | False | False | 36000 | 36000 | 17 | 14.3 | 7.5 | 7.5 | True | 30 | 33 | 8 |  | Blower Coil System | True | Wall-Mount | 11/16/2023 |  | 12/15/2023
TCL Air conditioner (Zhongshan) Co., Ltd | Everwell | MGTH3623C-17 | MGTH3623C-17 | MGTH3623E-17 |  | Voluntarily Certified | Single-split-system heat pumps | False | False | 36000 | 36000 | 17 | 14.3 | 7.5 | 7.5 | True | 30 | 33 | 8 |  | Blower Coil System | True | Wall-Mount | 11/16/2023 |  | 12/15/2023
TCL Air conditioner (Zhongshan) Co., Ltd | Everwell | MGTH1223C-20 | MGTH1223C-20 | MGTH1223E-20 |  | Voluntarily Certified | Single-split-system heat pumps | False | False | 12000 | 12000 | 19 | 14.3 | 7.8 | 7.5 | True | 30 | 33 | 9 |  | Blower Coil System | True | Wall-Mount | 11/16/2023 |  | 12/15/2023
TCL Air conditioner (Zhongshan) Co., Ltd | Everwell | MGTH1823C-20 | MGTH1823C-20 | MGTH1823E-20 |  | Voluntarily Certified | Single-split-system heat pumps | False | False | 18000 | 19000 | 19 | 14.3 | 7.8 | 7.5 | True | 30 | 33 | 9 |  | Blower Coil System | True | Wall-Mount | 11/16/2023 |  | 12/15/2023
TCL Air conditioner (Zhongshan) Co., Ltd | Everwell | MGTH2423C-20 | MGTH2423C-20 | MGTH2423E-20 |  | Voluntarily Certified | Single-split-system heat pumps | False | False | 24000 | 24000 | 18 | 14.3 | 7.8 | 7.5 | True | 30 | 33 | 9 |  | Blower Coil System | True | Wall-Mount | 11/16/2023 |  | 12/15/2023
TCL Air conditioner (Zhongshan) Co., Ltd | Everwell | MKTH1213C-16 | MKTH1213C-16 | MKTH1213E-16 |  | Voluntarily Certified | Single-split-system heat pumps | False | False | 11000 | 11500 | 17 | 14.3 | 8 | 7.5 | False | 5 | 33 | 8.4 |  | Blower Coil System | True | Wall-Mount | 11/16/2023 |  | 12/15/2023
TCL Air conditioner (Zhongshan) Co., Ltd | Everwell | MKTH1223C-16 | MKTH1223C-16 | MKTH1223E-16 |  | Voluntarily Certified | Single-split-system heat pumps | False | False | 11000 | 11500 | 17 | 14.3 | 8 | 7.5 | False | 5 | 33 | 8.5 |  | Blower Coil System | True | Wall-Mount | 11/16/2023 |  | 12/15/2023
TCL Air conditioner (Zhongshan) Co., Ltd | Everwell | MKTH1823C-16 | MKTH1823C-16 | MKTH1823E-16 |  | Voluntarily Certified | Single-split-system heat pumps | False | False | 16500 | 17000 | 17 | 14.3 | 8.5 | 7.5 | False | 5 | 33 | 8.5 |  | Blower Coil System | True | Wall-Mount | 11/16/2023 |  | 12/15/2023
TCL Air conditioner (Zhongshan) Co., Ltd | Everwell | MKTH2423C-16 | MKTH2423C-16 | MKTH2423E-16 |  | Voluntarily Certified | Single-split-system heat pumps | False | False | 22000 | 22000 | 17 | 14.3 | 8 | 7.5 | False | 5 | 33 | 8.7 |  | Blower Coil System | True | Wall-Mount | 11/16/2023 |  | 12/15/2023
TCL Air conditioner (Zhongshan) Co., Ltd | Daizuki | DXTH09C416A-20 | DXTH09C416A-20 | DXTH09E416A-20 |  | Voluntarily Certified | Single-split-system heat pumps | False | False | 9000 | 10000 | 19 | 14.3 | 8.5 | 7.5 | True | 30 | 33 | 10 |  | Blower Coil System | True | Wall-Mount | 11/16/2023 |  | 12/15/2023
TCL Air conditioner (Zhongshan) Co., Ltd | Daizuki | DXTH09C426A-20 | DXTH09C426A-20 | DXTH09E426A-20 |  | Voluntarily Certified | Single-split-system heat pumps | False | False | 9000 | 10000 | 19 | 14.3 | 8.5 | 7.5 | True | 30 | 33 | 10 |  | Blower Coil System | True | Wall-Mount | 11/16/2023 |  | 12/15/2023
TCL Air conditioner (Zhongshan) Co., Ltd | Daizuki | DXTH12C416A-20 | DXTH12C416A-20 | DXTH12E416A-20 |  | Voluntarily Certified | Single-split-system heat pumps | False | False | 12000 | 12200 | 19 | 14.3 | 8.5 | 7.5 | True | 30 | 33 | 10 |  | Blower Coil System | True | Wall-Mount | 11/16/2023 |  | 12/15/2023
TCL Air conditioner (Zhongshan) Co., Ltd | Daizuki | DXTH12C426A-20 | DXTH12C426A-20 | DXTH12E426A-20 |  | Voluntarily Certified | Single-split-system heat pumps | False | False | 12000 | 12200 | 19 | 14.3 | 8.5 | 7.5 | True | 30 | 33 | 10 |  | Blower Coil System | True | Wall-Mount | 11/16/2023 |  | 12/15/2023
TCL Air conditioner (Zhongshan) Co., Ltd | Daizuki | DXTH18C426A-20 | DXTH18C426A-20 | DXTH18E426A-20 |  | Voluntarily Certified | Single-split-system heat pumps | False | False | 18000 | 19600 | 19 | 14.3 | 8.5 | 7.5 | True | 30 | 33 | 9.4 |  | Blower Coil System | True | Wall-Mount | 11/16/2023 |  | 12/15/2023
TCL Air conditioner (Zhongshan) Co., Ltd | Daizuki | DXTH24C426A-20 | DXTH24C426A-20 | DXTH24E426A-20 |  | Voluntarily Certified | Single-split-system heat pumps | False | False | 24000 | 24400 | 19 | 14.3 | 8.5 | 7.5 | True | 30 | 33 | 10 |  | Blower Coil System | True | Wall-Mount | 11/16/2023 |  | 12/15/2023
TCL Air conditioner (Zhongshan) Co., Ltd | Daizuki | DXTH36C426A-17 | DXTH36C426A-17 | DXTH36E426A-17 |  | Voluntarily Certified | Single-split-system heat pumps | False | False | 36000 | 36000 | 19 | 14.3 | 8.5 | 7.5 | True | 30 | 33 | 9 |  | Blower Coil System | True | Wall-Mount | 11/16/2023 |  | 12/15/2023
TCL Air conditioner (Zhongshan) Co., Ltd | Daizuki | DXTH09C416A-23 | DXTH09C416A-23 | DXTH09E416A-23 |  | Voluntarily Certified | Single-split-system heat pumps | False | False | 9000 | 9500 | 23 | 14.3 | 9 | 7.5 | True | 30 | 33 | 12.5 |  | Blower Coil System | True | Wall-Mount | 11/16/2023 |  | 12/15/2023
TCL Air conditioner (Zhongshan) Co., Ltd | Daizuki | DXTH09C426A-23 | DXTH09C426A-23 | DXTH09E426A-23 |  | Voluntarily Certified | Single-split-system heat pumps | False | False | 9000 | 9500 | 23.5 | 14.3 | 9.2 | 7.5 | True | 30 | 33 | 13 |  | Blower Coil System | True | Wall-Mount | 11/16/2023 |  | 12/15/2023
TCL Air conditioner (Zhongshan) Co., Ltd | Daizuki | DXTH12C416A-23 | DXTH12C416A-23 | DXTH12E416A-23 |  | Voluntarily Certified | Single-split-system heat pumps | False | False | 12000 | 12000 | 22 | 14.3 | 9 | 7.5 | True | 30 | 33 | 12.5 |  | Blower Coil System | True | Wall-Mount | 11/16/2023 |  | 12/15/2023
TCL Air conditioner (Zhongshan) Co., Ltd | Daizuki | DXTH12C426A-23 | DXTH12C426A-23 | DXTH12E426A-23 |  | Voluntarily Certified | Single-split-system heat pumps | False | False | 12000 | 12000 | 23 | 14.3 | 9.5 | 7.5 | True | 30 | 33 | 13 |  | Blower Coil System | True | Wall-Mount | 11/16/2023 |  | 12/15/2023
TCL Air conditioner (Zhongshan) Co., Ltd | Daizuki | DXTH18C426A-23 | DXTH18C426A-23 | DXTH18E426A-23 |  | Voluntarily Certified | Single-split-system heat pumps | False | False | 18000 | 18000 | 22 | 14.3 | 9 | 7.5 | True | 30 | 33 | 13 |  | Blower Coil System | True | Wall-Mount | 11/16/2023 |  | 12/15/2023
TCL Air conditioner (Zhongshan) Co., Ltd | Daizuki | DXTH24C426A-23 | DXTH24C426A-23 | DXTH24E426A-23 |  | Voluntarily Certified | Single-split-system heat pumps | False | False | 23000 | 24000 | 20 | 14.3 | 9 | 7.5 | True | 30 | 33 | 12.5 |  | Blower Coil System | True | Wall-Mount | 11/16/2023 |  | 12/15/2023
TCL Air conditioner (Zhongshan) Co., Ltd | Daizuki | DXTC09C426-20 | DXTC09C426-20 | DXTC09E426-20 |  | Voluntarily Certified | Single-split-system heat pumps | False | False | 9000 | 9500 | 19 | 14.3 | 7.8 | 7.5 | True | 30 | 33 | 10 |  | Blower Coil System | True | Wall-Mount | 11/16/2023 |  | 12/15/2023
TCL Air conditioner (Zhongshan) Co., Ltd | Daizuki | DXTH09C426-20 | DXTH09C426-20 | DXTH09E426-20 |  | Voluntarily Certified | Single-split-system heat pumps | False | False | 9000 | 9500 | 19 | 14.3 | 7.8 | 7.5 | True | 30 | 33 | 10 |  | Blower Coil System | True | Wall-Mount | 11/16/2023 |  | 12/15/2023
TCL Air conditioner (Zhongshan) Co., Ltd | Daizuki | DXTC09C416-20 | DXTC09C416-20 | DXTC09E416-20 |  | Voluntarily Certified | Single-split-system heat pumps | False | False | 9000 | 9500 | 19 | 14.3 | 7.8 | 7.5 | True | 30 | 33 | 10 |  | Blower Coil System | True | Wall-Mount | 11/16/2023 |  | 12/15/2023
TCL Air conditioner (Zhongshan) Co., Ltd | Daizuki | DXTH09C416-20 | DXTH09C416-20 | DXTH09E416-20 |  | Voluntarily Certified | Single-split-system heat pumps | False | False | 9000 | 9500 | 19 | 14.3 | 7.8 | 7.5 | True | 30 | 33 | 10 |  | Blower Coil System | True | Wall-Mount | 11/16/2023 |  | 12/15/2023
TCL Air conditioner (Zhongshan) Co., Ltd | Daizuki | DXTC36C426-17 | DXTC36C426-17 | DXTC36E426-17 |  | Voluntarily Certified | Single-split-system heat pumps | False | False | 36000 | 36000 | 17 | 14.3 | 7.5 | 7.5 | True | 30 | 33 | 8 |  | Blower Coil System | True | Wall-Mount | 11/16/2023 |  | 12/15/2023
TCL Air conditioner (Zhongshan) Co., Ltd | Daizuki | DXTH36C426-17 | DXTH36C426-17 | DXTH36E426-17 |  | Voluntarily Certified | Single-split-system heat pumps | False | False | 36000 | 36000 | 17 | 14.3 | 7.5 | 7.5 | True | 30 | 33 | 8 |  | Blower Coil System | True | Wall-Mount | 11/16/2023 |  | 12/15/2023
TCL Air conditioner (Zhongshan) Co., Ltd | Daizuki | DXTH12C426-20 | DXTH12C426-20 | DXTH12E426-20 |  | Voluntarily Certified | Single-split-system heat pumps | False | False | 12000 | 12000 | 19 | 14.3 | 7.8 | 7.5 | True | 30 | 33 | 9 |  | Blower Coil System | True | Wall-Mount | 11/16/2023 |  | 12/15/2023
TCL Air conditioner (Zhongshan) Co., Ltd | Daizuki | DXTH18C426-20 | DXTH18C426-20 | DXTH18E426-20 |  | Voluntarily Certified | Single-split-system heat pumps | False | False | 18000 | 19000 | 19 | 14.3 | 7.8 | 7.5 | True | 30 | 33 | 9 |  | Blower Coil System | True | Wall-Mount | 11/16/2023 |  | 12/15/2023
TCL Air conditioner (Zhongshan) Co., Ltd | Daizuki | DXTH24C426-20 | DXTH24C426-20 | DXTH24E426-20 |  | Voluntarily Certified | Single-split-system heat pumps | False | False | 24000 | 24000 | 18 | 14.3 | 7.8 | 7.5 | True | 30 | 33 | 9 |  | Blower Coil System | True | Wall-Mount | 11/16/2023 |  | 12/15/2023
TCL Air conditioner (Zhongshan) Co., Ltd | Panasonic | CU-YE9WKU1 | CU-YE9WKU1 | CS-YE9WKU1 |  | Voluntarily Certified | Single-split-system heat pumps | False | False | 9000 | 9500 | 19 | 14.3 | 7.8 | 7.5 | True | 30 | 33 | 10 |  | Blower Coil System | True | Wall-Mount | 11/16/2023 |  | 12/15/2023
TCL Air conditioner (Zhongshan) Co., Ltd | TUTTO KOOL | TK1912W5CD-O | TK1912W5CD-O | TK1912W5CD-I |  | Voluntarily Certified | Single-split-system heat pumps | False | False | 12000 | 12000 | 19 | 14.3 | 7.8 | 7.5 | True | 30 | 33 | 9 |  | Blower Coil System | True | Wall-Mount | 11/16/2023 |  | 12/15/2023
TCL Air conditioner (Zhongshan) Co., Ltd | TUTTO KOOL | TK1918W5CD-O | TK1918W5CD-O | TK1918W5CD-I |  | Voluntarily Certified | Single-split-system heat pumps | False | False | 18000 | 19000 | 19 | 14.3 | 7.8 | 7.5 | True | 30 | 33 | 9 |  | Blower Coil System | True | Wall-Mount | 11/16/2023 |  | 12/15/2023
TCL Air conditioner (Zhongshan) Co., Ltd | TUTTO KOOL | TK1824W5CD-O | TK1824W5CD-O | TK1824W5CD-I |  | Voluntarily Certified | Single-split-system heat pumps | False | False | 24000 | 24000 | 18 | 14.3 | 7.8 | 7.5 | True | 30 | 33 | 9 |  | Blower Coil System | True | Wall-Mount | 11/16/2023 |  | 12/15/2023
TCL Air conditioner (Zhongshan) Co., Ltd | TUTTO KOOL | TK1736W5CD-O | TK1736W5CD-O | TK1736W5CD-I |  | Voluntarily Certified | Single-split-system heat pumps | False | False | 36000 | 36000 | 17 | 14.3 | 7.5 | 7.5 | True | 30 | 33 | 8 |  | Blower Coil System | True | Wall-Mount | 11/16/2023 |  | 12/15/2023
TCL Air conditioner (Zhongshan) Co., Ltd | TUTTO KOOL | TK1912E5CD-O | TK1912E5CD-O | TK1912E5CD-I |  | Voluntarily Certified | Single-split-system heat pumps | False | False | 12000 | 12200 | 19 | 14.3 | 8.5 | 7.5 | True | 30 | 33 | 10 |  | Blower Coil System | True | Wall-Mount | 11/16/2023 |  | 12/15/2023
TCL Air conditioner (Zhongshan) Co., Ltd | TUTTO KOOL | TK1924E5CD-O | TK1924E5CD-O | TK1924E5CD-I |  | Voluntarily Certified | Single-split-system heat pumps | False | False | 24000 | 24400 | 19 | 14.3 | 8.5 | 7.5 | True | 30 | 33 | 10 |  | Blower Coil System | True | Wall-Mount | 11/16/2023 |  | 12/15/2023
TCL Air conditioner (Zhongshan) Co., Ltd | TUTTO KOOL | TK1936E5CD-O | TK1936E5CD-O | TK1936E5CD-I |  | Voluntarily Certified | Single-split-system heat pumps | False | False | 36000 | 36000 | 19 | 14.3 | 8.5 | 7.5 | True | 30 | 33 | 9 |  | Blower Coil System | True | Wall-Mount | 11/16/2023 |  | 12/15/2023
TCL Air conditioner (Zhongshan) Co., Ltd | TUTTO KOOL | TK1912E5CA-O | TK1912E5CA-O | TK1912E5CA-I |  | Voluntarily Certified | Single-split-system heat pumps | False | False | 12000 | 12200 | 19 | 14.3 | 8.5 | 7.5 | True | 30 | 33 | 10 |  | Blower Coil System | True | Wall-Mount | 11/16/2023 |  | 12/15/2023
TCL Air conditioner (Zhongshan) Co., Ltd | Conformatic | AWTPC36-C2 | AWTPC36-C2 | AWTPC36-C2 |  | Voluntarily Certified | Single-split-system heat pumps | False | False | 36000 | 36000 | 17 | 14.3 | 7.5 | 7.5 | True | 30 | 33 | 8 |  | Blower Coil System | True | Wall-Mount | 11/16/2023 |  | 12/15/2023
TCL Air conditioner (Zhongshan) Co., Ltd | MANUFLOW | TSC-18HA2/I2XI19 | TSC-18HA2/I2XI19 | TSC-18HA2/I2XI19-I |  | Voluntarily Certified | Single-split-system heat pumps | False | False | 18000 | 19000 | 19 | 14.3 | 7.8 | 7.5 | True | 30 | 33 | 9 |  | Blower Coil System | True | Wall-Mount | 11/16/2023 |  | 12/15/2023
TCL Air conditioner (Zhongshan) Co., Ltd | MANUFLOW | TSC-24HA2/I2XI18 | TSC-24HA2/I2XI18 | TSC-24HA2/I2XI18-I |  | Voluntarily Certified | Single-split-system heat pumps | False | False | 24000 | 24000 | 18 | 14.3 | 7.8 | 7.5 | True | 30 | 33 | 9 |  | Blower Coil System | True | Wall-Mount | 11/16/2023 |  | 12/15/2023
TCL Air conditioner (Zhongshan) Co., Ltd | Classic America | MSC-09HAC1-O | MSC-09HAC1-O | MSC-09HAC1-I |  | Voluntarily Certified | Single-split-system heat pumps | False | False | 9000 | 9500 | 19 | 14.3 | 7.8 | 7.5 | True | 30 | 33 | 10 |  | Blower Coil System | True | Wall-Mount | 11/16/2023 |  | 12/15/2023
TCL Air conditioner (Zhongshan) Co., Ltd | Classic America | MSC-24HAC2-O | MSC-24HAC2-O | MSC-24HAC2-I |  | Voluntarily Certified | Single-split-system heat pumps | False | False | 24000 | 24000 | 18 | 14.3 | 7.8 | 7.5 | True | 30 | 33 | 9 |  | Blower Coil System | True | Wall-Mount | 11/16/2023 |  | 12/15/2023
TCL Air conditioner (Zhongshan) Co., Ltd | Classic America | MSCT-09HAC1-O | MSCT-09HAC1-O | MSCT-09HAC1-I |  | Voluntarily Certified | Single-split-system heat pumps | False | False | 9000 | 9500 | 23 | 14.3 | 9 | 7.5 | True | 30 | 33 | 12.5 |  | Blower Coil System | True | Wall-Mount | 11/16/2023 |  | 12/15/2023
TCL Air conditioner (Zhongshan) Co., Ltd | Classic America | MSCT-24HAC2-O | MSCT-24HAC2-O | MSCT-24HAC2-I |  | Voluntarily Certified | Single-split-system heat pumps | False | False | 23000 | 24000 | 20 | 14.3 | 9 | 7.5 | True | 30 | 33 | 12.5 |  | Blower Coil System | True | Wall-Mount | 11/16/2023 |  | 12/15/2023
TCL Air conditioner (Zhongshan) Co., Ltd | SKM AIR CONDITIONING EQUIPMENT | MSKM-12 | MSKM-12 | MSKM-12 |  | Voluntarily Certified | Single-split-system heat pumps | False | False | 12000 | 12000 | 23 | 14.3 | 9.5 | 7.5 | True | 30 | 33 | 13 |  | Blower Coil System | True | Wall-Mount | 11/16/2023 |  | 12/15/2023
TCL Air conditioner (Zhongshan) Co., Ltd | SKM AIR CONDITIONING EQUIPMENT | MSKM-18 | MSKM-18 | MSKM-18 |  | Voluntarily Certified | Single-split-system heat pumps | False | False | 18000 | 18000 | 22 | 14.3 | 9 | 7.5 | True | 30 | 33 | 13 |  | Blower Coil System | True | Wall-Mount | 11/16/2023 |  | 12/15/2023
TCL Air conditioner (Zhongshan) Co., Ltd | SKM AIR CONDITIONING EQUIPMENT | MSKM-24 | MSKM-24 | MSKM-24 |  | Voluntarily Certified | Single-split-system heat pumps | False | False | 23000 | 24000 | 20 | 14.3 | 9 | 7.5 | True | 30 | 33 | 12.5 |  | Blower Coil System | True | Wall-Mount | 11/16/2023 |  | 12/15/2023
TCL Air conditioner (Zhongshan) Co., Ltd | Danby | DAS180EAQHWDB-O* | DAS180EAQHWDB-O* | DAS180EAQHWDB-I* |  | Voluntarily Certified | Single-split-system heat pumps | False | False | 18000 | 19600 | 19 | 14.3 | 8.5 | 7.5 | True | 30 | 33 | 9.4 |  | Blower Coil System | True | Wall-Mount | 11/16/2023 |  | 12/15/2023
TCL Air conditioner (Zhongshan) Co., Ltd | Danby | DAS180EAQHWDB-O | DAS180EAQHWDB-O | DAS180EAQHWDB-I |  | Voluntarily Certified | Single-split-system heat pumps | False | False | 18000 | 19000 | 19 | 14.3 | 7.8 | 7.5 | True | 30 | 33 | 9 |  | Blower Coil System | True | Wall-Mount | 11/16/2023 |  | 12/15/2023
TCL Air conditioner (Zhongshan) Co., Ltd | ACC AIR | TSC-09HA2/I2*I19 | TSC-09HA2/I2*I19 | TSC-09HA2/I2*I19 |  | Voluntarily Certified | Single-split-system heat pumps | False | False | 9000 | 9500 | 19 | 14.3 | 7.8 | 7.5 | True | 30 | 33 | 10 |  | Blower Coil System | True | Wall-Mount | 11/16/2023 |  | 12/15/2023
TCL Air conditioner (Zhongshan) Co., Ltd | ACC AIR | TSC-12HA2/I2*I19 | TSC-12HA2/I2*I19 | TSC-12HA2/I2*I19 |  | Voluntarily Certified | Single-split-system heat pumps | False | False | 12000 | 12000 | 19 | 14.3 | 7.8 | 7.5 | True | 30 | 33 | 9 |  | Blower Coil System | True | Wall-Mount | 11/16/2023 |  | 12/15/2023
TCL Air conditioner (Zhongshan) Co., Ltd | ACC AIR | TSC-18HA2/I2*I19 | TSC-18HA2/I2*I19 | TSC-18HA2/I2*I19 |  | Voluntarily Certified | Single-split-system heat pumps | False | False | 18000 | 19000 | 19 | 14.3 | 7.8 | 7.5 | True | 30 | 33 | 9 |  | Blower Coil System | True | Wall-Mount | 11/16/2023 |  | 12/15/2023
TCL Air conditioner (Zhongshan) Co., Ltd | ACC AIR | TACC19S-09K-11V | TACC19S-09K-11V | TACC19S-09K-11V |  | Voluntarily Certified | Single-split-system heat pumps | False | False | 9000 | 9500 | 19 | 14.3 | 7.8 | 7.5 | True | 30 | 33 | 10 |  | Blower Coil System | True | Wall-Mount | 11/16/2023 |  | 12/15/2023
TCL Air conditioner (Zhongshan) Co., Ltd | ACC AIR | TACC19S-12K-11V | TACC19S-12K-11V | TACC19S-12K-11V |  | Voluntarily Certified | Single-split-system heat pumps | False | False | 12000 | 12000 | 19 | 14.3 | 7.8 | 7.5 | True | 30 | 33 | 9 |  | Blower Coil System | True | Wall-Mount | 11/16/2023 |  | 12/15/2023
TCL Air conditioner (Zhongshan) Co., Ltd | ACC AIR | TACC19S-24K-22V | TACC19S-24K-22V | TACC19S-24K-22V |  | Voluntarily Certified | Single-split-system heat pumps | False | False | 18000 | 19000 | 19 | 14.3 | 7.8 | 7.5 | True | 30 | 33 | 9 |  | Blower Coil System | True | Wall-Mount | 11/16/2023 |  | 12/15/2023
TCL Air conditioner (Zhongshan) Co., Ltd | ACC AIR | TACC19S-36K-22V | TACC19S-36K-22V | TACC19S-36K-22V |  | Voluntarily Certified | Single-split-system heat pumps | False | False | 36000 | 36000 | 17 | 14.3 | 7.5 | 7.5 | True | 30 | 33 | 8 |  | Blower Coil System | True | Wall-Mount | 11/16/2023 |  | 12/15/2023
TCL Air conditioner (Zhongshan) Co., Ltd | ACC AIR | TACC19S-18K-22V | TACC19S-18K-22V | TACC19S-18K-22V |  | Voluntarily Certified | Single-split-system heat pumps | False | False | 18000 | 19000 | 19 | 14.3 | 7.8 | 7.5 | True | 30 | 33 | 9 |  | Blower Coil System | True | Wall-Mount | 11/16/2023 |  | 12/15/2023
TCL Air conditioner (Zhongshan) Co., Ltd | FUJIECO | FES-09H1TK(O) | FES-09H1TK(O) | FES-09H1TK(I) |  | Voluntarily Certified | Single-split-system heat pumps | False | False | 9000 | 9500 | 19 | 14.3 | 7.8 | 7.5 | True | 30 | 33 | 10 |  | Blower Coil System | True | Wall-Mount | 11/16/2023 |  | 12/15/2023
TCL Air conditioner (Zhongshan) Co., Ltd | FUJIECO | FES-36H2TK(O) | FES-36H2TK(O) | FES-36H2TK(I) |  | Voluntarily Certified | Single-split-system heat pumps | False | False | 36000 | 36000 | 17 | 14.3 | 7.5 | 7.5 | True | 30 | 33 | 8 |  | Blower Coil System | True | Wall-Mount | 11/16/2023 |  | 12/15/2023
TCL Air conditioner (Zhongshan) Co., Ltd | FUJIECO | FES-18H2TK(O) | FES-18H2TK(O) | FES-18H2TK(I) |  | Voluntarily Certified | Single-split-system heat pumps | False | False | 18000 | 19000 | 19 | 14.3 | 7.8 | 7.5 | True | 30 | 33 | 9 |  | Blower Coil System | True | Wall-Mount | 11/16/2023 |  | 12/15/2023
TCL Air conditioner (Zhongshan) Co., Ltd | FUJIECO | FES-24H2TK(O) | FES-24H2TK(O) | FES-24H2TK(I) |  | Voluntarily Certified | Single-split-system heat pumps | False | False | 24000 | 24000 | 18 | 14.3 | 7.8 | 7.5 | True | 30 | 33 | 9 |  | Blower Coil System | True | Wall-Mount | 11/16/2023 |  | 12/15/2023
TCL Air conditioner (Zhongshan) Co., Ltd | FUJIECO | FES-09H2TK-ES(O)* | FES-09H2TK-ES(O)* | FES-09H2TK-ES(I) |  | Voluntarily Certified | Single-split-system heat pumps | False | False | 9000 | 9500 | 23.5 | 14.3 | 9.2 | 7.5 | True | 30 | 33 | 13 |  | Blower Coil System | True | Wall-Mount | 11/16/2023 |  | 12/15/2023
TCL Air conditioner (Zhongshan) Co., Ltd | FUJIECO | FES-09H1T*(O) | FES-09H1T*(O) | FES-09H1TK(I) |  | Voluntarily Certified | Single-split-system heat pumps | False | False | 9000 | 10000 | 19 | 14.3 | 8.5 | 7.5 | True | 30 | 33 | 10 |  | Blower Coil System | True | Wall-Mount | 11/16/2023 |  | 12/15/2023
TCL Air conditioner (Zhongshan) Co., Ltd | FUJIECO | FES-12H1T*(O) | FES-12H1T*(O) | FES-12H1TK(I) |  | Voluntarily Certified | Single-split-system heat pumps | False | False | 12000 | 12200 | 19 | 14.3 | 8.5 | 7.5 | True | 30 | 33 | 10 |  | Blower Coil System | True | Wall-Mount | 11/16/2023 |  | 12/15/2023
TCL Air conditioner (Zhongshan) Co., Ltd | FUJIECO | FES-18H2T*(O) | FES-18H2T*(O) | FES-18H2TK(I) |  | Voluntarily Certified | Single-split-system heat pumps | False | False | 18000 | 19600 | 19 | 14.3 | 8.5 | 7.5 | True | 30 | 33 | 9.4 |  | Blower Coil System | True | Wall-Mount | 11/16/2023 |  | 12/15/2023
TCL Air conditioner (Zhongshan) Co., Ltd | FUJIECO | FES-24H2T*(O) | FES-24H2T*(O) | FES-24H2TK(I) |  | Voluntarily Certified | Single-split-system heat pumps | False | False | 24000 | 24400 | 19 | 14.3 | 8.5 | 7.5 | True | 30 | 33 | 10 |  | Blower Coil System | True | Wall-Mount | 11/16/2023 |  | 12/15/2023
TCL Air conditioner (Zhongshan) Co., Ltd | FUJIECO | FES-36H2T*(O) | FES-36H2T*(O) | FES-36H2TK(I) |  | Voluntarily Certified | Single-split-system heat pumps | False | False | 36000 | 36000 | 19 | 14.3 | 8.5 | 7.5 | True | 30 | 33 | 9 |  | Blower Coil System | True | Wall-Mount | 11/16/2023 |  | 12/15/2023
TCL Air conditioner (Zhongshan) Co., Ltd | FUJIECO | FES-09H1TQ(O) | FES-09H1TQ(O) | FES-09H1TQ(I) |  | Voluntarily Certified | Single-split-system heat pumps | False | False | 9000 | 10000 | 19 | 14.3 | 8.5 | 7.5 | True | 30 | 33 | 10 |  | Blower Coil System | True | Wall-Mount | 11/16/2023 |  | 12/15/2023
TCL Air conditioner (Zhongshan) Co., Ltd | FUJIECO | FES-12H1TQ(O) | FES-12H1TQ(O) | FES-12H1TQ(I) |  | Voluntarily Certified | Single-split-system heat pumps | False | False | 12000 | 12200 | 19 | 14.3 | 8.5 | 7.5 | True | 30 | 33 | 10 |  | Blower Coil System | True | Wall-Mount | 11/16/2023 |  | 12/15/2023
TCL Air conditioner (Zhongshan) Co., Ltd | FUJIECO | FES-18H2TQ(O) | FES-18H2TQ(O) | FES-18H2TQ(I) |  | Voluntarily Certified | Single-split-system heat pumps | False | False | 18000 | 19600 | 19 | 14.3 | 8.5 | 7.5 | True | 30 | 33 | 9.4 |  | Blower Coil System | True | Wall-Mount | 11/16/2023 |  | 12/15/2023
TCL Air conditioner (Zhongshan) Co., Ltd | FUJIECO | FES-24H2TQ(O) | FES-24H2TQ(O) | FES-24H2TQ(I) |  | Voluntarily Certified | Single-split-system heat pumps | False | False | 24000 | 24400 | 19 | 14.3 | 8.5 | 7.5 | True | 30 | 33 | 10 |  | Blower Coil System | True | Wall-Mount | 11/16/2023 |  | 12/15/2023
TCL Air conditioner (Zhongshan) Co., Ltd | FUJIECO | FES-36H2TQ(O) | FES-36H2TQ(O) | FES-36H2TQ(I) |  | Voluntarily Certified | Single-split-system heat pumps | False | False | 36000 | 36000 | 19 | 14.3 | 8.5 | 7.5 | True | 30 | 33 | 9 |  | Blower Coil System | True | Wall-Mount | 11/16/2023 |  | 12/15/2023
TCL Air conditioner (Zhongshan) Co., Ltd | FUJIECO | FES-09H2TK(O) | FES-09H2TK(O) | FES-09H2TK(I) |  | Voluntarily Certified | Single-split-system heat pumps | False | False | 9000 | 10000 | 19 | 14.3 | 8.5 | 7.5 | True | 30 | 33 | 10 |  | Blower Coil System | True | Wall-Mount | 11/16/2023 |  | 12/15/2023
TCL Air conditioner (Zhongshan) Co., Ltd | FUJIECO | FES-12H2TK(O) | FES-12H2TK(O) | FES-12H2TK(I) |  | Voluntarily Certified | Single-split-system heat pumps | False | False | 12000 | 12200 | 19 | 14.3 | 8.5 | 7.5 | True | 30 | 33 | 10 |  | Blower Coil System | True | Wall-Mount | 11/16/2023 |  | 12/15/2023
TCL Air conditioner (Zhongshan) Co., Ltd | FUJIECO | FES-36H1TK(O) | FES-36H1TK(O) | FES-36H1TK(I) |  | Voluntarily Certified | Single-split-system heat pumps | False | False | 36000 | 36000 | 19 | 14.3 | 8.5 | 7.5 | True | 30 | 33 | 9 |  | Blower Coil System | True | Wall-Mount | 11/16/2023 |  | 12/15/2023
TCL Air conditioner (Zhongshan) Co., Ltd | FUJIECO | FES-09H1TK-ES(O) | FES-09H1TK-ES(O) | FES-09H1TK-ES(I) |  | Voluntarily Certified | Single-split-system heat pumps | False | False | 9000 | 9500 | 23 | 14.3 | 9 | 7.5 | True | 30 | 33 | 12.5 |  | Blower Coil System | True | Wall-Mount | 11/16/2023 |  | 12/15/2023
TCL Air conditioner (Zhongshan) Co., Ltd | FUJIECO | FES-12H1TK-ES(O) | FES-12H1TK-ES(O) | FES-12H1TK-ES(I) |  | Voluntarily Certified | Single-split-system heat pumps | False | False | 12000 | 12000 | 22 | 14.3 | 9 | 7.5 | True | 30 | 33 | 12.5 |  | Blower Coil System | True | Wall-Mount | 11/16/2023 |  | 12/15/2023
TCL Air conditioner (Zhongshan) Co., Ltd | FUJIECO | FES-12H2TK-ES(O) | FES-12H2TK-ES(O) | FES-12H2TK-ES(I) |  | Voluntarily Certified | Single-split-system heat pumps | False | False | 12000 | 12000 | 23 | 14.3 | 9.5 | 7.5 | True | 30 | 33 | 13 |  | Blower Coil System | True | Wall-Mount | 11/16/2023 |  | 12/15/2023
TCL Air conditioner (Zhongshan) Co., Ltd | FUJIECO | FES-18H2TK-ES(O) | FES-18H2TK-ES(O) | FES-18H2TK-ES(I) |  | Voluntarily Certified | Single-split-system heat pumps | False | False | 18000 | 18000 | 22 | 14.3 | 9 | 7.5 | True | 30 | 33 | 13 |  | Blower Coil System | True | Wall-Mount | 11/16/2023 |  | 12/15/2023
TCL Air conditioner (Zhongshan) Co., Ltd | FUJIECO | FES-24H2TK-ES(O) | FES-24H2TK-ES(O) | FES-24H2TK-ES(I) |  | Voluntarily Certified | Single-split-system heat pumps | False | False | 23000 | 24000 | 20 | 14.3 | 9 | 7.5 | True | 30 | 33 | 12.5 |  | Blower Coil System | True | Wall-Mount | 11/16/2023 |  | 12/15/2023
TCL Air conditioner (Zhongshan) Co., Ltd | AURUS | ARU-H12A2/INVL-US | ARU-H12A2/INVL-US | ARU-H12A2/INVL-US |  | Voluntarily Certified | Single-split-system heat pumps | False | False | 12000 | 12000 | 19 | 14.3 | 7.8 | 7.5 | True | 30 | 33 | 9 |  | Blower Coil System | True | Wall-Mount | 11/16/2023 |  | 12/15/2023
TCL Air conditioner (Zhongshan) Co., Ltd | AURUS | ARU-H18A2/INVL-US | ARU-H18A2/INVL-US | ARU-H18A2/INVL-US |  | Voluntarily Certified | Single-split-system heat pumps | False | False | 18000 | 19000 | 19 | 14.3 | 7.8 | 7.5 | True | 30 | 33 | 9 |  | Blower Coil System | True | Wall-Mount | 11/16/2023 |  | 12/15/2023
TCL Air conditioner (Zhongshan) Co., Ltd | AURUS | ARU-H24A2/INVL-US | ARU-H24A2/INVL-US | ARU-H24A2/INVL-US |  | Voluntarily Certified | Single-split-system heat pumps | False | False | 24000 | 24000 | 18 | 14.3 | 7.8 | 7.5 | True | 30 | 33 | 9 |  | Blower Coil System | True | Wall-Mount | 11/16/2023 |  | 12/15/2023
TCL Air conditioner (Zhongshan) Co., Ltd | AURUS | ARU-H12A1/INVL-US2 | ARU-H12A1/INVL-US2 | ARU-H12A1/INVL-US2 |  | Voluntarily Certified | Single-split-system heat pumps | False | False | 12000 | 12200 | 19 | 14.3 | 8.5 | 7.5 | True | 30 | 33 | 10 |  | Blower Coil System | True | Wall-Mount | 11/16/2023 |  | 12/15/2023
TCL Air conditioner (Zhongshan) Co., Ltd | AURUS | ARU-H12A2/INVL-US2 | ARU-H12A2/INVL-US2 | ARU-H12A2/INVL-US2 |  | Voluntarily Certified | Single-split-system heat pumps | False | False | 12000 | 12200 | 19 | 14.3 | 8.5 | 7.5 | True | 30 | 33 | 10 |  | Blower Coil System | True | Wall-Mount | 11/16/2023 |  | 12/15/2023
TCL Air conditioner (Zhongshan) Co., Ltd | AURUS | ARU-H18A2/INVL-US2 | ARU-H18A2/INVL-US2 | ARU-H18A2/INVL-US2 |  | Voluntarily Certified | Single-split-system heat pumps | False | False | 18000 | 19600 | 19 | 14.3 | 8.5 | 7.5 | True | 30 | 33 | 9.4 |  | Blower Coil System | True | Wall-Mount | 11/16/2023 |  | 12/15/2023
TCL Air conditioner (Zhongshan) Co., Ltd | AURUS | ARU-H24A2/INVL-US2 | ARU-H24A2/INVL-US2 | ARU-H24A2/INVL-US2 |  | Voluntarily Certified | Single-split-system heat pumps | False | False | 24000 | 24400 | 19 | 14.3 | 8.5 | 7.5 | True | 30 | 33 | 10 |  | Blower Coil System | True | Wall-Mount | 11/16/2023 |  | 12/15/2023
TCL Air conditioner (Zhongshan) Co., Ltd | Kreeg | CKR 12-25 | CKR 12-25 | CKR 12-25 |  | Voluntarily Certified | Single-split-system heat pumps | False | False | 12000 | 12000 | 19 | 14.3 | 7.8 | 7.5 | True | 30 | 33 | 9 |  | Blower Coil System | True | Wall-Mount | 11/16/2023 |  | 12/15/2023
TCL Air conditioner (Zhongshan) Co., Ltd | Kreeg | CKR 18-25 | CKR 18-25 | CKR 18-25 |  | Voluntarily Certified | Single-split-system heat pumps | False | False | 18000 | 19000 | 19 | 14.3 | 7.8 | 7.5 | True | 30 | 33 | 9 |  | Blower Coil System | True | Wall-Mount | 11/16/2023 |  | 12/15/2023
TCL Air conditioner (Zhongshan) Co., Ltd | DELLA | 048-TL-9K1V-20S-OUT | 048-TL-9K1V-20S-OUT | 048-TL-9K1V-20S-IN |  | Voluntarily Certified | Single-split-system heat pumps | False | False | 9000 | 9500 | 19 | 14.3 | 7.8 | 7.5 | True | 30 | 33 | 10 |  | Blower Coil System | True | Wall-Mount | 11/16/2023 |  | 12/15/2023
TCL Air conditioner (Zhongshan) Co., Ltd | DELLA | 048-TL-12K2V-19S-OUT | 048-TL-12K2V-19S-OUT | 048-TL-12K2V-19S-IN |  | Voluntarily Certified | Single-split-system heat pumps | False | False | 12000 | 12000 | 19 | 14.3 | 7.8 | 7.5 | True | 30 | 33 | 9 |  | Blower Coil System | True | Wall-Mount | 11/16/2023 |  | 12/15/2023
TCL Air conditioner (Zhongshan) Co., Ltd | DELLA | 048-TL-9K2V-19S-OUT | 048-TL-9K2V-19S-OUT | 048-TL-9K2V-19S-IN |  | Voluntarily Certified | Single-split-system heat pumps | False | False | 9000 | 10000 | 19 | 14.3 | 8.5 | 7.5 | True | 30 | 33 | 10 |  | Blower Coil System | True | Wall-Mount | 11/16/2023 |  | 12/15/2023
TCL Air conditioner (Zhongshan) Co., Ltd | DELLA | 048-TL-18K2V-19S-OUT | 048-TL-18K2V-19S-OUT | 048-TL-18K2V-19S-IN |  | Voluntarily Certified | Single-split-system heat pumps | False | False | 18000 | 19600 | 19 | 14.3 | 8.5 | 7.5 | True | 30 | 33 | 9.4 |  | Blower Coil System | True | Wall-Mount | 11/16/2023 |  | 12/15/2023
TCL Air conditioner (Zhongshan) Co., Ltd | DELLA | 048-TL-24K2V-19S-OUT | 048-TL-24K2V-19S-OUT | 048-TL-24K2V-19S-IN |  | Voluntarily Certified | Single-split-system heat pumps | False | False | 24000 | 24400 | 19 | 14.3 | 8.5 | 7.5 | True | 30 | 33 | 10 |  | Blower Coil System | True | Wall-Mount | 11/16/2023 |  | 12/15/2023
TCL Air conditioner (Zhongshan) Co., Ltd | DELLA | 048-TL-36K2V-19S-OUT | 048-TL-36K2V-19S-OUT | 048-TL-36K2V-19S-IN |  | Voluntarily Certified | Single-split-system heat pumps | False | False | 36000 | 36000 | 19 | 14.3 | 8.5 | 7.5 | True | 30 | 33 | 9 |  | Blower Coil System | True | Wall-Mount | 11/16/2023 |  | 12/15/2023
TCL Air conditioner (Zhongshan) Co., Ltd | DELLA | 048-TL-9K1V-19S-OUT | 048-TL-9K1V-19S-OUT | 048-TL-9K1V-19S-IN |  | Voluntarily Certified | Single-split-system heat pumps | False | False | 9000 | 10000 | 19 | 14.3 | 8.5 | 7.5 | True | 30 | 33 | 10 |  | Blower Coil System | True | Wall-Mount | 11/16/2023 |  | 12/15/2023
TCL Air conditioner (Zhongshan) Co., Ltd | DELLA | 048-TL-12K1V-19S-OUT | 048-TL-12K1V-19S-OUT | 048-TL-12K1V-19S-IN |  | Voluntarily Certified | Single-split-system heat pumps | False | False | 12000 | 12200 | 19 | 14.3 | 8.5 | 7.5 | True | 30 | 33 | 10 |  | Blower Coil System | True | Wall-Mount | 11/16/2023 |  | 12/15/2023
TCL Air conditioner (Zhongshan) Co., Ltd | KANIONco | KWSM-36IR410AHS20P | KWSM-36IR410AHS20P | KWSM-36IR410AHS20P |  | Voluntarily Certified | Single-split-system heat pumps | False | False | 36000 | 36000 | 19 | 14.3 | 8.5 | 7.5 | True | 30 | 33 | 9 |  | Blower Coil System | True | Wall-Mount | 11/16/2023 |  | 12/15/2023
TCL Air conditioner (Zhongshan) Co., Ltd | KANIONco | KWSM-09IR410AHS20LP* | KWSM-09IR410AHS20LP* | KWSM-09IR410AHS20LP |  | Voluntarily Certified | Single-split-system heat pumps | False | False | 9000 | 10000 | 19 | 14.3 | 8.5 | 7.5 | True | 30 | 33 | 10 |  | Blower Coil System | True | Wall-Mount | 11/16/2023 |  | 12/15/2023
TCL Air conditioner (Zhongshan) Co., Ltd | KANIONco | KWSM-09IR410AHS19P* | KWSM-09IR410AHS19P* | KWSM-09IR410AHS19P |  | Voluntarily Certified | Single-split-system heat pumps | False | False | 9000 | 10000 | 19 | 14.3 | 8.5 | 7.5 | True | 30 | 33 | 10 |  | Blower Coil System | True | Wall-Mount | 11/16/2023 |  | 12/15/2023
TCL Air conditioner (Zhongshan) Co., Ltd | KANIONco | KWSM-12IR410AHS20LP* | KWSM-12IR410AHS20LP* | KWSM-12IR410AHS20LP |  | Voluntarily Certified | Single-split-system heat pumps | False | False | 12000 | 12200 | 19 | 14.3 | 8.5 | 7.5 | True | 30 | 33 | 10 |  | Blower Coil System | True | Wall-Mount | 11/16/2023 |  | 12/15/2023
TCL Air conditioner (Zhongshan) Co., Ltd | KANIONco | KWSM-12IR410AHS19P* | KWSM-12IR410AHS19P* | KWSM-12IR410AHS19P |  | Voluntarily Certified | Single-split-system heat pumps | False | False | 12000 | 12200 | 19 | 14.3 | 8.5 | 7.5 | True | 30 | 33 | 10 |  | Blower Coil System | True | Wall-Mount | 11/16/2023 |  | 12/15/2023
TCL Air conditioner (Zhongshan) Co., Ltd | KANIONco | KWSM-18IR410AHS19P* | KWSM-18IR410AHS19P* | KWSM-18IR410AHS19P |  | Voluntarily Certified | Single-split-system heat pumps | False | False | 18000 | 19600 | 19 | 14.3 | 8.5 | 7.5 | True | 30 | 33 | 9.4 |  | Blower Coil System | True | Wall-Mount | 11/16/2023 |  | 12/15/2023
TCL Air conditioner (Zhongshan) Co., Ltd | KANIONco | KWSM-24IR410AHS18P* | KWSM-24IR410AHS18P* | KWSM-24IR410AHS18P |  | Voluntarily Certified | Single-split-system heat pumps | False | False | 24000 | 24400 | 19 | 14.3 | 8.5 | 7.5 | True | 30 | 33 | 10 |  | Blower Coil System | True | Wall-Mount | 11/16/2023 |  | 12/15/2023
TCL Air conditioner (Zhongshan) Co., Ltd | KANIONco | KWSM-36IR410AHS17P* | KWSM-36IR410AHS17P* | KWSM-36IR410AHS17P |  | Voluntarily Certified | Single-split-system heat pumps | False | False | 36000 | 36000 | 19 | 14.3 | 8.5 | 7.5 | True | 30 | 33 | 9 |  | Blower Coil System | True | Wall-Mount | 11/16/2023 |  | 12/15/2023
TCL Air conditioner (Zhongshan) Co., Ltd | KANIONco | KWSM-09IR410AHS19P | KWSM-09IR410AHS19P | KWSM-09IR410AHS19P |  | Voluntarily Certified | Single-split-system heat pumps | False | False | 9000 | 9500 | 19 | 14.3 | 7.8 | 7.5 | True | 30 | 33 | 10 |  | Blower Coil System | True | Wall-Mount | 11/16/2023 |  | 12/15/2023
TCL Air conditioner (Zhongshan) Co., Ltd | KANIONco | KWSM-09IR410AHS20LP | KWSM-09IR410AHS20LP | KWSM-09IR410AHS20LP |  | Voluntarily Certified | Single-split-system heat pumps | False | False | 9000 | 9500 | 19 | 14.3 | 7.8 | 7.5 | True | 30 | 33 | 10 |  | Blower Coil System | True | Wall-Mount | 11/16/2023 |  | 12/15/2023
TCL Air conditioner (Zhongshan) Co., Ltd | KANIONco | KWSM-36IR410AHS17P | KWSM-36IR410AHS17P | KWSM-36IR410AHS17P |  | Voluntarily Certified | Single-split-system heat pumps | False | False | 36000 | 36000 | 17 | 14.3 | 7.5 | 7.5 | True | 30 | 33 | 8 |  | Blower Coil System | True | Wall-Mount | 11/16/2023 |  | 12/15/2023
TCL Air conditioner (Zhongshan) Co., Ltd | KANIONco | KWSM-18IR410AHS19P | KWSM-18IR410AHS19P | KWSM-18IR410AHS19P |  | Voluntarily Certified | Single-split-system heat pumps | False | False | 18000 | 19000 | 19 | 14.3 | 7.8 | 7.5 | True | 30 | 33 | 9 |  | Blower Coil System | True | Wall-Mount | 11/16/2023 |  | 12/15/2023
TCL Air conditioner (Zhongshan) Co., Ltd | KANIONco | KWSM-12IR410AHS19P | KWSM-12IR410AHS19P | KWSM-12IR410AHS19P |  | Voluntarily Certified | Single-split-system heat pumps | False | False | 12000 | 12000 | 19 | 14.3 | 7.8 | 7.5 | True | 30 | 33 | 9 |  | Blower Coil System | True | Wall-Mount | 11/16/2023 |  | 12/15/2023
TCL Air conditioner (Zhongshan) Co., Ltd | KANIONco | KWSM-09IR410AHS20L | KWSM-09IR410AHS20L | KWSM-09IR410AHS20L |  | Voluntarily Certified | Single-split-system heat pumps | False | False | 9000 | 9500 | 19 | 14.3 | 7.8 | 7.5 | True | 30 | 33 | 10 |  | Blower Coil System | True | Wall-Mount | 11/16/2023 |  | 12/15/2023
TCL Air conditioner (Zhongshan) Co., Ltd | KANIONco | KWSM-24IR410AHS18 | KWSM-24IR410AHS18 | KWSM-24IR410AHS18 |  | Voluntarily Certified | Single-split-system heat pumps | False | False | 24000 | 24000 | 18 | 14.3 | 7.8 | 7.5 | True | 30 | 33 | 9 |  | Blower Coil System | True | Wall-Mount | 11/16/2023 |  | 12/15/2023
TCL Air conditioner (Zhongshan) Co., Ltd | KANIONco | KWSM-09IR410AHS22L | KWSM-09IR410AHS22L | KWSM-09IR410AHS22L |  | Voluntarily Certified | Single-split-system heat pumps | False | False | 9000 | 9500 | 23 | 14.3 | 9 | 7.5 | True | 30 | 33 | 12.5 |  | Blower Coil System | True | Wall-Mount | 11/16/2023 |  | 12/15/2023
TCL Air conditioner (Zhongshan) Co., Ltd | KANIONco | KWSM-12IR410AHS22L | KWSM-12IR410AHS22L | KWSM-12IR410AHS22L |  | Voluntarily Certified | Single-split-system heat pumps | False | False | 12000 | 12000 | 22 | 14.3 | 9 | 7.5 | True | 30 | 33 | 12.5 |  | Blower Coil System | True | Wall-Mount | 11/16/2023 |  | 12/15/2023
TCL Air conditioner (Zhongshan) Co., Ltd | KANIONco | KWSM-09IR410AHS23 | KWSM-09IR410AHS23 | KWSM-09IR410AHS23 |  | Voluntarily Certified | Single-split-system heat pumps | False | False | 9000 | 9500 | 23.5 | 14.3 | 9.2 | 7.5 | True | 30 | 33 | 13 |  | Blower Coil System | True | Wall-Mount | 11/16/2023 |  | 12/15/2023
TCL Air conditioner (Zhongshan) Co., Ltd | KANIONco | KWSM-12IR410AHS23 | KWSM-12IR410AHS23 | KWSM-12IR410AHS23 |  | Voluntarily Certified | Single-split-system heat pumps | False | False | 12000 | 12000 | 23 | 14.3 | 9.5 | 7.5 | True | 30 | 33 | 13 |  | Blower Coil System | True | Wall-Mount | 11/16/2023 |  | 12/15/2023
TCL Air conditioner (Zhongshan) Co., Ltd | KANIONco | KWSM-18IR410AHS21.5 | KWSM-18IR410AHS21.5 | KWSM-18IR410AHS21.5 |  | Voluntarily Certified | Single-split-system heat pumps | False | False | 18000 | 18000 | 22 | 14.3 | 9 | 7.5 | True | 30 | 33 | 13 |  | Blower Coil System | True | Wall-Mount | 11/16/2023 |  | 12/15/2023
TCL Air conditioner (Zhongshan) Co., Ltd | KANIONco | KWSM-24IR410AHS20 | KWSM-24IR410AHS20 | KWSM-24IR410AHS20 |  | Voluntarily Certified | Single-split-system heat pumps | False | False | 23000 | 24000 | 20 | 14.3 | 9 | 7.5 | True | 30 | 33 | 12.5 |  | Blower Coil System | True | Wall-Mount | 11/16/2023 |  | 12/15/2023
TCL Air conditioner (Zhongshan) Co., Ltd | LLOYD | GSSHAX7271 | GSSHAX7271 | GSSHAX7270 |  | Voluntarily Certified | Single-split-system heat pumps | False | False | 9000 | 9500 | 19 | 14.3 | 7.8 | 7.5 | True | 30 | 33 | 10 |  | Blower Coil System | True | Wall-Mount | 11/16/2023 |  | 12/15/2023
TCL Air conditioner (Zhongshan) Co., Ltd | LLOYD | GSSHAX7277 | GSSHAX7277 | GSSHAX7276 |  | Voluntarily Certified | Single-split-system heat pumps | False | False | 18000 | 19000 | 19 | 14.3 | 7.8 | 7.5 | True | 30 | 33 | 9 |  | Blower Coil System | True | Wall-Mount | 11/16/2023 |  | 12/15/2023
TCL Air conditioner (Zhongshan) Co., Ltd | LLOYD | GSSHAX7279 | GSSHAX7279 | GSSHAX7278 |  | Voluntarily Certified | Single-split-system heat pumps | False | False | 24000 | 24000 | 18 | 14.3 | 7.8 | 7.5 | True | 30 | 33 | 9 |  | Blower Coil System | True | Wall-Mount | 11/16/2023 |  | 12/15/2023
TCL Air conditioner (Zhongshan) Co., Ltd | LLOYD | GSSHAX7273 | GSSHAX7273 | GSSHAX7272 |  | Voluntarily Certified | Single-split-system heat pumps | False | False | 12000 | 12000 | 19 | 14.3 | 7.8 | 7.5 | True | 30 | 33 | 9 |  | Blower Coil System | True | Wall-Mount | 11/16/2023 |  | 12/15/2023
TCL Air conditioner (Zhongshan) Co., Ltd | LLOYD | GSSHAX7488 | GSSHAX7488 | GSSHAX7487 |  | Voluntarily Certified | Single-split-system heat pumps | False | False | 9000 | 10000 | 19 | 14.3 | 8.5 | 7.5 | True | 30 | 33 | 10 |  | Blower Coil System | True | Wall-Mount | 11/16/2023 |  | 12/15/2023
TCL Air conditioner (Zhongshan) Co., Ltd | LLOYD | GSSHAX7492 | GSSHAX7492 | GSSHAX7491 |  | Voluntarily Certified | Single-split-system heat pumps | False | False | 12000 | 12200 | 19 | 14.3 | 8.5 | 7.5 | True | 30 | 33 | 10 |  | Blower Coil System | True | Wall-Mount | 11/16/2023 |  | 12/15/2023
TCL Air conditioner (Zhongshan) Co., Ltd | LLOYD | GSSHAX7490 | GSSHAX7490 | GSSHAX7489 |  | Voluntarily Certified | Single-split-system heat pumps | False | False | 12000 | 12200 | 19 | 14.3 | 8.5 | 7.5 | True | 30 | 33 | 10 |  | Blower Coil System | True | Wall-Mount | 11/16/2023 |  | 12/15/2023
TCL Air conditioner (Zhongshan) Co., Ltd | LLOYD | GSSHAX7494 | GSSHAX7494 | GSSHAX7493 |  | Voluntarily Certified | Single-split-system heat pumps | False | False | 18000 | 19600 | 19 | 14.3 | 8.5 | 7.5 | True | 30 | 33 | 9.4 |  | Blower Coil System | True | Wall-Mount | 11/16/2023 |  | 12/15/2023
TCL Air conditioner (Zhongshan) Co., Ltd | LLOYD | GSSHAX7496 | GSSHAX7496 | GSSHAX7495 |  | Voluntarily Certified | Single-split-system heat pumps | False | False | 24000 | 24400 | 19 | 14.3 | 8.5 | 7.5 | True | 30 | 33 | 10 |  | Blower Coil System | True | Wall-Mount | 11/16/2023 |  | 12/15/2023
TCL Air conditioner (Zhongshan) Co., Ltd | GENERALLUX | TSC-GL-18HA2/I2XI19 | TSC-GL-18HA2/I2XI19 | TSC-GL-18HA2/I2XI19 |  | Voluntarily Certified | Single-split-system heat pumps | False | False | 18000 | 19000 | 19 | 14.3 | 7.8 | 7.5 | True | 30 | 33 | 9 |  | Blower Coil System | True | Wall-Mount | 11/16/2023 |  | 12/15/2023
TCL Air conditioner (Zhongshan) Co., Ltd | GENERALLUX | TSC-GL-24HA2/I2XI18 | TSC-GL-24HA2/I2XI18 | TSC-GL-24HA2/I2XI18 |  | Voluntarily Certified | Single-split-system heat pumps | False | False | 24000 | 24000 | 18 | 14.3 | 7.8 | 7.5 | True | 30 | 33 | 9 |  | Blower Coil System | True | Wall-Mount | 11/16/2023 |  | 12/15/2023
TCL Air conditioner (Zhongshan) Co., Ltd | GENERALLUX | TSC-GL-09HA2/I3TO23 | TSC-GL-09HA2/I3TO23 | TSC-GL-09HA2/I3TI23 |  | Voluntarily Certified | Single-split-system heat pumps | False | False | 9000 | 9500 | 23.5 | 14.3 | 9.2 | 7.5 | True | 30 | 33 | 13 |  | Blower Coil System | True | Wall-Mount | 11/16/2023 |  | 12/15/2023
TCL Air conditioner (Zhongshan) Co., Ltd | GENERALLUX | TSC-GL-12HA2/I3TO23 | TSC-GL-12HA2/I3TO23 | TSC-GL-12HA2/I3TI23 |  | Voluntarily Certified | Single-split-system heat pumps | False | False | 12000 | 12000 | 23 | 14.3 | 9.5 | 7.5 | True | 30 | 33 | 13 |  | Blower Coil System | True | Wall-Mount | 11/16/2023 |  | 12/15/2023
TCL Air conditioner (Zhongshan) Co., Ltd | GENERALLUX | TSC-GL-18HA2/I3TO21 | TSC-GL-18HA2/I3TO21 | TSC-GL-18HA2/I3TI21 |  | Voluntarily Certified | Single-split-system heat pumps | False | False | 18000 | 18000 | 22 | 14.3 | 9 | 7.5 | True | 30 | 33 | 13 |  | Blower Coil System | True | Wall-Mount | 11/16/2023 |  | 12/15/2023
TCL Air conditioner (Zhongshan) Co., Ltd | ApooDr | AES19-12H1A | AES19-12H1A | AES19-12H1B |  | Voluntarily Certified | Single-split-system heat pumps | False | False | 12000 | 12200 | 19 | 14.3 | 8.5 | 7.5 | True | 30 | 33 | 10 |  | Blower Coil System | True | Wall-Mount | 11/16/2023 |  | 12/15/2023
TCL Air conditioner (Zhongshan) Co., Ltd | ApooDr | AES19-12H220V1A | AES19-12H220V1A | AES19-12H220V1B |  | Voluntarily Certified | Single-split-system heat pumps | False | False | 12000 | 12200 | 19 | 14.3 | 8.5 | 7.5 | True | 30 | 33 | 10 |  | Blower Coil System | True | Wall-Mount | 11/16/2023 |  | 12/15/2023
TCL Air conditioner (Zhongshan) Co., Ltd | ApooDr | ATPRO23-12H1B | ATPRO23-12H1B | ATPRO23-12H1A |  | Voluntarily Certified | Single-split-system heat pumps | False | False | 12000 | 12000 | 22 | 14.3 | 9 | 7.5 | True | 30 | 33 | 12.5 |  | Blower Coil System | True | Wall-Mount | 11/16/2023 |  | 12/15/2023
TCL Air conditioner (Zhongshan) Co., Ltd | ApooDr | ATPRO23-09H220V1B | ATPRO23-09H220V1B | ATPRO23-09H220V1A |  | Voluntarily Certified | Single-split-system heat pumps | False | False | 9000 | 9500 | 23.5 | 14.3 | 9.2 | 7.5 | True | 30 | 33 | 13 |  | Blower Coil System | True | Wall-Mount | 11/16/2023 |  | 12/15/2023
TCL Air conditioner (Zhongshan) Co., Ltd | ApooDr | ATPRO23-12H220V1B | ATPRO23-12H220V1B | ATPRO23-12H220V1A |  | Voluntarily Certified | Single-split-system heat pumps | False | False | 12000 | 12000 | 23 | 14.3 | 9.5 | 7.5 | True | 30 | 33 | 13 |  | Blower Coil System | True | Wall-Mount | 11/16/2023 |  | 12/15/2023
TCL Air conditioner (Zhongshan) Co., Ltd | ApooDr | ATPRO23-18H1B | ATPRO23-18H1B | ATPRO23-18H1A |  | Voluntarily Certified | Single-split-system heat pumps | False | False | 18000 | 18000 | 22 | 14.3 | 9 | 7.5 | True | 30 | 33 | 13 |  | Blower Coil System | True | Wall-Mount | 11/16/2023 |  | 12/15/2023
TCL Air conditioner (Zhongshan) Co., Ltd | ApooDr | ATPRO23-24H1B | ATPRO23-24H1B | ATPRO23-24H1A |  | Voluntarily Certified | Single-split-system heat pumps | False | False | 23000 | 24000 | 20 | 14.3 | 9 | 7.5 | True | 30 | 33 | 12.5 |  | Blower Coil System | True | Wall-Mount | 11/16/2023 |  | 12/15/2023
TCL Air conditioner (Zhongshan) Co., Ltd | ApooDr | AES19-09H1B | AES19-09H1B | AES19-09H1A |  | Voluntarily Certified | Single-split-system heat pumps | False | False | 9000 | 10000 | 19 | 14.3 | 8.5 | 7.5 | True | 30 | 33 | 10 |  | Blower Coil System | True | Wall-Mount | 11/16/2023 |  | 12/15/2023
TCL Air conditioner (Zhongshan) Co., Ltd | ApooDr | AES19-12H1B | AES19-12H1B | AES19-12H1A |  | Voluntarily Certified | Single-split-system heat pumps | False | False | 12000 | 12200 | 19 | 14.3 | 8.5 | 7.5 | True | 30 | 33 | 10 |  | Blower Coil System | True | Wall-Mount | 11/16/2023 |  | 12/15/2023
TCL Air conditioner (Zhongshan) Co., Ltd | ApooDr | AES19-09H220V1B | AES19-09H220V1B | AES19-09H220V1A |  | Voluntarily Certified | Single-split-system heat pumps | False | False | 9000 | 10000 | 19 | 14.3 | 8.5 | 7.5 | True | 30 | 33 | 10 |  | Blower Coil System | True | Wall-Mount | 11/16/2023 |  | 12/15/2023
TCL Air conditioner (Zhongshan) Co., Ltd | ApooDr | AES19-12H220V1B | AES19-12H220V1B | AES19-12H220V1A |  | Voluntarily Certified | Single-split-system heat pumps | False | False | 12000 | 12200 | 19 | 14.3 | 8.5 | 7.5 | True | 30 | 33 | 10 |  | Blower Coil System | True | Wall-Mount | 11/16/2023 |  | 12/15/2023
TCL Air conditioner (Zhongshan) Co., Ltd | ApooDr | AES19-18H1B | AES19-18H1B | AES19-18H1A |  | Voluntarily Certified | Single-split-system heat pumps | False | False | 18000 | 19600 | 19 | 14.3 | 8.5 | 7.5 | True | 30 | 33 | 9.4 |  | Blower Coil System | True | Wall-Mount | 11/16/2023 |  | 12/15/2023
TCL Air conditioner (Zhongshan) Co., Ltd | ApooDr | AES19-24H1B | AES19-24H1B | AES19-24H1A |  | Voluntarily Certified | Single-split-system heat pumps | False | False | 24000 | 24400 | 19 | 14.3 | 8.5 | 7.5 | True | 30 | 33 | 10 |  | Blower Coil System | True | Wall-Mount | 11/16/2023 |  | 12/15/2023
TCL Air conditioner (Zhongshan) Co., Ltd | ApooDr | AES19-36H1B | AES19-36H1B | AES19-36H1A |  | Voluntarily Certified | Single-split-system heat pumps | False | False | 36000 | 36000 | 19 | 14.3 | 8.5 | 7.5 | True | 30 | 33 | 9 |  | Blower Coil System | True | Wall-Mount | 11/16/2023 |  | 12/15/2023
TCL Air conditioner (Zhongshan) Co., Ltd | ApooDr | ATPRO23-09H1B | ATPRO23-09H1B | ATPRO23-09H1A |  | Voluntarily Certified | Single-split-system heat pumps | False | False | 9000 | 9500 | 23 | 14.3 | 9 | 7.5 | True | 30 | 33 | 12.5 |  | Blower Coil System | True | Wall-Mount | 11/16/2023 |  | 12/15/2023
TCL Air conditioner (Zhongshan) Co., Ltd | ThinkAir | TMES12H1B | TMES12H1B | TMES12H1A |  | Voluntarily Certified | Single-split-system heat pumps | False | False | 11000 | 11500 | 17 | 14.3 | 8 | 7.5 | False | 5 | 33 | 8.4 |  | Blower Coil System | True | Wall-Mount | 11/16/2023 |  | 12/15/2023
TCL Air conditioner (Zhongshan) Co., Ltd | ThinkAir | TMES12H220V1B | TMES12H220V1B | TMES12H220V1A |  | Voluntarily Certified | Single-split-system heat pumps | False | False | 11000 | 11500 | 17 | 14.3 | 8 | 7.5 | False | 5 | 33 | 8.5 |  | Blower Coil System | True | Wall-Mount | 11/16/2023 |  | 12/15/2023
TCL Air conditioner (Zhongshan) Co., Ltd | ForestAir | FA-H09-A20TL/O | FA-H09-A20TL/O | FA-H09-A20TL/I |  | Voluntarily Certified | Single-split-system heat pumps | False | False | 9000 | 9500 | 19 | 14.3 | 7.8 | 7.5 | True | 30 | 33 | 10 |  | Blower Coil System | True | Wall-Mount | 11/16/2023 |  | 12/15/2023
TCL Air conditioner (Zhongshan) Co., Ltd | ForestAir | FA-H09-D20TL/O | FA-H09-D20TL/O | FA-H09-D20TL/I |  | Voluntarily Certified | Single-split-system heat pumps | False | False | 9000 | 9500 | 19 | 14.3 | 7.8 | 7.5 | True | 30 | 33 | 10 |  | Blower Coil System | True | Wall-Mount | 11/16/2023 |  | 12/15/2023
TCL Air conditioner (Zhongshan) Co., Ltd | ForestAir | FA-H12-D20TL/O | FA-H12-D20TL/O | FA-H12-D20TL/I |  | Voluntarily Certified | Single-split-system heat pumps | False | False | 12000 | 12000 | 19 | 14.3 | 7.8 | 7.5 | True | 30 | 33 | 9 |  | Blower Coil System | True | Wall-Mount | 11/16/2023 |  | 12/15/2023
TCL Air conditioner (Zhongshan) Co., Ltd | ForestAir | FA-H18-D20TL/O | FA-H18-D20TL/O | FA-H18-D20TL/I |  | Voluntarily Certified | Single-split-system heat pumps | False | False | 18000 | 19000 | 19 | 14.3 | 7.8 | 7.5 | True | 30 | 33 | 9 |  | Blower Coil System | True | Wall-Mount | 11/16/2023 |  | 12/15/2023
TCL Air conditioner (Zhongshan) Co., Ltd | ForestAir | FA-H24-D20TL/O | FA-H24-D20TL/O | FA-H24-D20TL/I |  | Voluntarily Certified | Single-split-system heat pumps | False | False | 24000 | 24000 | 18 | 14.3 | 7.8 | 7.5 | True | 30 | 33 | 9 |  | Blower Coil System | True | Wall-Mount | 11/16/2023 |  | 12/15/2023
TCL Air conditioner (Zhongshan) Co., Ltd | ForestAir | FA-H36-D20TL/O | FA-H36-D20TL/O | FA-H36-D20TL/I |  | Voluntarily Certified | Single-split-system heat pumps | False | False | 36000 | 36000 | 17 | 14.3 | 7.5 | 7.5 | True | 30 | 33 | 8 |  | Blower Coil System | True | Wall-Mount | 11/16/2023 |  | 12/15/2023
TCL Air conditioner (Zhongshan) Co., Ltd | ForestAir | FA-H09-A23TL/O-ES | FA-H09-A23TL/O-ES | FA-H09-A23TL/I-ES |  | Voluntarily Certified | Single-split-system heat pumps | False | False | 9000 | 9500 | 23 | 14.3 | 9 | 7.5 | True | 30 | 33 | 12.5 |  | Blower Coil System | True | Wall-Mount | 11/16/2023 |  | 12/15/2023
TCL Air conditioner (Zhongshan) Co., Ltd | ForestAir | FA-H12-A23TL/O-ES | FA-H12-A23TL/O-ES | FA-H12-A23TL/I-ES |  | Voluntarily Certified | Single-split-system heat pumps | False | False | 12000 | 12000 | 22 | 14.3 | 9 | 7.5 | True | 30 | 33 | 12.5 |  | Blower Coil System | True | Wall-Mount | 11/16/2023 |  | 12/15/2023
TCL Air conditioner (Zhongshan) Co., Ltd | ForestAir | FA-H09-D23TL/O-ES | FA-H09-D23TL/O-ES | FA-H09-D23TL/I-ES |  | Voluntarily Certified | Single-split-system heat pumps | False | False | 9000 | 9500 | 23.5 | 14.3 | 9.2 | 7.5 | True | 30 | 33 | 13 |  | Blower Coil System | True | Wall-Mount | 11/16/2023 |  | 12/15/2023
TCL Air conditioner (Zhongshan) Co., Ltd | ForestAir | FA-H12-D23TL/O-ES | FA-H12-D23TL/O-ES | FA-H12-D23TL/I-ES |  | Voluntarily Certified | Single-split-system heat pumps | False | False | 12000 | 12000 | 23 | 14.3 | 9.5 | 7.5 | True | 30 | 33 | 13 |  | Blower Coil System | True | Wall-Mount | 11/16/2023 |  | 12/15/2023
TCL Air conditioner (Zhongshan) Co., Ltd | ForestAir | FA-H18-D23TL/O-ES | FA-H18-D23TL/O-ES | FA-H18-D23TL/I-ES |  | Voluntarily Certified | Single-split-system heat pumps | False | False | 18000 | 18000 | 22 | 14.3 | 9 | 7.5 | True | 30 | 33 | 13 |  | Blower Coil System | True | Wall-Mount | 11/16/2023 |  | 12/15/2023
TCL Air conditioner (Zhongshan) Co., Ltd | ForestAir | FA-H23-D23TL/O-ES | FA-H23-D23TL/O-ES | FA-H23-D23TL/I-ES |  | Voluntarily Certified | Single-split-system heat pumps | False | False | 23000 | 24000 | 20 | 14.3 | 9 | 7.5 | True | 30 | 33 | 12.5 |  | Blower Coil System | True | Wall-Mount | 11/16/2023 |  | 12/15/2023
TCL Air conditioner (Zhongshan) Co., Ltd | QUIK COMFORT | QC09HMSP1C19S | QC09HMSP1C19S | QC09HMSP1E19S |  | Voluntarily Certified | Single-split-system heat pumps | False | False | 9000 | 9500 | 19 | 14.3 | 7.8 | 7.5 | True | 30 | 33 | 10 |  | Blower Coil System | True | Wall-Mount | 11/16/2023 |  | 12/15/2023
TCL Air conditioner (Zhongshan) Co., Ltd | QUIK COMFORT | QC09HMSP2C19S | QC09HMSP2C19S | QC09HMSP2E19S |  | Voluntarily Certified | Single-split-system heat pumps | False | False | 9000 | 9500 | 19 | 14.3 | 7.8 | 7.5 | True | 30 | 33 | 10 |  | Blower Coil System | True | Wall-Mount | 11/16/2023 |  | 12/15/2023
TCL Air conditioner (Zhongshan) Co., Ltd | QUIK COMFORT | QC12HMSP2C19S | QC12HMSP2C19S | QC12HMSP2E19S |  | Voluntarily Certified | Single-split-system heat pumps | False | False | 12000 | 12000 | 19 | 14.3 | 7.8 | 7.5 | True | 30 | 33 | 9 |  | Blower Coil System | True | Wall-Mount | 11/16/2023 |  | 12/15/2023
TCL Air conditioner (Zhongshan) Co., Ltd | QUIK COMFORT | QC18HMSP2C19S | QC18HMSP2C19S | QC18HMSP2E19S |  | Voluntarily Certified | Single-split-system heat pumps | False | False | 18000 | 19000 | 19 | 14.3 | 7.8 | 7.5 | True | 30 | 33 | 9 |  | Blower Coil System | True | Wall-Mount | 11/16/2023 |  | 12/15/2023
TCL Air conditioner (Zhongshan) Co., Ltd | QUIK COMFORT | QC24HMSP2C19S | QC24HMSP2C19S | QC24HMSP2E19S |  | Voluntarily Certified | Single-split-system heat pumps | False | False | 24000 | 24000 | 18 | 14.3 | 7.8 | 7.5 | True | 30 | 33 | 9 |  | Blower Coil System | True | Wall-Mount | 11/16/2023 |  | 12/15/2023
TCL Air conditioner (Zhongshan) Co., Ltd | Tesla | TTAX71-09410I | TTAX71-09410I | TTAX71-09410I-I |  | Voluntarily Certified | Single-split-system heat pumps | False | False | 9000 | 9500 | 19 | 14.3 | 7.8 | 7.5 | True | 30 | 33 | 10 |  | Blower Coil System | True | Wall-Mount | 11/16/2023 |  | 12/15/2023
TCL Air conditioner (Zhongshan) Co., Ltd | Tesla | TTAX71-09410IW | TTAX71-09410IW | TTAX71-09410IW-I |  | Voluntarily Certified | Single-split-system heat pumps | False | False | 9000 | 9500 | 19 | 14.3 | 7.8 | 7.5 | True | 30 | 33 | 10 |  | Blower Coil System | True | Wall-Mount | 11/16/2023 |  | 12/15/2023
TCL Air conditioner (Zhongshan) Co., Ltd | Tesla | TTAX71-09410IWPC | TTAX71-09410IWPC | TTAX71-09410IWPC-I |  | Voluntarily Certified | Single-split-system heat pumps | False | False | 9000 | 9500 | 19 | 14.3 | 7.8 | 7.5 | True | 30 | 33 | 10 |  | Blower Coil System | True | Wall-Mount | 11/16/2023 |  | 12/15/2023
TCL Air conditioner (Zhongshan) Co., Ltd | Tesla | TTAX71-12410I | TTAX71-12410I | TTAX71-12410I-I |  | Voluntarily Certified | Single-split-system heat pumps | False | False | 12000 | 12000 | 19 | 14.3 | 7.8 | 7.5 | True | 30 | 33 | 9 |  | Blower Coil System | True | Wall-Mount | 11/16/2023 |  | 12/15/2023
TCL Air conditioner (Zhongshan) Co., Ltd | Tesla | TTAX71-12410IW | TTAX71-12410IW | TTAX71-12410IW-I |  | Voluntarily Certified | Single-split-system heat pumps | False | False | 12000 | 12000 | 19 | 14.3 | 7.8 | 7.5 | True | 30 | 33 | 9 |  | Blower Coil System | True | Wall-Mount | 11/16/2023 |  | 12/15/2023
TCL Air conditioner (Zhongshan) Co., Ltd | Tesla | TTAX71-12410IWPC | TTAX71-12410IWPC | TTAX71-12410IWPC-I |  | Voluntarily Certified | Single-split-system heat pumps | False | False | 12000 | 12000 | 19 | 14.3 | 7.8 | 7.5 | True | 30 | 33 | 9 |  | Blower Coil System | True | Wall-Mount | 11/16/2023 |  | 12/15/2023
TCL Air conditioner (Zhongshan) Co., Ltd | Tesla | TTAX71-18410I | TTAX71-18410I | TTAX71-18410I-I |  | Voluntarily Certified | Single-split-system heat pumps | False | False | 18000 | 19000 | 19 | 14.3 | 7.8 | 7.5 | True | 30 | 33 | 9 |  | Blower Coil System | True | Wall-Mount | 11/16/2023 |  | 12/15/2023
TCL Air conditioner (Zhongshan) Co., Ltd | Tesla | TTAX71-18410IW | TTAX71-18410IW | TTAX71-18410IW-I |  | Voluntarily Certified | Single-split-system heat pumps | False | False | 18000 | 19000 | 19 | 14.3 | 7.8 | 7.5 | True | 30 | 33 | 9 |  | Blower Coil System | True | Wall-Mount | 11/16/2023 |  | 12/15/2023
TCL Air conditioner (Zhongshan) Co., Ltd | Tesla | TTAX71-18410IWPC | TTAX71-18410IWPC | TTAX71-18410IWPC-I |  | Voluntarily Certified | Single-split-system heat pumps | False | False | 18000 | 19000 | 19 | 14.3 | 7.8 | 7.5 | True | 30 | 33 | 9 |  | Blower Coil System | True | Wall-Mount | 11/16/2023 |  | 12/15/2023
TCL Air conditioner (Zhongshan) Co., Ltd | Tesla | TTAX71-24410I | TTAX71-24410I | TTAX71-24410I-I |  | Voluntarily Certified | Single-split-system heat pumps | False | False | 24000 | 24000 | 18 | 14.3 | 7.8 | 7.5 | True | 30 | 33 | 9 |  | Blower Coil System | True | Wall-Mount | 11/16/2023 |  | 12/15/2023
TCL Air conditioner (Zhongshan) Co., Ltd | Tesla | TTAX71-24410IW | TTAX71-24410IW | TTAX71-24410IW-I |  | Voluntarily Certified | Single-split-system heat pumps | False | False | 24000 | 24000 | 18 | 14.3 | 7.8 | 7.5 | True | 30 | 33 | 9 |  | Blower Coil System | True | Wall-Mount | 11/16/2023 |  | 12/15/2023
TCL Air conditioner (Zhongshan) Co., Ltd | Tesla | TTAX71-24410IWPC | TTAX71-24410IWPC | TTAX71-24410IWPC-I |  | Voluntarily Certified | Single-split-system heat pumps | False | False | 24000 | 24000 | 18 | 14.3 | 7.8 | 7.5 | True | 30 | 33 | 9 |  | Blower Coil System | True | Wall-Mount | 11/16/2023 |  | 12/15/2023
TCL Air conditioner (Zhongshan) Co., Ltd | Tesla | TTAX71-36410I | TTAX71-36410I | TTAX71-36410I-I |  | Voluntarily Certified | Single-split-system heat pumps | False | False | 36000 | 36000 | 17 | 14.3 | 7.5 | 7.5 | True | 30 | 33 | 8 |  | Blower Coil System | True | Wall-Mount | 11/16/2023 |  | 12/15/2023
TCL Air conditioner (Zhongshan) Co., Ltd | Tesla | TTAX71-36410IW | TTAX71-36410IW | TTAX71-36410IW-I |  | Voluntarily Certified | Single-split-system heat pumps | False | False | 36000 | 36000 | 17 | 14.3 | 7.5 | 7.5 | True | 30 | 33 | 8 |  | Blower Coil System | True | Wall-Mount | 11/16/2023 |  | 12/15/2023
TCL Air conditioner (Zhongshan) Co., Ltd | Tesla | TTAX71-36410IWPC | TTAX71-36410IWPC | TTAX71-36410IWPC-I |  | Voluntarily Certified | Single-split-system heat pumps | False | False | 36000 | 36000 | 17 | 14.3 | 7.5 | 7.5 | True | 30 | 33 | 8 |  | Blower Coil System | True | Wall-Mount | 11/16/2023 |  | 12/15/2023
TCL Air conditioner (Zhongshan) Co., Ltd | ZERO | ZMSB-09HVT-US | ZMSB-09HVT-US | ZMSB-09HVT-US |  | Voluntarily Certified | Single-split-system heat pumps | False | False | 9000 | 10000 | 19 | 14.3 | 8.5 | 7.5 | True | 30 | 33 | 10 |  | Blower Coil System | True | Wall-Mount | 11/16/2023 |  | 12/15/2023
TCL Air conditioner (Zhongshan) Co., Ltd | ZERO | ZMSB-12HVT-US | ZMSB-12HVT-US | ZMSB-12HVT-US |  | Voluntarily Certified | Single-split-system heat pumps | False | False | 12000 | 12200 | 19 | 14.3 | 8.5 | 7.5 | True | 30 | 33 | 10 |  | Blower Coil System | True | Wall-Mount | 11/16/2023 |  | 12/15/2023
TCL Air conditioner (Zhongshan) Co., Ltd | ZERO | ZMSB-18HVT-US | ZMSB-18HVT-US | ZMSB-18HVT-US |  | Voluntarily Certified | Single-split-system heat pumps | False | False | 18000 | 19600 | 19 | 14.3 | 8.5 | 7.5 | True | 30 | 33 | 9.4 |  | Blower Coil System | True | Wall-Mount | 11/16/2023 |  | 12/15/2023
TCL Air conditioner (Zhongshan) Co., Ltd | ZERO | ZMSB-24HVT-US | ZMSB-24HVT-US | ZMSB-24HVT-US |  | Voluntarily Certified | Single-split-system heat pumps | False | False | 24000 | 24400 | 19 | 14.3 | 8.5 | 7.5 | True | 30 | 33 | 10 |  | Blower Coil System | True | Wall-Mount | 11/16/2023 |  | 12/15/2023
TCL Air conditioner (Zhongshan) Co., Ltd | ZERO | ZMSB-36HVT-US | ZMSB-36HVT-US | ZMSB-36HVT-US |  | Voluntarily Certified | Single-split-system heat pumps | False | False | 36000 | 36000 | 19 | 14.3 | 8.5 | 7.5 | True | 30 | 33 | 9 |  | Blower Coil System | True | Wall-Mount | 11/16/2023 |  | 12/15/2023
TCL Air conditioner (Zhongshan) Co., Ltd | ZERO | ZMSB-09HVT110-US | ZMSB-09HVT110-US | ZMSB-09HVT110-US |  | Voluntarily Certified | Single-split-system heat pumps | False | False | 9000 | 10000 | 19 | 14.3 | 8.5 | 7.5 | True | 30 | 33 | 10 |  | Blower Coil System | True | Wall-Mount | 11/16/2023 |  | 12/15/2023
TCL Air conditioner (Zhongshan) Co., Ltd | ZERO | ZMSB-12HVT110-US | ZMSB-12HVT110-US | ZMSB-12HVT110-US |  | Voluntarily Certified | Single-split-system heat pumps | False | False | 12000 | 12200 | 19 | 14.3 | 8.5 | 7.5 | True | 30 | 33 | 10 |  | Blower Coil System | True | Wall-Mount | 11/16/2023 |  | 12/15/2023
TCL Air conditioner (Zhongshan) Co., Ltd | ZERO | ACMS092419AA | ACMS092419AA | ACMS092419AA |  | Voluntarily Certified | Single-split-system heat pumps | False | False | 9000 | 10000 | 19 | 14.3 | 8.5 | 7.5 | True | 30 | 33 | 10 |  | Blower Coil System | True | Wall-Mount | 11/16/2023 |  | 12/15/2023
TCL Air conditioner (Zhongshan) Co., Ltd | ZERO | ACMS122419AA | ACMS122419AA | ACMS122419AA |  | Voluntarily Certified | Single-split-system heat pumps | False | False | 12000 | 12200 | 19 | 14.3 | 8.5 | 7.5 | True | 30 | 33 | 10 |  | Blower Coil System | True | Wall-Mount | 11/16/2023 |  | 12/15/2023
TCL Air conditioner (Zhongshan) Co., Ltd | ZERO | ACMS122419AB | ACMS122419AB | ACMS122419AB |  | Voluntarily Certified | Single-split-system heat pumps | False | False | 9000 | 10000 | 19 | 14.3 | 8.5 | 7.5 | True | 30 | 33 | 10 |  | Blower Coil System | True | Wall-Mount | 11/16/2023 |  | 12/15/2023
TCL Air conditioner (Zhongshan) Co., Ltd | ZERO | ACMS122420AB | ACMS122420AB | ACMS122420AB |  | Voluntarily Certified | Single-split-system heat pumps | False | False | 12000 | 12200 | 19 | 14.3 | 8.5 | 7.5 | True | 30 | 33 | 10 |  | Blower Coil System | True | Wall-Mount | 11/16/2023 |  | 12/15/2023
TCL Air conditioner (Zhongshan) Co., Ltd | ZERO | ACMS182420AB | ACMS182420AB | ACMS182420AB |  | Voluntarily Certified | Single-split-system heat pumps | False | False | 18000 | 19600 | 19 | 14.3 | 8.5 | 7.5 | True | 30 | 33 | 9.4 |  | Blower Coil System | True | Wall-Mount | 11/16/2023 |  | 12/15/2023
TCL Air conditioner (Zhongshan) Co., Ltd | ZERO | ACMS242420AB | ACMS242420AB | ACMS242420AB |  | Voluntarily Certified | Single-split-system heat pumps | False | False | 24000 | 24400 | 19 | 14.3 | 8.5 | 7.5 | True | 30 | 33 | 10 |  | Blower Coil System | True | Wall-Mount | 11/16/2023 |  | 12/15/2023
TCL Air conditioner (Zhongshan) Co., Ltd | ZERO | ACMS362420AB | ACMS362420AB | ACMS362420AB |  | Voluntarily Certified | Single-split-system heat pumps | False | False | 36000 | 36000 | 19 | 14.3 | 8.5 | 7.5 | True | 30 | 33 | 9 |  | Blower Coil System | True | Wall-Mount | 11/16/2023 |  | 12/15/2023
TCL Air conditioner (Zhongshan) Co., Ltd | ZERO | ZMSB-09HVT110-USHH | ZMSB-09HVT110-USHH | ZMSB-09HVT110-USHH |  | Voluntarily Certified | Single-split-system heat pumps | False | False | 9000 | 9500 | 23 | 14.3 | 9 | 7.5 | True | 30 | 33 | 12.5 |  | Blower Coil System | True | Wall-Mount | 11/16/2023 |  | 12/15/2023
TCL Air conditioner (Zhongshan) Co., Ltd | ZERO | ZMSB-12HVT110-USHH | ZMSB-12HVT110-USHH | ZMSB-12HVT110-USHH |  | Voluntarily Certified | Single-split-system heat pumps | False | False | 12000 | 12000 | 22 | 14.3 | 9 | 7.5 | True | 30 | 33 | 12.5 |  | Blower Coil System | True | Wall-Mount | 11/16/2023 |  | 12/15/2023
TCL Air conditioner (Zhongshan) Co., Ltd | ZERO | ZMSB-09HVT-USHH | ZMSB-09HVT-USHH | ZMSB-09HVT-USHH |  | Voluntarily Certified | Single-split-system heat pumps | False | False | 9000 | 9500 | 23.5 | 14.3 | 9.2 | 7.5 | True | 30 | 33 | 13 |  | Blower Coil System | True | Wall-Mount | 11/16/2023 |  | 12/15/2023
TCL Air conditioner (Zhongshan) Co., Ltd | ZERO | ZMSB-12HVT-USHH | ZMSB-12HVT-USHH | ZMSB-12HVT-USHH |  | Voluntarily Certified | Single-split-system heat pumps | False | False | 12000 | 12000 | 23 | 14.3 | 9.5 | 7.5 | True | 30 | 33 | 13 |  | Blower Coil System | True | Wall-Mount | 11/16/2023 |  | 12/15/2023
TCL Air conditioner (Zhongshan) Co., Ltd | ZERO | ZMSB-18HVT-USHH | ZMSB-18HVT-USHH | ZMSB-18HVT-USHH |  | Voluntarily Certified | Single-split-system heat pumps | False | False | 18000 | 18000 | 22 | 14.3 | 9 | 7.5 | True | 30 | 33 | 13 |  | Blower Coil System | True | Wall-Mount | 11/16/2023 |  | 12/15/2023
TCL Air conditioner (Zhongshan) Co., Ltd | ZERO | ZMSB-24HVT-USHH | ZMSB-24HVT-USHH | ZMSB-24HVT-USHH |  | Voluntarily Certified | Single-split-system heat pumps | False | False | 23000 | 24000 | 20 | 14.3 | 9 | 7.5 | True | 30 | 33 | 12.5 |  | Blower Coil System | True | Wall-Mount | 11/16/2023 |  | 12/15/2023
TCL Air conditioner (Zhongshan) Co., Ltd | K&A | MAJESTIC-09HVT110-US | MAJESTIC-09HVT110-US | MAJESTIC-09HVT110-US |  | Voluntarily Certified | Single-split-system heat pumps | False | False | 9000 | 10000 | 19 | 14.3 | 8.5 | 7.5 | True | 30 | 33 | 10 |  | Blower Coil System | True | Wall-Mount | 11/16/2023 |  | 12/15/2023
TCL Air conditioner (Zhongshan) Co., Ltd | K&A | MAJESTIC-12HVT110-US | MAJESTIC-12HVT110-US | MAJESTIC-12HVT110-US |  | Voluntarily Certified | Single-split-system heat pumps | False | False | 12000 | 12200 | 19 | 14.3 | 8.5 | 7.5 | True | 30 | 33 | 10 |  | Blower Coil System | True | Wall-Mount | 11/16/2023 |  | 12/15/2023
TCL Air conditioner (Zhongshan) Co., Ltd | K&A | MAJESTIC-09HVT-US | MAJESTIC-09HVT-US | MAJESTIC-09HVT-US |  | Voluntarily Certified | Single-split-system heat pumps | False | False | 9000 | 10000 | 19 | 14.3 | 8.5 | 7.5 | True | 30 | 33 | 10 |  | Blower Coil System | True | Wall-Mount | 11/16/2023 |  | 12/15/2023
TCL Air conditioner (Zhongshan) Co., Ltd | K&A | MAJESTIC-12HVT-US | MAJESTIC-12HVT-US | MAJESTIC-12HVT-US |  | Voluntarily Certified | Single-split-system heat pumps | False | False | 12000 | 12200 | 19 | 14.3 | 8.5 | 7.5 | True | 30 | 33 | 10 |  | Blower Coil System | True | Wall-Mount | 11/16/2023 |  | 12/15/2023
TCL Air conditioner (Zhongshan) Co., Ltd | K&A | MAJESTIC-18HVT-US | MAJESTIC-18HVT-US | MAJESTIC-18HVT-US |  | Voluntarily Certified | Single-split-system heat pumps | False | False | 18000 | 19600 | 19 | 14.3 | 8.5 | 7.5 | True | 30 | 33 | 9.4 |  | Blower Coil System | True | Wall-Mount | 11/16/2023 |  | 12/15/2023
TCL Air conditioner (Zhongshan) Co., Ltd | K&A | MAJESTIC-24HVT-US | MAJESTIC-24HVT-US | MAJESTIC-24HVT-US |  | Voluntarily Certified | Single-split-system heat pumps | False | False | 24000 | 24400 | 19 | 14.3 | 8.5 | 7.5 | True | 30 | 33 | 10 |  | Blower Coil System | True | Wall-Mount | 11/16/2023 |  | 12/15/2023
TCL Air conditioner (Zhongshan) Co., Ltd | K&A | MAJESTIC-36HVT-US | MAJESTIC-36HVT-US | MAJESTIC-36HVT-US |  | Voluntarily Certified | Single-split-system heat pumps | False | False | 36000 | 36000 | 19 | 14.3 | 8.5 | 7.5 | True | 30 | 33 | 9 |  | Blower Coil System | True | Wall-Mount | 11/16/2023 |  | 12/15/2023
TCL Air conditioner (Zhongshan) Co., Ltd | EQK | KCM23S12P1QOT | KCM23S12P1QOT | KCM23S12P1QIT |  | Voluntarily Certified | Single-split-system heat pumps | False | False | 12000 | 12000 | 22 | 14.3 | 9 | 7.5 | True | 30 | 33 | 12.5 |  | Blower Coil System | True | Wall-Mount | 11/16/2023 |  | 12/15/2023
TCL Air conditioner (Zhongshan) Co., Ltd | EQK | KCM23S12P2QOT | KCM23S12P2QOT | KCM23S12P2QIT |  | Voluntarily Certified | Single-split-system heat pumps | False | False | 12000 | 12000 | 23 | 14.3 | 9.5 | 7.5 | True | 30 | 33 | 13 |  | Blower Coil System | True | Wall-Mount | 11/16/2023 |  | 12/15/2023
TCL Air conditioner (Zhongshan) Co., Ltd | EQK | KCM23S18P2QOT | KCM23S18P2QOT | KCM23S18P2QIT |  | Voluntarily Certified | Single-split-system heat pumps | False | False | 18000 | 18000 | 22 | 14.3 | 9 | 7.5 | True | 30 | 33 | 13 |  | Blower Coil System | True | Wall-Mount | 11/16/2023 |  | 12/15/2023
TCL Air conditioner (Zhongshan) Co., Ltd | EQK | KCM23S24P2QOT | KCM23S24P2QOT | KCM23S24P2QIT |  | Voluntarily Certified | Single-split-system heat pumps | False | False | 23000 | 24000 | 20 | 14.3 | 9 | 7.5 | True | 30 | 33 | 12.5 |  | Blower Coil System | True | Wall-Mount | 11/16/2023 |  | 12/15/2023
TCL Air conditioner (Zhongshan) Co., Ltd | Klima Control | KCM23S12P1QOT | KCM23S12P1QOT | KCM23S12P1QIT |  | Voluntarily Certified | Single-split-system heat pumps | False | False | 12000 | 12000 | 22 | 14.3 | 9 | 7.5 | True | 30 | 33 | 12.5 |  | Blower Coil System | True | Wall-Mount | 11/16/2023 |  | 12/15/2023
TCL Air conditioner (Zhongshan) Co., Ltd | Klima Control | KCM23S12P2QOT | KCM23S12P2QOT | KCM23S12P2QIT |  | Voluntarily Certified | Single-split-system heat pumps | False | False | 12000 | 12000 | 23 | 14.3 | 9.5 | 7.5 | True | 30 | 33 | 13 |  | Blower Coil System | True | Wall-Mount | 11/16/2023 |  | 12/15/2023
TCL Air conditioner (Zhongshan) Co., Ltd | Klima Control | KCM23S18P2QOT | KCM23S18P2QOT | KCM23S18P2QIT |  | Voluntarily Certified | Single-split-system heat pumps | False | False | 18000 | 18000 | 22 | 14.3 | 9 | 7.5 | True | 30 | 33 | 13 |  | Blower Coil System | True | Wall-Mount | 11/16/2023 |  | 12/15/2023
TCL Air conditioner (Zhongshan) Co., Ltd | Klima Control | KCM23S24P2QOT | KCM23S24P2QOT | KCM23S24P2QIT |  | Voluntarily Certified | Single-split-system heat pumps | False | False | 23000 | 24000 | 20 | 14.3 | 9 | 7.5 | True | 30 | 33 | 12.5 |  | Blower Coil System | True | Wall-Mount | 11/16/2023 |  | 12/15/2023
TCL Air conditioner (Zhongshan) Co., Ltd | AIRGREAN | AG-09IR410AHS22L | AG-09IR410AHS22L | AG-09IR410AHS22L |  | Voluntarily Certified | Single-split-system heat pumps | False | False | 9000 | 9500 | 23 | 14.3 | 9 | 7.5 | True | 30 | 33 | 12.5 |  | Blower Coil System | True | Wall-Mount | 11/16/2023 |  | 12/15/2023
TCL Air conditioner (Zhongshan) Co., Ltd | AIRGREAN | AG-12IR410AHS22L | AG-12IR410AHS22L | AG-12IR410AHS22L |  | Voluntarily Certified | Single-split-system heat pumps | False | False | 12000 | 12000 | 22 | 14.3 | 9 | 7.5 | True | 30 | 33 | 12.5 |  | Blower Coil System | True | Wall-Mount | 11/16/2023 |  | 12/15/2023
TCL Air conditioner (Zhongshan) Co., Ltd | AIRGREAN | AG-09IR410AHS23 | AG-09IR410AHS23 | AG-09IR410AHS23 |  | Voluntarily Certified | Single-split-system heat pumps | False | False | 9000 | 9500 | 23.5 | 14.3 | 9.2 | 7.5 | True | 30 | 33 | 13 |  | Blower Coil System | True | Wall-Mount | 11/16/2023 |  | 12/15/2023
TCL Air conditioner (Zhongshan) Co., Ltd | AIRGREAN | AG-12IR410AHS23 | AG-12IR410AHS23 | AG-12IR410AHS23 |  | Voluntarily Certified | Single-split-system heat pumps | False | False | 12000 | 12000 | 23 | 14.3 | 9.5 | 7.5 | True | 30 | 33 | 13 |  | Blower Coil System | True | Wall-Mount | 11/16/2023 |  | 12/15/2023
TCL Air conditioner (Zhongshan) Co., Ltd | AIRGREAN | AG-18IR410AHS21.5 | AG-18IR410AHS21.5 | AG-18IR410AHS21.5 |  | Voluntarily Certified | Single-split-system heat pumps | False | False | 18000 | 18000 | 22 | 14.3 | 9 | 7.5 | True | 30 | 33 | 13 |  | Blower Coil System | True | Wall-Mount | 11/16/2023 |  | 12/15/2023
TCL Air conditioner (Zhongshan) Co., Ltd | AIRGREAN | AG-24IR410AHS20 | AG-24IR410AHS20 | AG-24IR410AHS20 |  | Voluntarily Certified | Single-split-system heat pumps | False | False | 23000 | 24000 | 20 | 14.3 | 9 | 7.5 | True | 30 | 33 | 12.5 |  | Blower Coil System | True | Wall-Mount | 11/16/2023 |  | 12/15/2023
TCL Air conditioner (Zhongshan) Co., Ltd | AIRGREAN | AG-36IR410AHS17 | AG-36IR410AHS17 | AG-36IR410AHS17 |  | Voluntarily Certified | Single-split-system heat pumps | False | False | 36000 | 36000 | 17 | 14.3 | 7.5 | 7.5 | True | 30 | 33 | 8 |  | Blower Coil System | True | Wall-Mount | 11/16/2023 |  | 12/15/2023
TCL Air conditioner (Zhongshan) Co., Ltd | A/H Eden | AS12HP2AC | AS12HP2AC | AS12HP2AE |  | Voluntarily Certified | Single-split-system heat pumps | False | False | 12000 | 12200 | 19 | 14.3 | 8.5 | 7.5 | True | 30 | 33 | 10 |  | Blower Coil System | True | Wall-Mount | 11/16/2023 |  | 12/15/2023
TCL Air conditioner (Zhongshan) Co., Ltd | A/H Eden | AS24HP2AC | AS24HP2AC | AS24HP2AE |  | Voluntarily Certified | Single-split-system heat pumps | False | False | 24000 | 24400 | 19 | 14.3 | 8.5 | 7.5 | True | 30 | 33 | 10 |  | Blower Coil System | True | Wall-Mount | 11/16/2023 |  | 12/15/2023
TCL Air conditioner (Zhongshan) Co., Ltd | A/H Eden | AS36HP2AC | AS36HP2AC | AS36HP2AE |  | Voluntarily Certified | Single-split-system heat pumps | False | False | 36000 | 36000 | 19 | 14.3 | 8.5 | 7.5 | True | 30 | 33 | 9 |  | Blower Coil System | True | Wall-Mount | 11/16/2023 |  | 12/15/2023
TCL Air conditioner (Zhongshan) Co., Ltd | Flouu Economy | TEINV-36-E18 | TEINV-36-E18 | TEINV-36-E18 |  | Voluntarily Certified | Single-split-system heat pumps | False | False | 36000 | 36000 | 17 | 14.3 | 7.5 | 7.5 | True | 30 | 33 | 8 |  | Blower Coil System | True | Wall-Mount | 11/16/2023 |  | 12/15/2023
TCL Air conditioner (Zhongshan) Co., Ltd | Pasapair | AMZSAC-OU23V-18TC | AMZSAC-OU23V-18TC | AMZSAC-IN23V-18TC |  | Voluntarily Certified | Single-split-system heat pumps | False | False | 18000 | 19600 | 19 | 14.3 | 8.5 | 7.5 | True | 30 | 33 | 9.4 |  | Blower Coil System | True | Wall-Mount | 11/16/2023 |  | 12/15/2023
TCL Air conditioner (Zhongshan) Co., Ltd | BHI | BHI-12K115V-ES-US | BHI-12K115V-ES-US | BHI-12K115V-ES-US |  | Voluntarily Certified | Single-split-system heat pumps | False | False | 12000 | 12000 | 22 | 14.3 | 9 | 7.5 | True | 30 | 33 | 12.5 |  | Blower Coil System | True | Wall-Mount | 11/16/2023 |  | 12/15/2023
TCL Air conditioner (Zhongshan) Co., Ltd | LLOYD | GOS09IH219TALW | GOS09IH219TALW | GOS09IH219TALW |  | Voluntarily Certified | Single-split-system heat pumps | False | False | 9000 | 9500 | 19 | 14.3 | 7.8 | 7.5 | True | 30 | 33 | 10 |  | Blower Coil System | True | Wall-Mount | 11/16/2023 |  | 12/15/2023
TCL Air conditioner (Zhongshan) Co., Ltd | LLOYD | GOS09IH120TALW | GOS09IH120TALW | GOS09IH120TALW |  | Voluntarily Certified | Single-split-system heat pumps | False | False | 9000 | 9500 | 19 | 14.3 | 7.8 | 7.5 | True | 30 | 33 | 10 |  | Blower Coil System | True | Wall-Mount | 11/16/2023 |  | 12/15/2023
TCL Air conditioner (Zhongshan) Co., Ltd | LLOYD | GOS18IH219TALW | GOS18IH219TALW | GOS18IH219TALW |  | Voluntarily Certified | Single-split-system heat pumps | False | False | 18000 | 19000 | 19 | 14.3 | 7.8 | 7.5 | True | 30 | 33 | 9 |  | Blower Coil System | True | Wall-Mount | 11/16/2023 |  | 12/15/2023
TCL Air conditioner (Zhongshan) Co., Ltd | LLOYD | GOS24IH218TALW | GOS24IH218TALW | GOS24IH218TALW |  | Voluntarily Certified | Single-split-system heat pumps | False | False | 24000 | 24000 | 18 | 14.3 | 7.8 | 7.5 | True | 30 | 33 | 9 |  | Blower Coil System | True | Wall-Mount | 11/16/2023 |  | 12/15/2023
TCL Air conditioner (Zhongshan) Co., Ltd | ADINA | AALEF-T-3617 | AALEF-T-3617 | AALEF-T-3617 |  | Voluntarily Certified | Single-split-system heat pumps | False | False | 36000 | 36000 | 17 | 14.3 | 7.5 | 7.5 | True | 30 | 33 | 8 |  | Blower Coil System | True | Wall-Mount | 11/16/2023 |  | 12/15/2023
TCL Air conditioner (Zhongshan) Co., Ltd | Bifrost | BF2I362C-3AD | BF2I362C-3AD | BF2I362C-3 |  | Voluntarily Certified | Single-split-system heat pumps | False | False | 36000 | 36000 | 17 | 14.3 | 7.5 | 7.5 | True | 30 | 33 | 8 |  | Blower Coil System | True | Wall-Mount | 11/16/2023 |  | 12/15/2023
TCL Air conditioner (Zhongshan) Co., Ltd | ROVSUN | TSC-09HA1/I2XI20-O | TSC-09HA1/I2XI20-O | TSC-09HA1/I2XI20-I |  | Voluntarily Certified | Single-split-system heat pumps | False | False | 9000 | 9500 | 19 | 14.3 | 7.8 | 7.5 | True | 30 | 33 | 10 |  | Blower Coil System | True | Wall-Mount | 11/16/2023 |  | 12/15/2023
TCL Air conditioner (Zhongshan) Co., Ltd | ROVSUN | TSC-12HA2/I2XI19-O | TSC-12HA2/I2XI19-O | TSC-12HA2/I2XI19-I |  | Voluntarily Certified | Single-split-system heat pumps | False | False | 12000 | 12000 | 19 | 14.3 | 7.8 | 7.5 | True | 30 | 33 | 9 |  | Blower Coil System | True | Wall-Mount | 11/16/2023 |  | 12/15/2023
TCL Air conditioner (Zhongshan) Co., Ltd | ROVSUN | TSC-18HA2/I2XI19-O | TSC-18HA2/I2XI19-O | TSC-18HA2/I2XI19-I |  | Voluntarily Certified | Single-split-system heat pumps | False | False | 18000 | 19000 | 19 | 14.3 | 7.8 | 7.5 | True | 30 | 33 | 9 |  | Blower Coil System | True | Wall-Mount | 11/16/2023 |  | 12/15/2023
TCL Air conditioner (Zhongshan) Co., Ltd | ROVSUN | TSC-24HA2/I2XI18-O | TSC-24HA2/I2XI18-O | TSC-24HA2/I2XI18-I |  | Voluntarily Certified | Single-split-system heat pumps | False | False | 24000 | 24000 | 18 | 14.3 | 7.8 | 7.5 | True | 30 | 33 | 9 |  | Blower Coil System | True | Wall-Mount | 11/16/2023 |  | 12/15/2023
TCL Air conditioner (Zhongshan) Co., Ltd | ROVSUN | TSC-12HA2/I2AXI19-O | TSC-12HA2/I2AXI19-O | TSC-12HA2/I2AXI19-I |  | Voluntarily Certified | Single-split-system heat pumps | False | False | 12000 | 12000 | 19 | 14.3 | 7.8 | 7.5 | True | 30 | 33 | 9 |  | Blower Coil System | True | Wall-Mount | 11/16/2023 |  | 12/15/2023
TCL Air conditioner (Zhongshan) Co., Ltd | ROVSUN | TSC-18HA2/I2AXI19-O | TSC-18HA2/I2AXI19-O | TSC-18HA2/I2AXI19-I |  | Voluntarily Certified | Single-split-system heat pumps | False | False | 18000 | 19000 | 19 | 14.3 | 7.8 | 7.5 | True | 30 | 33 | 9 |  | Blower Coil System | True | Wall-Mount | 11/16/2023 |  | 12/15/2023
TCL Air conditioner (Zhongshan) Co., Ltd | ROVSUN | TSC-09HA1/I2AXI20-O | TSC-09HA1/I2AXI20-O | TSC-09HA1/I2AXI20-I |  | Voluntarily Certified | Single-split-system heat pumps | False | False | 9000 | 9500 | 19 | 14.3 | 7.8 | 7.5 | True | 30 | 33 | 10 |  | Blower Coil System | True | Wall-Mount | 11/16/2023 |  | 12/15/2023
TCL Air conditioner (Zhongshan) Co., Ltd | ZOKOP | TSC-09HA1/I2XI20-O | TSC-09HA1/I2XI20-O | TSC-09HA1/I2XI20-I |  | Voluntarily Certified | Single-split-system heat pumps | False | False | 9000 | 9500 | 19 | 14.3 | 7.8 | 7.5 | True | 30 | 33 | 10 |  | Blower Coil System | True | Wall-Mount | 11/16/2023 |  | 12/15/2023
TCL Air conditioner (Zhongshan) Co., Ltd | ZOKOP | TSC-12HA2/I2XI19-O | TSC-12HA2/I2XI19-O | TSC-12HA2/I2XI19-I |  | Voluntarily Certified | Single-split-system heat pumps | False | False | 12000 | 12000 | 19 | 14.3 | 7.8 | 7.5 | True | 30 | 33 | 9 |  | Blower Coil System | True | Wall-Mount | 11/16/2023 |  | 12/15/2023
TCL Air conditioner (Zhongshan) Co., Ltd | ZOKOP | TSC-18HA2/I2XI19-O | TSC-18HA2/I2XI19-O | TSC-18HA2/I2XI19-I |  | Voluntarily Certified | Single-split-system heat pumps | False | False | 18000 | 19000 | 19 | 14.3 | 7.8 | 7.5 | True | 30 | 33 | 9 |  | Blower Coil System | True | Wall-Mount | 11/16/2023 |  | 12/15/2023
TCL Air conditioner (Zhongshan) Co., Ltd | ZOKOP | TSC-24HA2/I2XI18-O | TSC-24HA2/I2XI18-O | TSC-24HA2/I2XI18-I |  | Voluntarily Certified | Single-split-system heat pumps | False | False | 24000 | 24000 | 18 | 14.3 | 7.8 | 7.5 | True | 30 | 33 | 9 |  | Blower Coil System | True | Wall-Mount | 11/16/2023 |  | 12/15/2023
TCL Air conditioner (Zhongshan) Co., Ltd | TURBRO | GL12K115-O | GL12K115-O | GL12K115-I |  | Voluntarily Certified | Single-split-system heat pumps | False | False | 12000 | 12000 | 22 | 14.3 | 9 | 7.5 | True | 30 | 33 | 12.5 |  | Blower Coil System | True | Wall-Mount | 11/16/2023 |  | 12/15/2023
TCL Air conditioner (Zhongshan) Co., Ltd | TURBRO | GL12K230-O | GL12K230-O | GL12K230-I |  | Voluntarily Certified | Single-split-system heat pumps | False | False | 12000 | 12000 | 23 | 14.3 | 9.5 | 7.5 | True | 30 | 33 | 13 |  | Blower Coil System | True | Wall-Mount | 11/16/2023 |  | 12/15/2023
TCL Air conditioner (Zhongshan) Co., Ltd | TURBRO | GL18K230-O | GL18K230-O | GL18K230-I |  | Voluntarily Certified | Single-split-system heat pumps | False | False | 18000 | 18000 | 22 | 14.3 | 9 | 7.5 | True | 30 | 33 | 13 |  | Blower Coil System | True | Wall-Mount | 11/16/2023 |  | 12/15/2023
TCL Air conditioner (Zhongshan) Co., Ltd | Dawes | DAWES-CHD12USA | DAWES-CHD12USA | DAWES-CHD12USA |  | Voluntarily Certified | Single-split-system heat pumps | False | False | 12000 | 12000 | 23 | 14.3 | 9.5 | 7.5 | True | 30 | 33 | 13 |  | Blower Coil System | True | Wall-Mount | 11/16/2023 |  | 12/15/2023
TCL Air conditioner (Zhongshan) Co., Ltd | Dawes | DAWES-CHD18USA | DAWES-CHD18USA | DAWES-CHD18USA |  | Voluntarily Certified | Single-split-system heat pumps | False | False | 18000 | 18000 | 22 | 14.3 | 9 | 7.5 | True | 30 | 33 | 13 |  | Blower Coil System | True | Wall-Mount | 11/16/2023 |  | 12/15/2023
TCL Air conditioner (Zhongshan) Co., Ltd | Dawes | DAWES-CHD24USA | DAWES-CHD24USA | DAWES-CHD24USA |  | Voluntarily Certified | Single-split-system heat pumps | False | False | 23000 | 24000 | 20 | 14.3 | 9 | 7.5 | True | 30 | 33 | 12.5 |  | Blower Coil System | True | Wall-Mount | 11/16/2023 |  | 12/15/2023
TCL Air conditioner (Zhongshan) Co., Ltd | MOLLIE | A54-SAC-001-9K-WIFI-B | A54-SAC-001-9K-WIFI-B | A54-SAC-001-9K-WIFI-A |  | Voluntarily Certified | Single-split-system heat pumps | False | False | 9000 | 9500 | 23 | 14.3 | 9 | 7.5 | True | 30 | 33 | 12.5 |  | Blower Coil System | True | Wall-Mount | 11/16/2023 |  | 12/15/2023
TCL Air conditioner (Zhongshan) Co., Ltd | MOLLIE | A54-SAC-001-12K-WIFI-B | A54-SAC-001-12K-WIFI-B | A54-SAC-001-12K-WIFI-A |  | Voluntarily Certified | Single-split-system heat pumps | False | False | 12000 | 12000 | 22 | 14.3 | 9 | 7.5 | True | 30 | 33 | 12.5 |  | Blower Coil System | True | Wall-Mount | 11/16/2023 |  | 12/15/2023
TCL Air conditioner (Zhongshan) Co., Ltd | MOLLIE | A54-SAC-001-18K-WIFI-B | A54-SAC-001-18K-WIFI-B | A54-SAC-001-18K-WIFI-A |  | Voluntarily Certified | Single-split-system heat pumps | False | False | 18000 | 18000 | 22 | 14.3 | 9 | 7.5 | True | 30 | 33 | 13 |  | Blower Coil System | True | Wall-Mount | 11/16/2023 |  | 12/15/2023
TCL Air conditioner (Zhongshan) Co., Ltd | MOLLIE | A54-SAC-001-24K-WIFI-B | A54-SAC-001-24K-WIFI-B | A54-SAC-001-24K-WIFI-A |  | Voluntarily Certified | Single-split-system heat pumps | False | False | 23000 | 24000 | 20 | 14.3 | 9 | 7.5 | True | 30 | 33 | 12.5 |  | Blower Coil System | True | Wall-Mount | 11/16/2023 |  | 12/15/2023
TCL Air conditioner (Zhongshan) Co., Ltd | Achazel | ACA-2502 | ACA-2502 | ACA-2501 |  | Voluntarily Certified | Single-split-system heat pumps | False | False | 9000 | 10000 | 19 | 14.3 | 8.5 | 7.5 | True | 30 | 33 | 10 |  | Blower Coil System | True | Wall-Mount | 11/16/2023 |  | 12/15/2023
TCL Air conditioner (Zhongshan) Co., Ltd | Achazel | ACA-2504 | ACA-2504 | ACA-2503 |  | Voluntarily Certified | Single-split-system heat pumps | False | False | 12000 | 12200 | 19 | 14.3 | 8.5 | 7.5 | True | 30 | 33 | 10 |  | Blower Coil System | True | Wall-Mount | 11/16/2023 |  | 12/15/2023
TCL Air conditioner (Zhongshan) Co., Ltd | Clima Smart | MCH12-CS-S23-230V-O | MCH12-CS-S23-230V-O | MCH12-CS-S23-230V-I |  | Voluntarily Certified | Single-split-system heat pumps | False | False | 12000 | 12000 | 23 | 14.3 | 9.5 | 7.5 | True | 30 | 33 | 13 |  | Blower Coil System | True | Wall-Mount | 11/16/2023 |  | 12/15/2023
TCL Air conditioner (Zhongshan) Co., Ltd | Clima Smart | MCH12-CS-S23-O | MCH12-CS-S23-O | MCH12-CS-S23-I |  | Voluntarily Certified | Single-split-system heat pumps | False | False | 12000 | 12000 | 22 | 14.3 | 9 | 7.5 | True | 30 | 33 | 12.5 |  | Blower Coil System | True | Wall-Mount | 11/16/2023 |  | 12/15/2023
TCL Air conditioner (Zhongshan) Co., Ltd | Clima Smart | MCH18-CS-S23-O | MCH18-CS-S23-O | MCH18-CS-S23-I |  | Voluntarily Certified | Single-split-system heat pumps | False | False | 18000 | 18000 | 22 | 14.3 | 9 | 7.5 | True | 30 | 33 | 13 |  | Blower Coil System | True | Wall-Mount | 11/16/2023 |  | 12/15/2023
TCL Air conditioner (Zhongshan) Co., Ltd | Clima Smart | MCH24-CS-S23-O | MCH24-CS-S23-O | MCH24-CS-S23-I |  | Voluntarily Certified | Single-split-system heat pumps | False | False | 23000 | 24000 | 20 | 14.3 | 9 | 7.5 | True | 30 | 33 | 12.5 |  | Blower Coil System | True | Wall-Mount | 11/16/2023 |  | 12/15/2023
TCL Air conditioner (Zhongshan) Co., Ltd | TOP LIFE | TOP-12HA2/TI23-O | TOP-12HA2/TI23-O | TOP-12HA2/TI23-I |  | Voluntarily Certified | Single-split-system heat pumps | False | False | 12000 | 12000 | 23 | 14.3 | 9.5 | 7.5 | True | 30 | 33 | 13 |  | Blower Coil System | True | Wall-Mount | 11/16/2023 |  | 12/15/2023
TCL Air conditioner (Zhongshan) Co., Ltd | TOP LIFE | TOP-18HA2/TI21-O | TOP-18HA2/TI21-O | TOP-18HA2/TI21-I |  | Voluntarily Certified | Single-split-system heat pumps | False | False | 18000 | 18000 | 22 | 14.3 | 9 | 7.5 | True | 30 | 33 | 13 |  | Blower Coil System | True | Wall-Mount | 11/16/2023 |  | 12/15/2023