## Table
Manufacturer | Brand | Model Number | Individual Model Number Covered By Basic Model | Regulatory Status | Product Code | DOE Test Procedure Waiver | DOE Hearing And Appeals Waiver | Seasonal Energy Efficiency Ratio (SEER) | Seasonal Energy Efficiency Ratio (SEER) Std | Seasonal Energy Efficiency Ratio 2 (SEER2) | Seasonal Energy Efficiency Ratio 2 (SEER2) Std | Energy Efficiency Ratio (EER) | Energy Efficiency Ratio (EER) Std | Integrated Energy Efficiency Ratio (IEER) | Integrated Energy Efficiency Ratio (IEER) Std | Heating Seasonal Performance Factor (HSPF) | Heating Seasonal Performance Factor (HSPF) Std | Heating Seasonal Performance Factor 2 (HSPF2) | Heating Seasonal Performance Factor 2 (HSPF2) Std | Coefficient Of Performance (COP) | Coefficient Of Performance (COP) Std | Rated Cooling Capacity | Heating Type | Add Date | Reference Number | Modified Date
Carrier Corp. - Syracuse | Bryant Heating & Cooling Systems | 547K*07* |  | Voluntarily Certified | HPAirCoolAllPhase&gt;=65k&lt;1 | False | False |  |  |  |  | 11.2 | 11 | 15 | 14.1 |  |  |  |  | 3.6 | 3.4 | 71000 | Electric Resistance Heating Or | 08/04/2023 |  | 08/10/2023
Carrier Corp. - Syracuse | Day & Night | RHV072* |  | Voluntarily Certified | HPAirCoolAllPhase&gt;=65k&lt;1 | False | False |  |  |  |  | 11.2 | 11 | 15 | 14.1 |  |  |  |  | 3.6 | 3.4 | 71000 | Electric Resistance Heating Or | 08/04/2023 |  | 08/10/2023
Carrier Corp. - Syracuse | Tempstar | RHV072* |  | Voluntarily Certified | HPAirCoolAllPhase&gt;=65k&lt;1 | False | False |  |  |  |  | 11.2 | 11 | 15 | 14.1 |  |  |  |  | 3.6 | 3.4 | 71000 | Electric Resistance Heating Or | 08/04/2023 |  | 08/10/2023
Carrier Corp. - Syracuse | ICP Commercial | RHV072* |  | Voluntarily Certified | HPAirCoolAllPhase&gt;=65k&lt;1 | False | False |  |  |  |  | 11.2 | 11 | 15 | 14.1 |  |  |  |  | 3.6 | 3.4 | 71000 | Electric Resistance Heating Or | 08/04/2023 |  | 08/10/2023
Carrier Corp. - Syracuse | Airquest | RHV072* |  | Voluntarily Certified | HPAirCoolAllPhase&gt;=65k&lt;1 | False | False |  |  |  |  | 11.2 | 11 | 15 | 14.1 |  |  |  |  | 3.6 | 3.4 | 71000 | Electric Resistance Heating Or | 08/04/2023 |  | 08/10/2023
Carrier Corp. - Syracuse | Arcoaire | RHV072* |  | Voluntarily Certified | HPAirCoolAllPhase&gt;=65k&lt;1 | False | False |  |  |  |  | 11.2 | 11 | 15 | 14.1 |  |  |  |  | 3.6 | 3.4 | 71000 | Electric Resistance Heating Or | 08/04/2023 |  | 08/10/2023
Carrier Corp. - Syracuse | Heil | RHV072* |  | Voluntarily Certified | HPAirCoolAllPhase&gt;=65k&lt;1 | False | False |  |  |  |  | 11.2 | 11 | 15 | 14.1 |  |  |  |  | 3.6 | 3.4 | 71000 | Electric Resistance Heating Or | 08/04/2023 |  | 08/10/2023
Carrier Corp. - Syracuse | Keeprite | RHV072* |  | Voluntarily Certified | HPAirCoolAllPhase&gt;=65k&lt;1 | False | False |  |  |  |  | 11.2 | 11 | 15 | 14.1 |  |  |  |  | 3.6 | 3.4 | 71000 | Electric Resistance Heating Or | 08/04/2023 |  | 08/10/2023
Carrier Corp. - Syracuse | Comfortmaker | RHV072* |  | Voluntarily Certified | HPAirCoolAllPhase&gt;=65k&lt;1 | False | False |  |  |  |  | 11.2 | 11 | 15 | 14.1 |  |  |  |  | 3.6 | 3.4 | 71000 | Electric Resistance Heating Or | 08/04/2023 |  | 08/10/2023
Carrier Corp. - Syracuse | CARRIER CORPORATION | 50FCQ*07* |  | Voluntarily Certified | HPAirCoolAllPhase&gt;=65k&lt;1 | False | False |  |  |  |  | 11.2 | 11 | 15 | 14.1 |  |  |  |  | 3.6 | 3.4 | 71000 | Electric Resistance Heating Or | 08/04/2023 |  | 08/10/2023
Carrier Corp. - Syracuse | CARRIER CORPORATION | 38AUQ(D,E)12***(5,6,1)* + 40RFQA12A(2,3)A(5,6,1)* |  | Voluntarily Certified | HPAirCoolAllPhase&gt;=65k&lt;1 | False | False |  |  |  |  | 11 | 11 | 15.3 | 14.1 |  |  |  |  | 3.4 | 3.4 | 112000 | Electric Resistance Heating Or | 08/04/2023 |  | 08/10/2023
Carrier Corp. - Syracuse | CARRIER CORPORATION | 50FCQ*08* |  | Voluntarily Certified | HPAirCoolAllPhase&gt;=65k&lt;1 | False | False |  |  |  |  | 11.2 | 11 | 15 | 14.1 |  |  |  |  | 3.4 | 3.4 | 86000 | Electric Resistance Heating Or | 08/04/2023 |  | 08/10/2023
Carrier Corp. - Syracuse | CARRIER CORPORATION | 50FCQ*09* |  | Voluntarily Certified | HPAirCoolAllPhase&gt;=65k&lt;1 | False | False |  |  |  |  | 11 | 11 | 15 | 14.1 |  |  |  |  | 3.4 | 3.4 | 96000 | Electric Resistance Heating Or | 08/04/2023 |  | 08/10/2023
Carrier Corp. - Syracuse | CARRIER CORPORATION | 50FCQ*12* |  | Voluntarily Certified | HPAirCoolAllPhase&gt;=65k&lt;1 | False | False |  |  |  |  | 11 | 11 | 15 | 14.1 |  |  |  |  | 3.4 | 3.4 | 118000 | Electric Resistance Heating Or | 08/04/2023 |  | 08/10/2023
Carrier Corp. - Syracuse | CARRIER CORPORATION | 50HCQD07***(5,6,1)****(G,J,K,M)* |  | Voluntarily Certified | HPAirCoolAllPhase&gt;=65k&lt;1 | False | False |  |  |  |  | 12 | 11 | 15.6 | 14.1 |  |  |  |  | 3.4 | 3.4 | 70000 | Electric Resistance Heating Or | 08/04/2023 |  | 08/10/2023
Carrier Corp. - Syracuse | CARRIER CORPORATION | 38AUQ(D,E)07***(5,6,1)* + 40RFQA07A(2,3)A(5,6,1)* |  | Voluntarily Certified | HPAirCoolAllPhase&gt;=65k&lt;1 | False | False |  |  |  |  | 11.7 | 11 | 15.3 | 14.1 |  |  |  |  | 3.4 | 3.4 | 70000 | Electric Resistance Heating Or | 08/04/2023 |  | 08/10/2023
Carrier Corp. - Syracuse | CARRIER CORPORATION | 38AUQ(M,N)08***(5,6,1)* + 40RFQA08A(2,3)A(5,6,1)* |  | Voluntarily Certified | HPAirCoolAllPhase&gt;=65k&lt;1 | False | False |  |  |  |  | 11.2 | 11 | 15.3 | 14.1 |  |  |  |  | 3.5 | 3.4 | 88000 | Electric Resistance Heating Or | 08/04/2023 |  | 08/10/2023
Carrier Corp. - Syracuse | Keeprite | CHS121(H,L,S)(G,H)* + FHX120(H,L,S)(2,3)* |  | Voluntarily Certified | HPAirCoolAllPhase&gt;=65k&lt;1 | False | False |  |  |  |  | 11 | 11 | 15.3 | 14.1 |  |  |  |  | 3.4 | 3.4 | 112000 | Electric Resistance Heating Or | 08/04/2023 |  | 08/10/2023
Carrier Corp. - Syracuse | Tempstar | CHS121(H,L,S)(G,H)* + FHX120(H,L,S)(2,3)* |  | Voluntarily Certified | HPAirCoolAllPhase&gt;=65k&lt;1 | False | False |  |  |  |  | 11 | 11 | 15.3 | 14.1 |  |  |  |  | 3.4 | 3.4 | 112000 | Electric Resistance Heating Or | 08/04/2023 |  | 08/10/2023
Carrier Corp. - Syracuse | Comfortmaker | CHS121(H,L,S)(G,H)* + FHX120(H,L,S)(2,3)* |  | Voluntarily Certified | HPAirCoolAllPhase&gt;=65k&lt;1 | False | False |  |  |  |  | 11 | 11 | 15.3 | 14.1 |  |  |  |  | 3.4 | 3.4 | 112000 | Electric Resistance Heating Or | 08/04/2023 |  | 08/10/2023
Carrier Corp. - Syracuse | Heil | CHS121(H,L,S)(G,H)* + FHX120(H,L,S)(2,3)* |  | Voluntarily Certified | HPAirCoolAllPhase&gt;=65k&lt;1 | False | False |  |  |  |  | 11 | 11 | 15.3 | 14.1 |  |  |  |  | 3.4 | 3.4 | 112000 | Electric Resistance Heating Or | 08/04/2023 |  | 08/10/2023
Carrier Corp. - Syracuse | Keeprite | CHS091(H,L,S)(M,N)* + FHX091(H,L,S)(2,3)* |  | Voluntarily Certified | HPAirCoolAllPhase&gt;=65k&lt;1 | False | False |  |  |  |  | 11.2 | 11 | 15.3 | 14.1 |  |  |  |  | 3.5 | 3.4 | 88000 | Electric Resistance Heating Or | 08/04/2023 |  | 08/10/2023
Carrier Corp. - Syracuse | Keeprite | CHS072(H,L,S)(G,H)* + FHX072(H,L,S)(2,3)* |  | Voluntarily Certified | HPAirCoolAllPhase&gt;=65k&lt;1 | False | False |  |  |  |  | 11.7 | 11 | 15.3 | 14.1 |  |  |  |  | 3.4 | 3.4 | 70000 | Electric Resistance Heating Or | 08/04/2023 |  | 08/10/2023
Carrier Corp. - Syracuse | Heil | CHS072(H,L,S)(G,H)* + FHX072(H,L,S)(2,3)* |  | Voluntarily Certified | HPAirCoolAllPhase&gt;=65k&lt;1 | False | False |  |  |  |  | 11.7 | 11 | 15.3 | 14.1 |  |  |  |  | 3.4 | 3.4 | 70000 | Electric Resistance Heating Or | 08/04/2023 |  | 08/10/2023
Carrier Corp. - Syracuse | Heil | CHS091(H,L,S)(M,N)* + FHX091(H,L,S)(2,3)* |  | Voluntarily Certified | HPAirCoolAllPhase&gt;=65k&lt;1 | False | False |  |  |  |  | 11.2 | 11 | 15.3 | 14.1 |  |  |  |  | 3.5 | 3.4 | 88000 | Electric Resistance Heating Or | 08/04/2023 |  | 08/10/2023
Carrier Corp. - Syracuse | Comfortmaker | CHS091(H,L,S)(M,N)* + FHX091(H,L,S)(2,3)* |  | Voluntarily Certified | HPAirCoolAllPhase&gt;=65k&lt;1 | False | False |  |  |  |  | 11.2 | 11 | 15.3 | 14.1 |  |  |  |  | 3.5 | 3.4 | 88000 | Electric Resistance Heating Or | 08/04/2023 |  | 08/10/2023
Carrier Corp. - Syracuse | Comfortmaker | CHS072(H,L,S)(G,H)* + FHX072(H,L,S)(2,3)* |  | Voluntarily Certified | HPAirCoolAllPhase&gt;=65k&lt;1 | False | False |  |  |  |  | 11.7 | 11 | 15.3 | 14.1 |  |  |  |  | 3.4 | 3.4 | 70000 | Electric Resistance Heating Or | 08/04/2023 |  | 08/10/2023
Carrier Corp. - Syracuse | Airquest | CHS121(H,L,S)(G,H)* + FHX120(H,L,S)(2,3)* |  | Voluntarily Certified | HPAirCoolAllPhase&gt;=65k&lt;1 | False | False |  |  |  |  | 11 | 11 | 15.3 | 14.1 |  |  |  |  | 3.4 | 3.4 | 112000 | Electric Resistance Heating Or | 08/04/2023 |  | 08/10/2023
Carrier Corp. - Syracuse | Arcoaire | CHS121(H,L,S)(G,H)* + FHX120(H,L,S)(2,3)* |  | Voluntarily Certified | HPAirCoolAllPhase&gt;=65k&lt;1 | False | False |  |  |  |  | 11 | 11 | 15.3 | 14.1 |  |  |  |  | 3.4 | 3.4 | 112000 | Electric Resistance Heating Or | 08/04/2023 |  | 08/10/2023
Carrier Corp. - Syracuse | Bryant Heating & Cooling Systems | 575J(P,E,T)12(G,H)* + 524F(E,P,T)12H000A(2,3)* |  | Voluntarily Certified | HPAirCoolAllPhase&gt;=65k&lt;1 | False | False |  |  |  |  | 11 | 11 | 15.3 | 14.1 |  |  |  |  | 3.4 | 3.4 | 112000 | Electric Resistance Heating Or | 08/04/2023 |  | 08/10/2023
Carrier Corp. - Syracuse | ICP Commercial | CHS121(H,L,S)(G,H)* + FHX120(H,L,S)(2,3)* |  | Voluntarily Certified | HPAirCoolAllPhase&gt;=65k&lt;1 | False | False |  |  |  |  | 11 | 11 | 15.3 | 14.1 |  |  |  |  | 3.4 | 3.4 | 112000 | Electric Resistance Heating Or | 08/04/2023 |  | 08/10/2023
Carrier Corp. - Syracuse | ICP Commercial | CHS072(H,L,S)(G,H)* + FHX072(H,L,S)(2,3)* |  | Voluntarily Certified | HPAirCoolAllPhase&gt;=65k&lt;1 | False | False |  |  |  |  | 11.7 | 11 | 15.3 | 14.1 |  |  |  |  | 3.4 | 3.4 | 70000 | Electric Resistance Heating Or | 08/04/2023 |  | 08/10/2023
Carrier Corp. - Syracuse | ICP Commercial | CHS091(H,L,S)(M,N)* + FHX091(H,L,S)(2,3)* |  | Voluntarily Certified | HPAirCoolAllPhase&gt;=65k&lt;1 | False | False |  |  |  |  | 11.2 | 11 | 15.3 | 14.1 |  |  |  |  | 3.5 | 3.4 | 88000 | Electric Resistance Heating Or | 08/04/2023 |  | 08/10/2023
Carrier Corp. - Syracuse | Day & Night | CHS091(H,L,S)(M,N)* + FHX091(H,L,S)(2,3)* |  | Voluntarily Certified | HPAirCoolAllPhase&gt;=65k&lt;1 | False | False |  |  |  |  | 11.2 | 11 | 15.3 | 14.1 |  |  |  |  | 3.5 | 3.4 | 88000 | Electric Resistance Heating Or | 08/04/2023 |  | 08/10/2023
Carrier Corp. - Syracuse | Day & Night | CHS072(H,L,S)(G,H)* + FHX072(H,L,S)(2,3)* |  | Voluntarily Certified | HPAirCoolAllPhase&gt;=65k&lt;1 | False | False |  |  |  |  | 11.7 | 11 | 15.3 | 14.1 |  |  |  |  | 3.4 | 3.4 | 70000 | Electric Resistance Heating Or | 08/04/2023 |  | 08/10/2023
Carrier Corp. - Syracuse | Airquest | CHS091(H,L,S)(M,N)* + FHX091(H,L,S)(2,3)* |  | Voluntarily Certified | HPAirCoolAllPhase&gt;=65k&lt;1 | False | False |  |  |  |  | 11.2 | 11 | 15.3 | 14.1 |  |  |  |  | 3.5 | 3.4 | 88000 | Electric Resistance Heating Or | 08/04/2023 |  | 08/10/2023
Carrier Corp. - Syracuse | Airquest | CHS072(H,L,S)(G,H)* + FHX072(H,L,S)(2,3)* |  | Voluntarily Certified | HPAirCoolAllPhase&gt;=65k&lt;1 | False | False |  |  |  |  | 11.7 | 11 | 15.3 | 14.1 |  |  |  |  | 3.4 | 3.4 | 70000 | Electric Resistance Heating Or | 08/04/2023 |  | 08/10/2023
Carrier Corp. - Syracuse | Tempstar | CHS072(H,L,S)(G,H)* + FHX072(H,L,S)(2,3)* |  | Voluntarily Certified | HPAirCoolAllPhase&gt;=65k&lt;1 | False | False |  |  |  |  | 11.7 | 11 | 15.3 | 14.1 |  |  |  |  | 3.4 | 3.4 | 70000 | Electric Resistance Heating Or | 08/04/2023 |  | 08/10/2023
Carrier Corp. - Syracuse | Tempstar | CHS091(H,L,S)(M,N)* + FHX091(H,L,S)(2,3)* |  | Voluntarily Certified | HPAirCoolAllPhase&gt;=65k&lt;1 | False | False |  |  |  |  | 11.2 | 11 | 15.3 | 14.1 |  |  |  |  | 3.5 | 3.4 | 88000 | Electric Resistance Heating Or | 08/04/2023 |  | 08/10/2023
Carrier Corp. - Syracuse | Arcoaire | CHS072(H,L,S)(G,H)* + FHX072(H,L,S)(2,3)* |  | Voluntarily Certified | HPAirCoolAllPhase&gt;=65k&lt;1 | False | False |  |  |  |  | 11.7 | 11 | 15.3 | 14.1 |  |  |  |  | 3.4 | 3.4 | 70000 | Electric Resistance Heating Or | 08/04/2023 |  | 08/10/2023
Carrier Corp. - Syracuse | Arcoaire | CHS091(H,L,S)(M,N)* + FHX091(H,L,S)(2,3)* |  | Voluntarily Certified | HPAirCoolAllPhase&gt;=65k&lt;1 | False | False |  |  |  |  | 11.2 | 11 | 15.3 | 14.1 |  |  |  |  | 3.5 | 3.4 | 88000 | Electric Resistance Heating Or | 08/04/2023 |  | 08/10/2023
Carrier Corp. - Syracuse | Day & Night | CHS121(H,L,S)(G,H)* + FHX120(H,L,S)(2,3)* |  | Voluntarily Certified | HPAirCoolAllPhase&gt;=65k&lt;1 | False | False |  |  |  |  | 11 | 11 | 15.3 | 14.1 |  |  |  |  | 3.4 | 3.4 | 112000 | Electric Resistance Heating Or | 08/04/2023 |  | 08/10/2023
Carrier Corp. - Syracuse | Bryant Heating & Cooling Systems | 575J(P,E,T)07(G,H)* + 524F(E,P,T)07H000A(2,3)* |  | Voluntarily Certified | HPAirCoolAllPhase&gt;=65k&lt;1 | False | False |  |  |  |  | 11.7 | 11 | 15.3 | 14.1 |  |  |  |  | 3.4 | 3.4 | 70000 | Electric Resistance Heating Or | 08/04/2023 |  | 08/10/2023
Carrier Corp. - Syracuse | Bryant Heating & Cooling Systems | 575J(P,E,T)08(M,N)* + 524F(E,P,T)08H000A(2,3)* |  | Voluntarily Certified | HPAirCoolAllPhase&gt;=65k&lt;1 | False | False |  |  |  |  | 11.2 | 11 | 15.3 | 14.1 |  |  |  |  | 3.5 | 3.4 | 88000 | Electric Resistance Heating Or | 08/04/2023 |  | 08/10/2023
Carrier Corp. - Syracuse | Bryant Heating & Cooling Systems | 547K*08* |  | Voluntarily Certified | HPAirCoolAllPhase&gt;=65k&lt;1 | False | False |  |  |  |  | 11.2 | 11 | 15 | 14.1 |  |  |  |  | 3.4 | 3.4 | 86000 | Electric Resistance Heating Or | 08/04/2023 |  | 08/10/2023
Carrier Corp. - Syracuse | Bryant Heating & Cooling Systems | 547K*09* |  | Voluntarily Certified | HPAirCoolAllPhase&gt;=65k&lt;1 | False | False |  |  |  |  | 11 | 11 | 15 | 14.1 |  |  |  |  | 3.4 | 3.4 | 96000 | Electric Resistance Heating Or | 08/04/2023 |  | 08/10/2023
Carrier Corp. - Syracuse | Bryant Heating & Cooling Systems | 547K*12* |  | Voluntarily Certified | HPAirCoolAllPhase&gt;=65k&lt;1 | False | False |  |  |  |  | 11 | 11 | 15 | 14.1 |  |  |  |  | 3.4 | 3.4 | 118000 | Electric Resistance Heating Or | 08/04/2023 |  | 08/10/2023
Carrier Corp. - Syracuse | Day & Night | RHV090* |  | Voluntarily Certified | HPAirCoolAllPhase&gt;=65k&lt;1 | False | False |  |  |  |  | 11.2 | 11 | 15 | 14.1 |  |  |  |  | 3.4 | 3.4 | 86000 | Electric Resistance Heating Or | 08/04/2023 |  | 08/10/2023
Carrier Corp. - Syracuse | Day & Night | RHV102* |  | Voluntarily Certified | HPAirCoolAllPhase&gt;=65k&lt;1 | False | False |  |  |  |  | 11 | 11 | 15 | 14.1 |  |  |  |  | 3.4 | 3.4 | 96000 | Electric Resistance Heating Or | 08/04/2023 |  | 08/10/2023
Carrier Corp. - Syracuse | Day & Night | RHV120* |  | Voluntarily Certified | HPAirCoolAllPhase&gt;=65k&lt;1 | False | False |  |  |  |  | 11 | 11 | 15 | 14.1 |  |  |  |  | 3.4 | 3.4 | 118000 | Electric Resistance Heating Or | 08/04/2023 |  | 08/10/2023
Carrier Corp. - Syracuse | ICP Commercial | RHV120* |  | Voluntarily Certified | HPAirCoolAllPhase&gt;=65k&lt;1 | False | False |  |  |  |  | 11 | 11 | 15 | 14.1 |  |  |  |  | 3.4 | 3.4 | 118000 | Electric Resistance Heating Or | 08/04/2023 |  | 08/10/2023
Carrier Corp. - Syracuse | ICP Commercial | RHV102* |  | Voluntarily Certified | HPAirCoolAllPhase&gt;=65k&lt;1 | False | False |  |  |  |  | 11 | 11 | 15 | 14.1 |  |  |  |  | 3.4 | 3.4 | 96000 | Electric Resistance Heating Or | 08/04/2023 |  | 08/10/2023
Carrier Corp. - Syracuse | ICP Commercial | RHV090* |  | Voluntarily Certified | HPAirCoolAllPhase&gt;=65k&lt;1 | False | False |  |  |  |  | 11.2 | 11 | 15 | 14.1 |  |  |  |  | 3.4 | 3.4 | 86000 | Electric Resistance Heating Or | 08/04/2023 |  | 08/10/2023
Carrier Corp. - Syracuse | Airquest | RHV090* |  | Voluntarily Certified | HPAirCoolAllPhase&gt;=65k&lt;1 | False | False |  |  |  |  | 11.2 | 11 | 15 | 14.1 |  |  |  |  | 3.4 | 3.4 | 86000 | Electric Resistance Heating Or | 08/04/2023 |  | 08/10/2023
Carrier Corp. - Syracuse | Airquest | RHV102* |  | Voluntarily Certified | HPAirCoolAllPhase&gt;=65k&lt;1 | False | False |  |  |  |  | 11 | 11 | 15 | 14.1 |  |  |  |  | 3.4 | 3.4 | 96000 | Electric Resistance Heating Or | 08/04/2023 |  | 08/10/2023
Carrier Corp. - Syracuse | Airquest | RHV120* |  | Voluntarily Certified | HPAirCoolAllPhase&gt;=65k&lt;1 | False | False |  |  |  |  | 11 | 11 | 15 | 14.1 |  |  |  |  | 3.4 | 3.4 | 118000 | Electric Resistance Heating Or | 08/04/2023 |  | 08/10/2023
Carrier Corp. - Syracuse | Arcoaire | RHV120* |  | Voluntarily Certified | HPAirCoolAllPhase&gt;=65k&lt;1 | False | False |  |  |  |  | 11 | 11 | 15 | 14.1 |  |  |  |  | 3.4 | 3.4 | 118000 | Electric Resistance Heating Or | 08/04/2023 |  | 08/10/2023
Carrier Corp. - Syracuse | Arcoaire | RHV102* |  | Voluntarily Certified | HPAirCoolAllPhase&gt;=65k&lt;1 | False | False |  |  |  |  | 11 | 11 | 15 | 14.1 |  |  |  |  | 3.4 | 3.4 | 96000 | Electric Resistance Heating Or | 08/04/2023 |  | 08/10/2023
Carrier Corp. - Syracuse | Arcoaire | RHV090* |  | Voluntarily Certified | HPAirCoolAllPhase&gt;=65k&lt;1 | False | False |  |  |  |  | 11.2 | 11 | 15 | 14.1 |  |  |  |  | 3.4 | 3.4 | 86000 | Electric Resistance Heating Or | 08/04/2023 |  | 08/10/2023
Carrier Corp. - Syracuse | Comfortmaker | RHV090* |  | Voluntarily Certified | HPAirCoolAllPhase&gt;=65k&lt;1 | False | False |  |  |  |  | 11.2 | 11 | 15 | 14.1 |  |  |  |  | 3.4 | 3.4 | 86000 | Electric Resistance Heating Or | 08/04/2023 |  | 08/10/2023
Carrier Corp. - Syracuse | Comfortmaker | RHV102* |  | Voluntarily Certified | HPAirCoolAllPhase&gt;=65k&lt;1 | False | False |  |  |  |  | 11 | 11 | 15 | 14.1 |  |  |  |  | 3.4 | 3.4 | 96000 | Electric Resistance Heating Or | 08/04/2023 |  | 08/10/2023
Carrier Corp. - Syracuse | Comfortmaker | RHV120* |  | Voluntarily Certified | HPAirCoolAllPhase&gt;=65k&lt;1 | False | False |  |  |  |  | 11 | 11 | 15 | 14.1 |  |  |  |  | 3.4 | 3.4 | 118000 | Electric Resistance Heating Or | 08/04/2023 |  | 08/10/2023
Carrier Corp. - Syracuse | Heil | RHV120* |  | Voluntarily Certified | HPAirCoolAllPhase&gt;=65k&lt;1 | False | False |  |  |  |  | 11 | 11 | 15 | 14.1 |  |  |  |  | 3.4 | 3.4 | 118000 | Electric Resistance Heating Or | 08/04/2023 |  | 08/10/2023
Carrier Corp. - Syracuse | Heil | RHV102* |  | Voluntarily Certified | HPAirCoolAllPhase&gt;=65k&lt;1 | False | False |  |  |  |  | 11 | 11 | 15 | 14.1 |  |  |  |  | 3.4 | 3.4 | 96000 | Electric Resistance Heating Or | 08/04/2023 |  | 08/10/2023
Carrier Corp. - Syracuse | Heil | RHV090* |  | Voluntarily Certified | HPAirCoolAllPhase&gt;=65k&lt;1 | False | False |  |  |  |  | 11.2 | 11 | 15 | 14.1 |  |  |  |  | 3.4 | 3.4 | 86000 | Electric Resistance Heating Or | 08/04/2023 |  | 08/10/2023
Carrier Corp. - Syracuse | Keeprite | RHV090* |  | Voluntarily Certified | HPAirCoolAllPhase&gt;=65k&lt;1 | False | False |  |  |  |  | 11.2 | 11 | 15 | 14.1 |  |  |  |  | 3.4 | 3.4 | 86000 | Electric Resistance Heating Or | 08/04/2023 |  | 08/10/2023
Carrier Corp. - Syracuse | Keeprite | RHV102* |  | Voluntarily Certified | HPAirCoolAllPhase&gt;=65k&lt;1 | False | False |  |  |  |  | 11 | 11 | 15 | 14.1 |  |  |  |  | 3.4 | 3.4 | 96000 | Electric Resistance Heating Or | 08/04/2023 |  | 08/10/2023
Carrier Corp. - Syracuse | Keeprite | RHV120* |  | Voluntarily Certified | HPAirCoolAllPhase&gt;=65k&lt;1 | False | False |  |  |  |  | 11 | 11 | 15 | 14.1 |  |  |  |  | 3.4 | 3.4 | 118000 | Electric Resistance Heating Or | 08/04/2023 |  | 08/10/2023
Carrier Corp. - Syracuse | Tempstar | RHV120* |  | Voluntarily Certified | HPAirCoolAllPhase&gt;=65k&lt;1 | False | False |  |  |  |  | 11 | 11 | 15 | 14.1 |  |  |  |  | 3.4 | 3.4 | 118000 | Electric Resistance Heating Or | 08/04/2023 |  | 08/10/2023
Carrier Corp. - Syracuse | Tempstar | RHV102* |  | Voluntarily Certified | HPAirCoolAllPhase&gt;=65k&lt;1 | False | False |  |  |  |  | 11 | 11 | 15 | 14.1 |  |  |  |  | 3.4 | 3.4 | 96000 | Electric Resistance Heating Or | 08/04/2023 |  | 08/10/2023
Carrier Corp. - Syracuse | Tempstar | RHV090* |  | Voluntarily Certified | HPAirCoolAllPhase&gt;=65k&lt;1 | False | False |  |  |  |  | 11.2 | 11 | 15 | 14.1 |  |  |  |  | 3.4 | 3.4 | 86000 | Electric Resistance Heating Or | 08/04/2023 |  | 08/10/2023
Carrier Corp. - Syracuse | CARRIER CORPORATION | 38AUQ(T,U)25***(5,6,1)* + 40RUQA25T*A(5,6,1)A* |  | Voluntarily Certified | HPAirCoolAllPhase&gt;=135k&lt; | False | False |  |  |  |  | 10.6 | 10.6 | 13.5 | 13.5 |  |  |  |  | 3.5 | 3.3 | 222000 | Electric Resistance Heating Or | 08/04/2023 |  | 08/10/2023
Carrier Corp. - Syracuse | CARRIER CORPORATION | 38AUQ(T,U)16***(5,6,1)* + 40RUQA16T*A(5,6,1)A* |  | Voluntarily Certified | HPAirCoolAllPhase&gt;=135k&lt; | False | False |  |  |  |  | 10.6 | 10.6 | 13.5 | 13.5 |  |  |  |  | 3.5 | 3.3 | 178000 | Electric Resistance Heating Or | 08/04/2023 |  | 08/10/2023
Carrier Corp. - Syracuse | CARRIER CORPORATION | 50FCQ*17*(H,J,K,L)* |  | Voluntarily Certified | HPAirCoolAllPhase&gt;=135k&lt; | False | False |  |  |  |  | 10.6 | 10.6 | 14 | 13.5 |  |  |  |  | 3.3 | 3.3 | 170000 | Electric Resistance Heating Or | 08/04/2023 |  | 08/10/2023
Carrier Corp. - Syracuse | CARRIER CORPORATION | 50FCQ*17*(2,3,5,6)* |  | Voluntarily Certified | HPAirCoolAllPhase&gt;=135k&lt; | False | False |  |  |  |  | 10.6 | 10.6 | 14 | 13.5 |  |  |  |  | 3.3 | 3.3 | 172000 | Electric Resistance Heating Or | 08/04/2023 |  | 08/10/2023
Carrier Corp. - Syracuse | CARRIER CORPORATION | 50FCQ*14* |  | Voluntarily Certified | HPAirCoolAllPhase&gt;=135k&lt; | False | False |  |  |  |  | 10.6 | 10.6 | 15 | 13.5 |  |  |  |  | 3.3 | 3.3 | 144000 | Electric Resistance Heating Or | 08/04/2023 |  | 08/10/2023
Carrier Corp. - Syracuse | Keeprite | CHS243(H,L,S)(T,U)* + FHS240(H,L,S)**A2* |  | Voluntarily Certified | HPAirCoolAllPhase&gt;=135k&lt; | False | False |  |  |  |  | 10.6 | 10.6 | 13.5 | 13.5 |  |  |  |  | 3.5 | 3.3 | 222000 | Electric Resistance Heating Or | 08/04/2023 |  | 08/10/2023
Carrier Corp. - Syracuse | Keeprite | CHS183(H,L,S)(T,U)* + FHS180(H,L,S)**A2* |  | Voluntarily Certified | HPAirCoolAllPhase&gt;=135k&lt; | False | False |  |  |  |  | 10.6 | 10.6 | 13.5 | 13.5 |  |  |  |  | 3.5 | 3.3 | 178000 | Electric Resistance Heating Or | 08/04/2023 |  | 08/10/2023
Carrier Corp. - Syracuse | Tempstar | CHS243(H,L,S)(T,U)* + FHS240(H,L,S)**A2* |  | Voluntarily Certified | HPAirCoolAllPhase&gt;=135k&lt; | False | False |  |  |  |  | 10.6 | 10.6 | 13.5 | 13.5 |  |  |  |  | 3.5 | 3.3 | 222000 | Electric Resistance Heating Or | 08/04/2023 |  | 08/10/2023
Carrier Corp. - Syracuse | Heil | CHS243(H,L,S)(T,U)* + FHS240(H,L,S)**A2* |  | Voluntarily Certified | HPAirCoolAllPhase&gt;=135k&lt; | False | False |  |  |  |  | 10.6 | 10.6 | 13.5 | 13.5 |  |  |  |  | 3.5 | 3.3 | 222000 | Electric Resistance Heating Or | 08/04/2023 |  | 08/10/2023
Carrier Corp. - Syracuse | Heil | CHS183(H,L,S)(T,U)* + FHS180(H,L,S)**A2* |  | Voluntarily Certified | HPAirCoolAllPhase&gt;=135k&lt; | False | False |  |  |  |  | 10.6 | 10.6 | 13.5 | 13.5 |  |  |  |  | 3.5 | 3.3 | 178000 | Electric Resistance Heating Or | 08/04/2023 |  | 08/10/2023
Carrier Corp. - Syracuse | Comfortmaker | CHS243(H,L,S)(T,U)* + FHS240(H,L,S)**A2* |  | Voluntarily Certified | HPAirCoolAllPhase&gt;=135k&lt; | False | False |  |  |  |  | 10.6 | 10.6 | 13.5 | 13.5 |  |  |  |  | 3.5 | 3.3 | 222000 | Electric Resistance Heating Or | 08/04/2023 |  | 08/10/2023
Carrier Corp. - Syracuse | Comfortmaker | CHS183(H,L,S)(T,U)* + FHS180(H,L,S)**A2* |  | Voluntarily Certified | HPAirCoolAllPhase&gt;=135k&lt; | False | False |  |  |  |  | 10.6 | 10.6 | 13.5 | 13.5 |  |  |  |  | 3.5 | 3.3 | 178000 | Electric Resistance Heating Or | 08/04/2023 |  | 08/10/2023
Carrier Corp. - Syracuse | ICP Commercial | CHS243(H,L,S)(T,U)* + FHS240(H,L,S)**A2* |  | Voluntarily Certified | HPAirCoolAllPhase&gt;=135k&lt; | False | False |  |  |  |  | 10.6 | 10.6 | 13.5 | 13.5 |  |  |  |  | 3.5 | 3.3 | 222000 | Electric Resistance Heating Or | 08/04/2023 |  | 08/10/2023
Carrier Corp. - Syracuse | ICP Commercial | CHS183(H,L,S)(T,U)* + FHS180(H,L,S)**A2* |  | Voluntarily Certified | HPAirCoolAllPhase&gt;=135k&lt; | False | False |  |  |  |  | 10.6 | 10.6 | 13.5 | 13.5 |  |  |  |  | 3.5 | 3.3 | 178000 | Electric Resistance Heating Or | 08/04/2023 |  | 08/10/2023
Carrier Corp. - Syracuse | Airquest | CHS243(H,L,S)(T,U)* + FHS240(H,L,S)**A2* |  | Voluntarily Certified | HPAirCoolAllPhase&gt;=135k&lt; | False | False |  |  |  |  | 10.6 | 10.6 | 13.5 | 13.5 |  |  |  |  | 3.5 | 3.3 | 222000 | Electric Resistance Heating Or | 08/04/2023 |  | 08/10/2023
Carrier Corp. - Syracuse | Airquest | CHS183(H,L,S)(T,U)* + FHS180(H,L,S)**A2* |  | Voluntarily Certified | HPAirCoolAllPhase&gt;=135k&lt; | False | False |  |  |  |  | 10.6 | 10.6 | 13.5 | 13.5 |  |  |  |  | 3.5 | 3.3 | 178000 | Electric Resistance Heating Or | 08/04/2023 |  | 08/10/2023
Carrier Corp. - Syracuse | Tempstar | CHS183(H,L,S)(T,U)* + FHS180(H,L,S)**A2* |  | Voluntarily Certified | HPAirCoolAllPhase&gt;=135k&lt; | False | False |  |  |  |  | 10.6 | 10.6 | 13.5 | 13.5 |  |  |  |  | 3.5 | 3.3 | 178000 | Electric Resistance Heating Or | 08/04/2023 |  | 08/10/2023
Carrier Corp. - Syracuse | Arcoaire | CHS183(H,L,S)(T,U)* + FHS180(H,L,S)**A2* |  | Voluntarily Certified | HPAirCoolAllPhase&gt;=135k&lt; | False | False |  |  |  |  | 10.6 | 10.6 | 13.5 | 13.5 |  |  |  |  | 3.5 | 3.3 | 178000 | Electric Resistance Heating Or | 08/04/2023 |  | 08/10/2023
Carrier Corp. - Syracuse | Arcoaire | CHS243(H,L,S)(T,U)* + FHS240(H,L,S)**A2* |  | Voluntarily Certified | HPAirCoolAllPhase&gt;=135k&lt; | False | False |  |  |  |  | 10.6 | 10.6 | 13.5 | 13.5 |  |  |  |  | 3.5 | 3.3 | 222000 | Electric Resistance Heating Or | 08/04/2023 |  | 08/10/2023
Carrier Corp. - Syracuse | Day & Night | CHS243(H,L,S)(T,U)* + FHS240(H,L,S)**A2* |  | Voluntarily Certified | HPAirCoolAllPhase&gt;=135k&lt; | False | False |  |  |  |  | 10.6 | 10.6 | 13.5 | 13.5 |  |  |  |  | 3.5 | 3.3 | 222000 | Electric Resistance Heating Or | 08/04/2023 |  | 08/10/2023
Carrier Corp. - Syracuse | Day & Night | CHS183(H,L,S)(T,U)* + FHS180(H,L,S)**A2* |  | Voluntarily Certified | HPAirCoolAllPhase&gt;=135k&lt; | False | False |  |  |  |  | 10.6 | 10.6 | 13.5 | 13.5 |  |  |  |  | 3.5 | 3.3 | 178000 | Electric Resistance Heating Or | 08/04/2023 |  | 08/10/2023
Carrier Corp. - Syracuse | Bryant Heating & Cooling Systems | 575J(P,E,T)16(T,U)* + 524J(E,P,T)16H2* |  | Voluntarily Certified | HPAirCoolAllPhase&gt;=135k&lt; | False | False |  |  |  |  | 10.6 | 10.6 | 13.5 | 13.5 |  |  |  |  | 3.5 | 3.3 | 178000 | Electric Resistance Heating Or | 08/04/2023 |  | 08/10/2023
Carrier Corp. - Syracuse | Bryant Heating & Cooling Systems | 575J(P,E,T)25(T,U)* + 524J(E,P,T)25H2* |  | Voluntarily Certified | HPAirCoolAllPhase&gt;=135k&lt; | False | False |  |  |  |  | 10.6 | 10.6 | 13.5 | 13.5 |  |  |  |  | 3.5 | 3.3 | 222000 | Electric Resistance Heating Or | 08/04/2023 |  | 08/10/2023
Carrier Corp. - Syracuse | Bryant Heating & Cooling Systems | 547K*17***(2,3,5,6)* |  | Voluntarily Certified | HPAirCoolAllPhase&gt;=135k&lt; | False | False |  |  |  |  | 10.6 | 10.6 | 14 | 13.5 |  |  |  |  | 3.3 | 3.3 | 172000 | Electric Resistance Heating Or | 08/04/2023 |  | 08/10/2023
Carrier Corp. - Syracuse | Bryant Heating & Cooling Systems | 547K*14* |  | Voluntarily Certified | HPAirCoolAllPhase&gt;=135k&lt; | False | False |  |  |  |  | 10.6 | 10.6 | 15 | 13.5 |  |  |  |  | 3.3 | 3.3 | 144000 | Electric Resistance Heating Or | 08/04/2023 |  | 08/10/2023
Carrier Corp. - Syracuse | Bryant Heating & Cooling Systems | 547K*17***(H,J,K,L)* |  | Voluntarily Certified | HPAirCoolAllPhase&gt;=135k&lt; | False | False |  |  |  |  | 10.6 | 10.6 | 14 | 13.5 |  |  |  |  | 3.3 | 3.3 | 170000 | Electric Resistance Heating Or | 08/04/2023 |  | 08/10/2023
Carrier Corp. - Syracuse | Day & Night | RHV181*(2,3,5,6)* |  | Voluntarily Certified | HPAirCoolAllPhase&gt;=135k&lt; | False | False |  |  |  |  | 10.6 | 10.6 | 14 | 13.5 |  |  |  |  | 3.3 | 3.3 | 172000 | Electric Resistance Heating Or | 08/04/2023 |  | 08/10/2023
Carrier Corp. - Syracuse | Day & Night | RHV150* |  | Voluntarily Certified | HPAirCoolAllPhase&gt;=135k&lt; | False | False |  |  |  |  | 10.6 | 10.6 | 15 | 13.5 |  |  |  |  | 3.3 | 3.3 | 144000 | Electric Resistance Heating Or | 08/04/2023 |  | 08/10/2023
Carrier Corp. - Syracuse | Day & Night | RHV181*(H,J,K,L)* |  | Voluntarily Certified | HPAirCoolAllPhase&gt;=135k&lt; | False | False |  |  |  |  | 10.6 | 10.6 | 14 | 13.5 |  |  |  |  | 3.3 | 3.3 | 170000 | Electric Resistance Heating Or | 08/04/2023 |  | 08/10/2023
Carrier Corp. - Syracuse | ICP Commercial | RHV150* |  | Voluntarily Certified | HPAirCoolAllPhase&gt;=135k&lt; | False | False |  |  |  |  | 10.6 | 10.6 | 15 | 13.5 |  |  |  |  | 3.3 | 3.3 | 144000 | Electric Resistance Heating Or | 08/04/2023 |  | 08/10/2023
Carrier Corp. - Syracuse | ICP Commercial | RHV181*(2,3,5,6)* |  | Voluntarily Certified | HPAirCoolAllPhase&gt;=135k&lt; | False | False |  |  |  |  | 10.6 | 10.6 | 14 | 13.5 |  |  |  |  | 3.3 | 3.3 | 172000 | Electric Resistance Heating Or | 08/04/2023 |  | 08/10/2023
Carrier Corp. - Syracuse | ICP Commercial | RHV181*(H,J,K,L)* |  | Voluntarily Certified | HPAirCoolAllPhase&gt;=135k&lt; | False | False |  |  |  |  | 10.6 | 10.6 | 14 | 13.5 |  |  |  |  | 3.3 | 3.3 | 170000 | Electric Resistance Heating Or | 08/04/2023 |  | 08/10/2023
Carrier Corp. - Syracuse | Airquest | RHV181*(H,J,K,L)* |  | Voluntarily Certified | HPAirCoolAllPhase&gt;=135k&lt; | False | False |  |  |  |  | 10.6 | 10.6 | 14 | 13.5 |  |  |  |  | 3.3 | 3.3 | 170000 | Electric Resistance Heating Or | 08/04/2023 |  | 08/10/2023
Carrier Corp. - Syracuse | Airquest | RHV150* |  | Voluntarily Certified | HPAirCoolAllPhase&gt;=135k&lt; | False | False |  |  |  |  | 10.6 | 10.6 | 15 | 13.5 |  |  |  |  | 3.3 | 3.3 | 144000 | Electric Resistance Heating Or | 08/04/2023 |  | 08/10/2023
Carrier Corp. - Syracuse | Airquest | RHV181*(2,3,5,6)* |  | Voluntarily Certified | HPAirCoolAllPhase&gt;=135k&lt; | False | False |  |  |  |  | 10.6 | 10.6 | 14 | 13.5 |  |  |  |  | 3.3 | 3.3 | 172000 | Electric Resistance Heating Or | 08/04/2023 |  | 08/10/2023
Carrier Corp. - Syracuse | Arcoaire | RHV181*(2,3,5,6)* |  | Voluntarily Certified | HPAirCoolAllPhase&gt;=135k&lt; | False | False |  |  |  |  | 10.6 | 10.6 | 14 | 13.5 |  |  |  |  | 3.3 | 3.3 | 172000 | Electric Resistance Heating Or | 08/04/2023 |  | 08/10/2023
Carrier Corp. - Syracuse | Arcoaire | RHV150* |  | Voluntarily Certified | HPAirCoolAllPhase&gt;=135k&lt; | False | False |  |  |  |  | 10.6 | 10.6 | 15 | 13.5 |  |  |  |  | 3.3 | 3.3 | 144000 | Electric Resistance Heating Or | 08/04/2023 |  | 08/10/2023
Carrier Corp. - Syracuse | Arcoaire | RHV181*(H,J,K,L)* |  | Voluntarily Certified | HPAirCoolAllPhase&gt;=135k&lt; | False | False |  |  |  |  | 10.6 | 10.6 | 14 | 13.5 |  |  |  |  | 3.3 | 3.3 | 170000 | Electric Resistance Heating Or | 08/04/2023 |  | 08/10/2023
Carrier Corp. - Syracuse | Comfortmaker | RHV181*(H,J,K,L)* |  | Voluntarily Certified | HPAirCoolAllPhase&gt;=135k&lt; | False | False |  |  |  |  | 10.6 | 10.6 | 14 | 13.5 |  |  |  |  | 3.3 | 3.3 | 170000 | Electric Resistance Heating Or | 08/04/2023 |  | 08/10/2023
Carrier Corp. - Syracuse | Comfortmaker | RHV150* |  | Voluntarily Certified | HPAirCoolAllPhase&gt;=135k&lt; | False | False |  |  |  |  | 10.6 | 10.6 | 15 | 13.5 |  |  |  |  | 3.3 | 3.3 | 144000 | Electric Resistance Heating Or | 08/04/2023 |  | 08/10/2023
Carrier Corp. - Syracuse | Comfortmaker | RHV181*(2,3,5,6)* |  | Voluntarily Certified | HPAirCoolAllPhase&gt;=135k&lt; | False | False |  |  |  |  | 10.6 | 10.6 | 14 | 13.5 |  |  |  |  | 3.3 | 3.3 | 172000 | Electric Resistance Heating Or | 08/04/2023 |  | 08/10/2023
Carrier Corp. - Syracuse | Heil | RHV150* |  | Voluntarily Certified | HPAirCoolAllPhase&gt;=135k&lt; | False | False |  |  |  |  | 10.6 | 10.6 | 15 | 13.5 |  |  |  |  | 3.3 | 3.3 | 144000 | Electric Resistance Heating Or | 08/04/2023 |  | 08/10/2023
Carrier Corp. - Syracuse | Heil | RHV181*(2,3,5,6)* |  | Voluntarily Certified | HPAirCoolAllPhase&gt;=135k&lt; | False | False |  |  |  |  | 10.6 | 10.6 | 14 | 13.5 |  |  |  |  | 3.3 | 3.3 | 172000 | Electric Resistance Heating Or | 08/04/2023 |  | 08/10/2023
Carrier Corp. - Syracuse | Heil | RHV181*(H,J,K,L)* |  | Voluntarily Certified | HPAirCoolAllPhase&gt;=135k&lt; | False | False |  |  |  |  | 10.6 | 10.6 | 14 | 13.5 |  |  |  |  | 3.3 | 3.3 | 170000 | Electric Resistance Heating Or | 08/04/2023 |  | 08/10/2023
Carrier Corp. - Syracuse | Keeprite | RHV181*(H,J,K,L)* |  | Voluntarily Certified | HPAirCoolAllPhase&gt;=135k&lt; | False | False |  |  |  |  | 10.6 | 10.6 | 14 | 13.5 |  |  |  |  | 3.3 | 3.3 | 170000 | Electric Resistance Heating Or | 08/04/2023 |  | 08/10/2023
Carrier Corp. - Syracuse | Keeprite | RHV181*(2,3,5,6)* |  | Voluntarily Certified | HPAirCoolAllPhase&gt;=135k&lt; | False | False |  |  |  |  | 10.6 | 10.6 | 14 | 13.5 |  |  |  |  | 3.3 | 3.3 | 172000 | Electric Resistance Heating Or | 08/04/2023 |  | 08/10/2023
Carrier Corp. - Syracuse | Keeprite | RHV150* |  | Voluntarily Certified | HPAirCoolAllPhase&gt;=135k&lt; | False | False |  |  |  |  | 10.6 | 10.6 | 15 | 13.5 |  |  |  |  | 3.3 | 3.3 | 144000 | Electric Resistance Heating Or | 08/04/2023 |  | 08/10/2023
Carrier Corp. - Syracuse | Tempstar | RHV150* |  | Voluntarily Certified | HPAirCoolAllPhase&gt;=135k&lt; | False | False |  |  |  |  | 10.6 | 10.6 | 15 | 13.5 |  |  |  |  | 3.3 | 3.3 | 144000 | Electric Resistance Heating Or | 08/04/2023 |  | 08/10/2023
Carrier Corp. - Syracuse | Tempstar | RHV181*(2,3,5,6)* |  | Voluntarily Certified | HPAirCoolAllPhase&gt;=135k&lt; | False | False |  |  |  |  | 10.6 | 10.6 | 14 | 13.5 |  |  |  |  | 3.3 | 3.3 | 172000 | Electric Resistance Heating Or | 08/04/2023 |  | 08/10/2023
Carrier Corp. - Syracuse | Tempstar | RHV181*(H,J,K,L)* |  | Voluntarily Certified | HPAirCoolAllPhase&gt;=135k&lt; | False | False |  |  |  |  | 10.6 | 10.6 | 14 | 13.5 |  |  |  |  | 3.3 | 3.3 | 170000 | Electric Resistance Heating Or | 08/04/2023 |  | 08/10/2023
Johnson Controls, Inc. | CHAMPION HEATING AND COOLING | PHE4B3631 |  | Voluntarily Certified | HPAirCoolSinglePackage&lt;65k | False | False | 14 | 13 | [6 empty] | 8 | 8 |  |  |  |  | 35800 | All Heating | 07/10/2023 |  | 11/01/2023
Johnson Controls, Inc. | CHAMPION HEATING AND COOLING | PHE4B4831 |  | Voluntarily Certified | HPAirCoolSinglePackage&lt;65k | False | False | 14 | 13 | [6 empty] | 8 | 8 |  |  |  |  | 47000 | All Heating | 07/10/2023 |  | 11/01/2023
Johnson Controls, Inc. | CHAMPION HEATING AND COOLING | PHE4B6031 |  | Voluntarily Certified | HPAirCoolSinglePackage&lt;65k | False | False | 14 | 13 | [6 empty] | 8 | 8 |  |  |  |  | 58000 | All Heating | 07/10/2023 |  | 11/01/2023
Johnson Controls, Inc. | CHAMPION HEATING AND COOLING | PHE4B3641 |  | Voluntarily Certified | HPAirCoolSinglePackage&lt;65k | False | False | 14 | 13 | [6 empty] | 8 | 8 |  |  |  |  | 35800 | All Heating | 07/10/2023 |  | 11/01/2023
Johnson Controls, Inc. | CHAMPION HEATING AND COOLING | PHE4B4841 |  | Voluntarily Certified | HPAirCoolSinglePackage&lt;65k | False | False | 14 | 13 | [6 empty] | 8 | 8 |  |  |  |  | 47000 | All Heating | 07/10/2023 |  | 11/01/2023
Johnson Controls, Inc. | CHAMPION HEATING AND COOLING | PHE4B6041 |  | Voluntarily Certified | HPAirCoolSinglePackage&lt;65k | False | False | 14 | 13 | [6 empty] | 8 | 8 |  |  |  |  | 58000 | All Heating | 07/10/2023 |  | 11/01/2023
Johnson Controls, Inc. | CHAMPION HEATING AND COOLING | PHE4B3634 |  | Voluntarily Certified | HPAirCoolSinglePackage&lt;65k | False | False | 14 | 13 | [6 empty] | 8 | 8 |  |  |  |  | 34800 | All Heating | 07/10/2023 |  | 11/01/2023
Johnson Controls, Inc. | CHAMPION HEATING AND COOLING | PHE4B4834 |  | Voluntarily Certified | HPAirCoolSinglePackage&lt;65k | False | False | 14 | 13 | [6 empty] | 8 | 8 |  |  |  |  | 48000 | All Heating | 07/10/2023 |  | 11/01/2023
Johnson Controls, Inc. | CHAMPION HEATING AND COOLING | PHE4B6034 |  | Voluntarily Certified | HPAirCoolSinglePackage&lt;65k | False | False | 14 | 13 | [6 empty] | 8 | 8 |  |  |  |  | 59500 | All Heating | 07/10/2023 |  | 11/01/2023
Johnson Controls, Inc. | CHAMPION HEATING AND COOLING | PHE4B3644 |  | Voluntarily Certified | HPAirCoolSinglePackage&lt;65k | False | False | 14 | 13 | [6 empty] | 8 | 8 |  |  |  |  | 34800 | All Heating | 07/10/2023 |  | 11/01/2023
Johnson Controls, Inc. | CHAMPION HEATING AND COOLING | PHE4B4844 |  | Voluntarily Certified | HPAirCoolSinglePackage&lt;65k | False | False | 14 | 13 | [6 empty] | 8 | 8 |  |  |  |  | 48000 | All Heating | 07/10/2023 |  | 11/01/2023
Johnson Controls, Inc. | CHAMPION HEATING AND COOLING | PHE4B6044 |  | Voluntarily Certified | HPAirCoolSinglePackage&lt;65k | False | False | 14 | 13 | [6 empty] | 8 | 8 |  |  |  |  | 59500 | All Heating | 07/10/2023 |  | 11/01/2023
Johnson Controls, Inc. | CHAMPION HEATING AND COOLING | PHE6B4831 |  | Voluntarily Certified | HPAirCoolSinglePackage&lt;65k | False | False | 16 | 13 | [6 empty] | 8.2 | 8 |  |  |  |  | 46000 | All Heating | 07/10/2023 |  | 11/01/2023
Johnson Controls, Inc. | CHAMPION HEATING AND COOLING | PHE6B6031 |  | Voluntarily Certified | HPAirCoolSinglePackage&lt;65k | False | False | 15.2 | 13 | [6 empty] | 8.2 | 8 |  |  |  |  | 56000 | All Heating | 07/10/2023 |  | 11/01/2023
Johnson Controls, Inc. | CHAMPION HEATING AND COOLING | PHE6B6041 |  | Voluntarily Certified | HPAirCoolSinglePackage&lt;65k | False | False | 15.2 | 13 | [6 empty] | 8.2 | 8 |  |  |  |  | 56000 | All Heating | 07/10/2023 |  | 11/01/2023
Johnson Controls, Inc. | CHAMPION HEATING AND COOLING | PHE6B4841 |  | Voluntarily Certified | HPAirCoolSinglePackage&lt;65k | False | False | 16 | 13 | [6 empty] | 8.2 | 8 |  |  |  |  | 46000 | All Heating | 07/10/2023 |  | 11/01/2023
Johnson Controls, Inc. | CHAMPION HEATING AND COOLING | PHE6B3644 |  | Voluntarily Certified | HPAirCoolSinglePackage&lt;65k | False | False | 15.5 | 13 | [6 empty] | 8 | 8 |  |  |  |  | 36000 | All Heating | 07/10/2023 |  | 11/01/2023
Johnson Controls, Inc. | CHAMPION HEATING AND COOLING | PHE6B6034 |  | Voluntarily Certified | HPAirCoolSinglePackage&lt;65k | False | False | 15.5 | 13 | [6 empty] | 8 | 8 |  |  |  |  | 57000 | All Heating | 07/10/2023 |  | 11/01/2023
Johnson Controls, Inc. | CHAMPION HEATING AND COOLING | PHE6B4834 |  | Voluntarily Certified | HPAirCoolSinglePackage&lt;65k | False | False | 15.5 | 13 | [6 empty] | 8 | 8 |  |  |  |  | 46500 | All Heating | 07/10/2023 |  | 11/01/2023
Johnson Controls, Inc. | CHAMPION HEATING AND COOLING | PHE6B6044 |  | Voluntarily Certified | HPAirCoolSinglePackage&lt;65k | False | False | 15 | 13 | [6 empty] | 8 | 8 |  |  |  |  | 56500 | All Heating | 07/10/2023 |  | 11/01/2023
Johnson Controls, Inc. | CHAMPION HEATING AND COOLING | PHE6B3634 |  | Voluntarily Certified | HPAirCoolSinglePackage&lt;65k | False | False | 15.5 | 13 | [6 empty] | 8 | 8 |  |  |  |  | 36400 | All Heating | 07/10/2023 |  | 11/01/2023
Johnson Controls, Inc. | CHAMPION HEATING AND COOLING | PHE6B4844 |  | Voluntarily Certified | HPAirCoolSinglePackage&lt;65k | False | False | 15 | 13 | [6 empty] | 8 | 8 |  |  |  |  | 45500 | All Heating | 07/10/2023 |  | 11/01/2023
Johnson Controls, Inc. | Coleman | PHE6B6041 |  | Voluntarily Certified | HPAirCoolSinglePackage&lt;65k | False | False | 15.2 | 13 | [6 empty] | 8.2 | 8 |  |  |  |  | 56000 | All Heating | 07/10/2023 |  | 11/01/2023
Johnson Controls, Inc. | Coleman | PHE6B4841 |  | Voluntarily Certified | HPAirCoolSinglePackage&lt;65k | False | False | 16 | 13 | [6 empty] | 8.2 | 8 |  |  |  |  | 46000 | All Heating | 07/10/2023 |  | 11/01/2023
Johnson Controls, Inc. | Coleman | PHE6B6044 |  | Voluntarily Certified | HPAirCoolSinglePackage&lt;65k | False | False | 15 | 13 | [6 empty] | 8 | 8 |  |  |  |  | 56500 | All Heating | 07/10/2023 |  | 11/01/2023
Johnson Controls, Inc. | Coleman | PHE6B3634 |  | Voluntarily Certified | HPAirCoolSinglePackage&lt;65k | False | False | 15.5 | 13 | [6 empty] | 8 | 8 |  |  |  |  | 36400 | All Heating | 07/10/2023 |  | 11/01/2023
Johnson Controls, Inc. | Coleman | PHE6B4844 |  | Voluntarily Certified | HPAirCoolSinglePackage&lt;65k | False | False | 15 | 13 | [6 empty] | 8 | 8 |  |  |  |  | 45500 | All Heating | 07/10/2023 |  | 11/01/2023
Johnson Controls, Inc. | Coleman | PHE6B3644 |  | Voluntarily Certified | HPAirCoolSinglePackage&lt;65k | False | False | 15.5 | 13 | [6 empty] | 8 | 8 |  |  |  |  | 36000 | All Heating | 07/10/2023 |  | 11/01/2023
Johnson Controls, Inc. | Coleman | PHE6B6034 |  | Voluntarily Certified | HPAirCoolSinglePackage&lt;65k | False | False | 15.5 | 13 | [6 empty] | 8 | 8 |  |  |  |  | 57000 | All Heating | 07/10/2023 |  | 11/01/2023
Johnson Controls, Inc. | Coleman | PHE6B4834 |  | Voluntarily Certified | HPAirCoolSinglePackage&lt;65k | False | False | 15.5 | 13 | [6 empty] | 8 | 8 |  |  |  |  | 46500 | All Heating | 07/10/2023 |  | 11/01/2023
Johnson Controls, Inc. | Coleman | PHE4B3631 |  | Voluntarily Certified | HPAirCoolSinglePackage&lt;65k | False | False | 14 | 13 | [6 empty] | 8 | 8 |  |  |  |  | 35800 | All Heating | 07/10/2023 |  | 11/01/2023
Johnson Controls, Inc. | Coleman | PHE4B4831 |  | Voluntarily Certified | HPAirCoolSinglePackage&lt;65k | False | False | 14 | 13 | [6 empty] | 8 | 8 |  |  |  |  | 47000 | All Heating | 07/10/2023 |  | 11/01/2023
Johnson Controls, Inc. | Coleman | PHE4B6031 |  | Voluntarily Certified | HPAirCoolSinglePackage&lt;65k | False | False | 14 | 13 | [6 empty] | 8 | 8 |  |  |  |  | 58000 | All Heating | 07/10/2023 |  | 11/01/2023
Johnson Controls, Inc. | Coleman | PHE4B3641 |  | Voluntarily Certified | HPAirCoolSinglePackage&lt;65k | False | False | 14 | 13 | [6 empty] | 8 | 8 |  |  |  |  | 35800 | All Heating | 07/10/2023 |  | 11/01/2023
Johnson Controls, Inc. | Coleman | PHE4B4841 |  | Voluntarily Certified | HPAirCoolSinglePackage&lt;65k | False | False | 14 | 13 | [6 empty] | 8 | 8 |  |  |  |  | 47000 | All Heating | 07/10/2023 |  | 11/01/2023
Johnson Controls, Inc. | Coleman | PHE4B6041 |  | Voluntarily Certified | HPAirCoolSinglePackage&lt;65k | False | False | 14 | 13 | [6 empty] | 8 | 8 |  |  |  |  | 58000 | All Heating | 07/10/2023 |  | 11/01/2023
Johnson Controls, Inc. | Coleman | PHE4B3634 |  | Voluntarily Certified | HPAirCoolSinglePackage&lt;65k | False | False | 14 | 13 | [6 empty] | 8 | 8 |  |  |  |  | 34800 | All Heating | 07/10/2023 |  | 11/01/2023
Johnson Controls, Inc. | Coleman | PHE4B4834 |  | Voluntarily Certified | HPAirCoolSinglePackage&lt;65k | False | False | 14 | 13 | [6 empty] | 8 | 8 |  |  |  |  | 48000 | All Heating | 07/10/2023 |  | 11/01/2023
Johnson Controls, Inc. | Coleman | PHE4B6034 |  | Voluntarily Certified | HPAirCoolSinglePackage&lt;65k | False | False | 14 | 13 | [6 empty] | 8 | 8 |  |  |  |  | 59500 | All Heating | 07/10/2023 |  | 11/01/2023
Johnson Controls, Inc. | Coleman | PHE4B3644 |  | Voluntarily Certified | HPAirCoolSinglePackage&lt;65k | False | False | 14 | 13 | [6 empty] | 8 | 8 |  |  |  |  | 34800 | All Heating | 07/10/2023 |  | 11/01/2023
Johnson Controls, Inc. | Coleman | PHE4B4844 |  | Voluntarily Certified | HPAirCoolSinglePackage&lt;65k | False | False | 14 | 13 | [6 empty] | 8 | 8 |  |  |  |  | 48000 | All Heating | 07/10/2023 |  | 11/01/2023
Johnson Controls, Inc. | Coleman | PHE4B6044 |  | Voluntarily Certified | HPAirCoolSinglePackage&lt;65k | False | False | 14 | 13 | [6 empty] | 8 | 8 |  |  |  |  | 59500 | All Heating | 07/10/2023 |  | 11/01/2023
Johnson Controls, Inc. | Coleman | PHE6B4831 |  | Voluntarily Certified | HPAirCoolSinglePackage&lt;65k | False | False | 16 | 13 | [6 empty] | 8.2 | 8 |  |  |  |  | 46000 | All Heating | 07/10/2023 |  | 11/01/2023
Johnson Controls, Inc. | Coleman | PHE6B6031 |  | Voluntarily Certified | HPAirCoolSinglePackage&lt;65k | False | False | 15.2 | 13 | [6 empty] | 8.2 | 8 |  |  |  |  | 56000 | All Heating | 07/10/2023 |  | 11/01/2023
Johnson Controls, Inc. | Evcon | PHE4B3634 |  | Voluntarily Certified | HPAirCoolSinglePackage&lt;65k | False | False | 14 | 13 | [6 empty] | 8 | 8 |  |  |  |  | 34800 | All Heating | 07/10/2023 |  | 11/01/2023
Johnson Controls, Inc. | Evcon | PHE4B4834 |  | Voluntarily Certified | HPAirCoolSinglePackage&lt;65k | False | False | 14 | 13 | [6 empty] | 8 | 8 |  |  |  |  | 48000 | All Heating | 07/10/2023 |  | 11/01/2023
Johnson Controls, Inc. | Evcon | PHE4B6034 |  | Voluntarily Certified | HPAirCoolSinglePackage&lt;65k | False | False | 14 | 13 | [6 empty] | 8 | 8 |  |  |  |  | 59500 | All Heating | 07/10/2023 |  | 11/01/2023
Johnson Controls, Inc. | Evcon | PHE4B3644 |  | Voluntarily Certified | HPAirCoolSinglePackage&lt;65k | False | False | 14 | 13 | [6 empty] | 8 | 8 |  |  |  |  | 34800 | All Heating | 07/10/2023 |  | 11/01/2023
Johnson Controls, Inc. | Evcon | PHE4B4844 |  | Voluntarily Certified | HPAirCoolSinglePackage&lt;65k | False | False | 14 | 13 | [6 empty] | 8 | 8 |  |  |  |  | 48000 | All Heating | 07/10/2023 |  | 11/01/2023
Johnson Controls, Inc. | Evcon | PHE4B6044 |  | Voluntarily Certified | HPAirCoolSinglePackage&lt;65k | False | False | 14 | 13 | [6 empty] | 8 | 8 |  |  |  |  | 59500 | All Heating | 07/10/2023 |  | 11/01/2023
Johnson Controls, Inc. | Evcon | PHE6B4831 |  | Voluntarily Certified | HPAirCoolSinglePackage&lt;65k | False | False | 16 | 13 | [6 empty] | 8.2 | 8 |  |  |  |  | 46000 | All Heating | 07/10/2023 |  | 11/01/2023
Johnson Controls, Inc. | Evcon | PHE6B6031 |  | Voluntarily Certified | HPAirCoolSinglePackage&lt;65k | False | False | 15.2 | 13 | [6 empty] | 8.2 | 8 |  |  |  |  | 56000 | All Heating | 07/10/2023 |  | 11/01/2023
Johnson Controls, Inc. | Evcon | PHE6B6041 |  | Voluntarily Certified | HPAirCoolSinglePackage&lt;65k | False | False | 15.2 | 13 | [6 empty] | 8.2 | 8 |  |  |  |  | 56000 | All Heating | 07/10/2023 |  | 11/01/2023
Johnson Controls, Inc. | Evcon | PHE6B4841 |  | Voluntarily Certified | HPAirCoolSinglePackage&lt;65k | False | False | 16 | 13 | [6 empty] | 8.2 | 8 |  |  |  |  | 46000 | All Heating | 07/10/2023 |  | 11/01/2023
Johnson Controls, Inc. | Evcon | PHE4B3631 |  | Voluntarily Certified | HPAirCoolSinglePackage&lt;65k | False | False | 14 | 13 | [6 empty] | 8 | 8 |  |  |  |  | 35800 | All Heating | 07/10/2023 |  | 11/01/2023
Johnson Controls, Inc. | Evcon | PHE4B4831 |  | Voluntarily Certified | HPAirCoolSinglePackage&lt;65k | False | False | 14 | 13 | [6 empty] | 8 | 8 |  |  |  |  | 47000 | All Heating | 07/10/2023 |  | 11/01/2023
Johnson Controls, Inc. | Evcon | PHE4B6031 |  | Voluntarily Certified | HPAirCoolSinglePackage&lt;65k | False | False | 14 | 13 | [6 empty] | 8 | 8 |  |  |  |  | 58000 | All Heating | 07/10/2023 |  | 11/01/2023
Johnson Controls, Inc. | Evcon | PHE4B3641 |  | Voluntarily Certified | HPAirCoolSinglePackage&lt;65k | False | False | 14 | 13 | [6 empty] | 8 | 8 |  |  |  |  | 35800 | All Heating | 07/10/2023 |  | 11/01/2023
Johnson Controls, Inc. | Evcon | PHE4B4841 |  | Voluntarily Certified | HPAirCoolSinglePackage&lt;65k | False | False | 14 | 13 | [6 empty] | 8 | 8 |  |  |  |  | 47000 | All Heating | 07/10/2023 |  | 11/01/2023
Johnson Controls, Inc. | Evcon | PHE4B6041 |  | Voluntarily Certified | HPAirCoolSinglePackage&lt;65k | False | False | 14 | 13 | [6 empty] | 8 | 8 |  |  |  |  | 58000 | All Heating | 07/10/2023 |  | 11/01/2023
Johnson Controls, Inc. | FRASER-JOHNSTON | PHE6B4844 |  | Voluntarily Certified | HPAirCoolSinglePackage&lt;65k | False | False | 15 | 13 | [6 empty] | 8 | 8 |  |  |  |  | 45500 | All Heating | 07/10/2023 |  | 11/01/2023
Johnson Controls, Inc. | FRASER-JOHNSTON | PHE6B3644 |  | Voluntarily Certified | HPAirCoolSinglePackage&lt;65k | False | False | 15.5 | 13 | [6 empty] | 8 | 8 |  |  |  |  | 36000 | All Heating | 07/10/2023 |  | 11/01/2023
Johnson Controls, Inc. | FRASER-JOHNSTON | PHE6B6034 |  | Voluntarily Certified | HPAirCoolSinglePackage&lt;65k | False | False | 15.5 | 13 | [6 empty] | 8 | 8 |  |  |  |  | 57000 | All Heating | 07/10/2023 |  | 11/01/2023
Johnson Controls, Inc. | FRASER-JOHNSTON | PHE6B4834 |  | Voluntarily Certified | HPAirCoolSinglePackage&lt;65k | False | False | 15.5 | 13 | [6 empty] | 8 | 8 |  |  |  |  | 46500 | All Heating | 07/10/2023 |  | 11/01/2023
Johnson Controls, Inc. | FRASER-JOHNSTON | PHE6B6044 |  | Voluntarily Certified | HPAirCoolSinglePackage&lt;65k | False | False | 15 | 13 | [6 empty] | 8 | 8 |  |  |  |  | 56500 | All Heating | 07/10/2023 |  | 11/01/2023
Johnson Controls, Inc. | FRASER-JOHNSTON | PHE6B3634 |  | Voluntarily Certified | HPAirCoolSinglePackage&lt;65k | False | False | 15.5 | 13 | [6 empty] | 8 | 8 |  |  |  |  | 36400 | All Heating | 07/10/2023 |  | 11/01/2023
Johnson Controls, Inc. | FRASER-JOHNSTON | PHE4B6044 |  | Voluntarily Certified | HPAirCoolSinglePackage&lt;65k | False | False | 14 | 13 | [6 empty] | 8 | 8 |  |  |  |  | 59500 | All Heating | 07/10/2023 |  | 11/01/2023
Johnson Controls, Inc. | FRASER-JOHNSTON | PHE4B4844 |  | Voluntarily Certified | HPAirCoolSinglePackage&lt;65k | False | False | 14 | 13 | [6 empty] | 8 | 8 |  |  |  |  | 48000 | All Heating | 07/10/2023 |  | 11/01/2023
Johnson Controls, Inc. | FRASER-JOHNSTON | PHE6B4831 |  | Voluntarily Certified | HPAirCoolSinglePackage&lt;65k | False | False | 16 | 13 | [6 empty] | 8.2 | 8 |  |  |  |  | 46000 | All Heating | 07/10/2023 |  | 11/01/2023
Johnson Controls, Inc. | FRASER-JOHNSTON | PHE6B4841 |  | Voluntarily Certified | HPAirCoolSinglePackage&lt;65k | False | False | 16 | 13 | [6 empty] | 8.2 | 8 |  |  |  |  | 46000 | All Heating | 07/10/2023 |  | 11/01/2023
Johnson Controls, Inc. | FRASER-JOHNSTON | PHE6B6031 |  | Voluntarily Certified | HPAirCoolSinglePackage&lt;65k | False | False | 15.2 | 13 | [6 empty] | 8.2 | 8 |  |  |  |  | 56000 | All Heating | 07/10/2023 |  | 11/01/2023
Johnson Controls, Inc. | FRASER-JOHNSTON | PHE6B6041 |  | Voluntarily Certified | HPAirCoolSinglePackage&lt;65k | False | False | 15.2 | 13 | [6 empty] | 8.2 | 8 |  |  |  |  | 56000 | All Heating | 07/10/2023 |  | 11/01/2023
Johnson Controls, Inc. | FRASER-JOHNSTON | PHE4B3644 |  | Voluntarily Certified | HPAirCoolSinglePackage&lt;65k | False | False | 14 | 13 | [6 empty] | 8 | 8 |  |  |  |  | 34800 | All Heating | 07/10/2023 |  | 11/01/2023
Johnson Controls, Inc. | FRASER-JOHNSTON | PHE4B6034 |  | Voluntarily Certified | HPAirCoolSinglePackage&lt;65k | False | False | 14 | 13 | [6 empty] | 8 | 8 |  |  |  |  | 59500 | All Heating | 07/10/2023 |  | 11/01/2023
Johnson Controls, Inc. | FRASER-JOHNSTON | PHE4B4834 |  | Voluntarily Certified | HPAirCoolSinglePackage&lt;65k | False | False | 14 | 13 | [6 empty] | 8 | 8 |  |  |  |  | 48000 | All Heating | 07/10/2023 |  | 11/01/2023
Johnson Controls, Inc. | FRASER-JOHNSTON | PHE4B3634 |  | Voluntarily Certified | HPAirCoolSinglePackage&lt;65k | False | False | 14 | 13 | [6 empty] | 8 | 8 |  |  |  |  | 34800 | All Heating | 07/10/2023 |  | 11/01/2023
Johnson Controls, Inc. | FRASER-JOHNSTON | PHE4B3631 |  | Voluntarily Certified | HPAirCoolSinglePackage&lt;65k | False | False | 14 | 13 | [6 empty] | 8 | 8 |  |  |  |  | 35800 | All Heating | 07/10/2023 |  | 11/01/2023
Johnson Controls, Inc. | FRASER-JOHNSTON | PHE4B4831 |  | Voluntarily Certified | HPAirCoolSinglePackage&lt;65k | False | False | 14 | 13 | [6 empty] | 8 | 8 |  |  |  |  | 47000 | All Heating | 07/10/2023 |  | 11/01/2023
Johnson Controls, Inc. | FRASER-JOHNSTON | PHE4B6031 |  | Voluntarily Certified | HPAirCoolSinglePackage&lt;65k | False | False | 14 | 13 | [6 empty] | 8 | 8 |  |  |  |  | 58000 | All Heating | 07/10/2023 |  | 11/01/2023
Johnson Controls, Inc. | FRASER-JOHNSTON | PHE4B3641 |  | Voluntarily Certified | HPAirCoolSinglePackage&lt;65k | False | False | 14 | 13 | [6 empty] | 8 | 8 |  |  |  |  | 35800 | All Heating | 07/10/2023 |  | 11/01/2023
Johnson Controls, Inc. | FRASER-JOHNSTON | PHE4B4841 |  | Voluntarily Certified | HPAirCoolSinglePackage&lt;65k | False | False | 14 | 13 | [6 empty] | 8 | 8 |  |  |  |  | 47000 | All Heating | 07/10/2023 |  | 11/01/2023
Johnson Controls, Inc. | FRASER-JOHNSTON | PHE4B6041 |  | Voluntarily Certified | HPAirCoolSinglePackage&lt;65k | False | False | 14 | 13 | [6 empty] | 8 | 8 |  |  |  |  | 58000 | All Heating | 07/10/2023 |  | 11/01/2023
Johnson Controls, Inc. | Guardian | PHE6B4831 |  | Voluntarily Certified | HPAirCoolSinglePackage&lt;65k | False | False | 16 | 13 | [6 empty] | 8.2 | 8 |  |  |  |  | 46000 | All Heating | 07/10/2023 |  | 11/01/2023
Johnson Controls, Inc. | Guardian | PHE6B6031 |  | Voluntarily Certified | HPAirCoolSinglePackage&lt;65k | False | False | 15.2 | 13 | [6 empty] | 8.2 | 8 |  |  |  |  | 56000 | All Heating | 07/10/2023 |  | 11/01/2023
Johnson Controls, Inc. | Guardian | PHE6B6041 |  | Voluntarily Certified | HPAirCoolSinglePackage&lt;65k | False | False | 15.2 | 13 | [6 empty] | 8.2 | 8 |  |  |  |  | 56000 | All Heating | 07/10/2023 |  | 11/01/2023
Johnson Controls, Inc. | Guardian | PHE6B4841 |  | Voluntarily Certified | HPAirCoolSinglePackage&lt;65k | False | False | 16 | 13 | [6 empty] | 8.2 | 8 |  |  |  |  | 46000 | All Heating | 07/10/2023 |  | 11/01/2023
Johnson Controls, Inc. | Guardian | PHE4B3634 |  | Voluntarily Certified | HPAirCoolSinglePackage&lt;65k | False | False | 14 | 13 | [6 empty] | 8 | 8 |  |  |  |  | 34800 | All Heating | 07/10/2023 |  | 11/01/2023
Johnson Controls, Inc. | Guardian | PHE4B4834 |  | Voluntarily Certified | HPAirCoolSinglePackage&lt;65k | False | False | 14 | 13 | [6 empty] | 8 | 8 |  |  |  |  | 48000 | All Heating | 07/10/2023 |  | 11/01/2023
Johnson Controls, Inc. | Guardian | PHE4B6034 |  | Voluntarily Certified | HPAirCoolSinglePackage&lt;65k | False | False | 14 | 13 | [6 empty] | 8 | 8 |  |  |  |  | 59500 | All Heating | 07/10/2023 |  | 11/01/2023
Johnson Controls, Inc. | Guardian | PHE4B6044 |  | Voluntarily Certified | HPAirCoolSinglePackage&lt;65k | False | False | 14 | 13 | [6 empty] | 8 | 8 |  |  |  |  | 59500 | All Heating | 07/10/2023 |  | 11/01/2023
Johnson Controls, Inc. | Guardian | PHE4B3644 |  | Voluntarily Certified | HPAirCoolSinglePackage&lt;65k | False | False | 14 | 13 | [6 empty] | 8 | 8 |  |  |  |  | 34800 | All Heating | 07/10/2023 |  | 11/01/2023
Johnson Controls, Inc. | Guardian | PHE4B4844 |  | Voluntarily Certified | HPAirCoolSinglePackage&lt;65k | False | False | 14 | 13 | [6 empty] | 8 | 8 |  |  |  |  | 48000 | All Heating | 07/10/2023 |  | 11/01/2023
Johnson Controls, Inc. | Guardian | PHE4B3641 |  | Voluntarily Certified | HPAirCoolSinglePackage&lt;65k | False | False | 14 | 13 | [6 empty] | 8 | 8 |  |  |  |  | 35800 | All Heating | 07/10/2023 |  | 11/01/2023
Johnson Controls, Inc. | Guardian | PHE4B4841 |  | Voluntarily Certified | HPAirCoolSinglePackage&lt;65k | False | False | 14 | 13 | [6 empty] | 8 | 8 |  |  |  |  | 47000 | All Heating | 07/10/2023 |  | 11/01/2023
Johnson Controls, Inc. | Guardian | PHE4B6041 |  | Voluntarily Certified | HPAirCoolSinglePackage&lt;65k | False | False | 14 | 13 | [6 empty] | 8 | 8 |  |  |  |  | 58000 | All Heating | 07/10/2023 |  | 11/01/2023
Johnson Controls, Inc. | Guardian | PHE4B3631 |  | Voluntarily Certified | HPAirCoolSinglePackage&lt;65k | False | False | 14 | 13 | [6 empty] | 8 | 8 |  |  |  |  | 35800 | All Heating | 07/10/2023 |  | 11/01/2023
Johnson Controls, Inc. | Guardian | PHE4B4831 |  | Voluntarily Certified | HPAirCoolSinglePackage&lt;65k | False | False | 14 | 13 | [6 empty] | 8 | 8 |  |  |  |  | 47000 | All Heating | 07/10/2023 |  | 11/01/2023
Johnson Controls, Inc. | Guardian | PHE4B6031 |  | Voluntarily Certified | HPAirCoolSinglePackage&lt;65k | False | False | 14 | 13 | [6 empty] | 8 | 8 |  |  |  |  | 58000 | All Heating | 07/10/2023 |  | 11/01/2023
Johnson Controls, Inc. | Luxaire | PHE6B6041 |  | Voluntarily Certified | HPAirCoolSinglePackage&lt;65k | False | False | 15.2 | 13 | [6 empty] | 8.2 | 8 |  |  |  |  | 56000 | All Heating | 07/10/2023 |  | 11/01/2023
Johnson Controls, Inc. | Luxaire | PHE6B4841 |  | Voluntarily Certified | HPAirCoolSinglePackage&lt;65k | False | False | 16 | 13 | [6 empty] | 8.2 | 8 |  |  |  |  | 46000 | All Heating | 07/10/2023 |  | 11/01/2023
Johnson Controls, Inc. | Luxaire | PHE6B3634 |  | Voluntarily Certified | HPAirCoolSinglePackage&lt;65k | False | False | 15.5 | 13 | [6 empty] | 8 | 8 |  |  |  |  | 36400 | All Heating | 07/10/2023 |  | 11/01/2023
Johnson Controls, Inc. | Luxaire | PHE6B4844 |  | Voluntarily Certified | HPAirCoolSinglePackage&lt;65k | False | False | 15 | 13 | [6 empty] | 8 | 8 |  |  |  |  | 45500 | All Heating | 07/10/2023 |  | 11/01/2023
Johnson Controls, Inc. | Luxaire | PHE6B3644 |  | Voluntarily Certified | HPAirCoolSinglePackage&lt;65k | False | False | 15.5 | 13 | [6 empty] | 8 | 8 |  |  |  |  | 36000 | All Heating | 07/10/2023 |  | 11/01/2023
Johnson Controls, Inc. | Luxaire | PHE6B6034 |  | Voluntarily Certified | HPAirCoolSinglePackage&lt;65k | False | False | 15.5 | 13 | [6 empty] | 8 | 8 |  |  |  |  | 57000 | All Heating | 07/10/2023 |  | 11/01/2023
Johnson Controls, Inc. | Luxaire | PHE6B4834 |  | Voluntarily Certified | HPAirCoolSinglePackage&lt;65k | False | False | 15.5 | 13 | [6 empty] | 8 | 8 |  |  |  |  | 46500 | All Heating | 07/10/2023 |  | 11/01/2023
Johnson Controls, Inc. | Luxaire | PHE6B6044 |  | Voluntarily Certified | HPAirCoolSinglePackage&lt;65k | False | False | 15 | 13 | [6 empty] | 8 | 8 |  |  |  |  | 56500 | All Heating | 07/10/2023 |  | 11/01/2023
Johnson Controls, Inc. | Luxaire | PHE4B3634 |  | Voluntarily Certified | HPAirCoolSinglePackage&lt;65k | False | False | 14 | 13 | [6 empty] | 8 | 8 |  |  |  |  | 34800 | All Heating | 07/10/2023 |  | 11/01/2023
Johnson Controls, Inc. | Luxaire | PHE4B4834 |  | Voluntarily Certified | HPAirCoolSinglePackage&lt;65k | False | False | 14 | 13 | [6 empty] | 8 | 8 |  |  |  |  | 48000 | All Heating | 07/10/2023 |  | 11/01/2023
Johnson Controls, Inc. | Luxaire | PHE4B6034 |  | Voluntarily Certified | HPAirCoolSinglePackage&lt;65k | False | False | 14 | 13 | [6 empty] | 8 | 8 |  |  |  |  | 59500 | All Heating | 07/10/2023 |  | 11/01/2023
Johnson Controls, Inc. | Luxaire | PHE4B3644 |  | Voluntarily Certified | HPAirCoolSinglePackage&lt;65k | False | False | 14 | 13 | [6 empty] | 8 | 8 |  |  |  |  | 34800 | All Heating | 07/10/2023 |  | 11/01/2023
Johnson Controls, Inc. | Luxaire | PHE4B4844 |  | Voluntarily Certified | HPAirCoolSinglePackage&lt;65k | False | False | 14 | 13 | [6 empty] | 8 | 8 |  |  |  |  | 48000 | All Heating | 07/10/2023 |  | 11/01/2023
Johnson Controls, Inc. | Luxaire | PHE4B6044 |  | Voluntarily Certified | HPAirCoolSinglePackage&lt;65k | False | False | 14 | 13 | [6 empty] | 8 | 8 |  |  |  |  | 59500 | All Heating | 07/10/2023 |  | 11/01/2023
Johnson Controls, Inc. | Luxaire | PHE6B4831 |  | Voluntarily Certified | HPAirCoolSinglePackage&lt;65k | False | False | 16 | 13 | [6 empty] | 8.2 | 8 |  |  |  |  | 46000 | All Heating | 07/10/2023 |  | 11/01/2023
Johnson Controls, Inc. | Luxaire | PHE6B6031 |  | Voluntarily Certified | HPAirCoolSinglePackage&lt;65k | False | False | 15.2 | 13 | [6 empty] | 8.2 | 8 |  |  |  |  | 56000 | All Heating | 07/10/2023 |  | 11/01/2023
Johnson Controls, Inc. | Luxaire | PHE4B3631 |  | Voluntarily Certified | HPAirCoolSinglePackage&lt;65k | False | False | 14 | 13 | [6 empty] | 8 | 8 |  |  |  |  | 35800 | All Heating | 07/10/2023 |  | 11/01/2023
Johnson Controls, Inc. | Luxaire | PHE4B4831 |  | Voluntarily Certified | HPAirCoolSinglePackage&lt;65k | False | False | 14 | 13 | [6 empty] | 8 | 8 |  |  |  |  | 47000 | All Heating | 07/10/2023 |  | 11/01/2023
Johnson Controls, Inc. | Luxaire | PHE4B6031 |  | Voluntarily Certified | HPAirCoolSinglePackage&lt;65k | False | False | 14 | 13 | [6 empty] | 8 | 8 |  |  |  |  | 58000 | All Heating | 07/10/2023 |  | 11/01/2023
Johnson Controls, Inc. | Luxaire | PHE4B3641 |  | Voluntarily Certified | HPAirCoolSinglePackage&lt;65k | False | False | 14 | 13 | [6 empty] | 8 | 8 |  |  |  |  | 35800 | All Heating | 07/10/2023 |  | 11/01/2023
Johnson Controls, Inc. | Luxaire | PHE4B4841 |  | Voluntarily Certified | HPAirCoolSinglePackage&lt;65k | False | False | 14 | 13 | [6 empty] | 8 | 8 |  |  |  |  | 47000 | All Heating | 07/10/2023 |  | 11/01/2023
Johnson Controls, Inc. | Luxaire | PHE4B6041 |  | Voluntarily Certified | HPAirCoolSinglePackage&lt;65k | False | False | 14 | 13 | [6 empty] | 8 | 8 |  |  |  |  | 58000 | All Heating | 07/10/2023 |  | 11/01/2023
Johnson Controls, Inc. | York | PHE4B4831 |  | Voluntarily Certified | HPAirCoolSinglePackage&lt;65k | False | False | 14 | 13 | [6 empty] | 8 | 8 |  |  |  |  | 47000 | All Heating | 07/10/2023 |  | 11/01/2023
Johnson Controls, Inc. | York | PHE4B3641 |  | Voluntarily Certified | HPAirCoolSinglePackage&lt;65k | False | False | 14 | 13 | [6 empty] | 8 | 8 |  |  |  |  | 35800 | All Heating | 07/10/2023 |  | 11/01/2023
Johnson Controls, Inc. | York | PHE4B4841 |  | Voluntarily Certified | HPAirCoolSinglePackage&lt;65k | False | False | 14 | 13 | [6 empty] | 8 | 8 |  |  |  |  | 47000 | All Heating | 07/10/2023 |  | 11/01/2023
Johnson Controls, Inc. | York | PHE6B3644 |  | Voluntarily Certified | HPAirCoolSinglePackage&lt;65k | False | False | 15.5 | 13 | [6 empty] | 8 | 8 |  |  |  |  | 36000 | All Heating | 07/10/2023 |  | 11/01/2023
Johnson Controls, Inc. | York | PHE6B4834 |  | Voluntarily Certified | HPAirCoolSinglePackage&lt;65k | False | False | 15.5 | 13 | [6 empty] | 8 | 8 |  |  |  |  | 46500 | All Heating | 07/10/2023 |  | 11/01/2023
Johnson Controls, Inc. | York | PHE6B4844 |  | Voluntarily Certified | HPAirCoolSinglePackage&lt;65k | False | False | 15 | 13 | [6 empty] | 8 | 8 |  |  |  |  | 45500 | All Heating | 07/10/2023 |  | 11/01/2023
Johnson Controls, Inc. | York | PHE6B6034 |  | Voluntarily Certified | HPAirCoolSinglePackage&lt;65k | False | False | 15.5 | 13 | [6 empty] | 8 | 8 |  |  |  |  | 57000 | All Heating | 07/10/2023 |  | 11/01/2023
Johnson Controls, Inc. | York | PHE6B6044 |  | Voluntarily Certified | HPAirCoolSinglePackage&lt;65k | False | False | 15 | 13 | [6 empty] | 8 | 8 |  |  |  |  | 56500 | All Heating | 07/10/2023 |  | 11/01/2023
Johnson Controls, Inc. | York | PHE4B3634 |  | Voluntarily Certified | HPAirCoolSinglePackage&lt;65k | False | False | 14 | 13 | [6 empty] | 8 | 8 |  |  |  |  | 34800 | All Heating | 07/10/2023 |  | 11/01/2023
Johnson Controls, Inc. | York | PHE4B4834 |  | Voluntarily Certified | HPAirCoolSinglePackage&lt;65k | False | False | 14 | 13 | [6 empty] | 8 | 8 |  |  |  |  | 48000 | All Heating | 07/10/2023 |  | 11/01/2023
Johnson Controls, Inc. | York | PHE4B6034 |  | Voluntarily Certified | HPAirCoolSinglePackage&lt;65k | False | False | 14 | 13 | [6 empty] | 8 | 8 |  |  |  |  | 57500 | All Heating | 07/10/2023 |  | 11/01/2023
Johnson Controls, Inc. | York | PHE4B3644 |  | Voluntarily Certified | HPAirCoolSinglePackage&lt;65k | False | False | 14 | 13 | [6 empty] | 8 | 8 |  |  |  |  | 34800 | All Heating | 07/10/2023 |  | 11/01/2023
Johnson Controls, Inc. | York | PHE4B4844 |  | Voluntarily Certified | HPAirCoolSinglePackage&lt;65k | False | False | 14 | 13 | [6 empty] | 8 | 8 |  |  |  |  | 48000 | All Heating | 07/10/2023 |  | 11/01/2023
Johnson Controls, Inc. | York | PHE4B6044 |  | Voluntarily Certified | HPAirCoolSinglePackage&lt;65k | False | False | 14 | 13 | [6 empty] | 8 | 8 |  |  |  |  | 57500 | All Heating | 07/10/2023 |  | 11/01/2023
Johnson Controls, Inc. | York | PHE6B4831 |  | Voluntarily Certified | HPAirCoolSinglePackage&lt;65k | False | False | 16 | 13 | [6 empty] | 8.2 | 8 |  |  |  |  | 46000 | All Heating | 07/10/2023 |  | 11/01/2023
Johnson Controls, Inc. | York | PHE6B6031 |  | Voluntarily Certified | HPAirCoolSinglePackage&lt;65k | False | False | 15.2 | 13 | [6 empty] | 8.2 | 8 |  |  |  |  | 56000 | All Heating | 07/10/2023 |  | 11/01/2023
Johnson Controls, Inc. | York | PHE6B6041 |  | Voluntarily Certified | HPAirCoolSinglePackage&lt;65k | False | False | 15.2 | 13 | [6 empty] | 8.2 | 8 |  |  |  |  | 56000 | All Heating | 07/10/2023 |  | 11/01/2023
Johnson Controls, Inc. | York | PHE6B4841 |  | Voluntarily Certified | HPAirCoolSinglePackage&lt;65k | False | False | 16 | 13 | [6 empty] | 8.2 | 8 |  |  |  |  | 46000 | All Heating | 07/10/2023 |  | 11/01/2023
Johnson Controls, Inc. | York | PHE6B3634 |  | Voluntarily Certified | HPAirCoolSinglePackage&lt;65k | False | False | 15.5 | 13 | [6 empty] | 8 | 8 |  |  |  |  | 36400 | All Heating | 07/10/2023 |  | 11/01/2023
Johnson Controls, Inc. | York | PHE4B6031 |  | Voluntarily Certified | HPAirCoolSinglePackage&lt;65k | False | False | 14 | 13 | [6 empty] | 8 | 8 |  |  |  |  | 58000 | All Heating | 07/10/2023 |  | 11/01/2023
Johnson Controls, Inc. | York | PHE4B6041 |  | Voluntarily Certified | HPAirCoolSinglePackage&lt;65k | False | False | 14 | 13 | [6 empty] | 8 | 8 |  |  |  |  | 58000 | All Heating | 07/10/2023 |  | 11/01/2023
Johnson Controls, Inc. | York | PHE4B3631 |  | Voluntarily Certified | HPAirCoolSinglePackage&lt;65k | False | False | 14 | 13 | [6 empty] | 8 | 8 |  |  |  |  | 35800 | All Heating | 07/10/2023 |  | 11/01/2023
Rheem Sales Company, Inc. | Weatherking | RQPL-B049CK |  | Voluntarily Certified | HPAirCoolSinglePackage&lt;65k | False | False | 14 | 13 | [6 empty] | 8 | 8 |  |  |  |  | 45000 | All Heating | 07/10/2023 |  | 11/01/2023
Rheem Sales Company, Inc. | Weatherking | RQPM-A036CK |  | Voluntarily Certified | HPAirCoolSinglePackage&lt;65k | False | False | 14 | 13 | [6 empty] | 8 | 8 |  |  |  |  | 34200 | All Heating | 07/10/2023 |  | 11/01/2023
Rheem Sales Company, Inc. | Weatherking | RQPM-A042CK |  | Voluntarily Certified | HPAirCoolSinglePackage&lt;65k | False | False | 14 | 13 | [6 empty] | 8 | 8 |  |  |  |  | 40000 | All Heating | 07/10/2023 |  | 11/01/2023
Rheem Sales Company, Inc. | Weatherking | RQPM-A048CK |  | Voluntarily Certified | HPAirCoolSinglePackage&lt;65k | False | False | 14 | 13 | [6 empty] | 8 | 8 |  |  |  |  | 46000 | All Heating | 07/10/2023 |  | 11/01/2023
Rheem Sales Company, Inc. | Weatherking | RQPM-A037CK |  | Voluntarily Certified | HPAirCoolSinglePackage&lt;65k | False | False | 14 | 13 | [6 empty] | 8 | 8 |  |  |  |  | 34000 | All Heating | 07/10/2023 |  | 11/01/2023
Rheem Sales Company, Inc. | Weatherking | RQPM-A049CK |  | Voluntarily Certified | HPAirCoolSinglePackage&lt;65k | False | False | 14 | 13 | [6 empty] | 8 | 8 |  |  |  |  | 46000 | All Heating | 07/10/2023 |  | 11/01/2023
Rheem Sales Company, Inc. | Weatherking | RHPCZR036AC |  | Voluntarily Certified | HPAirCoolSinglePackage&lt;65k | False | False | 14 | 13 | [6 empty] | 8 | 8 |  |  |  |  | 35400 | All Heating | 07/10/2023 |  | 11/01/2023
Rheem Sales Company, Inc. | Weatherking | RHPCZR036AD |  | Voluntarily Certified | HPAirCoolSinglePackage&lt;65k | False | False | 14 | 13 | [6 empty] | 8 | 8 |  |  |  |  | 35400 | All Heating | 07/10/2023 |  | 11/01/2023
Rheem Sales Company, Inc. | Weatherking | RHPCZR048AC |  | Voluntarily Certified | HPAirCoolSinglePackage&lt;65k | False | False | 14 | 13 | [6 empty] | 8 | 8 |  |  |  |  | 46500 | All Heating | 07/10/2023 |  | 11/01/2023
Rheem Sales Company, Inc. | Weatherking | RHPCZR048AD |  | Voluntarily Certified | HPAirCoolSinglePackage&lt;65k | False | False | 14 | 13 | [6 empty] | 8 | 8 |  |  |  |  | 46500 | All Heating | 07/10/2023 |  | 11/01/2023
Rheem Sales Company, Inc. | Weatherking | RHPCZR060AC |  | Voluntarily Certified | HPAirCoolSinglePackage&lt;65k | False | False | 14 | 13 | [6 empty] | 8 | 8 |  |  |  |  | 57500 | All Heating | 07/10/2023 |  | 11/01/2023
Rheem Sales Company, Inc. | Weatherking | RHPCZR060AD |  | Voluntarily Certified | HPAirCoolSinglePackage&lt;65k | False | False | 14 | 13 | [6 empty] | 8 | 8 |  |  |  |  | 57500 | All Heating | 07/10/2023 |  | 11/01/2023
Rheem Sales Company, Inc. | RUSSELL | RQPL-C036CK |  | Voluntarily Certified | HPAirCoolSinglePackage&lt;65k | False | False | 14 | 13 | [6 empty] | 8 | 8 |  |  |  |  | 34200 | All Heating | 07/10/2023 |  | 11/01/2023
Rheem Sales Company, Inc. | RUSSELL | RQPL-B049CK |  | Voluntarily Certified | HPAirCoolSinglePackage&lt;65k | False | False | 14 | 13 | [6 empty] | 8 | 8 |  |  |  |  | 45000 | All Heating | 07/10/2023 |  | 11/01/2023
Rheem Sales Company, Inc. | RUSSELL | RQPM-A060CK |  | Voluntarily Certified | HPAirCoolSinglePackage&lt;65k | False | False | 14 | 13 | [6 empty] | 8 | 8 |  |  |  |  | 57000 | All Heating | 07/10/2023 |  | 11/01/2023
Rheem Sales Company, Inc. | RUSSELL | RHPCZR036AC |  | Voluntarily Certified | HPAirCoolSinglePackage&lt;65k | False | False | 14 | 13 | [6 empty] | 8 | 8 |  |  |  |  | 35400 | All Heating | 07/10/2023 |  | 11/01/2023
Rheem Sales Company, Inc. | RUSSELL | RHPCZR036AD |  | Voluntarily Certified | HPAirCoolSinglePackage&lt;65k | False | False | 14 | 13 | [6 empty] | 8 | 8 |  |  |  |  | 35400 | All Heating | 07/10/2023 |  | 11/01/2023
Rheem Sales Company, Inc. | RUSSELL | RHPCZR048AC |  | Voluntarily Certified | HPAirCoolSinglePackage&lt;65k | False | False | 14 | 13 | [6 empty] | 8 | 8 |  |  |  |  | 46500 | All Heating | 07/10/2023 |  | 11/01/2023
Rheem Sales Company, Inc. | RUSSELL | RHPCZR048AD |  | Voluntarily Certified | HPAirCoolSinglePackage&lt;65k | False | False | 14 | 13 | [6 empty] | 8 | 8 |  |  |  |  | 46500 | All Heating | 07/10/2023 |  | 11/01/2023
Rheem Sales Company, Inc. | RUSSELL | RHPCZR060AC |  | Voluntarily Certified | HPAirCoolSinglePackage&lt;65k | False | False | 14 | 13 | [6 empty] | 8 | 8 |  |  |  |  | 57500 | All Heating | 07/10/2023 |  | 11/01/2023
Rheem Sales Company, Inc. | RUSSELL | RHPCZR060AD |  | Voluntarily Certified | HPAirCoolSinglePackage&lt;65k | False | False | 14 | 13 | [6 empty] | 8 | 8 |  |  |  |  | 57500 | All Heating | 07/10/2023 |  | 11/01/2023
Rheem Sales Company, Inc. | RUSSELL | RQPM-A037CK |  | Voluntarily Certified | HPAirCoolSinglePackage&lt;65k | False | False | 14 | 13 | [6 empty] | 8 | 8 |  |  |  |  | 34000 | All Heating | 07/10/2023 |  | 11/01/2023
Rheem Sales Company, Inc. | RUSSELL | RQPM-A049CK |  | Voluntarily Certified | HPAirCoolSinglePackage&lt;65k | False | False | 14 | 13 | [6 empty] | 8 | 8 |  |  |  |  | 46000 | All Heating | 07/10/2023 |  | 11/01/2023
Rheem Sales Company, Inc. | RUSSELL | RQPM-A036CK |  | Voluntarily Certified | HPAirCoolSinglePackage&lt;65k | False | False | 14 | 13 | [6 empty] | 8 | 8 |  |  |  |  | 34200 | All Heating | 07/10/2023 |  | 11/01/2023
Rheem Sales Company, Inc. | RUSSELL | RQPM-A042CK |  | Voluntarily Certified | HPAirCoolSinglePackage&lt;65k | False | False | 14 | 13 | [6 empty] | 8 | 8 |  |  |  |  | 40000 | All Heating | 07/10/2023 |  | 11/01/2023
Rheem Sales Company, Inc. | RUSSELL | RQPM-A048CK |  | Voluntarily Certified | HPAirCoolSinglePackage&lt;65k | False | False | 14 | 13 | [6 empty] | 8 | 8 |  |  |  |  | 46000 | All Heating | 07/10/2023 |  | 11/01/2023
Rheem Sales Company, Inc. | Rheem | RQPM-A037CK |  | Voluntarily Certified | HPAirCoolSinglePackage&lt;65k | False | False | 14 | 13 | [6 empty] | 8 | 8 |  |  |  |  | 34000 | All Heating | 07/10/2023 |  | 11/01/2023
Rheem Sales Company, Inc. | Rheem | RQPM-A049CK |  | Voluntarily Certified | HPAirCoolSinglePackage&lt;65k | False | False | 14 | 13 | [6 empty] | 8 | 8 |  |  |  |  | 46000 | All Heating | 07/10/2023 |  | 11/01/2023
Rheem Sales Company, Inc. | Rheem | RQPM-A036CK |  | Voluntarily Certified | HPAirCoolSinglePackage&lt;65k | False | False | 14 | 13 | [6 empty] | 8 | 8 |  |  |  |  | 34200 | All Heating | 07/10/2023 |  | 11/01/2023
Rheem Sales Company, Inc. | Rheem | RQPM-A042CK |  | Voluntarily Certified | HPAirCoolSinglePackage&lt;65k | False | False | 14 | 13 | [6 empty] | 8 | 8 |  |  |  |  | 40000 | All Heating | 07/10/2023 |  | 11/01/2023
Rheem Sales Company, Inc. | Rheem | RQPM-A060CK |  | Voluntarily Certified | HPAirCoolSinglePackage&lt;65k | False | False | 14 | 13 | [6 empty] | 8 | 8 |  |  |  |  | 57000 | All Heating | 07/10/2023 |  | 11/01/2023
Rheem Sales Company, Inc. | Rheem | RQPM-A048CK |  | Voluntarily Certified | HPAirCoolSinglePackage&lt;65k | False | False | 14 | 13 | [6 empty] | 8 | 8 |  |  |  |  | 46000 | All Heating | 07/10/2023 |  | 11/01/2023
Rheem Sales Company, Inc. | Rheem | RQPL-B049CK |  | Voluntarily Certified | HPAirCoolSinglePackage&lt;65k | False | False | 14 | 13 | [6 empty] | 8 | 8 |  |  |  |  | 45000 | All Heating | 07/10/2023 |  | 11/01/2023
Rheem Sales Company, Inc. | Rheem | RHPCZR036AC |  | Voluntarily Certified | HPAirCoolSinglePackage&lt;65k | False | False | 14 | 13 | [6 empty] | 8 | 8 |  |  |  |  | 35400 | All Heating | 07/10/2023 |  | 11/01/2023
Rheem Sales Company, Inc. | Rheem | RHPCZR036AD |  | Voluntarily Certified | HPAirCoolSinglePackage&lt;65k | False | False | 14 | 13 | [6 empty] | 8 | 8 |  |  |  |  | 35400 | All Heating | 07/10/2023 |  | 11/01/2023
Rheem Sales Company, Inc. | Rheem | RHPCZR048AC |  | Voluntarily Certified | HPAirCoolSinglePackage&lt;65k | False | False | 14 | 13 | [6 empty] | 8 | 8 |  |  |  |  | 46500 | All Heating | 07/10/2023 |  | 11/01/2023
Rheem Sales Company, Inc. | Rheem | RHPCZR048AD |  | Voluntarily Certified | HPAirCoolSinglePackage&lt;65k | False | False | 14 | 13 | [6 empty] | 8 | 8 |  |  |  |  | 46500 | All Heating | 07/10/2023 |  | 11/01/2023
Rheem Sales Company, Inc. | Rheem | RHPCZR060AC |  | Voluntarily Certified | HPAirCoolSinglePackage&lt;65k | False | False | 14 | 13 | [6 empty] | 8 | 8 |  |  |  |  | 57500 | All Heating | 07/10/2023 |  | 11/01/2023
Rheem Sales Company, Inc. | Rheem | RHPCZR060AD |  | Voluntarily Certified | HPAirCoolSinglePackage&lt;65k | False | False | 14 | 13 | [6 empty] | 8 | 8 |  |  |  |  | 57500 | All Heating | 07/10/2023 |  | 11/01/2023
Rheem Sales Company, Inc. | Rheem | RQPL-C036CK |  | Voluntarily Certified | HPAirCoolSinglePackage&lt;65k | False | False | 14 | 13 | [6 empty] | 8 | 8 |  |  |  |  | 34200 | All Heating | 07/10/2023 |  | 11/01/2023
Rheem Sales Company, Inc. | Rheem | RQPM-A043CK |  | Voluntarily Certified | HPAirCoolSinglePackage&lt;65k | False | False | 14 | 13 | [6 empty] | 8 | 8 |  |  |  |  | 40000 | All Heating | 07/10/2023 |  | 11/01/2023
Rheem Sales Company, Inc. | Ruud | RHPCZR048AC |  | Voluntarily Certified | HPAirCoolSinglePackage&lt;65k | False | False | 14 | 13 | [6 empty] | 8 | 8 |  |  |  |  | 46500 | All Heating | 07/10/2023 |  | 11/01/2023
Rheem Sales Company, Inc. | Ruud | RHPCZR048AD |  | Voluntarily Certified | HPAirCoolSinglePackage&lt;65k | False | False | 14 | 13 | [6 empty] | 8 | 8 |  |  |  |  | 46500 | All Heating | 07/10/2023 |  | 11/01/2023
Rheem Sales Company, Inc. | Ruud | RHPCZR060AC |  | Voluntarily Certified | HPAirCoolSinglePackage&lt;65k | False | False | 14 | 13 | [6 empty] | 8 | 8 |  |  |  |  | 57500 | All Heating | 07/10/2023 |  | 11/01/2023
Rheem Sales Company, Inc. | Ruud | RHPCZR060AD |  | Voluntarily Certified | HPAirCoolSinglePackage&lt;65k | False | False | 14 | 13 | [6 empty] | 8 | 8 |  |  |  |  | 57500 | All Heating | 07/10/2023 |  | 11/01/2023
Rheem Sales Company, Inc. | Ruud | RQPL-C036CK |  | Voluntarily Certified | HPAirCoolSinglePackage&lt;65k | False | False | 14 | 13 | [6 empty] | 8 | 8 |  |  |  |  | 34200 | All Heating | 07/10/2023 |  | 11/01/2023
Rheem Sales Company, Inc. | Ruud | RQPM-A037CK |  | Voluntarily Certified | HPAirCoolSinglePackage&lt;65k | False | False | 14 | 13 | [6 empty] | 8 | 8 |  |  |  |  | 34000 | All Heating | 07/10/2023 |  | 11/01/2023
Rheem Sales Company, Inc. | Ruud | RQPM-A049CK |  | Voluntarily Certified | HPAirCoolSinglePackage&lt;65k | False | False | 14 | 13 | [6 empty] | 8 | 8 |  |  |  |  | 46000 | All Heating | 07/10/2023 |  | 11/01/2023
Rheem Sales Company, Inc. | Ruud | RQPM-A036CK |  | Voluntarily Certified | HPAirCoolSinglePackage&lt;65k | False | False | 14 | 13 | [6 empty] | 8 | 8 |  |  |  |  | 34200 | All Heating | 07/10/2023 |  | 11/01/2023
Rheem Sales Company, Inc. | Ruud | RQPM-A042CK |  | Voluntarily Certified | HPAirCoolSinglePackage&lt;65k | False | False | 14 | 13 | [6 empty] | 8 | 8 |  |  |  |  | 40000 | All Heating | 07/10/2023 |  | 11/01/2023
Rheem Sales Company, Inc. | Ruud | RQPM-A060CK |  | Voluntarily Certified | HPAirCoolSinglePackage&lt;65k | False | False | 14 | 13 | [6 empty] | 8 | 8 |  |  |  |  | 57000 | All Heating | 07/10/2023 |  | 11/01/2023
Rheem Sales Company, Inc. | Ruud | RQPM-A048CK |  | Voluntarily Certified | HPAirCoolSinglePackage&lt;65k | False | False | 14 | 13 | [6 empty] | 8 | 8 |  |  |  |  | 46000 | All Heating | 07/10/2023 |  | 11/01/2023
Rheem Sales Company, Inc. | Ruud | RQPM-A043CK |  | Voluntarily Certified | HPAirCoolSinglePackage&lt;65k | False | False | 14 | 13 | [6 empty] | 8 | 8 |  |  |  |  | 40000 | All Heating | 07/10/2023 |  | 11/01/2023
Rheem Sales Company, Inc. | Ruud | RQPL-B049CK |  | Voluntarily Certified | HPAirCoolSinglePackage&lt;65k | False | False | 14 | 13 | [6 empty] | 8 | 8 |  |  |  |  | 45000 | All Heating | 07/10/2023 |  | 11/01/2023
Rheem Sales Company, Inc. | Ruud | RHPCZR036AC |  | Voluntarily Certified | HPAirCoolSinglePackage&lt;65k | False | False | 14 | 13 | [6 empty] | 8 | 8 |  |  |  |  | 35400 | All Heating | 07/10/2023 |  | 11/01/2023
Rheem Sales Company, Inc. | Ruud | RHPCZR036AD |  | Voluntarily Certified | HPAirCoolSinglePackage&lt;65k | False | False | 14 | 13 | [6 empty] | 8 | 8 |  |  |  |  | 35400 | All Heating | 07/10/2023 |  | 11/01/2023
Rheem Sales Company, Inc. | Sure | RQPL-C036CK |  | Voluntarily Certified | HPAirCoolSinglePackage&lt;65k | False | False | 14 | 13 | [6 empty] | 8 | 8 |  |  |  |  | 34200 | All Heating | 07/10/2023 |  | 11/01/2023
Rheem Sales Company, Inc. | Sure | RQPL-B049CK |  | Voluntarily Certified | HPAirCoolSinglePackage&lt;65k | False | False | 14 | 13 | [6 empty] | 8 | 8 |  |  |  |  | 45000 | All Heating | 07/10/2023 |  | 11/01/2023
Rheem Sales Company, Inc. | Sure | RQPM-A036CK |  | Voluntarily Certified | HPAirCoolSinglePackage&lt;65k | False | False | 14 | 13 | [6 empty] | 8 | 8 |  |  |  |  | 34200 | All Heating | 07/10/2023 |  | 11/01/2023
Rheem Sales Company, Inc. | Sure | RQPM-A042CK |  | Voluntarily Certified | HPAirCoolSinglePackage&lt;65k | False | False | 14 | 13 | [6 empty] | 8 | 8 |  |  |  |  | 40000 | All Heating | 07/10/2023 |  | 11/01/2023
Rheem Sales Company, Inc. | Sure | RQPM-A048CK |  | Voluntarily Certified | HPAirCoolSinglePackage&lt;65k | False | False | 14 | 13 | [6 empty] | 8 | 8 |  |  |  |  | 46000 | All Heating | 07/10/2023 |  | 11/01/2023
Rheem Sales Company, Inc. | Sure | RQPM-A037CK |  | Voluntarily Certified | HPAirCoolSinglePackage&lt;65k | False | False | 14 | 13 | [6 empty] | 8 | 8 |  |  |  |  | 34000 | All Heating | 07/10/2023 |  | 11/01/2023
Rheem Sales Company, Inc. | Sure | RQPM-A049CK |  | Voluntarily Certified | HPAirCoolSinglePackage&lt;65k | False | False | 14 | 13 | [6 empty] | 8 | 8 |  |  |  |  | 46000 | All Heating | 07/10/2023 |  | 11/01/2023
Rheem Sales Company, Inc. | Sure | RHPCZR036AC |  | Voluntarily Certified | HPAirCoolSinglePackage&lt;65k | False | False | 14 | 13 | [6 empty] | 8 | 8 |  |  |  |  | 35400 | All Heating | 07/10/2023 |  | 11/01/2023
Rheem Sales Company, Inc. | Sure | RHPCZR036AD |  | Voluntarily Certified | HPAirCoolSinglePackage&lt;65k | False | False | 14 | 13 | [6 empty] | 8 | 8 |  |  |  |  | 35400 | All Heating | 07/10/2023 |  | 11/01/2023
Rheem Sales Company, Inc. | Sure | RHPCZR048AC |  | Voluntarily Certified | HPAirCoolSinglePackage&lt;65k | False | False | 14 | 13 | [6 empty] | 8 | 8 |  |  |  |  | 46500 | All Heating | 07/10/2023 |  | 11/01/2023
Rheem Sales Company, Inc. | Sure | RHPCZR048AD |  | Voluntarily Certified | HPAirCoolSinglePackage&lt;65k | False | False | 14 | 13 | [6 empty] | 8 | 8 |  |  |  |  | 46500 | All Heating | 07/10/2023 |  | 11/01/2023
Rheem Sales Company, Inc. | Sure | RHPCZR060AC |  | Voluntarily Certified | HPAirCoolSinglePackage&lt;65k | False | False | 14 | 13 | [6 empty] | 8 | 8 |  |  |  |  | 57500 | All Heating | 07/10/2023 |  | 11/01/2023
Rheem Sales Company, Inc. | Sure | RHPCZR060AD |  | Voluntarily Certified | HPAirCoolSinglePackage&lt;65k | False | False | 14 | 13 | [6 empty] | 8 | 8 |  |  |  |  | 57500 | All Heating | 07/10/2023 |  | 11/01/2023
Rheem Sales Company, Inc. | Sure | RQPM-A060CK |  | Voluntarily Certified | HPAirCoolSinglePackage&lt;65k | False | False | 14 | 13 | [6 empty] | 8 | 8 |  |  |  |  | 57000 | All Heating | 07/10/2023 |  | 11/01/2023
Rheem Sales Company, Inc. | CLIMATEMASTER | RQPM-A036CK |  | Voluntarily Certified | HPAirCoolSinglePackage&lt;65k | False | False | 14 | 13 | [6 empty] | 8 | 8 |  |  |  |  | 34200 | All Heating | 07/10/2023 |  | 11/01/2023
Rheem Sales Company, Inc. | CLIMATEMASTER | RQPM-A042CK |  | Voluntarily Certified | HPAirCoolSinglePackage&lt;65k | False | False | 14 | 13 | [6 empty] | 8 | 8 |  |  |  |  | 40000 | All Heating | 07/10/2023 |  | 11/01/2023
Rheem Sales Company, Inc. | CLIMATEMASTER | RQPM-A060CK |  | Voluntarily Certified | HPAirCoolSinglePackage&lt;65k | False | False | 14 | 13 | [6 empty] | 8 | 8 |  |  |  |  | 57000 | All Heating | 07/10/2023 |  | 11/01/2023
Rheem Sales Company, Inc. | CLIMATEMASTER | RQPM-A048CK |  | Voluntarily Certified | HPAirCoolSinglePackage&lt;65k | False | False | 14 | 13 | [6 empty] | 8 | 8 |  |  |  |  | 46000 | All Heating | 07/10/2023 |  | 11/01/2023
Rheem Sales Company, Inc. | CLIMATEMASTER | RQPM-A037CK |  | Voluntarily Certified | HPAirCoolSinglePackage&lt;65k | False | False | 14 | 13 | [6 empty] | 8 | 8 |  |  |  |  | 34000 | All Heating | 07/10/2023 |  | 11/01/2023
Rheem Sales Company, Inc. | CLIMATEMASTER | RQPM-A049CK |  | Voluntarily Certified | HPAirCoolSinglePackage&lt;65k | False | False | 14 | 13 | [6 empty] | 8 | 8 |  |  |  |  | 46000 | All Heating | 07/10/2023 |  | 11/01/2023
Rheem Sales Company, Inc. | CLIMATEMASTER | RQPM-A043CK |  | Voluntarily Certified | HPAirCoolSinglePackage&lt;65k | False | False | 14 | 13 | [6 empty] | 8 | 8 |  |  |  |  | 40000 | All Heating | 07/10/2023 |  | 11/01/2023
Rheem Sales Company, Inc. | CLIMATEMASTER | RQPL-B049CK |  | Voluntarily Certified | HPAirCoolSinglePackage&lt;65k | False | False | 14 | 13 | [6 empty] | 8 | 8 |  |  |  |  | 45000 | All Heating | 07/10/2023 |  | 11/01/2023
Rheem Sales Company, Inc. | CLIMATEMASTER | RHPCZR036AC |  | Voluntarily Certified | HPAirCoolSinglePackage&lt;65k | False | False | 14 | 13 | [6 empty] | 8 | 8 |  |  |  |  | 35400 | All Heating | 07/10/2023 |  | 11/01/2023
Rheem Sales Company, Inc. | CLIMATEMASTER | RHPCZR036AD |  | Voluntarily Certified | HPAirCoolSinglePackage&lt;65k | False | False | 14 | 13 | [6 empty] | 8 | 8 |  |  |  |  | 35400 | All Heating | 07/10/2023 |  | 11/01/2023
Rheem Sales Company, Inc. | CLIMATEMASTER | RHPCZR048AC |  | Voluntarily Certified | HPAirCoolSinglePackage&lt;65k | False | False | 14 | 13 | [6 empty] | 8 | 8 |  |  |  |  | 46500 | All Heating | 07/10/2023 |  | 11/01/2023
Rheem Sales Company, Inc. | CLIMATEMASTER | RHPCZR048AD |  | Voluntarily Certified | HPAirCoolSinglePackage&lt;65k | False | False | 14 | 13 | [6 empty] | 8 | 8 |  |  |  |  | 46500 | All Heating | 07/10/2023 |  | 11/01/2023
Rheem Sales Company, Inc. | CLIMATEMASTER | RHPCZR060AC |  | Voluntarily Certified | HPAirCoolSinglePackage&lt;65k | False | False | 14 | 13 | [6 empty] | 8 | 8 |  |  |  |  | 57500 | All Heating | 07/10/2023 |  | 11/01/2023
Rheem Sales Company, Inc. | CLIMATEMASTER | RHPCZR060AD |  | Voluntarily Certified | HPAirCoolSinglePackage&lt;65k | False | False | 14 | 13 | [6 empty] | 8 | 8 |  |  |  |  | 57500 | All Heating | 07/10/2023 |  | 11/01/2023
Rheem Sales Company, Inc. | CLIMATEMASTER | RQPL-C036CK |  | Voluntarily Certified | HPAirCoolSinglePackage&lt;65k | False | False | 14 | 13 | [6 empty] | 8 | 8 |  |  |  |  | 34200 | All Heating | 07/10/2023 |  | 11/01/2023
Rheem Sales Company, Inc. | Thermal Zone | RQPM-A036CK |  | Voluntarily Certified | HPAirCoolSinglePackage&lt;65k | False | False | 14 | 13 | [6 empty] | 8 | 8 |  |  |  |  | 34200 | All Heating | 07/10/2023 |  | 11/01/2023
Rheem Sales Company, Inc. | Thermal Zone | RQPM-A042CK |  | Voluntarily Certified | HPAirCoolSinglePackage&lt;65k | False | False | 14 | 13 | [6 empty] | 8 | 8 |  |  |  |  | 40000 | All Heating | 07/10/2023 |  | 11/01/2023
Rheem Sales Company, Inc. | Thermal Zone | RQPM-A060CK |  | Voluntarily Certified | HPAirCoolSinglePackage&lt;65k | False | False | 14 | 13 | [6 empty] | 8 | 8 |  |  |  |  | 57000 | All Heating | 07/10/2023 |  | 11/01/2023
Rheem Sales Company, Inc. | Thermal Zone | RQPM-A048CK |  | Voluntarily Certified | HPAirCoolSinglePackage&lt;65k | False | False | 14 | 13 | [6 empty] | 8 | 8 |  |  |  |  | 46000 | All Heating | 07/10/2023 |  | 11/01/2023
Rheem Sales Company, Inc. | Thermal Zone | RQPM-A037CK |  | Voluntarily Certified | HPAirCoolSinglePackage&lt;65k | False | False | 14 | 13 | [6 empty] | 8 | 8 |  |  |  |  | 34000 | All Heating | 07/10/2023 |  | 11/01/2023
Rheem Sales Company, Inc. | Thermal Zone | RQPM-A049CK |  | Voluntarily Certified | HPAirCoolSinglePackage&lt;65k | False | False | 14 | 13 | [6 empty] | 8 | 8 |  |  |  |  | 46000 | All Heating | 07/10/2023 |  | 11/01/2023
Rheem Sales Company, Inc. | Thermal Zone | RQPM-A043CK |  | Voluntarily Certified | HPAirCoolSinglePackage&lt;65k | False | False | 14 | 13 | [6 empty] | 8 | 8 |  |  |  |  | 40000 | All Heating | 07/10/2023 |  | 11/01/2023
Rheem Sales Company, Inc. | Thermal Zone | RQPL-B049CK |  | Voluntarily Certified | HPAirCoolSinglePackage&lt;65k | False | False | 14 | 13 | [6 empty] | 8 | 8 |  |  |  |  | 45000 | All Heating | 07/10/2023 |  | 11/01/2023
Rheem Sales Company, Inc. | Thermal Zone | RHPCZR036AC |  | Voluntarily Certified | HPAirCoolSinglePackage&lt;65k | False | False | 14 | 13 | [6 empty] | 8 | 8 |  |  |  |  | 35400 | All Heating | 07/10/2023 |  | 11/01/2023
Rheem Sales Company, Inc. | Thermal Zone | RHPCZR036AD |  | Voluntarily Certified | HPAirCoolSinglePackage&lt;65k | False | False | 14 | 13 | [6 empty] | 8 | 8 |  |  |  |  | 35400 | All Heating | 07/10/2023 |  | 11/01/2023
Rheem Sales Company, Inc. | Thermal Zone | RHPCZR048AC |  | Voluntarily Certified | HPAirCoolSinglePackage&lt;65k | False | False | 14 | 13 | [6 empty] | 8 | 8 |  |  |  |  | 46500 | All Heating | 07/10/2023 |  | 11/01/2023
Rheem Sales Company, Inc. | Thermal Zone | RHPCZR048AD |  | Voluntarily Certified | HPAirCoolSinglePackage&lt;65k | False | False | 14 | 13 | [6 empty] | 8 | 8 |  |  |  |  | 46500 | All Heating | 07/10/2023 |  | 11/01/2023
Rheem Sales Company, Inc. | Thermal Zone | RHPCZR060AC |  | Voluntarily Certified | HPAirCoolSinglePackage&lt;65k | False | False | 14 | 13 | [6 empty] | 8 | 8 |  |  |  |  | 57500 | All Heating | 07/10/2023 |  | 11/01/2023
Rheem Sales Company, Inc. | Thermal Zone | RHPCZR060AD |  | Voluntarily Certified | HPAirCoolSinglePackage&lt;65k | False | False | 14 | 13 | [6 empty] | 8 | 8 |  |  |  |  | 57500 | All Heating | 07/10/2023 |  | 11/01/2023
Rheem Sales Company, Inc. | Thermal Zone | RQPL-C036CK |  | Voluntarily Certified | HPAirCoolSinglePackage&lt;65k | False | False | 14 | 13 | [6 empty] | 8 | 8 |  |  |  |  | 34200 | All Heating | 07/10/2023 |  | 11/01/2023
Rheem Sales Company, Inc. | Mainline | RQPM-A036CK |  | Voluntarily Certified | HPAirCoolSinglePackage&lt;65k | False | False | 14 | 13 | [6 empty] | 8 | 8 |  |  |  |  | 34200 | All Heating | 07/10/2023 |  | 11/01/2023
Rheem Sales Company, Inc. | Mainline | RQPM-A042CK |  | Voluntarily Certified | HPAirCoolSinglePackage&lt;65k | False | False | 14 | 13 | [6 empty] | 8 | 8 |  |  |  |  | 40000 | All Heating | 07/10/2023 |  | 11/01/2023
Rheem Sales Company, Inc. | Mainline | RQPM-A060CK |  | Voluntarily Certified | HPAirCoolSinglePackage&lt;65k | False | False | 14 | 13 | [6 empty] | 8 | 8 |  |  |  |  | 57000 | All Heating | 07/10/2023 |  | 11/01/2023
Rheem Sales Company, Inc. | Mainline | RQPM-A048CK |  | Voluntarily Certified | HPAirCoolSinglePackage&lt;65k | False | False | 14 | 13 | [6 empty] | 8 | 8 |  |  |  |  | 46000 | All Heating | 07/10/2023 |  | 11/01/2023
Rheem Sales Company, Inc. | Mainline | RQPM-A037CK |  | Voluntarily Certified | HPAirCoolSinglePackage&lt;65k | False | False | 14 | 13 | [6 empty] | 8 | 8 |  |  |  |  | 34000 | All Heating | 07/10/2023 |  | 11/01/2023
Rheem Sales Company, Inc. | Mainline | RQPM-A049CK |  | Voluntarily Certified | HPAirCoolSinglePackage&lt;65k | False | False | 14 | 13 | [6 empty] | 8 | 8 |  |  |  |  | 46000 | All Heating | 07/10/2023 |  | 11/01/2023
Rheem Sales Company, Inc. | Mainline | RQPM-A043CK |  | Voluntarily Certified | HPAirCoolSinglePackage&lt;65k | False | False | 14 | 13 | [6 empty] | 8 | 8 |  |  |  |  | 40000 | All Heating | 07/10/2023 |  | 11/01/2023
Rheem Sales Company, Inc. | Mainline | RQPL-B049CK |  | Voluntarily Certified | HPAirCoolSinglePackage&lt;65k | False | False | 14 | 13 | [6 empty] | 8 | 8 |  |  |  |  | 45000 | All Heating | 07/10/2023 |  | 11/01/2023
Rheem Sales Company, Inc. | Mainline | RHPCZR036AC |  | Voluntarily Certified | HPAirCoolSinglePackage&lt;65k | False | False | 14 | 13 | [6 empty] | 8 | 8 |  |  |  |  | 35400 | All Heating | 07/10/2023 |  | 11/01/2023
Rheem Sales Company, Inc. | Mainline | RHPCZR036AD |  | Voluntarily Certified | HPAirCoolSinglePackage&lt;65k | False | False | 14 | 13 | [6 empty] | 8 | 8 |  |  |  |  | 35400 | All Heating | 07/10/2023 |  | 11/01/2023
Rheem Sales Company, Inc. | Mainline | RHPCZR048AC |  | Voluntarily Certified | HPAirCoolSinglePackage&lt;65k | False | False | 14 | 13 | [6 empty] | 8 | 8 |  |  |  |  | 46500 | All Heating | 07/10/2023 |  | 11/01/2023
Rheem Sales Company, Inc. | Mainline | RHPCZR048AD |  | Voluntarily Certified | HPAirCoolSinglePackage&lt;65k | False | False | 14 | 13 | [6 empty] | 8 | 8 |  |  |  |  | 46500 | All Heating | 07/10/2023 |  | 11/01/2023
Rheem Sales Company, Inc. | Mainline | RHPCZR060AC |  | Voluntarily Certified | HPAirCoolSinglePackage&lt;65k | False | False | 14 | 13 | [6 empty] | 8 | 8 |  |  |  |  | 57500 | All Heating | 07/10/2023 |  | 11/01/2023
Rheem Sales Company, Inc. | Mainline | RHPCZR060AD |  | Voluntarily Certified | HPAirCoolSinglePackage&lt;65k | False | False | 14 | 13 | [6 empty] | 8 | 8 |  |  |  |  | 57500 | All Heating | 07/10/2023 |  | 11/01/2023
Rheem Sales Company, Inc. | Mainline | RQPL-C036CK |  | Voluntarily Certified | HPAirCoolSinglePackage&lt;65k | False | False | 14 | 13 | [6 empty] | 8 | 8 |  |  |  |  | 34200 | All Heating | 07/10/2023 |  | 11/01/2023
Rheem Sales Company, Inc. | Fujitsu | RQPM-A036CK |  | Voluntarily Certified | HPAirCoolSinglePackage&lt;65k | False | False | 14 | 13 | [6 empty] | 8 | 8 |  |  |  |  | 34200 | All Heating | 07/10/2023 |  | 11/01/2023
Rheem Sales Company, Inc. | Fujitsu | RQPM-A042CK |  | Voluntarily Certified | HPAirCoolSinglePackage&lt;65k | False | False | 14 | 13 | [6 empty] | 8 | 8 |  |  |  |  | 40000 | All Heating | 07/10/2023 |  | 11/01/2023
Rheem Sales Company, Inc. | Fujitsu | RQPM-A060CK |  | Voluntarily Certified | HPAirCoolSinglePackage&lt;65k | False | False | 14 | 13 | [6 empty] | 8 | 8 |  |  |  |  | 57000 | All Heating | 07/10/2023 |  | 11/01/2023
Rheem Sales Company, Inc. | Fujitsu | RQPM-A048CK |  | Voluntarily Certified | HPAirCoolSinglePackage&lt;65k | False | False | 14 | 13 | [6 empty] | 8 | 8 |  |  |  |  | 46000 | All Heating | 07/10/2023 |  | 11/01/2023
Rheem Sales Company, Inc. | Fujitsu | RQPM-A037CK |  | Voluntarily Certified | HPAirCoolSinglePackage&lt;65k | False | False | 14 | 13 | [6 empty] | 8 | 8 |  |  |  |  | 34000 | All Heating | 07/10/2023 |  | 11/01/2023
Rheem Sales Company, Inc. | Fujitsu | RQPM-A049CK |  | Voluntarily Certified | HPAirCoolSinglePackage&lt;65k | False | False | 14 | 13 | [6 empty] | 8 | 8 |  |  |  |  | 46000 | All Heating | 07/10/2023 |  | 11/01/2023
Rheem Sales Company, Inc. | Fujitsu | RQPM-A043CK |  | Voluntarily Certified | HPAirCoolSinglePackage&lt;65k | False | False | 14 | 13 | [6 empty] | 8 | 8 |  |  |  |  | 40000 | All Heating | 07/10/2023 |  | 11/01/2023
Rheem Sales Company, Inc. | Fujitsu | RQPL-B049CK |  | Voluntarily Certified | HPAirCoolSinglePackage&lt;65k | False | False | 14 | 13 | [6 empty] | 8 | 8 |  |  |  |  | 45000 | All Heating | 07/10/2023 |  | 11/01/2023
Rheem Sales Company, Inc. | Fujitsu | RHPCZR036AC |  | Voluntarily Certified | HPAirCoolSinglePackage&lt;65k | False | False | 14 | 13 | [6 empty] | 8 | 8 |  |  |  |  | 35400 | All Heating | 07/10/2023 |  | 11/01/2023
Rheem Sales Company, Inc. | Fujitsu | RHPCZR036AD |  | Voluntarily Certified | HPAirCoolSinglePackage&lt;65k | False | False | 14 | 13 | [6 empty] | 8 | 8 |  |  |  |  | 35400 | All Heating | 07/10/2023 |  | 11/01/2023
Rheem Sales Company, Inc. | Fujitsu | RHPCZR048AC |  | Voluntarily Certified | HPAirCoolSinglePackage&lt;65k | False | False | 14 | 13 | [6 empty] | 8 | 8 |  |  |  |  | 46500 | All Heating | 07/10/2023 |  | 11/01/2023
Rheem Sales Company, Inc. | Fujitsu | RHPCZR048AD |  | Voluntarily Certified | HPAirCoolSinglePackage&lt;65k | False | False | 14 | 13 | [6 empty] | 8 | 8 |  |  |  |  | 46500 | All Heating | 07/10/2023 |  | 11/01/2023
Rheem Sales Company, Inc. | Fujitsu | RHPCZR060AC |  | Voluntarily Certified | HPAirCoolSinglePackage&lt;65k | False | False | 14 | 13 | [6 empty] | 8 | 8 |  |  |  |  | 57500 | All Heating | 07/10/2023 |  | 11/01/2023
Rheem Sales Company, Inc. | Fujitsu | RHPCZR060AD |  | Voluntarily Certified | HPAirCoolSinglePackage&lt;65k | False | False | 14 | 13 | [6 empty] | 8 | 8 |  |  |  |  | 57500 | All Heating | 07/10/2023 |  | 11/01/2023
Rheem Sales Company, Inc. | Fujitsu | RQPL-C036CK |  | Voluntarily Certified | HPAirCoolSinglePackage&lt;65k | False | False | 14 | 13 | [6 empty] | 8 | 8 |  |  |  |  | 34200 | All Heating | 07/10/2023 |  | 11/01/2023
Rheem Sales Company, Inc. | CLIMATEMASTER | RLNL-H300C |  | Voluntarily Certified | ACAirCoolAllPhase&gt;=240k&lt; | False | False |  |  |  |  | 10 |  | 13.2 | 13.2 | [6 empty] | 290000 | Electric Resistance Heating Or | 08/29/2023 |  | 11/02/2023
Rheem Sales Company, Inc. | CLIMATEMASTER | RLNL-H300D |  | Voluntarily Certified | ACAirCoolAllPhase&gt;=240k&lt; | False | False |  |  |  |  | 10 |  | 13.2 | 13.2 | [6 empty] | 290000 | Electric Resistance Heating Or | 08/29/2023 |  | 11/02/2023
Rheem Sales Company, Inc. | CLIMATEMASTER | RHPDZT102AC*****B |  | Voluntarily Certified | HPAirCoolAllPhase&gt;=65k&lt;1 | False | False |  |  |  |  | 11 |  | 14.1 | 14.1 |  |  |  |  | 3.4 | 3.4 | 97000 | Electric Resistance Heating Or | 08/29/2023 |  | 11/02/2023
Rheem Sales Company, Inc. | CLIMATEMASTER | RHPDZT102AD*****B |  | Voluntarily Certified | HPAirCoolAllPhase&gt;=65k&lt;1 | False | False |  |  |  |  | 11 |  | 14.1 | 14.1 |  |  |  |  | 3.4 | 3.4 | 97000 | Electric Resistance Heating Or | 08/29/2023 |  | 11/02/2023
Rheem Sales Company, Inc. | CLIMATEMASTER | RLNL-G180D |  | Voluntarily Certified | ACAirCoolAllPhase&gt;=135k&lt; | False | False |  |  |  |  | 11 |  | 14.2 | 14.2 | [6 empty] | 172000 | Electric Resistance Heating Or | 08/29/2023 |  | 11/02/2023
Rheem Sales Company, Inc. | CLIMATEMASTER | RLNL-G300C |  | Voluntarily Certified | ACAirCoolAllPhase&gt;=240k&lt; | False | False |  |  |  |  | 10 |  | 13.2 | 13.2 | [6 empty] | 290000 | Electric Resistance Heating Or | 08/29/2023 |  | 11/02/2023
Rheem Sales Company, Inc. | CLIMATEMASTER | RLNL-G300D |  | Voluntarily Certified | ACAirCoolAllPhase&gt;=240k&lt; | False | False |  |  |  |  | 10 |  | 13.2 | 13.2 | [6 empty] | 290000 | Electric Resistance Heating Or | 08/29/2023 |  | 11/02/2023
Rheem Sales Company, Inc. | CLIMATEMASTER | RLNL-H240C |  | Voluntarily Certified | ACAirCoolAllPhase&gt;=135k&lt; | False | False |  |  |  |  | 11 |  | 14.2 | 14.2 | [6 empty] | 228000 | Electric Resistance Heating Or | 08/29/2023 |  | 11/02/2023
Rheem Sales Company, Inc. | CLIMATEMASTER | RLNL-H240D |  | Voluntarily Certified | ACAirCoolAllPhase&gt;=135k&lt; | False | False |  |  |  |  | 11 |  | 14.2 | 14.2 | [6 empty] | 228000 | Electric Resistance Heating Or | 08/29/2023 |  | 11/02/2023
Rheem Sales Company, Inc. | CLIMATEMASTER | RLRL-H180C |  | Voluntarily Certified | ACAirCoolAllPhase&gt;=135k&lt; | False | False |  |  |  |  | 11.6 |  | 14.2 | 14.2 | [6 empty] | 170000 | Electric Resistance Heating Or | 08/29/2023 |  | 11/02/2023
Rheem Sales Company, Inc. | CLIMATEMASTER | RKNL-G180C |  | Voluntarily Certified | ACAirCoolAllPhase&gt;=135k&lt; | False | False |  |  |  |  | 10.8 |  | 14 | 14 | [6 empty] | 172000 | Heating Other Than Electric Re | 08/29/2023 |  | 11/02/2023
Rheem Sales Company, Inc. | CLIMATEMASTER | RKNL-H180D |  | Voluntarily Certified | ACAirCoolAllPhase&gt;=135k&lt; | False | False |  |  |  |  | 10.8 |  | 14 | 14 | [6 empty] | 172000 | Heating Other Than Electric Re | 08/29/2023 |  | 11/02/2023
Rheem Sales Company, Inc. | CLIMATEMASTER | RKNL-H210C |  | Voluntarily Certified | ACAirCoolAllPhase&gt;=135k&lt; | False | False |  |  |  |  | 10.8 |  | 14 | 14 | [6 empty] | 200000 | Heating Other Than Electric Re | 08/29/2023 |  | 11/02/2023
Rheem Sales Company, Inc. | CLIMATEMASTER | RKNL-H210D |  | Voluntarily Certified | ACAirCoolAllPhase&gt;=135k&lt; | False | False |  |  |  |  | 10.8 |  | 14 | 14 | [6 empty] | 200000 | Heating Other Than Electric Re | 08/29/2023 |  | 11/02/2023
Rheem Sales Company, Inc. | CLIMATEMASTER | RKRL-H180C |  | Voluntarily Certified | ACAirCoolAllPhase&gt;=135k&lt; | False | False |  |  |  |  | 11.6 |  | 14 | 14 | [6 empty] | 170000 | Heating Other Than Electric Re | 08/29/2023 |  | 11/02/2023
Rheem Sales Company, Inc. | CLIMATEMASTER | RKRL-H180D |  | Voluntarily Certified | ACAirCoolAllPhase&gt;=135k&lt; | False | False |  |  |  |  | 11.6 |  | 14 | 14 | [6 empty] | 170000 | Heating Other Than Electric Re | 08/29/2023 |  | 11/02/2023
Rheem Sales Company, Inc. | CLIMATEMASTER | RKRL-H240C |  | Voluntarily Certified | ACAirCoolAllPhase&gt;=135k&lt; | False | False |  |  |  |  | 11.6 |  | 14 | 14 | [6 empty] | 228000 | Heating Other Than Electric Re | 08/29/2023 |  | 11/02/2023
Rheem Sales Company, Inc. | CLIMATEMASTER | RKRL-H240D |  | Voluntarily Certified | ACAirCoolAllPhase&gt;=135k&lt; | False | False |  |  |  |  | 11.6 |  | 14 | 14 | [6 empty] | 228000 | Heating Other Than Electric Re | 08/29/2023 |  | 11/02/2023
Rheem Sales Company, Inc. | CLIMATEMASTER | RACDZT090AC*****A |  | Voluntarily Certified | ACAirCoolAllPhase&gt;=65k&lt;1 | False | False |  |  |  |  | 11.2 |  | 14.8 | 14.8 | [6 empty] | 85000 | Electric Resistance Heating Or | 08/29/2023 |  | 11/02/2023
Rheem Sales Company, Inc. | CLIMATEMASTER | RACDZT090AD*****A |  | Voluntarily Certified | ACAirCoolAllPhase&gt;=65k&lt;1 | False | False |  |  |  |  | 11.2 |  | 14.8 | 14.8 | [6 empty] | 85000 | Electric Resistance Heating Or | 08/29/2023 |  | 11/02/2023
Rheem Sales Company, Inc. | CLIMATEMASTER | RACDZT102AC*****A |  | Voluntarily Certified | ACAirCoolAllPhase&gt;=65k&lt;1 | False | False |  |  |  |  | 11.2 |  | 14.8 | 14.8 | [6 empty] | 96000 | Electric Resistance Heating Or | 08/29/2023 |  | 11/02/2023
Rheem Sales Company, Inc. | CLIMATEMASTER | RACDZT102AD*****A |  | Voluntarily Certified | ACAirCoolAllPhase&gt;=65k&lt;1 | False | False |  |  |  |  | 11.2 |  | 14.8 | 14.8 | [6 empty] | 96000 | Electric Resistance Heating Or | 08/29/2023 |  | 11/02/2023
Rheem Sales Company, Inc. | CLIMATEMASTER | RACDZT120AC*****A |  | Voluntarily Certified | ACAirCoolAllPhase&gt;=65k&lt;1 | False | False |  |  |  |  | 11.2 |  | 14.8 | 14.8 | [6 empty] | 114000 | Electric Resistance Heating Or | 08/29/2023 |  | 11/02/2023
Rheem Sales Company, Inc. | CLIMATEMASTER | RACDZT120AD*****A |  | Voluntarily Certified | ACAirCoolAllPhase&gt;=65k&lt;1 | False | False |  |  |  |  | 11.2 |  | 14.8 | 14.8 | [6 empty] | 114000 | Electric Resistance Heating Or | 08/29/2023 |  | 11/02/2023
Rheem Sales Company, Inc. | CLIMATEMASTER | RACDZT150AC*****A |  | Voluntarily Certified | ACAirCoolAllPhase&gt;=135k&lt; | False | False |  |  |  |  | 11 |  | 14.2 | 14.2 | [6 empty] | 142000 | Electric Resistance Heating Or | 08/29/2023 |  | 11/02/2023
Rheem Sales Company, Inc. | CLIMATEMASTER | RACDZT150AD*****A |  | Voluntarily Certified | ACAirCoolAllPhase&gt;=135k&lt; | False | False |  |  |  |  | 11 |  | 14.2 | 14.2 | [6 empty] | 142000 | Electric Resistance Heating Or | 08/29/2023 |  | 11/02/2023
Rheem Sales Company, Inc. | CLIMATEMASTER | RGEDZT090AC*****A |  | Voluntarily Certified | ACAirCoolAllPhase&gt;=65k&lt;1 | False | False |  |  |  |  | 11 |  | 14.6 | 14.6 | [6 empty] | 85000 | Heating Other Than Electric Re | 08/29/2023 |  | 11/02/2023
Rheem Sales Company, Inc. | CLIMATEMASTER | RGEDZT090AD*****A |  | Voluntarily Certified | ACAirCoolAllPhase&gt;=65k&lt;1 | False | False |  |  |  |  | 11 |  | 14.6 | 14.6 | [6 empty] | 85000 | Heating Other Than Electric Re | 08/29/2023 |  | 11/02/2023
Rheem Sales Company, Inc. | CLIMATEMASTER | RGEDZT102AC*****A |  | Voluntarily Certified | ACAirCoolAllPhase&gt;=65k&lt;1 | False | False |  |  |  |  | 11 |  | 14.6 | 14.6 | [6 empty] | 96000 | Heating Other Than Electric Re | 08/29/2023 |  | 11/02/2023
Rheem Sales Company, Inc. | CLIMATEMASTER | RGEDZT102AD*****A |  | Voluntarily Certified | ACAirCoolAllPhase&gt;=65k&lt;1 | False | False |  |  |  |  | 11 |  | 14.6 | 14.6 | [6 empty] | 96000 | Heating Other Than Electric Re | 08/29/2023 |  | 11/02/2023
Rheem Sales Company, Inc. | CLIMATEMASTER | RGEDZT120AC*****A |  | Voluntarily Certified | ACAirCoolAllPhase&gt;=65k&lt;1 | False | False |  |  |  |  | 11 |  | 14.6 | 14.6 | [6 empty] | 114000 | Heating Other Than Electric Re | 08/29/2023 |  | 11/02/2023
Rheem Sales Company, Inc. | CLIMATEMASTER | RGEDZT120AD*****A |  | Voluntarily Certified | ACAirCoolAllPhase&gt;=65k&lt;1 | False | False |  |  |  |  | 11 |  | 14.6 | 14.6 | [6 empty] | 114000 | Heating Other Than Electric Re | 08/29/2023 |  | 11/02/2023
Rheem Sales Company, Inc. | CLIMATEMASTER | RGEDZT150AC*****A |  | Voluntarily Certified | ACAirCoolAllPhase&gt;=135k&lt; | False | False |  |  |  |  | 10.8 |  | 14 | 14 | [6 empty] | 142000 | Heating Other Than Electric Re | 08/29/2023 |  | 11/02/2023
Rheem Sales Company, Inc. | CLIMATEMASTER | RGEDZT150AD*****A |  | Voluntarily Certified | ACAirCoolAllPhase&gt;=135k&lt; | False | False |  |  |  |  | 10.8 |  | 14 | 14 | [6 empty] | 142000 | Heating Other Than Electric Re | 08/29/2023 |  | 11/02/2023
Rheem Sales Company, Inc. | CLIMATEMASTER | RLRL-H180D |  | Voluntarily Certified | ACAirCoolAllPhase&gt;=135k&lt; | False | False |  |  |  |  | 11.6 |  | 14.2 | 14.2 | [6 empty] | 170000 | Electric Resistance Heating Or | 08/29/2023 |  | 11/02/2023
Rheem Sales Company, Inc. | CLIMATEMASTER | RLRL-H240C |  | Voluntarily Certified | ACAirCoolAllPhase&gt;=135k&lt; | False | False |  |  |  |  | 11.6 |  | 14.2 | 14.2 | [6 empty] | 228000 | Electric Resistance Heating Or | 08/29/2023 |  | 11/02/2023
Rheem Sales Company, Inc. | CLIMATEMASTER | RLRL-H240D |  | Voluntarily Certified | ACAirCoolAllPhase&gt;=135k&lt; | False | False |  |  |  |  | 11.6 |  | 14.2 | 14.2 | [6 empty] | 228000 | Electric Resistance Heating Or | 08/29/2023 |  | 11/02/2023
Rheem Sales Company, Inc. | CLIMATEMASTER | RLNL-G240C |  | Voluntarily Certified | ACAirCoolAllPhase&gt;=135k&lt; | False | False |  |  |  |  | 11 |  | 14.2 | 14.2 | [6 empty] | 228000 | Electric Resistance Heating Or | 08/29/2023 |  | 11/02/2023
Rheem Sales Company, Inc. | CLIMATEMASTER | RLNL-G240D |  | Voluntarily Certified | ACAirCoolAllPhase&gt;=135k&lt; | False | False |  |  |  |  | 11 |  | 14.2 | 14.2 | [6 empty] | 228000 | Electric Resistance Heating Or | 08/29/2023 |  | 11/02/2023
Rheem Sales Company, Inc. | CLIMATEMASTER | RLNL-H180C |  | Voluntarily Certified | ACAirCoolAllPhase&gt;=135k&lt; | False | False |  |  |  |  | 11 |  | 14.2 | 14.2 | [6 empty] | 172000 | Electric Resistance Heating Or | 08/29/2023 |  | 11/02/2023
Rheem Sales Company, Inc. | CLIMATEMASTER | RLNL-H180D |  | Voluntarily Certified | ACAirCoolAllPhase&gt;=135k&lt; | False | False |  |  |  |  | 11 |  | 14.2 | 14.2 | [6 empty] | 172000 | Electric Resistance Heating Or | 08/29/2023 |  | 11/02/2023
Rheem Sales Company, Inc. | CLIMATEMASTER | RLNL-G180C |  | Voluntarily Certified | ACAirCoolAllPhase&gt;=135k&lt; | False | False |  |  |  |  | 11 |  | 14.2 | 14.2 | [6 empty] | 172000 | Electric Resistance Heating Or | 08/29/2023 |  | 11/02/2023
Rheem Sales Company, Inc. | CLIMATEMASTER | RKNL-G180D |  | Voluntarily Certified | ACAirCoolAllPhase&gt;=135k&lt; | False | False |  |  |  |  | 10.8 |  | 14 | 14 | [6 empty] | 172000 | Heating Other Than Electric Re | 08/29/2023 |  | 11/02/2023
Rheem Sales Company, Inc. | CLIMATEMASTER | RKNL-G300C |  | Voluntarily Certified | ACAirCoolAllPhase&gt;=240k&lt; | False | False |  |  |  |  | 9.8 |  | 13 | 13 | [6 empty] | 286000 | Heating Other Than Electric Re | 08/29/2023 |  | 11/02/2023
Rheem Sales Company, Inc. | CLIMATEMASTER | RKNL-G300D |  | Voluntarily Certified | ACAirCoolAllPhase&gt;=240k&lt; | False | False |  |  |  |  | 9.8 |  | 13 | 13 | [6 empty] | 286000 | Heating Other Than Electric Re | 08/29/2023 |  | 11/02/2023
Rheem Sales Company, Inc. | CLIMATEMASTER | RKNL-H180C |  | Voluntarily Certified | ACAirCoolAllPhase&gt;=135k&lt; | False | False |  |  |  |  | 10.8 |  | 14 | 14 | [6 empty] | 172000 | Heating Other Than Electric Re | 08/29/2023 |  | 11/02/2023
Rheem Sales Company, Inc. | CLIMATEMASTER | RKNL-H240C |  | Voluntarily Certified | ACAirCoolAllPhase&gt;=135k&lt; | False | False |  |  |  |  | 10.8 |  | 14 | 14 | [6 empty] | 228000 | Heating Other Than Electric Re | 08/29/2023 |  | 11/02/2023
Rheem Sales Company, Inc. | CLIMATEMASTER | RKNL-H240D |  | Voluntarily Certified | ACAirCoolAllPhase&gt;=135k&lt; | False | False |  |  |  |  | 10.8 |  | 14 | 14 | [6 empty] | 228000 | Heating Other Than Electric Re | 08/29/2023 |  | 11/02/2023
Rheem Sales Company, Inc. | CLIMATEMASTER | RKNL-H300C |  | Voluntarily Certified | ACAirCoolAllPhase&gt;=240k&lt; | False | False |  |  |  |  | 9.8 |  | 13 | 13 | [6 empty] | 286000 | Heating Other Than Electric Re | 08/29/2023 |  | 11/02/2023
Rheem Sales Company, Inc. | CLIMATEMASTER | RKNL-H300D |  | Voluntarily Certified | ACAirCoolAllPhase&gt;=240k&lt; | False | False |  |  |  |  | 9.8 |  | 13 | 13 | [6 empty] | 286000 | Heating Other Than Electric Re | 08/29/2023 |  | 11/02/2023
Rheem Sales Company, Inc. | Daikin | MPSH07DYC*****A |  | Voluntarily Certified | ACAirCoolAllPhase&gt;=65k&lt;1 | False | False |  |  |  |  | 11.2 |  | 14.8 | 14.8 | [6 empty] | 85000 | Electric Resistance Heating Or | 08/29/2023 |  | 11/02/2023
Rheem Sales Company, Inc. | Daikin | MPSH07DYD*****A |  | Voluntarily Certified | ACAirCoolAllPhase&gt;=65k&lt;1 | False | False |  |  |  |  | 11.2 |  | 14.8 | 14.8 | [6 empty] | 85000 | Electric Resistance Heating Or | 08/29/2023 |  | 11/02/2023
Rheem Sales Company, Inc. | Daikin | MPSH08DYC*****A |  | Voluntarily Certified | ACAirCoolAllPhase&gt;=65k&lt;1 | False | False |  |  |  |  | 11.2 |  | 14.8 | 14.8 | [6 empty] | 96000 | Electric Resistance Heating Or | 08/29/2023 |  | 11/02/2023
Rheem Sales Company, Inc. | Daikin | MPSH08DYD*****A |  | Voluntarily Certified | ACAirCoolAllPhase&gt;=65k&lt;1 | False | False |  |  |  |  | 11.2 |  | 14.8 | 14.8 | [6 empty] | 96000 | Electric Resistance Heating Or | 08/29/2023 |  | 11/02/2023
Rheem Sales Company, Inc. | Daikin | MPSH10DYC*****A |  | Voluntarily Certified | ACAirCoolAllPhase&gt;=65k&lt;1 | False | False |  |  |  |  | 11.2 |  | 14.8 | 14.8 | [6 empty] | 114000 | Electric Resistance Heating Or | 08/29/2023 |  | 11/02/2023
Rheem Sales Company, Inc. | Daikin | MPSH10DYD*****A |  | Voluntarily Certified | ACAirCoolAllPhase&gt;=65k&lt;1 | False | False |  |  |  |  | 11.2 |  | 14.8 | 14.8 | [6 empty] | 114000 | Electric Resistance Heating Or | 08/29/2023 |  | 11/02/2023
Rheem Sales Company, Inc. | Daikin | MPSH12DYC*****A |  | Voluntarily Certified | ACAirCoolAllPhase&gt;=135k&lt; | False | False |  |  |  |  | 11 |  | 14.2 | 14.2 | [6 empty] | 142000 | Electric Resistance Heating Or | 08/29/2023 |  | 11/02/2023
Rheem Sales Company, Inc. | Daikin | MPSH12DYD*****A |  | Voluntarily Certified | ACAirCoolAllPhase&gt;=135k&lt; | False | False |  |  |  |  | 11 |  | 14.2 | 14.2 | [6 empty] | 142000 | Electric Resistance Heating Or | 08/29/2023 |  | 11/02/2023
Rheem Sales Company, Inc. | Daikin | MPSH07DGC*****A |  | Voluntarily Certified | ACAirCoolAllPhase&gt;=65k&lt;1 | False | False |  |  |  |  | 11 |  | 14.6 | 14.6 | [6 empty] | 85000 | Heating Other Than Electric Re | 08/29/2023 |  | 11/02/2023
Rheem Sales Company, Inc. | Daikin | MPSH07DGD*****A |  | Voluntarily Certified | ACAirCoolAllPhase&gt;=65k&lt;1 | False | False |  |  |  |  | 11 |  | 14.6 | 14.6 | [6 empty] | 85000 | Heating Other Than Electric Re | 08/29/2023 |  | 11/02/2023
Rheem Sales Company, Inc. | Daikin | MPSH08DGC*****A |  | Voluntarily Certified | ACAirCoolAllPhase&gt;=65k&lt;1 | False | False |  |  |  |  | 11 |  | 14.6 | 14.6 | [6 empty] | 96000 | Heating Other Than Electric Re | 08/29/2023 |  | 11/02/2023
Rheem Sales Company, Inc. | Daikin | MPSH08DGD*****A |  | Voluntarily Certified | ACAirCoolAllPhase&gt;=65k&lt;1 | False | False |  |  |  |  | 11 |  | 14.6 | 14.6 | [6 empty] | 96000 | Heating Other Than Electric Re | 08/29/2023 |  | 11/02/2023
Rheem Sales Company, Inc. | Daikin | MPSH10DGC*****A |  | Voluntarily Certified | ACAirCoolAllPhase&gt;=65k&lt;1 | False | False |  |  |  |  | 11 |  | 14.6 | 14.6 | [6 empty] | 114000 | Heating Other Than Electric Re | 08/29/2023 |  | 11/02/2023
Rheem Sales Company, Inc. | Daikin | MPSH10DGD*****A |  | Voluntarily Certified | ACAirCoolAllPhase&gt;=65k&lt;1 | False | False |  |  |  |  | 11 |  | 14.6 | 14.6 | [6 empty] | 114000 | Heating Other Than Electric Re | 08/29/2023 |  | 11/02/2023
Rheem Sales Company, Inc. | Daikin | MPSH12DGC*****A |  | Voluntarily Certified | ACAirCoolAllPhase&gt;=135k&lt; | False | False |  |  |  |  | 10.8 |  | 14 | 14 | [6 empty] | 142000 | Heating Other Than Electric Re | 08/29/2023 |  | 11/02/2023
Rheem Sales Company, Inc. | Daikin | MPSH12DGD*****A |  | Voluntarily Certified | ACAirCoolAllPhase&gt;=135k&lt; | False | False |  |  |  |  | 10.8 |  | 14 | 14 | [6 empty] | 142000 | Heating Other Than Electric Re | 08/29/2023 |  | 11/02/2023
Rheem Sales Company, Inc. | Daikin | MPS025BYC***V |  | Voluntarily Certified | ACAirCoolAllPhase&gt;=240k&lt; | False | False |  |  |  |  | 10 |  | 13.2 | 13.2 | [6 empty] | 290000 | Electric Resistance Heating Or | 08/29/2023 |  | 11/02/2023
Rheem Sales Company, Inc. | Daikin | MPS020BYD***V |  | Voluntarily Certified | ACAirCoolAllPhase&gt;=135k&lt; | False | False |  |  |  |  | 11 |  | 14.2 | 14.2 | [6 empty] | 228000 | Electric Resistance Heating Or | 08/29/2023 |  | 11/02/2023
Rheem Sales Company, Inc. | Daikin | MPS020BYC***V |  | Voluntarily Certified | ACAirCoolAllPhase&gt;=135k&lt; | False | False |  |  |  |  | 11 |  | 14.2 | 14.2 | [6 empty] | 228000 | Electric Resistance Heating Or | 08/29/2023 |  | 11/02/2023
Rheem Sales Company, Inc. | Daikin | MPS015BYD***V |  | Voluntarily Certified | ACAirCoolAllPhase&gt;=135k&lt; | False | False |  |  |  |  | 11 |  | 14.2 | 14.2 | [6 empty] | 172000 | Electric Resistance Heating Or | 08/29/2023 |  | 11/02/2023
Rheem Sales Company, Inc. | Daikin | MPS025BGD***V |  | Voluntarily Certified | ACAirCoolAllPhase&gt;=240k&lt; | False | False |  |  |  |  | 9.8 |  | 13 | 13 | [6 empty] | 286000 | Heating Other Than Electric Re | 08/29/2023 |  | 11/02/2023
Rheem Sales Company, Inc. | Daikin | MPS025BGC***V |  | Voluntarily Certified | ACAirCoolAllPhase&gt;=240k&lt; | False | False |  |  |  |  | 9.8 |  | 13 | 13 | [6 empty] | 286000 | Heating Other Than Electric Re | 08/29/2023 |  | 11/02/2023
Rheem Sales Company, Inc. | Daikin | MPS020BGD***V |  | Voluntarily Certified | ACAirCoolAllPhase&gt;=135k&lt; | False | False |  |  |  |  | 10.8 |  | 14 | 14 | [6 empty] | 228000 | Heating Other Than Electric Re | 08/29/2023 |  | 11/02/2023
Rheem Sales Company, Inc. | Daikin | MPS015BYC***V |  | Voluntarily Certified | ACAirCoolAllPhase&gt;=135k&lt; | False | False |  |  |  |  | 11 |  | 14.2 | 14.2 | [6 empty] | 172000 | Electric Resistance Heating Or | 08/29/2023 |  | 11/02/2023
Rheem Sales Company, Inc. | Daikin | MPS025BYD***V |  | Voluntarily Certified | ACAirCoolAllPhase&gt;=240k&lt; | False | False |  |  |  |  | 10 |  | 13.2 | 13.2 | [6 empty] | 290000 | Electric Resistance Heating Or | 08/29/2023 |  | 11/02/2023
Rheem Sales Company, Inc. | Daikin | MPS020BGC***V |  | Voluntarily Certified | ACAirCoolAllPhase&gt;=135k&lt; | False | False |  |  |  |  | 10.8 |  | 14 | 14 | [6 empty] | 228000 | Heating Other Than Electric Re | 08/29/2023 |  | 11/02/2023
Rheem Sales Company, Inc. | Daikin | MPS017BGD***V |  | Voluntarily Certified | ACAirCoolAllPhase&gt;=135k&lt; | False | False |  |  |  |  | 10.8 |  | 14 | 14 | [6 empty] | 200000 | Heating Other Than Electric Re | 08/29/2023 |  | 11/02/2023
Rheem Sales Company, Inc. | Daikin | MPS017BGC***V |  | Voluntarily Certified | ACAirCoolAllPhase&gt;=135k&lt; | False | False |  |  |  |  | 10.8 |  | 14 | 14 | [6 empty] | 200000 | Heating Other Than Electric Re | 08/29/2023 |  | 11/02/2023
Rheem Sales Company, Inc. | Daikin | MPS015BGD***V |  | Voluntarily Certified | ACAirCoolAllPhase&gt;=135k&lt; | False | False |  |  |  |  | 10.8 |  | 14 | 14 | [6 empty] | 172000 | Heating Other Than Electric Re | 08/29/2023 |  | 11/02/2023
Rheem Sales Company, Inc. | Daikin | MPS015BGC***V |  | Voluntarily Certified | ACAirCoolAllPhase&gt;=135k&lt; | False | False |  |  |  |  | 10.8 |  | 14 | 14 | [6 empty] | 172000 | Heating Other Than Electric Re | 08/29/2023 |  | 11/02/2023
Rheem Sales Company, Inc. | Daikin | MPS020BYD***R |  | Voluntarily Certified | ACAirCoolAllPhase&gt;=135k&lt; | False | False |  |  |  |  | 11 |  | 14.2 | 14.2 | [6 empty] | 228000 | Electric Resistance Heating Or | 08/29/2023 |  | 11/02/2023
Rheem Sales Company, Inc. | Daikin | MPS020BYC***R |  | Voluntarily Certified | ACAirCoolAllPhase&gt;=135k&lt; | False | False |  |  |  |  | 11 |  | 14.2 | 14.2 | [6 empty] | 228000 | Electric Resistance Heating Or | 08/29/2023 |  | 11/02/2023
Rheem Sales Company, Inc. | Daikin | MPS020BGD***R |  | Voluntarily Certified | ACAirCoolAllPhase&gt;=135k&lt; | False | False |  |  |  |  | 10.8 |  | 14 | 14 | [6 empty] | 228000 | Heating Other Than Electric Re | 08/29/2023 |  | 11/02/2023
Rheem Sales Company, Inc. | Daikin | MPS025BYD***R |  | Voluntarily Certified | ACAirCoolAllPhase&gt;=240k&lt; | False | False |  |  |  |  | 10 |  | 13.2 | 13.2 | [6 empty] | 290000 | Electric Resistance Heating Or | 08/29/2023 |  | 11/02/2023
Rheem Sales Company, Inc. | Daikin | MPS025BYC***R |  | Voluntarily Certified | ACAirCoolAllPhase&gt;=240k&lt; | False | False |  |  |  |  | 10 |  | 13.2 | 13.2 | [6 empty] | 290000 | Electric Resistance Heating Or | 08/29/2023 |  | 11/02/2023
Rheem Sales Company, Inc. | Daikin | MPS015BYD***R |  | Voluntarily Certified | ACAirCoolAllPhase&gt;=135k&lt; | False | False |  |  |  |  | 11 |  | 14.2 | 14.2 | [6 empty] | 172000 | Electric Resistance Heating Or | 08/29/2023 |  | 11/02/2023
Rheem Sales Company, Inc. | Daikin | MPS015BYC***R |  | Voluntarily Certified | ACAirCoolAllPhase&gt;=135k&lt; | False | False |  |  |  |  | 11 |  | 14.2 | 14.2 | [6 empty] | 172000 | Electric Resistance Heating Or | 08/29/2023 |  | 11/02/2023
Rheem Sales Company, Inc. | Daikin | MPS025BGD***R |  | Voluntarily Certified | ACAirCoolAllPhase&gt;=240k&lt; | False | False |  |  |  |  | 9.8 |  | 13 | 13 | [6 empty] | 286000 | Heating Other Than Electric Re | 08/29/2023 |  | 11/02/2023
Rheem Sales Company, Inc. | Daikin | MPS025BGC***R |  | Voluntarily Certified | ACAirCoolAllPhase&gt;=240k&lt; | False | False |  |  |  |  | 9.8 |  | 13 | 13 | [6 empty] | 286000 | Heating Other Than Electric Re | 08/29/2023 |  | 11/02/2023
Rheem Sales Company, Inc. | Daikin | MPS015BGD***R |  | Voluntarily Certified | ACAirCoolAllPhase&gt;=135k&lt; | False | False |  |  |  |  | 10.8 |  | 14 | 14 | [6 empty] | 172000 | Heating Other Than Electric Re | 08/29/2023 |  | 11/02/2023
Rheem Sales Company, Inc. | Daikin | MPS020BGC***R |  | Voluntarily Certified | ACAirCoolAllPhase&gt;=135k&lt; | False | False |  |  |  |  | 10.8 |  | 14 | 14 | [6 empty] | 228000 | Heating Other Than Electric Re | 08/29/2023 |  | 11/02/2023
Rheem Sales Company, Inc. | Daikin | MPS015BGC***R |  | Voluntarily Certified | ACAirCoolAllPhase&gt;=135k&lt; | False | False |  |  |  |  | 10.8 |  | 14 | 14 | [6 empty] | 172000 | Heating Other Than Electric Re | 08/29/2023 |  | 11/02/2023
Rheem Sales Company, Inc. | Daikin | MPSA06DYC |  | Voluntarily Certified | ACAirCoolAllPhase&gt;=65k&lt;1 | False | False |  |  |  |  | 11.2 |  | 14.8 | 14.8 | [6 empty] | 68000 | Electric Resistance Heating Or | 08/29/2023 |  | 11/02/2023
Rheem Sales Company, Inc. | Friedrich | RHPCZT072AC |  | Voluntarily Certified | HPAirCoolAllPhase&gt;=65k&lt;1 | False | False |  |  |  |  | 11 |  | 14.8 | 14.1 |  |  |  |  | 3.4 | 3.4 | 68000 | Electric Resistance Heating Or | 08/29/2023 |  | 11/02/2023
Rheem Sales Company, Inc. | Friedrich | RHPCZT072AD |  | Voluntarily Certified | HPAirCoolAllPhase&gt;=65k&lt;1 | False | False |  |  |  |  | 11 |  | 14.8 | 14.1 |  |  |  |  | 3.4 | 3.4 | 68000 | Electric Resistance Heating Or | 08/29/2023 |  | 11/02/2023
Rheem Sales Company, Inc. | Friedrich | RLNL-G300C |  | Voluntarily Certified | ACAirCoolAllPhase&gt;=240k&lt; | False | False |  |  |  |  | 10 |  | 13.2 | 13.2 | [6 empty] | 290000 | Electric Resistance Heating Or | 08/29/2023 |  | 11/02/2023
Rheem Sales Company, Inc. | Friedrich | RLNL-G300D |  | Voluntarily Certified | ACAirCoolAllPhase&gt;=240k&lt; | False | False |  |  |  |  | 10 |  | 13.2 | 13.2 | [6 empty] | 290000 | Electric Resistance Heating Or | 08/29/2023 |  | 11/02/2023
Rheem Sales Company, Inc. | Friedrich | RLNL-H210C |  | Voluntarily Certified | ACAirCoolAllPhase&gt;=135k&lt; | False | False |  |  |  |  | 11 |  | 14.2 | 14.2 | [6 empty] | 200000 | Electric Resistance Heating Or | 08/29/2023 |  | 11/02/2023
Rheem Sales Company, Inc. | Friedrich | RLNL-H210D |  | Voluntarily Certified | ACAirCoolAllPhase&gt;=135k&lt; | False | False |  |  |  |  | 11 |  | 14.2 | 14.2 | [6 empty] | 200000 | Electric Resistance Heating Or | 08/29/2023 |  | 11/02/2023
Rheem Sales Company, Inc. | Friedrich | RLNL-H300C |  | Voluntarily Certified | ACAirCoolAllPhase&gt;=240k&lt; | False | False |  |  |  |  | 10 |  | 13.2 | 13.2 | [6 empty] | 290000 | Electric Resistance Heating Or | 08/29/2023 |  | 11/02/2023
Rheem Sales Company, Inc. | Friedrich | RLNL-H300D |  | Voluntarily Certified | ACAirCoolAllPhase&gt;=240k&lt; | False | False |  |  |  |  | 10 |  | 13.2 | 13.2 | [6 empty] | 290000 | Electric Resistance Heating Or | 08/29/2023 |  | 11/02/2023
Rheem Sales Company, Inc. | Fujitsu | RACDZT150AC*****A |  | Voluntarily Certified | ACAirCoolAllPhase&gt;=135k&lt; | False | False |  |  |  |  | 11 |  | 14.2 | 14.2 | [6 empty] | 142000 | Electric Resistance Heating Or | 08/29/2023 |  | 11/02/2023
Rheem Sales Company, Inc. | Fujitsu | RACDZT150AD*****A |  | Voluntarily Certified | ACAirCoolAllPhase&gt;=135k&lt; | False | False |  |  |  |  | 11 |  | 14.2 | 14.2 | [6 empty] | 142000 | Electric Resistance Heating Or | 08/29/2023 |  | 11/02/2023
Rheem Sales Company, Inc. | Fujitsu | RGEDZT090AC*****A |  | Voluntarily Certified | ACAirCoolAllPhase&gt;=65k&lt;1 | False | False |  |  |  |  | 11 |  | 14.6 | 14.6 | [6 empty] | 85000 | Heating Other Than Electric Re | 08/29/2023 |  | 11/02/2023
Rheem Sales Company, Inc. | Fujitsu | RGEDZT090AD*****A |  | Voluntarily Certified | ACAirCoolAllPhase&gt;=65k&lt;1 | False | False |  |  |  |  | 11 |  | 14.6 | 14.6 | [6 empty] | 85000 | Heating Other Than Electric Re | 08/29/2023 |  | 11/02/2023
Rheem Sales Company, Inc. | Fujitsu | RGEDZT102AC*****A |  | Voluntarily Certified | ACAirCoolAllPhase&gt;=65k&lt;1 | False | False |  |  |  |  | 11 |  | 14.6 | 14.6 | [6 empty] | 96000 | Heating Other Than Electric Re | 08/29/2023 |  | 11/02/2023
Rheem Sales Company, Inc. | Fujitsu | RGEDZT102AD*****A |  | Voluntarily Certified | ACAirCoolAllPhase&gt;=65k&lt;1 | False | False |  |  |  |  | 11 |  | 14.6 | 14.6 | [6 empty] | 96000 | Heating Other Than Electric Re | 08/29/2023 |  | 11/02/2023
Rheem Sales Company, Inc. | Fujitsu | RGEDZT120AC*****A |  | Voluntarily Certified | ACAirCoolAllPhase&gt;=65k&lt;1 | False | False |  |  |  |  | 11 |  | 14.6 | 14.6 | [6 empty] | 114000 | Heating Other Than Electric Re | 08/29/2023 |  | 11/02/2023
Rheem Sales Company, Inc. | Fujitsu | RGEDZT120AD*****A |  | Voluntarily Certified | ACAirCoolAllPhase&gt;=65k&lt;1 | False | False |  |  |  |  | 11 |  | 14.6 | 14.6 | [6 empty] | 114000 | Heating Other Than Electric Re | 08/29/2023 |  | 11/02/2023
Rheem Sales Company, Inc. | Fujitsu | RGEDZT150AC*****A |  | Voluntarily Certified | ACAirCoolAllPhase&gt;=135k&lt; | False | False |  |  |  |  | 10.8 |  | 14 | 14 | [6 empty] | 142000 | Heating Other Than Electric Re | 08/29/2023 |  | 11/02/2023
Rheem Sales Company, Inc. | Fujitsu | RGEDZT150AD*****A |  | Voluntarily Certified | ACAirCoolAllPhase&gt;=135k&lt; | False | False |  |  |  |  | 10.8 |  | 14 | 14 | [6 empty] | 142000 | Heating Other Than Electric Re | 08/29/2023 |  | 11/02/2023
Rheem Sales Company, Inc. | Fujitsu | RACDZT090AC*****A |  | Voluntarily Certified | ACAirCoolAllPhase&gt;=65k&lt;1 | False | False |  |  |  |  | 11.2 |  | 14.8 | 14.8 | [6 empty] | 85000 | Electric Resistance Heating Or | 08/29/2023 |  | 11/02/2023
Rheem Sales Company, Inc. | Fujitsu | RACDZT090AD*****A |  | Voluntarily Certified | ACAirCoolAllPhase&gt;=65k&lt;1 | False | False |  |  |  |  | 11.2 |  | 14.8 | 14.8 | [6 empty] | 85000 | Electric Resistance Heating Or | 08/29/2023 |  | 11/02/2023
Rheem Sales Company, Inc. | Fujitsu | RACDZT102AC*****A |  | Voluntarily Certified | ACAirCoolAllPhase&gt;=65k&lt;1 | False | False |  |  |  |  | 11.2 |  | 14.8 | 14.8 | [6 empty] | 96000 | Electric Resistance Heating Or | 08/29/2023 |  | 11/02/2023
Rheem Sales Company, Inc. | Fujitsu | RACDZT102AD*****A |  | Voluntarily Certified | ACAirCoolAllPhase&gt;=65k&lt;1 | False | False |  |  |  |  | 11.2 |  | 14.8 | 14.8 | [6 empty] | 96000 | Electric Resistance Heating Or | 08/29/2023 |  | 11/02/2023
Rheem Sales Company, Inc. | Fujitsu | RACDZT120AC*****A |  | Voluntarily Certified | ACAirCoolAllPhase&gt;=65k&lt;1 | False | False |  |  |  |  | 11.2 |  | 14.8 | 14.8 | [6 empty] | 114000 | Electric Resistance Heating Or | 08/29/2023 |  | 11/02/2023
Rheem Sales Company, Inc. | Fujitsu | RACDZT120AD*****A |  | Voluntarily Certified | ACAirCoolAllPhase&gt;=65k&lt;1 | False | False |  |  |  |  | 11.2 |  | 14.8 | 14.8 | [6 empty] | 114000 | Electric Resistance Heating Or | 08/29/2023 |  | 11/02/2023
Rheem Sales Company, Inc. | Fujitsu | RLNL-G180C |  | Voluntarily Certified | ACAirCoolAllPhase&gt;=135k&lt; | False | False |  |  |  |  | 11 |  | 14.2 | 14.2 | [6 empty] | 172000 | Electric Resistance Heating Or | 08/29/2023 |  | 11/02/2023
Rheem Sales Company, Inc. | Fujitsu | RLNL-G180D |  | Voluntarily Certified | ACAirCoolAllPhase&gt;=135k&lt; | False | False |  |  |  |  | 11 |  | 14.2 | 14.2 | [6 empty] | 172000 | Electric Resistance Heating Or | 08/29/2023 |  | 11/02/2023
Rheem Sales Company, Inc. | Fujitsu | RLNL-G300C |  | Voluntarily Certified | ACAirCoolAllPhase&gt;=240k&lt; | False | False |  |  |  |  | 10 |  | 13.2 | 13.2 | [6 empty] | 290000 | Electric Resistance Heating Or | 08/29/2023 |  | 11/02/2023
Rheem Sales Company, Inc. | Fujitsu | RLNL-G300D |  | Voluntarily Certified | ACAirCoolAllPhase&gt;=240k&lt; | False | False |  |  |  |  | 10 |  | 13.2 | 13.2 | [6 empty] | 290000 | Electric Resistance Heating Or | 08/29/2023 |  | 11/02/2023
Rheem Sales Company, Inc. | Fujitsu | RLNL-G240C |  | Voluntarily Certified | ACAirCoolAllPhase&gt;=135k&lt; | False | False |  |  |  |  | 11 |  | 14.2 | 14.2 | [6 empty] | 228000 | Electric Resistance Heating Or | 08/29/2023 |  | 11/02/2023
Rheem Sales Company, Inc. | Fujitsu | RLNL-G240D |  | Voluntarily Certified | ACAirCoolAllPhase&gt;=135k&lt; | False | False |  |  |  |  | 11 |  | 14.2 | 14.2 | [6 empty] | 228000 | Electric Resistance Heating Or | 08/29/2023 |  | 11/02/2023
Rheem Sales Company, Inc. | Fujitsu | RLNL-H180C |  | Voluntarily Certified | ACAirCoolAllPhase&gt;=135k&lt; | False | False |  |  |  |  | 11 |  | 14.2 | 14.2 | [6 empty] | 172000 | Electric Resistance Heating Or | 08/29/2023 |  | 11/02/2023
Rheem Sales Company, Inc. | Fujitsu | RLNL-H180D |  | Voluntarily Certified | ACAirCoolAllPhase&gt;=135k&lt; | False | False |  |  |  |  | 11 |  | 14.2 | 14.2 | [6 empty] | 172000 | Electric Resistance Heating Or | 08/29/2023 |  | 11/02/2023
Rheem Sales Company, Inc. | Fujitsu | RLNL-H240C |  | Voluntarily Certified | ACAirCoolAllPhase&gt;=135k&lt; | False | False |  |  |  |  | 11 |  | 14.2 | 14.2 | [6 empty] | 228000 | Electric Resistance Heating Or | 08/29/2023 |  | 11/02/2023
Rheem Sales Company, Inc. | Fujitsu | RLNL-H240D |  | Voluntarily Certified | ACAirCoolAllPhase&gt;=135k&lt; | False | False |  |  |  |  | 11 |  | 14.2 | 14.2 | [6 empty] | 228000 | Electric Resistance Heating Or | 08/29/2023 |  | 11/02/2023
Rheem Sales Company, Inc. | Fujitsu | RLNL-H300C |  | Voluntarily Certified | ACAirCoolAllPhase&gt;=240k&lt; | False | False |  |  |  |  | 10 |  | 13.2 | 13.2 | [6 empty] | 290000 | Electric Resistance Heating Or | 08/29/2023 |  | 11/02/2023
Rheem Sales Company, Inc. | Fujitsu | RLNL-H300D |  | Voluntarily Certified | ACAirCoolAllPhase&gt;=240k&lt; | False | False |  |  |  |  | 10 |  | 13.2 | 13.2 | [6 empty] | 290000 | Electric Resistance Heating Or | 08/29/2023 |  | 11/02/2023
Rheem Sales Company, Inc. | Fujitsu | RLRL-H180C |  | Voluntarily Certified | ACAirCoolAllPhase&gt;=135k&lt; | False | False |  |  |  |  | 11.6 |  | 14.2 | 14.2 | [6 empty] | 170000 | Electric Resistance Heating Or | 08/29/2023 |  | 11/02/2023
Rheem Sales Company, Inc. | Fujitsu | RLRL-H180D |  | Voluntarily Certified | ACAirCoolAllPhase&gt;=135k&lt; | False | False |  |  |  |  | 11.6 |  | 14.2 | 14.2 | [6 empty] | 170000 | Electric Resistance Heating Or | 08/29/2023 |  | 11/02/2023
Rheem Sales Company, Inc. | Fujitsu | RLRL-H240C |  | Voluntarily Certified | ACAirCoolAllPhase&gt;=135k&lt; | False | False |  |  |  |  | 11.6 |  | 14.2 | 14.2 | [6 empty] | 228000 | Electric Resistance Heating Or | 08/29/2023 |  | 11/02/2023
Rheem Sales Company, Inc. | Fujitsu | RLRL-H240D |  | Voluntarily Certified | ACAirCoolAllPhase&gt;=135k&lt; | False | False |  |  |  |  | 11.6 |  | 14.2 | 14.2 | [6 empty] | 228000 | Electric Resistance Heating Or | 08/29/2023 |  | 11/02/2023
Rheem Sales Company, Inc. | Fujitsu | RKNL-G180C |  | Voluntarily Certified | ACAirCoolAllPhase&gt;=135k&lt; | False | False |  |  |  |  | 10.8 |  | 14 | 14 | [6 empty] | 172000 | Heating Other Than Electric Re | 08/29/2023 |  | 11/02/2023
Rheem Sales Company, Inc. | Fujitsu | RKNL-G180D |  | Voluntarily Certified | ACAirCoolAllPhase&gt;=135k&lt; | False | False |  |  |  |  | 10.8 |  | 14 | 14 | [6 empty] | 172000 | Heating Other Than Electric Re | 08/29/2023 |  | 11/02/2023
Rheem Sales Company, Inc. | Fujitsu | RKNL-G300C |  | Voluntarily Certified | ACAirCoolAllPhase&gt;=240k&lt; | False | False |  |  |  |  | 9.8 |  | 13 | 13 | [6 empty] | 286000 | Heating Other Than Electric Re | 08/29/2023 |  | 11/02/2023
Rheem Sales Company, Inc. | Fujitsu | RKNL-G300D |  | Voluntarily Certified | ACAirCoolAllPhase&gt;=240k&lt; | False | False |  |  |  |  | 9.8 |  | 13 | 13 | [6 empty] | 286000 | Heating Other Than Electric Re | 08/29/2023 |  | 11/02/2023
Rheem Sales Company, Inc. | Fujitsu | RKNL-H180C |  | Voluntarily Certified | ACAirCoolAllPhase&gt;=135k&lt; | False | False |  |  |  |  | 10.8 |  | 14 | 14 | [6 empty] | 172000 | Heating Other Than Electric Re | 08/29/2023 |  | 11/02/2023
Rheem Sales Company, Inc. | Fujitsu | RKNL-H180D |  | Voluntarily Certified | ACAirCoolAllPhase&gt;=135k&lt; | False | False |  |  |  |  | 10.8 |  | 14 | 14 | [6 empty] | 172000 | Heating Other Than Electric Re | 08/29/2023 |  | 11/02/2023
Rheem Sales Company, Inc. | Fujitsu | RKNL-H210C |  | Voluntarily Certified | ACAirCoolAllPhase&gt;=135k&lt; | False | False |  |  |  |  | 10.8 |  | 14 | 14 | [6 empty] | 200000 | Heating Other Than Electric Re | 08/29/2023 |  | 11/02/2023
Rheem Sales Company, Inc. | Fujitsu | RKNL-H210D |  | Voluntarily Certified | ACAirCoolAllPhase&gt;=135k&lt; | False | False |  |  |  |  | 10.8 |  | 14 | 14 | [6 empty] | 200000 | Heating Other Than Electric Re | 08/29/2023 |  | 11/02/2023
Rheem Sales Company, Inc. | Fujitsu | RKNL-H240C |  | Voluntarily Certified | ACAirCoolAllPhase&gt;=135k&lt; | False | False |  |  |  |  | 10.8 |  | 14 | 14 | [6 empty] | 228000 | Heating Other Than Electric Re | 08/29/2023 |  | 11/02/2023
Rheem Sales Company, Inc. | Fujitsu | RKNL-H240D |  | Voluntarily Certified | ACAirCoolAllPhase&gt;=135k&lt; | False | False |  |  |  |  | 10.8 |  | 14 | 14 | [6 empty] | 228000 | Heating Other Than Electric Re | 08/29/2023 |  | 11/02/2023
Rheem Sales Company, Inc. | Fujitsu | RKNL-H300C |  | Voluntarily Certified | ACAirCoolAllPhase&gt;=240k&lt; | False | False |  |  |  |  | 9.8 |  | 13 | 13 | [6 empty] | 286000 | Heating Other Than Electric Re | 08/29/2023 |  | 11/02/2023
Rheem Sales Company, Inc. | Fujitsu | RKNL-H300D |  | Voluntarily Certified | ACAirCoolAllPhase&gt;=240k&lt; | False | False |  |  |  |  | 9.8 |  | 13 | 13 | [6 empty] | 286000 | Heating Other Than Electric Re | 08/29/2023 |  | 11/02/2023
Rheem Sales Company, Inc. | Fujitsu | RKRL-H180D |  | Voluntarily Certified | ACAirCoolAllPhase&gt;=135k&lt; | False | False |  |  |  |  | 11.6 |  | 14 | 14 | [6 empty] | 170000 | Heating Other Than Electric Re | 08/29/2023 |  | 11/02/2023
Rheem Sales Company, Inc. | Fujitsu | RKRL-H240C |  | Voluntarily Certified | ACAirCoolAllPhase&gt;=135k&lt; | False | False |  |  |  |  | 11.6 |  | 14 | 14 | [6 empty] | 228000 | Heating Other Than Electric Re | 08/29/2023 |  | 11/02/2023
Rheem Sales Company, Inc. | Fujitsu | RKRL-H240D |  | Voluntarily Certified | ACAirCoolAllPhase&gt;=135k&lt; | False | False |  |  |  |  | 11.6 |  | 14 | 14 | [6 empty] | 228000 | Heating Other Than Electric Re | 08/29/2023 |  | 11/02/2023
Rheem Sales Company, Inc. | Fujitsu | RKRL-H180C |  | Voluntarily Certified | ACAirCoolAllPhase&gt;=135k&lt; | False | False |  |  |  |  | 11.6 |  | 14 | 14 | [6 empty] | 170000 | Heating Other Than Electric Re | 08/29/2023 |  | 11/02/2023
Rheem Sales Company, Inc. | Fujitsu | RHPDZT102AC*****B |  | Voluntarily Certified | HPAirCoolAllPhase&gt;=65k&lt;1 | False | False |  |  |  |  | 11 |  | 14.1 | 14.1 |  |  |  |  | 3.4 | 3.4 | 97000 | Electric Resistance Heating Or | 08/29/2023 |  | 11/02/2023
Rheem Sales Company, Inc. | Fujitsu | RHPDZT102AD*****B |  | Voluntarily Certified | HPAirCoolAllPhase&gt;=65k&lt;1 | False | False |  |  |  |  | 11 |  | 14.1 | 14.1 |  |  |  |  | 3.4 | 3.4 | 97000 | Electric Resistance Heating Or | 08/29/2023 |  | 11/02/2023
Rheem Sales Company, Inc. | Mainline | RKNL-G180C |  | Voluntarily Certified | ACAirCoolAllPhase&gt;=135k&lt; | False | False |  |  |  |  | 10.8 |  | 14 | 14 | [6 empty] | 172000 | Heating Other Than Electric Re | 08/29/2023 |  | 11/02/2023
Rheem Sales Company, Inc. | Mainline | RKNL-G180D |  | Voluntarily Certified | ACAirCoolAllPhase&gt;=135k&lt; | False | False |  |  |  |  | 10.8 |  | 14 | 14 | [6 empty] | 172000 | Heating Other Than Electric Re | 08/29/2023 |  | 11/02/2023
Rheem Sales Company, Inc. | Mainline | RLRL-H180C |  | Voluntarily Certified | ACAirCoolAllPhase&gt;=135k&lt; | False | False |  |  |  |  | 11.6 |  | 14.2 | 14.2 | [6 empty] | 170000 | Electric Resistance Heating Or | 08/29/2023 |  | 11/02/2023
Rheem Sales Company, Inc. | Mainline | RLRL-H180D |  | Voluntarily Certified | ACAirCoolAllPhase&gt;=135k&lt; | False | False |  |  |  |  | 11.6 |  | 14.2 | 14.2 | [6 empty] | 170000 | Electric Resistance Heating Or | 08/29/2023 |  | 11/02/2023
Rheem Sales Company, Inc. | Mainline | RACDZT090AC*****A |  | Voluntarily Certified | ACAirCoolAllPhase&gt;=65k&lt;1 | False | False |  |  |  |  | 11.2 |  | 14.8 | 14.8 | [6 empty] | 85000 | Electric Resistance Heating Or | 08/29/2023 |  | 11/02/2023
Rheem Sales Company, Inc. | Mainline | RACDZT090AD*****A |  | Voluntarily Certified | ACAirCoolAllPhase&gt;=65k&lt;1 | False | False |  |  |  |  | 11.2 |  | 14.8 | 14.8 | [6 empty] | 85000 | Electric Resistance Heating Or | 08/29/2023 |  | 11/02/2023
Rheem Sales Company, Inc. | Mainline | RACDZT102AC*****A |  | Voluntarily Certified | ACAirCoolAllPhase&gt;=65k&lt;1 | False | False |  |  |  |  | 11.2 |  | 14.8 | 14.8 | [6 empty] | 96000 | Electric Resistance Heating Or | 08/29/2023 |  | 11/02/2023
Rheem Sales Company, Inc. | Mainline | RACDZT102AD*****A |  | Voluntarily Certified | ACAirCoolAllPhase&gt;=65k&lt;1 | False | False |  |  |  |  | 11.2 |  | 14.8 | 14.8 | [6 empty] | 96000 | Electric Resistance Heating Or | 08/29/2023 |  | 11/02/2023
Rheem Sales Company, Inc. | Mainline | RACDZT120AC*****A |  | Voluntarily Certified | ACAirCoolAllPhase&gt;=65k&lt;1 | False | False |  |  |  |  | 11.2 |  | 14.8 | 14.8 | [6 empty] | 114000 | Electric Resistance Heating Or | 08/29/2023 |  | 11/02/2023
Rheem Sales Company, Inc. | Mainline | RACDZT120AD*****A |  | Voluntarily Certified | ACAirCoolAllPhase&gt;=65k&lt;1 | False | False |  |  |  |  | 11.2 |  | 14.8 | 14.8 | [6 empty] | 114000 | Electric Resistance Heating Or | 08/29/2023 |  | 11/02/2023
Rheem Sales Company, Inc. | Mainline | RACDZT150AC*****A |  | Voluntarily Certified | ACAirCoolAllPhase&gt;=135k&lt; | False | False |  |  |  |  | 11 |  | 14.2 | 14.2 | [6 empty] | 142000 | Electric Resistance Heating Or | 08/29/2023 |  | 11/02/2023
Rheem Sales Company, Inc. | Mainline | RACDZT150AD*****A |  | Voluntarily Certified | ACAirCoolAllPhase&gt;=135k&lt; | False | False |  |  |  |  | 11 |  | 14.2 | 14.2 | [6 empty] | 142000 | Electric Resistance Heating Or | 08/29/2023 |  | 11/02/2023
Rheem Sales Company, Inc. | Mainline | RGEDZT090AC*****A |  | Voluntarily Certified | ACAirCoolAllPhase&gt;=65k&lt;1 | False | False |  |  |  |  | 11 |  | 14.6 | 14.6 | [6 empty] | 85000 | Heating Other Than Electric Re | 08/29/2023 |  | 11/02/2023
Rheem Sales Company, Inc. | Mainline | RGEDZT090AD*****A |  | Voluntarily Certified | ACAirCoolAllPhase&gt;=65k&lt;1 | False | False |  |  |  |  | 11 |  | 14.6 | 14.6 | [6 empty] | 85000 | Heating Other Than Electric Re | 08/29/2023 |  | 11/02/2023
Rheem Sales Company, Inc. | Mainline | RGEDZT102AC*****A |  | Voluntarily Certified | ACAirCoolAllPhase&gt;=65k&lt;1 | False | False |  |  |  |  | 11 |  | 14.6 | 14.6 | [6 empty] | 96000 | Heating Other Than Electric Re | 08/29/2023 |  | 11/02/2023
Rheem Sales Company, Inc. | Mainline | RGEDZT102AD*****A |  | Voluntarily Certified | ACAirCoolAllPhase&gt;=65k&lt;1 | False | False |  |  |  |  | 11 |  | 14.6 | 14.6 | [6 empty] | 96000 | Heating Other Than Electric Re | 08/29/2023 |  | 11/02/2023
Rheem Sales Company, Inc. | Mainline | RGEDZT120AC*****A |  | Voluntarily Certified | ACAirCoolAllPhase&gt;=65k&lt;1 | False | False |  |  |  |  | 11 |  | 14.6 | 14.6 | [6 empty] | 114000 | Heating Other Than Electric Re | 08/29/2023 |  | 11/02/2023
Rheem Sales Company, Inc. | Mainline | RGEDZT120AD*****A |  | Voluntarily Certified | ACAirCoolAllPhase&gt;=65k&lt;1 | False | False |  |  |  |  | 11 |  | 14.6 | 14.6 | [6 empty] | 114000 | Heating Other Than Electric Re | 08/29/2023 |  | 11/02/2023
Rheem Sales Company, Inc. | Mainline | RGEDZT150AC*****A |  | Voluntarily Certified | ACAirCoolAllPhase&gt;=135k&lt; | False | False |  |  |  |  | 10.8 |  | 14 | 14 | [6 empty] | 142000 | Heating Other Than Electric Re | 08/29/2023 |  | 11/02/2023
Rheem Sales Company, Inc. | Mainline | RGEDZT150AD*****A |  | Voluntarily Certified | ACAirCoolAllPhase&gt;=135k&lt; | False | False |  |  |  |  | 10.8 |  | 14 | 14 | [6 empty] | 142000 | Heating Other Than Electric Re | 08/29/2023 |  | 11/02/2023
Rheem Sales Company, Inc. | Mainline | RHPDZT102AC*****B |  | Voluntarily Certified | HPAirCoolAllPhase&gt;=65k&lt;1 | False | False |  |  |  |  | 11 |  | 14.1 | 14.1 |  |  |  |  | 3.4 | 3.4 | 97000 | Electric Resistance Heating Or | 08/29/2023 |  | 11/02/2023
Rheem Sales Company, Inc. | Mainline | RHPDZT102AD*****B |  | Voluntarily Certified | HPAirCoolAllPhase&gt;=65k&lt;1 | False | False |  |  |  |  | 11 |  | 14.1 | 14.1 |  |  |  |  | 3.4 | 3.4 | 97000 | Electric Resistance Heating Or | 08/29/2023 |  | 11/02/2023
Rheem Sales Company, Inc. | Mainline | RKNL-G300C |  | Voluntarily Certified | ACAirCoolAllPhase&gt;=240k&lt; | False | False |  |  |  |  | 9.8 |  | 13 | 13 | [6 empty] | 286000 | Heating Other Than Electric Re | 08/29/2023 |  | 11/02/2023
Rheem Sales Company, Inc. | Mainline | RKNL-G300D |  | Voluntarily Certified | ACAirCoolAllPhase&gt;=240k&lt; | False | False |  |  |  |  | 9.8 |  | 13 | 13 | [6 empty] | 286000 | Heating Other Than Electric Re | 08/29/2023 |  | 11/02/2023
Rheem Sales Company, Inc. | Mainline | RKNL-H180C |  | Voluntarily Certified | ACAirCoolAllPhase&gt;=135k&lt; | False | False |  |  |  |  | 10.8 |  | 14 | 14 | [6 empty] | 172000 | Heating Other Than Electric Re | 08/29/2023 |  | 11/02/2023
Rheem Sales Company, Inc. | Mainline | RKNL-H180D |  | Voluntarily Certified | ACAirCoolAllPhase&gt;=135k&lt; | False | False |  |  |  |  | 10.8 |  | 14 | 14 | [6 empty] | 172000 | Heating Other Than Electric Re | 08/29/2023 |  | 11/02/2023
Rheem Sales Company, Inc. | Mainline | RKNL-H210C |  | Voluntarily Certified | ACAirCoolAllPhase&gt;=135k&lt; | False | False |  |  |  |  | 10.8 |  | 14 | 14 | [6 empty] | 200000 | Heating Other Than Electric Re | 08/29/2023 |  | 11/02/2023
Rheem Sales Company, Inc. | Mainline | RKNL-H210D |  | Voluntarily Certified | ACAirCoolAllPhase&gt;=135k&lt; | False | False |  |  |  |  | 10.8 |  | 14 | 14 | [6 empty] | 200000 | Heating Other Than Electric Re | 08/29/2023 |  | 11/02/2023
Rheem Sales Company, Inc. | Mainline | RKNL-H240C |  | Voluntarily Certified | ACAirCoolAllPhase&gt;=135k&lt; | False | False |  |  |  |  | 10.8 |  | 14 | 14 | [6 empty] | 228000 | Heating Other Than Electric Re | 08/29/2023 |  | 11/02/2023
Rheem Sales Company, Inc. | Mainline | RKNL-H240D |  | Voluntarily Certified | ACAirCoolAllPhase&gt;=135k&lt; | False | False |  |  |  |  | 10.8 |  | 14 | 14 | [6 empty] | 228000 | Heating Other Than Electric Re | 08/29/2023 |  | 11/02/2023
Rheem Sales Company, Inc. | Mainline | RKNL-H300C |  | Voluntarily Certified | ACAirCoolAllPhase&gt;=240k&lt; | False | False |  |  |  |  | 9.8 |  | 13 | 13 | [6 empty] | 286000 | Heating Other Than Electric Re | 08/29/2023 |  | 11/02/2023
Rheem Sales Company, Inc. | Mainline | RKNL-H300D |  | Voluntarily Certified | ACAirCoolAllPhase&gt;=240k&lt; | False | False |  |  |  |  | 9.8 |  | 13 | 13 | [6 empty] | 286000 | Heating Other Than Electric Re | 08/29/2023 |  | 11/02/2023
Rheem Sales Company, Inc. | Mainline | RKRL-H180C |  | Voluntarily Certified | ACAirCoolAllPhase&gt;=135k&lt; | False | False |  |  |  |  | 11.6 |  | 14 | 14 | [6 empty] | 170000 | Heating Other Than Electric Re | 08/29/2023 |  | 11/02/2023
Rheem Sales Company, Inc. | Mainline | RKRL-H180D |  | Voluntarily Certified | ACAirCoolAllPhase&gt;=135k&lt; | False | False |  |  |  |  | 11.6 |  | 14 | 14 | [6 empty] | 170000 | Heating Other Than Electric Re | 08/29/2023 |  | 11/02/2023
Rheem Sales Company, Inc. | Mainline | RKRL-H240C |  | Voluntarily Certified | ACAirCoolAllPhase&gt;=135k&lt; | False | False |  |  |  |  | 11.6 |  | 14 | 14 | [6 empty] | 228000 | Heating Other Than Electric Re | 08/29/2023 |  | 11/02/2023
Rheem Sales Company, Inc. | Mainline | RKRL-H240D |  | Voluntarily Certified | ACAirCoolAllPhase&gt;=135k&lt; | False | False |  |  |  |  | 11.6 |  | 14 | 14 | [6 empty] | 228000 | Heating Other Than Electric Re | 08/29/2023 |  | 11/02/2023
Rheem Sales Company, Inc. | Mainline | RLNL-G180C |  | Voluntarily Certified | ACAirCoolAllPhase&gt;=135k&lt; | False | False |  |  |  |  | 11 |  | 14.2 | 14.2 | [6 empty] | 172000 | Electric Resistance Heating Or | 08/29/2023 |  | 11/02/2023
Rheem Sales Company, Inc. | Mainline | RLNL-G180D |  | Voluntarily Certified | ACAirCoolAllPhase&gt;=135k&lt; | False | False |  |  |  |  | 11 |  | 14.2 | 14.2 | [6 empty] | 172000 | Electric Resistance Heating Or | 08/29/2023 |  | 11/02/2023
Rheem Sales Company, Inc. | Mainline | RLNL-G240C |  | Voluntarily Certified | ACAirCoolAllPhase&gt;=135k&lt; | False | False |  |  |  |  | 11 |  | 14.2 | 14.2 | [6 empty] | 228000 | Electric Resistance Heating Or | 08/29/2023 |  | 11/02/2023
Rheem Sales Company, Inc. | Mainline | RLNL-G240D |  | Voluntarily Certified | ACAirCoolAllPhase&gt;=135k&lt; | False | False |  |  |  |  | 11 |  | 14.2 | 14.2 | [6 empty] | 228000 | Electric Resistance Heating Or | 08/29/2023 |  | 11/02/2023
Rheem Sales Company, Inc. | Mainline | RLNL-G300C |  | Voluntarily Certified | ACAirCoolAllPhase&gt;=240k&lt; | False | False |  |  |  |  | 10 |  | 13.2 | 13.2 | [6 empty] | 290000 | Electric Resistance Heating Or | 08/29/2023 |  | 11/02/2023
Rheem Sales Company, Inc. | Mainline | RLNL-G300D |  | Voluntarily Certified | ACAirCoolAllPhase&gt;=240k&lt; | False | False |  |  |  |  | 10 |  | 13.2 | 13.2 | [6 empty] | 290000 | Electric Resistance Heating Or | 08/29/2023 |  | 11/02/2023
Rheem Sales Company, Inc. | Mainline | RLNL-H180C |  | Voluntarily Certified | ACAirCoolAllPhase&gt;=135k&lt; | False | False |  |  |  |  | 11 |  | 14.2 | 14.2 | [6 empty] | 172000 | Electric Resistance Heating Or | 08/29/2023 |  | 11/02/2023
Rheem Sales Company, Inc. | Mainline | RLNL-H180D |  | Voluntarily Certified | ACAirCoolAllPhase&gt;=135k&lt; | False | False |  |  |  |  | 11 |  | 14.2 | 14.2 | [6 empty] | 172000 | Electric Resistance Heating Or | 08/29/2023 |  | 11/02/2023
Rheem Sales Company, Inc. | Mainline | RLNL-H240C |  | Voluntarily Certified | ACAirCoolAllPhase&gt;=135k&lt; | False | False |  |  |  |  | 11 |  | 14.2 | 14.2 | [6 empty] | 228000 | Electric Resistance Heating Or | 08/29/2023 |  | 11/02/2023
Rheem Sales Company, Inc. | Mainline | RLNL-H240D |  | Voluntarily Certified | ACAirCoolAllPhase&gt;=135k&lt; | False | False |  |  |  |  | 11 |  | 14.2 | 14.2 | [6 empty] | 228000 | Electric Resistance Heating Or | 08/29/2023 |  | 11/02/2023
Rheem Sales Company, Inc. | Mainline | RLNL-H300C |  | Voluntarily Certified | ACAirCoolAllPhase&gt;=240k&lt; | False | False |  |  |  |  | 10 |  | 13.2 | 13.2 | [6 empty] | 290000 | Electric Resistance Heating Or | 08/29/2023 |  | 11/02/2023
Rheem Sales Company, Inc. | Mainline | RLNL-H300D |  | Voluntarily Certified | ACAirCoolAllPhase&gt;=240k&lt; | False | False |  |  |  |  | 10 |  | 13.2 | 13.2 | [6 empty] | 290000 | Electric Resistance Heating Or | 08/29/2023 |  | 11/02/2023
Rheem Sales Company, Inc. | Mainline | RLRL-H240C |  | Voluntarily Certified | ACAirCoolAllPhase&gt;=135k&lt; | False | False |  |  |  |  | 11.6 |  | 14.2 | 14.2 | [6 empty] | 228000 | Electric Resistance Heating Or | 08/29/2023 |  | 11/02/2023
Rheem Sales Company, Inc. | Mainline | RLRL-H240D |  | Voluntarily Certified | ACAirCoolAllPhase&gt;=135k&lt; | False | False |  |  |  |  | 11.6 |  | 14.2 | 14.2 | [6 empty] | 228000 | Electric Resistance Heating Or | 08/29/2023 |  | 11/02/2023
Rheem Sales Company, Inc. | Rheem | RKRL-H180C |  | Voluntarily Certified | ACAirCoolAllPhase&gt;=135k&lt; | False | False |  |  |  |  | 11.6 |  | 14 | 14 | [6 empty] | 170000 | Heating Other Than Electric Re | 08/29/2023 |  | 11/02/2023
Rheem Sales Company, Inc. | Rheem | RKRL-H180D |  | Voluntarily Certified | ACAirCoolAllPhase&gt;=135k&lt; | False | False |  |  |  |  | 11.6 |  | 14 | 14 | [6 empty] | 170000 | Heating Other Than Electric Re | 08/29/2023 |  | 11/02/2023
Rheem Sales Company, Inc. | Rheem | RKRL-H240C |  | Voluntarily Certified | ACAirCoolAllPhase&gt;=135k&lt; | False | False |  |  |  |  | 11.6 |  | 14 | 14 | [6 empty] | 228000 | Heating Other Than Electric Re | 08/29/2023 |  | 11/02/2023
Rheem Sales Company, Inc. | Rheem | RHPH2T240AC |  | Voluntarily Certified | HPAirCoolAllPhase&gt;=240k&lt; | False | False |  |  |  |  | 9.5 |  | 12.5 | 12.5 |  |  |  |  | 3.3 | 3.2 | 240000 | Electric Resistance Heating Or | 08/29/2023 |  | 11/02/2023
Rheem Sales Company, Inc. | Rheem | RHPH2T240AD |  | Voluntarily Certified | HPAirCoolAllPhase&gt;=240k&lt; | False | False |  |  |  |  | 9.5 |  | 12.5 | 12.5 |  |  |  |  | 3.3 | 3.2 | 240000 | Electric Resistance Heating Or | 08/29/2023 |  | 11/02/2023
Rheem Sales Company, Inc. | Rheem | RKNL-G180C |  | Voluntarily Certified | ACAirCoolAllPhase&gt;=135k&lt; | False | False |  |  |  |  | 10.8 |  | 14 | 14 | [6 empty] | 172000 | Heating Other Than Electric Re | 08/29/2023 |  | 11/02/2023
Rheem Sales Company, Inc. | Rheem | RKNL-G180D |  | Voluntarily Certified | ACAirCoolAllPhase&gt;=135k&lt; | False | False |  |  |  |  | 10.8 |  | 14 | 14 | [6 empty] | 172000 | Heating Other Than Electric Re | 08/29/2023 |  | 11/02/2023
Rheem Sales Company, Inc. | Rheem | RKNL-G300C |  | Voluntarily Certified | ACAirCoolAllPhase&gt;=240k&lt; | False | False |  |  |  |  | 9.8 |  | 13 | 13 | [6 empty] | 286000 | Heating Other Than Electric Re | 08/29/2023 |  | 11/02/2023
Rheem Sales Company, Inc. | Rheem | RKNL-G300D |  | Voluntarily Certified | ACAirCoolAllPhase&gt;=240k&lt; | False | False |  |  |  |  | 9.8 |  | 13 | 13 | [6 empty] | 286000 | Heating Other Than Electric Re | 08/29/2023 |  | 11/02/2023
Rheem Sales Company, Inc. | Rheem | RKNL-G240C |  | Voluntarily Certified | ACAirCoolAllPhase&gt;=135k&lt; | False | False |  |  |  |  | 10.8 |  | 14 | 14 | [6 empty] | 228000 | Heating Other Than Electric Re | 08/29/2023 |  | 11/02/2023
Rheem Sales Company, Inc. | Rheem | RKNL-G240D |  | Voluntarily Certified | ACAirCoolAllPhase&gt;=135k&lt; | False | False |  |  |  |  | 10.8 |  | 14 | 14 | [6 empty] | 228000 | Heating Other Than Electric Re | 08/29/2023 |  | 11/02/2023
Rheem Sales Company, Inc. | Rheem | RKNL-H180C |  | Voluntarily Certified | ACAirCoolAllPhase&gt;=135k&lt; | False | False |  |  |  |  | 10.8 |  | 14 | 14 | [6 empty] | 172000 | Heating Other Than Electric Re | 08/29/2023 |  | 11/02/2023
Rheem Sales Company, Inc. | Rheem | RKNL-H180D |  | Voluntarily Certified | ACAirCoolAllPhase&gt;=135k&lt; | False | False |  |  |  |  | 10.8 |  | 14 | 14 | [6 empty] | 172000 | Heating Other Than Electric Re | 08/29/2023 |  | 11/02/2023
Rheem Sales Company, Inc. | Rheem | RKNL-H210C |  | Voluntarily Certified | ACAirCoolAllPhase&gt;=135k&lt; | False | False |  |  |  |  | 10.8 |  | 14 | 14 | [6 empty] | 200000 | Heating Other Than Electric Re | 08/29/2023 |  | 11/02/2023
Rheem Sales Company, Inc. | Rheem | RKNL-H210D |  | Voluntarily Certified | ACAirCoolAllPhase&gt;=135k&lt; | False | False |  |  |  |  | 10.8 |  | 14 | 14 | [6 empty] | 200000 | Heating Other Than Electric Re | 08/29/2023 |  | 11/02/2023
Rheem Sales Company, Inc. | Rheem | RKNL-H240C |  | Voluntarily Certified | ACAirCoolAllPhase&gt;=135k&lt; | False | False |  |  |  |  | 10.8 |  | 14 | 14 | [6 empty] | 228000 | Heating Other Than Electric Re | 08/29/2023 |  | 11/02/2023
Rheem Sales Company, Inc. | Rheem | RKNL-H240D |  | Voluntarily Certified | ACAirCoolAllPhase&gt;=135k&lt; | False | False |  |  |  |  | 10.8 |  | 14 | 14 | [6 empty] | 228000 | Heating Other Than Electric Re | 08/29/2023 |  | 11/02/2023
Rheem Sales Company, Inc. | Rheem | RKNL-H300C |  | Voluntarily Certified | ACAirCoolAllPhase&gt;=240k&lt; | False | False |  |  |  |  | 9.8 |  | 13 | 13 | [6 empty] | 286000 | Heating Other Than Electric Re | 08/29/2023 |  | 11/02/2023
Rheem Sales Company, Inc. | Rheem | RKNL-H300D |  | Voluntarily Certified | ACAirCoolAllPhase&gt;=240k&lt; | False | False |  |  |  |  | 9.8 |  | 13 | 13 | [6 empty] | 286000 | Heating Other Than Electric Re | 08/29/2023 |  | 11/02/2023
Rheem Sales Company, Inc. | Rheem | RKRL-H240D |  | Voluntarily Certified | ACAirCoolAllPhase&gt;=135k&lt; | False | False |  |  |  |  | 11.6 |  | 14 | 14 | [6 empty] | 228000 | Heating Other Than Electric Re | 08/29/2023 |  | 11/02/2023
Rheem Sales Company, Inc. | Rheem | RACDZT150AC*****A |  | Voluntarily Certified | ACAirCoolAllPhase&gt;=135k&lt; | False | False |  |  |  |  | 11 |  | 14.2 | 14.2 | [6 empty] | 142000 | Electric Resistance Heating Or | 08/29/2023 |  | 11/02/2023
Rheem Sales Company, Inc. | Rheem | RACDZT150AD*****A |  | Voluntarily Certified | ACAirCoolAllPhase&gt;=135k&lt; | False | False |  |  |  |  | 11 |  | 14.2 | 14.2 | [6 empty] | 142000 | Electric Resistance Heating Or | 08/29/2023 |  | 11/02/2023
Rheem Sales Company, Inc. | Rheem | RGEDZT090AC*****A |  | Voluntarily Certified | ACAirCoolAllPhase&gt;=65k&lt;1 | False | False |  |  |  |  | 11 |  | 14.6 | 14.6 | [6 empty] | 85000 | Heating Other Than Electric Re | 08/29/2023 |  | 11/02/2023
Rheem Sales Company, Inc. | Rheem | RGEDZT090AD*****A |  | Voluntarily Certified | ACAirCoolAllPhase&gt;=65k&lt;1 | False | False |  |  |  |  | 11 |  | 14.6 | 14.6 | [6 empty] | 85000 | Heating Other Than Electric Re | 08/29/2023 |  | 11/02/2023
Rheem Sales Company, Inc. | Rheem | RGEDZT102AC*****A |  | Voluntarily Certified | ACAirCoolAllPhase&gt;=65k&lt;1 | False | False |  |  |  |  | 11 |  | 14.6 | 14.6 | [6 empty] | 96000 | Heating Other Than Electric Re | 08/29/2023 |  | 11/02/2023
Rheem Sales Company, Inc. | Rheem | RGEDZT102AD*****A |  | Voluntarily Certified | ACAirCoolAllPhase&gt;=65k&lt;1 | False | False |  |  |  |  | 11 |  | 14.6 | 14.6 | [6 empty] | 96000 | Heating Other Than Electric Re | 08/29/2023 |  | 11/02/2023
Rheem Sales Company, Inc. | Rheem | RGEDZT120AC*****A |  | Voluntarily Certified | ACAirCoolAllPhase&gt;=65k&lt;1 | False | False |  |  |  |  | 11 |  | 14.6 | 14.6 | [6 empty] | 114000 | Heating Other Than Electric Re | 08/29/2023 |  | 11/02/2023
Rheem Sales Company, Inc. | Rheem | RGEDZT120AD*****A |  | Voluntarily Certified | ACAirCoolAllPhase&gt;=65k&lt;1 | False | False |  |  |  |  | 11 |  | 14.6 | 14.6 | [6 empty] | 114000 | Heating Other Than Electric Re | 08/29/2023 |  | 11/02/2023
Rheem Sales Company, Inc. | Rheem | RGEDZT150AC*****A |  | Voluntarily Certified | ACAirCoolAllPhase&gt;=135k&lt; | False | False |  |  |  |  | 10.8 |  | 14 | 14 | [6 empty] | 142000 | Heating Other Than Electric Re | 08/29/2023 |  | 11/02/2023
Rheem Sales Company, Inc. | Rheem | RGEDZT150AD*****A |  | Voluntarily Certified | ACAirCoolAllPhase&gt;=135k&lt; | False | False |  |  |  |  | 10.8 |  | 14 | 14 | [6 empty] | 142000 | Heating Other Than Electric Re | 08/29/2023 |  | 11/02/2023
Rheem Sales Company, Inc. | Rheem | RLNL-H180C |  | Voluntarily Certified | ACAirCoolAllPhase&gt;=135k&lt; | False | False |  |  |  |  | 11 |  | 14.2 | 14.2 | [6 empty] | 172000 | Electric Resistance Heating Or | 08/29/2023 |  | 11/02/2023
Rheem Sales Company, Inc. | Rheem | RLNL-H180D |  | Voluntarily Certified | ACAirCoolAllPhase&gt;=135k&lt; | False | False |  |  |  |  | 11 |  | 14.2 | 14.2 | [6 empty] | 172000 | Electric Resistance Heating Or | 08/29/2023 |  | 11/02/2023
Rheem Sales Company, Inc. | Rheem | RLNL-H240C |  | Voluntarily Certified | ACAirCoolAllPhase&gt;=135k&lt; | False | False |  |  |  |  | 11 |  | 14.2 | 14.2 | [6 empty] | 228000 | Electric Resistance Heating Or | 08/29/2023 |  | 11/02/2023
Rheem Sales Company, Inc. | Rheem | RLNL-H240D |  | Voluntarily Certified | ACAirCoolAllPhase&gt;=135k&lt; | False | False |  |  |  |  | 11 |  | 14.2 | 14.2 | [6 empty] | 228000 | Electric Resistance Heating Or | 08/29/2023 |  | 11/02/2023
Rheem Sales Company, Inc. | Rheem | RLNL-H300C |  | Voluntarily Certified | ACAirCoolAllPhase&gt;=240k&lt; | False | False |  |  |  |  | 10 |  | 13.2 | 13.2 | [6 empty] | 290000 | Electric Resistance Heating Or | 08/29/2023 |  | 11/02/2023
Rheem Sales Company, Inc. | Rheem | RLNL-H300D |  | Voluntarily Certified | ACAirCoolAllPhase&gt;=240k&lt; | False | False |  |  |  |  | 10 |  | 13.2 | 13.2 | [6 empty] | 290000 | Electric Resistance Heating Or | 08/29/2023 |  | 11/02/2023
Rheem Sales Company, Inc. | Rheem | RACDZT090AC*****A |  | Voluntarily Certified | ACAirCoolAllPhase&gt;=65k&lt;1 | False | False |  |  |  |  | 11.2 |  | 14.8 | 14.8 | [6 empty] | 85000 | Electric Resistance Heating Or | 08/29/2023 |  | 11/02/2023
Rheem Sales Company, Inc. | Rheem | RACDZT090AD*****A |  | Voluntarily Certified | ACAirCoolAllPhase&gt;=65k&lt;1 | False | False |  |  |  |  | 11.2 |  | 14.8 | 14.8 | [6 empty] | 85000 | Electric Resistance Heating Or | 08/29/2023 |  | 11/02/2023
Rheem Sales Company, Inc. | Rheem | RACDZT102AC*****A |  | Voluntarily Certified | ACAirCoolAllPhase&gt;=65k&lt;1 | False | False |  |  |  |  | 11.2 |  | 14.8 | 14.8 | [6 empty] | 96000 | Electric Resistance Heating Or | 08/29/2023 |  | 11/02/2023
Rheem Sales Company, Inc. | Rheem | RACDZT102AD*****A |  | Voluntarily Certified | ACAirCoolAllPhase&gt;=65k&lt;1 | False | False |  |  |  |  | 11.2 |  | 14.8 | 14.8 | [6 empty] | 96000 | Electric Resistance Heating Or | 08/29/2023 |  | 11/02/2023
Rheem Sales Company, Inc. | Rheem | RACDZT120AC*****A |  | Voluntarily Certified | ACAirCoolAllPhase&gt;=65k&lt;1 | False | False |  |  |  |  | 11.2 |  | 14.8 | 14.8 | [6 empty] | 114000 | Electric Resistance Heating Or | 08/29/2023 |  | 11/02/2023
Rheem Sales Company, Inc. | Rheem | RACDZT120AD*****A |  | Voluntarily Certified | ACAirCoolAllPhase&gt;=65k&lt;1 | False | False |  |  |  |  | 11.2 |  | 14.8 | 14.8 | [6 empty] | 114000 | Electric Resistance Heating Or | 08/29/2023 |  | 11/02/2023
Rheem Sales Company, Inc. | Rheem | RHPDZT102AC*****B |  | Voluntarily Certified | HPAirCoolAllPhase&gt;=65k&lt;1 | False | False |  |  |  |  | 11 |  | 14.1 | 14.1 |  |  |  |  | 3.4 | 3.4 | 97000 | Electric Resistance Heating Or | 08/29/2023 |  | 11/02/2023
Rheem Sales Company, Inc. | Rheem | RHPDZT102AD*****B |  | Voluntarily Certified | HPAirCoolAllPhase&gt;=65k&lt;1 | False | False |  |  |  |  | 11 |  | 14.1 | 14.1 |  |  |  |  | 3.4 | 3.4 | 97000 | Electric Resistance Heating Or | 08/29/2023 |  | 11/02/2023
Rheem Sales Company, Inc. | Rheem | RLRL-H180C |  | Voluntarily Certified | ACAirCoolAllPhase&gt;=135k&lt; | False | False |  |  |  |  | 11.6 |  | 14.2 | 14.2 | [6 empty] | 170000 | Electric Resistance Heating Or | 08/29/2023 |  | 11/02/2023
Rheem Sales Company, Inc. | Rheem | RLRL-H180D |  | Voluntarily Certified | ACAirCoolAllPhase&gt;=135k&lt; | False | False |  |  |  |  | 11.6 |  | 14.2 | 14.2 | [6 empty] | 170000 | Electric Resistance Heating Or | 08/29/2023 |  | 11/02/2023
Rheem Sales Company, Inc. | Rheem | RLRL-H240C |  | Voluntarily Certified | ACAirCoolAllPhase&gt;=135k&lt; | False | False |  |  |  |  | 11.6 |  | 14.2 | 14.2 | [6 empty] | 228000 | Electric Resistance Heating Or | 08/29/2023 |  | 11/02/2023
Rheem Sales Company, Inc. | Rheem | RLRL-H240D |  | Voluntarily Certified | ACAirCoolAllPhase&gt;=135k&lt; | False | False |  |  |  |  | 11.6 |  | 14.2 | 14.2 | [6 empty] | 228000 | Electric Resistance Heating Or | 08/29/2023 |  | 11/02/2023
Rheem Sales Company, Inc. | Rheem | RACH5U360AC |  | Voluntarily Certified | ACAirCoolAllPhase&gt;=240k&lt; | False | False |  |  |  |  | 10.5 |  | 14.6 | 13.2 | [6 empty] | 330000 | Electric Resistance Heating Or | 08/29/2023 |  | 11/02/2023
Rheem Sales Company, Inc. | Rheem | RHPH2T180AC |  | Voluntarily Certified | HPAirCoolAllPhase&gt;=135k&lt; | False | False |  |  |  |  | 10.6 |  | 13.5 | 13.5 |  |  |  |  | 3.3 | 3.3 | 172000 | Electric Resistance Heating Or | 08/29/2023 |  | 11/02/2023
Rheem Sales Company, Inc. | Rheem | RHPH2T180AD |  | Voluntarily Certified | HPAirCoolAllPhase&gt;=135k&lt; | False | False |  |  |  |  | 10.6 |  | 13.5 | 13.5 |  |  |  |  | 3.3 | 3.3 | 172000 | Electric Resistance Heating Or | 08/29/2023 |  | 11/02/2023
Rheem Sales Company, Inc. | Rheem | RGECZT072AC |  | Voluntarily Certified | ACAirCoolAllPhase&gt;=65k&lt;1 | False | False |  |  |  |  | 11 |  | 14.6 | 14.6 | [6 empty] | 68000 | Heating Other Than Electric Re | 08/29/2023 |  | 11/02/2023
Rheem Sales Company, Inc. | Rheem | RGECZT072AD |  | Voluntarily Certified | ACAirCoolAllPhase&gt;=65k&lt;1 | False | False |  |  |  |  | 11 |  | 14.6 | 14.6 | [6 empty] | 68000 | Heating Other Than Electric Re | 08/29/2023 |  | 11/02/2023
Rheem Sales Company, Inc. | Rheem | RACCZT072AC |  | Voluntarily Certified | ACAirCoolAllPhase&gt;=65k&lt;1 | False | False |  |  |  |  | 11.2 |  | 14.8 | 14.8 | [6 empty] | 68000 | Electric Resistance Heating Or | 08/29/2023 |  | 11/02/2023
Rheem Sales Company, Inc. | Rheem | RACCZT072AD |  | Voluntarily Certified | ACAirCoolAllPhase&gt;=65k&lt;1 | False | False |  |  |  |  | 11.2 |  | 14.8 | 14.8 | [6 empty] | 68000 | Electric Resistance Heating Or | 08/29/2023 |  | 11/02/2023
Rheem Sales Company, Inc. | Rheem | RHPCZT072AC |  | Voluntarily Certified | HPAirCoolAllPhase&gt;=65k&lt;1 | False | False |  |  |  |  | 11 |  | 14.1 | 14.1 |  |  |  |  | 3.4 | 3.4 | 68000 | Electric Resistance Heating Or | 08/29/2023 |  | 11/02/2023
Rheem Sales Company, Inc. | Rheem | RHPCZT072AD |  | Voluntarily Certified | HPAirCoolAllPhase&gt;=65k&lt;1 | False | False |  |  |  |  | 11 |  | 14.1 | 14.1 |  |  |  |  | 3.4 | 3.4 | 68000 | Electric Resistance Heating Or | 08/29/2023 |  | 11/02/2023
Rheem Sales Company, Inc. | Rheem | RACG2T180AC |  | Voluntarily Certified | ACAirCoolAllPhase&gt;=135k&lt; | False | False |  |  |  |  | 11 |  | 14.2 | 14.2 | [6 empty] | 172000 | Electric Resistance Heating Or | 08/29/2023 |  | 11/02/2023
Rheem Sales Company, Inc. | Rheem | RACG2T180AD |  | Voluntarily Certified | ACAirCoolAllPhase&gt;=135k&lt; | False | False |  |  |  |  | 11 |  | 14.2 | 14.2 | [6 empty] | 172000 | Electric Resistance Heating Or | 08/29/2023 |  | 11/02/2023
Rheem Sales Company, Inc. | Rheem | RACG2T210AC |  | Voluntarily Certified | ACAirCoolAllPhase&gt;=135k&lt; | False | False |  |  |  |  | 11 |  | 14.2 | 14.2 | [6 empty] | 200000 | Electric Resistance Heating Or | 08/29/2023 |  | 11/02/2023
Rheem Sales Company, Inc. | Rheem | RACG2T240AC |  | Voluntarily Certified | ACAirCoolAllPhase&gt;=135k&lt; | False | False |  |  |  |  | 11 |  | 14.2 | 14.2 | [6 empty] | 230000 | Electric Resistance Heating Or | 08/29/2023 |  | 11/02/2023
Rheem Sales Company, Inc. | Rheem | RACG2T240AD |  | Voluntarily Certified | ACAirCoolAllPhase&gt;=135k&lt; | False | False |  |  |  |  | 11 |  | 14.2 | 14.2 | [6 empty] | 230000 | Electric Resistance Heating Or | 08/29/2023 |  | 11/02/2023
Rheem Sales Company, Inc. | Rheem | RGEG2T180AC |  | Voluntarily Certified | ACAirCoolAllPhase&gt;=135k&lt; | False | False |  |  |  |  | 10.8 |  | 14 | 14 | [6 empty] | 172000 | Heating Other Than Electric Re | 08/29/2023 |  | 11/02/2023
Rheem Sales Company, Inc. | Rheem | RGEG2T180AD |  | Voluntarily Certified | ACAirCoolAllPhase&gt;=135k&lt; | False | False |  |  |  |  | 10.8 |  | 14 | 14 | [6 empty] | 172000 | Heating Other Than Electric Re | 08/29/2023 |  | 11/02/2023
Rheem Sales Company, Inc. | Rheem | RGEG2T210AC |  | Voluntarily Certified | ACAirCoolAllPhase&gt;=135k&lt; | False | False |  |  |  |  | 10.8 |  | 14 | 14 | [6 empty] | 200000 | Heating Other Than Electric Re | 08/29/2023 |  | 11/02/2023
Rheem Sales Company, Inc. | Rheem | RGEG2T240AC |  | Voluntarily Certified | ACAirCoolAllPhase&gt;=135k&lt; | False | False |  |  |  |  | 10.8 |  | 14 | 14 | [6 empty] | 228000 | Heating Other Than Electric Re | 08/29/2023 |  | 11/02/2023
Rheem Sales Company, Inc. | Rheem | RGEG2T240AD |  | Voluntarily Certified | ACAirCoolAllPhase&gt;=135k&lt; | False | False |  |  |  |  | 10.8 |  | 14 | 14 | [6 empty] | 228000 | Heating Other Than Electric Re | 08/29/2023 |  | 11/02/2023
Rheem Sales Company, Inc. | Rheem | RGEG2T300AC |  | Voluntarily Certified | ACAirCoolAllPhase&gt;=240k&lt; | False | False |  |  |  |  | 9.8 |  | 13 | 13 | [6 empty] | 284000 | Heating Other Than Electric Re | 08/29/2023 |  | 11/02/2023
Rheem Sales Company, Inc. | Rheem | RACH5U360AD |  | Voluntarily Certified | ACAirCoolAllPhase&gt;=240k&lt; | False | False |  |  |  |  | 10.5 |  | 14.2 | 13.2 | [6 empty] | 330000 | Electric Resistance Heating Or | 08/29/2023 |  | 11/02/2023
Rheem Sales Company, Inc. | Rheem | RACG2T300AC |  | Voluntarily Certified | ACAirCoolAllPhase&gt;=240k&lt; | False | False |  |  |  |  | 10 |  | 13.2 | 13.2 | [6 empty] | 286000 | Electric Resistance Heating Or | 08/29/2023 |  | 11/02/2023
Rheem Sales Company, Inc. | Rheem | RACG2T300AD |  | Voluntarily Certified | ACAirCoolAllPhase&gt;=240k&lt; | False | False |  |  |  |  | 10 |  | 13.2 | 13.2 | [6 empty] | 286000 | Electric Resistance Heating Or | 08/29/2023 |  | 11/02/2023
Rheem Sales Company, Inc. | Rheem | RGEG2T300AD |  | Voluntarily Certified | ACAirCoolAllPhase&gt;=240k&lt; | False | False |  |  |  |  | 9.8 |  | 13 | 13 | [6 empty] | 284000 | Heating Other Than Electric Re | 08/29/2023 |  | 11/02/2023
Rheem Sales Company, Inc. | Rheem | RGEH5U360AC |  | Voluntarily Certified | ACAirCoolAllPhase&gt;=240k&lt; | False | False |  |  |  |  | 9.8 |  | 14.2 | 13 | [6 empty] | 330000 | Heating Other Than Electric Re | 08/29/2023 |  | 11/02/2023
Rheem Sales Company, Inc. | Rheem | RGEH5U360AD |  | Voluntarily Certified | ACAirCoolAllPhase&gt;=240k&lt; | False | False |  |  |  |  | 9.8 |  | 14.2 | 13 | [6 empty] | 330000 | Heating Other Than Electric Re | 08/29/2023 |  | 11/02/2023
Rheem Sales Company, Inc. | Rheem | RGEG2T210AD |  | Voluntarily Certified | ACAirCoolAllPhase&gt;=135k&lt; | False | False |  |  |  |  | 10.8 |  | 14 | 14 | [6 empty] | 200000 | Heating Other Than Electric Re | 08/29/2023 |  | 11/02/2023
Rheem Sales Company, Inc. | Rheem | RACG2T210AD |  | Voluntarily Certified | ACAirCoolAllPhase&gt;=135k&lt; | False | False |  |  |  |  | 11 |  | 14.2 | 14.2 | [6 empty] | 200000 | Electric Resistance Heating Or | 08/29/2023 |  | 11/02/2023
Rheem Sales Company, Inc. | Rheem | RLNL-G180C |  | Voluntarily Certified | ACAirCoolAllPhase&gt;=135k&lt; | False | False |  |  |  |  | 11 |  | 14.2 | 14.2 | [6 empty] | 172000 | Electric Resistance Heating Or | 08/29/2023 |  | 11/02/2023
Rheem Sales Company, Inc. | Rheem | RLNL-G180D |  | Voluntarily Certified | ACAirCoolAllPhase&gt;=135k&lt; | False | False |  |  |  |  | 11 |  | 14.2 | 14.2 | [6 empty] | 172000 | Electric Resistance Heating Or | 08/29/2023 |  | 11/02/2023
Rheem Sales Company, Inc. | Rheem | RLNL-G300C |  | Voluntarily Certified | ACAirCoolAllPhase&gt;=240k&lt; | False | False |  |  |  |  | 10 |  | 13.2 | 13.2 | [6 empty] | 290000 | Electric Resistance Heating Or | 08/29/2023 |  | 11/02/2023
Rheem Sales Company, Inc. | Rheem | RLNL-G300D |  | Voluntarily Certified | ACAirCoolAllPhase&gt;=240k&lt; | False | False |  |  |  |  | 10 |  | 13.2 | 13.2 | [6 empty] | 290000 | Electric Resistance Heating Or | 08/29/2023 |  | 11/02/2023
Rheem Sales Company, Inc. | Rheem | RLNL-G240C |  | Voluntarily Certified | ACAirCoolAllPhase&gt;=135k&lt; | False | False |  |  |  |  | 11 |  | 14.2 | 14.2 | [6 empty] | 228000 | Electric Resistance Heating Or | 08/29/2023 |  | 11/02/2023
Rheem Sales Company, Inc. | Rheem | RLNL-G240D |  | Voluntarily Certified | ACAirCoolAllPhase&gt;=135k&lt; | False | False |  |  |  |  | 11 |  | 14.2 | 14.2 | [6 empty] | 228000 | Electric Resistance Heating Or | 08/29/2023 |  | 11/02/2023
Rheem Sales Company, Inc. | RUSSELL | RLNL-G300D |  | Voluntarily Certified | ACAirCoolAllPhase&gt;=240k&lt; | False | False |  |  |  |  | 10 |  | 13.2 | 13.2 | [6 empty] | 290000 | Electric Resistance Heating Or | 08/29/2023 |  | 11/02/2023
Rheem Sales Company, Inc. | RUSSELL | RLNL-G240C |  | Voluntarily Certified | ACAirCoolAllPhase&gt;=135k&lt; | False | False |  |  |  |  | 11 |  | 14.2 | 14.2 | [6 empty] | 228000 | Electric Resistance Heating Or | 08/29/2023 |  | 11/02/2023
Rheem Sales Company, Inc. | RUSSELL | RLNL-G240D |  | Voluntarily Certified | ACAirCoolAllPhase&gt;=135k&lt; | False | False |  |  |  |  | 11 |  | 14.2 | 14.2 | [6 empty] | 228000 | Electric Resistance Heating Or | 08/29/2023 |  | 11/02/2023
Rheem Sales Company, Inc. | RUSSELL | RLNL-H240D |  | Voluntarily Certified | ACAirCoolAllPhase&gt;=135k&lt; | False | False |  |  |  |  | 11 |  | 14.2 | 14.2 | [6 empty] | 228000 | Electric Resistance Heating Or | 08/29/2023 |  | 11/02/2023
Rheem Sales Company, Inc. | RUSSELL | RLNL-H300C |  | Voluntarily Certified | ACAirCoolAllPhase&gt;=240k&lt; | False | False |  |  |  |  | 10 |  | 13.2 | 13.2 | [6 empty] | 290000 | Electric Resistance Heating Or | 08/29/2023 |  | 11/02/2023
Rheem Sales Company, Inc. | RUSSELL | RLNL-H300D |  | Voluntarily Certified | ACAirCoolAllPhase&gt;=240k&lt; | False | False |  |  |  |  | 10 |  | 13.2 | 13.2 | [6 empty] | 290000 | Electric Resistance Heating Or | 08/29/2023 |  | 11/02/2023
Rheem Sales Company, Inc. | RUSSELL | RLRL-H180D |  | Voluntarily Certified | ACAirCoolAllPhase&gt;=135k&lt; | False | False |  |  |  |  | 11.6 |  | 14.2 | 14.2 | [6 empty] | 170000 | Electric Resistance Heating Or | 08/29/2023 |  | 11/02/2023
Rheem Sales Company, Inc. | RUSSELL | RLRL-H240C |  | Voluntarily Certified | ACAirCoolAllPhase&gt;=135k&lt; | False | False |  |  |  |  | 11.6 |  | 14.2 | 14.2 | [6 empty] | 228000 | Electric Resistance Heating Or | 08/29/2023 |  | 11/02/2023
Rheem Sales Company, Inc. | RUSSELL | RLRL-H240D |  | Voluntarily Certified | ACAirCoolAllPhase&gt;=135k&lt; | False | False |  |  |  |  | 11.6 |  | 14.2 | 14.2 | [6 empty] | 228000 | Electric Resistance Heating Or | 08/29/2023 |  | 11/02/2023
Rheem Sales Company, Inc. | RUSSELL | RKNL-G180C |  | Voluntarily Certified | ACAirCoolAllPhase&gt;=135k&lt; | False | False |  |  |  |  | 10.8 |  | 14 | 14 | [6 empty] | 172000 | Heating Other Than Electric Re | 08/29/2023 |  | 11/02/2023
Rheem Sales Company, Inc. | RUSSELL | RKNL-H180D |  | Voluntarily Certified | ACAirCoolAllPhase&gt;=135k&lt; | False | False |  |  |  |  | 10.8 |  | 14 | 14 | [6 empty] | 172000 | Heating Other Than Electric Re | 08/29/2023 |  | 11/02/2023
Rheem Sales Company, Inc. | RUSSELL | RKNL-H210C |  | Voluntarily Certified | ACAirCoolAllPhase&gt;=135k&lt; | False | False |  |  |  |  | 10.8 |  | 14 | 14 | [6 empty] | 200000 | Heating Other Than Electric Re | 08/29/2023 |  | 11/02/2023
Rheem Sales Company, Inc. | RUSSELL | RKNL-H210D |  | Voluntarily Certified | ACAirCoolAllPhase&gt;=135k&lt; | False | False |  |  |  |  | 10.8 |  | 14 | 14 | [6 empty] | 200000 | Heating Other Than Electric Re | 08/29/2023 |  | 11/02/2023
Rheem Sales Company, Inc. | RUSSELL | RKNL-H240C |  | Voluntarily Certified | ACAirCoolAllPhase&gt;=135k&lt; | False | False |  |  |  |  | 10.8 |  | 14 | 14 | [6 empty] | 228000 | Heating Other Than Electric Re | 08/29/2023 |  | 11/02/2023
Rheem Sales Company, Inc. | RUSSELL | RKRL-H180C |  | Voluntarily Certified | ACAirCoolAllPhase&gt;=135k&lt; | False | False |  |  |  |  | 11.6 |  | 14 | 14 | [6 empty] | 170000 | Heating Other Than Electric Re | 08/29/2023 |  | 11/02/2023
Rheem Sales Company, Inc. | RUSSELL | RKRL-H180D |  | Voluntarily Certified | ACAirCoolAllPhase&gt;=135k&lt; | False | False |  |  |  |  | 11.6 |  | 14 | 14 | [6 empty] | 170000 | Heating Other Than Electric Re | 08/29/2023 |  | 11/02/2023
Rheem Sales Company, Inc. | RUSSELL | RKRL-H240C |  | Voluntarily Certified | ACAirCoolAllPhase&gt;=135k&lt; | False | False |  |  |  |  | 11.6 |  | 14 | 14 | [6 empty] | 228000 | Heating Other Than Electric Re | 08/29/2023 |  | 11/02/2023
Rheem Sales Company, Inc. | RUSSELL | RKRL-H240D |  | Voluntarily Certified | ACAirCoolAllPhase&gt;=135k&lt; | False | False |  |  |  |  | 11.6 |  | 14 | 14 | [6 empty] | 228000 | Heating Other Than Electric Re | 08/29/2023 |  | 11/02/2023
Rheem Sales Company, Inc. | RUSSELL | RACDZT090AC*****A |  | Voluntarily Certified | ACAirCoolAllPhase&gt;=65k&lt;1 | False | False |  |  |  |  | 11.2 |  | 14.8 | 14.8 | [6 empty] | 85000 | Electric Resistance Heating Or | 08/29/2023 |  | 11/02/2023
Rheem Sales Company, Inc. | RUSSELL | RACDZT090AD*****A |  | Voluntarily Certified | ACAirCoolAllPhase&gt;=65k&lt;1 | False | False |  |  |  |  | 11.2 |  | 14.8 | 14.8 | [6 empty] | 85000 | Electric Resistance Heating Or | 08/29/2023 |  | 11/02/2023
Rheem Sales Company, Inc. | RUSSELL | RACDZT102AC*****A |  | Voluntarily Certified | ACAirCoolAllPhase&gt;=65k&lt;1 | False | False |  |  |  |  | 11.2 |  | 14.8 | 14.8 | [6 empty] | 96000 | Electric Resistance Heating Or | 08/29/2023 |  | 11/02/2023
Rheem Sales Company, Inc. | RUSSELL | RACDZT102AD*****A |  | Voluntarily Certified | ACAirCoolAllPhase&gt;=65k&lt;1 | False | False |  |  |  |  | 11.2 |  | 14.8 | 14.8 | [6 empty] | 96000 | Electric Resistance Heating Or | 08/29/2023 |  | 11/02/2023
Rheem Sales Company, Inc. | RUSSELL | RACDZT120AC*****A |  | Voluntarily Certified | ACAirCoolAllPhase&gt;=65k&lt;1 | False | False |  |  |  |  | 11.2 |  | 14.8 | 14.8 | [6 empty] | 114000 | Electric Resistance Heating Or | 08/29/2023 |  | 11/02/2023
Rheem Sales Company, Inc. | RUSSELL | RACDZT120AD*****A |  | Voluntarily Certified | ACAirCoolAllPhase&gt;=65k&lt;1 | False | False |  |  |  |  | 11.2 |  | 14.8 | 14.8 | [6 empty] | 114000 | Electric Resistance Heating Or | 08/29/2023 |  | 11/02/2023
Rheem Sales Company, Inc. | RUSSELL | RACDZT150AC*****A |  | Voluntarily Certified | ACAirCoolAllPhase&gt;=135k&lt; | False | False |  |  |  |  | 11 |  | 14.2 | 14.2 | [6 empty] | 142000 | Electric Resistance Heating Or | 08/29/2023 |  | 11/02/2023
Rheem Sales Company, Inc. | RUSSELL | RACDZT150AD*****A |  | Voluntarily Certified | ACAirCoolAllPhase&gt;=135k&lt; | False | False |  |  |  |  | 11 |  | 14.2 | 14.2 | [6 empty] | 142000 | Electric Resistance Heating Or | 08/29/2023 |  | 11/02/2023
Rheem Sales Company, Inc. | RUSSELL | RGEDZT090AC*****A |  | Voluntarily Certified | ACAirCoolAllPhase&gt;=65k&lt;1 | False | False |  |  |  |  | 11 |  | 14.6 | 14.6 | [6 empty] | 85000 | Heating Other Than Electric Re | 08/29/2023 |  | 11/02/2023
Rheem Sales Company, Inc. | RUSSELL | RGEDZT090AD*****A |  | Voluntarily Certified | ACAirCoolAllPhase&gt;=65k&lt;1 | False | False |  |  |  |  | 11 |  | 14.6 | 14.6 | [6 empty] | 85000 | Heating Other Than Electric Re | 08/29/2023 |  | 11/02/2023
Rheem Sales Company, Inc. | RUSSELL | RGEDZT102AC*****A |  | Voluntarily Certified | ACAirCoolAllPhase&gt;=65k&lt;1 | False | False |  |  |  |  | 11 |  | 14.6 | 14.6 | [6 empty] | 96000 | Heating Other Than Electric Re | 08/29/2023 |  | 11/02/2023
Rheem Sales Company, Inc. | RUSSELL | RGEDZT102AD*****A |  | Voluntarily Certified | ACAirCoolAllPhase&gt;=65k&lt;1 | False | False |  |  |  |  | 11 |  | 14.6 | 14.6 | [6 empty] | 96000 | Heating Other Than Electric Re | 08/29/2023 |  | 11/02/2023
Rheem Sales Company, Inc. | RUSSELL | RGEDZT120AC*****A |  | Voluntarily Certified | ACAirCoolAllPhase&gt;=65k&lt;1 | False | False |  |  |  |  | 11 |  | 14.6 | 14.6 | [6 empty] | 114000 | Heating Other Than Electric Re | 08/29/2023 |  | 11/02/2023
Rheem Sales Company, Inc. | RUSSELL | RGEDZT120AD*****A |  | Voluntarily Certified | ACAirCoolAllPhase&gt;=65k&lt;1 | False | False |  |  |  |  | 11 |  | 14.6 | 14.6 | [6 empty] | 114000 | Heating Other Than Electric Re | 08/29/2023 |  | 11/02/2023
Rheem Sales Company, Inc. | RUSSELL | RGEDZT150AC*****A |  | Voluntarily Certified | ACAirCoolAllPhase&gt;=135k&lt; | False | False |  |  |  |  | 10.8 |  | 14 | 14 | [6 empty] | 142000 | Heating Other Than Electric Re | 08/29/2023 |  | 11/02/2023
Rheem Sales Company, Inc. | RUSSELL | RGEDZT150AD*****A |  | Voluntarily Certified | ACAirCoolAllPhase&gt;=135k&lt; | False | False |  |  |  |  | 10.8 |  | 14 | 14 | [6 empty] | 142000 | Heating Other Than Electric Re | 08/29/2023 |  | 11/02/2023
Rheem Sales Company, Inc. | RUSSELL | RHPDZT102AC*****B |  | Voluntarily Certified | HPAirCoolAllPhase&gt;=65k&lt;1 | False | False |  |  |  |  | 11 |  | 14.1 | 14.1 |  |  |  |  | 3.4 | 3.4 | 97000 | Electric Resistance Heating Or | 08/29/2023 |  | 11/02/2023
Rheem Sales Company, Inc. | RUSSELL | RHPDZT102AD*****B |  | Voluntarily Certified | HPAirCoolAllPhase&gt;=65k&lt;1 | False | False |  |  |  |  | 11 |  | 14.1 | 14.1 |  |  |  |  | 3.4 | 3.4 | 97000 | Electric Resistance Heating Or | 08/29/2023 |  | 11/02/2023
Rheem Sales Company, Inc. | RUSSELL | RLNL-G180C |  | Voluntarily Certified | ACAirCoolAllPhase&gt;=135k&lt; | False | False |  |  |  |  | 11 |  | 14.2 | 14.2 | [6 empty] | 172000 | Electric Resistance Heating Or | 08/29/2023 |  | 11/02/2023
Rheem Sales Company, Inc. | RUSSELL | RLNL-G180D |  | Voluntarily Certified | ACAirCoolAllPhase&gt;=135k&lt; | False | False |  |  |  |  | 11 |  | 14.2 | 14.2 | [6 empty] | 172000 | Electric Resistance Heating Or | 08/29/2023 |  | 11/02/2023
Rheem Sales Company, Inc. | RUSSELL | RLNL-G300C |  | Voluntarily Certified | ACAirCoolAllPhase&gt;=240k&lt; | False | False |  |  |  |  | 10 |  | 13.2 | 13.2 | [6 empty] | 290000 | Electric Resistance Heating Or | 08/29/2023 |  | 11/02/2023
Rheem Sales Company, Inc. | RUSSELL | RLNL-H180C |  | Voluntarily Certified | ACAirCoolAllPhase&gt;=135k&lt; | False | False |  |  |  |  | 11 |  | 14.2 | 14.2 | [6 empty] | 172000 | Electric Resistance Heating Or | 08/29/2023 |  | 11/02/2023
Rheem Sales Company, Inc. | RUSSELL | RLNL-H180D |  | Voluntarily Certified | ACAirCoolAllPhase&gt;=135k&lt; | False | False |  |  |  |  | 11 |  | 14.2 | 14.2 | [6 empty] | 172000 | Electric Resistance Heating Or | 08/29/2023 |  | 11/02/2023
Rheem Sales Company, Inc. | RUSSELL | RLNL-H240C |  | Voluntarily Certified | ACAirCoolAllPhase&gt;=135k&lt; | False | False |  |  |  |  | 11 |  | 14.2 | 14.2 | [6 empty] | 228000 | Electric Resistance Heating Or | 08/29/2023 |  | 11/02/2023
Rheem Sales Company, Inc. | RUSSELL | RKNL-H240D |  | Voluntarily Certified | ACAirCoolAllPhase&gt;=135k&lt; | False | False |  |  |  |  | 10.8 |  | 14 | 14 | [6 empty] | 228000 | Heating Other Than Electric Re | 08/29/2023 |  | 11/02/2023
Rheem Sales Company, Inc. | RUSSELL | RKNL-H300C |  | Voluntarily Certified | ACAirCoolAllPhase&gt;=240k&lt; | False | False |  |  |  |  | 9.8 |  | 13 | 13 | [6 empty] | 286000 | Heating Other Than Electric Re | 08/29/2023 |  | 11/02/2023
Rheem Sales Company, Inc. | RUSSELL | RKNL-H300D |  | Voluntarily Certified | ACAirCoolAllPhase&gt;=240k&lt; | False | False |  |  |  |  | 9.8 |  | 13 | 13 | [6 empty] | 286000 | Heating Other Than Electric Re | 08/29/2023 |  | 11/02/2023
Rheem Sales Company, Inc. | RUSSELL | RLRL-H180C |  | Voluntarily Certified | ACAirCoolAllPhase&gt;=135k&lt; | False | False |  |  |  |  | 11.6 |  | 14.2 | 14.2 | [6 empty] | 170000 | Electric Resistance Heating Or | 08/29/2023 |  | 11/02/2023
Rheem Sales Company, Inc. | RUSSELL | RKNL-G180D |  | Voluntarily Certified | ACAirCoolAllPhase&gt;=135k&lt; | False | False |  |  |  |  | 10.8 |  | 14 | 14 | [6 empty] | 172000 | Heating Other Than Electric Re | 08/29/2023 |  | 11/02/2023
Rheem Sales Company, Inc. | RUSSELL | RKNL-G300C |  | Voluntarily Certified | ACAirCoolAllPhase&gt;=240k&lt; | False | False |  |  |  |  | 9.8 |  | 13 | 13 | [6 empty] | 286000 | Heating Other Than Electric Re | 08/29/2023 |  | 11/02/2023
Rheem Sales Company, Inc. | RUSSELL | RKNL-G300D |  | Voluntarily Certified | ACAirCoolAllPhase&gt;=240k&lt; | False | False |  |  |  |  | 9.8 |  | 13 | 13 | [6 empty] | 286000 | Heating Other Than Electric Re | 08/29/2023 |  | 11/02/2023
Rheem Sales Company, Inc. | RUSSELL | RKNL-H180C |  | Voluntarily Certified | ACAirCoolAllPhase&gt;=135k&lt; | False | False |  |  |  |  | 10.8 |  | 14 | 14 | [6 empty] | 172000 | Heating Other Than Electric Re | 08/29/2023 |  | 11/02/2023
Rheem Sales Company, Inc. | Ruud | RACDZT090AC*****A |  | Voluntarily Certified | ACAirCoolAllPhase&gt;=65k&lt;1 | False | False |  |  |  |  | 11.2 |  | 14.8 | 14.8 | [6 empty] | 85000 | Electric Resistance Heating Or | 08/29/2023 |  | 11/02/2023
Rheem Sales Company, Inc. | Ruud | RACDZT102AD*****A |  | Voluntarily Certified | ACAirCoolAllPhase&gt;=65k&lt;1 | False | False |  |  |  |  | 11.2 |  | 14.8 | 14.8 | [6 empty] | 96000 | Electric Resistance Heating Or | 08/29/2023 |  | 11/02/2023
Rheem Sales Company, Inc. | Ruud | RACDZT102AC*****A |  | Voluntarily Certified | ACAirCoolAllPhase&gt;=65k&lt;1 | False | False |  |  |  |  | 11.2 |  | 14.8 | 14.8 | [6 empty] | 96000 | Electric Resistance Heating Or | 08/29/2023 |  | 11/02/2023
Rheem Sales Company, Inc. | Ruud | RACDZT090AD*****A |  | Voluntarily Certified | ACAirCoolAllPhase&gt;=65k&lt;1 | False | False |  |  |  |  | 11.2 |  | 14.8 | 14.8 | [6 empty] | 85000 | Electric Resistance Heating Or | 08/29/2023 |  | 11/02/2023
Rheem Sales Company, Inc. | Ruud | RLNL-H300C |  | Voluntarily Certified | ACAirCoolAllPhase&gt;=240k&lt; | False | False |  |  |  |  | 10 |  | 13.2 | 13.2 | [6 empty] | 290000 | Electric Resistance Heating Or | 08/29/2023 |  | 11/02/2023
Rheem Sales Company, Inc. | Ruud | RLNL-G300D |  | Voluntarily Certified | ACAirCoolAllPhase&gt;=240k&lt; | False | False |  |  |  |  | 10 |  | 13.2 | 13.2 | [6 empty] | 290000 | Electric Resistance Heating Or | 08/29/2023 |  | 11/02/2023
Rheem Sales Company, Inc. | Ruud | RLNL-H300D |  | Voluntarily Certified | ACAirCoolAllPhase&gt;=240k&lt; | False | False |  |  |  |  | 10 |  | 13.2 | 13.2 | [6 empty] | 290000 | Electric Resistance Heating Or | 08/29/2023 |  | 11/02/2023
Rheem Sales Company, Inc. | Ruud | RKRL-H180C |  | Voluntarily Certified | ACAirCoolAllPhase&gt;=135k&lt; | False | False |  |  |  |  | 11.6 |  | 14 | 14 | [6 empty] | 170000 | Heating Other Than Electric Re | 08/29/2023 |  | 11/02/2023
Rheem Sales Company, Inc. | Ruud | RKRL-H180D |  | Voluntarily Certified | ACAirCoolAllPhase&gt;=135k&lt; | False | False |  |  |  |  | 11.6 |  | 14 | 14 | [6 empty] | 170000 | Heating Other Than Electric Re | 08/29/2023 |  | 11/02/2023
Rheem Sales Company, Inc. | Ruud | RKRL-H240C |  | Voluntarily Certified | ACAirCoolAllPhase&gt;=135k&lt; | False | False |  |  |  |  | 11.6 |  | 14 | 14 | [6 empty] | 228000 | Heating Other Than Electric Re | 08/29/2023 |  | 11/02/2023
Rheem Sales Company, Inc. | Ruud | RKRL-H240D |  | Voluntarily Certified | ACAirCoolAllPhase&gt;=135k&lt; | False | False |  |  |  |  | 11.6 |  | 14 | 14 | [6 empty] | 228000 | Heating Other Than Electric Re | 08/29/2023 |  | 11/02/2023
Rheem Sales Company, Inc. | Ruud | RLRL-H180C |  | Voluntarily Certified | ACAirCoolAllPhase&gt;=135k&lt; | False | False |  |  |  |  | 11.6 |  | 14.2 | 14.2 | [6 empty] | 170000 | Electric Resistance Heating Or | 08/29/2023 |  | 11/02/2023
Rheem Sales Company, Inc. | Ruud | RLRL-H180D |  | Voluntarily Certified | ACAirCoolAllPhase&gt;=135k&lt; | False | False |  |  |  |  | 11.6 |  | 14.2 | 14.2 | [6 empty] | 170000 | Electric Resistance Heating Or | 08/29/2023 |  | 11/02/2023
Rheem Sales Company, Inc. | Ruud | RLRL-H240C |  | Voluntarily Certified | ACAirCoolAllPhase&gt;=135k&lt; | False | False |  |  |  |  | 11.6 |  | 14.2 | 14.2 | [6 empty] | 228000 | Electric Resistance Heating Or | 08/29/2023 |  | 11/02/2023
Rheem Sales Company, Inc. | Ruud | RLRL-H240D |  | Voluntarily Certified | ACAirCoolAllPhase&gt;=135k&lt; | False | False |  |  |  |  | 11.6 |  | 14.2 | 14.2 | [6 empty] | 228000 | Electric Resistance Heating Or | 08/29/2023 |  | 11/02/2023
Rheem Sales Company, Inc. | Ruud | RKNL-H240C |  | Voluntarily Certified | ACAirCoolAllPhase&gt;=135k&lt; | False | False |  |  |  |  | 10.8 |  | 14 | 14 | [6 empty] | 228000 | Heating Other Than Electric Re | 08/29/2023 |  | 11/02/2023
Rheem Sales Company, Inc. | Ruud | RKNL-H240D |  | Voluntarily Certified | ACAirCoolAllPhase&gt;=135k&lt; | False | False |  |  |  |  | 10.8 |  | 14 | 14 | [6 empty] | 228000 | Heating Other Than Electric Re | 08/29/2023 |  | 11/02/2023
Rheem Sales Company, Inc. | Ruud | RKNL-H300C |  | Voluntarily Certified | ACAirCoolAllPhase&gt;=240k&lt; | False | False |  |  |  |  | 9.8 |  | 13 | 13 | [6 empty] | 286000 | Heating Other Than Electric Re | 08/29/2023 |  | 11/02/2023
Rheem Sales Company, Inc. | Ruud | RLNL-H180C |  | Voluntarily Certified | ACAirCoolAllPhase&gt;=135k&lt; | False | False |  |  |  |  | 11 |  | 14.2 | 14.2 | [6 empty] | 172000 | Electric Resistance Heating Or | 08/29/2023 |  | 11/02/2023
Rheem Sales Company, Inc. | Ruud | RLNL-H180D |  | Voluntarily Certified | ACAirCoolAllPhase&gt;=135k&lt; | False | False |  |  |  |  | 11 |  | 14.2 | 14.2 | [6 empty] | 172000 | Electric Resistance Heating Or | 08/29/2023 |  | 11/02/2023
Rheem Sales Company, Inc. | Ruud | RLNL-H240C |  | Voluntarily Certified | ACAirCoolAllPhase&gt;=135k&lt; | False | False |  |  |  |  | 11 |  | 14.2 | 14.2 | [6 empty] | 228000 | Electric Resistance Heating Or | 08/29/2023 |  | 11/02/2023
Rheem Sales Company, Inc. | Ruud | RLNL-H240D |  | Voluntarily Certified | ACAirCoolAllPhase&gt;=135k&lt; | False | False |  |  |  |  | 11 |  | 14.2 | 14.2 | [6 empty] | 228000 | Electric Resistance Heating Or | 08/29/2023 |  | 11/02/2023
Rheem Sales Company, Inc. | Ruud | RACDZT150AC*****A |  | Voluntarily Certified | ACAirCoolAllPhase&gt;=135k&lt; | False | False |  |  |  |  | 11 |  | 14.2 | 14.2 | [6 empty] | 142000 | Electric Resistance Heating Or | 08/29/2023 |  | 11/02/2023
Rheem Sales Company, Inc. | Ruud | RACDZT150AD*****A |  | Voluntarily Certified | ACAirCoolAllPhase&gt;=135k&lt; | False | False |  |  |  |  | 11 |  | 14.2 | 14.2 | [6 empty] | 142000 | Electric Resistance Heating Or | 08/29/2023 |  | 11/02/2023
Rheem Sales Company, Inc. | Ruud | RGEDZT090AC*****A |  | Voluntarily Certified | ACAirCoolAllPhase&gt;=65k&lt;1 | False | False |  |  |  |  | 11 |  | 14.6 | 14.6 | [6 empty] | 85000 | Heating Other Than Electric Re | 08/29/2023 |  | 11/02/2023
Rheem Sales Company, Inc. | Ruud | RGEDZT090AD*****A |  | Voluntarily Certified | ACAirCoolAllPhase&gt;=65k&lt;1 | False | False |  |  |  |  | 11 |  | 14.6 | 14.6 | [6 empty] | 85000 | Heating Other Than Electric Re | 08/29/2023 |  | 11/02/2023
Rheem Sales Company, Inc. | Ruud | RGEDZT102AC*****A |  | Voluntarily Certified | ACAirCoolAllPhase&gt;=65k&lt;1 | False | False |  |  |  |  | 11 |  | 14.6 | 14.6 | [6 empty] | 96000 | Heating Other Than Electric Re | 08/29/2023 |  | 11/02/2023
Rheem Sales Company, Inc. | Ruud | RGEDZT102AD*****A |  | Voluntarily Certified | ACAirCoolAllPhase&gt;=65k&lt;1 | False | False |  |  |  |  | 11 |  | 14.6 | 14.6 | [6 empty] | 96000 | Heating Other Than Electric Re | 08/29/2023 |  | 11/02/2023
Rheem Sales Company, Inc. | Ruud | RGEDZT120AC*****A |  | Voluntarily Certified | ACAirCoolAllPhase&gt;=65k&lt;1 | False | False |  |  |  |  | 11 |  | 14.6 | 14.6 | [6 empty] | 114000 | Heating Other Than Electric Re | 08/29/2023 |  | 11/02/2023
Rheem Sales Company, Inc. | Ruud | RGEDZT120AD*****A |  | Voluntarily Certified | ACAirCoolAllPhase&gt;=65k&lt;1 | False | False |  |  |  |  | 11 |  | 14.6 | 14.6 | [6 empty] | 114000 | Heating Other Than Electric Re | 08/29/2023 |  | 11/02/2023
Rheem Sales Company, Inc. | Ruud | RGEDZT150AC*****A |  | Voluntarily Certified | ACAirCoolAllPhase&gt;=135k&lt; | False | False |  |  |  |  | 10.8 |  | 14 | 14 | [6 empty] | 142000 | Heating Other Than Electric Re | 08/29/2023 |  | 11/02/2023
Rheem Sales Company, Inc. | Ruud | RGEDZT150AD*****A |  | Voluntarily Certified | ACAirCoolAllPhase&gt;=135k&lt; | False | False |  |  |  |  | 10.8 |  | 14 | 14 | [6 empty] | 142000 | Heating Other Than Electric Re | 08/29/2023 |  | 11/02/2023
Rheem Sales Company, Inc. | Ruud | RHPCZT072AD |  | Voluntarily Certified | HPAirCoolAllPhase&gt;=65k&lt;1 | False | False |  |  |  |  | 11 |  | 14.1 | 14.1 |  |  |  |  | 3.4 | 3.4 | 68000 | Electric Resistance Heating Or | 08/29/2023 |  | 11/02/2023
Rheem Sales Company, Inc. | Ruud | RHPH2T180AC |  | Voluntarily Certified | HPAirCoolAllPhase&gt;=135k&lt; | False | False |  |  |  |  | 10.6 |  | 13.5 | 13.5 |  |  |  |  | 3.3 | 3.3 | 172000 | Electric Resistance Heating Or | 08/29/2023 |  | 11/02/2023
Rheem Sales Company, Inc. | Ruud | RHPH2T180AD |  | Voluntarily Certified | HPAirCoolAllPhase&gt;=135k&lt; | False | False |  |  |  |  | 10.6 |  | 13.5 | 13.5 |  |  |  |  | 3.3 | 3.3 | 172000 | Electric Resistance Heating Or | 08/29/2023 |  | 11/02/2023
Rheem Sales Company, Inc. | Ruud | RHPDZT102AC*****B |  | Voluntarily Certified | HPAirCoolAllPhase&gt;=65k&lt;1 | False | False |  |  |  |  | 11 |  | 14.1 | 14.1 |  |  |  |  | 3.4 | 3.4 | 97000 | Electric Resistance Heating Or | 08/29/2023 |  | 11/02/2023
Rheem Sales Company, Inc. | Ruud | RHPDZT102AD*****B |  | Voluntarily Certified | HPAirCoolAllPhase&gt;=65k&lt;1 | False | False |  |  |  |  | 11 |  | 14.1 | 14.1 |  |  |  |  | 3.4 | 3.4 | 97000 | Electric Resistance Heating Or | 08/29/2023 |  | 11/02/2023
Rheem Sales Company, Inc. | Ruud | RACDZT120AD*****A |  | Voluntarily Certified | ACAirCoolAllPhase&gt;=65k&lt;1 | False | False |  |  |  |  | 11.2 |  | 14.8 | 14.8 | [6 empty] | 114000 | Electric Resistance Heating Or | 08/29/2023 |  | 11/02/2023
Rheem Sales Company, Inc. | Ruud | RACDZT120AC*****A |  | Voluntarily Certified | ACAirCoolAllPhase&gt;=65k&lt;1 | False | False |  |  |  |  | 11.2 |  | 14.8 | 14.8 | [6 empty] | 114000 | Electric Resistance Heating Or | 08/29/2023 |  | 11/02/2023
Rheem Sales Company, Inc. | Ruud | RACH5U360AC |  | Voluntarily Certified | ACAirCoolAllPhase&gt;=240k&lt; | False | False |  |  |  |  | 10.5 |  | 14.6 | 13.2 | [6 empty] | 330000 | Electric Resistance Heating Or | 08/29/2023 |  | 11/02/2023
Rheem Sales Company, Inc. | Ruud | RGEH5U360AC |  | Voluntarily Certified | ACAirCoolAllPhase&gt;=240k&lt; | False | False |  |  |  |  | 9.8 |  | 14.2 | 13 | [6 empty] | 330000 | Heating Other Than Electric Re | 08/29/2023 |  | 11/02/2023
Rheem Sales Company, Inc. | Ruud | RGEH5U360AD |  | Voluntarily Certified | ACAirCoolAllPhase&gt;=240k&lt; | False | False |  |  |  |  | 9.8 |  | 14.2 | 13 | [6 empty] | 330000 | Heating Other Than Electric Re | 08/29/2023 |  | 11/02/2023
Rheem Sales Company, Inc. | Ruud | RGEG2T210AD |  | Voluntarily Certified | ACAirCoolAllPhase&gt;=135k&lt; | False | False |  |  |  |  | 10.8 |  | 14 | 14 | [6 empty] | 200000 | Heating Other Than Electric Re | 08/29/2023 |  | 11/02/2023
Rheem Sales Company, Inc. | Ruud | RGEG2T300AD |  | Voluntarily Certified | ACAirCoolAllPhase&gt;=240k&lt; | False | False |  |  |  |  | 9.8 |  | 13 | 13 | [6 empty] | 284000 | Heating Other Than Electric Re | 08/29/2023 |  | 11/02/2023
Rheem Sales Company, Inc. | Ruud | RACG2T180AC |  | Voluntarily Certified | ACAirCoolAllPhase&gt;=135k&lt; | False | False |  |  |  |  | 11 |  | 14.2 | 14.2 | [6 empty] | 172000 | Electric Resistance Heating Or | 08/29/2023 |  | 11/02/2023
Rheem Sales Company, Inc. | Ruud | RACG2T180AD |  | Voluntarily Certified | ACAirCoolAllPhase&gt;=135k&lt; | False | False |  |  |  |  | 11 |  | 14.2 | 14.2 | [6 empty] | 172000 | Electric Resistance Heating Or | 08/29/2023 |  | 11/02/2023
Rheem Sales Company, Inc. | Ruud | RACH5U360AD |  | Voluntarily Certified | ACAirCoolAllPhase&gt;=240k&lt; | False | False |  |  |  |  | 10.5 |  | 14.2 | 13.2 | [6 empty] | 330000 | Electric Resistance Heating Or | 08/29/2023 |  | 11/02/2023
Rheem Sales Company, Inc. | Ruud | RGECZT072AC |  | Voluntarily Certified | ACAirCoolAllPhase&gt;=65k&lt;1 | False | False |  |  |  |  | 11 |  | 14.6 | 14.6 | [6 empty] | 68000 | Heating Other Than Electric Re | 08/29/2023 |  | 11/02/2023
Rheem Sales Company, Inc. | Ruud | RGECZT072AD |  | Voluntarily Certified | ACAirCoolAllPhase&gt;=65k&lt;1 | False | False |  |  |  |  | 11 |  | 14.6 | 14.6 | [6 empty] | 68000 | Heating Other Than Electric Re | 08/29/2023 |  | 11/02/2023
Rheem Sales Company, Inc. | Ruud | RACCZT072AC |  | Voluntarily Certified | ACAirCoolAllPhase&gt;=65k&lt;1 | False | False |  |  |  |  | 11.2 |  | 14.8 | 14.8 | [6 empty] | 68000 | Electric Resistance Heating Or | 08/29/2023 |  | 11/02/2023
Rheem Sales Company, Inc. | Ruud | RACCZT072AD |  | Voluntarily Certified | ACAirCoolAllPhase&gt;=65k&lt;1 | False | False |  |  |  |  | 11.2 |  | 14.8 | 14.8 | [6 empty] | 68000 | Electric Resistance Heating Or | 08/29/2023 |  | 11/02/2023
Rheem Sales Company, Inc. | Ruud | RHPCZT072AC |  | Voluntarily Certified | HPAirCoolAllPhase&gt;=65k&lt;1 | False | False |  |  |  |  | 11 |  | 14.1 | 14.1 |  |  |  |  | 3.4 | 3.4 | 68000 | Electric Resistance Heating Or | 08/29/2023 |  | 11/02/2023
Rheem Sales Company, Inc. | Ruud | RGEG2T180AC |  | Voluntarily Certified | ACAirCoolAllPhase&gt;=135k&lt; | False | False |  |  |  |  | 10.8 |  | 14 | 14 | [6 empty] | 172000 | Heating Other Than Electric Re | 08/29/2023 |  | 11/02/2023
Rheem Sales Company, Inc. | Ruud | RGEG2T300AC |  | Voluntarily Certified | ACAirCoolAllPhase&gt;=240k&lt; | False | False |  |  |  |  | 9.8 |  | 13 | 13 | [6 empty] | 284000 | Heating Other Than Electric Re | 08/29/2023 |  | 11/02/2023
Rheem Sales Company, Inc. | Ruud | RACG2T210AC |  | Voluntarily Certified | ACAirCoolAllPhase&gt;=135k&lt; | False | False |  |  |  |  | 11 |  | 14.2 | 14.2 | [6 empty] | 200000 | Electric Resistance Heating Or | 08/29/2023 |  | 11/02/2023
Rheem Sales Company, Inc. | Ruud | RACG2T240AC |  | Voluntarily Certified | ACAirCoolAllPhase&gt;=135k&lt; | False | False |  |  |  |  | 11 |  | 14.2 | 14.2 | [6 empty] | 230000 | Electric Resistance Heating Or | 08/29/2023 |  | 11/02/2023
Rheem Sales Company, Inc. | Ruud | RACG2T240AD |  | Voluntarily Certified | ACAirCoolAllPhase&gt;=135k&lt; | False | False |  |  |  |  | 11 |  | 14.2 | 14.2 | [6 empty] | 230000 | Electric Resistance Heating Or | 08/29/2023 |  | 11/02/2023
Rheem Sales Company, Inc. | Ruud | RACG2T300AC |  | Voluntarily Certified | ACAirCoolAllPhase&gt;=240k&lt; | False | False |  |  |  |  | 10 |  | 13.2 | 13.2 | [6 empty] | 286000 | Electric Resistance Heating Or | 08/29/2023 |  | 11/02/2023
Rheem Sales Company, Inc. | Ruud | RACG2T300AD |  | Voluntarily Certified | ACAirCoolAllPhase&gt;=240k&lt; | False | False |  |  |  |  | 10 |  | 13.2 | 13.2 | [6 empty] | 286000 | Electric Resistance Heating Or | 08/29/2023 |  | 11/02/2023
Rheem Sales Company, Inc. | Ruud | RHPH2T240AC |  | Voluntarily Certified | HPAirCoolAllPhase&gt;=240k&lt; | False | False |  |  |  |  | 9.5 |  | 12.5 | 12.5 |  |  |  |  | 3.3 | 3.2 | 240000 | Electric Resistance Heating Or | 08/29/2023 |  | 11/02/2023
Rheem Sales Company, Inc. | Ruud | RHPH2T240AD |  | Voluntarily Certified | HPAirCoolAllPhase&gt;=240k&lt; | False | False |  |  |  |  | 9.5 |  | 12.5 | 12.5 |  |  |  |  | 3.3 | 3.2 | 240000 | Electric Resistance Heating Or | 08/29/2023 |  | 11/02/2023
Rheem Sales Company, Inc. | Ruud | RGEG2T180AD |  | Voluntarily Certified | ACAirCoolAllPhase&gt;=135k&lt; | False | False |  |  |  |  | 10.8 |  | 14 | 14 | [6 empty] | 172000 | Heating Other Than Electric Re | 08/29/2023 |  | 11/02/2023
Rheem Sales Company, Inc. | Ruud | RGEG2T210AC |  | Voluntarily Certified | ACAirCoolAllPhase&gt;=135k&lt; | False | False |  |  |  |  | 10.8 |  | 14 | 14 | [6 empty] | 200000 | Heating Other Than Electric Re | 08/29/2023 |  | 11/02/2023
Rheem Sales Company, Inc. | Ruud | RGEG2T240AC |  | Voluntarily Certified | ACAirCoolAllPhase&gt;=135k&lt; | False | False |  |  |  |  | 10.8 |  | 14 | 14 | [6 empty] | 228000 | Heating Other Than Electric Re | 08/29/2023 |  | 11/02/2023
Rheem Sales Company, Inc. | Ruud | RGEG2T240AD |  | Voluntarily Certified | ACAirCoolAllPhase&gt;=135k&lt; | False | False |  |  |  |  | 10.8 |  | 14 | 14 | [6 empty] | 228000 | Heating Other Than Electric Re | 08/29/2023 |  | 11/02/2023
Rheem Sales Company, Inc. | Ruud | RACG2T210AD |  | Voluntarily Certified | ACAirCoolAllPhase&gt;=135k&lt; | False | False |  |  |  |  | 11 |  | 14.2 | 14.2 | [6 empty] | 200000 | Electric Resistance Heating Or | 08/29/2023 |  | 11/02/2023
Rheem Sales Company, Inc. | Ruud | RKNL-G180C |  | Voluntarily Certified | ACAirCoolAllPhase&gt;=135k&lt; | False | False |  |  |  |  | 10.8 |  | 14 | 14 | [6 empty] | 172000 | Heating Other Than Electric Re | 08/29/2023 |  | 11/02/2023
Rheem Sales Company, Inc. | Ruud | RKNL-G180D |  | Voluntarily Certified | ACAirCoolAllPhase&gt;=135k&lt; | False | False |  |  |  |  | 10.8 |  | 14 | 14 | [6 empty] | 172000 | Heating Other Than Electric Re | 08/29/2023 |  | 11/02/2023
Rheem Sales Company, Inc. | Ruud | RKNL-G300C |  | Voluntarily Certified | ACAirCoolAllPhase&gt;=240k&lt; | False | False |  |  |  |  | 9.8 |  | 13 | 13 | [6 empty] | 286000 | Heating Other Than Electric Re | 08/29/2023 |  | 11/02/2023
Rheem Sales Company, Inc. | Ruud | RKNL-G300D |  | Voluntarily Certified | ACAirCoolAllPhase&gt;=240k&lt; | False | False |  |  |  |  | 9.8 |  | 13 | 13 | [6 empty] | 286000 | Heating Other Than Electric Re | 08/29/2023 |  | 11/02/2023
Rheem Sales Company, Inc. | Ruud | RLNL-G240C |  | Voluntarily Certified | ACAirCoolAllPhase&gt;=135k&lt; | False | False |  |  |  |  | 11 |  | 14.2 | 14.2 | [6 empty] | 228000 | Electric Resistance Heating Or | 08/29/2023 |  | 11/02/2023
Rheem Sales Company, Inc. | Ruud | RLNL-G240D |  | Voluntarily Certified | ACAirCoolAllPhase&gt;=135k&lt; | False | False |  |  |  |  | 11 |  | 14.2 | 14.2 | [6 empty] | 228000 | Electric Resistance Heating Or | 08/29/2023 |  | 11/02/2023
Rheem Sales Company, Inc. | Ruud | RKNL-H180C |  | Voluntarily Certified | ACAirCoolAllPhase&gt;=135k&lt; | False | False |  |  |  |  | 10.8 |  | 14 | 14 | [6 empty] | 172000 | Heating Other Than Electric Re | 08/29/2023 |  | 11/02/2023
Rheem Sales Company, Inc. | Ruud | RKNL-H180D |  | Voluntarily Certified | ACAirCoolAllPhase&gt;=135k&lt; | False | False |  |  |  |  | 10.8 |  | 14 | 14 | [6 empty] | 172000 | Heating Other Than Electric Re | 08/29/2023 |  | 11/02/2023
Rheem Sales Company, Inc. | Ruud | RKNL-H210C |  | Voluntarily Certified | ACAirCoolAllPhase&gt;=135k&lt; | False | False |  |  |  |  | 10.8 |  | 14 | 14 | [6 empty] | 200000 | Heating Other Than Electric Re | 08/29/2023 |  | 11/02/2023
Rheem Sales Company, Inc. | Ruud | RKNL-H210D |  | Voluntarily Certified | ACAirCoolAllPhase&gt;=135k&lt; | False | False |  |  |  |  | 10.8 |  | 14 | 14 | [6 empty] | 200000 | Heating Other Than Electric Re | 08/29/2023 |  | 11/02/2023
Rheem Sales Company, Inc. | Ruud | RKNL-H300D |  | Voluntarily Certified | ACAirCoolAllPhase&gt;=240k&lt; | False | False |  |  |  |  | 9.8 |  | 13 | 13 | [6 empty] | 286000 | Heating Other Than Electric Re | 08/29/2023 |  | 11/02/2023
Rheem Sales Company, Inc. | Ruud | RLNL-G180C |  | Voluntarily Certified | ACAirCoolAllPhase&gt;=135k&lt; | False | False |  |  |  |  | 11 |  | 14.2 | 14.2 | [6 empty] | 172000 | Electric Resistance Heating Or | 08/29/2023 |  | 11/02/2023
Rheem Sales Company, Inc. | Ruud | RLNL-G180D |  | Voluntarily Certified | ACAirCoolAllPhase&gt;=135k&lt; | False | False |  |  |  |  | 11 |  | 14.2 | 14.2 | [6 empty] | 172000 | Electric Resistance Heating Or | 08/29/2023 |  | 11/02/2023
Rheem Sales Company, Inc. | Ruud | RLNL-G300C |  | Voluntarily Certified | ACAirCoolAllPhase&gt;=240k&lt; | False | False |  |  |  |  | 10 |  | 13.2 | 13.2 | [6 empty] | 290000 | Electric Resistance Heating Or | 08/29/2023 |  | 11/02/2023
Rheem Sales Company, Inc. | Ruud | RKNL-G240C |  | Voluntarily Certified | ACAirCoolAllPhase&gt;=135k&lt; | False | False |  |  |  |  | 10.8 |  | 14 | 14 | [6 empty] | 228000 | Heating Other Than Electric Re | 08/29/2023 |  | 11/02/2023
Rheem Sales Company, Inc. | Ruud | RKNL-G240D |  | Voluntarily Certified | ACAirCoolAllPhase&gt;=135k&lt; | False | False |  |  |  |  | 10.8 |  | 14 | 14 | [6 empty] | 228000 | Heating Other Than Electric Re | 08/29/2023 |  | 11/02/2023
Rheem Sales Company, Inc. | Sure | RLNL-H180C |  | Voluntarily Certified | ACAirCoolAllPhase&gt;=135k&lt; | False | False |  |  |  |  | 11 |  | 14.2 | 14.2 | [6 empty] | 172000 | Electric Resistance Heating Or | 08/29/2023 |  | 11/02/2023
Rheem Sales Company, Inc. | Sure | RLNL-H180D |  | Voluntarily Certified | ACAirCoolAllPhase&gt;=135k&lt; | False | False |  |  |  |  | 11 |  | 14.2 | 14.2 | [6 empty] | 172000 | Electric Resistance Heating Or | 08/29/2023 |  | 11/02/2023
Rheem Sales Company, Inc. | Sure | RLNL-H240C |  | Voluntarily Certified | ACAirCoolAllPhase&gt;=135k&lt; | False | False |  |  |  |  | 11 |  | 14.2 | 14.2 | [6 empty] | 228000 | Electric Resistance Heating Or | 08/29/2023 |  | 11/02/2023
Rheem Sales Company, Inc. | Sure | RKRL-H180C |  | Voluntarily Certified | ACAirCoolAllPhase&gt;=135k&lt; | False | False |  |  |  |  | 11.6 |  | 14 | 14 | [6 empty] | 170000 | Heating Other Than Electric Re | 08/29/2023 |  | 11/02/2023
Rheem Sales Company, Inc. | Sure | RKRL-H180D |  | Voluntarily Certified | ACAirCoolAllPhase&gt;=135k&lt; | False | False |  |  |  |  | 11.6 |  | 14 | 14 | [6 empty] | 170000 | Heating Other Than Electric Re | 08/29/2023 |  | 11/02/2023
Rheem Sales Company, Inc. | Sure | RKRL-H240C |  | Voluntarily Certified | ACAirCoolAllPhase&gt;=135k&lt; | False | False |  |  |  |  | 11.6 |  | 14 | 14 | [6 empty] | 228000 | Heating Other Than Electric Re | 08/29/2023 |  | 11/02/2023
Rheem Sales Company, Inc. | Sure | RKRL-H240D |  | Voluntarily Certified | ACAirCoolAllPhase&gt;=135k&lt; | False | False |  |  |  |  | 11.6 |  | 14 | 14 | [6 empty] | 228000 | Heating Other Than Electric Re | 08/29/2023 |  | 11/02/2023
Rheem Sales Company, Inc. | Sure | RKNL-H240C |  | Voluntarily Certified | ACAirCoolAllPhase&gt;=135k&lt; | False | False |  |  |  |  | 10.8 |  | 14 | 14 | [6 empty] | 228000 | Heating Other Than Electric Re | 08/29/2023 |  | 11/02/2023
Rheem Sales Company, Inc. | Sure | RKNL-H240D |  | Voluntarily Certified | ACAirCoolAllPhase&gt;=135k&lt; | False | False |  |  |  |  | 10.8 |  | 14 | 14 | [6 empty] | 228000 | Heating Other Than Electric Re | 08/29/2023 |  | 11/02/2023
Rheem Sales Company, Inc. | Sure | RKNL-H300C |  | Voluntarily Certified | ACAirCoolAllPhase&gt;=240k&lt; | False | False |  |  |  |  | 9.8 |  | 13 | 13 | [6 empty] | 286000 | Heating Other Than Electric Re | 08/29/2023 |  | 11/02/2023
Rheem Sales Company, Inc. | Sure | RKNL-H300D |  | Voluntarily Certified | ACAirCoolAllPhase&gt;=240k&lt; | False | False |  |  |  |  | 9.8 |  | 13 | 13 | [6 empty] | 286000 | Heating Other Than Electric Re | 08/29/2023 |  | 11/02/2023
Rheem Sales Company, Inc. | Sure | RHPH2T240AD |  | Voluntarily Certified | HPAirCoolAllPhase&gt;=240k&lt; | False | False |  |  |  |  | 9.5 |  | 12.5 | 12.5 |  |  |  |  | 3.3 | 3.2 | 240000 | Electric Resistance Heating Or | 08/29/2023 |  | 11/02/2023
Rheem Sales Company, Inc. | Sure | RHPH2T240AC |  | Voluntarily Certified | HPAirCoolAllPhase&gt;=240k&lt; | False | False |  |  |  |  | 9.5 |  | 12.5 | 12.5 |  |  |  |  | 3.3 | 3.2 | 240000 | Electric Resistance Heating Or | 08/29/2023 |  | 11/02/2023
Rheem Sales Company, Inc. | Sure | RLRL-H180C |  | Voluntarily Certified | ACAirCoolAllPhase&gt;=135k&lt; | False | False |  |  |  |  | 11.6 |  | 14.2 | 14.2 | [6 empty] | 170000 | Electric Resistance Heating Or | 08/29/2023 |  | 11/02/2023
Rheem Sales Company, Inc. | Sure | RHPCZT072AC |  | Voluntarily Certified | HPAirCoolAllPhase&gt;=65k&lt;1 | False | False |  |  |  |  | 11 |  | 14.1 | 14.1 |  |  |  |  | 3.4 | 3.4 | 68000 | Electric Resistance Heating Or | 08/29/2023 |  | 11/02/2023
Rheem Sales Company, Inc. | Sure | RHPCZT072AD |  | Voluntarily Certified | HPAirCoolAllPhase&gt;=65k&lt;1 | False | False |  |  |  |  | 11 |  | 14.1 | 14.1 |  |  |  |  | 3.4 | 3.4 | 68000 | Electric Resistance Heating Or | 08/29/2023 |  | 11/02/2023
Rheem Sales Company, Inc. | Sure | RKNL-G180C |  | Voluntarily Certified | ACAirCoolAllPhase&gt;=135k&lt; | False | False |  |  |  |  | 10.8 |  | 14 | 14 | [6 empty] | 172000 | Heating Other Than Electric Re | 08/29/2023 |  | 11/02/2023
Rheem Sales Company, Inc. | Sure | RKNL-G180D |  | Voluntarily Certified | ACAirCoolAllPhase&gt;=135k&lt; | False | False |  |  |  |  | 10.8 |  | 14 | 14 | [6 empty] | 172000 | Heating Other Than Electric Re | 08/29/2023 |  | 11/02/2023
Rheem Sales Company, Inc. | Sure | RKNL-G300C |  | Voluntarily Certified | ACAirCoolAllPhase&gt;=240k&lt; | False | False |  |  |  |  | 9.8 |  | 13 | 13 | [6 empty] | 286000 | Heating Other Than Electric Re | 08/29/2023 |  | 11/02/2023
Rheem Sales Company, Inc. | Sure | RKNL-G300D |  | Voluntarily Certified | ACAirCoolAllPhase&gt;=240k&lt; | False | False |  |  |  |  | 9.8 |  | 13 | 13 | [6 empty] | 286000 | Heating Other Than Electric Re | 08/29/2023 |  | 11/02/2023
Rheem Sales Company, Inc. | Sure | RLNL-G300D |  | Voluntarily Certified | ACAirCoolAllPhase&gt;=240k&lt; | False | False |  |  |  |  | 10 |  | 13.2 | 13.2 | [6 empty] | 290000 | Electric Resistance Heating Or | 08/29/2023 |  | 11/02/2023
Rheem Sales Company, Inc. | Sure | RLNL-G240C |  | Voluntarily Certified | ACAirCoolAllPhase&gt;=135k&lt; | False | False |  |  |  |  | 11 |  | 14.2 | 14.2 | [6 empty] | 228000 | Electric Resistance Heating Or | 08/29/2023 |  | 11/02/2023
Rheem Sales Company, Inc. | Sure | RLNL-G240D |  | Voluntarily Certified | ACAirCoolAllPhase&gt;=135k&lt; | False | False |  |  |  |  | 11 |  | 14.2 | 14.2 | [6 empty] | 228000 | Electric Resistance Heating Or | 08/29/2023 |  | 11/02/2023
Rheem Sales Company, Inc. | Sure | RLNL-H240D |  | Voluntarily Certified | ACAirCoolAllPhase&gt;=135k&lt; | False | False |  |  |  |  | 11 |  | 14.2 | 14.2 | [6 empty] | 228000 | Electric Resistance Heating Or | 08/29/2023 |  | 11/02/2023
Rheem Sales Company, Inc. | Sure | RLNL-H300C |  | Voluntarily Certified | ACAirCoolAllPhase&gt;=240k&lt; | False | False |  |  |  |  | 10 |  | 13.2 | 13.2 | [6 empty] | 290000 | Electric Resistance Heating Or | 08/29/2023 |  | 11/02/2023
Rheem Sales Company, Inc. | Sure | RLNL-H300D |  | Voluntarily Certified | ACAirCoolAllPhase&gt;=240k&lt; | False | False |  |  |  |  | 10 |  | 13.2 | 13.2 | [6 empty] | 290000 | Electric Resistance Heating Or | 08/29/2023 |  | 11/02/2023
Rheem Sales Company, Inc. | Sure | RLRL-H180D |  | Voluntarily Certified | ACAirCoolAllPhase&gt;=135k&lt; | False | False |  |  |  |  | 11.6 |  | 14.2 | 14.2 | [6 empty] | 170000 | Electric Resistance Heating Or | 08/29/2023 |  | 11/02/2023
Rheem Sales Company, Inc. | Sure | RLRL-H240C |  | Voluntarily Certified | ACAirCoolAllPhase&gt;=135k&lt; | False | False |  |  |  |  | 11.6 |  | 14.2 | 14.2 | [6 empty] | 228000 | Electric Resistance Heating Or | 08/29/2023 |  | 11/02/2023
Rheem Sales Company, Inc. | Sure | RLRL-H240D |  | Voluntarily Certified | ACAirCoolAllPhase&gt;=135k&lt; | False | False |  |  |  |  | 11.6 |  | 14.2 | 14.2 | [6 empty] | 228000 | Electric Resistance Heating Or | 08/29/2023 |  | 11/02/2023
Rheem Sales Company, Inc. | Sure | RKNL-H180C |  | Voluntarily Certified | ACAirCoolAllPhase&gt;=135k&lt; | False | False |  |  |  |  | 10.8 |  | 14 | 14 | [6 empty] | 172000 | Heating Other Than Electric Re | 08/29/2023 |  | 11/02/2023
Rheem Sales Company, Inc. | Sure | RKNL-H180D |  | Voluntarily Certified | ACAirCoolAllPhase&gt;=135k&lt; | False | False |  |  |  |  | 10.8 |  | 14 | 14 | [6 empty] | 172000 | Heating Other Than Electric Re | 08/29/2023 |  | 11/02/2023
Rheem Sales Company, Inc. | Sure | RKNL-H210C |  | Voluntarily Certified | ACAirCoolAllPhase&gt;=135k&lt; | False | False |  |  |  |  | 10.8 |  | 14 | 14 | [6 empty] | 200000 | Heating Other Than Electric Re | 08/29/2023 |  | 11/02/2023
Rheem Sales Company, Inc. | Sure | RKNL-H210D |  | Voluntarily Certified | ACAirCoolAllPhase&gt;=135k&lt; | False | False |  |  |  |  | 10.8 |  | 14 | 14 | [6 empty] | 200000 | Heating Other Than Electric Re | 08/29/2023 |  | 11/02/2023
Rheem Sales Company, Inc. | Sure | RACDZT090AC*****A |  | Voluntarily Certified | ACAirCoolAllPhase&gt;=65k&lt;1 | False | False |  |  |  |  | 11.2 |  | 14.8 | 14.8 | [6 empty] | 85000 | Electric Resistance Heating Or | 08/29/2023 |  | 11/02/2023
Rheem Sales Company, Inc. | Sure | RACDZT090AD*****A |  | Voluntarily Certified | ACAirCoolAllPhase&gt;=65k&lt;1 | False | False |  |  |  |  | 11.2 |  | 14.8 | 14.8 | [6 empty] | 85000 | Electric Resistance Heating Or | 08/29/2023 |  | 11/02/2023
Rheem Sales Company, Inc. | Sure | RACDZT102AC*****A |  | Voluntarily Certified | ACAirCoolAllPhase&gt;=65k&lt;1 | False | False |  |  |  |  | 11.2 |  | 14.8 | 14.8 | [6 empty] | 96000 | Electric Resistance Heating Or | 08/29/2023 |  | 11/02/2023
Rheem Sales Company, Inc. | Sure | RACDZT102AD*****A |  | Voluntarily Certified | ACAirCoolAllPhase&gt;=65k&lt;1 | False | False |  |  |  |  | 11.2 |  | 14.8 | 14.8 | [6 empty] | 96000 | Electric Resistance Heating Or | 08/29/2023 |  | 11/02/2023
Rheem Sales Company, Inc. | Sure | RACDZT120AC*****A |  | Voluntarily Certified | ACAirCoolAllPhase&gt;=65k&lt;1 | False | False |  |  |  |  | 11.2 |  | 14.8 | 14.8 | [6 empty] | 114000 | Electric Resistance Heating Or | 08/29/2023 |  | 11/02/2023
Rheem Sales Company, Inc. | Sure | RACDZT120AD*****A |  | Voluntarily Certified | ACAirCoolAllPhase&gt;=65k&lt;1 | False | False |  |  |  |  | 11.2 |  | 14.8 | 14.8 | [6 empty] | 114000 | Electric Resistance Heating Or | 08/29/2023 |  | 11/02/2023
Rheem Sales Company, Inc. | Sure | RACDZT150AC*****A |  | Voluntarily Certified | ACAirCoolAllPhase&gt;=135k&lt; | False | False |  |  |  |  | 11 |  | 14.2 | 14.2 | [6 empty] | 142000 | Electric Resistance Heating Or | 08/29/2023 |  | 11/02/2023
Rheem Sales Company, Inc. | Sure | RACDZT150AD*****A |  | Voluntarily Certified | ACAirCoolAllPhase&gt;=135k&lt; | False | False |  |  |  |  | 11 |  | 14.2 | 14.2 | [6 empty] | 142000 | Electric Resistance Heating Or | 08/29/2023 |  | 11/02/2023
Rheem Sales Company, Inc. | Sure | RGEDZT090AC*****A |  | Voluntarily Certified | ACAirCoolAllPhase&gt;=65k&lt;1 | False | False |  |  |  |  | 11 |  | 14.6 | 14.6 | [6 empty] | 85000 | Heating Other Than Electric Re | 08/29/2023 |  | 11/02/2023
Rheem Sales Company, Inc. | Sure | RGEDZT090AD*****A |  | Voluntarily Certified | ACAirCoolAllPhase&gt;=65k&lt;1 | False | False |  |  |  |  | 11 |  | 14.6 | 14.6 | [6 empty] | 85000 | Heating Other Than Electric Re | 08/29/2023 |  | 11/02/2023
Rheem Sales Company, Inc. | Sure | RGEDZT102AC*****A |  | Voluntarily Certified | ACAirCoolAllPhase&gt;=65k&lt;1 | False | False |  |  |  |  | 11 |  | 14.6 | 14.6 | [6 empty] | 96000 | Heating Other Than Electric Re | 08/29/2023 |  | 11/02/2023
Rheem Sales Company, Inc. | Sure | RGEDZT102AD*****A |  | Voluntarily Certified | ACAirCoolAllPhase&gt;=65k&lt;1 | False | False |  |  |  |  | 11 |  | 14.6 | 14.6 | [6 empty] | 96000 | Heating Other Than Electric Re | 08/29/2023 |  | 11/02/2023
Rheem Sales Company, Inc. | Sure | RGEDZT120AC*****A |  | Voluntarily Certified | ACAirCoolAllPhase&gt;=65k&lt;1 | False | False |  |  |  |  | 11 |  | 14.6 | 14.6 | [6 empty] | 114000 | Heating Other Than Electric Re | 08/29/2023 |  | 11/02/2023
Rheem Sales Company, Inc. | Sure | RGEDZT120AD*****A |  | Voluntarily Certified | ACAirCoolAllPhase&gt;=65k&lt;1 | False | False |  |  |  |  | 11 |  | 14.6 | 14.6 | [6 empty] | 114000 | Heating Other Than Electric Re | 08/29/2023 |  | 11/02/2023
Rheem Sales Company, Inc. | Sure | RGEDZT150AC*****A |  | Voluntarily Certified | ACAirCoolAllPhase&gt;=135k&lt; | False | False |  |  |  |  | 10.8 |  | 14 | 14 | [6 empty] | 142000 | Heating Other Than Electric Re | 08/29/2023 |  | 11/02/2023
Rheem Sales Company, Inc. | Sure | RGEDZT150AD*****A |  | Voluntarily Certified | ACAirCoolAllPhase&gt;=135k&lt; | False | False |  |  |  |  | 10.8 |  | 14 | 14 | [6 empty] | 142000 | Heating Other Than Electric Re | 08/29/2023 |  | 11/02/2023
Rheem Sales Company, Inc. | Sure | RHPDZT102AC*****B |  | Voluntarily Certified | HPAirCoolAllPhase&gt;=65k&lt;1 | False | False |  |  |  |  | 11 |  | 14.1 | 14.1 |  |  |  |  | 3.4 | 3.4 | 97000 | Electric Resistance Heating Or | 08/29/2023 |  | 11/02/2023
Rheem Sales Company, Inc. | Sure | RHPDZT102AD*****B |  | Voluntarily Certified | HPAirCoolAllPhase&gt;=65k&lt;1 | False | False |  |  |  |  | 11 |  | 14.1 | 14.1 |  |  |  |  | 3.4 | 3.4 | 97000 | Electric Resistance Heating Or | 08/29/2023 |  | 11/02/2023
Rheem Sales Company, Inc. | Sure | RLNL-G180C |  | Voluntarily Certified | ACAirCoolAllPhase&gt;=135k&lt; | False | False |  |  |  |  | 11 |  | 14.2 | 14.2 | [6 empty] | 172000 | Electric Resistance Heating Or | 08/29/2023 |  | 11/02/2023
Rheem Sales Company, Inc. | Sure | RLNL-G180D |  | Voluntarily Certified | ACAirCoolAllPhase&gt;=135k&lt; | False | False |  |  |  |  | 11 |  | 14.2 | 14.2 | [6 empty] | 172000 | Electric Resistance Heating Or | 08/29/2023 |  | 11/02/2023
Rheem Sales Company, Inc. | Sure | RLNL-G300C |  | Voluntarily Certified | ACAirCoolAllPhase&gt;=240k&lt; | False | False |  |  |  |  | 10 |  | 13.2 | 13.2 | [6 empty] | 290000 | Electric Resistance Heating Or | 08/29/2023 |  | 11/02/2023
Rheem Sales Company, Inc. | Sure | RHPH2T180AC |  | Voluntarily Certified | HPAirCoolAllPhase&gt;=135k&lt; | False | False |  |  |  |  | 10.6 |  | 13.5 | 13.5 |  |  |  |  | 3.3 | 3.3 | 172000 | Electric Resistance Heating Or | 08/29/2023 |  | 11/02/2023
Rheem Sales Company, Inc. | Sure | RHPH2T180AD |  | Voluntarily Certified | HPAirCoolAllPhase&gt;=135k&lt; | False | False |  |  |  |  | 10.6 |  | 13.5 | 13.5 |  |  |  |  | 3.3 | 3.3 | 172000 | Electric Resistance Heating Or | 08/29/2023 |  | 11/02/2023
Rheem Sales Company, Inc. | Sure | RGECZT072AC |  | Voluntarily Certified | ACAirCoolAllPhase&gt;=65k&lt;1 | False | False |  |  |  |  | 11 |  | 14.6 | 14.6 | [6 empty] | 68000 | Heating Other Than Electric Re | 08/29/2023 |  | 11/02/2023
Rheem Sales Company, Inc. | Sure | RGECZT072AD |  | Voluntarily Certified | ACAirCoolAllPhase&gt;=65k&lt;1 | False | False |  |  |  |  | 11 |  | 14.6 | 14.6 | [6 empty] | 68000 | Heating Other Than Electric Re | 08/29/2023 |  | 11/02/2023
Rheem Sales Company, Inc. | Sure | RACCZT072AC |  | Voluntarily Certified | ACAirCoolAllPhase&gt;=65k&lt;1 | False | False |  |  |  |  | 11.2 |  | 14.8 | 14.8 | [6 empty] | 68000 | Electric Resistance Heating Or | 08/29/2023 |  | 11/02/2023
Rheem Sales Company, Inc. | Sure | RACCZT072AD |  | Voluntarily Certified | ACAirCoolAllPhase&gt;=65k&lt;1 | False | False |  |  |  |  | 11.2 |  | 14.8 | 14.8 | [6 empty] | 68000 | Electric Resistance Heating Or | 08/29/2023 |  | 11/02/2023
Rheem Sales Company, Inc. | Weatherking | RHPDZT102AC*****B |  | Voluntarily Certified | HPAirCoolAllPhase&gt;=65k&lt;1 | False | False |  |  |  |  | 11 |  | 14.1 | 14.1 |  |  |  |  | 3.4 | 3.4 | 97000 | Electric Resistance Heating Or | 08/29/2023 |  | 11/02/2023
Rheem Sales Company, Inc. | Weatherking | RHPDZT102AD*****B |  | Voluntarily Certified | HPAirCoolAllPhase&gt;=65k&lt;1 | False | False |  |  |  |  | 11 |  | 14.1 | 14.1 |  |  |  |  | 3.4 | 3.4 | 97000 | Electric Resistance Heating Or | 08/29/2023 |  | 11/02/2023
Rheem Sales Company, Inc. | Weatherking | RGECZT072AC |  | Voluntarily Certified | ACAirCoolAllPhase&gt;=65k&lt;1 | False | False |  |  |  |  | 11 |  | 14.6 | 14.6 | [6 empty] | 68000 | Heating Other Than Electric Re | 08/29/2023 |  | 11/02/2023
Rheem Sales Company, Inc. | Weatherking | RGECZT072AD |  | Voluntarily Certified | ACAirCoolAllPhase&gt;=65k&lt;1 | False | False |  |  |  |  | 11 |  | 14.6 | 14.6 | [6 empty] | 68000 | Heating Other Than Electric Re | 08/29/2023 |  | 11/02/2023
Rheem Sales Company, Inc. | Weatherking | RACCZT072AC |  | Voluntarily Certified | ACAirCoolAllPhase&gt;=65k&lt;1 | False | False |  |  |  |  | 11.2 |  | 14.8 | 14.8 | [6 empty] | 68000 | Electric Resistance Heating Or | 08/29/2023 |  | 11/02/2023
Rheem Sales Company, Inc. | Weatherking | RACCZT072AD |  | Voluntarily Certified | ACAirCoolAllPhase&gt;=65k&lt;1 | False | False |  |  |  |  | 11.2 |  | 14.8 | 14.8 | [6 empty] | 68000 | Electric Resistance Heating Or | 08/29/2023 |  | 11/02/2023
Rheem Sales Company, Inc. | Weatherking | RHPCZT072AC |  | Voluntarily Certified | HPAirCoolAllPhase&gt;=65k&lt;1 | False | False |  |  |  |  | 11 |  | 14.1 | 14.1 |  |  |  |  | 3.4 | 3.4 | 68000 | Electric Resistance Heating Or | 08/29/2023 |  | 11/02/2023
Rheem Sales Company, Inc. | Weatherking | RHPCZT072AD |  | Voluntarily Certified | HPAirCoolAllPhase&gt;=65k&lt;1 | False | False |  |  |  |  | 11 |  | 14.1 | 14.1 |  |  |  |  | 3.4 | 3.4 | 68000 | Electric Resistance Heating Or | 08/29/2023 |  | 11/02/2023
Trane U.S. Inc. | Trane | GEVG006A |  | Voluntarily Certified | HPWaterSAllPhase&lt;17kAllHeat | False | False |  |  |  |  | 13.7 | 11.2 | [6 empty] | 4.7 | 4.3 | 7000 | All Heating | 07/10/2023 |  | 11/02/2023
Trane U.S. Inc. | Trane | GEVG0067 |  | Voluntarily Certified | HPWaterSAllPhase&lt;17kAllHeat | False | False |  |  |  |  | 13.7 | 11.2 | [6 empty] | 4.7 | 4.3 | 7000 | All Heating | 07/10/2023 |  | 11/02/2023
Trane U.S. Inc. | Trane | GEVG009A |  | Voluntarily Certified | HPWaterSAllPhase&lt;17kAllHeat | False | False |  |  |  |  | 15.5 | 11.2 | [6 empty] | 5.5 | 4.3 | 8700 | All Heating | 07/10/2023 |  | 11/02/2023
Trane U.S. Inc. | Trane | GEVG0097 |  | Voluntarily Certified | HPWaterSAllPhase&lt;17kAllHeat | False | False |  |  |  |  | 15.5 | 11.2 | [6 empty] | 5.5 | 4.3 | 8700 | All Heating | 07/10/2023 |  | 11/02/2023
Trane U.S. Inc. | Trane | GEVG012A |  | Voluntarily Certified | HPWaterSAllPhase&lt;17kAllHeat | False | False |  |  |  |  | 14.9 | 11.2 | [6 empty] | 5.3 | 4.3 | 11400 | All Heating | 07/10/2023 |  | 11/02/2023
Trane U.S. Inc. | Trane | GEVG0127 |  | Voluntarily Certified | HPWaterSAllPhase&lt;17kAllHeat | False | False |  |  |  |  | 14.9 | 11.2 | [6 empty] | 5.3 | 4.3 | 11400 | All Heating | 07/10/2023 |  | 11/02/2023
Trane U.S. Inc. | Trane | GEVG015A |  | Voluntarily Certified | HPWaterSAllPhase&lt;17kAllHeat | False | False |  |  |  |  | 15.3 | 11.2 | [6 empty] | 5.1 | 4.3 | 14900 | All Heating | 07/10/2023 |  | 11/02/2023
Trane U.S. Inc. | Trane | GEVG0157 |  | Voluntarily Certified | HPWaterSAllPhase&lt;17kAllHeat | False | False |  |  |  |  | 15.3 | 11.2 | [6 empty] | 5.1 | 4.3 | 14900 | All Heating | 07/10/2023 |  | 11/02/2023
Trane U.S. Inc. | Trane | GEVG018A |  | Voluntarily Certified | HPWaterSAllPhase&gt;=17k&lt;65 | False | False |  |  |  |  | 15.6 | 12 | [6 empty] | 5 | 4.3 | 17400 | All Heating | 07/10/2023 |  | 11/02/2023
Trane U.S. Inc. | Trane | GEVG0187 |  | Voluntarily Certified | HPWaterSAllPhase&gt;=17k&lt;65 | False | False |  |  |  |  | 15.6 | 12 | [6 empty] | 5 | 4.3 | 17400 | All Heating | 07/10/2023 |  | 11/02/2023
Trane U.S. Inc. | Trane | GEVG024A |  | Voluntarily Certified | HPWaterSAllPhase&gt;=17k&lt;65 | False | False |  |  |  |  | 16.1 | 12 | [6 empty] | 5.3 | 4.3 | 23900 | All Heating | 07/10/2023 |  | 11/02/2023
Trane U.S. Inc. | Trane | GEVG024B |  | Voluntarily Certified | HPWaterSAllPhase&gt;=17k&lt;65 | False | False |  |  |  |  | 16.1 | 12 | [6 empty] | 5.3 | 4.3 | 23900 | All Heating | 07/10/2023 |  | 11/02/2023
Trane U.S. Inc. | Trane | GEVG0244 |  | Voluntarily Certified | HPWaterSAllPhase&gt;=17k&lt;65 | False | False |  |  |  |  | 16.1 | 12 | [6 empty] | 5.3 | 4.3 | 23900 | All Heating | 07/10/2023 |  | 11/02/2023
Trane U.S. Inc. | Trane | GEVG0247 |  | Voluntarily Certified | HPWaterSAllPhase&gt;=17k&lt;65 | False | False |  |  |  |  | 16.1 | 12 | [6 empty] | 5.3 | 4.3 | 23900 | All Heating | 07/10/2023 |  | 11/02/2023
Trane U.S. Inc. | Trane | GEVG030A |  | Voluntarily Certified | HPWaterSAllPhase&gt;=17k&lt;65 | False | False |  |  |  |  | 15.4 | 12 | [6 empty] | 5.1 | 4.3 | 29000 | All Heating | 07/10/2023 |  | 11/02/2023
Trane U.S. Inc. | Trane | GEVG030B |  | Voluntarily Certified | HPWaterSAllPhase&gt;=17k&lt;65 | False | False |  |  |  |  | 15.4 | 12 | [6 empty] | 5.1 | 4.3 | 29000 | All Heating | 07/10/2023 |  | 11/02/2023
Trane U.S. Inc. | Trane | GEVG0304 |  | Voluntarily Certified | HPWaterSAllPhase&gt;=17k&lt;65 | False | False |  |  |  |  | 15.4 | 12 | [6 empty] | 5.1 | 4.3 | 29000 | All Heating | 07/10/2023 |  | 11/02/2023
Trane U.S. Inc. | Trane | GEVG0307 |  | Voluntarily Certified | HPWaterSAllPhase&gt;=17k&lt;65 | False | False |  |  |  |  | 15.4 | 12 | [6 empty] | 5.1 | 4.3 | 29000 | All Heating | 07/10/2023 |  | 11/02/2023
Trane U.S. Inc. | Trane | GEVG036A |  | Voluntarily Certified | HPWaterSAllPhase&gt;=17k&lt;65 | False | False |  |  |  |  | 15.4 | 12 | [6 empty] | 5 | 4.3 | 36000 | All Heating | 07/10/2023 |  | 11/02/2023
Trane U.S. Inc. | Trane | GEVG036B |  | Voluntarily Certified | HPWaterSAllPhase&gt;=17k&lt;65 | False | False |  |  |  |  | 15.4 | 12 | [6 empty] | 5 | 4.3 | 36000 | All Heating | 07/10/2023 |  | 11/02/2023
Trane U.S. Inc. | Trane | GEVG0364 |  | Voluntarily Certified | HPWaterSAllPhase&gt;=17k&lt;65 | False | False |  |  |  |  | 15.4 | 12 | [6 empty] | 5 | 4.3 | 36000 | All Heating | 07/10/2023 |  | 11/02/2023
Trane U.S. Inc. | Trane | GEVG0367 |  | Voluntarily Certified | HPWaterSAllPhase&gt;=17k&lt;65 | False | False |  |  |  |  | 15.4 | 12 | [6 empty] | 5 | 4.3 | 36000 | All Heating | 07/10/2023 |  | 11/02/2023
Trane U.S. Inc. | Trane | GEVG042A |  | Voluntarily Certified | HPWaterSAllPhase&gt;=17k&lt;65 | False | False |  |  |  |  | 14.9 | 12 | [6 empty] | 4.7 | 4.3 | 40900 | All Heating | 07/10/2023 |  | 11/02/2023
Trane U.S. Inc. | Trane | GEVG042B |  | Voluntarily Certified | HPWaterSAllPhase&gt;=17k&lt;65 | False | False |  |  |  |  | 14.9 | 12 | [6 empty] | 4.7 | 4.3 | 40900 | All Heating | 07/10/2023 |  | 11/02/2023
Trane U.S. Inc. | Trane | GEVG0424 |  | Voluntarily Certified | HPWaterSAllPhase&gt;=17k&lt;65 | False | False |  |  |  |  | 14.9 | 12 | [6 empty] | 4.7 | 4.3 | 40900 | All Heating | 07/10/2023 |  | 11/02/2023
Trane U.S. Inc. | Trane | GEVG048A |  | Voluntarily Certified | HPWaterSAllPhase&gt;=17k&lt;65 | False | False |  |  |  |  | 15.1 | 12 | [6 empty] | 4.9 | 4.3 | 49500 | All Heating | 07/10/2023 |  | 11/02/2023
Trane U.S. Inc. | Trane | GEVG048B |  | Voluntarily Certified | HPWaterSAllPhase&gt;=17k&lt;65 | False | False |  |  |  |  | 15.1 | 12 | [6 empty] | 4.9 | 4.3 | 49500 | All Heating | 07/10/2023 |  | 11/02/2023
Trane U.S. Inc. | Trane | GEVG0484 |  | Voluntarily Certified | HPWaterSAllPhase&gt;=17k&lt;65 | False | False |  |  |  |  | 15.1 | 12 | [6 empty] | 4.9 | 4.3 | 49500 | All Heating | 07/10/2023 |  | 11/02/2023
Trane U.S. Inc. | Trane | GEVG060A |  | Voluntarily Certified | HPWaterSAllPhase&gt;=17k&lt;65 | False | False |  |  |  |  | 14.5 | 12 | [6 empty] | 4.6 | 4.3 | 55200 | All Heating | 07/10/2023 |  | 11/02/2023
Trane U.S. Inc. | Trane | GEVG060B |  | Voluntarily Certified | HPWaterSAllPhase&gt;=17k&lt;65 | False | False |  |  |  |  | 14.5 | 12 | [6 empty] | 4.6 | 4.3 | 55200 | All Heating | 07/10/2023 |  | 11/02/2023
Trane U.S. Inc. | Trane | GEVG0604 |  | Voluntarily Certified | HPWaterSAllPhase&gt;=17k&lt;65 | False | False |  |  |  |  | 14.5 | 12 | [6 empty] | 4.6 | 4.3 | 55200 | All Heating | 07/10/2023 |  | 11/02/2023
Trane U.S. Inc. | Trane | EXVG009A |  | Voluntarily Certified | HPWaterSAllPhase&lt;17kAllHeat | False | False |  |  |  |  | 16.1 | 11.2 | [6 empty] | 5.6 | 4.3 | 7900 | All Heating | 07/10/2023 |  | 11/02/2023
Trane U.S. Inc. | Trane | EXVG0097 |  | Voluntarily Certified | HPWaterSAllPhase&lt;17kAllHeat | False | False |  |  |  |  | 16.1 | 11.2 | [6 empty] | 5.6 | 4.3 | 7900 | All Heating | 07/10/2023 |  | 11/02/2023
Trane U.S. Inc. | Trane | EXVG012A |  | Voluntarily Certified | HPWaterSAllPhase&lt;17kAllHeat | False | False |  |  |  |  | 16.4 | 11.2 | [6 empty] | 5.8 | 4.3 | 11600 | All Heating | 07/10/2023 |  | 11/02/2023
Trane U.S. Inc. | Trane | EXVG0127 |  | Voluntarily Certified | HPWaterSAllPhase&lt;17kAllHeat | False | False |  |  |  |  | 16.4 | 11.2 | [6 empty] | 5.8 | 4.3 | 11600 | All Heating | 07/10/2023 |  | 11/02/2023
Trane U.S. Inc. | Trane | EXVG015A |  | Voluntarily Certified | HPWaterSAllPhase&lt;17kAllHeat | False | False |  |  |  |  | 16.1 | 11.2 | [6 empty] | 5.3 | 4.3 | 15100 | All Heating | 07/10/2023 |  | 11/02/2023
Trane U.S. Inc. | Trane | EXVG0157 |  | Voluntarily Certified | HPWaterSAllPhase&lt;17kAllHeat | False | False |  |  |  |  | 16.1 | 11.2 | [6 empty] | 5.3 | 4.3 | 15100 | All Heating | 07/10/2023 |  | 11/02/2023
Trane U.S. Inc. | Trane | EXVG018A |  | Voluntarily Certified | HPWaterSAllPhase&gt;=17k&lt;65 | False | False |  |  |  |  | 17.6 | 12 | [6 empty] | 5.7 | 4.3 | 18800 | All Heating | 07/10/2023 |  | 11/02/2023
Trane U.S. Inc. | Trane | EXVG0187 |  | Voluntarily Certified | HPWaterSAllPhase&gt;=17k&lt;65 | False | False |  |  |  |  | 17.6 | 12 | [6 empty] | 5.7 | 4.3 | 18800 | All Heating | 07/10/2023 |  | 11/02/2023
Trane U.S. Inc. | Trane | EXVG024A |  | Voluntarily Certified | HPWaterSAllPhase&gt;=17k&lt;65 | False | False |  |  |  |  | 17.4 | 12 | [6 empty] | 5.7 | 4.3 | 24600 | All Heating | 07/10/2023 |  | 11/02/2023
Trane U.S. Inc. | Trane | EXVG024B |  | Voluntarily Certified | HPWaterSAllPhase&gt;=17k&lt;65 | False | False |  |  |  |  | 17.4 | 12 | [6 empty] | 5.7 | 4.3 | 24600 | All Heating | 07/10/2023 |  | 11/02/2023
Trane U.S. Inc. | Trane | EXVG0244 |  | Voluntarily Certified | HPWaterSAllPhase&gt;=17k&lt;65 | False | False |  |  |  |  | 17.4 | 12 | [6 empty] | 5.7 | 4.3 | 24600 | All Heating | 07/10/2023 |  | 11/02/2023
Trane U.S. Inc. | Trane | EXVG0247 |  | Voluntarily Certified | HPWaterSAllPhase&gt;=17k&lt;65 | False | False |  |  |  |  | 17.4 | 12 | [6 empty] | 5.7 | 4.3 | 24600 | All Heating | 07/10/2023 |  | 11/02/2023
Trane U.S. Inc. | Trane | EXVG030A |  | Voluntarily Certified | HPWaterSAllPhase&gt;=17k&lt;65 | False | False |  |  |  |  | 17.8 | 12 | [6 empty] | 5.8 | 4.3 | 31400 | All Heating | 07/10/2023 |  | 11/02/2023
Trane U.S. Inc. | Trane | EXVG030B |  | Voluntarily Certified | HPWaterSAllPhase&gt;=17k&lt;65 | False | False |  |  |  |  | 17.8 | 12 | [6 empty] | 5.8 | 4.3 | 31400 | All Heating | 07/10/2023 |  | 11/02/2023
Trane U.S. Inc. | Trane | EXVG0304 |  | Voluntarily Certified | HPWaterSAllPhase&gt;=17k&lt;65 | False | False |  |  |  |  | 17.8 | 12 | [6 empty] | 5.8 | 4.3 | 31400 | All Heating | 07/10/2023 |  | 11/02/2023
Trane U.S. Inc. | Trane | EXVG0307 |  | Voluntarily Certified | HPWaterSAllPhase&gt;=17k&lt;65 | False | False |  |  |  |  | 17.8 | 12 | [6 empty] | 5.8 | 4.3 | 31400 | All Heating | 07/10/2023 |  | 11/02/2023
Trane U.S. Inc. | Trane | EXVG036A |  | Voluntarily Certified | HPWaterSAllPhase&gt;=17k&lt;65 | False | False |  |  |  |  | 17.6 | 12 | [6 empty] | 5.8 | 4.3 | 35500 | All Heating | 07/10/2023 |  | 11/02/2023
Trane U.S. Inc. | Trane | EXVG036B |  | Voluntarily Certified | HPWaterSAllPhase&gt;=17k&lt;65 | False | False |  |  |  |  | 17.6 | 12 | [6 empty] | 5.8 | 4.3 | 35500 | All Heating | 07/10/2023 |  | 11/02/2023
Trane U.S. Inc. | Trane | EXVG0364 |  | Voluntarily Certified | HPWaterSAllPhase&gt;=17k&lt;65 | False | False |  |  |  |  | 17.6 | 12 | [6 empty] | 5.8 | 4.3 | 35500 | All Heating | 07/10/2023 |  | 11/02/2023
Trane U.S. Inc. | Trane | EXVG0367 |  | Voluntarily Certified | HPWaterSAllPhase&gt;=17k&lt;65 | False | False |  |  |  |  | 17.6 | 12 | [6 empty] | 5.8 | 4.3 | 35500 | All Heating | 07/10/2023 |  | 11/02/2023
Trane U.S. Inc. | Trane | EXVG042A |  | Voluntarily Certified | HPWaterSAllPhase&gt;=17k&lt;65 | False | False |  |  |  |  | 18 | 12 | [6 empty] | 6.4 | 4.3 | 38400 | All Heating | 07/10/2023 |  | 11/02/2023
Trane U.S. Inc. | Trane | EXVG042B |  | Voluntarily Certified | HPWaterSAllPhase&gt;=17k&lt;65 | False | False |  |  |  |  | 18 | 12 | [6 empty] | 6.4 | 4.3 | 38400 | All Heating | 07/10/2023 |  | 11/02/2023
Trane U.S. Inc. | Trane | EXVG0424 |  | Voluntarily Certified | HPWaterSAllPhase&gt;=17k&lt;65 | False | False |  |  |  |  | 18 | 12 | [6 empty] | 6.4 | 4.3 | 38400 | All Heating | 07/10/2023 |  | 11/02/2023
Trane U.S. Inc. | Trane | EXVG048A |  | Voluntarily Certified | HPWaterSAllPhase&gt;=17k&lt;65 | False | False |  |  |  |  | 17.7 | 12 | [6 empty] | 6.1 | 4.3 | 45400 | All Heating | 07/10/2023 |  | 11/02/2023
Trane U.S. Inc. | Trane | EXVG048B |  | Voluntarily Certified | HPWaterSAllPhase&gt;=17k&lt;65 | False | False |  |  |  |  | 17.7 | 12 | [6 empty] | 6.1 | 4.3 | 45400 | All Heating | 07/10/2023 |  | 11/02/2023
Trane U.S. Inc. | Trane | EXVG0484 |  | Voluntarily Certified | HPWaterSAllPhase&gt;=17k&lt;65 | False | False |  |  |  |  | 17.7 | 12 | [6 empty] | 6.1 | 4.3 | 45400 | All Heating | 07/10/2023 |  | 11/02/2023
Trane U.S. Inc. | Trane | EXVG060A |  | Voluntarily Certified | HPWaterSAllPhase&gt;=17k&lt;65 | False | False |  |  |  |  | 17.5 | 12 | [6 empty] | 5.9 | 4.3 | 55700 | All Heating | 07/10/2023 |  | 11/02/2023
Trane U.S. Inc. | Trane | EXVG060B |  | Voluntarily Certified | HPWaterSAllPhase&gt;=17k&lt;65 | False | False |  |  |  |  | 17.5 | 12 | [6 empty] | 5.9 | 4.3 | 55700 | All Heating | 07/10/2023 |  | 11/02/2023
Trane U.S. Inc. | Trane | EXVG0604 |  | Voluntarily Certified | HPWaterSAllPhase&gt;=17k&lt;65 | False | False |  |  |  |  | 17.5 | 12 | [6 empty] | 5.9 | 4.3 | 55700 | All Heating | 07/10/2023 |  | 11/02/2023
Trane U.S. Inc. | Trane | EXVG070A |  | Voluntarily Certified | HPWaterSAllPhase&gt;=17k&lt;65 | False | False |  |  |  |  | 17.3 | 12 | [6 empty] | 5.4 | 4.3 | 63800 | All Heating | 07/10/2023 |  | 11/02/2023
Trane U.S. Inc. | Trane | EXVG070B |  | Voluntarily Certified | HPWaterSAllPhase&gt;=17k&lt;65 | False | False |  |  |  |  | 17.3 | 12 | [6 empty] | 5.4 | 4.3 | 63800 | All Heating | 07/10/2023 |  | 11/02/2023
Trane U.S. Inc. | Trane | EXVG0704 |  | Voluntarily Certified | HPWaterSAllPhase&gt;=17k&lt;65 | False | False |  |  |  |  | 17.3 | 12 | [6 empty] | 5.4 | 4.3 | 63800 | All Heating | 07/10/2023 |  | 11/02/2023
Trane U.S. Inc. | Trane | DXVG024A |  | Voluntarily Certified | HPWaterSAllPhase&gt;=17k&lt;65 | False | False |  |  |  |  | 16.8 | 12 | [6 empty] | 5.5 | 4.3 | 24700 | All Heating | 07/10/2023 |  | 11/02/2023
Trane U.S. Inc. | Trane | DXVG024B |  | Voluntarily Certified | HPWaterSAllPhase&gt;=17k&lt;65 | False | False |  |  |  |  | 16.8 | 12 | [6 empty] | 5.5 | 4.3 | 24700 | All Heating | 07/10/2023 |  | 11/02/2023
Trane U.S. Inc. | Trane | DXVG0244 |  | Voluntarily Certified | HPWaterSAllPhase&gt;=17k&lt;65 | False | False |  |  |  |  | 16.8 | 12 | [6 empty] | 5.5 | 4.3 | 24700 | All Heating | 07/10/2023 |  | 11/02/2023
Trane U.S. Inc. | Trane | DXVG0247 |  | Voluntarily Certified | HPWaterSAllPhase&gt;=17k&lt;65 | False | False |  |  |  |  | 16.8 | 12 | [6 empty] | 5.5 | 4.3 | 24700 | All Heating | 07/10/2023 |  | 11/02/2023
Trane U.S. Inc. | Trane | DXVG036A |  | Voluntarily Certified | HPWaterSAllPhase&gt;=17k&lt;65 | False | False |  |  |  |  | 17.3 | 12 | [6 empty] | 5.9 | 4.3 | 33000 | All Heating | 07/10/2023 |  | 11/02/2023
Trane U.S. Inc. | Trane | DXVG036B |  | Voluntarily Certified | HPWaterSAllPhase&gt;=17k&lt;65 | False | False |  |  |  |  | 17.3 | 12 | [6 empty] | 5.9 | 4.3 | 33000 | All Heating | 07/10/2023 |  | 11/02/2023
Trane U.S. Inc. | Trane | DXVG0364 |  | Voluntarily Certified | HPWaterSAllPhase&gt;=17k&lt;65 | False | False |  |  |  |  | 17.3 | 12 | [6 empty] | 5.9 | 4.3 | 33000 | All Heating | 07/10/2023 |  | 11/02/2023
Trane U.S. Inc. | Trane | DXVG0367 |  | Voluntarily Certified | HPWaterSAllPhase&gt;=17k&lt;65 | False | False |  |  |  |  | 17.3 | 12 | [6 empty] | 5.9 | 4.3 | 33000 | All Heating | 07/10/2023 |  | 11/02/2023
Trane U.S. Inc. | Trane | DXVG048A |  | Voluntarily Certified | HPWaterSAllPhase&gt;=17k&lt;65 | False | False |  |  |  |  | 17.9 | 12 | [6 empty] | 6.1 | 4.3 | 45200 | All Heating | 07/10/2023 |  | 11/02/2023
Trane U.S. Inc. | Trane | DXVG048B |  | Voluntarily Certified | HPWaterSAllPhase&gt;=17k&lt;65 | False | False |  |  |  |  | 17.9 | 12 | [6 empty] | 6.1 | 4.3 | 45200 | All Heating | 07/10/2023 |  | 11/02/2023
Trane U.S. Inc. | Trane | DXVG0484 |  | Voluntarily Certified | HPWaterSAllPhase&gt;=17k&lt;65 | False | False |  |  |  |  | 17.9 | 12 | [6 empty] | 6.1 | 4.3 | 45200 | All Heating | 07/10/2023 |  | 11/02/2023
Trane U.S. Inc. | Trane | DXVG060A |  | Voluntarily Certified | HPWaterSAllPhase&gt;=17k&lt;65 | False | False |  |  |  |  | 17.6 | 12 | [6 empty] | 6 | 4.3 | 52100 | All Heating | 07/10/2023 |  | 11/02/2023
Trane U.S. Inc. | Trane | DXVG060B |  | Voluntarily Certified | HPWaterSAllPhase&gt;=17k&lt;65 | False | False |  |  |  |  | 17.6 | 12 | [6 empty] | 6 | 4.3 | 52100 | All Heating | 07/10/2023 |  | 11/02/2023
Trane U.S. Inc. | Trane | DXVG0604 |  | Voluntarily Certified | HPWaterSAllPhase&gt;=17k&lt;65 | False | False |  |  |  |  | 17.6 | 12 | [6 empty] | 6 | 4.3 | 52100 | All Heating | 07/10/2023 |  | 11/02/2023
Trane U.S. Inc. | Trane | DXVG070A |  | Voluntarily Certified | HPWaterSAllPhase&gt;=17k&lt;65 | False | False |  |  |  |  | 17.3 | 12 | [6 empty] | 5.4 | 4.3 | 64400 | All Heating | 07/10/2023 |  | 11/02/2023
Trane U.S. Inc. | Trane | DXVG070B |  | Voluntarily Certified | HPWaterSAllPhase&gt;=17k&lt;65 | False | False |  |  |  |  | 17.3 | 12 | [6 empty] | 5.4 | 4.3 | 64400 | All Heating | 07/10/2023 |  | 11/02/2023
Trane U.S. Inc. | Trane | DXVG0704 |  | Voluntarily Certified | HPWaterSAllPhase&gt;=17k&lt;65 | False | False |  |  |  |  | 17.3 | 12 | [6 empty] | 5.4 | 4.3 | 64400 | All Heating | 07/10/2023 |  | 11/02/2023
Trane U.S. Inc. | Trane | GETE0091-5 |  | Voluntarily Certified | HPWaterSAllPhase&lt;17kAllHeat | False | False |  |  |  |  | 13.2 | 11.2 | [6 empty] | 4.5 | 4.3 | 8300 | All Heating | 07/10/2023 |  | 11/02/2023
Trane U.S. Inc. | Trane | GETE0092-5 |  | Voluntarily Certified | HPWaterSAllPhase&lt;17kAllHeat | False | False |  |  |  |  | 13.2 | 11.2 | [6 empty] | 4.5 | 4.3 | 8300 | All Heating | 07/10/2023 |  | 11/02/2023
Trane U.S. Inc. | Trane | GETE0097-5 |  | Voluntarily Certified | HPWaterSAllPhase&lt;17kAllHeat | False | False |  |  |  |  | 13.2 | 11.2 | [6 empty] | 4.5 | 4.3 | 8300 | All Heating | 07/10/2023 |  | 11/02/2023
Trane U.S. Inc. | Trane | GETE0121-5 |  | Voluntarily Certified | HPWaterSAllPhase&lt;17kAllHeat | False | False |  |  |  |  | 13.5 | 11.2 | [6 empty] | 4.8 | 4.3 | 12000 | All Heating | 07/10/2023 |  | 11/02/2023
Trane U.S. Inc. | Trane | GETE0122-5 |  | Voluntarily Certified | HPWaterSAllPhase&lt;17kAllHeat | False | False |  |  |  |  | 13.5 | 11.2 | [6 empty] | 4.8 | 4.3 | 12000 | All Heating | 07/10/2023 |  | 11/02/2023
Trane U.S. Inc. | Trane | GETE0127-5 |  | Voluntarily Certified | HPWaterSAllPhase&lt;17kAllHeat | False | False |  |  |  |  | 13.5 | 11.2 | [6 empty] | 4.8 | 4.3 | 12000 | All Heating | 07/10/2023 |  | 11/02/2023
Trane U.S. Inc. | Trane | GETE0151-5 |  | Voluntarily Certified | HPWaterSAllPhase&lt;17kAllHeat | False | False |  |  |  |  | 14.3 | 11.2 | [6 empty] | 4.8 | 4.3 | 14900 | All Heating | 07/10/2023 |  | 11/02/2023
Trane U.S. Inc. | Trane | GETE0152-5 |  | Voluntarily Certified | HPWaterSAllPhase&lt;17kAllHeat | False | False |  |  |  |  | 14.3 | 11.2 | [6 empty] | 4.8 | 4.3 | 14900 | All Heating | 07/10/2023 |  | 11/02/2023
Trane U.S. Inc. | Trane | GETE0157-5 |  | Voluntarily Certified | HPWaterSAllPhase&lt;17kAllHeat | False | False |  |  |  |  | 14.3 | 11.2 | [6 empty] | 4.8 | 4.3 | 14900 | All Heating | 07/10/2023 |  | 11/02/2023
Trane U.S. Inc. | Trane | GETE0181-5 |  | Voluntarily Certified | HPWaterSAllPhase&gt;=17k&lt;65 | False | False |  |  |  |  | 13.9 | 12 | [6 empty] | 4.6 | 4.3 | 18500 | All Heating | 07/10/2023 |  | 11/02/2023
Trane U.S. Inc. | Trane | GETE0182-5 |  | Voluntarily Certified | HPWaterSAllPhase&gt;=17k&lt;65 | False | False |  |  |  |  | 13.9 | 12 | [6 empty] | 4.6 | 4.3 | 18500 | All Heating | 07/10/2023 |  | 11/02/2023
Trane U.S. Inc. | Trane | GETE0187-5 |  | Voluntarily Certified | HPWaterSAllPhase&gt;=17k&lt;65 | False | False |  |  |  |  | 13.9 | 12 | [6 empty] | 4.6 | 4.3 | 18500 | All Heating | 07/10/2023 |  | 11/02/2023
Trane U.S. Inc. | Trane | GETE0241-5 |  | Voluntarily Certified | HPWaterSAllPhase&gt;=17k&lt;65 | False | False |  |  |  |  | 15.7 | 12 | [6 empty] | 4.6 | 4.3 | 23500 | All Heating | 07/10/2023 |  | 11/02/2023
Trane U.S. Inc. | Trane | GETE0242-5 |  | Voluntarily Certified | HPWaterSAllPhase&gt;=17k&lt;65 | False | False |  |  |  |  | 15.7 | 12 | [6 empty] | 4.6 | 4.3 | 23500 | All Heating | 07/10/2023 |  | 11/02/2023
Trane U.S. Inc. | Trane | GETE0247-5 |  | Voluntarily Certified | HPWaterSAllPhase&gt;=17k&lt;65 | False | False |  |  |  |  | 15.7 | 12 | [6 empty] | 4.6 | 4.3 | 23500 | All Heating | 07/10/2023 |  | 11/02/2023
Trane U.S. Inc. | Trane | GETE0361-5 |  | Voluntarily Certified | HPWaterSAllPhase&gt;=17k&lt;65 | False | False |  |  |  |  | 14.8 | 12 | [6 empty] | 4.5 | 4.3 | 34200 | All Heating | 07/10/2023 |  | 11/02/2023
Trane U.S. Inc. | Trane | GETE0362-5 |  | Voluntarily Certified | HPWaterSAllPhase&gt;=17k&lt;65 | False | False |  |  |  |  | 14.8 | 12 | [6 empty] | 4.5 | 4.3 | 34200 | All Heating | 07/10/2023 |  | 11/02/2023
Trane U.S. Inc. | Trane | GETE0367-5 |  | Voluntarily Certified | HPWaterSAllPhase&gt;=17k&lt;65 | False | False |  |  |  |  | 14.8 | 12 | [6 empty] | 4.5 | 4.3 | 34200 | All Heating | 07/10/2023 |  | 11/02/2023
Trane U.S. Inc. | Trane | DXHG048A |  | Voluntarily Certified | HPWaterSAllPhase&gt;=17k&lt;65 | False | False |  |  |  |  | 17.9 | 12 | [6 empty] | 6.1 | 4.3 | 45200 | All Heating | 07/10/2023 |  | 11/02/2023
Trane U.S. Inc. | Trane | DXHG060A |  | Voluntarily Certified | HPWaterSAllPhase&gt;=17k&lt;65 | False | False |  |  |  |  | 17.6 | 12 | [6 empty] | 6 | 4.3 | 52100 | All Heating | 07/10/2023 |  | 11/02/2023
Trane U.S. Inc. | Trane | DXHG070A |  | Voluntarily Certified | HPWaterSAllPhase&gt;=17k&lt;65 | False | False |  |  |  |  | 17.3 | 12 | [6 empty] | 5.4 | 4.3 | 64400 | All Heating | 07/10/2023 |  | 11/02/2023
Trane U.S. Inc. | Trane | GEHG0067 |  | Voluntarily Certified | HPWaterSAllPhase&lt;17kAllHeat | False | False |  |  |  |  | 13.7 | 11.2 | [6 empty] | 4.7 | 4.3 | 7000 | All Heating | 07/10/2023 |  | 11/02/2023
Trane U.S. Inc. | Trane | GEHG0097 |  | Voluntarily Certified | HPWaterSAllPhase&lt;17kAllHeat | False | False |  |  |  |  | 15.5 | 11.2 | [6 empty] | 5.5 | 4.3 | 8700 | All Heating | 07/10/2023 |  | 11/02/2023
Trane U.S. Inc. | Trane | GEHG0127 |  | Voluntarily Certified | HPWaterSAllPhase&lt;17kAllHeat | False | False |  |  |  |  | 14.9 | 11.2 | [6 empty] | 5.3 | 4.3 | 11400 | All Heating | 07/10/2023 |  | 11/02/2023
Trane U.S. Inc. | Trane | GEHG0157 |  | Voluntarily Certified | HPWaterSAllPhase&lt;17kAllHeat | False | False |  |  |  |  | 15.3 | 11.2 | [6 empty] | 5.1 | 4.3 | 14900 | All Heating | 07/10/2023 |  | 11/02/2023
Trane U.S. Inc. | Trane | GEHG0187 |  | Voluntarily Certified | HPWaterSAllPhase&gt;=17k&lt;65 | False | False |  |  |  |  | 15.6 | 12 | [6 empty] | 5 | 4.3 | 17400 | All Heating | 07/10/2023 |  | 11/02/2023
Trane U.S. Inc. | Trane | GEHG024B |  | Voluntarily Certified | HPWaterSAllPhase&gt;=17k&lt;65 | False | False |  |  |  |  | 16.1 | 12 | [6 empty] | 5.3 | 4.3 | 23900 | All Heating | 07/10/2023 |  | 11/02/2023
Trane U.S. Inc. | Trane | GEHG0244 |  | Voluntarily Certified | HPWaterSAllPhase&gt;=17k&lt;65 | False | False |  |  |  |  | 16.1 | 12 | [6 empty] | 5.3 | 4.3 | 23900 | All Heating | 07/10/2023 |  | 11/02/2023
Trane U.S. Inc. | Trane | GEHG0247 |  | Voluntarily Certified | HPWaterSAllPhase&gt;=17k&lt;65 | False | False |  |  |  |  | 16.1 | 12 | [6 empty] | 5.3 | 4.3 | 23900 | All Heating | 07/10/2023 |  | 11/02/2023
Trane U.S. Inc. | Trane | GEHG030B |  | Voluntarily Certified | HPWaterSAllPhase&gt;=17k&lt;65 | False | False |  |  |  |  | 15.4 | 12 | [6 empty] | 5.1 | 4.3 | 29000 | All Heating | 07/10/2023 |  | 11/02/2023
Trane U.S. Inc. | Trane | GEHG0304 |  | Voluntarily Certified | HPWaterSAllPhase&gt;=17k&lt;65 | False | False |  |  |  |  | 15.4 | 12 | [6 empty] | 5.1 | 4.3 | 29000 | All Heating | 07/10/2023 |  | 11/02/2023
Trane U.S. Inc. | Trane | GEHG0307 |  | Voluntarily Certified | HPWaterSAllPhase&gt;=17k&lt;65 | False | False |  |  |  |  | 15.4 | 12 | [6 empty] | 5.1 | 4.3 | 29000 | All Heating | 07/10/2023 |  | 11/02/2023
Trane U.S. Inc. | Trane | GEHG036B |  | Voluntarily Certified | HPWaterSAllPhase&gt;=17k&lt;65 | False | False |  |  |  |  | 15.4 | 12 | [6 empty] | 5 | 4.3 | 36000 | All Heating | 07/10/2023 |  | 11/02/2023
Trane U.S. Inc. | Trane | GEHG0364 |  | Voluntarily Certified | HPWaterSAllPhase&gt;=17k&lt;65 | False | False |  |  |  |  | 15.4 | 12 | [6 empty] | 5 | 4.3 | 36000 | All Heating | 07/10/2023 |  | 11/02/2023
Trane U.S. Inc. | Trane | GEHG0367 |  | Voluntarily Certified | HPWaterSAllPhase&gt;=17k&lt;65 | False | False |  |  |  |  | 15.4 | 12 | [6 empty] | 5 | 4.3 | 36000 | All Heating | 07/10/2023 |  | 11/02/2023
Trane U.S. Inc. | Trane | GEHG042B |  | Voluntarily Certified | HPWaterSAllPhase&gt;=17k&lt;65 | False | False |  |  |  |  | 14.9 | 12 | [6 empty] | 4.7 | 4.3 | 40900 | All Heating | 07/10/2023 |  | 11/02/2023
Trane U.S. Inc. | Trane | GEHG0424 |  | Voluntarily Certified | HPWaterSAllPhase&gt;=17k&lt;65 | False | False |  |  |  |  | 14.9 | 12 | [6 empty] | 4.7 | 4.3 | 40900 | All Heating | 07/10/2023 |  | 11/02/2023
Trane U.S. Inc. | Trane | GEHG048B |  | Voluntarily Certified | HPWaterSAllPhase&gt;=17k&lt;65 | False | False |  |  |  |  | 15.1 | 12 | [6 empty] | 4.9 | 4.3 | 49500 | All Heating | 07/10/2023 |  | 11/02/2023
Trane U.S. Inc. | Trane | GEHG0484 |  | Voluntarily Certified | HPWaterSAllPhase&gt;=17k&lt;65 | False | False |  |  |  |  | 15.1 | 12 | [6 empty] | 4.9 | 4.3 | 49500 | All Heating | 07/10/2023 |  | 11/02/2023
Trane U.S. Inc. | Trane | GEHG060B |  | Voluntarily Certified | HPWaterSAllPhase&gt;=17k&lt;65 | False | False |  |  |  |  | 14.5 | 12 | [6 empty] | 4.6 | 4.3 | 55200 | All Heating | 07/10/2023 |  | 11/02/2023
Trane U.S. Inc. | Trane | GEHG0604 |  | Voluntarily Certified | HPWaterSAllPhase&gt;=17k&lt;65 | False | False |  |  |  |  | 14.5 | 12 | [6 empty] | 4.6 | 4.3 | 55200 | All Heating | 07/10/2023 |  | 11/02/2023
Trane U.S. Inc. | Trane | EXHG0097 |  | Voluntarily Certified | HPWaterSAllPhase&lt;17kAllHeat | False | False |  |  |  |  | 16.1 | 11.2 | [6 empty] | 5.6 | 4.3 | 7900 | All Heating | 07/10/2023 |  | 11/02/2023
Trane U.S. Inc. | Trane | DXHG0364 |  | Voluntarily Certified | HPWaterSAllPhase&gt;=17k&lt;65 | False | False |  |  |  |  | 17.3 | 12 | [6 empty] | 5.9 | 4.3 | 33000 | All Heating | 07/10/2023 |  | 11/02/2023
Trane U.S. Inc. | Trane | DXHG0367 |  | Voluntarily Certified | HPWaterSAllPhase&gt;=17k&lt;65 | False | False |  |  |  |  | 17.3 | 12 | [6 empty] | 5.9 | 4.3 | 33000 | All Heating | 07/10/2023 |  | 11/02/2023
Trane U.S. Inc. | Trane | DXHG048B |  | Voluntarily Certified | HPWaterSAllPhase&gt;=17k&lt;65 | False | False |  |  |  |  | 17.9 | 12 | [6 empty] | 6.1 | 4.3 | 45200 | All Heating | 07/10/2023 |  | 11/02/2023
Trane U.S. Inc. | Trane | DXHG0484 |  | Voluntarily Certified | HPWaterSAllPhase&gt;=17k&lt;65 | False | False |  |  |  |  | 17.9 | 12 | [6 empty] | 6.1 | 4.3 | 45200 | All Heating | 07/10/2023 |  | 11/02/2023
Trane U.S. Inc. | Trane | DXHG060B |  | Voluntarily Certified | HPWaterSAllPhase&gt;=17k&lt;65 | False | False |  |  |  |  | 17.6 | 12 | [6 empty] | 6 | 4.3 | 52100 | All Heating | 07/10/2023 |  | 11/02/2023
Trane U.S. Inc. | Trane | DXHG0604 |  | Voluntarily Certified | HPWaterSAllPhase&gt;=17k&lt;65 | False | False |  |  |  |  | 17.6 | 12 | [6 empty] | 6 | 4.3 | 52100 | All Heating | 07/10/2023 |  | 11/02/2023
Trane U.S. Inc. | Trane | EXHG024B |  | Voluntarily Certified | HPWaterSAllPhase&gt;=17k&lt;65 | False | False |  |  |  |  | 17.4 | 12 | [6 empty] | 5.7 | 4.3 | 24600 | All Heating | 07/10/2023 |  | 11/02/2023
Trane U.S. Inc. | Trane | EXHG0244 |  | Voluntarily Certified | HPWaterSAllPhase&gt;=17k&lt;65 | False | False |  |  |  |  | 17.4 | 12 | [6 empty] | 5.7 | 4.3 | 24600 | All Heating | 07/10/2023 |  | 11/02/2023
Trane U.S. Inc. | Trane | EXHG0247 |  | Voluntarily Certified | HPWaterSAllPhase&gt;=17k&lt;65 | False | False |  |  |  |  | 17.4 | 12 | [6 empty] | 5.7 | 4.3 | 24600 | All Heating | 07/10/2023 |  | 11/02/2023
Trane U.S. Inc. | Trane | EXHG030B |  | Voluntarily Certified | HPWaterSAllPhase&gt;=17k&lt;65 | False | False |  |  |  |  | 17.8 | 12 | [6 empty] | 5.8 | 4.3 | 31400 | All Heating | 07/10/2023 |  | 11/02/2023
Trane U.S. Inc. | Trane | EXHG0304 |  | Voluntarily Certified | HPWaterSAllPhase&gt;=17k&lt;65 | False | False |  |  |  |  | 17.8 | 12 | [6 empty] | 5.8 | 4.3 | 31400 | All Heating | 07/10/2023 |  | 11/02/2023
Trane U.S. Inc. | Trane | EXHG0307 |  | Voluntarily Certified | HPWaterSAllPhase&gt;=17k&lt;65 | False | False |  |  |  |  | 17.8 | 12 | [6 empty] | 5.8 | 4.3 | 31400 | All Heating | 07/10/2023 |  | 11/02/2023
Trane U.S. Inc. | Trane | EXHG036B |  | Voluntarily Certified | HPWaterSAllPhase&gt;=17k&lt;65 | False | False |  |  |  |  | 17.6 | 12 | [6 empty] | 5.8 | 4.3 | 35500 | All Heating | 07/10/2023 |  | 11/02/2023
Trane U.S. Inc. | Trane | EXHG0364 |  | Voluntarily Certified | HPWaterSAllPhase&gt;=17k&lt;65 | False | False |  |  |  |  | 17.6 | 12 | [6 empty] | 5.8 | 4.3 | 35500 | All Heating | 07/10/2023 |  | 11/02/2023
Trane U.S. Inc. | Trane | EXHG0367 |  | Voluntarily Certified | HPWaterSAllPhase&gt;=17k&lt;65 | False | False |  |  |  |  | 17.6 | 12 | [6 empty] | 5.8 | 4.3 | 35500 | All Heating | 07/10/2023 |  | 11/02/2023
Trane U.S. Inc. | Trane | EXHG042B |  | Voluntarily Certified | HPWaterSAllPhase&gt;=17k&lt;65 | False | False |  |  |  |  | 18 | 12 | [6 empty] | 6.4 | 4.3 | 38400 | All Heating | 07/10/2023 |  | 11/02/2023
Trane U.S. Inc. | Trane | EXHG0424 |  | Voluntarily Certified | HPWaterSAllPhase&gt;=17k&lt;65 | False | False |  |  |  |  | 18 | 12 | [6 empty] | 6.4 | 4.3 | 38400 | All Heating | 07/10/2023 |  | 11/02/2023
Trane U.S. Inc. | Trane | EXHG048B |  | Voluntarily Certified | HPWaterSAllPhase&gt;=17k&lt;65 | False | False |  |  |  |  | 17.7 | 12 | [6 empty] | 6.1 | 4.3 | 45400 | All Heating | 07/10/2023 |  | 11/02/2023
Trane U.S. Inc. | Trane | EXHG0484 |  | Voluntarily Certified | HPWaterSAllPhase&gt;=17k&lt;65 | False | False |  |  |  |  | 17.7 | 12 | [6 empty] | 6.1 | 4.3 | 45400 | All Heating | 07/10/2023 |  | 11/02/2023
Trane U.S. Inc. | Trane | EXHG060B |  | Voluntarily Certified | HPWaterSAllPhase&gt;=17k&lt;65 | False | False |  |  |  |  | 17.5 | 12 | [6 empty] | 5.9 | 4.3 | 55700 | All Heating | 07/10/2023 |  | 11/02/2023
Trane U.S. Inc. | Trane | EXHG0604 |  | Voluntarily Certified | HPWaterSAllPhase&gt;=17k&lt;65 | False | False |  |  |  |  | 17.5 | 12 | [6 empty] | 5.9 | 4.3 | 55700 | All Heating | 07/10/2023 |  | 11/02/2023
Trane U.S. Inc. | Trane | EXHG070B |  | Voluntarily Certified | HPWaterSAllPhase&gt;=17k&lt;65 | False | False |  |  |  |  | 17.3 | 12 | [6 empty] | 5.4 | 4.3 | 63800 | All Heating | 07/10/2023 |  | 11/02/2023
Trane U.S. Inc. | Trane | EXHG0704 |  | Voluntarily Certified | HPWaterSAllPhase&gt;=17k&lt;65 | False | False |  |  |  |  | 17.3 | 12 | [6 empty] | 5.4 | 4.3 | 63800 | All Heating | 07/10/2023 |  | 11/02/2023
Trane U.S. Inc. | Trane | DXHG024B |  | Voluntarily Certified | HPWaterSAllPhase&gt;=17k&lt;65 | False | False |  |  |  |  | 16.8 | 12 | [6 empty] | 5.5 | 4.3 | 24700 | All Heating | 07/10/2023 |  | 11/02/2023
Trane U.S. Inc. | Trane | EXHG070A |  | Voluntarily Certified | HPWaterSAllPhase&gt;=17k&lt;65 | False | False |  |  |  |  | 17.3 | 12 | [6 empty] | 5.4 | 4.3 | 63800 | All Heating | 07/10/2023 |  | 11/02/2023
Trane U.S. Inc. | Trane | DXHG024A |  | Voluntarily Certified | HPWaterSAllPhase&gt;=17k&lt;65 | False | False |  |  |  |  | 16.8 | 12 | [6 empty] | 5.5 | 4.3 | 24700 | All Heating | 07/10/2023 |  | 11/02/2023
Trane U.S. Inc. | Trane | DXHG036A |  | Voluntarily Certified | HPWaterSAllPhase&gt;=17k&lt;65 | False | False |  |  |  |  | 17.3 | 12 | [6 empty] | 5.9 | 4.3 | 33000 | All Heating | 07/10/2023 |  | 11/02/2023
Trane U.S. Inc. | Trane | EXHG0127 |  | Voluntarily Certified | HPWaterSAllPhase&lt;17kAllHeat | False | False |  |  |  |  | 16.4 | 11.2 | [6 empty] | 5.8 | 4.3 | 11600 | All Heating | 07/10/2023 |  | 11/02/2023
Trane U.S. Inc. | Trane | EXHG0157 |  | Voluntarily Certified | HPWaterSAllPhase&lt;17kAllHeat | False | False |  |  |  |  | 16.1 | 11.2 | [6 empty] | 5.3 | 4.3 | 15100 | All Heating | 07/10/2023 |  | 11/02/2023
Trane U.S. Inc. | Trane | EXHG0187 |  | Voluntarily Certified | HPWaterSAllPhase&gt;=17k&lt;65 | False | False |  |  |  |  | 17.6 | 12 | [6 empty] | 5.7 | 4.3 | 18800 | All Heating | 07/10/2023 |  | 11/02/2023
Trane U.S. Inc. | Trane | DXHG0244 |  | Voluntarily Certified | HPWaterSAllPhase&gt;=17k&lt;65 | False | False |  |  |  |  | 16.8 | 12 | [6 empty] | 5.5 | 4.3 | 24700 | All Heating | 07/10/2023 |  | 11/02/2023
Trane U.S. Inc. | Trane | DXHG0247 |  | Voluntarily Certified | HPWaterSAllPhase&gt;=17k&lt;65 | False | False |  |  |  |  | 16.8 | 12 | [6 empty] | 5.5 | 4.3 | 24700 | All Heating | 07/10/2023 |  | 11/02/2023
Trane U.S. Inc. | Trane | DXHG036B |  | Voluntarily Certified | HPWaterSAllPhase&gt;=17k&lt;65 | False | False |  |  |  |  | 17.3 | 12 | [6 empty] | 5.9 | 4.3 | 33000 | All Heating | 07/10/2023 |  | 11/02/2023
Trane U.S. Inc. | Trane | DXHG070B |  | Voluntarily Certified | HPWaterSAllPhase&gt;=17k&lt;65 | False | False |  |  |  |  | 17.3 | 12 | [6 empty] | 5.4 | 4.3 | 64400 | All Heating | 07/10/2023 |  | 11/02/2023
Trane U.S. Inc. | Trane | DXHG0704 |  | Voluntarily Certified | HPWaterSAllPhase&gt;=17k&lt;65 | False | False |  |  |  |  | 17.3 | 12 | [6 empty] | 5.4 | 4.3 | 64400 | All Heating | 07/10/2023 |  | 11/02/2023
Trane U.S. Inc. | Trane | GEHG006A |  | Voluntarily Certified | HPWaterSAllPhase&lt;17kAllHeat | False | False |  |  |  |  | 13.7 | 11.2 | [6 empty] | 4.7 | 4.3 | 7000 | All Heating | 07/10/2023 |  | 11/02/2023
Trane U.S. Inc. | Trane | GEHG009A |  | Voluntarily Certified | HPWaterSAllPhase&lt;17kAllHeat | False | False |  |  |  |  | 15.5 | 11.2 | [6 empty] | 5.5 | 4.3 | 8700 | All Heating | 07/10/2023 |  | 11/02/2023
Trane U.S. Inc. | Trane | GEHG012A |  | Voluntarily Certified | HPWaterSAllPhase&lt;17kAllHeat | False | False |  |  |  |  | 14.9 | 11.2 | [6 empty] | 5.3 | 4.3 | 11400 | All Heating | 07/10/2023 |  | 11/02/2023
Trane U.S. Inc. | Trane | GEHG015A |  | Voluntarily Certified | HPWaterSAllPhase&lt;17kAllHeat | False | False |  |  |  |  | 15.3 | 11.2 | [6 empty] | 5.1 | 4.3 | 14900 | All Heating | 07/10/2023 |  | 11/02/2023
Trane U.S. Inc. | Trane | GEHG018A |  | Voluntarily Certified | HPWaterSAllPhase&gt;=17k&lt;65 | False | False |  |  |  |  | 15.6 | 12 | [6 empty] | 5 | 4.3 | 17400 | All Heating | 07/10/2023 |  | 11/02/2023
Trane U.S. Inc. | Trane | GEHG024A |  | Voluntarily Certified | HPWaterSAllPhase&gt;=17k&lt;65 | False | False |  |  |  |  | 16.1 | 12 | [6 empty] | 5.3 | 4.3 | 23900 | All Heating | 07/10/2023 |  | 11/02/2023
Trane U.S. Inc. | Trane | GEHG030A |  | Voluntarily Certified | HPWaterSAllPhase&gt;=17k&lt;65 | False | False |  |  |  |  | 15.4 | 12 | [6 empty] | 5.1 | 4.3 | 29000 | All Heating | 07/10/2023 |  | 11/02/2023
Trane U.S. Inc. | Trane | GEHG036A |  | Voluntarily Certified | HPWaterSAllPhase&gt;=17k&lt;65 | False | False |  |  |  |  | 15.4 | 12 | [6 empty] | 5 | 4.3 | 36000 | All Heating | 07/10/2023 |  | 11/02/2023
Trane U.S. Inc. | Trane | GEHG042A |  | Voluntarily Certified | HPWaterSAllPhase&gt;=17k&lt;65 | False | False |  |  |  |  | 14.9 | 12 | [6 empty] | 4.7 | 4.3 | 40900 | All Heating | 07/10/2023 |  | 11/02/2023
Trane U.S. Inc. | Trane | GEHG048A |  | Voluntarily Certified | HPWaterSAllPhase&gt;=17k&lt;65 | False | False |  |  |  |  | 15.1 | 12 | [6 empty] | 4.9 | 4.3 | 49500 | All Heating | 07/10/2023 |  | 11/02/2023
Trane U.S. Inc. | Trane | GEHG060A |  | Voluntarily Certified | HPWaterSAllPhase&gt;=17k&lt;65 | False | False |  |  |  |  | 14.5 | 12 | [6 empty] | 4.6 | 4.3 | 55200 | All Heating | 07/10/2023 |  | 11/02/2023
Trane U.S. Inc. | Trane | EXHG009A |  | Voluntarily Certified | HPWaterSAllPhase&lt;17kAllHeat | False | False |  |  |  |  | 16.1 | 11.2 | [6 empty] | 5.6 | 4.3 | 7900 | All Heating | 07/10/2023 |  | 11/02/2023
Trane U.S. Inc. | Trane | EXHG012A |  | Voluntarily Certified | HPWaterSAllPhase&lt;17kAllHeat | False | False |  |  |  |  | 16.4 | 11.2 | [6 empty] | 5.8 | 4.3 | 11600 | All Heating | 07/10/2023 |  | 11/02/2023
Trane U.S. Inc. | Trane | EXHG015A |  | Voluntarily Certified | HPWaterSAllPhase&lt;17kAllHeat | False | False |  |  |  |  | 16.1 | 11.2 | [6 empty] | 5.3 | 4.3 | 15100 | All Heating | 07/10/2023 |  | 11/02/2023
Trane U.S. Inc. | Trane | EXHG018A |  | Voluntarily Certified | HPWaterSAllPhase&gt;=17k&lt;65 | False | False |  |  |  |  | 17.6 | 12 | [6 empty] | 5.7 | 4.3 | 18800 | All Heating | 07/10/2023 |  | 11/02/2023
Trane U.S. Inc. | Trane | EXHG024A |  | Voluntarily Certified | HPWaterSAllPhase&gt;=17k&lt;65 | False | False |  |  |  |  | 17.4 | 12 | [6 empty] | 5.7 | 4.3 | 24600 | All Heating | 07/10/2023 |  | 11/02/2023
Trane U.S. Inc. | Trane | EXHG030A |  | Voluntarily Certified | HPWaterSAllPhase&gt;=17k&lt;65 | False | False |  |  |  |  | 17.8 | 12 | [6 empty] | 5.8 | 4.3 | 31400 | All Heating | 07/10/2023 |  | 11/02/2023
Trane U.S. Inc. | Trane | EXHG036A |  | Voluntarily Certified | HPWaterSAllPhase&gt;=17k&lt;65 | False | False |  |  |  |  | 17.6 | 12 | [6 empty] | 5.8 | 4.3 | 35500 | All Heating | 07/10/2023 |  | 11/02/2023
Trane U.S. Inc. | Trane | EXHG042A |  | Voluntarily Certified | HPWaterSAllPhase&gt;=17k&lt;65 | False | False |  |  |  |  | 18 | 12 | [6 empty] | 6.4 | 4.3 | 38400 | All Heating | 07/10/2023 |  | 11/02/2023
Trane U.S. Inc. | Trane | EXHG048A |  | Voluntarily Certified | HPWaterSAllPhase&gt;=17k&lt;65 | False | False |  |  |  |  | 17.7 | 12 | [6 empty] | 6.1 | 4.3 | 45400 | All Heating | 07/10/2023 |  | 11/02/2023
Trane U.S. Inc. | Trane | EXHG060A |  | Voluntarily Certified | HPWaterSAllPhase&gt;=17k&lt;65 | False | False |  |  |  |  | 17.5 | 12 | [6 empty] | 5.9 | 4.3 | 55700 | All Heating | 07/10/2023 |  | 11/02/2023
Trane U.S. Inc. | Trane | GWSC092H3 |  | Voluntarily Certified | HPWaterSAllPhase&gt;=65k&lt;13 | False | False |  |  |  |  | 14.3 | 12 | [6 empty] | 4.7 | 4.3 | 91700 | All Heating | 07/10/2023 |  | 11/02/2023
Trane U.S. Inc. | Trane | GWSC092H4 |  | Voluntarily Certified | HPWaterSAllPhase&gt;=65k&lt;13 | False | False |  |  |  |  | 14.3 | 12 | [6 empty] | 4.7 | 4.3 | 91700 | All Heating | 07/10/2023 |  | 11/02/2023
Trane U.S. Inc. | Trane | GWSC092HW |  | Voluntarily Certified | HPWaterSAllPhase&gt;=65k&lt;13 | False | False |  |  |  |  | 14.3 | 12 | [6 empty] | 4.7 | 4.3 | 91700 | All Heating | 07/10/2023 |  | 11/02/2023
Trane U.S. Inc. | Trane | GWSC072H3 |  | Voluntarily Certified | HPWaterSAllPhase&gt;=65k&lt;13 | False | False |  |  |  |  | 14.2 | 12 | [6 empty] | 4.8 | 4.3 | 75200 | All Heating | 07/10/2023 |  | 11/02/2023
Trane U.S. Inc. | Trane | GWSC072H4 |  | Voluntarily Certified | HPWaterSAllPhase&gt;=65k&lt;13 | False | False |  |  |  |  | 14.2 | 12 | [6 empty] | 4.8 | 4.3 | 75200 | All Heating | 07/10/2023 |  | 11/02/2023
Trane U.S. Inc. | Trane | GWSC072HW |  | Voluntarily Certified | HPWaterSAllPhase&gt;=65k&lt;13 | False | False |  |  |  |  | 14.2 | 12 | [6 empty] | 4.8 | 4.3 | 75200 | All Heating | 07/10/2023 |  | 11/02/2023
Trane U.S. Inc. | Trane | GWSC036H3 |  | Voluntarily Certified | HPWaterSAllPhase&gt;=17k&lt;65 | False | False |  |  |  |  | 14.95 | 12 | [6 empty] | 4.62 | 4.3 | 40900 | All Heating | 07/10/2023 |  | 11/02/2023
Trane U.S. Inc. | Trane | GWSC036H4 |  | Voluntarily Certified | HPWaterSAllPhase&gt;=17k&lt;65 | False | False |  |  |  |  | 14.95 | 12 | [6 empty] | 4.62 | 4.3 | 40900 | All Heating | 07/10/2023 |  | 11/02/2023
Trane U.S. Inc. | Trane | GWSC036HW |  | Voluntarily Certified | HPWaterSAllPhase&gt;=17k&lt;65 | False | False |  |  |  |  | 14.95 | 12 | [6 empty] | 4.62 | 4.3 | 40900 | All Heating | 07/10/2023 |  | 11/02/2023
Trane U.S. Inc. | Trane | GWSC048H3 |  | Voluntarily Certified | HPWaterSAllPhase&gt;=17k&lt;65 | False | False |  |  |  |  | 16.56 | 12 | [6 empty] | 5.14 | 4.3 | 52700 | All Heating | 07/10/2023 |  | 11/02/2023
Trane U.S. Inc. | Trane | GWSC048H4 |  | Voluntarily Certified | HPWaterSAllPhase&gt;=17k&lt;65 | False | False |  |  |  |  | 16.56 | 12 | [6 empty] | 5.14 | 4.3 | 52700 | All Heating | 07/10/2023 |  | 11/02/2023
Trane U.S. Inc. | Trane | GWSC048HW |  | Voluntarily Certified | HPWaterSAllPhase&gt;=17k&lt;65 | False | False |  |  |  |  | 16.56 | 12 | [6 empty] | 5.14 | 4.3 | 52700 | All Heating | 07/10/2023 |  | 11/02/2023
Trane U.S. Inc. | Trane | GWSC060H3 |  | Voluntarily Certified | HPWaterSAllPhase&gt;=17k&lt;65 | False | False |  |  |  |  | 14.83 | 12 | [6 empty] | 4.86 | 4.3 | 60200 | All Heating | 07/10/2023 |  | 11/02/2023
Trane U.S. Inc. | Trane | GWSC060H4 |  | Voluntarily Certified | HPWaterSAllPhase&gt;=17k&lt;65 | False | False |  |  |  |  | 14.83 | 12 | [6 empty] | 4.86 | 4.3 | 60200 | All Heating | 07/10/2023 |  | 11/02/2023
Trane U.S. Inc. | Trane | GWSC060HW |  | Voluntarily Certified | HPWaterSAllPhase&gt;=17k&lt;65 | False | False |  |  |  |  | 14.83 | 12 | [6 empty] | 4.86 | 4.3 | 60200 | All Heating | 07/10/2023 |  | 11/02/2023
Trane U.S. Inc. | Trane | GECE006 |  | Voluntarily Certified | HPWaterSAllPhase&lt;17kAllHeat | False | False |  |  |  |  | 12.5 | 11.2 | [6 empty] | 4.7 | 4.3 | 7500 | All Heating | 07/10/2023 |  | 11/02/2023
Trane U.S. Inc. | Trane | GECE009 |  | Voluntarily Certified | HPWaterSAllPhase&lt;17kAllHeat | False | False |  |  |  |  | 13.1 | 11.2 | [6 empty] | 4.9 | 4.3 | 8800 | All Heating | 07/10/2023 |  | 11/02/2023
Trane U.S. Inc. | Trane | GECE012 |  | Voluntarily Certified | HPWaterSAllPhase&lt;17kAllHeat | False | False |  |  |  |  | 13.1 | 11.2 | [6 empty] | 4.7 | 4.3 | 11500 | All Heating | 07/10/2023 |  | 11/02/2023
Trane U.S. Inc. | Trane | GECE015 |  | Voluntarily Certified | HPWaterSAllPhase&lt;17kAllHeat | False | False |  |  |  |  | 13.29 | 11.2 | [6 empty] | 4.61 | 4.3 | 14700 | All Heating | 07/10/2023 |  | 11/02/2023
Trane U.S. Inc. | Trane | GECE018 |  | Voluntarily Certified | HPWaterSAllPhase&lt;17kAllHeat | False | False |  |  |  |  | 13 | 11.2 | [6 empty] | 4.61 | 4.3 | 16500 | All Heating | 07/10/2023 |  | 11/02/2023
Trane U.S. Inc. | Trane | EXHF0481 |  | Voluntarily Certified | HPWaterSAllPhase&gt;=17k&lt;65 | False | False |  |  |  |  | 16.1 | 12 | [6 empty] | 5.3 | 4.3 | 46700 | All Heating | 07/10/2023 |  | 11/02/2023
Trane U.S. Inc. | Trane | EXHF0482 |  | Voluntarily Certified | HPWaterSAllPhase&gt;=17k&lt;65 | False | False |  |  |  |  | 16.1 | 12 | [6 empty] | 5.3 | 4.3 | 46700 | All Heating | 07/10/2023 |  | 11/02/2023
Trane U.S. Inc. | Trane | EXHF0483 |  | Voluntarily Certified | HPWaterSAllPhase&gt;=17k&lt;65 | False | False |  |  |  |  | 16.1 | 12 | [6 empty] | 5.3 | 4.3 | 46700 | All Heating | 07/10/2023 |  | 11/02/2023
Trane U.S. Inc. | Trane | EXHF0484 |  | Voluntarily Certified | HPWaterSAllPhase&gt;=17k&lt;65 | False | False |  |  |  |  | 16.1 | 12 | [6 empty] | 5.3 | 4.3 | 46700 | All Heating | 07/10/2023 |  | 11/02/2023
Trane U.S. Inc. | Trane | EXHF0488 |  | Voluntarily Certified | HPWaterSAllPhase&gt;=17k&lt;65 | False | False |  |  |  |  | 16.1 | 12 | [6 empty] | 5.3 | 4.3 | 46700 | All Heating | 07/10/2023 |  | 11/02/2023
Trane U.S. Inc. | Trane | EXHF0601 |  | Voluntarily Certified | HPWaterSAllPhase&gt;=17k&lt;65 | False | False |  |  |  |  | 13.85 | 12 | [6 empty] | 4.65 | 4.3 | 54400 | All Heating | 07/10/2023 |  | 11/02/2023
Trane U.S. Inc. | Trane | EXHF0602 |  | Voluntarily Certified | HPWaterSAllPhase&gt;=17k&lt;65 | False | False |  |  |  |  | 13.85 | 12 | [6 empty] | 4.65 | 4.3 | 54400 | All Heating | 07/10/2023 |  | 11/02/2023
Trane U.S. Inc. | Trane | EXHF0603 |  | Voluntarily Certified | HPWaterSAllPhase&gt;=17k&lt;65 | False | False |  |  |  |  | 13.85 | 12 | [6 empty] | 4.65 | 4.3 | 54400 | All Heating | 07/10/2023 |  | 11/02/2023
Trane U.S. Inc. | Trane | EXHF0604 |  | Voluntarily Certified | HPWaterSAllPhase&gt;=17k&lt;65 | False | False |  |  |  |  | 13.85 | 12 | [6 empty] | 4.65 | 4.3 | 54400 | All Heating | 07/10/2023 |  | 11/02/2023
Trane U.S. Inc. | Trane | EXHF0608 |  | Voluntarily Certified | HPWaterSAllPhase&gt;=17k&lt;65 | False | False |  |  |  |  | 13.85 | 12 | [6 empty] | 4.65 | 4.3 | 54400 | All Heating | 07/10/2023 |  | 11/02/2023
Trane U.S. Inc. | Trane | EXHF0424 |  | Voluntarily Certified | HPWaterSAllPhase&gt;=17k&lt;65 | False | False |  |  |  |  | 16.8 | 12 | [6 empty] | 5.3 | 4.3 | 42000 | All Heating | 07/10/2023 |  | 11/02/2023
Trane U.S. Inc. | Trane | EXHF0423 |  | Voluntarily Certified | HPWaterSAllPhase&gt;=17k&lt;65 | False | False |  |  |  |  | 16.8 | 12 | [6 empty] | 5.3 | 4.3 | 42000 | All Heating | 07/10/2023 |  | 11/02/2023
Trane U.S. Inc. | Trane | EXHF0422 |  | Voluntarily Certified | HPWaterSAllPhase&gt;=17k&lt;65 | False | False |  |  |  |  | 16.8 | 12 | [6 empty] | 5.3 | 4.3 | 42000 | All Heating | 07/10/2023 |  | 11/02/2023
Trane U.S. Inc. | Trane | EXHF0242 |  | Voluntarily Certified | HPWaterSAllPhase&gt;=17k&lt;65 | False | False |  |  |  |  | 16 | 12 | [6 empty] | 4.8 | 4.3 | 23800 | All Heating | 07/10/2023 |  | 11/02/2023
Trane U.S. Inc. | Trane | EXHF0247 |  | Voluntarily Certified | HPWaterSAllPhase&gt;=17k&lt;65 | False | False |  |  |  |  | 16 | 12 | [6 empty] | 4.8 | 4.3 | 23800 | All Heating | 07/10/2023 |  | 11/02/2023
Trane U.S. Inc. | Trane | EXHF0301 |  | Voluntarily Certified | HPWaterSAllPhase&gt;=17k&lt;65 | False | False |  |  |  |  | 16.41 | 12 | [6 empty] | 5.38 | 4.3 | 28300 | All Heating | 07/10/2023 |  | 11/02/2023
Trane U.S. Inc. | Trane | EXHF0302 |  | Voluntarily Certified | HPWaterSAllPhase&gt;=17k&lt;65 | False | False |  |  |  |  | 16.41 | 12 | [6 empty] | 5.38 | 4.3 | 28300 | All Heating | 07/10/2023 |  | 11/02/2023
Trane U.S. Inc. | Trane | EXHF0307 |  | Voluntarily Certified | HPWaterSAllPhase&gt;=17k&lt;65 | False | False |  |  |  |  | 16.41 | 12 | [6 empty] | 5.38 | 4.3 | 28300 | All Heating | 07/10/2023 |  | 11/02/2023
Trane U.S. Inc. | Trane | EXHF0361 |  | Voluntarily Certified | HPWaterSAllPhase&gt;=17k&lt;65 | False | False |  |  |  |  | 17 | 12 | [6 empty] | 5.4 | 4.3 | 34600 | All Heating | 07/10/2023 |  | 11/02/2023
Trane U.S. Inc. | Trane | EXHF0362 |  | Voluntarily Certified | HPWaterSAllPhase&gt;=17k&lt;65 | False | False |  |  |  |  | 17 | 12 | [6 empty] | 5.4 | 4.3 | 34600 | All Heating | 07/10/2023 |  | 11/02/2023
Trane U.S. Inc. | Trane | EXHF0367 |  | Voluntarily Certified | HPWaterSAllPhase&gt;=17k&lt;65 | False | False |  |  |  |  | 17 | 12 | [6 empty] | 5.4 | 4.3 | 34600 | All Heating | 07/10/2023 |  | 11/02/2023
Trane U.S. Inc. | Trane | EXHF0363 |  | Voluntarily Certified | HPWaterSAllPhase&gt;=17k&lt;65 | False | False |  |  |  |  | 17 | 12 | [6 empty] | 5.4 | 4.3 | 34600 | All Heating | 07/10/2023 |  | 11/02/2023
Trane U.S. Inc. | Trane | EXHF0368 |  | Voluntarily Certified | HPWaterSAllPhase&gt;=17k&lt;65 | False | False |  |  |  |  | 17 | 12 | [6 empty] | 5.4 | 4.3 | 34600 | All Heating | 07/10/2023 |  | 11/02/2023
Trane U.S. Inc. | Trane | EXHF0364 |  | Voluntarily Certified | HPWaterSAllPhase&gt;=17k&lt;65 | False | False |  |  |  |  | 17 | 12 | [6 empty] | 5.4 | 4.3 | 34600 | All Heating | 07/10/2023 |  | 11/02/2023
Trane U.S. Inc. | Trane | EXHF0421 |  | Voluntarily Certified | HPWaterSAllPhase&gt;=17k&lt;65 | False | False |  |  |  |  | 16.8 | 12 | [6 empty] | 5.3 | 4.3 | 42000 | All Heating | 07/10/2023 |  | 11/02/2023
Trane U.S. Inc. | Trane | EXHF0181 |  | Voluntarily Certified | HPWaterSAllPhase&gt;=17k&lt;65 | False | False |  |  |  |  | 15.74 | 12 | [6 empty] | 4.87 | 4.3 | 18800 | All Heating | 07/10/2023 |  | 11/02/2023
Trane U.S. Inc. | Trane | EXHF0182 |  | Voluntarily Certified | HPWaterSAllPhase&gt;=17k&lt;65 | False | False |  |  |  |  | 15.74 | 12 | [6 empty] | 4.87 | 4.3 | 18800 | All Heating | 07/10/2023 |  | 11/02/2023
Trane U.S. Inc. | Trane | EXHF0187 |  | Voluntarily Certified | HPWaterSAllPhase&gt;=17k&lt;65 | False | False |  |  |  |  | 15.74 | 12 | [6 empty] | 4.87 | 4.3 | 18800 | All Heating | 07/10/2023 |  | 11/02/2023
Trane U.S. Inc. | Trane | EXHF0241 |  | Voluntarily Certified | HPWaterSAllPhase&gt;=17k&lt;65 | False | False |  |  |  |  | 16 | 12 | [6 empty] | 4.8 | 4.3 | 23800 | All Heating | 07/10/2023 |  | 11/02/2023
Trane U.S. Inc. | Trane | EXHF0428 |  | Voluntarily Certified | HPWaterSAllPhase&gt;=17k&lt;65 | False | False |  |  |  |  | 16.8 | 12 | [6 empty] | 5.3 | 4.3 | 42000 | All Heating | 07/10/2023 |  | 11/02/2023
Trane U.S. Inc. | Trane | GETE009 |  | Voluntarily Certified | HPWaterSAllPhase&lt;17kAllHeat | False | False |  |  |  |  | 12.2 | 11.2 | [6 empty] | 4.47 | 4.3 | 8200 | All Heating | 07/10/2023 |  | 11/02/2023
Trane U.S. Inc. | Trane | GETE012 |  | Voluntarily Certified | HPWaterSAllPhase&lt;17kAllHeat | False | False |  |  |  |  | 12.84 | 11.2 | [6 empty] | 4.47 | 4.3 | 11900 | All Heating | 07/10/2023 |  | 11/02/2023
Trane U.S. Inc. | Trane | GETE015 |  | Voluntarily Certified | HPWaterSAllPhase&lt;17kAllHeat | False | False |  |  |  |  | 13 | 11.2 | [6 empty] | 4.47 | 4.3 | 14700 | All Heating | 07/10/2023 |  | 11/02/2023
Trane U.S. Inc. | Trane | GETE018 |  | Voluntarily Certified | HPWaterSAllPhase&gt;=17k&lt;65 | False | False |  |  |  |  | 13 | 12 | [6 empty] | 4.5 | 4.3 | 18100 | All Heating | 07/10/2023 |  | 11/02/2023
Trane U.S. Inc. | Trane | GETE024 |  | Voluntarily Certified | HPWaterSAllPhase&gt;=17k&lt;65 | False | False |  |  |  |  | 13 | 12 | [6 empty] | 4.3 | 4.3 | 23300 | All Heating | 07/10/2023 |  | 11/02/2023
Trane U.S. Inc. | Trane | GETE036 |  | Voluntarily Certified | HPWaterSAllPhase&gt;=17k&lt;65 | False | False |  |  |  |  | 13 | 12 | [6 empty] | 4.3 | 4.3 | 33700 | All Heating | 07/10/2023 |  | 11/02/2023
Trane U.S. Inc. | Trane | EXHF0701 |  | Voluntarily Certified | HPWaterSAllPhase&gt;=65k&lt;13 | False | False |  |  |  |  | 14 | 12 | [6 empty] | 4.46 | 4.3 | 65000 | All Heating | 07/10/2023 |  | 11/02/2023
Trane U.S. Inc. | Trane | EXHF0702 |  | Voluntarily Certified | HPWaterSAllPhase&gt;=65k&lt;13 | False | False |  |  |  |  | 14 | 12 | [6 empty] | 4.46 | 4.3 | 65000 | All Heating | 07/10/2023 |  | 11/02/2023
Trane U.S. Inc. | Trane | EXHF0703 |  | Voluntarily Certified | HPWaterSAllPhase&gt;=65k&lt;13 | False | False |  |  |  |  | 14 | 12 | [6 empty] | 4.46 | 4.3 | 65000 | All Heating | 07/10/2023 |  | 11/02/2023
Trane U.S. Inc. | Trane | EXHF0704 |  | Voluntarily Certified | HPWaterSAllPhase&gt;=65k&lt;13 | False | False |  |  |  |  | 14 | 12 | [6 empty] | 4.46 | 4.3 | 65000 | All Heating | 07/10/2023 |  | 11/02/2023
Trane U.S. Inc. | Trane | EXHF0708 |  | Voluntarily Certified | HPWaterSAllPhase&gt;=65k&lt;13 | False | False |  |  |  |  | 14 | 12 | [6 empty] | 4.46 | 4.3 | 65000 | All Heating | 07/10/2023 |  | 11/02/2023
Trane U.S. Inc. | Trane | EXVF0181 |  | Voluntarily Certified | HPWaterSAllPhase&gt;=17k&lt;65 | False | False |  |  |  |  | 15.46 | 12 | [6 empty] | 5.15 | 4.3 | 18500 | All Heating | 07/10/2023 |  | 11/02/2023
Trane U.S. Inc. | Trane | EXVF0182 |  | Voluntarily Certified | HPWaterSAllPhase&gt;=17k&lt;65 | False | False |  |  |  |  | 15.46 | 12 | [6 empty] | 5.15 | 4.3 | 18500 | All Heating | 07/10/2023 |  | 11/02/2023
Trane U.S. Inc. | Trane | EXVF0187 |  | Voluntarily Certified | HPWaterSAllPhase&gt;=17k&lt;65 | False | False |  |  |  |  | 15.46 | 12 | [6 empty] | 5.15 | 4.3 | 18500 | All Heating | 07/10/2023 |  | 11/02/2023
Trane U.S. Inc. | Trane | EXVF0241 |  | Voluntarily Certified | HPWaterSAllPhase&gt;=17k&lt;65 | False | False |  |  |  |  | 16.7 | 12 | [6 empty] | 5.2 | 4.3 | 24600 | All Heating | 07/10/2023 |  | 11/02/2023
Trane U.S. Inc. | Trane | EXVF0242 |  | Voluntarily Certified | HPWaterSAllPhase&gt;=17k&lt;65 | False | False |  |  |  |  | 16.7 | 12 | [6 empty] | 5.2 | 4.3 | 24600 | All Heating | 07/10/2023 |  | 11/02/2023
Trane U.S. Inc. | Trane | EXVF0247 |  | Voluntarily Certified | HPWaterSAllPhase&gt;=17k&lt;65 | False | False |  |  |  |  | 16.7 | 12 | [6 empty] | 5.2 | 4.3 | 24600 | All Heating | 07/10/2023 |  | 11/02/2023
Trane U.S. Inc. | Trane | EXVF0301 |  | Voluntarily Certified | HPWaterSAllPhase&gt;=17k&lt;65 | False | False |  |  |  |  | 16.99 | 12 | [6 empty] | 5.67 | 4.3 | 27900 | All Heating | 07/10/2023 |  | 11/02/2023
Trane U.S. Inc. | Trane | EXVF0302 |  | Voluntarily Certified | HPWaterSAllPhase&gt;=17k&lt;65 | False | False |  |  |  |  | 16.99 | 12 | [6 empty] | 5.67 | 4.3 | 27900 | All Heating | 07/10/2023 |  | 11/02/2023
Trane U.S. Inc. | Trane | EXVF0307 |  | Voluntarily Certified | HPWaterSAllPhase&gt;=17k&lt;65 | False | False |  |  |  |  | 16.99 | 12 | [6 empty] | 5.67 | 4.3 | 27900 | All Heating | 07/10/2023 |  | 11/02/2023
Trane U.S. Inc. | Trane | EXVF0361 |  | Voluntarily Certified | HPWaterSAllPhase&gt;=17k&lt;65 | False | False |  |  |  |  | 16.8 | 12 | [6 empty] | 5.06 | 4.3 | 34600 | All Heating | 07/10/2023 |  | 11/02/2023
Trane U.S. Inc. | Trane | EXVF0362 |  | Voluntarily Certified | HPWaterSAllPhase&gt;=17k&lt;65 | False | False |  |  |  |  | 16.8 | 12 | [6 empty] | 5.06 | 4.3 | 34600 | All Heating | 07/10/2023 |  | 11/02/2023
Trane U.S. Inc. | Trane | EXVF0363 |  | Voluntarily Certified | HPWaterSAllPhase&gt;=17k&lt;65 | False | False |  |  |  |  | 16.8 | 12 | [6 empty] | 5.06 | 4.3 | 34600 | All Heating | 07/10/2023 |  | 11/02/2023
Trane U.S. Inc. | Trane | EXVF0364 |  | Voluntarily Certified | HPWaterSAllPhase&gt;=17k&lt;65 | False | False |  |  |  |  | 16.8 | 12 | [6 empty] | 5.06 | 4.3 | 34600 | All Heating | 07/10/2023 |  | 11/02/2023
Trane U.S. Inc. | Trane | EXVF0367 |  | Voluntarily Certified | HPWaterSAllPhase&gt;=17k&lt;65 | False | False |  |  |  |  | 16.8 | 12 | [6 empty] | 5.06 | 4.3 | 34600 | All Heating | 07/10/2023 |  | 11/02/2023
Trane U.S. Inc. | Trane | EXVF0368 |  | Voluntarily Certified | HPWaterSAllPhase&gt;=17k&lt;65 | False | False |  |  |  |  | 16.8 | 12 | [6 empty] | 5.06 | 4.3 | 34600 | All Heating | 07/10/2023 |  | 11/02/2023
Trane U.S. Inc. | Trane | EXVF0421 |  | Voluntarily Certified | HPWaterSAllPhase&gt;=17k&lt;65 | False | False |  |  |  |  | 16.7 | 12 | [6 empty] | 5.2 | 4.3 | 41700 | All Heating | 07/10/2023 |  | 11/02/2023
Trane U.S. Inc. | Trane | EXVF0422 |  | Voluntarily Certified | HPWaterSAllPhase&gt;=17k&lt;65 | False | False |  |  |  |  | 16.7 | 12 | [6 empty] | 5.2 | 4.3 | 41700 | All Heating | 07/10/2023 |  | 11/02/2023
Trane U.S. Inc. | Trane | EXVF0423 |  | Voluntarily Certified | HPWaterSAllPhase&gt;=17k&lt;65 | False | False |  |  |  |  | 16.7 | 12 | [6 empty] | 5.2 | 4.3 | 41700 | All Heating | 07/10/2023 |  | 11/02/2023
Trane U.S. Inc. | Trane | EXVF0424 |  | Voluntarily Certified | HPWaterSAllPhase&gt;=17k&lt;65 | False | False |  |  |  |  | 16.7 | 12 | [6 empty] | 5.2 | 4.3 | 41700 | All Heating | 07/10/2023 |  | 11/02/2023
Trane U.S. Inc. | Trane | EXVF0488 |  | Voluntarily Certified | HPWaterSAllPhase&gt;=17k&lt;65 | False | False |  |  |  |  | 16.5 | 12 | [6 empty] | 5.3 | 4.3 | 46500 | All Heating | 07/10/2023 |  | 11/02/2023
Trane U.S. Inc. | Trane | EXVF0428 |  | Voluntarily Certified | HPWaterSAllPhase&gt;=17k&lt;65 | False | False |  |  |  |  | 16.7 | 12 | [6 empty] | 5.2 | 4.3 | 41700 | All Heating | 07/10/2023 |  | 11/02/2023
Trane U.S. Inc. | Trane | EXVF0481 |  | Voluntarily Certified | HPWaterSAllPhase&gt;=17k&lt;65 | False | False |  |  |  |  | 16.5 | 12 | [6 empty] | 5.3 | 4.3 | 46500 | All Heating | 07/10/2023 |  | 11/02/2023
Trane U.S. Inc. | Trane | EXVF0482 |  | Voluntarily Certified | HPWaterSAllPhase&gt;=17k&lt;65 | False | False |  |  |  |  | 16.5 | 12 | [6 empty] | 5.3 | 4.3 | 46500 | All Heating | 07/10/2023 |  | 11/02/2023
Trane U.S. Inc. | Trane | EXVF0483 |  | Voluntarily Certified | HPWaterSAllPhase&gt;=17k&lt;65 | False | False |  |  |  |  | 16.5 | 12 | [6 empty] | 5.3 | 4.3 | 46500 | All Heating | 07/10/2023 |  | 11/02/2023
Trane U.S. Inc. | Trane | EXVF0484 |  | Voluntarily Certified | HPWaterSAllPhase&gt;=17k&lt;65 | False | False |  |  |  |  | 16.5 | 12 | [6 empty] | 5.3 | 4.3 | 46500 | All Heating | 07/10/2023 |  | 11/02/2023
Trane U.S. Inc. | Trane | EXVF0601 |  | Voluntarily Certified | HPWaterSAllPhase&gt;=17k&lt;65 | False | False |  |  |  |  | 14.32 | 12 | [6 empty] | 4.84 | 4.3 | 55500 | All Heating | 07/10/2023 |  | 11/02/2023
Trane U.S. Inc. | Trane | EXVF0602 |  | Voluntarily Certified | HPWaterSAllPhase&gt;=17k&lt;65 | False | False |  |  |  |  | 14.32 | 12 | [6 empty] | 4.84 | 4.3 | 55500 | All Heating | 07/10/2023 |  | 11/02/2023
Trane U.S. Inc. | Trane | EXVF0603 |  | Voluntarily Certified | HPWaterSAllPhase&gt;=17k&lt;65 | False | False |  |  |  |  | 14.32 | 12 | [6 empty] | 4.84 | 4.3 | 55500 | All Heating | 07/10/2023 |  | 11/02/2023
Trane U.S. Inc. | Trane | EXVF0604 |  | Voluntarily Certified | HPWaterSAllPhase&gt;=17k&lt;65 | False | False |  |  |  |  | 14.32 | 12 | [6 empty] | 4.84 | 4.3 | 55500 | All Heating | 07/10/2023 |  | 11/02/2023
Trane U.S. Inc. | Trane | EXVF0608 |  | Voluntarily Certified | HPWaterSAllPhase&gt;=17k&lt;65 | False | False |  |  |  |  | 14.32 | 12 | [6 empty] | 4.84 | 4.3 | 55500 | All Heating | 07/10/2023 |  | 11/02/2023
Trane U.S. Inc. | Trane | EXVF0701 |  | Voluntarily Certified | HPWaterSAllPhase&gt;=65k&lt;13 | False | False |  |  |  |  | 14.5 | 12 | [6 empty] | 4.65 | 4.3 | 65000 | All Heating | 07/10/2023 |  | 11/02/2023
Trane U.S. Inc. | Trane | EXVF0702 |  | Voluntarily Certified | HPWaterSAllPhase&gt;=65k&lt;13 | False | False |  |  |  |  | 14.5 | 12 | [6 empty] | 4.65 | 4.3 | 65000 | All Heating | 07/10/2023 |  | 11/02/2023
Trane U.S. Inc. | Trane | EXVF0703 |  | Voluntarily Certified | HPWaterSAllPhase&gt;=65k&lt;13 | False | False |  |  |  |  | 14.5 | 12 | [6 empty] | 4.65 | 4.3 | 65000 | All Heating | 07/10/2023 |  | 11/02/2023
Trane U.S. Inc. | Trane | EXVF0704 |  | Voluntarily Certified | HPWaterSAllPhase&gt;=65k&lt;13 | False | False |  |  |  |  | 14.5 | 12 | [6 empty] | 4.65 | 4.3 | 65000 | All Heating | 07/10/2023 |  | 11/02/2023
Trane U.S. Inc. | Trane | EXVF0708 |  | Voluntarily Certified | HPWaterSAllPhase&gt;=65k&lt;13 | False | False |  |  |  |  | 14.5 | 12 | [6 empty] | 4.65 | 4.3 | 65000 | All Heating | 07/10/2023 |  | 11/02/2023
Trane U.S. Inc. | Trane | GEHE0351 |  | Voluntarily Certified | HPWaterSAllPhase&gt;=17k&lt;65 | False | False |  |  |  |  | 13.7 | 12 | [6 empty] | 4.7 | 4.3 | 33800 | All Heating | 07/10/2023 |  | 11/02/2023
Trane U.S. Inc. | Trane | GEHE0352 |  | Voluntarily Certified | HPWaterSAllPhase&gt;=17k&lt;65 | False | False |  |  |  |  | 13.7 | 12 | [6 empty] | 4.7 | 4.3 | 33800 | All Heating | 07/10/2023 |  | 11/02/2023
Trane U.S. Inc. | Trane | GEHE0353 |  | Voluntarily Certified | HPWaterSAllPhase&gt;=17k&lt;65 | False | False |  |  |  |  | 13.7 | 12 | [6 empty] | 4.7 | 4.3 | 33800 | All Heating | 07/10/2023 |  | 11/02/2023
Trane U.S. Inc. | Trane | GEHE0354 |  | Voluntarily Certified | HPWaterSAllPhase&gt;=17k&lt;65 | False | False |  |  |  |  | 13.7 | 12 | [6 empty] | 4.7 | 4.3 | 33800 | All Heating | 07/10/2023 |  | 11/02/2023
Trane U.S. Inc. | Trane | GEHE0357 |  | Voluntarily Certified | HPWaterSAllPhase&gt;=17k&lt;65 | False | False |  |  |  |  | 13.7 | 12 | [6 empty] | 4.7 | 4.3 | 33800 | All Heating | 07/10/2023 |  | 11/02/2023
Trane U.S. Inc. | Trane | GEHE0358 |  | Voluntarily Certified | HPWaterSAllPhase&gt;=17k&lt;65 | False | False |  |  |  |  | 13.7 | 12 | [6 empty] | 4.7 | 4.3 | 33800 | All Heating | 07/10/2023 |  | 11/02/2023
Trane U.S. Inc. | Trane | DXVF0704 |  | Voluntarily Certified | HPWaterSAllPhase&gt;=65k&lt;13 | False | False |  |  |  |  | 15.6 | 12 | [6 empty] | 4.9 | 4.3 | 68300 | All Heating | 07/10/2023 |  | 11/02/2023
Trane U.S. Inc. | Trane | DXVF0708 |  | Voluntarily Certified | HPWaterSAllPhase&gt;=65k&lt;13 | False | False |  |  |  |  | 15.6 | 12 | [6 empty] | 4.9 | 4.3 | 68300 | All Heating | 07/10/2023 |  | 11/02/2023
Trane U.S. Inc. | Trane | DXHF0241 |  | Voluntarily Certified | HPWaterSAllPhase&gt;=17k&lt;65 | False | False |  |  |  |  | 17.7 | 12 | [6 empty] | 5.4 | 4.3 | 26200 | All Heating | 07/10/2023 |  | 11/02/2023
Trane U.S. Inc. | Trane | DXHF0242 |  | Voluntarily Certified | HPWaterSAllPhase&gt;=17k&lt;65 | False | False |  |  |  |  | 17.7 | 12 | [6 empty] | 5.4 | 4.3 | 26200 | All Heating | 07/10/2023 |  | 11/02/2023
Trane U.S. Inc. | Trane | DXHF0243 |  | Voluntarily Certified | HPWaterSAllPhase&gt;=17k&lt;65 | False | False |  |  |  |  | 17.7 | 12 | [6 empty] | 5.4 | 4.3 | 26200 | All Heating | 07/10/2023 |  | 11/02/2023
Trane U.S. Inc. | Trane | DXHF0244 |  | Voluntarily Certified | HPWaterSAllPhase&gt;=17k&lt;65 | False | False |  |  |  |  | 17.7 | 12 | [6 empty] | 5.4 | 4.3 | 26200 | All Heating | 07/10/2023 |  | 11/02/2023
Trane U.S. Inc. | Trane | DXHF0247 |  | Voluntarily Certified | HPWaterSAllPhase&gt;=17k&lt;65 | False | False |  |  |  |  | 17.7 | 12 | [6 empty] | 5.4 | 4.3 | 26200 | All Heating | 07/10/2023 |  | 11/02/2023
Trane U.S. Inc. | Trane | DXHF0248 |  | Voluntarily Certified | HPWaterSAllPhase&gt;=17k&lt;65 | False | False |  |  |  |  | 17.7 | 12 | [6 empty] | 5.4 | 4.3 | 26200 | All Heating | 07/10/2023 |  | 11/02/2023
Trane U.S. Inc. | Trane | DXHF0361 |  | Voluntarily Certified | HPWaterSAllPhase&gt;=17k&lt;65 | False | False |  |  |  |  | 16.3 | 12 | [6 empty] | 5.1 | 4.3 | 37400 | All Heating | 07/10/2023 |  | 11/02/2023
Trane U.S. Inc. | Trane | DXHF0362 |  | Voluntarily Certified | HPWaterSAllPhase&gt;=17k&lt;65 | False | False |  |  |  |  | 16.3 | 12 | [6 empty] | 5.1 | 4.3 | 37400 | All Heating | 07/10/2023 |  | 11/02/2023
Trane U.S. Inc. | Trane | DXHF0363 |  | Voluntarily Certified | HPWaterSAllPhase&gt;=17k&lt;65 | False | False |  |  |  |  | 16.3 | 12 | [6 empty] | 5.1 | 4.3 | 37400 | All Heating | 07/10/2023 |  | 11/02/2023
Trane U.S. Inc. | Trane | DXHF0364 |  | Voluntarily Certified | HPWaterSAllPhase&gt;=17k&lt;65 | False | False |  |  |  |  | 16.3 | 12 | [6 empty] | 5.1 | 4.3 | 37400 | All Heating | 07/10/2023 |  | 11/02/2023
Trane U.S. Inc. | Trane | DXHF0367 |  | Voluntarily Certified | HPWaterSAllPhase&gt;=17k&lt;65 | False | False |  |  |  |  | 16.3 | 12 | [6 empty] | 5.1 | 4.3 | 37400 | All Heating | 07/10/2023 |  | 11/02/2023
Trane U.S. Inc. | Trane | DXHF0368 |  | Voluntarily Certified | HPWaterSAllPhase&gt;=17k&lt;65 | False | False |  |  |  |  | 16.3 | 12 | [6 empty] | 5.1 | 4.3 | 37400 | All Heating | 07/10/2023 |  | 11/02/2023
Trane U.S. Inc. | Trane | DXHF0481 |  | Voluntarily Certified | HPWaterSAllPhase&gt;=17k&lt;65 | False | False |  |  |  |  | 17.2 | 12 | [6 empty] | 5.4 | 4.3 | 51200 | All Heating | 07/10/2023 |  | 11/02/2023
Trane U.S. Inc. | Trane | DXHF0482 |  | Voluntarily Certified | HPWaterSAllPhase&gt;=17k&lt;65 | False | False |  |  |  |  | 17.2 | 12 | [6 empty] | 5.4 | 4.3 | 51200 | All Heating | 07/10/2023 |  | 11/02/2023
Trane U.S. Inc. | Trane | DXHF0483 |  | Voluntarily Certified | HPWaterSAllPhase&gt;=17k&lt;65 | False | False |  |  |  |  | 17.2 | 12 | [6 empty] | 5.4 | 4.3 | 51200 | All Heating | 07/10/2023 |  | 11/02/2023
Trane U.S. Inc. | Trane | DXHF0484 |  | Voluntarily Certified | HPWaterSAllPhase&gt;=17k&lt;65 | False | False |  |  |  |  | 17.2 | 12 | [6 empty] | 5.4 | 4.3 | 51200 | All Heating | 07/10/2023 |  | 11/02/2023
Trane U.S. Inc. | Trane | DXHF0488 |  | Voluntarily Certified | HPWaterSAllPhase&gt;=17k&lt;65 | False | False |  |  |  |  | 17.2 | 12 | [6 empty] | 5.4 | 4.3 | 51200 | All Heating | 07/10/2023 |  | 11/02/2023
Trane U.S. Inc. | Trane | DXHF0701 |  | Voluntarily Certified | HPWaterSAllPhase&gt;=65k&lt;13 | False | False |  |  |  |  | 15.5 | 12 | [6 empty] | 4.9 | 4.3 | 67800 | All Heating | 07/10/2023 |  | 11/02/2023
Trane U.S. Inc. | Trane | DXHF0702 |  | Voluntarily Certified | HPWaterSAllPhase&gt;=65k&lt;13 | False | False |  |  |  |  | 15.5 | 12 | [6 empty] | 4.9 | 4.3 | 67800 | All Heating | 07/10/2023 |  | 11/02/2023
Trane U.S. Inc. | Trane | DXHF0703 |  | Voluntarily Certified | HPWaterSAllPhase&gt;=65k&lt;13 | False | False |  |  |  |  | 15.5 | 12 | [6 empty] | 4.9 | 4.3 | 67800 | All Heating | 07/10/2023 |  | 11/02/2023
Trane U.S. Inc. | Trane | DXHF0704 |  | Voluntarily Certified | HPWaterSAllPhase&gt;=65k&lt;13 | False | False |  |  |  |  | 15.5 | 12 | [6 empty] | 4.9 | 4.3 | 67800 | All Heating | 07/10/2023 |  | 11/02/2023
Trane U.S. Inc. | Trane | DXHF0708 |  | Voluntarily Certified | HPWaterSAllPhase&gt;=65k&lt;13 | False | False |  |  |  |  | 15.5 | 12 | [6 empty] | 4.9 | 4.3 | 67800 | All Heating | 07/10/2023 |  | 11/02/2023
Trane U.S. Inc. | Trane | DXVF0241 |  | Voluntarily Certified | HPWaterSAllPhase&gt;=17k&lt;65 | False | False |  |  |  |  | 17.7 | 12 | [6 empty] | 5.3 | 4.3 | 25700 | All Heating | 07/10/2023 |  | 11/02/2023
Trane U.S. Inc. | Trane | DXVF0242 |  | Voluntarily Certified | HPWaterSAllPhase&gt;=17k&lt;65 | False | False |  |  |  |  | 17.7 | 12 | [6 empty] | 5.3 | 4.3 | 25700 | All Heating | 07/10/2023 |  | 11/02/2023
Trane U.S. Inc. | Trane | DXVF0243 |  | Voluntarily Certified | HPWaterSAllPhase&gt;=17k&lt;65 | False | False |  |  |  |  | 17.7 | 12 | [6 empty] | 5.3 | 4.3 | 25700 | All Heating | 07/10/2023 |  | 11/02/2023
Trane U.S. Inc. | Trane | DXVF0244 |  | Voluntarily Certified | HPWaterSAllPhase&gt;=17k&lt;65 | False | False |  |  |  |  | 17.7 | 12 | [6 empty] | 5.3 | 4.3 | 25700 | All Heating | 07/10/2023 |  | 11/02/2023
Trane U.S. Inc. | Trane | DXVF0247 |  | Voluntarily Certified | HPWaterSAllPhase&gt;=17k&lt;65 | False | False |  |  |  |  | 17.7 | 12 | [6 empty] | 5.3 | 4.3 | 25700 | All Heating | 07/10/2023 |  | 11/02/2023
Trane U.S. Inc. | Trane | DXVF0248 |  | Voluntarily Certified | HPWaterSAllPhase&gt;=17k&lt;65 | False | False |  |  |  |  | 17.7 | 12 | [6 empty] | 5.3 | 4.3 | 25700 | All Heating | 07/10/2023 |  | 11/02/2023
Trane U.S. Inc. | Trane | DXVF0361 |  | Voluntarily Certified | HPWaterSAllPhase&gt;=17k&lt;65 | False | False |  |  |  |  | 16.6 | 12 | [6 empty] | 5.1 | 4.3 | 37200 | All Heating | 07/10/2023 |  | 11/02/2023
Trane U.S. Inc. | Trane | DXVF0362 |  | Voluntarily Certified | HPWaterSAllPhase&gt;=17k&lt;65 | False | False |  |  |  |  | 16.6 | 12 | [6 empty] | 5.1 | 4.3 | 37200 | All Heating | 07/10/2023 |  | 11/02/2023
Trane U.S. Inc. | Trane | DXVF0363 |  | Voluntarily Certified | HPWaterSAllPhase&gt;=17k&lt;65 | False | False |  |  |  |  | 16.6 | 12 | [6 empty] | 5.1 | 4.3 | 37200 | All Heating | 07/10/2023 |  | 11/02/2023
Trane U.S. Inc. | Trane | DXVF0364 |  | Voluntarily Certified | HPWaterSAllPhase&gt;=17k&lt;65 | False | False |  |  |  |  | 16.6 | 12 | [6 empty] | 5.1 | 4.3 | 37200 | All Heating | 07/10/2023 |  | 11/02/2023
Trane U.S. Inc. | Trane | DXVF0367 |  | Voluntarily Certified | HPWaterSAllPhase&gt;=17k&lt;65 | False | False |  |  |  |  | 16.6 | 12 | [6 empty] | 5.1 | 4.3 | 37200 | All Heating | 07/10/2023 |  | 11/02/2023
Trane U.S. Inc. | Trane | DXVF0368 |  | Voluntarily Certified | HPWaterSAllPhase&gt;=17k&lt;65 | False | False |  |  |  |  | 16.6 | 12 | [6 empty] | 5.1 | 4.3 | 37200 | All Heating | 07/10/2023 |  | 11/02/2023
Trane U.S. Inc. | Trane | DXVF0481 |  | Voluntarily Certified | HPWaterSAllPhase&gt;=17k&lt;65 | False | False |  |  |  |  | 17.1 | 12 | [6 empty] | 5.5 | 4.3 | 49500 | All Heating | 07/10/2023 |  | 11/02/2023
Trane U.S. Inc. | Trane | DXVF0482 |  | Voluntarily Certified | HPWaterSAllPhase&gt;=17k&lt;65 | False | False |  |  |  |  | 17.1 | 12 | [6 empty] | 5.5 | 4.3 | 49500 | All Heating | 07/10/2023 |  | 11/02/2023
Trane U.S. Inc. | Trane | DXVF0483 |  | Voluntarily Certified | HPWaterSAllPhase&gt;=17k&lt;65 | False | False |  |  |  |  | 17.1 | 12 | [6 empty] | 5.5 | 4.3 | 49500 | All Heating | 07/10/2023 |  | 11/02/2023
Trane U.S. Inc. | Trane | DXVF0484 |  | Voluntarily Certified | HPWaterSAllPhase&gt;=17k&lt;65 | False | False |  |  |  |  | 17.1 | 12 | [6 empty] | 5.5 | 4.3 | 49500 | All Heating | 07/10/2023 |  | 11/02/2023
Trane U.S. Inc. | Trane | DXVF0488 |  | Voluntarily Certified | HPWaterSAllPhase&gt;=17k&lt;65 | False | False |  |  |  |  | 17.1 | 12 | [6 empty] | 5.5 | 4.3 | 49500 | All Heating | 07/10/2023 |  | 11/02/2023
Trane U.S. Inc. | Trane | DXVF0601 |  | Voluntarily Certified | HPWaterSAllPhase&gt;=17k&lt;65 | False | False |  |  |  |  | 16.1 | 12 | [6 empty] | 5.3 | 4.3 | 59800 | All Heating | 07/10/2023 |  | 11/02/2023
Trane U.S. Inc. | Trane | DXVF0602 |  | Voluntarily Certified | HPWaterSAllPhase&gt;=17k&lt;65 | False | False |  |  |  |  | 16.1 | 12 | [6 empty] | 5.3 | 4.3 | 59800 | All Heating | 07/10/2023 |  | 11/02/2023
Trane U.S. Inc. | Trane | DXVF0603 |  | Voluntarily Certified | HPWaterSAllPhase&gt;=17k&lt;65 | False | False |  |  |  |  | 16.1 | 12 | [6 empty] | 5.3 | 4.3 | 59800 | All Heating | 07/10/2023 |  | 11/02/2023
Trane U.S. Inc. | Trane | DXVF0604 |  | Voluntarily Certified | HPWaterSAllPhase&gt;=17k&lt;65 | False | False |  |  |  |  | 16.1 | 12 | [6 empty] | 5.3 | 4.3 | 59800 | All Heating | 07/10/2023 |  | 11/02/2023
Trane U.S. Inc. | Trane | DXVF0608 |  | Voluntarily Certified | HPWaterSAllPhase&gt;=17k&lt;65 | False | False |  |  |  |  | 16.1 | 12 | [6 empty] | 5.3 | 4.3 | 59800 | All Heating | 07/10/2023 |  | 11/02/2023
Trane U.S. Inc. | Trane | DXVF0701 |  | Voluntarily Certified | HPWaterSAllPhase&gt;=65k&lt;13 | False | False |  |  |  |  | 15.6 | 12 | [6 empty] | 4.9 | 4.3 | 68300 | All Heating | 07/10/2023 |  | 11/02/2023
Trane U.S. Inc. | Trane | DXVF0702 |  | Voluntarily Certified | HPWaterSAllPhase&gt;=65k&lt;13 | False | False |  |  |  |  | 15.6 | 12 | [6 empty] | 4.9 | 4.3 | 68300 | All Heating | 07/10/2023 |  | 11/02/2023
Trane U.S. Inc. | Trane | DXVF0703 |  | Voluntarily Certified | HPWaterSAllPhase&gt;=65k&lt;13 | False | False |  |  |  |  | 15.6 | 12 | [6 empty] | 4.9 | 4.3 | 68300 | All Heating | 07/10/2023 |  | 11/02/2023
Trane U.S. Inc. | Trane | VSVE0241 |  | Voluntarily Certified | HPWaterSAllPhase&gt;=17k&lt;65 | False | False |  |  |  |  | 18.44 | 12 | [6 empty] | 6.1 | 4.3 | 24600 | All Heating | 07/10/2023 |  | 11/02/2023
Trane U.S. Inc. | Trane | VSVE0242 |  | Voluntarily Certified | HPWaterSAllPhase&gt;=17k&lt;65 | False | False |  |  |  |  | 18.44 | 12 | [6 empty] | 6.1 | 4.3 | 24600 | All Heating | 07/10/2023 |  | 11/02/2023
Trane U.S. Inc. | Trane | VSVE0244 |  | Voluntarily Certified | HPWaterSAllPhase&gt;=17k&lt;65 | False | False |  |  |  |  | 18.44 | 12 | [6 empty] | 6.1 | 4.3 | 24600 | All Heating | 07/10/2023 |  | 11/02/2023
Trane U.S. Inc. | Trane | VSVE0331 |  | Voluntarily Certified | HPWaterSAllPhase&gt;=17k&lt;65 | False | False |  |  |  |  | 15.47 | 12 | [6 empty] | 5.46 | 4.3 | 32900 | All Heating | 07/10/2023 |  | 11/02/2023
Trane U.S. Inc. | Trane | VSVE0332 |  | Voluntarily Certified | HPWaterSAllPhase&gt;=17k&lt;65 | False | False |  |  |  |  | 15.47 | 12 | [6 empty] | 5.46 | 4.3 | 32900 | All Heating | 07/10/2023 |  | 11/02/2023
Trane U.S. Inc. | Trane | VSVE0334 |  | Voluntarily Certified | HPWaterSAllPhase&gt;=17k&lt;65 | False | False |  |  |  |  | 15.47 | 12 | [6 empty] | 5.46 | 4.3 | 32900 | All Heating | 07/10/2023 |  | 11/02/2023
Trane U.S. Inc. | Trane | VSVE0501 |  | Voluntarily Certified | HPWaterSAllPhase&gt;=17k&lt;65 | False | False |  |  |  |  | 15.72 | 12 | [6 empty] | 5.32 | 4.3 | 51200 | All Heating | 07/10/2023 |  | 11/02/2023
Trane U.S. Inc. | Trane | VSVE0502 |  | Voluntarily Certified | HPWaterSAllPhase&gt;=17k&lt;65 | False | False |  |  |  |  | 15.72 | 12 | [6 empty] | 5.32 | 4.3 | 51200 | All Heating | 07/10/2023 |  | 11/02/2023
Trane U.S. Inc. | Trane | VSVE0504 |  | Voluntarily Certified | HPWaterSAllPhase&gt;=17k&lt;65 | False | False |  |  |  |  | 15.72 | 12 | [6 empty] | 5.32 | 4.3 | 51200 | All Heating | 07/10/2023 |  | 11/02/2023
Trane U.S. Inc. | Trane | GEHE072 |  | Voluntarily Certified | HPWaterSAllPhase&gt;=65k&lt;13 | False | False |  |  |  |  | 13.4 | 12 | [6 empty] | 4.8 | 4.3 | 75500 | All Heating | 07/10/2023 |  | 11/02/2023
Trane U.S. Inc. | Trane | GEHE090 |  | Voluntarily Certified | HPWaterSAllPhase&gt;=65k&lt;13 | False | False |  |  |  |  | 14.1 | 12 | [6 empty] | 4.68 | 4.3 | 84800 | All Heating | 07/10/2023 |  | 11/02/2023
Trane U.S. Inc. | Trane | GEHE120 |  | Voluntarily Certified | HPWaterSAllPhase&gt;=65k&lt;13 | False | False |  |  |  |  | 13.35 | 12 | [6 empty] | 4.6 | 4.3 | 116800 | All Heating | 07/10/2023 |  | 11/02/2023
Trane U.S. Inc. | Trane | GEVE072 |  | Voluntarily Certified | HPWaterSAllPhase&gt;=65k&lt;13 | False | False |  |  |  |  | 15.24 | 12 | [6 empty] | 4.64 | 4.3 | 75600 | All Heating | 07/10/2023 |  | 11/02/2023
Trane U.S. Inc. | Trane | GEVE090 |  | Voluntarily Certified | HPWaterSAllPhase&gt;=65k&lt;13 | False | False |  |  |  |  | 15.1 | 12 | [6 empty] | 4.5 | 4.3 | 88800 | All Heating | 07/10/2023 |  | 11/02/2023
Trane U.S. Inc. | Trane | GEVE120 |  | Voluntarily Certified | HPWaterSAllPhase&gt;=65k&lt;13 | False | False |  |  |  |  | 14.54 | 12 | [6 empty] | 4.5 | 4.3 | 118300 | All Heating | 07/10/2023 |  | 11/02/2023
Trane U.S. Inc. | Trane | EXHF0061 |  | Voluntarily Certified | HPWaterSAllPhase&lt;17kAllHeat | False | False |  |  |  |  | 14.21 | 11.2 | [6 empty] | 4.68 | 4.3 | 7400 | All Heating | 07/10/2023 |  | 11/02/2023
Trane U.S. Inc. | Trane | EXHF0062 |  | Voluntarily Certified | HPWaterSAllPhase&lt;17kAllHeat | False | False |  |  |  |  | 14.21 | 11.2 | [6 empty] | 4.68 | 4.3 | 7400 | All Heating | 07/10/2023 |  | 11/02/2023
Trane U.S. Inc. | Trane | EXHF0067 |  | Voluntarily Certified | HPWaterSAllPhase&lt;17kAllHeat | False | False |  |  |  |  | 14.21 | 11.2 | [6 empty] | 4.68 | 4.3 | 7400 | All Heating | 07/10/2023 |  | 11/02/2023
Trane U.S. Inc. | Trane | EXHF0091 |  | Voluntarily Certified | HPWaterSAllPhase&lt;17kAllHeat | False | False |  |  |  |  | 14.11 | 11.2 | [6 empty] | 5.15 | 4.3 | 8800 | All Heating | 07/10/2023 |  | 11/02/2023
Trane U.S. Inc. | Trane | EXHF0092 |  | Voluntarily Certified | HPWaterSAllPhase&lt;17kAllHeat | False | False |  |  |  |  | 14.11 | 11.2 | [6 empty] | 5.15 | 4.3 | 8800 | All Heating | 07/10/2023 |  | 11/02/2023
Trane U.S. Inc. | Trane | EXHF0097 |  | Voluntarily Certified | HPWaterSAllPhase&lt;17kAllHeat | False | False |  |  |  |  | 14.11 | 11.2 | [6 empty] | 5.15 | 4.3 | 8800 | All Heating | 07/10/2023 |  | 11/02/2023
Trane U.S. Inc. | Trane | EXHF0121 |  | Voluntarily Certified | HPWaterSAllPhase&lt;17kAllHeat | False | False |  |  |  |  | 14.62 | 11.2 | [6 empty] | 4.98 | 4.3 | 11900 | All Heating | 07/10/2023 |  | 11/02/2023
Trane U.S. Inc. | Trane | EXHF0122 |  | Voluntarily Certified | HPWaterSAllPhase&lt;17kAllHeat | False | False |  |  |  |  | 14.62 | 11.2 | [6 empty] | 4.98 | 4.3 | 11900 | All Heating | 07/10/2023 |  | 11/02/2023
Trane U.S. Inc. | Trane | EXHF0127 |  | Voluntarily Certified | HPWaterSAllPhase&lt;17kAllHeat | False | False |  |  |  |  | 14.62 | 11.2 | [6 empty] | 4.98 | 4.3 | 11900 | All Heating | 07/10/2023 |  | 11/02/2023
Trane U.S. Inc. | Trane | EXHF0151 |  | Voluntarily Certified | HPWaterSAllPhase&lt;17kAllHeat | False | False |  |  |  |  | 14.49 | 11.2 | [6 empty] | 4.58 | 4.3 | 14800 | All Heating | 07/10/2023 |  | 11/02/2023
Trane U.S. Inc. | Trane | EXHF0152 |  | Voluntarily Certified | HPWaterSAllPhase&lt;17kAllHeat | False | False |  |  |  |  | 14.49 | 11.2 | [6 empty] | 4.58 | 4.3 | 14800 | All Heating | 07/10/2023 |  | 11/02/2023
Trane U.S. Inc. | Trane | EXHF0157 |  | Voluntarily Certified | HPWaterSAllPhase&lt;17kAllHeat | False | False |  |  |  |  | 14.49 | 11.2 | [6 empty] | 4.58 | 4.3 | 14800 | All Heating | 07/10/2023 |  | 11/02/2023
Trane U.S. Inc. | Trane | EXVF0061 |  | Voluntarily Certified | HPWaterSAllPhase&lt;17kAllHeat | False | False |  |  |  |  | 14.87 | 11.2 | [6 empty] | 5.06 | 4.3 | 7700 | All Heating | 07/10/2023 |  | 11/02/2023
Trane U.S. Inc. | Trane | EXVF0062 |  | Voluntarily Certified | HPWaterSAllPhase&lt;17kAllHeat | False | False |  |  |  |  | 14.87 | 11.2 | [6 empty] | 5.06 | 4.3 | 7700 | All Heating | 07/10/2023 |  | 11/02/2023
Trane U.S. Inc. | Trane | EXVF0067 |  | Voluntarily Certified | HPWaterSAllPhase&lt;17kAllHeat | False | False |  |  |  |  | 14.87 | 11.2 | [6 empty] | 5.06 | 4.3 | 7700 | All Heating | 07/10/2023 |  | 11/02/2023
Trane U.S. Inc. | Trane | EXVF0091 |  | Voluntarily Certified | HPWaterSAllPhase&lt;17kAllHeat | False | False |  |  |  |  | 14.11 | 11.2 | [6 empty] | 5.25 | 4.3 | 8700 | All Heating | 07/10/2023 |  | 11/02/2023
Trane U.S. Inc. | Trane | EXVF0092 |  | Voluntarily Certified | HPWaterSAllPhase&lt;17kAllHeat | False | False |  |  |  |  | 14.11 | 11.2 | [6 empty] | 5.25 | 4.3 | 8700 | All Heating | 07/10/2023 |  | 11/02/2023
Trane U.S. Inc. | Trane | EXVF0097 |  | Voluntarily Certified | HPWaterSAllPhase&lt;17kAllHeat | False | False |  |  |  |  | 14.11 | 11.2 | [6 empty] | 5.25 | 4.3 | 8700 | All Heating | 07/10/2023 |  | 11/02/2023
Trane U.S. Inc. | Trane | EXVF0121 |  | Voluntarily Certified | HPWaterSAllPhase&lt;17kAllHeat | False | False |  |  |  |  | 15.37 | 11.2 | [6 empty] | 5.17 | 4.3 | 12400 | All Heating | 07/10/2023 |  | 11/02/2023
Trane U.S. Inc. | Trane | EXVF0122 |  | Voluntarily Certified | HPWaterSAllPhase&lt;17kAllHeat | False | False |  |  |  |  | 15.37 | 11.2 | [6 empty] | 5.17 | 4.3 | 12400 | All Heating | 07/10/2023 |  | 11/02/2023
Trane U.S. Inc. | Trane | EXVF0127 |  | Voluntarily Certified | HPWaterSAllPhase&lt;17kAllHeat | False | False |  |  |  |  | 15.37 | 11.2 | [6 empty] | 5.17 | 4.3 | 12400 | All Heating | 07/10/2023 |  | 11/02/2023
Trane U.S. Inc. | Trane | EXVF0151 |  | Voluntarily Certified | HPWaterSAllPhase&lt;17kAllHeat | False | False |  |  |  |  | 14.77 | 11.2 | [6 empty] | 4.77 | 4.3 | 14900 | All Heating | 07/10/2023 |  | 11/02/2023
Trane U.S. Inc. | Trane | EXVF0152 |  | Voluntarily Certified | HPWaterSAllPhase&lt;17kAllHeat | False | False |  |  |  |  | 14.77 | 11.2 | [6 empty] | 4.77 | 4.3 | 14900 | All Heating | 07/10/2023 |  | 11/02/2023
Trane U.S. Inc. | Trane | EXVF0157 |  | Voluntarily Certified | HPWaterSAllPhase&lt;17kAllHeat | False | False |  |  |  |  | 14.77 | 11.2 | [6 empty] | 4.77 | 4.3 | 14900 | All Heating | 07/10/2023 |  | 11/02/2023
Trane U.S. Inc. | Trane | GEHE009 |  | Voluntarily Certified | HPWaterSAllPhase&lt;17kAllHeat | False | False |  |  |  |  | 12.38 | 11.2 | [6 empty] | 4.56 | 4.3 | 8800 | All Heating | 07/10/2023 |  | 11/02/2023
Trane U.S. Inc. | Trane | GEHE012 |  | Voluntarily Certified | HPWaterSAllPhase&lt;17kAllHeat | False | False |  |  |  |  | 13.2 | 11.2 | [6 empty] | 4.69 | 4.3 | 11700 | All Heating | 07/10/2023 |  | 11/02/2023
Trane U.S. Inc. | Trane | GEHE015 |  | Voluntarily Certified | HPWaterSAllPhase&lt;17kAllHeat | False | False |  |  |  |  | 12.85 | 11.2 | [6 empty] | 4.3 | 4.3 | 14300 | All Heating | 07/10/2023 |  | 11/02/2023
Trane U.S. Inc. | Trane | GEHE018 |  | Voluntarily Certified | HPWaterSAllPhase&gt;=17k&lt;65 | False | False |  |  |  |  | 13 | 12 | [6 empty] | 4.47 | 4.3 | 18000 | All Heating | 07/10/2023 |  | 11/02/2023
Trane U.S. Inc. | Trane | GEHE024 |  | Voluntarily Certified | HPWaterSAllPhase&gt;=17k&lt;65 | False | False |  |  |  |  | 13.6 | 12 | [6 empty] | 4.55 | 4.3 | 24000 | All Heating | 07/10/2023 |  | 11/02/2023
Trane U.S. Inc. | Trane | GEHE030 |  | Voluntarily Certified | HPWaterSAllPhase&gt;=17k&lt;65 | False | False |  |  |  |  | 13.04 | 12 | [6 empty] | 4.46 | 4.3 | 28200 | All Heating | 07/10/2023 |  | 11/02/2023
Trane U.S. Inc. | Trane | GEHE042 |  | Voluntarily Certified | HPWaterSAllPhase&gt;=17k&lt;65 | False | False |  |  |  |  | 13 | 12 | [6 empty] | 4.46 | 4.3 | 41500 | All Heating | 07/10/2023 |  | 11/02/2023
Trane U.S. Inc. | Trane | GEHE048 |  | Voluntarily Certified | HPWaterSAllPhase&gt;=17k&lt;65 | False | False |  |  |  |  | 13.13 | 12 | [6 empty] | 4.65 | 4.3 | 49700 | All Heating | 07/10/2023 |  | 11/02/2023
Trane U.S. Inc. | Trane | GEHE060 |  | Voluntarily Certified | HPWaterSAllPhase&gt;=17k&lt;65 | False | False |  |  |  |  | 13 | 12 | [6 empty] | 4.36 | 4.3 | 59700 | All Heating | 07/10/2023 |  | 11/02/2023
Trane U.S. Inc. | Trane | GEVE006 |  | Voluntarily Certified | HPWaterSAllPhase&lt;17kAllHeat | False | False |  |  |  |  | 12.2 | 11.2 | [6 empty] | 4.47 | 4.3 | 7600 | All Heating | 07/10/2023 |  | 11/02/2023
Trane U.S. Inc. | Trane | GEVE009 |  | Voluntarily Certified | HPWaterSAllPhase&lt;17kAllHeat | False | False |  |  |  |  | 12.38 | 11.2 | [6 empty] | 4.75 | 4.3 | 8800 | All Heating | 07/10/2023 |  | 11/02/2023
Trane U.S. Inc. | Trane | GEVE012 |  | Voluntarily Certified | HPWaterSAllPhase&lt;17kAllHeat | False | False |  |  |  |  | 13.2 | 11.2 | [6 empty] | 4.79 | 4.3 | 11600 | All Heating | 07/10/2023 |  | 11/02/2023
Trane U.S. Inc. | Trane | GEVE015 |  | Voluntarily Certified | HPWaterSAllPhase&lt;17kAllHeat | False | False |  |  |  |  | 13.14 | 11.2 | [6 empty] | 4.56 | 4.3 | 14400 | All Heating | 07/10/2023 |  | 11/02/2023
Trane U.S. Inc. | Trane | GEVE018 |  | Voluntarily Certified | HPWaterSAllPhase&gt;=17k&lt;65 | False | False |  |  |  |  | 13 | 12 | [6 empty] | 4.47 | 4.3 | 17800 | All Heating | 07/10/2023 |  | 11/02/2023
Trane U.S. Inc. | Trane | GEVE024 |  | Voluntarily Certified | HPWaterSAllPhase&gt;=17k&lt;65 | False | False |  |  |  |  | 13.89 | 12 | [6 empty] | 4.65 | 4.3 | 24700 | All Heating | 07/10/2023 |  | 11/02/2023
Trane U.S. Inc. | Trane | GEVE030 |  | Voluntarily Certified | HPWaterSAllPhase&gt;=17k&lt;65 | False | False |  |  |  |  | 13.6 | 12 | [6 empty] | 4.75 | 4.3 | 28800 | All Heating | 07/10/2023 |  | 11/02/2023
Trane U.S. Inc. | Trane | GEVE036 |  | Voluntarily Certified | HPWaterSAllPhase&gt;=17k&lt;65 | False | False |  |  |  |  | 14.28 | 12 | [6 empty] | 4.57 | 4.3 | 36300 | All Heating | 07/10/2023 |  | 11/02/2023
Trane U.S. Inc. | Trane | GEVE042 |  | Voluntarily Certified | HPWaterSAllPhase&gt;=17k&lt;65 | False | False |  |  |  |  | 13.13 | 12 | [6 empty] | 4.55 | 4.3 | 41000 | All Heating | 07/10/2023 |  | 11/02/2023
Trane U.S. Inc. | Trane | GEVE048 |  | Voluntarily Certified | HPWaterSAllPhase&gt;=17k&lt;65 | False | False |  |  |  |  | 13.32 | 12 | [6 empty] | 4.46 | 4.3 | 49500 | All Heating | 07/10/2023 |  | 11/02/2023
Trane U.S. Inc. | Trane | GEVE060 |  | Voluntarily Certified | HPWaterSAllPhase&gt;=17k&lt;65 | False | False |  |  |  |  | 13.23 | 12 | [6 empty] | 4.65 | 4.3 | 61600 | All Heating | 07/10/2023 |  | 11/02/2023
Trane U.S. Inc. | Trane | VSVE0421 |  | Voluntarily Certified | HPWaterSAllPhase&gt;=17k&lt;65 | False | False |  |  |  |  | 18.25 | 12 | [6 empty] | 5.95 | 4.3 | 44100 | All Heating | 07/10/2023 |  | 11/02/2023
Trane U.S. Inc. | Trane | VSVE0422 |  | Voluntarily Certified | HPWaterSAllPhase&gt;=17k&lt;65 | False | False |  |  |  |  | 18.25 | 12 | [6 empty] | 5.95 | 4.3 | 44100 | All Heating | 07/10/2023 |  | 11/02/2023
Trane U.S. Inc. | Trane | VSVE0424 |  | Voluntarily Certified | HPWaterSAllPhase&gt;=17k&lt;65 | False | False |  |  |  |  | 18.25 | 12 | [6 empty] | 5.95 | 4.3 | 44100 | All Heating | 07/10/2023 |  | 11/02/2023
Trane U.S. Inc. | Trane | VSVE0601 |  | Voluntarily Certified | HPWaterSAllPhase&gt;=17k&lt;65 | False | False |  |  |  |  | 15.6 | 12 | [6 empty] | 5.5 | 4.3 | 61800 | All Heating | 07/10/2023 |  | 11/02/2023
Trane U.S. Inc. | Trane | VSVE0602 |  | Voluntarily Certified | HPWaterSAllPhase&gt;=17k&lt;65 | False | False |  |  |  |  | 15.6 | 12 | [6 empty] | 5.5 | 4.3 | 61800 | All Heating | 07/10/2023 |  | 11/02/2023
Trane U.S. Inc. | Trane | VSVE0604 |  | Voluntarily Certified | HPWaterSAllPhase&gt;=17k&lt;65 | False | False |  |  |  |  | 15.6 | 12 | [6 empty] | 5.5 | 4.3 | 61800 | All Heating | 07/10/2023 |  | 11/02/2023
Trane U.S. Inc. | Trane | VSHE0241 |  | Voluntarily Certified | HPWaterSAllPhase&gt;=17k&lt;65 | False | False |  |  |  |  | 18.3 | 12 | [6 empty] | 6.44 | 4.3 | 25100 | All Heating | 07/10/2023 |  | 11/02/2023
Trane U.S. Inc. | Trane | VSHE0242 |  | Voluntarily Certified | HPWaterSAllPhase&gt;=17k&lt;65 | False | False |  |  |  |  | 18.3 | 12 | [6 empty] | 6.44 | 4.3 | 25100 | All Heating | 07/10/2023 |  | 11/02/2023
Trane U.S. Inc. | Trane | VSHE0244 |  | Voluntarily Certified | HPWaterSAllPhase&gt;=17k&lt;65 | False | False |  |  |  |  | 18.3 | 12 | [6 empty] | 6.44 | 4.3 | 25100 | All Heating | 07/10/2023 |  | 11/02/2023
Trane U.S. Inc. | Trane | VSHE0331 |  | Voluntarily Certified | HPWaterSAllPhase&gt;=17k&lt;65 | False | False |  |  |  |  | 15.79 | 12 | [6 empty] | 5.85 | 4.3 | 33800 | All Heating | 07/10/2023 |  | 11/02/2023
Trane U.S. Inc. | Trane | VSHE0332 |  | Voluntarily Certified | HPWaterSAllPhase&gt;=17k&lt;65 | False | False |  |  |  |  | 15.79 | 12 | [6 empty] | 5.85 | 4.3 | 33800 | All Heating | 07/10/2023 |  | 11/02/2023
Trane U.S. Inc. | Trane | VSHE0334 |  | Voluntarily Certified | HPWaterSAllPhase&gt;=17k&lt;65 | False | False |  |  |  |  | 15.79 | 12 | [6 empty] | 5.85 | 4.3 | 33800 | All Heating | 07/10/2023 |  | 11/02/2023
Trane U.S. Inc. | Trane | VSHE0421 |  | Voluntarily Certified | HPWaterSAllPhase&gt;=17k&lt;65 | False | False |  |  |  |  | 18.6 | 12 | [6 empty] | 6.7 | 4.3 | 42600 | All Heating | 07/10/2023 |  | 11/02/2023
Trane U.S. Inc. | Trane | VSHE0422 |  | Voluntarily Certified | HPWaterSAllPhase&gt;=17k&lt;65 | False | False |  |  |  |  | 18.6 | 12 | [6 empty] | 6.7 | 4.3 | 42600 | All Heating | 07/10/2023 |  | 11/02/2023
Trane U.S. Inc. | Trane | VSHE0424 |  | Voluntarily Certified | HPWaterSAllPhase&gt;=17k&lt;65 | False | False |  |  |  |  | 18.6 | 12 | [6 empty] | 6.7 | 4.3 | 42600 | All Heating | 07/10/2023 |  | 11/02/2023
Trane U.S. Inc. | Trane | VSHE0501 |  | Voluntarily Certified | HPWaterSAllPhase&gt;=17k&lt;65 | False | False |  |  |  |  | 16.5 | 12 | [6 empty] | 5.8 | 4.3 | 50200 | All Heating | 07/10/2023 |  | 11/02/2023
Trane U.S. Inc. | Trane | VSHE0502 |  | Voluntarily Certified | HPWaterSAllPhase&gt;=17k&lt;65 | False | False |  |  |  |  | 16.5 | 12 | [6 empty] | 5.8 | 4.3 | 50200 | All Heating | 07/10/2023 |  | 11/02/2023
Trane U.S. Inc. | Trane | VSHE0504 |  | Voluntarily Certified | HPWaterSAllPhase&gt;=17k&lt;65 | False | False |  |  |  |  | 16.5 | 12 | [6 empty] | 5.8 | 4.3 | 50200 | All Heating | 07/10/2023 |  | 11/02/2023
Trane U.S. Inc. | Trane | VSHE0601 |  | Voluntarily Certified | HPWaterSAllPhase&gt;=17k&lt;65 | False | False |  |  |  |  | 14.8 | 12 | [6 empty] | 5.3 | 4.3 | 60700 | All Heating | 07/10/2023 |  | 11/02/2023
Trane U.S. Inc. | Trane | VSHE0602 |  | Voluntarily Certified | HPWaterSAllPhase&gt;=17k&lt;65 | False | False |  |  |  |  | 14.8 | 12 | [6 empty] | 5.3 | 4.3 | 60700 | All Heating | 07/10/2023 |  | 11/02/2023
Trane U.S. Inc. | Trane | VSHE0604 |  | Voluntarily Certified | HPWaterSAllPhase&gt;=17k&lt;65 | False | False |  |  |  |  | 14.8 | 12 | [6 empty] | 5.3 | 4.3 | 60700 | All Heating | 07/10/2023 |  | 11/02/2023
Trane U.S. Inc. | Trane | DXHF0601 |  | Voluntarily Certified | HPWaterSAllPhase&gt;=17k&lt;65 | False | False |  |  |  |  | 15 | 12 | [6 empty] | 4.8 | 4.3 | 57800 | All Heating | 07/10/2023 |  | 11/02/2023
Trane U.S. Inc. | Trane | DXHF0602 |  | Voluntarily Certified | HPWaterSAllPhase&gt;=17k&lt;65 | False | False |  |  |  |  | 15 | 12 | [6 empty] | 4.8 | 4.3 | 57800 | All Heating | 07/10/2023 |  | 11/02/2023
Trane U.S. Inc. | Trane | DXHF0603 |  | Voluntarily Certified | HPWaterSAllPhase&gt;=17k&lt;65 | False | False |  |  |  |  | 15 | 12 | [6 empty] | 4.8 | 4.3 | 57800 | All Heating | 07/10/2023 |  | 11/02/2023
Trane U.S. Inc. | Trane | DXHF0604 |  | Voluntarily Certified | HPWaterSAllPhase&gt;=17k&lt;65 | False | False |  |  |  |  | 15 | 12 | [6 empty] | 4.8 | 4.3 | 57800 | All Heating | 07/10/2023 |  | 11/02/2023
Trane U.S. Inc. | Trane | DXHF0608 |  | Voluntarily Certified | HPWaterSAllPhase&gt;=17k&lt;65 | False | False |  |  |  |  | 15 | 12 | [6 empty] | 4.8 | 4.3 | 57800 | All Heating | 07/10/2023 |  | 11/02/2023
Trane U.S. Inc. | Trane | GEHE0484 |  | Voluntarily Certified | HPWaterSAllPhase&gt;=17k&lt;65 | False | False |  |  |  |  | 13.13 | 12 | [6 empty] | 4.65 | 4.3 | 49700 | All Heating | 07/10/2023 |  | 11/02/2023
Trane U.S. Inc. | Trane | GEHE0488 |  | Voluntarily Certified | HPWaterSAllPhase&gt;=17k&lt;65 | False | False |  |  |  |  | 13.13 | 12 | [6 empty] | 4.65 | 4.3 | 49700 | All Heating | 07/10/2023 |  | 11/02/2023
Trane U.S. Inc. | Trane | GEHE0602 |  | Voluntarily Certified | HPWaterSAllPhase&gt;=17k&lt;65 | False | False |  |  |  |  | 13 | 12 | [6 empty] | 4.36 | 4.3 | 59700 | All Heating | 07/10/2023 |  | 11/02/2023
Trane U.S. Inc. | Trane | GEHE0603 |  | Voluntarily Certified | HPWaterSAllPhase&gt;=17k&lt;65 | False | False |  |  |  |  | 13 | 12 | [6 empty] | 4.36 | 4.3 | 59700 | All Heating | 07/10/2023 |  | 11/02/2023
Trane U.S. Inc. | Trane | GEHE0604 |  | Voluntarily Certified | HPWaterSAllPhase&gt;=17k&lt;65 | False | False |  |  |  |  | 13 | 12 | [6 empty] | 4.36 | 4.3 | 59700 | All Heating | 07/10/2023 |  | 11/02/2023
Trane U.S. Inc. | Trane | GEHE0608 |  | Voluntarily Certified | HPWaterSAllPhase&gt;=17k&lt;65 | False | False |  |  |  |  | 13 | 12 | [6 empty] | 4.36 | 4.3 | 59700 | All Heating | 07/10/2023 |  | 11/02/2023
Trane U.S. Inc. | Trane | GEVE0060 |  | Voluntarily Certified | HPWaterSAllPhase&lt;17kAllHeat | False | False |  |  |  |  | 12.2 | 11.2 | [6 empty] | 4.47 | 4.3 | 7600 | All Heating | 07/10/2023 |  | 11/02/2023
Trane U.S. Inc. | Trane | GEVE0062 |  | Voluntarily Certified | HPWaterSAllPhase&lt;17kAllHeat | False | False |  |  |  |  | 12.2 | 11.2 | [6 empty] | 4.47 | 4.3 | 7600 | All Heating | 07/10/2023 |  | 11/02/2023
Trane U.S. Inc. | Trane | GEVE0067 |  | Voluntarily Certified | HPWaterSAllPhase&lt;17kAllHeat | False | False |  |  |  |  | 12.2 | 11.2 | [6 empty] | 4.47 | 4.3 | 7600 | All Heating | 07/10/2023 |  | 11/02/2023
Trane U.S. Inc. | Trane | GEVE0090 |  | Voluntarily Certified | HPWaterSAllPhase&lt;17kAllHeat | False | False |  |  |  |  | 12.38 | 11.2 | [6 empty] | 4.75 | 4.3 | 8800 | All Heating | 07/10/2023 |  | 11/02/2023
Trane U.S. Inc. | Trane | GEVE0092 |  | Voluntarily Certified | HPWaterSAllPhase&lt;17kAllHeat | False | False |  |  |  |  | 12.38 | 11.2 | [6 empty] | 4.75 | 4.3 | 8800 | All Heating | 07/10/2023 |  | 11/02/2023
Trane U.S. Inc. | Trane | GEVE0097 |  | Voluntarily Certified | HPWaterSAllPhase&lt;17kAllHeat | False | False |  |  |  |  | 12.38 | 11.2 | [6 empty] | 4.75 | 4.3 | 8800 | All Heating | 07/10/2023 |  | 11/02/2023
Trane U.S. Inc. | Trane | GEVE0120 |  | Voluntarily Certified | HPWaterSAllPhase&lt;17kAllHeat | False | False |  |  |  |  | 13.2 | 11.2 | [6 empty] | 4.79 | 4.3 | 11600 | All Heating | 07/10/2023 |  | 11/02/2023
Trane U.S. Inc. | Trane | GEVE0122 |  | Voluntarily Certified | HPWaterSAllPhase&lt;17kAllHeat | False | False |  |  |  |  | 13.2 | 11.2 | [6 empty] | 4.79 | 4.3 | 11600 | All Heating | 07/10/2023 |  | 11/02/2023
Trane U.S. Inc. | Trane | GEVE0127 |  | Voluntarily Certified | HPWaterSAllPhase&lt;17kAllHeat | False | False |  |  |  |  | 13.2 | 11.2 | [6 empty] | 4.79 | 4.3 | 11600 | All Heating | 07/10/2023 |  | 11/02/2023
Trane U.S. Inc. | Trane | GEVE0152 |  | Voluntarily Certified | HPWaterSAllPhase&lt;17kAllHeat | False | False |  |  |  |  | 13.14 | 11.2 | [6 empty] | 4.56 | 4.3 | 14400 | All Heating | 07/10/2023 |  | 11/02/2023
Trane U.S. Inc. | Trane | GEVE0157 |  | Voluntarily Certified | HPWaterSAllPhase&lt;17kAllHeat | False | False |  |  |  |  | 13.14 | 11.2 | [6 empty] | 4.56 | 4.3 | 14400 | All Heating | 07/10/2023 |  | 11/02/2023
Trane U.S. Inc. | Trane | GEVE0182 |  | Voluntarily Certified | HPWaterSAllPhase&gt;=17k&lt;65 | False | False |  |  |  |  | 13 | 12 | [6 empty] | 4.47 | 4.3 | 17800 | All Heating | 07/10/2023 |  | 11/02/2023
Trane U.S. Inc. | Trane | GEVE0187 |  | Voluntarily Certified | HPWaterSAllPhase&gt;=17k&lt;65 | False | False |  |  |  |  | 13 | 12 | [6 empty] | 4.47 | 4.3 | 17800 | All Heating | 07/10/2023 |  | 11/02/2023
Trane U.S. Inc. | Trane | GEVE0242 |  | Voluntarily Certified | HPWaterSAllPhase&gt;=17k&lt;65 | False | False |  |  |  |  | 13.89 | 12 | [6 empty] | 4.65 | 4.3 | 24700 | All Heating | 07/10/2023 |  | 11/02/2023
Trane U.S. Inc. | Trane | GEVE0243 |  | Voluntarily Certified | HPWaterSAllPhase&gt;=17k&lt;65 | False | False |  |  |  |  | 13.89 | 12 | [6 empty] | 4.65 | 4.3 | 24700 | All Heating | 07/10/2023 |  | 11/02/2023
Trane U.S. Inc. | Trane | GEVE0244 |  | Voluntarily Certified | HPWaterSAllPhase&gt;=17k&lt;65 | False | False |  |  |  |  | 13.89 | 12 | [6 empty] | 4.65 | 4.3 | 24700 | All Heating | 07/10/2023 |  | 11/02/2023
Trane U.S. Inc. | Trane | GEVE0247 |  | Voluntarily Certified | HPWaterSAllPhase&gt;=17k&lt;65 | False | False |  |  |  |  | 13.89 | 12 | [6 empty] | 4.65 | 4.3 | 24700 | All Heating | 07/10/2023 |  | 11/02/2023
Trane U.S. Inc. | Trane | GEVE0248 |  | Voluntarily Certified | HPWaterSAllPhase&gt;=17k&lt;65 | False | False |  |  |  |  | 13.89 | 12 | [6 empty] | 4.65 | 4.3 | 24700 | All Heating | 07/10/2023 |  | 11/02/2023
Trane U.S. Inc. | Trane | GEVE0302 |  | Voluntarily Certified | HPWaterSAllPhase&gt;=17k&lt;65 | False | False |  |  |  |  | 13.6 | 12 | [6 empty] | 4.75 | 4.3 | 28800 | All Heating | 07/10/2023 |  | 11/02/2023
Trane U.S. Inc. | Trane | GEVE0303 |  | Voluntarily Certified | HPWaterSAllPhase&gt;=17k&lt;65 | False | False |  |  |  |  | 13.6 | 12 | [6 empty] | 4.75 | 4.3 | 28800 | All Heating | 07/10/2023 |  | 11/02/2023
Trane U.S. Inc. | Trane | GEVE0304 |  | Voluntarily Certified | HPWaterSAllPhase&gt;=17k&lt;65 | False | False |  |  |  |  | 13.6 | 12 | [6 empty] | 4.75 | 4.3 | 28800 | All Heating | 07/10/2023 |  | 11/02/2023
Trane U.S. Inc. | Trane | GEVE0307 |  | Voluntarily Certified | HPWaterSAllPhase&gt;=17k&lt;65 | False | False |  |  |  |  | 13.6 | 12 | [6 empty] | 4.75 | 4.3 | 28800 | All Heating | 07/10/2023 |  | 11/02/2023
Trane U.S. Inc. | Trane | GEVE0308 |  | Voluntarily Certified | HPWaterSAllPhase&gt;=17k&lt;65 | False | False |  |  |  |  | 13.6 | 12 | [6 empty] | 4.75 | 4.3 | 28800 | All Heating | 07/10/2023 |  | 11/02/2023
Trane U.S. Inc. | Trane | GEVE0362 |  | Voluntarily Certified | HPWaterSAllPhase&gt;=17k&lt;65 | False | False |  |  |  |  | 14.28 | 12 | [6 empty] | 4.57 | 4.3 | 36300 | All Heating | 07/10/2023 |  | 11/02/2023
Trane U.S. Inc. | Trane | GEVE0363 |  | Voluntarily Certified | HPWaterSAllPhase&gt;=17k&lt;65 | False | False |  |  |  |  | 14.28 | 12 | [6 empty] | 4.57 | 4.3 | 36300 | All Heating | 07/10/2023 |  | 11/02/2023
Trane U.S. Inc. | Trane | GEVE0364 |  | Voluntarily Certified | HPWaterSAllPhase&gt;=17k&lt;65 | False | False |  |  |  |  | 14.28 | 12 | [6 empty] | 4.57 | 4.3 | 36300 | All Heating | 07/10/2023 |  | 11/02/2023
Trane U.S. Inc. | Trane | GEVE0367 |  | Voluntarily Certified | HPWaterSAllPhase&gt;=17k&lt;65 | False | False |  |  |  |  | 14.28 | 12 | [6 empty] | 4.57 | 4.3 | 36300 | All Heating | 07/10/2023 |  | 11/02/2023
Trane U.S. Inc. | Trane | GEVE0368 |  | Voluntarily Certified | HPWaterSAllPhase&gt;=17k&lt;65 | False | False |  |  |  |  | 14.28 | 12 | [6 empty] | 4.57 | 4.3 | 36300 | All Heating | 07/10/2023 |  | 11/02/2023
Trane U.S. Inc. | Trane | GEVE0422 |  | Voluntarily Certified | HPWaterSAllPhase&gt;=17k&lt;65 | False | False |  |  |  |  | 13.13 | 12 | [6 empty] | 4.55 | 4.3 | 41000 | All Heating | 07/10/2023 |  | 11/02/2023
Trane U.S. Inc. | Trane | GEVE0423 |  | Voluntarily Certified | HPWaterSAllPhase&gt;=17k&lt;65 | False | False |  |  |  |  | 13.13 | 12 | [6 empty] | 4.55 | 4.3 | 41000 | All Heating | 07/10/2023 |  | 11/02/2023
Trane U.S. Inc. | Trane | GEVE0424 |  | Voluntarily Certified | HPWaterSAllPhase&gt;=17k&lt;65 | False | False |  |  |  |  | 13.13 | 12 | [6 empty] | 4.55 | 4.3 | 41000 | All Heating | 07/10/2023 |  | 11/02/2023
Trane U.S. Inc. | Trane | GEVE0428 |  | Voluntarily Certified | HPWaterSAllPhase&gt;=17k&lt;65 | False | False |  |  |  |  | 13.13 | 12 | [6 empty] | 4.55 | 4.3 | 41000 | All Heating | 07/10/2023 |  | 11/02/2023
Trane U.S. Inc. | Trane | GEVE0482 |  | Voluntarily Certified | HPWaterSAllPhase&gt;=17k&lt;65 | False | False |  |  |  |  | 13.32 | 12 | [6 empty] | 4.46 | 4.3 | 49500 | All Heating | 07/10/2023 |  | 11/02/2023
Trane U.S. Inc. | Trane | GEVE0483 |  | Voluntarily Certified | HPWaterSAllPhase&gt;=17k&lt;65 | False | False |  |  |  |  | 13.32 | 12 | [6 empty] | 4.46 | 4.3 | 49500 | All Heating | 07/10/2023 |  | 11/02/2023
Trane U.S. Inc. | Trane | GEVE0484 |  | Voluntarily Certified | HPWaterSAllPhase&gt;=17k&lt;65 | False | False |  |  |  |  | 13.32 | 12 | [6 empty] | 4.46 | 4.3 | 49500 | All Heating | 07/10/2023 |  | 11/02/2023
Trane U.S. Inc. | Trane | GEVE0488 |  | Voluntarily Certified | HPWaterSAllPhase&gt;=17k&lt;65 | False | False |  |  |  |  | 13.32 | 12 | [6 empty] | 4.46 | 4.3 | 49500 | All Heating | 07/10/2023 |  | 11/02/2023
Trane U.S. Inc. | Trane | GEVE0602 |  | Voluntarily Certified | HPWaterSAllPhase&gt;=17k&lt;65 | False | False |  |  |  |  | 13.23 | 12 | [6 empty] | 4.65 | 4.3 | 61600 | All Heating | 07/10/2023 |  | 11/02/2023
Trane U.S. Inc. | Trane | GEVE0603 |  | Voluntarily Certified | HPWaterSAllPhase&gt;=17k&lt;65 | False | False |  |  |  |  | 13.23 | 12 | [6 empty] | 4.65 | 4.3 | 61600 | All Heating | 07/10/2023 |  | 11/02/2023
Trane U.S. Inc. | Trane | GEVE0604 |  | Voluntarily Certified | HPWaterSAllPhase&gt;=17k&lt;65 | False | False |  |  |  |  | 13.23 | 12 | [6 empty] | 4.65 | 4.3 | 61600 | All Heating | 07/10/2023 |  | 11/02/2023
Trane U.S. Inc. | Trane | GEVE0608 |  | Voluntarily Certified | HPWaterSAllPhase&gt;=17k&lt;65 | False | False |  |  |  |  | 13.23 | 12 | [6 empty] | 4.65 | 4.3 | 61600 | All Heating | 07/10/2023 |  | 11/02/2023
Trane U.S. Inc. | Trane | GEVE0728 |  | Voluntarily Certified | HPWaterSAllPhase&gt;=65k&lt;13 | False | False |  |  |  |  | 15.24 | 12 | [6 empty] | 4.64 | 4.3 | 75600 | All Heating | 07/10/2023 |  | 11/02/2023
Trane U.S. Inc. | Trane | GEVE0908 |  | Voluntarily Certified | HPWaterSAllPhase&gt;=65k&lt;13 | False | False |  |  |  |  | 15.1 | 12 | [6 empty] | 4.5 | 4.3 | 88800 | All Heating | 07/10/2023 |  | 11/02/2023
Trane U.S. Inc. | Trane | GECE0060 |  | Voluntarily Certified | HPWaterSAllPhase&lt;17kAllHeat | False | False |  |  |  |  | 12.5 | 11.2 | [6 empty] | 4.7 | 4.3 | 7500 | All Heating | 07/10/2023 |  | 11/02/2023
Trane U.S. Inc. | Trane | GECE0062 |  | Voluntarily Certified | HPWaterSAllPhase&lt;17kAllHeat | False | False |  |  |  |  | 12.5 | 11.2 | [6 empty] | 4.7 | 4.3 | 7500 | All Heating | 07/10/2023 |  | 11/02/2023
Trane U.S. Inc. | Trane | GECE0067 |  | Voluntarily Certified | HPWaterSAllPhase&lt;17kAllHeat | False | False |  |  |  |  | 12.5 | 11.2 | [6 empty] | 4.7 | 4.3 | 7500 | All Heating | 07/10/2023 |  | 11/02/2023
Trane U.S. Inc. | Trane | GECE0090 |  | Voluntarily Certified | HPWaterSAllPhase&lt;17kAllHeat | False | False |  |  |  |  | 13.1 | 11.2 | [6 empty] | 4.9 | 4.3 | 8800 | All Heating | 07/10/2023 |  | 11/02/2023
Trane U.S. Inc. | Trane | GECE0092 |  | Voluntarily Certified | HPWaterSAllPhase&lt;17kAllHeat | False | False |  |  |  |  | 13.1 | 11.2 | [6 empty] | 4.9 | 4.3 | 8800 | All Heating | 07/10/2023 |  | 11/02/2023
Trane U.S. Inc. | Trane | GECE0097 |  | Voluntarily Certified | HPWaterSAllPhase&lt;17kAllHeat | False | False |  |  |  |  | 13.1 | 11.2 | [6 empty] | 4.9 | 4.3 | 8800 | All Heating | 07/10/2023 |  | 11/02/2023
Trane U.S. Inc. | Trane | GECE0120 |  | Voluntarily Certified | HPWaterSAllPhase&lt;17kAllHeat | False | False |  |  |  |  | 13.1 | 11.2 | [6 empty] | 4.7 | 4.3 | 11500 | All Heating | 07/10/2023 |  | 11/02/2023
Trane U.S. Inc. | Trane | GECE0122 |  | Voluntarily Certified | HPWaterSAllPhase&lt;17kAllHeat | False | False |  |  |  |  | 13.1 | 11.2 | [6 empty] | 4.7 | 4.3 | 11500 | All Heating | 07/10/2023 |  | 11/02/2023
Trane U.S. Inc. | Trane | GECE0157 |  | Voluntarily Certified | HPWaterSAllPhase&lt;17kAllHeat | False | False |  |  |  |  | 13.29 | 11.2 | [6 empty] | 4.61 | 4.3 | 14700 | All Heating | 07/10/2023 |  | 11/02/2023
Trane U.S. Inc. | Trane | GECE0127 |  | Voluntarily Certified | HPWaterSAllPhase&lt;17kAllHeat | False | False |  |  |  |  | 13.1 | 11.2 | [6 empty] | 4.7 | 4.3 | 11500 | All Heating | 07/10/2023 |  | 11/02/2023
Trane U.S. Inc. | Trane | GECE0150 |  | Voluntarily Certified | HPWaterSAllPhase&lt;17kAllHeat | False | False |  |  |  |  | 13.29 | 11.2 | [6 empty] | 4.61 | 4.3 | 14700 | All Heating | 07/10/2023 |  | 11/02/2023
Trane U.S. Inc. | Trane | GECE0152 |  | Voluntarily Certified | HPWaterSAllPhase&lt;17kAllHeat | False | False |  |  |  |  | 13.29 | 11.2 | [6 empty] | 4.61 | 4.3 | 14700 | All Heating | 07/10/2023 |  | 11/02/2023
Trane U.S. Inc. | Trane | GECE0182 |  | Voluntarily Certified | HPWaterSAllPhase&lt;17kAllHeat | False | False |  |  |  |  | 13 | 11.2 | [6 empty] | 4.61 | 4.3 | 16500 | All Heating | 07/10/2023 |  | 11/02/2023
Trane U.S. Inc. | Trane | GECE0187 |  | Voluntarily Certified | HPWaterSAllPhase&lt;17kAllHeat | False | False |  |  |  |  | 13 | 11.2 | [6 empty] | 4.61 | 4.3 | 16500 | All Heating | 07/10/2023 |  | 11/02/2023
Trane U.S. Inc. | Trane | GEVE0721 |  | Voluntarily Certified | HPWaterSAllPhase&gt;=65k&lt;13 | False | False |  |  |  |  | 15.24 | 12 | [6 empty] | 4.64 | 4.3 | 75600 | All Heating | 07/10/2023 |  | 11/02/2023
Trane U.S. Inc. | Trane | GEVE0722 |  | Voluntarily Certified | HPWaterSAllPhase&gt;=65k&lt;13 | False | False |  |  |  |  | 15.24 | 12 | [6 empty] | 4.64 | 4.3 | 75600 | All Heating | 07/10/2023 |  | 11/02/2023
Trane U.S. Inc. | Trane | GEVE0724 |  | Voluntarily Certified | HPWaterSAllPhase&gt;=65k&lt;13 | False | False |  |  |  |  | 15.24 | 12 | [6 empty] | 4.64 | 4.3 | 75600 | All Heating | 07/10/2023 |  | 11/02/2023
Trane U.S. Inc. | Trane | GEVE0904 |  | Voluntarily Certified | HPWaterSAllPhase&gt;=65k&lt;13 | False | False |  |  |  |  | 15.1 | 12 | [6 empty] | 4.5 | 4.3 | 88800 | All Heating | 07/10/2023 |  | 11/02/2023
Trane U.S. Inc. | Trane | GEVE1203 |  | Voluntarily Certified | HPWaterSAllPhase&gt;=65k&lt;13 | False | False |  |  |  |  | 14.54 | 12 | [6 empty] | 4.5 | 4.3 | 118300 | All Heating | 07/10/2023 |  | 11/02/2023
Trane U.S. Inc. | Trane | GEVE1208 |  | Voluntarily Certified | HPWaterSAllPhase&gt;=65k&lt;13 | False | False |  |  |  |  | 14.54 | 12 | [6 empty] | 4.5 | 4.3 | 118300 | All Heating | 07/10/2023 |  | 11/02/2023
Trane U.S. Inc. | Trane | GEHE0721 |  | Voluntarily Certified | HPWaterSAllPhase&gt;=65k&lt;13 | False | False |  |  |  |  | 13.4 | 12 | [6 empty] | 4.8 | 4.3 | 75500 | All Heating | 07/10/2023 |  | 11/02/2023
Trane U.S. Inc. | Trane | GEHE0722 |  | Voluntarily Certified | HPWaterSAllPhase&gt;=65k&lt;13 | False | False |  |  |  |  | 13.4 | 12 | [6 empty] | 4.8 | 4.3 | 75500 | All Heating | 07/10/2023 |  | 11/02/2023
Trane U.S. Inc. | Trane | GEHE0728 |  | Voluntarily Certified | HPWaterSAllPhase&gt;=65k&lt;13 | False | False |  |  |  |  | 13.4 | 12 | [6 empty] | 4.8 | 4.3 | 75500 | All Heating | 07/10/2023 |  | 11/02/2023
Trane U.S. Inc. | Trane | GEHE0724 |  | Voluntarily Certified | HPWaterSAllPhase&gt;=65k&lt;13 | False | False |  |  |  |  | 13.4 | 12 | [6 empty] | 4.8 | 4.3 | 75500 | All Heating | 07/10/2023 |  | 11/02/2023
Trane U.S. Inc. | Trane | GEHE0904 |  | Voluntarily Certified | HPWaterSAllPhase&gt;=65k&lt;13 | False | False |  |  |  |  | 14.1 | 12 | [6 empty] | 4.68 | 4.3 | 84800 | All Heating | 07/10/2023 |  | 11/02/2023
Trane U.S. Inc. | Trane | GEHE0908 |  | Voluntarily Certified | HPWaterSAllPhase&gt;=65k&lt;13 | False | False |  |  |  |  | 14.1 | 12 | [6 empty] | 4.68 | 4.3 | 84800 | All Heating | 07/10/2023 |  | 11/02/2023
Trane U.S. Inc. | Trane | GEHE1204 |  | Voluntarily Certified | HPWaterSAllPhase&gt;=65k&lt;13 | False | False |  |  |  |  | 13.35 | 12 | [6 empty] | 4.6 | 4.3 | 116800 | All Heating | 07/10/2023 |  | 11/02/2023
Trane U.S. Inc. | Trane | GEHE1208 |  | Voluntarily Certified | HPWaterSAllPhase&gt;=65k&lt;13 | False | False |  |  |  |  | 13.35 | 12 | [6 empty] | 4.6 | 4.3 | 116800 | All Heating | 07/10/2023 |  | 11/02/2023
Trane U.S. Inc. | Trane | GETE0092 |  | Voluntarily Certified | HPWaterSAllPhase&lt;17kAllHeat | False | False |  |  |  |  | 12.2 | 11.2 | [6 empty] | 4.47 | 4.3 | 8200 | All Heating | 07/10/2023 |  | 11/02/2023
Trane U.S. Inc. | Trane | GETE0097 |  | Voluntarily Certified | HPWaterSAllPhase&lt;17kAllHeat | False | False |  |  |  |  | 12.2 | 11.2 | [6 empty] | 4.47 | 4.3 | 8200 | All Heating | 07/10/2023 |  | 11/02/2023
Trane U.S. Inc. | Trane | GETE0122 |  | Voluntarily Certified | HPWaterSAllPhase&lt;17kAllHeat | False | False |  |  |  |  | 12.84 | 11.2 | [6 empty] | 4.47 | 4.3 | 11900 | All Heating | 07/10/2023 |  | 11/02/2023
Trane U.S. Inc. | Trane | GETE0127 |  | Voluntarily Certified | HPWaterSAllPhase&lt;17kAllHeat | False | False |  |  |  |  | 12.84 | 11.2 | [6 empty] | 4.47 | 4.3 | 11900 | All Heating | 07/10/2023 |  | 11/02/2023
Trane U.S. Inc. | Trane | GETE0152 |  | Voluntarily Certified | HPWaterSAllPhase&lt;17kAllHeat | False | False |  |  |  |  | 13 | 11.2 | [6 empty] | 4.47 | 4.3 | 14700 | All Heating | 07/10/2023 |  | 11/02/2023
Trane U.S. Inc. | Trane | GETE0157 |  | Voluntarily Certified | HPWaterSAllPhase&lt;17kAllHeat | False | False |  |  |  |  | 13 | 11.2 | [6 empty] | 4.47 | 4.3 | 14700 | All Heating | 07/10/2023 |  | 11/02/2023
Trane U.S. Inc. | Trane | GETE0182 |  | Voluntarily Certified | HPWaterSAllPhase&gt;=17k&lt;65 | False | False |  |  |  |  | 13 | 12 | [6 empty] | 4.5 | 4.3 | 18100 | All Heating | 07/10/2023 |  | 11/02/2023
Trane U.S. Inc. | Trane | GETE0187 |  | Voluntarily Certified | HPWaterSAllPhase&gt;=17k&lt;65 | False | False |  |  |  |  | 13 | 12 | [6 empty] | 4.5 | 4.3 | 18100 | All Heating | 07/10/2023 |  | 11/02/2023
Trane U.S. Inc. | Trane | GETE0242 |  | Voluntarily Certified | HPWaterSAllPhase&gt;=17k&lt;65 | False | False |  |  |  |  | 13 | 12 | [6 empty] | 4.3 | 4.3 | 23300 | All Heating | 07/10/2023 |  | 11/02/2023
Trane U.S. Inc. | Trane | GETE0247 |  | Voluntarily Certified | HPWaterSAllPhase&gt;=17k&lt;65 | False | False |  |  |  |  | 13 | 12 | [6 empty] | 4.3 | 4.3 | 23300 | All Heating | 07/10/2023 |  | 11/02/2023
Trane U.S. Inc. | Trane | GETE0362 |  | Voluntarily Certified | HPWaterSAllPhase&gt;=17k&lt;65 | False | False |  |  |  |  | 13 | 12 | [6 empty] | 4.3 | 4.3 | 33700 | All Heating | 07/10/2023 |  | 11/02/2023
Trane U.S. Inc. | Trane | GETE0367 |  | Voluntarily Certified | HPWaterSAllPhase&gt;=17k&lt;65 | False | False |  |  |  |  | 13 | 12 | [6 empty] | 4.3 | 4.3 | 33700 | All Heating | 07/10/2023 |  | 11/02/2023
Trane U.S. Inc. | Trane | GEHE0090 |  | Voluntarily Certified | HPWaterSAllPhase&lt;17kAllHeat | False | False |  |  |  |  | 12.38 | 11.2 | [6 empty] | 4.56 | 4.3 | 8800 | All Heating | 07/10/2023 |  | 11/02/2023
Trane U.S. Inc. | Trane | GEHE0122 |  | Voluntarily Certified | HPWaterSAllPhase&lt;17kAllHeat | False | False |  |  |  |  | 13.2 | 11.2 | [6 empty] | 4.69 | 4.3 | 11700 | All Heating | 07/10/2023 |  | 11/02/2023
Trane U.S. Inc. | Trane | GEHE0092 |  | Voluntarily Certified | HPWaterSAllPhase&lt;17kAllHeat | False | False |  |  |  |  | 12.38 | 11.2 | [6 empty] | 4.56 | 4.3 | 8800 | All Heating | 07/10/2023 |  | 11/02/2023
Trane U.S. Inc. | Trane | GEHE0097 |  | Voluntarily Certified | HPWaterSAllPhase&lt;17kAllHeat | False | False |  |  |  |  | 12.38 | 11.2 | [6 empty] | 4.56 | 4.3 | 8800 | All Heating | 07/10/2023 |  | 11/02/2023
Trane U.S. Inc. | Trane | GEHE0120 |  | Voluntarily Certified | HPWaterSAllPhase&lt;17kAllHeat | False | False |  |  |  |  | 13.2 | 11.2 | [6 empty] | 4.69 | 4.3 | 11700 | All Heating | 07/10/2023 |  | 11/02/2023
Trane U.S. Inc. | Trane | GEHE0127 |  | Voluntarily Certified | HPWaterSAllPhase&lt;17kAllHeat | False | False |  |  |  |  | 13.2 | 11.2 | [6 empty] | 4.69 | 4.3 | 11700 | All Heating | 07/10/2023 |  | 11/02/2023
Trane U.S. Inc. | Trane | GEHE0152 |  | Voluntarily Certified | HPWaterSAllPhase&lt;17kAllHeat | False | False |  |  |  |  | 12.85 | 11.2 | [6 empty] | 4.3 | 4.3 | 14300 | All Heating | 07/10/2023 |  | 11/02/2023
Trane U.S. Inc. | Trane | GEHE0157 |  | Voluntarily Certified | HPWaterSAllPhase&lt;17kAllHeat | False | False |  |  |  |  | 12.85 | 11.2 | [6 empty] | 4.3 | 4.3 | 14300 | All Heating | 07/10/2023 |  | 11/02/2023
Trane U.S. Inc. | Trane | GEHE0182 |  | Voluntarily Certified | HPWaterSAllPhase&gt;=17k&lt;65 | False | False |  |  |  |  | 13 | 12 | [6 empty] | 4.47 | 4.3 | 18000 | All Heating | 07/10/2023 |  | 11/02/2023
Trane U.S. Inc. | Trane | GEHE0187 |  | Voluntarily Certified | HPWaterSAllPhase&gt;=17k&lt;65 | False | False |  |  |  |  | 13 | 12 | [6 empty] | 4.47 | 4.3 | 18000 | All Heating | 07/10/2023 |  | 11/02/2023
Trane U.S. Inc. | Trane | GEHE0242 |  | Voluntarily Certified | HPWaterSAllPhase&gt;=17k&lt;65 | False | False |  |  |  |  | 13.6 | 12 | [6 empty] | 4.55 | 4.3 | 24000 | All Heating | 07/10/2023 |  | 11/02/2023
Trane U.S. Inc. | Trane | GEHE0303 |  | Voluntarily Certified | HPWaterSAllPhase&gt;=17k&lt;65 | False | False |  |  |  |  | 13.04 | 12 | [6 empty] | 4.46 | 4.3 | 28200 | All Heating | 07/10/2023 |  | 11/02/2023
Trane U.S. Inc. | Trane | GEHE0243 |  | Voluntarily Certified | HPWaterSAllPhase&gt;=17k&lt;65 | False | False |  |  |  |  | 13.6 | 12 | [6 empty] | 4.55 | 4.3 | 24000 | All Heating | 07/10/2023 |  | 11/02/2023
Trane U.S. Inc. | Trane | GEHE0244 |  | Voluntarily Certified | HPWaterSAllPhase&gt;=17k&lt;65 | False | False |  |  |  |  | 13.6 | 12 | [6 empty] | 4.55 | 4.3 | 24000 | All Heating | 07/10/2023 |  | 11/02/2023
Trane U.S. Inc. | Trane | GEHE0247 |  | Voluntarily Certified | HPWaterSAllPhase&gt;=17k&lt;65 | False | False |  |  |  |  | 13.6 | 12 | [6 empty] | 4.55 | 4.3 | 24000 | All Heating | 07/10/2023 |  | 11/02/2023
Trane U.S. Inc. | Trane | GEHE0248 |  | Voluntarily Certified | HPWaterSAllPhase&gt;=17k&lt;65 | False | False |  |  |  |  | 13.6 | 12 | [6 empty] | 4.55 | 4.3 | 24000 | All Heating | 07/10/2023 |  | 11/02/2023
Trane U.S. Inc. | Trane | GEHE0302 |  | Voluntarily Certified | HPWaterSAllPhase&gt;=17k&lt;65 | False | False |  |  |  |  | 13.04 | 12 | [6 empty] | 4.46 | 4.3 | 28200 | All Heating | 07/10/2023 |  | 11/02/2023
Trane U.S. Inc. | Trane | GEHE0304 |  | Voluntarily Certified | HPWaterSAllPhase&gt;=17k&lt;65 | False | False |  |  |  |  | 13.04 | 12 | [6 empty] | 4.46 | 4.3 | 28200 | All Heating | 07/10/2023 |  | 11/02/2023
Trane U.S. Inc. | Trane | GEHE0307 |  | Voluntarily Certified | HPWaterSAllPhase&gt;=17k&lt;65 | False | False |  |  |  |  | 13.04 | 12 | [6 empty] | 4.46 | 4.3 | 28200 | All Heating | 07/10/2023 |  | 11/02/2023
Trane U.S. Inc. | Trane | GEHE0308 |  | Voluntarily Certified | HPWaterSAllPhase&gt;=17k&lt;65 | False | False |  |  |  |  | 13.04 | 12 | [6 empty] | 4.46 | 4.3 | 28200 | All Heating | 07/10/2023 |  | 11/02/2023
Trane U.S. Inc. | Trane | GEHE0422 |  | Voluntarily Certified | HPWaterSAllPhase&gt;=17k&lt;65 | False | False |  |  |  |  | 13 | 12 | [6 empty] | 4.46 | 4.3 | 41500 | All Heating | 07/10/2023 |  | 11/02/2023
Trane U.S. Inc. | Trane | GEHE0423 |  | Voluntarily Certified | HPWaterSAllPhase&gt;=17k&lt;65 | False | False |  |  |  |  | 13 | 12 | [6 empty] | 4.46 | 4.3 | 41500 | All Heating | 07/10/2023 |  | 11/02/2023
Trane U.S. Inc. | Trane | GEHE0424 |  | Voluntarily Certified | HPWaterSAllPhase&gt;=17k&lt;65 | False | False |  |  |  |  | 13 | 12 | [6 empty] | 4.46 | 4.3 | 41500 | All Heating | 07/10/2023 |  | 11/02/2023
Trane U.S. Inc. | Trane | GEHE0428 |  | Voluntarily Certified | HPWaterSAllPhase&gt;=17k&lt;65 | False | False |  |  |  |  | 13 | 12 | [6 empty] | 4.46 | 4.3 | 41500 | All Heating | 07/10/2023 |  | 11/02/2023
Trane U.S. Inc. | Trane | GEHE0482 |  | Voluntarily Certified | HPWaterSAllPhase&gt;=17k&lt;65 | False | False |  |  |  |  | 13.13 | 12 | [6 empty] | 4.65 | 4.3 | 49700 | All Heating | 07/10/2023 |  | 11/02/2023
Trane U.S. Inc. | Trane | GEHE0483 |  | Voluntarily Certified | HPWaterSAllPhase&gt;=17k&lt;65 | False | False |  |  |  |  | 13.13 | 12 | [6 empty] | 4.65 | 4.3 | 49700 | All Heating | 07/10/2023 |  | 11/02/2023
Trane U.S. Inc. | AMERICAN STANDARD | WHC092HW*(C,G,K,N)A |  | Voluntarily Certified | HPAirCoolAllPhase&gt;=65k&lt;1 | False | False |  |  |  |  | 11.8 |  | 15.5 | 14.1 |  |  |  |  | 3.48 | 3.4 | 95000 | Electric Resistance Heating Or | 08/29/2023 |  | 11/08/2023
Trane U.S. Inc. | AMERICAN STANDARD | WHC092H(3,4)*(C,G,K,N)A |  | Voluntarily Certified | HPAirCoolAllPhase&gt;=65k&lt;1 | False | False |  |  |  |  | 11.8 |  | 15.5 | 14.1 |  |  |  |  | 3.5 | 3.4 | 95000 | Electric Resistance Heating Or | 08/29/2023 |  | 11/08/2023
Trane U.S. Inc. | AMERICAN STANDARD | THJ240A(3,4,W)**0***0 |  | Voluntarily Certified | ACAirCoolAllPhase&gt;=240k&lt; | False | False |  |  |  |  | 11 |  | 16.5 | 13.2 | [6 empty] | 240000 | Electric Resistance Heating Or | 08/29/2023 |  | 11/08/2023
Trane U.S. Inc. | AMERICAN STANDARD | THJ240A(3,4,W)**(N,P,R)***0 |  | Voluntarily Certified | ACAirCoolAllPhase&gt;=240k&lt; | False | False |  |  |  |  | 11 |  | 16.5 | 13.2 | [6 empty] | 240000 | Electric Resistance Heating Or | 08/29/2023 |  | 11/08/2023
Trane U.S. Inc. | AMERICAN STANDARD | THJ240A(3,4,W)**0***2 |  | Voluntarily Certified | ACAirCoolAllPhase&gt;=240k&lt; | False | False |  |  |  |  | 11 |  | 17 | 13.2 | [6 empty] | 240000 | Electric Resistance Heating Or | 08/29/2023 |  | 11/08/2023
Trane U.S. Inc. | AMERICAN STANDARD | THJ240A(3,4,W)**(N,P,R)***2 |  | Voluntarily Certified | ACAirCoolAllPhase&gt;=240k&lt; | False | False |  |  |  |  | 11 |  | 17 | 13.2 | [6 empty] | 240000 | Electric Resistance Heating Or | 08/29/2023 |  | 11/08/2023
Trane U.S. Inc. | AMERICAN STANDARD | THJ240A(3,4,W)**0***4 |  | Voluntarily Certified | ACAirCoolAllPhase&gt;=240k&lt; | False | False |  |  |  |  | 11 |  | 17 | 13.2 | [6 empty] | 240000 | Electric Resistance Heating Or | 08/29/2023 |  | 11/08/2023
Trane U.S. Inc. | AMERICAN STANDARD | THJ240A(3,4,W)**(N,P,R)***4 |  | Voluntarily Certified | ACAirCoolAllPhase&gt;=240k&lt; | False | False |  |  |  |  | 11 |  | 17 | 13.2 | [6 empty] | 240000 | Electric Resistance Heating Or | 08/29/2023 |  | 11/08/2023
Trane U.S. Inc. | AMERICAN STANDARD | WHJ240A(3,4,W)**0***0 |  | Voluntarily Certified | HPAirCoolAllPhase&gt;=240k&lt; | False | False |  |  |  |  | 11.2 |  | 17.2 | 12.5 |  |  |  |  | 3.5 | 3.2 | 240000 | Electric Resistance Heating Or | 08/29/2023 |  | 11/08/2023
Trane U.S. Inc. | AMERICAN STANDARD | WHJ240A(3,4,W)**(N,P,R)***0 |  | Voluntarily Certified | HPAirCoolAllPhase&gt;=240k&lt; | False | False |  |  |  |  | 11.2 |  | 17.2 | 12.5 |  |  |  |  | 3.5 | 3.2 | 240000 | Electric Resistance Heating Or | 08/29/2023 |  | 11/08/2023
Trane U.S. Inc. | AMERICAN STANDARD | WHJ240A(3,4,W)**0***2 |  | Voluntarily Certified | HPAirCoolAllPhase&gt;=240k&lt; | False | False |  |  |  |  | 11.2 |  | 17.7 | 12.5 |  |  |  |  | 3.5 | 3.2 | 240000 | Electric Resistance Heating Or | 08/29/2023 |  | 11/08/2023
Trane U.S. Inc. | AMERICAN STANDARD | WHJ240A(3,4,W)**(N,P,R)***2 |  | Voluntarily Certified | HPAirCoolAllPhase&gt;=240k&lt; | False | False |  |  |  |  | 11.2 |  | 17.7 | 12.5 |  |  |  |  | 3.5 | 3.2 | 240000 | Electric Resistance Heating Or | 08/29/2023 |  | 11/08/2023
Trane U.S. Inc. | AMERICAN STANDARD | WHJ240A(3,4,W)**0***4 |  | Voluntarily Certified | HPAirCoolAllPhase&gt;=240k&lt; | False | False |  |  |  |  | 11.2 |  | 17.7 | 12.5 |  |  |  |  | 3.5 | 3.2 | 240000 | Electric Resistance Heating Or | 08/29/2023 |  | 11/08/2023
Trane U.S. Inc. | AMERICAN STANDARD | WHJ240A(3,4,W)**(N,P,R)***4 |  | Voluntarily Certified | HPAirCoolAllPhase&gt;=240k&lt; | False | False |  |  |  |  | 11.2 |  | 17.7 | 12.5 |  |  |  |  | 3.5 | 3.2 | 240000 | Electric Resistance Heating Or | 08/29/2023 |  | 11/08/2023
Trane U.S. Inc. | AMERICAN STANDARD | WHJ180A(3,4,W)**0***0 |  | Voluntarily Certified | HPAirCoolAllPhase&gt;=135k&lt; | False | False |  |  |  |  | 12 |  | 17.9 | 13.5 |  |  |  |  | 3.6 | 3.3 | 178000 | Electric Resistance Heating Or | 08/29/2023 |  | 11/08/2023
Trane U.S. Inc. | AMERICAN STANDARD | WHJ180A(3,4,W)**(G,N,P)***0 |  | Voluntarily Certified | HPAirCoolAllPhase&gt;=135k&lt; | False | False |  |  |  |  | 12 |  | 17.9 | 13.5 |  |  |  |  | 3.6 | 3.3 | 178000 | Electric Resistance Heating Or | 08/29/2023 |  | 11/08/2023
Trane U.S. Inc. | AMERICAN STANDARD | WHJ180A(3,4,W)**0***2 |  | Voluntarily Certified | HPAirCoolAllPhase&gt;=135k&lt; | False | False |  |  |  |  | 12 |  | 18.4 | 13.5 |  |  |  |  | 3.6 | 3.3 | 178000 | Electric Resistance Heating Or | 08/29/2023 |  | 11/08/2023
Trane U.S. Inc. | AMERICAN STANDARD | WHJ180A(3,4,W)**(G,N,P)***2 |  | Voluntarily Certified | HPAirCoolAllPhase&gt;=135k&lt; | False | False |  |  |  |  | 12 |  | 18.4 | 13.5 |  |  |  |  | 3.6 | 3.3 | 178000 | Electric Resistance Heating Or | 08/29/2023 |  | 11/08/2023
Trane U.S. Inc. | AMERICAN STANDARD | WHJ180A(3,4,W)**0***4 |  | Voluntarily Certified | HPAirCoolAllPhase&gt;=135k&lt; | False | False |  |  |  |  | 12 |  | 18.4 | 13.5 |  |  |  |  | 3.6 | 3.3 | 178000 | Electric Resistance Heating Or | 08/29/2023 |  | 11/08/2023
Trane U.S. Inc. | AMERICAN STANDARD | WHJ180A(3,4,W)**(G,N,P)***4 |  | Voluntarily Certified | HPAirCoolAllPhase&gt;=135k&lt; | False | False |  |  |  |  | 12 |  | 18.4 | 13.5 |  |  |  |  | 3.6 | 3.3 | 178000 | Electric Resistance Heating Or | 08/29/2023 |  | 11/08/2023
Trane U.S. Inc. | AMERICAN STANDARD | WHJ150A(3,4,W)**0***0 |  | Voluntarily Certified | HPAirCoolAllPhase&gt;=135k&lt; | False | False |  |  |  |  | 12.3 |  | 17.8 | 13.5 |  |  |  |  | 3.6 | 3.3 | 150000 | Electric Resistance Heating Or | 08/29/2023 |  | 11/08/2023
Trane U.S. Inc. | AMERICAN STANDARD | WHJ150A(3,4,W)**(G,K,N,P)***0 |  | Voluntarily Certified | HPAirCoolAllPhase&gt;=135k&lt; | False | False |  |  |  |  | 12.3 |  | 17.8 | 13.5 |  |  |  |  | 3.6 | 3.3 | 150000 | Electric Resistance Heating Or | 08/29/2023 |  | 11/08/2023
Trane U.S. Inc. | AMERICAN STANDARD | WHJ150A(3,4,W)**0***2 |  | Voluntarily Certified | HPAirCoolAllPhase&gt;=135k&lt; | False | False |  |  |  |  | 12.3 |  | 18.3 | 13.5 |  |  |  |  | 3.6 | 3.3 | 150000 | Electric Resistance Heating Or | 08/29/2023 |  | 11/08/2023
Trane U.S. Inc. | AMERICAN STANDARD | WHJ150A(3,4,W)**(G,K,N,P)***2 |  | Voluntarily Certified | HPAirCoolAllPhase&gt;=135k&lt; | False | False |  |  |  |  | 12.3 |  | 18.3 | 13.5 |  |  |  |  | 3.6 | 3.3 | 150000 | Electric Resistance Heating Or | 08/29/2023 |  | 11/08/2023
Trane U.S. Inc. | AMERICAN STANDARD | WHJ150A(3,4,W)**0***4 |  | Voluntarily Certified | HPAirCoolAllPhase&gt;=135k&lt; | False | False |  |  |  |  | 12.3 |  | 18.3 | 13.5 |  |  |  |  | 3.6 | 3.3 | 150000 | Electric Resistance Heating Or | 08/29/2023 |  | 11/08/2023
Trane U.S. Inc. | AMERICAN STANDARD | WHJ150A(3,4,W)**(G,K,N,P)***4 |  | Voluntarily Certified | HPAirCoolAllPhase&gt;=135k&lt; | False | False |  |  |  |  | 12.3 |  | 18.3 | 13.5 |  |  |  |  | 3.6 | 3.3 | 150000 | Electric Resistance Heating Or | 08/29/2023 |  | 11/08/2023
Trane U.S. Inc. | AMERICAN STANDARD | THJ300A(3,4,W)**0***0 |  | Voluntarily Certified | ACAirCoolAllPhase&gt;=240k&lt; | False | False |  |  |  |  | 10.7 |  | 15.8 | 13.2 | [6 empty] | 271000 | Electric Resistance Heating Or | 08/29/2023 |  | 11/08/2023
Trane U.S. Inc. | AMERICAN STANDARD | THJ300A(3,4,W)**(N,P,R)***0 |  | Voluntarily Certified | ACAirCoolAllPhase&gt;=240k&lt; | False | False |  |  |  |  | 10.7 |  | 15.8 | 13.2 | [6 empty] | 271000 | Electric Resistance Heating Or | 08/29/2023 |  | 11/08/2023
Trane U.S. Inc. | AMERICAN STANDARD | THJ300A(3,4,W)**0***2 |  | Voluntarily Certified | ACAirCoolAllPhase&gt;=240k&lt; | False | False |  |  |  |  | 10.7 |  | 16.3 | 13.2 | [6 empty] | 271000 | Electric Resistance Heating Or | 08/29/2023 |  | 11/08/2023
Trane U.S. Inc. | AMERICAN STANDARD | THJ300A(3,4,W)**(N,P,R)***2 |  | Voluntarily Certified | ACAirCoolAllPhase&gt;=240k&lt; | False | False |  |  |  |  | 10.7 |  | 16.3 | 13.2 | [6 empty] | 271000 | Electric Resistance Heating Or | 08/29/2023 |  | 11/08/2023
Trane U.S. Inc. | AMERICAN STANDARD | THJ300A(3,4,W)**0***4 |  | Voluntarily Certified | ACAirCoolAllPhase&gt;=240k&lt; | False | False |  |  |  |  | 10.7 |  | 16.3 | 13.2 | [6 empty] | 271000 | Electric Resistance Heating Or | 08/29/2023 |  | 11/08/2023
Trane U.S. Inc. | AMERICAN STANDARD | THJ300A(3,4,W)**(N,P,R)***4 |  | Voluntarily Certified | ACAirCoolAllPhase&gt;=240k&lt; | False | False |  |  |  |  | 10.7 |  | 16.3 | 13.2 | [6 empty] | 271000 | Electric Resistance Heating Or | 08/29/2023 |  | 11/08/2023
Trane U.S. Inc. | AMERICAN STANDARD | THJ180A(3,4,W)**0***0 |  | Voluntarily Certified | ACAirCoolAllPhase&gt;=135k&lt; | False | False |  |  |  |  | 12.1 |  | 17.6 | 14.2 | [6 empty] | 182000 | Electric Resistance Heating Or | 08/29/2023 |  | 11/08/2023
Trane U.S. Inc. | AMERICAN STANDARD | THJ180A(3,4,W)**(G,N,P)***0 |  | Voluntarily Certified | ACAirCoolAllPhase&gt;=135k&lt; | False | False |  |  |  |  | 12.1 |  | 17.6 | 14.2 | [6 empty] | 182000 | Electric Resistance Heating Or | 08/29/2023 |  | 11/08/2023
Trane U.S. Inc. | AMERICAN STANDARD | THJ180A(3,4,W)**0***2 |  | Voluntarily Certified | ACAirCoolAllPhase&gt;=135k&lt; | False | False |  |  |  |  | 12.1 |  | 18.1 | 14.2 | [6 empty] | 182000 | Electric Resistance Heating Or | 08/29/2023 |  | 11/08/2023
Trane U.S. Inc. | AMERICAN STANDARD | THJ180A(3,4,W)**(G,N,P)***2 |  | Voluntarily Certified | ACAirCoolAllPhase&gt;=135k&lt; | False | False |  |  |  |  | 12.1 |  | 18.1 | 14.2 | [6 empty] | 182000 | Electric Resistance Heating Or | 08/29/2023 |  | 11/08/2023
Trane U.S. Inc. | AMERICAN STANDARD | THJ180A(3,4,W)**0***4 |  | Voluntarily Certified | ACAirCoolAllPhase&gt;=135k&lt; | False | False |  |  |  |  | 12.1 |  | 18.1 | 14.2 | [6 empty] | 182000 | Electric Resistance Heating Or | 08/29/2023 |  | 11/08/2023
Trane U.S. Inc. | AMERICAN STANDARD | THJ180A(3,4,W)**(G,N,P)***4 |  | Voluntarily Certified | ACAirCoolAllPhase&gt;=135k&lt; | False | False |  |  |  |  | 12.1 |  | 18.1 | 14.2 | [6 empty] | 182000 | Electric Resistance Heating Or | 08/29/2023 |  | 11/08/2023
Trane U.S. Inc. | AMERICAN STANDARD | THJ150A(3,4,W)**0***0 |  | Voluntarily Certified | ACAirCoolAllPhase&gt;=135k&lt; | False | False |  |  |  |  | 11.1 |  | 15.3 | 14.2 | [6 empty] | 150000 | Electric Resistance Heating Or | 08/29/2023 |  | 11/08/2023
Trane U.S. Inc. | AMERICAN STANDARD | THJ150A(3,4,W)**(G,K,N,P)***0 |  | Voluntarily Certified | ACAirCoolAllPhase&gt;=135k&lt; | False | False |  |  |  |  | 11.1 |  | 15.3 | 14.2 | [6 empty] | 150000 | Electric Resistance Heating Or | 08/29/2023 |  | 11/08/2023
Trane U.S. Inc. | AMERICAN STANDARD | THJ150A(3,4,W)**0***2 |  | Voluntarily Certified | ACAirCoolAllPhase&gt;=135k&lt; | False | False |  |  |  |  | 11.1 |  | 16.2 | 14.2 | [6 empty] | 150000 | Electric Resistance Heating Or | 08/29/2023 |  | 11/08/2023
Trane U.S. Inc. | AMERICAN STANDARD | THJ150A(3,4,W)**(G,K,N,P)***2 |  | Voluntarily Certified | ACAirCoolAllPhase&gt;=135k&lt; | False | False |  |  |  |  | 11.1 |  | 16.2 | 14.2 | [6 empty] | 150000 | Electric Resistance Heating Or | 08/29/2023 |  | 11/08/2023
Trane U.S. Inc. | AMERICAN STANDARD | THJ150A(3,4,W)**0***4 |  | Voluntarily Certified | ACAirCoolAllPhase&gt;=135k&lt; | False | False |  |  |  |  | 11.1 |  | 16.2 | 14.2 | [6 empty] | 150000 | Electric Resistance Heating Or | 08/29/2023 |  | 11/08/2023
Trane U.S. Inc. | AMERICAN STANDARD | THJ150A(3,4,W)**(G,K,N,P)***4 |  | Voluntarily Certified | ACAirCoolAllPhase&gt;=135k&lt; | False | False |  |  |  |  | 11.1 |  | 16.2 | 14.2 | [6 empty] | 150000 | Electric Resistance Heating Or | 08/29/2023 |  | 11/08/2023
Trane U.S. Inc. | AMERICAN STANDARD | THJ120A(3,4,W)**0***0 |  | Voluntarily Certified | ACAirCoolAllPhase&gt;=65k&lt;1 | False | False |  |  |  |  | 11.7 |  | 15.5 | 14.8 | [6 empty] | 120000 | Electric Resistance Heating Or | 08/29/2023 |  | 11/08/2023
Trane U.S. Inc. | AMERICAN STANDARD | THJ120A(3,4,W)**(G,K,N,P)***0 |  | Voluntarily Certified | ACAirCoolAllPhase&gt;=65k&lt;1 | False | False |  |  |  |  | 11.7 |  | 15.5 | 14.8 | [6 empty] | 120000 | Electric Resistance Heating Or | 08/29/2023 |  | 11/08/2023
Trane U.S. Inc. | AMERICAN STANDARD | THJ120A(3,4,W)**0***2 |  | Voluntarily Certified | ACAirCoolAllPhase&gt;=65k&lt;1 | False | False |  |  |  |  | 11.7 |  | 16 | 14.8 | [6 empty] | 120000 | Electric Resistance Heating Or | 08/29/2023 |  | 11/08/2023
Trane U.S. Inc. | AMERICAN STANDARD | THJ120A(3,4,W)**(G,K,N,P)***2 |  | Voluntarily Certified | ACAirCoolAllPhase&gt;=65k&lt;1 | False | False |  |  |  |  | 11.7 |  | 16 | 14.8 | [6 empty] | 120000 | Electric Resistance Heating Or | 08/29/2023 |  | 11/08/2023
Trane U.S. Inc. | AMERICAN STANDARD | THJ120A(3,4,W)**0***4 |  | Voluntarily Certified | ACAirCoolAllPhase&gt;=65k&lt;1 | False | False |  |  |  |  | 11.7 |  | 16 | 14.8 | [6 empty] | 120000 | Electric Resistance Heating Or | 08/29/2023 |  | 11/08/2023
Trane U.S. Inc. | AMERICAN STANDARD | THJ120A(3,4,W)**(G,K,N,P)***4 |  | Voluntarily Certified | ACAirCoolAllPhase&gt;=65k&lt;1 | False | False |  |  |  |  | 11.7 |  | 16 | 14.8 | [6 empty] | 120000 | Electric Resistance Heating Or | 08/29/2023 |  | 11/08/2023
Trane U.S. Inc. | AMERICAN STANDARD | THJ102A(3,4,W)**0***0 |  | Voluntarily Certified | ACAirCoolAllPhase&gt;=65k&lt;1 | False | False |  |  |  |  | 12.3 |  | 16.8 | 14.8 | [6 empty] | 102000 | Electric Resistance Heating Or | 08/29/2023 |  | 11/08/2023
Trane U.S. Inc. | AMERICAN STANDARD | THJ102A(3,4,W)**(C,G,K,N)***0 |  | Voluntarily Certified | ACAirCoolAllPhase&gt;=65k&lt;1 | False | False |  |  |  |  | 12.3 |  | 16.8 | 14.8 | [6 empty] | 102000 | Electric Resistance Heating Or | 08/29/2023 |  | 11/08/2023
Trane U.S. Inc. | AMERICAN STANDARD | THJ102A(3,4,W)**0***2 |  | Voluntarily Certified | ACAirCoolAllPhase&gt;=65k&lt;1 | False | False |  |  |  |  | 12.3 |  | 17.3 | 14.8 | [6 empty] | 102000 | Electric Resistance Heating Or | 08/29/2023 |  | 11/08/2023
Trane U.S. Inc. | AMERICAN STANDARD | THJ102A(3,4,W)**(C,G,K,N)***2 |  | Voluntarily Certified | ACAirCoolAllPhase&gt;=65k&lt;1 | False | False |  |  |  |  | 12.3 |  | 17.3 | 14.8 | [6 empty] | 102000 | Electric Resistance Heating Or | 08/29/2023 |  | 11/08/2023
Trane U.S. Inc. | AMERICAN STANDARD | THJ102A(3,4,W)**0***4 |  | Voluntarily Certified | ACAirCoolAllPhase&gt;=65k&lt;1 | False | False |  |  |  |  | 12.3 |  | 17.3 | 14.8 | [6 empty] | 102000 | Electric Resistance Heating Or | 08/29/2023 |  | 11/08/2023
Trane U.S. Inc. | AMERICAN STANDARD | THJ102A(3,4,W)**(C,G,K,N)***4 |  | Voluntarily Certified | ACAirCoolAllPhase&gt;=65k&lt;1 | False | False |  |  |  |  | 12.3 |  | 17.3 | 14.8 | [6 empty] | 102000 | Electric Resistance Heating Or | 08/29/2023 |  | 11/08/2023
Trane U.S. Inc. | AMERICAN STANDARD | THJ090A(3,4,W)**0***0 |  | Voluntarily Certified | ACAirCoolAllPhase&gt;=65k&lt;1 | False | False |  |  |  |  | 12.3 |  | 16.8 | 14.8 | [6 empty] | 90000 | Electric Resistance Heating Or | 08/29/2023 |  | 11/08/2023
Trane U.S. Inc. | AMERICAN STANDARD | THJ090A(3,4,W)**(C,G,K,N)***0 |  | Voluntarily Certified | ACAirCoolAllPhase&gt;=65k&lt;1 | False | False |  |  |  |  | 12.3 |  | 16.8 | 14.8 | [6 empty] | 90000 | Electric Resistance Heating Or | 08/29/2023 |  | 11/08/2023
Trane U.S. Inc. | AMERICAN STANDARD | THJ090A(3,4,W)**0***2 |  | Voluntarily Certified | ACAirCoolAllPhase&gt;=65k&lt;1 | False | False |  |  |  |  | 12.3 |  | 17.3 | 14.8 | [6 empty] | 90000 | Electric Resistance Heating Or | 08/29/2023 |  | 11/08/2023
Trane U.S. Inc. | AMERICAN STANDARD | THJ090A(3,4,W)**(C,G,K,N)***2 |  | Voluntarily Certified | ACAirCoolAllPhase&gt;=65k&lt;1 | False | False |  |  |  |  | 12.3 |  | 17.3 | 14.8 | [6 empty] | 90000 | Electric Resistance Heating Or | 08/29/2023 |  | 11/08/2023
Trane U.S. Inc. | AMERICAN STANDARD | THJ090A(3,4,W)**0***4 |  | Voluntarily Certified | ACAirCoolAllPhase&gt;=65k&lt;1 | False | False |  |  |  |  | 12.3 |  | 17.3 | 14.8 | [6 empty] | 90000 | Electric Resistance Heating Or | 08/29/2023 |  | 11/08/2023
Trane U.S. Inc. | AMERICAN STANDARD | THJ090A(3,4,W)**(C,G,K,N)***4 |  | Voluntarily Certified | ACAirCoolAllPhase&gt;=65k&lt;1 | False | False |  |  |  |  | 12.3 |  | 17.3 | 14.8 | [6 empty] | 90000 | Electric Resistance Heating Or | 08/29/2023 |  | 11/08/2023
Trane U.S. Inc. | AMERICAN STANDARD | THJ072A(3,4,W)**0***0 |  | Voluntarily Certified | ACAirCoolAllPhase&gt;=65k&lt;1 | False | False |  |  |  |  | 12.3 |  | 16 | 14.8 | [6 empty] | 72000 | Electric Resistance Heating Or | 08/29/2023 |  | 11/08/2023
Trane U.S. Inc. | AMERICAN STANDARD | THJ072A(3,4,W)**(C,G,K,N)***0 |  | Voluntarily Certified | ACAirCoolAllPhase&gt;=65k&lt;1 | False | False |  |  |  |  | 12.3 |  | 16 | 14.8 | [6 empty] | 72000 | Electric Resistance Heating Or | 08/29/2023 |  | 11/08/2023
Trane U.S. Inc. | AMERICAN STANDARD | THJ072A(3,4,W)**0***2 |  | Voluntarily Certified | ACAirCoolAllPhase&gt;=65k&lt;1 | False | False |  |  |  |  | 12.3 |  | 16.5 | 14.8 | [6 empty] | 72000 | Electric Resistance Heating Or | 08/29/2023 |  | 11/08/2023
Trane U.S. Inc. | AMERICAN STANDARD | THJ072A(3,4,W)**(C,G,K,N)***2 |  | Voluntarily Certified | ACAirCoolAllPhase&gt;=65k&lt;1 | False | False |  |  |  |  | 12.3 |  | 16.5 | 14.8 | [6 empty] | 72000 | Electric Resistance Heating Or | 08/29/2023 |  | 11/08/2023
Trane U.S. Inc. | AMERICAN STANDARD | THJ072A(3,4,W)**0***4 |  | Voluntarily Certified | ACAirCoolAllPhase&gt;=65k&lt;1 | False | False |  |  |  |  | 12.3 |  | 16.5 | 14.8 | [6 empty] | 72000 | Electric Resistance Heating Or | 08/29/2023 |  | 11/08/2023
Trane U.S. Inc. | AMERICAN STANDARD | THJ072A(3,4,W)**(C,G,K,N)***4 |  | Voluntarily Certified | ACAirCoolAllPhase&gt;=65k&lt;1 | False | False |  |  |  |  | 12.3 |  | 16.5 | 14.8 | [6 empty] | 72000 | Electric Resistance Heating Or | 08/29/2023 |  | 11/08/2023
Trane U.S. Inc. | AMERICAN STANDARD | DHC092H(3,4)*(L,M,H,X,Y,Z)A***E |  | Voluntarily Certified | HPAirCoolAllPhase&gt;=65k&lt;1 | False | False |  |  |  |  | 11.8 |  | 16.5 | 14.1 |  |  |  |  | 3.5 | 3.4 | 95000 | Electric Resistance Heating Or | 08/29/2023 |  | 11/08/2023
Trane U.S. Inc. | AMERICAN STANDARD | DHC102H(3,4)*(L,M,H,X,Y,Z)A***7 |  | Voluntarily Certified | HPAirCoolAllPhase&gt;=65k&lt;1 | False | False |  |  |  |  | 12 |  | 16 | 14.1 |  |  |  |  | 3.63 | 3.4 | 104000 | Electric Resistance Heating Or | 08/29/2023 |  | 11/08/2023
Trane U.S. Inc. | AMERICAN STANDARD | DHC092H(3,4)*(L,M,H,X,Y,Z)A***7 |  | Voluntarily Certified | HPAirCoolAllPhase&gt;=65k&lt;1 | False | False |  |  |  |  | 11.8 |  | 16 | 14.1 |  |  |  |  | 3.5 | 3.4 | 95000 | Electric Resistance Heating Or | 08/29/2023 |  | 11/08/2023
Trane U.S. Inc. | AMERICAN STANDARD | WHC120H(3,4)*(G,K,N,P)A |  | Voluntarily Certified | HPAirCoolAllPhase&gt;=65k&lt;1 | False | False |  |  |  |  | 11.5 |  | 15.5 | 14.1 |  |  |  |  | 3.63 | 3.4 | 121000 | Electric Resistance Heating Or | 08/29/2023 |  | 11/08/2023
Trane U.S. Inc. | AMERICAN STANDARD | TZC102F(3,4)*0A***6 |  | Voluntarily Certified | ACAirCoolAllPhase&gt;=65k&lt;1 | False | False |  |  |  |  | 12.6 |  | 22.5 | 14.8 | [6 empty] | 99000 | Electric Resistance Heating Or | 08/29/2023 |  | 11/08/2023
Trane U.S. Inc. | AMERICAN STANDARD | TSJ072A(3,4,W)**0***4 |  | Voluntarily Certified | ACAirCoolAllPhase&gt;=65k&lt;1 | False | False |  |  |  |  | 11.2 |  | 15.3 | 14.8 | [6 empty] | 72000 | Electric Resistance Heating Or | 08/29/2023 |  | 11/08/2023
Trane U.S. Inc. | AMERICAN STANDARD | TSJ072A(3,4,W)**(C,G,K,N)***4 |  | Voluntarily Certified | ACAirCoolAllPhase&gt;=65k&lt;1 | False | False |  |  |  |  | 11.2 |  | 15.3 | 14.8 | [6 empty] | 72000 | Electric Resistance Heating Or | 08/29/2023 |  | 11/08/2023
Trane U.S. Inc. | AMERICAN STANDARD | THJ210A(3,4,W)**0***0 |  | Voluntarily Certified | ACAirCoolAllPhase&gt;=135k&lt; | False | False |  |  |  |  | 11.7 |  | 15.8 | 14.2 | [6 empty] | 210000 | Electric Resistance Heating Or | 08/29/2023 |  | 11/08/2023
Trane U.S. Inc. | AMERICAN STANDARD | THJ210A(3,4,W)**N,P,R)***0 |  | Voluntarily Certified | ACAirCoolAllPhase&gt;=135k&lt; | False | False |  |  |  |  | 11.7 |  | 15.8 | 14.2 | [6 empty] | 210000 | Electric Resistance Heating Or | 08/29/2023 |  | 11/08/2023
Trane U.S. Inc. | AMERICAN STANDARD | THJ210A(3,4,W)**0***2 |  | Voluntarily Certified | ACAirCoolAllPhase&gt;=135k&lt; | False | False |  |  |  |  | 11.7 |  | 16.3 | 14.2 | [6 empty] | 210000 | Electric Resistance Heating Or | 08/29/2023 |  | 11/08/2023
Trane U.S. Inc. | AMERICAN STANDARD | THJ210A(3,4,W)**(N,P,R)***2 |  | Voluntarily Certified | ACAirCoolAllPhase&gt;=135k&lt; | False | False |  |  |  |  | 11.7 |  | 16.3 | 14.2 | [6 empty] | 210000 | Electric Resistance Heating Or | 08/29/2023 |  | 11/08/2023
Trane U.S. Inc. | AMERICAN STANDARD | THJ210A(3,4,W)**0***4 |  | Voluntarily Certified | ACAirCoolAllPhase&gt;=135k&lt; | False | False |  |  |  |  | 11.7 |  | 16.3 | 14.2 | [6 empty] | 210000 | Electric Resistance Heating Or | 08/29/2023 |  | 11/08/2023
Trane U.S. Inc. | AMERICAN STANDARD | THJ210A(3,4,W)**(N,P,R)***4 |  | Voluntarily Certified | ACAirCoolAllPhase&gt;=135k&lt; | False | False |  |  |  |  | 11.7 |  | 16.3 | 14.2 | [6 empty] | 210000 | Electric Resistance Heating Or | 08/29/2023 |  | 11/08/2023
Trane U.S. Inc. | AMERICAN STANDARD | DHC120H(3,4)*(L,M,H,X,Y,Z)A***E |  | Voluntarily Certified | HPAirCoolAllPhase&gt;=65k&lt;1 | False | False |  |  |  |  | 11.5 |  | 16.5 | 14.1 |  |  |  |  | 3.63 | 3.4 | 121000 | Electric Resistance Heating Or | 08/29/2023 |  | 11/08/2023
Trane U.S. Inc. | AMERICAN STANDARD | DHC120H(3,4)*(L,M,H,X,Y,Z)A***7 |  | Voluntarily Certified | HPAirCoolAllPhase&gt;=65k&lt;1 | False | False |  |  |  |  | 11.5 |  | 16 | 14.1 |  |  |  |  | 3.63 | 3.4 | 121000 | Electric Resistance Heating Or | 08/29/2023 |  | 11/08/2023
Trane U.S. Inc. | AMERICAN STANDARD | DHC120H(3,4)*(L,M,H,X,Y,Z)A |  | Voluntarily Certified | HPAirCoolAllPhase&gt;=65k&lt;1 | False | False |  |  |  |  | 11.5 |  | 15.5 | 14.1 |  |  |  |  | 3.63 | 3.4 | 121000 | Electric Resistance Heating Or | 08/29/2023 |  | 11/08/2023
Trane U.S. Inc. | AMERICAN STANDARD | WHC102HW*(C,G,K,N)A |  | Voluntarily Certified | HPAirCoolAllPhase&gt;=65k&lt;1 | False | False |  |  |  |  | 11.8 |  | 15.5 | 14.1 |  |  |  |  | 3.61 | 3.4 | 104000 | Electric Resistance Heating Or | 08/29/2023 |  | 11/08/2023
Trane U.S. Inc. | AMERICAN STANDARD | WHC120HW*(G,K,N,P)A |  | Voluntarily Certified | HPAirCoolAllPhase&gt;=65k&lt;1 | False | False |  |  |  |  | 11.5 |  | 15.5 | 14.1 |  |  |  |  | 3.61 | 3.4 | 121000 | Electric Resistance Heating Or | 08/29/2023 |  | 11/08/2023
Trane U.S. Inc. | AMERICAN STANDARD | WHC102H(3,4)*(C,G,K,N)A |  | Voluntarily Certified | HPAirCoolAllPhase&gt;=65k&lt;1 | False | False |  |  |  |  | 12 |  | 15.5 | 14.1 |  |  |  |  | 3.63 | 3.4 | 104000 | Electric Resistance Heating Or | 08/29/2023 |  | 11/08/2023
Trane U.S. Inc. | AMERICAN STANDARD | WHC074HW*(C,G,K,N)A |  | Voluntarily Certified | HPAirCoolAllPhase&gt;=65k&lt;1 | False | False |  |  |  |  | 12.1 |  | 15.5 | 14.1 |  |  |  |  | 3.48 | 3.4 | 78000 | Electric Resistance Heating Or | 08/29/2023 |  | 11/08/2023
Trane U.S. Inc. | AMERICAN STANDARD | WSC092H(3,4,W)*0B |  | Voluntarily Certified | HPAirCoolAllPhase&gt;=65k&lt;1 | False | False |  |  |  |  | 11.3 |  | 14.1 | 14.1 |  |  |  |  | 3.4 | 3.4 | 93000 | Electric Resistance Heating Or | 08/29/2023 |  | 11/08/2023
Trane U.S. Inc. | AMERICAN STANDARD | WSC092H(3,4,W)*(G,K,N)B |  | Voluntarily Certified | HPAirCoolAllPhase&gt;=65k&lt;1 | False | False |  |  |  |  | 11.3 |  | 14.1 | 14.1 |  |  |  |  | 3.4 | 3.4 | 93000 | Electric Resistance Heating Or | 08/29/2023 |  | 11/08/2023
Trane U.S. Inc. | AMERICAN STANDARD | WHC074H(3,4)*(C,G,K,N)A |  | Voluntarily Certified | HPAirCoolAllPhase&gt;=65k&lt;1 | False | False |  |  |  |  | 12.1 |  | 15.5 | 14.1 |  |  |  |  | 3.5 | 3.4 | 78000 | Electric Resistance Heating Or | 08/29/2023 |  | 11/08/2023
Trane U.S. Inc. | AMERICAN STANDARD | TZC072F3*0A***6 |  | Voluntarily Certified | ACAirCoolAllPhase&gt;=65k&lt;1 | False | False |  |  |  |  | 12.8 |  | 23.2 | 14.8 | [6 empty] | 70000 | Electric Resistance Heating Or | 08/29/2023 |  | 11/08/2023
Trane U.S. Inc. | AMERICAN STANDARD | TZC072F3*(C,G,K,N)A***6 |  | Voluntarily Certified | ACAirCoolAllPhase&gt;=65k&lt;1 | False | False |  |  |  |  | 12.8 |  | 23.2 | 14.8 | [6 empty] | 70000 | Electric Resistance Heating Or | 08/29/2023 |  | 11/08/2023
Trane U.S. Inc. | AMERICAN STANDARD | TZC072F4*0A***6 |  | Voluntarily Certified | ACAirCoolAllPhase&gt;=65k&lt;1 | False | False |  |  |  |  | 12.6 |  | 23.2 | 14.8 | [6 empty] | 70000 | Electric Resistance Heating Or | 08/29/2023 |  | 11/08/2023
Trane U.S. Inc. | AMERICAN STANDARD | TZC072F4*(C,G,K,N)A***6 |  | Voluntarily Certified | ACAirCoolAllPhase&gt;=65k&lt;1 | False | False |  |  |  |  | 12.6 |  | 23.2 | 14.8 | [6 empty] | 70000 | Electric Resistance Heating Or | 08/29/2023 |  | 11/08/2023
Trane U.S. Inc. | AMERICAN STANDARD | TZC072FW*0A***6 |  | Voluntarily Certified | ACAirCoolAllPhase&gt;=65k&lt;1 | False | False |  |  |  |  | 12.5 |  | 22.6 | 14.8 | [6 empty] | 70000 | Electric Resistance Heating Or | 08/29/2023 |  | 11/08/2023
Trane U.S. Inc. | AMERICAN STANDARD | TZC072FW*(G,N)A***6 |  | Voluntarily Certified | ACAirCoolAllPhase&gt;=65k&lt;1 | False | False |  |  |  |  | 12.5 |  | 22.6 | 14.8 | [6 empty] | 70000 | Electric Resistance Heating Or | 08/29/2023 |  | 11/08/2023
Trane U.S. Inc. | AMERICAN STANDARD | TZC072F3*0A***E |  | Voluntarily Certified | ACAirCoolAllPhase&gt;=65k&lt;1 | False | False |  |  |  |  | 12.8 |  | 23.2 | 14.8 | [6 empty] | 70000 | Electric Resistance Heating Or | 08/29/2023 |  | 11/08/2023
Trane U.S. Inc. | AMERICAN STANDARD | TZC072F3*(C,G,K,N)A***E |  | Voluntarily Certified | ACAirCoolAllPhase&gt;=65k&lt;1 | False | False |  |  |  |  | 12.8 |  | 23.2 | 14.8 | [6 empty] | 70000 | Electric Resistance Heating Or | 08/29/2023 |  | 11/08/2023
Trane U.S. Inc. | AMERICAN STANDARD | TZC072F4*0A***E |  | Voluntarily Certified | ACAirCoolAllPhase&gt;=65k&lt;1 | False | False |  |  |  |  | 12.6 |  | 23.2 | 14.8 | [6 empty] | 70000 | Electric Resistance Heating Or | 08/29/2023 |  | 11/08/2023
Trane U.S. Inc. | AMERICAN STANDARD | TZC072F4*(C,G,K,N)A***E |  | Voluntarily Certified | ACAirCoolAllPhase&gt;=65k&lt;1 | False | False |  |  |  |  | 12.6 |  | 23.2 | 14.8 | [6 empty] | 70000 | Electric Resistance Heating Or | 08/29/2023 |  | 11/08/2023
Trane U.S. Inc. | AMERICAN STANDARD | TZC072FW*0A***E |  | Voluntarily Certified | ACAirCoolAllPhase&gt;=65k&lt;1 | False | False |  |  |  |  | 12.5 |  | 22.6 | 14.8 | [6 empty] | 70000 | Electric Resistance Heating Or | 08/29/2023 |  | 11/08/2023
Trane U.S. Inc. | AMERICAN STANDARD | TZC072FW*(G,N)A***E |  | Voluntarily Certified | ACAirCoolAllPhase&gt;=65k&lt;1 | False | False |  |  |  |  | 12.5 |  | 22.6 | 14.8 | [6 empty] | 70000 | Electric Resistance Heating Or | 08/29/2023 |  | 11/08/2023
Trane U.S. Inc. | AMERICAN STANDARD | TZJ150A(3,4)S00***2 |  | Voluntarily Certified | ACAirCoolAllPhase&gt;=135k&lt; | False | False |  |  |  |  | 14.4 |  | 26.3 | 14.2 | [6 empty] | 150000 | Electric Resistance Heating Or | 08/29/2023 |  | 11/08/2023
Trane U.S. Inc. | AMERICAN STANDARD | TZJ150A(3,4)S0(G,K,N,P)***2 |  | Voluntarily Certified | ACAirCoolAllPhase&gt;=135k&lt; | False | False |  |  |  |  | 14.4 |  | 26.3 | 14.2 | [6 empty] | 150000 | Electric Resistance Heating Or | 08/29/2023 |  | 11/08/2023
Trane U.S. Inc. | AMERICAN STANDARD | TZJ180A(3,4)S00***2 |  | Voluntarily Certified | ACAirCoolAllPhase&gt;=135k&lt; | False | False |  |  |  |  | 12.7 |  | 24.8 | 14.2 | [6 empty] | 180000 | Electric Resistance Heating Or | 08/29/2023 |  | 11/08/2023
Trane U.S. Inc. | AMERICAN STANDARD | TZJ180A(3,4)S0(G,N,P)***2 |  | Voluntarily Certified | ACAirCoolAllPhase&gt;=135k&lt; | False | False |  |  |  |  | 12.7 |  | 24.8 | 14.2 | [6 empty] | 180000 | Electric Resistance Heating Or | 08/29/2023 |  | 11/08/2023
Trane U.S. Inc. | AMERICAN STANDARD | TZJ210A(3,4)S00***2 |  | Voluntarily Certified | ACAirCoolAllPhase&gt;=135k&lt; | False | False |  |  |  |  | 12.2 |  | 21.2 | 14.2 | [6 empty] | 212000 | Electric Resistance Heating Or | 08/29/2023 |  | 11/08/2023
Trane U.S. Inc. | AMERICAN STANDARD | TZJ210A(3,4)S0(N,P,R)***2 |  | Voluntarily Certified | ACAirCoolAllPhase&gt;=135k&lt; | False | False |  |  |  |  | 12.2 |  | 21.2 | 14.2 | [6 empty] | 212000 | Electric Resistance Heating Or | 08/29/2023 |  | 11/08/2023
Trane U.S. Inc. | AMERICAN STANDARD | TZJ240A(3,4)S00***2 |  | Voluntarily Certified | ACAirCoolAllPhase&gt;=240k&lt; | False | False |  |  |  |  | 11 |  | 21 | 13.2 | [6 empty] | 242000 | Electric Resistance Heating Or | 08/29/2023 |  | 11/08/2023
Trane U.S. Inc. | AMERICAN STANDARD | TZJ240A(3,4)S0(N,P,R)***2 |  | Voluntarily Certified | ACAirCoolAllPhase&gt;=240k&lt; | False | False |  |  |  |  | 11 |  | 21 | 13.2 | [6 empty] | 242000 | Electric Resistance Heating Or | 08/29/2023 |  | 11/08/2023
Trane U.S. Inc. | AMERICAN STANDARD | TZJ300A(3,4)S00***2 |  | Voluntarily Certified | ACAirCoolAllPhase&gt;=240k&lt; | False | False |  |  |  |  | 11 |  | 20.5 | 13.2 | [6 empty] | 272000 | Electric Resistance Heating Or | 08/29/2023 |  | 11/08/2023
Trane U.S. Inc. | AMERICAN STANDARD | TZJ300A(3,4)S0(N,P,R)***2 |  | Voluntarily Certified | ACAirCoolAllPhase&gt;=240k&lt; | False | False |  |  |  |  | 11 |  | 20.5 | 13.2 | [6 empty] | 272000 | Electric Resistance Heating Or | 08/29/2023 |  | 11/08/2023
Trane U.S. Inc. | AMERICAN STANDARD | TZJ150AWS00***2 |  | Voluntarily Certified | ACAirCoolAllPhase&gt;=135k&lt; | False | False |  |  |  |  | 14.2 |  | 22.9 | 14.2 | [6 empty] | 150000 | Electric Resistance Heating Or | 08/29/2023 |  | 11/08/2023
Trane U.S. Inc. | AMERICAN STANDARD | TZJ150AWS0(G,K,N,P)***2 |  | Voluntarily Certified | ACAirCoolAllPhase&gt;=135k&lt; | False | False |  |  |  |  | 14.2 |  | 22.9 | 14.2 | [6 empty] | 150000 | Electric Resistance Heating Or | 08/29/2023 |  | 11/08/2023
Trane U.S. Inc. | AMERICAN STANDARD | TZJ180AWS00***2 |  | Voluntarily Certified | ACAirCoolAllPhase&gt;=135k&lt; | False | False |  |  |  |  | 12.6 |  | 22.1 | 14.2 | [6 empty] | 180000 | Electric Resistance Heating Or | 08/29/2023 |  | 11/08/2023
Trane U.S. Inc. | AMERICAN STANDARD | TZJ180AWS0(G,N,P)***2 |  | Voluntarily Certified | ACAirCoolAllPhase&gt;=135k&lt; | False | False |  |  |  |  | 12.6 |  | 22.1 | 14.2 | [6 empty] | 180000 | Electric Resistance Heating Or | 08/29/2023 |  | 11/08/2023
Trane U.S. Inc. | AMERICAN STANDARD | TZJ210AWS00***2 |  | Voluntarily Certified | ACAirCoolAllPhase&gt;=135k&lt; | False | False |  |  |  |  | 11.8 |  | 17.9 | 14.2 | [6 empty] | 212000 | Electric Resistance Heating Or | 08/29/2023 |  | 11/08/2023
Trane U.S. Inc. | AMERICAN STANDARD | TZJ210AWS0(N,P,R)***2 |  | Voluntarily Certified | ACAirCoolAllPhase&gt;=135k&lt; | False | False |  |  |  |  | 11.8 |  | 17.9 | 14.2 | [6 empty] | 212000 | Electric Resistance Heating Or | 08/29/2023 |  | 11/08/2023
Trane U.S. Inc. | AMERICAN STANDARD | TZJ240AWS00***2 |  | Voluntarily Certified | ACAirCoolAllPhase&gt;=240k&lt; | False | False |  |  |  |  | 10.8 |  | 18.1 | 13.2 | [6 empty] | 242000 | Electric Resistance Heating Or | 08/29/2023 |  | 11/08/2023
Trane U.S. Inc. | AMERICAN STANDARD | TZJ240AWS0(N,P,R)***2 |  | Voluntarily Certified | ACAirCoolAllPhase&gt;=240k&lt; | False | False |  |  |  |  | 10.8 |  | 18.1 | 13.2 | [6 empty] | 242000 | Electric Resistance Heating Or | 08/29/2023 |  | 11/08/2023
Trane U.S. Inc. | AMERICAN STANDARD | TZJ300AWS00***2 |  | Voluntarily Certified | ACAirCoolAllPhase&gt;=240k&lt; | False | False |  |  |  |  | 10.8 |  | 18.2 | 13.2 | [6 empty] | 272000 | Electric Resistance Heating Or | 08/29/2023 |  | 11/08/2023
Trane U.S. Inc. | AMERICAN STANDARD | TZJ300AWS0(N,P,R)***2 |  | Voluntarily Certified | ACAirCoolAllPhase&gt;=240k&lt; | False | False |  |  |  |  | 10.8 |  | 18.2 | 13.2 | [6 empty] | 272000 | Electric Resistance Heating Or | 08/29/2023 |  | 11/08/2023
Trane U.S. Inc. | AMERICAN STANDARD | TZJ150A(3,4)S00***4 |  | Voluntarily Certified | ACAirCoolAllPhase&gt;=135k&lt; | False | False |  |  |  |  | 14.4 |  | 26.3 | 14.2 | [6 empty] | 150000 | Electric Resistance Heating Or | 08/29/2023 |  | 11/08/2023
Trane U.S. Inc. | AMERICAN STANDARD | TZJ150A(3,4)S0(G,K,N,P)***4 |  | Voluntarily Certified | ACAirCoolAllPhase&gt;=135k&lt; | False | False |  |  |  |  | 14.4 |  | 26.3 | 14.2 | [6 empty] | 150000 | Electric Resistance Heating Or | 08/29/2023 |  | 11/08/2023
Trane U.S. Inc. | AMERICAN STANDARD | TZJ180A(3,4)S00***4 |  | Voluntarily Certified | ACAirCoolAllPhase&gt;=135k&lt; | False | False |  |  |  |  | 12.7 |  | 24.8 | 14.2 | [6 empty] | 180000 | Electric Resistance Heating Or | 08/29/2023 |  | 11/08/2023
Trane U.S. Inc. | AMERICAN STANDARD | TZJ180A(3,4)S0(G,N,P)***4 |  | Voluntarily Certified | ACAirCoolAllPhase&gt;=135k&lt; | False | False |  |  |  |  | 12.7 |  | 24.8 | 14.2 | [6 empty] | 180000 | Electric Resistance Heating Or | 08/29/2023 |  | 11/08/2023
Trane U.S. Inc. | AMERICAN STANDARD | TZJ210A(3,4)S00***4 |  | Voluntarily Certified | ACAirCoolAllPhase&gt;=135k&lt; | False | False |  |  |  |  | 12.2 |  | 21.2 | 14.2 | [6 empty] | 212000 | Electric Resistance Heating Or | 08/29/2023 |  | 11/08/2023
Trane U.S. Inc. | AMERICAN STANDARD | TZJ210A(3,4)S0(N,P,R)***4 |  | Voluntarily Certified | ACAirCoolAllPhase&gt;=135k&lt; | False | False |  |  |  |  | 12.2 |  | 21.2 | 14.2 | [6 empty] | 212000 | Electric Resistance Heating Or | 08/29/2023 |  | 11/08/2023
Trane U.S. Inc. | AMERICAN STANDARD | TZJ240A(3,4)S00***4 |  | Voluntarily Certified | ACAirCoolAllPhase&gt;=240k&lt; | False | False |  |  |  |  | 11 |  | 21 | 13.2 | [6 empty] | 242000 | Electric Resistance Heating Or | 08/29/2023 |  | 11/08/2023
Trane U.S. Inc. | AMERICAN STANDARD | TZJ240A(3,4)S0(N,P,R)***4 |  | Voluntarily Certified | ACAirCoolAllPhase&gt;=240k&lt; | False | False |  |  |  |  | 11 |  | 21 | 13.2 | [6 empty] | 242000 | Electric Resistance Heating Or | 08/29/2023 |  | 11/08/2023
Trane U.S. Inc. | AMERICAN STANDARD | TZJ300A(3,4)S00***4 |  | Voluntarily Certified | ACAirCoolAllPhase&gt;=240k&lt; | False | False |  |  |  |  | 11 |  | 20.5 | 13.2 | [6 empty] | 272000 | Electric Resistance Heating Or | 08/29/2023 |  | 11/08/2023
Trane U.S. Inc. | AMERICAN STANDARD | TZJ300A(3,4)S0(N,P,R)***4 |  | Voluntarily Certified | ACAirCoolAllPhase&gt;=240k&lt; | False | False |  |  |  |  | 11 |  | 20.5 | 13.2 | [6 empty] | 272000 | Electric Resistance Heating Or | 08/29/2023 |  | 11/08/2023
Trane U.S. Inc. | AMERICAN STANDARD | TZJ150AWS00***4 |  | Voluntarily Certified | ACAirCoolAllPhase&gt;=135k&lt; | False | False |  |  |  |  | 14.2 |  | 22.9 | 14.2 | [6 empty] | 150000 | Electric Resistance Heating Or | 08/29/2023 |  | 11/08/2023
Trane U.S. Inc. | AMERICAN STANDARD | TZJ150AWS0(G,K,N,P)***4 |  | Voluntarily Certified | ACAirCoolAllPhase&gt;=135k&lt; | False | False |  |  |  |  | 14.2 |  | 22.9 | 14.2 | [6 empty] | 150000 | Electric Resistance Heating Or | 08/29/2023 |  | 11/08/2023
Trane U.S. Inc. | AMERICAN STANDARD | TZJ180AWS00***4 |  | Voluntarily Certified | ACAirCoolAllPhase&gt;=135k&lt; | False | False |  |  |  |  | 12.6 |  | 22.1 | 14.2 | [6 empty] | 180000 | Electric Resistance Heating Or | 08/29/2023 |  | 11/08/2023
Trane U.S. Inc. | AMERICAN STANDARD | TZJ180AWS0(G,N,P)***4 |  | Voluntarily Certified | ACAirCoolAllPhase&gt;=135k&lt; | False | False |  |  |  |  | 12.6 |  | 22.1 | 14.2 | [6 empty] | 180000 | Electric Resistance Heating Or | 08/29/2023 |  | 11/08/2023
Trane U.S. Inc. | AMERICAN STANDARD | TZJ210AWS00***4 |  | Voluntarily Certified | ACAirCoolAllPhase&gt;=135k&lt; | False | False |  |  |  |  | 11.8 |  | 17.9 | 14.2 | [6 empty] | 212000 | Electric Resistance Heating Or | 08/29/2023 |  | 11/08/2023
Trane U.S. Inc. | AMERICAN STANDARD | TZJ210AWS0(N,P,R)***4 |  | Voluntarily Certified | ACAirCoolAllPhase&gt;=135k&lt; | False | False |  |  |  |  | 11.8 |  | 17.9 | 14.2 | [6 empty] | 212000 | Electric Resistance Heating Or | 08/29/2023 |  | 11/08/2023
Trane U.S. Inc. | AMERICAN STANDARD | TZJ240AWS00***4 |  | Voluntarily Certified | ACAirCoolAllPhase&gt;=240k&lt; | False | False |  |  |  |  | 10.8 |  | 18.1 | 13.2 | [6 empty] | 242000 | Electric Resistance Heating Or | 08/29/2023 |  | 11/08/2023
Trane U.S. Inc. | AMERICAN STANDARD | TZJ240AWS0(N,P,R)***4 |  | Voluntarily Certified | ACAirCoolAllPhase&gt;=240k&lt; | False | False |  |  |  |  | 10.8 |  | 18.1 | 13.2 | [6 empty] | 242000 | Electric Resistance Heating Or | 08/29/2023 |  | 11/08/2023
Trane U.S. Inc. | AMERICAN STANDARD | TZJ300AWS00***4 |  | Voluntarily Certified | ACAirCoolAllPhase&gt;=240k&lt; | False | False |  |  |  |  | 10.8 |  | 18.2 | 13.2 | [6 empty] | 272000 | Electric Resistance Heating Or | 08/29/2023 |  | 11/08/2023
Trane U.S. Inc. | AMERICAN STANDARD | TZJ300AWS0(N,P,R)***4 |  | Voluntarily Certified | ACAirCoolAllPhase&gt;=240k&lt; | False | False |  |  |  |  | 10.8 |  | 18.2 | 13.2 | [6 empty] | 272000 | Electric Resistance Heating Or | 08/29/2023 |  | 11/08/2023
Trane U.S. Inc. | AMERICAN STANDARD | WHC092H(3,4)*0A***E |  | Voluntarily Certified | HPAirCoolAllPhase&gt;=65k&lt;1 | False | False |  |  |  |  | 11.8 |  | 16.5 | 14.1 |  |  |  |  | 3.5 | 3.4 | 95000 | Electric Resistance Heating Or | 08/29/2023 |  | 11/08/2023
Trane U.S. Inc. | AMERICAN STANDARD | WHC092H(3,4)*(C,G,K,N)A***E |  | Voluntarily Certified | HPAirCoolAllPhase&gt;=65k&lt;1 | False | False |  |  |  |  | 11.8 |  | 16.5 | 14.1 |  |  |  |  | 3.5 | 3.4 | 95000 | Electric Resistance Heating Or | 08/29/2023 |  | 11/08/2023
Trane U.S. Inc. | AMERICAN STANDARD | WHC092HW*0A***E |  | Voluntarily Certified | HPAirCoolAllPhase&gt;=65k&lt;1 | False | False |  |  |  |  | 11.8 |  | 16.5 | 14.1 |  |  |  |  | 3.48 | 3.4 | 95000 | Electric Resistance Heating Or | 08/29/2023 |  | 11/08/2023
Trane U.S. Inc. | AMERICAN STANDARD | WHC092HW*(C,G,K,N)A***E |  | Voluntarily Certified | HPAirCoolAllPhase&gt;=65k&lt;1 | False | False |  |  |  |  | 11.8 |  | 16.5 | 14.1 |  |  |  |  | 3.48 | 3.4 | 95000 | Electric Resistance Heating Or | 08/29/2023 |  | 11/08/2023
Trane U.S. Inc. | AMERICAN STANDARD | DHC092HW*(L,M,H,X,Y,Z)A***E |  | Voluntarily Certified | HPAirCoolAllPhase&gt;=65k&lt;1 | False | False |  |  |  |  | 11.8 |  | 16.5 | 14.1 |  |  |  |  | 3.48 | 3.4 | 95000 | Electric Resistance Heating Or | 08/29/2023 |  | 11/08/2023
Trane U.S. Inc. | AMERICAN STANDARD | WHC102H(3,4)*0A***E |  | Voluntarily Certified | HPAirCoolAllPhase&gt;=65k&lt;1 | False | False |  |  |  |  | 12 |  | 16.5 | 14.1 |  |  |  |  | 3.63 | 3.4 | 104000 | Electric Resistance Heating Or | 08/29/2023 |  | 11/08/2023
Trane U.S. Inc. | AMERICAN STANDARD | WHC102H(3,4)*(C,G,K,N)A***E |  | Voluntarily Certified | HPAirCoolAllPhase&gt;=65k&lt;1 | False | False |  |  |  |  | 12 |  | 16.5 | 14.1 |  |  |  |  | 3.63 | 3.4 | 104000 | Electric Resistance Heating Or | 08/29/2023 |  | 11/08/2023
Trane U.S. Inc. | AMERICAN STANDARD | WHC102HW*0A***E |  | Voluntarily Certified | HPAirCoolAllPhase&gt;=65k&lt;1 | False | False |  |  |  |  | 11.8 |  | 16.5 | 14.1 |  |  |  |  | 3.61 | 3.4 | 104000 | Electric Resistance Heating Or | 08/29/2023 |  | 11/08/2023
Trane U.S. Inc. | AMERICAN STANDARD | WHC102HW*(C,G,K,N)A***E |  | Voluntarily Certified | HPAirCoolAllPhase&gt;=65k&lt;1 | False | False |  |  |  |  | 11.8 |  | 16.5 | 14.1 |  |  |  |  | 3.61 | 3.4 | 104000 | Electric Resistance Heating Or | 08/29/2023 |  | 11/08/2023
Trane U.S. Inc. | AMERICAN STANDARD | DHC102HW*(L,M,H,X,Y,Z)A***E |  | Voluntarily Certified | HPAirCoolAllPhase&gt;=65k&lt;1 | False | False |  |  |  |  | 11.8 |  | 16.5 | 14.1 |  |  |  |  | 3.61 | 3.4 | 104000 | Electric Resistance Heating Or | 08/29/2023 |  | 11/08/2023
Trane U.S. Inc. | AMERICAN STANDARD | WHC120H(3,4)*0A***E |  | Voluntarily Certified | HPAirCoolAllPhase&gt;=65k&lt;1 | False | False |  |  |  |  | 11.5 |  | 16.5 | 14.1 |  |  |  |  | 3.63 | 3.4 | 121000 | Electric Resistance Heating Or | 08/29/2023 |  | 11/08/2023
Trane U.S. Inc. | AMERICAN STANDARD | WHC120H(3,4)*(G,K,N,P)A***E |  | Voluntarily Certified | HPAirCoolAllPhase&gt;=65k&lt;1 | False | False |  |  |  |  | 11.5 |  | 16.5 | 14.1 |  |  |  |  | 3.63 | 3.4 | 121000 | Electric Resistance Heating Or | 08/29/2023 |  | 11/08/2023
Trane U.S. Inc. | AMERICAN STANDARD | WHC120HW*0A***E |  | Voluntarily Certified | HPAirCoolAllPhase&gt;=65k&lt;1 | False | False |  |  |  |  | 11.5 |  | 16.5 | 14.1 |  |  |  |  | 3.61 | 3.4 | 121000 | Electric Resistance Heating Or | 08/29/2023 |  | 11/08/2023
Trane U.S. Inc. | AMERICAN STANDARD | WHC120HW*(G,K,N,P)A***E |  | Voluntarily Certified | HPAirCoolAllPhase&gt;=65k&lt;1 | False | False |  |  |  |  | 11.5 |  | 16.5 | 14.1 |  |  |  |  | 3.61 | 3.4 | 121000 | Electric Resistance Heating Or | 08/29/2023 |  | 11/08/2023
Trane U.S. Inc. | AMERICAN STANDARD | DHC120HW*(L,M,H,X,Y,Z)A***E |  | Voluntarily Certified | HPAirCoolAllPhase&gt;=65k&lt;1 | False | False |  |  |  |  | 11.5 |  | 16.5 | 14.1 |  |  |  |  | 3.61 | 3.4 | 121000 | Electric Resistance Heating Or | 08/29/2023 |  | 11/08/2023
Trane U.S. Inc. | AMERICAN STANDARD | WHC074HW*0A***E |  | Voluntarily Certified | HPAirCoolAllPhase&gt;=65k&lt;1 | False | False |  |  |  |  | 12.1 |  | 16.5 | 14.1 |  |  |  |  | 3.48 | 3.4 | 78000 | Electric Resistance Heating Or | 08/29/2023 |  | 11/08/2023
Trane U.S. Inc. | AMERICAN STANDARD | WHC074HW*(C,G,K,N)A***E |  | Voluntarily Certified | HPAirCoolAllPhase&gt;=65k&lt;1 | False | False |  |  |  |  | 12.1 |  | 16.5 | 14.1 |  |  |  |  | 3.48 | 3.4 | 78000 | Electric Resistance Heating Or | 08/29/2023 |  | 11/08/2023
Trane U.S. Inc. | AMERICAN STANDARD | DHC074HW*(L,M,H,X,Y,Z)A***E |  | Voluntarily Certified | HPAirCoolAllPhase&gt;=65k&lt;1 | False | False |  |  |  |  | 12.1 |  | 16.5 | 14.1 |  |  |  |  | 3.48 | 3.4 | 78000 | Electric Resistance Heating Or | 08/29/2023 |  | 11/08/2023
Trane U.S. Inc. | AMERICAN STANDARD | WHC074H(3,4)*0A***E |  | Voluntarily Certified | HPAirCoolAllPhase&gt;=65k&lt;1 | False | False |  |  |  |  | 12.1 |  | 16.5 | 14.1 |  |  |  |  | 3.5 | 3.4 | 78000 | Electric Resistance Heating Or | 08/29/2023 |  | 11/08/2023
Trane U.S. Inc. | AMERICAN STANDARD | WHC074H(3,4)*(C,G,K,N)A***E |  | Voluntarily Certified | HPAirCoolAllPhase&gt;=65k&lt;1 | False | False |  |  |  |  | 12.1 |  | 16.5 | 14.1 |  |  |  |  | 3.5 | 3.4 | 78000 | Electric Resistance Heating Or | 08/29/2023 |  | 11/08/2023
Trane U.S. Inc. | AMERICAN STANDARD | DHC074H(3,4)*(L,M,H,X,Y,Z)A***E |  | Voluntarily Certified | HPAirCoolAllPhase&gt;=65k&lt;1 | False | False |  |  |  |  | 12.1 |  | 16.5 | 14.1 |  |  |  |  | 3.5 | 3.4 | 78000 | Electric Resistance Heating Or | 08/29/2023 |  | 11/08/2023
Trane U.S. Inc. | AMERICAN STANDARD | TZC120FW*0A***E |  | Voluntarily Certified | ACAirCoolAllPhase&gt;=65k&lt;1 | False | False |  |  |  |  | 12.1 |  | 22.5 | 14.8 | [6 empty] | 114000 | Electric Resistance Heating Or | 08/29/2023 |  | 11/08/2023
Trane U.S. Inc. | AMERICAN STANDARD | TZC120FW*(G,N,P)A***E |  | Voluntarily Certified | ACAirCoolAllPhase&gt;=65k&lt;1 | False | False |  |  |  |  | 12.1 |  | 22.5 | 14.8 | [6 empty] | 114000 | Electric Resistance Heating Or | 08/29/2023 |  | 11/08/2023
Trane U.S. Inc. | AMERICAN STANDARD | TZC120F4*0A***E |  | Voluntarily Certified | ACAirCoolAllPhase&gt;=65k&lt;1 | False | False |  |  |  |  | 12.2 |  | 23 | 14.8 | [6 empty] | 114000 | Electric Resistance Heating Or | 08/29/2023 |  | 11/08/2023
Trane U.S. Inc. | AMERICAN STANDARD | TZC120F4*(G,K,N,P)A***E |  | Voluntarily Certified | ACAirCoolAllPhase&gt;=65k&lt;1 | False | False |  |  |  |  | 12.2 |  | 23 | 14.8 | [6 empty] | 114000 | Electric Resistance Heating Or | 08/29/2023 |  | 11/08/2023
Trane U.S. Inc. | AMERICAN STANDARD | TZC120F3*0A***E |  | Voluntarily Certified | ACAirCoolAllPhase&gt;=65k&lt;1 | False | False |  |  |  |  | 12.1 |  | 23 | 14.8 | [6 empty] | 114000 | Electric Resistance Heating Or | 08/29/2023 |  | 11/08/2023
Trane U.S. Inc. | AMERICAN STANDARD | TZC120F3*(G,K,N,P)A***E |  | Voluntarily Certified | ACAirCoolAllPhase&gt;=65k&lt;1 | False | False |  |  |  |  | 12.1 |  | 23 | 14.8 | [6 empty] | 114000 | Electric Resistance Heating Or | 08/29/2023 |  | 11/08/2023
Trane U.S. Inc. | AMERICAN STANDARD | TZC120FW*0A***6 |  | Voluntarily Certified | ACAirCoolAllPhase&gt;=65k&lt;1 | False | False |  |  |  |  | 12.1 |  | 22.5 | 14.8 | [6 empty] | 114000 | Electric Resistance Heating Or | 08/29/2023 |  | 11/08/2023
Trane U.S. Inc. | AMERICAN STANDARD | TZC120FW*(G,N,P)A***6 |  | Voluntarily Certified | ACAirCoolAllPhase&gt;=65k&lt;1 | False | False |  |  |  |  | 12.1 |  | 22.5 | 14.8 | [6 empty] | 114000 | Electric Resistance Heating Or | 08/29/2023 |  | 11/08/2023
Trane U.S. Inc. | AMERICAN STANDARD | TZC120F4*0A***6 |  | Voluntarily Certified | ACAirCoolAllPhase&gt;=65k&lt;1 | False | False |  |  |  |  | 12.2 |  | 23 | 14.8 | [6 empty] | 114000 | Electric Resistance Heating Or | 08/29/2023 |  | 11/08/2023
Trane U.S. Inc. | AMERICAN STANDARD | TZC120F4*(G,K,N,P)A***6 |  | Voluntarily Certified | ACAirCoolAllPhase&gt;=65k&lt;1 | False | False |  |  |  |  | 12.2 |  | 23 | 14.8 | [6 empty] | 114000 | Electric Resistance Heating Or | 08/29/2023 |  | 11/08/2023
Trane U.S. Inc. | AMERICAN STANDARD | TZC120F3*0A***6 |  | Voluntarily Certified | ACAirCoolAllPhase&gt;=65k&lt;1 | False | False |  |  |  |  | 12.1 |  | 23 | 14.8 | [6 empty] | 114000 | Electric Resistance Heating Or | 08/29/2023 |  | 11/08/2023
Trane U.S. Inc. | AMERICAN STANDARD | TZC120F3*(G,K,N,P)A***6 |  | Voluntarily Certified | ACAirCoolAllPhase&gt;=65k&lt;1 | False | False |  |  |  |  | 12.1 |  | 23 | 14.8 | [6 empty] | 114000 | Electric Resistance Heating Or | 08/29/2023 |  | 11/08/2023
Trane U.S. Inc. | AMERICAN STANDARD | TZC102F(3,4)*0A***E |  | Voluntarily Certified | ACAirCoolAllPhase&gt;=65k&lt;1 | False | False |  |  |  |  | 12.6 |  | 22.5 | 14.8 | [6 empty] | 99000 | Electric Resistance Heating Or | 08/29/2023 |  | 11/08/2023
Trane U.S. Inc. | AMERICAN STANDARD | TZC102F(3,4)*(C,G,K,N)A***E |  | Voluntarily Certified | ACAirCoolAllPhase&gt;=65k&lt;1 | False | False |  |  |  |  | 12.6 |  | 22.5 | 14.8 | [6 empty] | 99000 | Electric Resistance Heating Or | 08/29/2023 |  | 11/08/2023
Trane U.S. Inc. | AMERICAN STANDARD | TZC102FW*0A***E |  | Voluntarily Certified | ACAirCoolAllPhase&gt;=65k&lt;1 | False | False |  |  |  |  | 12.6 |  | 21.5 | 14.8 | [6 empty] | 99000 | Electric Resistance Heating Or | 08/29/2023 |  | 11/08/2023
Trane U.S. Inc. | AMERICAN STANDARD | TZC102FW*(G,N)A***E |  | Voluntarily Certified | ACAirCoolAllPhase&gt;=65k&lt;1 | False | False |  |  |  |  | 12.6 |  | 21.5 | 14.8 | [6 empty] | 99000 | Electric Resistance Heating Or | 08/29/2023 |  | 11/08/2023
Trane U.S. Inc. | AMERICAN STANDARD | TZC102F(3,4)*(C,G,K,N)A***6 |  | Voluntarily Certified | ACAirCoolAllPhase&gt;=65k&lt;1 | False | False |  |  |  |  | 12.6 |  | 22.5 | 14.8 | [6 empty] | 99000 | Electric Resistance Heating Or | 08/29/2023 |  | 11/08/2023
Trane U.S. Inc. | AMERICAN STANDARD | TZC102FW*0A***6 |  | Voluntarily Certified | ACAirCoolAllPhase&gt;=65k&lt;1 | False | False |  |  |  |  | 12.6 |  | 21.5 | 14.8 | [6 empty] | 99000 | Electric Resistance Heating Or | 08/29/2023 |  | 11/08/2023
Trane U.S. Inc. | AMERICAN STANDARD | TZC102FW*(G,N)A***6 |  | Voluntarily Certified | ACAirCoolAllPhase&gt;=65k&lt;1 | False | False |  |  |  |  | 12.6 |  | 21.5 | 14.8 | [6 empty] | 99000 | Electric Resistance Heating Or | 08/29/2023 |  | 11/08/2023
Trane U.S. Inc. | AMERICAN STANDARD | TZC090FW*0A***E |  | Voluntarily Certified | ACAirCoolAllPhase&gt;=65k&lt;1 | False | False |  |  |  |  | 12.8 |  | 21.5 | 14.8 | [6 empty] | 90000 | Electric Resistance Heating Or | 08/29/2023 |  | 11/08/2023
Trane U.S. Inc. | AMERICAN STANDARD | TZC090FW*(G,N)A***E |  | Voluntarily Certified | ACAirCoolAllPhase&gt;=65k&lt;1 | False | False |  |  |  |  | 12.8 |  | 21.5 | 14.8 | [6 empty] | 90000 | Electric Resistance Heating Or | 08/29/2023 |  | 11/08/2023
Trane U.S. Inc. | AMERICAN STANDARD | TZC090F(3,4)*0A***E |  | Voluntarily Certified | ACAirCoolAllPhase&gt;=65k&lt;1 | False | False |  |  |  |  | 12.8 |  | 22.4 | 14.8 | [6 empty] | 90000 | Electric Resistance Heating Or | 08/29/2023 |  | 11/08/2023
Trane U.S. Inc. | AMERICAN STANDARD | TZC090F(3,4)*(C,G,K,N)A***E |  | Voluntarily Certified | ACAirCoolAllPhase&gt;=65k&lt;1 | False | False |  |  |  |  | 12.8 |  | 22.4 | 14.8 | [6 empty] | 90000 | Electric Resistance Heating Or | 08/29/2023 |  | 11/08/2023
Trane U.S. Inc. | AMERICAN STANDARD | WSC120H(3,4,W)*0B***7 |  | Voluntarily Certified | HPAirCoolAllPhase&gt;=65k&lt;1 | False | False |  |  |  |  | 11 |  | 14.6 | 14.1 |  |  |  |  | 3.4 | 3.4 | 115000 | Electric Resistance Heating Or | 08/29/2023 |  | 11/08/2023
Trane U.S. Inc. | AMERICAN STANDARD | WSC120H(3,4,W)*(G,K,N,P)B***7 |  | Voluntarily Certified | HPAirCoolAllPhase&gt;=65k&lt;1 | False | False |  |  |  |  | 11 |  | 14.6 | 14.1 |  |  |  |  | 3.4 | 3.4 | 115000 | Electric Resistance Heating Or | 08/29/2023 |  | 11/08/2023
Trane U.S. Inc. | AMERICAN STANDARD | TZC090FW*0A***6 |  | Voluntarily Certified | ACAirCoolAllPhase&gt;=65k&lt;1 | False | False |  |  |  |  | 12.8 |  | 21.5 | 14.8 | [6 empty] | 90000 | Electric Resistance Heating Or | 08/29/2023 |  | 11/08/2023
Trane U.S. Inc. | AMERICAN STANDARD | TZC090FW*(G,N)A***6 |  | Voluntarily Certified | ACAirCoolAllPhase&gt;=65k&lt;1 | False | False |  |  |  |  | 12.8 |  | 21.5 | 14.8 | [6 empty] | 90000 | Electric Resistance Heating Or | 08/29/2023 |  | 11/08/2023
Trane U.S. Inc. | AMERICAN STANDARD | WSC102H(3,4,W)*0B***7 |  | Voluntarily Certified | HPAirCoolAllPhase&gt;=65k&lt;1 | False | False |  |  |  |  | 11 |  | 14.6 | 14.1 |  |  |  |  | 3.4 | 3.4 | 100000 | Electric Resistance Heating Or | 08/29/2023 |  | 11/08/2023
Trane U.S. Inc. | AMERICAN STANDARD | WSC102H(3,4,W)*(G,K,N)B***7 |  | Voluntarily Certified | HPAirCoolAllPhase&gt;=65k&lt;1 | False | False |  |  |  |  | 11 |  | 14.6 | 14.1 |  |  |  |  | 3.4 | 3.4 | 100000 | Electric Resistance Heating Or | 08/29/2023 |  | 11/08/2023
Trane U.S. Inc. | AMERICAN STANDARD | WSC092H(3,4,W)*0B***7 |  | Voluntarily Certified | HPAirCoolAllPhase&gt;=65k&lt;1 | False | False |  |  |  |  | 11.3 |  | 14.6 | 14.1 |  |  |  |  | 3.4 | 3.4 | 93000 | Electric Resistance Heating Or | 08/29/2023 |  | 11/08/2023
Trane U.S. Inc. | AMERICAN STANDARD | WSC092H(3,4,W)*(G,K,N)B***7 |  | Voluntarily Certified | HPAirCoolAllPhase&gt;=65k&lt;1 | False | False |  |  |  |  | 11.3 |  | 14.6 | 14.1 |  |  |  |  | 3.4 | 3.4 | 93000 | Electric Resistance Heating Or | 08/29/2023 |  | 11/08/2023
Trane U.S. Inc. | AMERICAN STANDARD | WSC120H(3,4,W)*0B |  | Voluntarily Certified | HPAirCoolAllPhase&gt;=65k&lt;1 | False | False |  |  |  |  | 11 |  | 14.1 | 14.1 |  |  |  |  | 3.4 | 3.4 | 115000 | Electric Resistance Heating Or | 08/29/2023 |  | 11/08/2023
Trane U.S. Inc. | AMERICAN STANDARD | WSC120H(3,4,W)*(G,K,N,P)B |  | Voluntarily Certified | HPAirCoolAllPhase&gt;=65k&lt;1 | False | False |  |  |  |  | 11 |  | 14.1 | 14.1 |  |  |  |  | 3.4 | 3.4 | 115000 | Electric Resistance Heating Or | 08/29/2023 |  | 11/08/2023
Trane U.S. Inc. | AMERICAN STANDARD | WSC120H(3,4,W)*0B***6 |  | Voluntarily Certified | HPAirCoolAllPhase&gt;=65k&lt;1 | False | False |  |  |  |  | 11 |  | 14.6 | 14.1 |  |  |  |  | 3.4 | 3.4 | 115000 | Electric Resistance Heating Or | 08/29/2023 |  | 11/08/2023
Trane U.S. Inc. | AMERICAN STANDARD | WSC120H(3,4,W)*(G,K,N,P)B***6 |  | Voluntarily Certified | HPAirCoolAllPhase&gt;=65k&lt;1 | False | False |  |  |  |  | 11 |  | 14.6 | 14.1 |  |  |  |  | 3.4 | 3.4 | 115000 | Electric Resistance Heating Or | 08/29/2023 |  | 11/08/2023
Trane U.S. Inc. | AMERICAN STANDARD | WSC102H(3,4,W)*0B |  | Voluntarily Certified | HPAirCoolAllPhase&gt;=65k&lt;1 | False | False |  |  |  |  | 11 |  | 14.1 | 14.1 |  |  |  |  | 3.4 | 3.4 | 100000 | Electric Resistance Heating Or | 08/29/2023 |  | 11/08/2023
Trane U.S. Inc. | AMERICAN STANDARD | WSC102H(3,4,W)*(G,K,N)B |  | Voluntarily Certified | HPAirCoolAllPhase&gt;=65k&lt;1 | False | False |  |  |  |  | 11 |  | 14.1 | 14.1 |  |  |  |  | 3.4 | 3.4 | 100000 | Electric Resistance Heating Or | 08/29/2023 |  | 11/08/2023
Trane U.S. Inc. | AMERICAN STANDARD | WSC102H(3,4,W)*0B***6 |  | Voluntarily Certified | HPAirCoolAllPhase&gt;=65k&lt;1 | False | False |  |  |  |  | 11 |  | 14.6 | 14.1 |  |  |  |  | 3.4 | 3.4 | 100000 | Electric Resistance Heating Or | 08/29/2023 |  | 11/08/2023
Trane U.S. Inc. | AMERICAN STANDARD | WSC102H(3,4,W)*(G,K,N)B***6 |  | Voluntarily Certified | HPAirCoolAllPhase&gt;=65k&lt;1 | False | False |  |  |  |  | 11 |  | 14.6 | 14.1 |  |  |  |  | 3.4 | 3.4 | 100000 | Electric Resistance Heating Or | 08/29/2023 |  | 11/08/2023
Trane U.S. Inc. | AMERICAN STANDARD | WSC092H(3,4,W)*0B***6 |  | Voluntarily Certified | HPAirCoolAllPhase&gt;=65k&lt;1 | False | False |  |  |  |  | 11.3 |  | 14.6 | 14.1 |  |  |  |  | 3.4 | 3.4 | 93000 | Electric Resistance Heating Or | 08/29/2023 |  | 11/08/2023
Trane U.S. Inc. | AMERICAN STANDARD | WSC092H(3,4,W)*(G,K,N)B***6 |  | Voluntarily Certified | HPAirCoolAllPhase&gt;=65k&lt;1 | False | False |  |  |  |  | 11.3 |  | 14.6 | 14.1 |  |  |  |  | 3.4 | 3.4 | 93000 | Electric Resistance Heating Or | 08/29/2023 |  | 11/08/2023
Trane U.S. Inc. | AMERICAN STANDARD | ECC300A(3,4,W)E0****7 |  | Voluntarily Certified | ACAirCoolAllPhase&gt;=240k&lt; | False | False |  |  |  |  | 10 |  | 13.2 | 13.2 | [6 empty] | 268000 | Electric Resistance Heating Or | 08/29/2023 |  | 11/08/2023
Trane U.S. Inc. | AMERICAN STANDARD | ECC300A(3,4,W)E(N,P,R)****7 |  | Voluntarily Certified | ACAirCoolAllPhase&gt;=240k&lt; | False | False |  |  |  |  | 10 |  | 13.2 | 13.2 | [6 empty] | 268000 | Electric Resistance Heating Or | 08/29/2023 |  | 11/08/2023
Trane U.S. Inc. | AMERICAN STANDARD | GCC300A(3,4,W)E(H,L,M,X,Y,Z)****7 |  | Voluntarily Certified | ACAirCoolAllPhase&gt;=240k&lt; | False | False |  |  |  |  | 9.8 |  | 13.2 | 13 | [6 empty] | 268000 | Heating Other Than Electric Re | 08/29/2023 |  | 11/08/2023
Trane U.S. Inc. | AMERICAN STANDARD | DHC102H(3,4)*(L,M,H,X,Y,Z)A***E |  | Voluntarily Certified | HPAirCoolAllPhase&gt;=65k&lt;1 | False | False |  |  |  |  | 12 |  | 16.5 | 14.1 |  |  |  |  | 3.63 | 3.4 | 104000 | Electric Resistance Heating Or | 08/29/2023 |  | 11/08/2023
Trane U.S. Inc. | AMERICAN STANDARD | ECC240A(3,4,W)E0****7 |  | Voluntarily Certified | ACAirCoolAllPhase&gt;=240k&lt; | False | False |  |  |  |  | 10 |  | 13.2 | 13.2 | [6 empty] | 244000 | Electric Resistance Heating Or | 08/29/2023 |  | 11/08/2023
Trane U.S. Inc. | AMERICAN STANDARD | ECC240A(3,4,W)E(N,P,R)****7 |  | Voluntarily Certified | ACAirCoolAllPhase&gt;=240k&lt; | False | False |  |  |  |  | 10 |  | 13.2 | 13.2 | [6 empty] | 244000 | Electric Resistance Heating Or | 08/29/2023 |  | 11/08/2023
Trane U.S. Inc. | AMERICAN STANDARD | GCC240A(3,4,W)E(H,L,M,X,Y,Z)****7 |  | Voluntarily Certified | ACAirCoolAllPhase&gt;=240k&lt; | False | False |  |  |  |  | 10 |  | 13.2 | 13 | [6 empty] | 244000 | Heating Other Than Electric Re | 08/29/2023 |  | 11/08/2023
Trane U.S. Inc. | AMERICAN STANDARD | TSJ300A(3,4,W)**0***0 |  | Voluntarily Certified | ACAirCoolAllPhase&gt;=240k&lt; | False | False |  |  |  |  | 10 |  | 13.2 | 13.2 | [6 empty] | 271000 | Electric Resistance Heating Or | 08/29/2023 |  | 11/08/2023
Trane U.S. Inc. | AMERICAN STANDARD | TSJ300A(3,4,W)**(N,P,R)***0 |  | Voluntarily Certified | ACAirCoolAllPhase&gt;=240k&lt; | False | False |  |  |  |  | 10 |  | 13.2 | 13.2 | [6 empty] | 271000 | Electric Resistance Heating Or | 08/29/2023 |  | 11/08/2023
Trane U.S. Inc. | AMERICAN STANDARD | TSJ300A(3,4,W)**0***2 |  | Voluntarily Certified | ACAirCoolAllPhase&gt;=240k&lt; | False | False |  |  |  |  | 10 |  | 13.7 | 13.2 | [6 empty] | 271000 | Electric Resistance Heating Or | 08/29/2023 |  | 11/08/2023
Trane U.S. Inc. | AMERICAN STANDARD | TSJ300A(3,4,W)**(N,P,R)***2 |  | Voluntarily Certified | ACAirCoolAllPhase&gt;=240k&lt; | False | False |  |  |  |  | 10 |  | 13.7 | 13.2 | [6 empty] | 271000 | Electric Resistance Heating Or | 08/29/2023 |  | 11/08/2023
Trane U.S. Inc. | AMERICAN STANDARD | TSJ300A(3,4,W)**0***4 |  | Voluntarily Certified | ACAirCoolAllPhase&gt;=240k&lt; | False | False |  |  |  |  | 10 |  | 13.7 | 13.2 | [6 empty] | 271000 | Electric Resistance Heating Or | 08/29/2023 |  | 11/08/2023
Trane U.S. Inc. | AMERICAN STANDARD | TSJ300A(3,4,W)**(N,P,R)***4 |  | Voluntarily Certified | ACAirCoolAllPhase&gt;=240k&lt; | False | False |  |  |  |  | 10 |  | 13.7 | 13.2 | [6 empty] | 271000 | Electric Resistance Heating Or | 08/29/2023 |  | 11/08/2023
Trane U.S. Inc. | AMERICAN STANDARD | TZC090F(3,4)*0A***6 |  | Voluntarily Certified | ACAirCoolAllPhase&gt;=65k&lt;1 | False | False |  |  |  |  | 12.8 |  | 22.4 | 14.8 | [6 empty] | 90000 | Electric Resistance Heating Or | 08/29/2023 |  | 11/08/2023
Trane U.S. Inc. | AMERICAN STANDARD | TZC090F(3,4)*(C,G,K,N)A***6 |  | Voluntarily Certified | ACAirCoolAllPhase&gt;=65k&lt;1 | False | False |  |  |  |  | 12.8 |  | 22.4 | 14.8 | [6 empty] | 90000 | Electric Resistance Heating Or | 08/29/2023 |  | 11/08/2023
Trane U.S. Inc. | AMERICAN STANDARD | ECC180A(3,4,W)E0****7 |  | Voluntarily Certified | ACAirCoolAllPhase&gt;=135k&lt; | False | False |  |  |  |  | 11 |  | 14.2 | 14.2 | [6 empty] | 180000 | Electric Resistance Heating Or | 08/29/2023 |  | 11/08/2023
Trane U.S. Inc. | AMERICAN STANDARD | ECC180A(3,4,W)E(G,N,P)****7 |  | Voluntarily Certified | ACAirCoolAllPhase&gt;=135k&lt; | False | False |  |  |  |  | 11 |  | 14.2 | 14.2 | [6 empty] | 180000 | Electric Resistance Heating Or | 08/29/2023 |  | 11/08/2023
Trane U.S. Inc. | AMERICAN STANDARD | GCC180A(3,4,W)E(H,L,M,X,Y,Z)****7 |  | Voluntarily Certified | ACAirCoolAllPhase&gt;=135k&lt; | False | False |  |  |  |  | 11 |  | 14.2 | 14 | [6 empty] | 180000 | Heating Other Than Electric Re | 08/29/2023 |  | 11/08/2023
Trane U.S. Inc. | AMERICAN STANDARD | WSJ240A(3,4,W)**0***0 |  | Voluntarily Certified | HPAirCoolAllPhase&gt;=240k&lt; | False | False |  |  |  |  | 9.5 |  | 12.5 | 12.5 |  |  |  |  | 3.2 | 3.2 | 240000 | Electric Resistance Heating Or | 08/29/2023 |  | 11/08/2023
Trane U.S. Inc. | AMERICAN STANDARD | WSJ240A(3,4,W)**(N,P,R)***0 |  | Voluntarily Certified | HPAirCoolAllPhase&gt;=240k&lt; | False | False |  |  |  |  | 9.5 |  | 12.5 | 12.5 |  |  |  |  | 3.2 | 3.2 | 240000 | Electric Resistance Heating Or | 08/29/2023 |  | 11/08/2023
Trane U.S. Inc. | AMERICAN STANDARD | WSJ240A(3,4,W)**0***2 |  | Voluntarily Certified | HPAirCoolAllPhase&gt;=240k&lt; | False | False |  |  |  |  | 9.5 |  | 13 | 12.5 |  |  |  |  | 3.2 | 3.2 | 240000 | Electric Resistance Heating Or | 08/29/2023 |  | 11/08/2023
Trane U.S. Inc. | AMERICAN STANDARD | WSJ240A(3,4,W)**(N,P,R)***2 |  | Voluntarily Certified | HPAirCoolAllPhase&gt;=240k&lt; | False | False |  |  |  |  | 9.5 |  | 13 | 12.5 |  |  |  |  | 3.2 | 3.2 | 240000 | Electric Resistance Heating Or | 08/29/2023 |  | 11/08/2023
Trane U.S. Inc. | AMERICAN STANDARD | WSJ240A(3,4,W)**0***4 |  | Voluntarily Certified | HPAirCoolAllPhase&gt;=240k&lt; | False | False |  |  |  |  | 9.5 |  | 13 | 12.5 |  |  |  |  | 3.2 | 3.2 | 240000 | Electric Resistance Heating Or | 08/29/2023 |  | 11/08/2023
Trane U.S. Inc. | AMERICAN STANDARD | WSJ240A(3,4,W)**(N,P,R)***4 |  | Voluntarily Certified | HPAirCoolAllPhase&gt;=240k&lt; | False | False |  |  |  |  | 9.5 |  | 13 | 12.5 |  |  |  |  | 3.2 | 3.2 | 240000 | Electric Resistance Heating Or | 08/29/2023 |  | 11/08/2023
Trane U.S. Inc. | AMERICAN STANDARD | WSJ180A(3,4,W)**0***0 |  | Voluntarily Certified | HPAirCoolAllPhase&gt;=135k&lt; | False | False |  |  |  |  | 10.6 |  | 13.5 | 13.5 |  |  |  |  | 3.3 | 3.3 | 178000 | Electric Resistance Heating Or | 08/29/2023 |  | 11/08/2023
Trane U.S. Inc. | AMERICAN STANDARD | WSJ180A(3,4,W)**(G,N,P)***0 |  | Voluntarily Certified | HPAirCoolAllPhase&gt;=135k&lt; | False | False |  |  |  |  | 10.6 |  | 13.5 | 13.5 |  |  |  |  | 3.3 | 3.3 | 178000 | Electric Resistance Heating Or | 08/29/2023 |  | 11/08/2023
Trane U.S. Inc. | AMERICAN STANDARD | WSJ180A(3,4,W)**0***2 |  | Voluntarily Certified | HPAirCoolAllPhase&gt;=135k&lt; | False | False |  |  |  |  | 10.6 |  | 14 | 13.5 |  |  |  |  | 3.3 | 3.3 | 178000 | Electric Resistance Heating Or | 08/29/2023 |  | 11/08/2023
Trane U.S. Inc. | AMERICAN STANDARD | WSJ180A(3,4,W)**(G,N,P)***2 |  | Voluntarily Certified | HPAirCoolAllPhase&gt;=135k&lt; | False | False |  |  |  |  | 10.6 |  | 14 | 13.5 |  |  |  |  | 3.3 | 3.3 | 178000 | Electric Resistance Heating Or | 08/29/2023 |  | 11/08/2023
Trane U.S. Inc. | AMERICAN STANDARD | WSJ180A(3,4,W)**0***4 |  | Voluntarily Certified | HPAirCoolAllPhase&gt;=135k&lt; | False | False |  |  |  |  | 10.6 |  | 14 | 13.5 |  |  |  |  | 3.3 | 3.3 | 178000 | Electric Resistance Heating Or | 08/29/2023 |  | 11/08/2023
Trane U.S. Inc. | AMERICAN STANDARD | WSJ180A(3,4,W)**(G,N,P)***4 |  | Voluntarily Certified | HPAirCoolAllPhase&gt;=135k&lt; | False | False |  |  |  |  | 10.6 |  | 14 | 13.5 |  |  |  |  | 3.3 | 3.3 | 178000 | Electric Resistance Heating Or | 08/29/2023 |  | 11/08/2023
Trane U.S. Inc. | AMERICAN STANDARD | WSJ150A(3,4,W)**0***0 |  | Voluntarily Certified | HPAirCoolAllPhase&gt;=135k&lt; | False | False |  |  |  |  | 10.6 |  | 13.5 | 13.5 |  |  |  |  | 3.3 | 3.3 | 150000 | Electric Resistance Heating Or | 08/29/2023 |  | 11/08/2023
Trane U.S. Inc. | AMERICAN STANDARD | WSJ150A(3,4,W)**(G,K,N,P)***0 |  | Voluntarily Certified | HPAirCoolAllPhase&gt;=135k&lt; | False | False |  |  |  |  | 10.6 |  | 13.5 | 13.5 |  |  |  |  | 3.3 | 3.3 | 150000 | Electric Resistance Heating Or | 08/29/2023 |  | 11/08/2023
Trane U.S. Inc. | AMERICAN STANDARD | WSJ150A(3,4,W)**0***2 |  | Voluntarily Certified | HPAirCoolAllPhase&gt;=135k&lt; | False | False |  |  |  |  | 10.6 |  | 14 | 13.5 |  |  |  |  | 3.3 | 3.3 | 150000 | Electric Resistance Heating Or | 08/29/2023 |  | 11/08/2023
Trane U.S. Inc. | AMERICAN STANDARD | WSJ150A(3,4,W)**(G,K,N,P)***2 |  | Voluntarily Certified | HPAirCoolAllPhase&gt;=135k&lt; | False | False |  |  |  |  | 10.6 |  | 14 | 13.5 |  |  |  |  | 3.3 | 3.3 | 150000 | Electric Resistance Heating Or | 08/29/2023 |  | 11/08/2023
Trane U.S. Inc. | AMERICAN STANDARD | WSJ150A(3,4,W)**0***4 |  | Voluntarily Certified | HPAirCoolAllPhase&gt;=135k&lt; | False | False |  |  |  |  | 10.6 |  | 14 | 13.5 |  |  |  |  | 3.3 | 3.3 | 150000 | Electric Resistance Heating Or | 08/29/2023 |  | 11/08/2023
Trane U.S. Inc. | AMERICAN STANDARD | WSJ150A(3,4,W)**(G,K,N,P)***4 |  | Voluntarily Certified | HPAirCoolAllPhase&gt;=135k&lt; | False | False |  |  |  |  | 10.6 |  | 14 | 13.5 |  |  |  |  | 3.3 | 3.3 | 150000 | Electric Resistance Heating Or | 08/29/2023 |  | 11/08/2023
Trane U.S. Inc. | AMERICAN STANDARD | TSJ240A(3,4,W)**0***4 |  | Voluntarily Certified | ACAirCoolAllPhase&gt;=240k&lt; | False | False |  |  |  |  | 10 |  | 13.7 | 13.2 | [6 empty] | 240000 | Electric Resistance Heating Or | 08/29/2023 |  | 11/08/2023
Trane U.S. Inc. | AMERICAN STANDARD | TSJ240A(3,4,W)**(N,P,R)***4 |  | Voluntarily Certified | ACAirCoolAllPhase&gt;=240k&lt; | False | False |  |  |  |  | 10 |  | 13.7 | 13.2 | [6 empty] | 240000 | Electric Resistance Heating Or | 08/29/2023 |  | 11/08/2023
Trane U.S. Inc. | AMERICAN STANDARD | TSJ210A(3,4,W)**0***4 |  | Voluntarily Certified | ACAirCoolAllPhase&gt;=135k&lt; | False | False |  |  |  |  | 11 |  | 14.7 | 14.2 | [6 empty] | 210000 | Electric Resistance Heating Or | 08/29/2023 |  | 11/08/2023
Trane U.S. Inc. | AMERICAN STANDARD | TSJ210A(3,4,W)**(N,P,R)***4 |  | Voluntarily Certified | ACAirCoolAllPhase&gt;=135k&lt; | False | False |  |  |  |  | 11 |  | 14.7 | 14.2 | [6 empty] | 210000 | Electric Resistance Heating Or | 08/29/2023 |  | 11/08/2023
Trane U.S. Inc. | AMERICAN STANDARD | TSJ180A(3,4,W)**0***4 |  | Voluntarily Certified | ACAirCoolAllPhase&gt;=135k&lt; | False | False |  |  |  |  | 11 |  | 14.7 | 14.2 | [6 empty] | 182000 | Electric Resistance Heating Or | 08/29/2023 |  | 11/08/2023
Trane U.S. Inc. | AMERICAN STANDARD | TSJ180A(3,4,W)**(G,N,P)***4 |  | Voluntarily Certified | ACAirCoolAllPhase&gt;=135k&lt; | False | False |  |  |  |  | 11 |  | 14.7 | 14.2 | [6 empty] | 182000 | Electric Resistance Heating Or | 08/29/2023 |  | 11/08/2023
Trane U.S. Inc. | AMERICAN STANDARD | TSJ150A(3,4,W)**0***4 |  | Voluntarily Certified | ACAirCoolAllPhase&gt;=135k&lt; | False | False |  |  |  |  | 11 |  | 14.7 | 14.2 | [6 empty] | 150000 | Electric Resistance Heating Or | 08/29/2023 |  | 11/08/2023
Trane U.S. Inc. | AMERICAN STANDARD | TSJ150A(3,4,W)**(G,K,N,P)***4 |  | Voluntarily Certified | ACAirCoolAllPhase&gt;=135k&lt; | False | False |  |  |  |  | 11 |  | 14.7 | 14.2 | [6 empty] | 150000 | Electric Resistance Heating Or | 08/29/2023 |  | 11/08/2023
Trane U.S. Inc. | AMERICAN STANDARD | TSJ120A(3,4,W)**0***4 |  | Voluntarily Certified | ACAirCoolAllPhase&gt;=65k&lt;1 | False | False |  |  |  |  | 11.2 |  | 15.3 | 14.8 | [6 empty] | 120000 | Electric Resistance Heating Or | 08/29/2023 |  | 11/08/2023
Trane U.S. Inc. | AMERICAN STANDARD | TSJ120A(3,4,W)**(G,K,N,P)***4 |  | Voluntarily Certified | ACAirCoolAllPhase&gt;=65k&lt;1 | False | False |  |  |  |  | 11.2 |  | 15.3 | 14.8 | [6 empty] | 120000 | Electric Resistance Heating Or | 08/29/2023 |  | 11/08/2023
Trane U.S. Inc. | AMERICAN STANDARD | TSJ102A(3,4,W)**0***4 |  | Voluntarily Certified | ACAirCoolAllPhase&gt;=65k&lt;1 | False | False |  |  |  |  | 11.2 |  | 15.3 | 14.8 | [6 empty] | 102000 | Electric Resistance Heating Or | 08/29/2023 |  | 11/08/2023
Trane U.S. Inc. | AMERICAN STANDARD | TSJ102A(3,4,W)**(C,G,K,N)***4 |  | Voluntarily Certified | ACAirCoolAllPhase&gt;=65k&lt;1 | False | False |  |  |  |  | 11.2 |  | 15.3 | 14.8 | [6 empty] | 102000 | Electric Resistance Heating Or | 08/29/2023 |  | 11/08/2023
Trane U.S. Inc. | AMERICAN STANDARD | TSJ090A(3,4,W)**0***4 |  | Voluntarily Certified | ACAirCoolAllPhase&gt;=65k&lt;1 | False | False |  |  |  |  | 11.2 |  | 15.3 | 14.8 | [6 empty] | 90000 | Electric Resistance Heating Or | 08/29/2023 |  | 11/08/2023
Trane U.S. Inc. | AMERICAN STANDARD | TSJ090A(3,4,W)**(C,G,K,N)***4 |  | Voluntarily Certified | ACAirCoolAllPhase&gt;=65k&lt;1 | False | False |  |  |  |  | 11.2 |  | 15.3 | 14.8 | [6 empty] | 90000 | Electric Resistance Heating Or | 08/29/2023 |  | 11/08/2023
Trane U.S. Inc. | AMERICAN STANDARD | TSJ240A(3,4,W)**0***0 |  | Voluntarily Certified | ACAirCoolAllPhase&gt;=240k&lt; | False | False |  |  |  |  | 10 |  | 13.2 | 13.2 | [6 empty] | 240000 | Electric Resistance Heating Or | 08/29/2023 |  | 11/08/2023
Trane U.S. Inc. | AMERICAN STANDARD | TSJ240A(3,4,W)**(N,P,R)***0 |  | Voluntarily Certified | ACAirCoolAllPhase&gt;=240k&lt; | False | False |  |  |  |  | 10 |  | 13.2 | 13.2 | [6 empty] | 240000 | Electric Resistance Heating Or | 08/29/2023 |  | 11/08/2023
Trane U.S. Inc. | AMERICAN STANDARD | TSJ240A(3,4,W)**0***2 |  | Voluntarily Certified | ACAirCoolAllPhase&gt;=240k&lt; | False | False |  |  |  |  | 10 |  | 13.7 | 13.2 | [6 empty] | 240000 | Electric Resistance Heating Or | 08/29/2023 |  | 11/08/2023
Trane U.S. Inc. | AMERICAN STANDARD | TSJ240A(3,4,W)**(N,P,R)***2 |  | Voluntarily Certified | ACAirCoolAllPhase&gt;=240k&lt; | False | False |  |  |  |  | 10 |  | 13.7 | 13.2 | [6 empty] | 240000 | Electric Resistance Heating Or | 08/29/2023 |  | 11/08/2023
Trane U.S. Inc. | AMERICAN STANDARD | TSJ210A(3,4,W)**0***0 |  | Voluntarily Certified | ACAirCoolAllPhase&gt;=135k&lt; | False | False |  |  |  |  | 11 |  | 14.2 | 14.2 | [6 empty] | 210000 | Electric Resistance Heating Or | 08/29/2023 |  | 11/08/2023
Trane U.S. Inc. | AMERICAN STANDARD | TSJ210A(3,4,W)**N,P,R)***0 |  | Voluntarily Certified | ACAirCoolAllPhase&gt;=135k&lt; | False | False |  |  |  |  | 11 |  | 14.2 | 14.2 | [6 empty] | 210000 | Electric Resistance Heating Or | 08/29/2023 |  | 11/08/2023
Trane U.S. Inc. | AMERICAN STANDARD | TSJ210A(3,4,W)**0***2 |  | Voluntarily Certified | ACAirCoolAllPhase&gt;=135k&lt; | False | False |  |  |  |  | 11 |  | 14.7 | 14.2 | [6 empty] | 210000 | Electric Resistance Heating Or | 08/29/2023 |  | 11/08/2023
Trane U.S. Inc. | AMERICAN STANDARD | TSJ210A(3,4,W)**(N,P,R)***2 |  | Voluntarily Certified | ACAirCoolAllPhase&gt;=135k&lt; | False | False |  |  |  |  | 11 |  | 14.7 | 14.2 | [6 empty] | 210000 | Electric Resistance Heating Or | 08/29/2023 |  | 11/08/2023
Trane U.S. Inc. | AMERICAN STANDARD | TSJ180A(3,4,W)**0***0 |  | Voluntarily Certified | ACAirCoolAllPhase&gt;=135k&lt; | False | False |  |  |  |  | 11 |  | 14.2 | 14.2 | [6 empty] | 182000 | Electric Resistance Heating Or | 08/29/2023 |  | 11/08/2023
Trane U.S. Inc. | AMERICAN STANDARD | TSJ180A(3,4,W)**(G,N,P)***0 |  | Voluntarily Certified | ACAirCoolAllPhase&gt;=135k&lt; | False | False |  |  |  |  | 11 |  | 14.2 | 14.2 | [6 empty] | 182000 | Electric Resistance Heating Or | 08/29/2023 |  | 11/08/2023
Trane U.S. Inc. | AMERICAN STANDARD | TSJ180A(3,4,W)**0***2 |  | Voluntarily Certified | ACAirCoolAllPhase&gt;=135k&lt; | False | False |  |  |  |  | 11 |  | 14.7 | 14.2 | [6 empty] | 182000 | Electric Resistance Heating Or | 08/29/2023 |  | 11/08/2023
Trane U.S. Inc. | AMERICAN STANDARD | TSJ180A(3,4,W)**(G,N,P)***2 |  | Voluntarily Certified | ACAirCoolAllPhase&gt;=135k&lt; | False | False |  |  |  |  | 11 |  | 14.7 | 14.2 | [6 empty] | 182000 | Electric Resistance Heating Or | 08/29/2023 |  | 11/08/2023
Trane U.S. Inc. | AMERICAN STANDARD | TSJ150A(3,4,W)**0***0 |  | Voluntarily Certified | ACAirCoolAllPhase&gt;=135k&lt; | False | False |  |  |  |  | 11 |  | 14.2 | 14.2 | [6 empty] | 150000 | Electric Resistance Heating Or | 08/29/2023 |  | 11/08/2023
Trane U.S. Inc. | AMERICAN STANDARD | TSJ150A(3,4,W)**(G,K,N,P)***0 |  | Voluntarily Certified | ACAirCoolAllPhase&gt;=135k&lt; | False | False |  |  |  |  | 11 |  | 14.2 | 14.2 | [6 empty] | 150000 | Electric Resistance Heating Or | 08/29/2023 |  | 11/08/2023
Trane U.S. Inc. | AMERICAN STANDARD | TSJ150A(3,4,W)**0***2 |  | Voluntarily Certified | ACAirCoolAllPhase&gt;=135k&lt; | False | False |  |  |  |  | 11 |  | 14.7 | 14.2 | [6 empty] | 150000 | Electric Resistance Heating Or | 08/29/2023 |  | 11/08/2023
Trane U.S. Inc. | AMERICAN STANDARD | TSJ150A(3,4,W)**(G,K,N,P)***2 |  | Voluntarily Certified | ACAirCoolAllPhase&gt;=135k&lt; | False | False |  |  |  |  | 11 |  | 14.7 | 14.2 | [6 empty] | 150000 | Electric Resistance Heating Or | 08/29/2023 |  | 11/08/2023
Trane U.S. Inc. | AMERICAN STANDARD | TSJ120A(3,4,W)**0***0 |  | Voluntarily Certified | ACAirCoolAllPhase&gt;=65k&lt;1 | False | False |  |  |  |  | 11.2 |  | 14.8 | 14.8 | [6 empty] | 120000 | Electric Resistance Heating Or | 08/29/2023 |  | 11/08/2023
Trane U.S. Inc. | AMERICAN STANDARD | TSJ120A(3,4,W)**(G,K,N,P)***0 |  | Voluntarily Certified | ACAirCoolAllPhase&gt;=65k&lt;1 | False | False |  |  |  |  | 11.2 |  | 14.8 | 14.8 | [6 empty] | 120000 | Electric Resistance Heating Or | 08/29/2023 |  | 11/08/2023
Trane U.S. Inc. | AMERICAN STANDARD | TSJ120A(3,4,W)**0***2 |  | Voluntarily Certified | ACAirCoolAllPhase&gt;=65k&lt;1 | False | False |  |  |  |  | 11.2 |  | 15.3 | 14.8 | [6 empty] | 120000 | Electric Resistance Heating Or | 08/29/2023 |  | 11/08/2023
Trane U.S. Inc. | AMERICAN STANDARD | TSJ120A(3,4,W)**(G,K,N,P)***2 |  | Voluntarily Certified | ACAirCoolAllPhase&gt;=65k&lt;1 | False | False |  |  |  |  | 11.2 |  | 15.3 | 14.8 | [6 empty] | 120000 | Electric Resistance Heating Or | 08/29/2023 |  | 11/08/2023
Trane U.S. Inc. | AMERICAN STANDARD | TSJ102A(3,4,W)**0***0 |  | Voluntarily Certified | ACAirCoolAllPhase&gt;=65k&lt;1 | False | False |  |  |  |  | 11.2 |  | 14.8 | 14.8 | [6 empty] | 102000 | Electric Resistance Heating Or | 08/29/2023 |  | 11/08/2023
Trane U.S. Inc. | AMERICAN STANDARD | TSJ102A(3,4,W)**(C,G,K,N)***0 |  | Voluntarily Certified | ACAirCoolAllPhase&gt;=65k&lt;1 | False | False |  |  |  |  | 11.2 |  | 14.8 | 14.8 | [6 empty] | 102000 | Electric Resistance Heating Or | 08/29/2023 |  | 11/08/2023
Trane U.S. Inc. | AMERICAN STANDARD | TSJ102A(3,4,W)**0***2 |  | Voluntarily Certified | ACAirCoolAllPhase&gt;=65k&lt;1 | False | False |  |  |  |  | 11.2 |  | 15.3 | 14.8 | [6 empty] | 102000 | Electric Resistance Heating Or | 08/29/2023 |  | 11/08/2023
Trane U.S. Inc. | AMERICAN STANDARD | TSJ102A(3,4,W)**(C,G,K,N)***2 |  | Voluntarily Certified | ACAirCoolAllPhase&gt;=65k&lt;1 | False | False |  |  |  |  | 11.2 |  | 15.3 | 14.8 | [6 empty] | 102000 | Electric Resistance Heating Or | 08/29/2023 |  | 11/08/2023
Trane U.S. Inc. | AMERICAN STANDARD | TSJ090A(3,4,W)**0***0 |  | Voluntarily Certified | ACAirCoolAllPhase&gt;=65k&lt;1 | False | False |  |  |  |  | 11.2 |  | 14.8 | 14.8 | [6 empty] | 90000 | Electric Resistance Heating Or | 08/29/2023 |  | 11/08/2023
Trane U.S. Inc. | AMERICAN STANDARD | TSJ090A(3,4,W)**(C,G,K,N)***0 |  | Voluntarily Certified | ACAirCoolAllPhase&gt;=65k&lt;1 | False | False |  |  |  |  | 11.2 |  | 14.8 | 14.8 | [6 empty] | 90000 | Electric Resistance Heating Or | 08/29/2023 |  | 11/08/2023
Trane U.S. Inc. | AMERICAN STANDARD | TSJ090A(3,4,W)**0***2 |  | Voluntarily Certified | ACAirCoolAllPhase&gt;=65k&lt;1 | False | False |  |  |  |  | 11.2 |  | 15.3 | 14.8 | [6 empty] | 90000 | Electric Resistance Heating Or | 08/29/2023 |  | 11/08/2023
Trane U.S. Inc. | AMERICAN STANDARD | TSJ090A(3,4,W)**(C,G,K,N)***2 |  | Voluntarily Certified | ACAirCoolAllPhase&gt;=65k&lt;1 | False | False |  |  |  |  | 11.2 |  | 15.3 | 14.8 | [6 empty] | 90000 | Electric Resistance Heating Or | 08/29/2023 |  | 11/08/2023
Trane U.S. Inc. | AMERICAN STANDARD | WHC074HW*0A***7 |  | Voluntarily Certified | HPAirCoolAllPhase&gt;=65k&lt;1 | False | False |  |  |  |  | 12.1 |  | 16 | 14.1 |  |  |  |  | 3.48 | 3.4 | 78000 | Electric Resistance Heating Or | 08/29/2023 |  | 11/08/2023
Trane U.S. Inc. | AMERICAN STANDARD | WHC074HW*(C,G,K,N)A***7 |  | Voluntarily Certified | HPAirCoolAllPhase&gt;=65k&lt;1 | False | False |  |  |  |  | 12.1 |  | 16 | 14.1 |  |  |  |  | 3.48 | 3.4 | 78000 | Electric Resistance Heating Or | 08/29/2023 |  | 11/08/2023
Trane U.S. Inc. | AMERICAN STANDARD | DHC074HW*(L,M,H,X,Y,Z)A***7 |  | Voluntarily Certified | HPAirCoolAllPhase&gt;=65k&lt;1 | False | False |  |  |  |  | 12.1 |  | 16 | 14.1 |  |  |  |  | 3.48 | 3.4 | 78000 | Electric Resistance Heating Or | 08/29/2023 |  | 11/08/2023
Trane U.S. Inc. | AMERICAN STANDARD | WHC074H(3,4)*0A***7 |  | Voluntarily Certified | HPAirCoolAllPhase&gt;=65k&lt;1 | False | False |  |  |  |  | 12.1 |  | 16 | 14.1 |  |  |  |  | 3.5 | 3.4 | 78000 | Electric Resistance Heating Or | 08/29/2023 |  | 11/08/2023
Trane U.S. Inc. | AMERICAN STANDARD | WHC074H(3,4)*(C,G,K,N)A***7 |  | Voluntarily Certified | HPAirCoolAllPhase&gt;=65k&lt;1 | False | False |  |  |  |  | 12.1 |  | 16 | 14.1 |  |  |  |  | 3.5 | 3.4 | 78000 | Electric Resistance Heating Or | 08/29/2023 |  | 11/08/2023
Trane U.S. Inc. | AMERICAN STANDARD | DHC074H(3,4)*(L,M,H,X,Y,Z)A***7 |  | Voluntarily Certified | HPAirCoolAllPhase&gt;=65k&lt;1 | False | False |  |  |  |  | 12.1 |  | 16 | 14.1 |  |  |  |  | 3.5 | 3.4 | 78000 | Electric Resistance Heating Or | 08/29/2023 |  | 11/08/2023
Trane U.S. Inc. | AMERICAN STANDARD | WHC092H(3,4)*0A***7 |  | Voluntarily Certified | HPAirCoolAllPhase&gt;=65k&lt;1 | False | False |  |  |  |  | 11.8 |  | 16 | 14.1 |  |  |  |  | 3.5 | 3.4 | 95000 | Electric Resistance Heating Or | 08/29/2023 |  | 11/08/2023
Trane U.S. Inc. | AMERICAN STANDARD | WHC092H(3,4)*(C,G,K,N)A***7 |  | Voluntarily Certified | HPAirCoolAllPhase&gt;=65k&lt;1 | False | False |  |  |  |  | 11.8 |  | 16 | 14.1 |  |  |  |  | 3.5 | 3.4 | 95000 | Electric Resistance Heating Or | 08/29/2023 |  | 11/08/2023
Trane U.S. Inc. | AMERICAN STANDARD | WHC092HW*0A***7 |  | Voluntarily Certified | HPAirCoolAllPhase&gt;=65k&lt;1 | False | False |  |  |  |  | 11.8 |  | 16 | 14.1 |  |  |  |  | 3.48 | 3.4 | 95000 | Electric Resistance Heating Or | 08/29/2023 |  | 11/08/2023
Trane U.S. Inc. | AMERICAN STANDARD | WHC092HW*(C,G,K,N)A***7 |  | Voluntarily Certified | HPAirCoolAllPhase&gt;=65k&lt;1 | False | False |  |  |  |  | 11.8 |  | 16 | 14.1 |  |  |  |  | 3.48 | 3.4 | 95000 | Electric Resistance Heating Or | 08/29/2023 |  | 11/08/2023
Trane U.S. Inc. | AMERICAN STANDARD | DHC092HW*(L,M,H,X,Y,Z)A***7 |  | Voluntarily Certified | HPAirCoolAllPhase&gt;=65k&lt;1 | False | False |  |  |  |  | 11.8 |  | 16 | 14.1 |  |  |  |  | 3.48 | 3.4 | 95000 | Electric Resistance Heating Or | 08/29/2023 |  | 11/08/2023
Trane U.S. Inc. | AMERICAN STANDARD | WHC102H(3,4)*0A***7 |  | Voluntarily Certified | HPAirCoolAllPhase&gt;=65k&lt;1 | False | False |  |  |  |  | 12 |  | 16 | 14.1 |  |  |  |  | 3.63 | 3.4 | 104000 | Electric Resistance Heating Or | 08/29/2023 |  | 11/08/2023
Trane U.S. Inc. | AMERICAN STANDARD | WHC102H(3,4)*(C,G,K,N)A***7 |  | Voluntarily Certified | HPAirCoolAllPhase&gt;=65k&lt;1 | False | False |  |  |  |  | 12 |  | 16 | 14.1 |  |  |  |  | 3.63 | 3.4 | 104000 | Electric Resistance Heating Or | 08/29/2023 |  | 11/08/2023
Trane U.S. Inc. | AMERICAN STANDARD | WHC102HW*0A***7 |  | Voluntarily Certified | HPAirCoolAllPhase&gt;=65k&lt;1 | False | False |  |  |  |  | 11.8 |  | 16 | 14.1 |  |  |  |  | 3.61 | 3.4 | 104000 | Electric Resistance Heating Or | 08/29/2023 |  | 11/08/2023
Trane U.S. Inc. | AMERICAN STANDARD | WHC102HW*(C,G,K,N)A***7 |  | Voluntarily Certified | HPAirCoolAllPhase&gt;=65k&lt;1 | False | False |  |  |  |  | 11.8 |  | 16 | 14.1 |  |  |  |  | 3.61 | 3.4 | 104000 | Electric Resistance Heating Or | 08/29/2023 |  | 11/08/2023
Trane U.S. Inc. | AMERICAN STANDARD | DHC102HW*(L,M,H,X,Y,Z)A***7 |  | Voluntarily Certified | HPAirCoolAllPhase&gt;=65k&lt;1 | False | False |  |  |  |  | 11.8 |  | 16 | 14.1 |  |  |  |  | 3.61 | 3.4 | 104000 | Electric Resistance Heating Or | 08/29/2023 |  | 11/08/2023
Trane U.S. Inc. | AMERICAN STANDARD | WHC120H(3,4)*0A***7 |  | Voluntarily Certified | HPAirCoolAllPhase&gt;=65k&lt;1 | False | False |  |  |  |  | 11.5 |  | 16 | 14.1 |  |  |  |  | 3.63 | 3.4 | 121000 | Electric Resistance Heating Or | 08/29/2023 |  | 11/08/2023
Trane U.S. Inc. | AMERICAN STANDARD | WHC120H(3,4)*(G,K,N,P)A***7 |  | Voluntarily Certified | HPAirCoolAllPhase&gt;=65k&lt;1 | False | False |  |  |  |  | 11.5 |  | 16 | 14.1 |  |  |  |  | 3.63 | 3.4 | 121000 | Electric Resistance Heating Or | 08/29/2023 |  | 11/08/2023
Trane U.S. Inc. | AMERICAN STANDARD | WHC120HW*0A***7 |  | Voluntarily Certified | HPAirCoolAllPhase&gt;=65k&lt;1 | False | False |  |  |  |  | 11.5 |  | 16 | 14.1 |  |  |  |  | 3.61 | 3.4 | 121000 | Electric Resistance Heating Or | 08/29/2023 |  | 11/08/2023
Trane U.S. Inc. | AMERICAN STANDARD | WHC120HW*(G,K,N,P)A***7 |  | Voluntarily Certified | HPAirCoolAllPhase&gt;=65k&lt;1 | False | False |  |  |  |  | 11.5 |  | 16 | 14.1 |  |  |  |  | 3.61 | 3.4 | 121000 | Electric Resistance Heating Or | 08/29/2023 |  | 11/08/2023
Trane U.S. Inc. | AMERICAN STANDARD | DHC120HW*(L,M,H,X,Y,Z)A***7 |  | Voluntarily Certified | HPAirCoolAllPhase&gt;=65k&lt;1 | False | False |  |  |  |  | 11.5 |  | 16 | 14.1 |  |  |  |  | 3.61 | 3.4 | 121000 | Electric Resistance Heating Or | 08/29/2023 |  | 11/08/2023
Trane U.S. Inc. | AMERICAN STANDARD | WHC120HW*0A***6 |  | Voluntarily Certified | HPAirCoolAllPhase&gt;=65k&lt;1 | False | False |  |  |  |  | 11.5 |  | 16.5 | 14.1 |  |  |  |  | 3.61 | 3.4 | 121000 | Electric Resistance Heating Or | 08/29/2023 |  | 11/08/2023
Trane U.S. Inc. | AMERICAN STANDARD | WHC120HW*(G,K,N,P)A***6 |  | Voluntarily Certified | HPAirCoolAllPhase&gt;=65k&lt;1 | False | False |  |  |  |  | 11.5 |  | 16.5 | 14.1 |  |  |  |  | 3.61 | 3.4 | 121000 | Electric Resistance Heating Or | 08/29/2023 |  | 11/08/2023
Trane U.S. Inc. | AMERICAN STANDARD | DHC120HW*(L,M,H,X,Y,Z)A***6 |  | Voluntarily Certified | HPAirCoolAllPhase&gt;=65k&lt;1 | False | False |  |  |  |  | 11.5 |  | 16.5 | 14.1 |  |  |  |  | 3.61 | 3.4 | 121000 | Electric Resistance Heating Or | 08/29/2023 |  | 11/08/2023
Trane U.S. Inc. | AMERICAN STANDARD | WHC120H(3,4)*0A***6 |  | Voluntarily Certified | HPAirCoolAllPhase&gt;=65k&lt;1 | False | False |  |  |  |  | 11.5 |  | 16.5 | 14.1 |  |  |  |  | 3.63 | 3.4 | 121000 | Electric Resistance Heating Or | 08/29/2023 |  | 11/08/2023
Trane U.S. Inc. | AMERICAN STANDARD | WHC120H(3,4)*(G,K,N,P)A***6 |  | Voluntarily Certified | HPAirCoolAllPhase&gt;=65k&lt;1 | False | False |  |  |  |  | 11.5 |  | 16.5 | 14.1 |  |  |  |  | 3.63 | 3.4 | 121000 | Electric Resistance Heating Or | 08/29/2023 |  | 11/08/2023
Trane U.S. Inc. | AMERICAN STANDARD | DHC120H(3,4)*(L,M,H,X,Y,Z)A***6 |  | Voluntarily Certified | HPAirCoolAllPhase&gt;=65k&lt;1 | False | False |  |  |  |  | 11.5 |  | 16.5 | 14.1 |  |  |  |  | 3.63 | 3.4 | 121000 | Electric Resistance Heating Or | 08/29/2023 |  | 11/08/2023
Trane U.S. Inc. | AMERICAN STANDARD | WHC120HW*0A |  | Voluntarily Certified | HPAirCoolAllPhase&gt;=65k&lt;1 | False | False |  |  |  |  | 11.5 |  | 15.5 | 14.1 |  |  |  |  | 3.61 | 3.4 | 121000 | Electric Resistance Heating Or | 08/29/2023 |  | 11/08/2023
Trane U.S. Inc. | AMERICAN STANDARD | DHC120HW*(L,M,H,X,Y,Z)A |  | Voluntarily Certified | HPAirCoolAllPhase&gt;=65k&lt;1 | False | False |  |  |  |  | 11.5 |  | 15.5 | 14.1 |  |  |  |  | 3.61 | 3.4 | 121000 | Electric Resistance Heating Or | 08/29/2023 |  | 11/08/2023
Trane U.S. Inc. | AMERICAN STANDARD | WHC120H(3,4)*0A |  | Voluntarily Certified | HPAirCoolAllPhase&gt;=65k&lt;1 | False | False |  |  |  |  | 11.5 |  | 15.5 | 14.1 |  |  |  |  | 3.63 | 3.4 | 121000 | Electric Resistance Heating Or | 08/29/2023 |  | 11/08/2023
Trane U.S. Inc. | AMERICAN STANDARD | WHC102HW*0A***6 |  | Voluntarily Certified | HPAirCoolAllPhase&gt;=65k&lt;1 | False | False |  |  |  |  | 11.8 |  | 16.5 | 14.1 |  |  |  |  | 3.61 | 3.4 | 104000 | Electric Resistance Heating Or | 08/29/2023 |  | 11/08/2023
Trane U.S. Inc. | AMERICAN STANDARD | WHC102HW*(C,G,K,N)A***6 |  | Voluntarily Certified | HPAirCoolAllPhase&gt;=65k&lt;1 | False | False |  |  |  |  | 11.8 |  | 16.5 | 14.1 |  |  |  |  | 3.61 | 3.4 | 104000 | Electric Resistance Heating Or | 08/29/2023 |  | 11/08/2023
Trane U.S. Inc. | AMERICAN STANDARD | DHC102HW*(L,M,H,X,Y,Z)A***6 |  | Voluntarily Certified | HPAirCoolAllPhase&gt;=65k&lt;1 | False | False |  |  |  |  | 11.8 |  | 16.5 | 14.1 |  |  |  |  | 3.61 | 3.4 | 104000 | Electric Resistance Heating Or | 08/29/2023 |  | 11/08/2023
Trane U.S. Inc. | AMERICAN STANDARD | WHC102H(3,4)*0A***6 |  | Voluntarily Certified | HPAirCoolAllPhase&gt;=65k&lt;1 | False | False |  |  |  |  | 12 |  | 16.5 | 14.1 |  |  |  |  | 3.63 | 3.4 | 104000 | Electric Resistance Heating Or | 08/29/2023 |  | 11/08/2023
Trane U.S. Inc. | AMERICAN STANDARD | WHC102H(3,4)*(C,G,K,N)A***6 |  | Voluntarily Certified | HPAirCoolAllPhase&gt;=65k&lt;1 | False | False |  |  |  |  | 12 |  | 16.5 | 14.1 |  |  |  |  | 3.63 | 3.4 | 104000 | Electric Resistance Heating Or | 08/29/2023 |  | 11/08/2023
Trane U.S. Inc. | AMERICAN STANDARD | DHC102H(3,4)*(L,M,H,X,Y,Z)A***6 |  | Voluntarily Certified | HPAirCoolAllPhase&gt;=65k&lt;1 | False | False |  |  |  |  | 12 |  | 16.5 | 14.1 |  |  |  |  | 3.63 | 3.4 | 104000 | Electric Resistance Heating Or | 08/29/2023 |  | 11/08/2023
Trane U.S. Inc. | AMERICAN STANDARD | WHC102HW*0A |  | Voluntarily Certified | HPAirCoolAllPhase&gt;=65k&lt;1 | False | False |  |  |  |  | 11.8 |  | 15.5 | 14.1 |  |  |  |  | 3.61 | 3.4 | 104000 | Electric Resistance Heating Or | 08/29/2023 |  | 11/08/2023
Trane U.S. Inc. | AMERICAN STANDARD | DHC102HW*(L,M,H,X,Y,Z)A |  | Voluntarily Certified | HPAirCoolAllPhase&gt;=65k&lt;1 | False | False |  |  |  |  | 11.8 |  | 15.5 | 14.1 |  |  |  |  | 3.61 | 3.4 | 104000 | Electric Resistance Heating Or | 08/29/2023 |  | 11/08/2023
Trane U.S. Inc. | AMERICAN STANDARD | WHC102H(3,4)*0A |  | Voluntarily Certified | HPAirCoolAllPhase&gt;=65k&lt;1 | False | False |  |  |  |  | 12 |  | 15.5 | 14.1 |  |  |  |  | 3.63 | 3.4 | 104000 | Electric Resistance Heating Or | 08/29/2023 |  | 11/08/2023
Trane U.S. Inc. | AMERICAN STANDARD | DHC102H(3,4)*(L,M,H,X,Y,Z)A |  | Voluntarily Certified | HPAirCoolAllPhase&gt;=65k&lt;1 | False | False |  |  |  |  | 12 |  | 15.5 | 14.1 |  |  |  |  | 3.63 | 3.4 | 104000 | Electric Resistance Heating Or | 08/29/2023 |  | 11/08/2023
Trane U.S. Inc. | AMERICAN STANDARD | WHC092H(3,4)*0A |  | Voluntarily Certified | HPAirCoolAllPhase&gt;=65k&lt;1 | False | False |  |  |  |  | 11.8 |  | 15.5 | 14.1 |  |  |  |  | 3.5 | 3.4 | 95000 | Electric Resistance Heating Or | 08/29/2023 |  | 11/08/2023
Trane U.S. Inc. | AMERICAN STANDARD | DHC092H(3,4)*(L,M,H,X,Y,Z)A |  | Voluntarily Certified | HPAirCoolAllPhase&gt;=65k&lt;1 | False | False |  |  |  |  | 11.8 |  | 15.5 | 14.1 |  |  |  |  | 3.5 | 3.4 | 95000 | Electric Resistance Heating Or | 08/29/2023 |  | 11/08/2023
Trane U.S. Inc. | AMERICAN STANDARD | WHC092HW*0A***6 |  | Voluntarily Certified | HPAirCoolAllPhase&gt;=65k&lt;1 | False | False |  |  |  |  | 11.8 |  | 16.5 | 14.1 |  |  |  |  | 3.48 | 3.4 | 95000 | Electric Resistance Heating Or | 08/29/2023 |  | 11/08/2023
Trane U.S. Inc. | AMERICAN STANDARD | WHC092HW*(C,G,K,N)A***6 |  | Voluntarily Certified | HPAirCoolAllPhase&gt;=65k&lt;1 | False | False |  |  |  |  | 11.8 |  | 16.5 | 14.1 |  |  |  |  | 3.48 | 3.4 | 95000 | Electric Resistance Heating Or | 08/29/2023 |  | 11/08/2023
Trane U.S. Inc. | AMERICAN STANDARD | DHC092HW*(L,M,H,X,Y,Z)A***6 |  | Voluntarily Certified | HPAirCoolAllPhase&gt;=65k&lt;1 | False | False |  |  |  |  | 11.8 |  | 16.5 | 14.1 |  |  |  |  | 3.48 | 3.4 | 95000 | Electric Resistance Heating Or | 08/29/2023 |  | 11/08/2023
Trane U.S. Inc. | AMERICAN STANDARD | WHC092H(3,4)*0A***6 |  | Voluntarily Certified | HPAirCoolAllPhase&gt;=65k&lt;1 | False | False |  |  |  |  | 11.8 |  | 16.5 | 14.1 |  |  |  |  | 3.5 | 3.4 | 95000 | Electric Resistance Heating Or | 08/29/2023 |  | 11/08/2023
Trane U.S. Inc. | AMERICAN STANDARD | WHC092H(3,4)*(C,G,K,N)A***6 |  | Voluntarily Certified | HPAirCoolAllPhase&gt;=65k&lt;1 | False | False |  |  |  |  | 11.8 |  | 16.5 | 14.1 |  |  |  |  | 3.5 | 3.4 | 95000 | Electric Resistance Heating Or | 08/29/2023 |  | 11/08/2023
Trane U.S. Inc. | AMERICAN STANDARD | DHC092H(3,4)*(L,M,H,X,Y,Z)A***6 |  | Voluntarily Certified | HPAirCoolAllPhase&gt;=65k&lt;1 | False | False |  |  |  |  | 11.8 |  | 16.5 | 14.1 |  |  |  |  | 3.5 | 3.4 | 95000 | Electric Resistance Heating Or | 08/29/2023 |  | 11/08/2023
Trane U.S. Inc. | AMERICAN STANDARD | WHC092HW*0A |  | Voluntarily Certified | HPAirCoolAllPhase&gt;=65k&lt;1 | False | False |  |  |  |  | 11.8 |  | 15.5 | 14.1 |  |  |  |  | 3.48 | 3.4 | 95000 | Electric Resistance Heating Or | 08/29/2023 |  | 11/08/2023
Trane U.S. Inc. | AMERICAN STANDARD | DHC092HW*(L,M,H,X,Y,Z)A |  | Voluntarily Certified | HPAirCoolAllPhase&gt;=65k&lt;1 | False | False |  |  |  |  | 11.8 |  | 15.5 | 14.1 |  |  |  |  | 3.48 | 3.4 | 95000 | Electric Resistance Heating Or | 08/29/2023 |  | 11/08/2023
Trane U.S. Inc. | AMERICAN STANDARD | WHC074HW*0A***6 |  | Voluntarily Certified | HPAirCoolAllPhase&gt;=65k&lt;1 | False | False |  |  |  |  | 12.1 |  | 16.5 | 14.1 |  |  |  |  | 3.48 | 3.4 | 78000 | Electric Resistance Heating Or | 08/29/2023 |  | 11/08/2023
Trane U.S. Inc. | AMERICAN STANDARD | WHC074HW*(C,G,K,N)A***6 |  | Voluntarily Certified | HPAirCoolAllPhase&gt;=65k&lt;1 | False | False |  |  |  |  | 12.1 |  | 16.5 | 14.1 |  |  |  |  | 3.48 | 3.4 | 78000 | Electric Resistance Heating Or | 08/29/2023 |  | 11/08/2023
Trane U.S. Inc. | AMERICAN STANDARD | DHC074HW*(L,M,H,X,Y,Z)A***6 |  | Voluntarily Certified | HPAirCoolAllPhase&gt;=65k&lt;1 | False | False |  |  |  |  | 12.1 |  | 16.5 | 14.1 |  |  |  |  | 3.48 | 3.4 | 78000 | Electric Resistance Heating Or | 08/29/2023 |  | 11/08/2023
Trane U.S. Inc. | AMERICAN STANDARD | WHC074H(3,4)*0A***6 |  | Voluntarily Certified | HPAirCoolAllPhase&gt;=65k&lt;1 | False | False |  |  |  |  | 12.1 |  | 16.5 | 14.1 |  |  |  |  | 3.5 | 3.4 | 78000 | Electric Resistance Heating Or | 08/29/2023 |  | 11/08/2023
Trane U.S. Inc. | AMERICAN STANDARD | WHC074H(3,4)*(C,G,K,N)A***6 |  | Voluntarily Certified | HPAirCoolAllPhase&gt;=65k&lt;1 | False | False |  |  |  |  | 12.1 |  | 16.5 | 14.1 |  |  |  |  | 3.5 | 3.4 | 78000 | Electric Resistance Heating Or | 08/29/2023 |  | 11/08/2023
Trane U.S. Inc. | AMERICAN STANDARD | DHC074H(3,4)*(L,M,H,X,Y,Z)A***6 |  | Voluntarily Certified | HPAirCoolAllPhase&gt;=65k&lt;1 | False | False |  |  |  |  | 12.1 |  | 16.5 | 14.1 |  |  |  |  | 3.5 | 3.4 | 78000 | Electric Resistance Heating Or | 08/29/2023 |  | 11/08/2023
Trane U.S. Inc. | AMERICAN STANDARD | WHC074HW*0A |  | Voluntarily Certified | HPAirCoolAllPhase&gt;=65k&lt;1 | False | False |  |  |  |  | 12.1 |  | 15.5 | 14.1 |  |  |  |  | 3.48 | 3.4 | 78000 | Electric Resistance Heating Or | 08/29/2023 |  | 11/08/2023
Trane U.S. Inc. | AMERICAN STANDARD | DHC074HW*(L,M,H,X,Y,Z)A |  | Voluntarily Certified | HPAirCoolAllPhase&gt;=65k&lt;1 | False | False |  |  |  |  | 12.1 |  | 15.5 | 14.1 |  |  |  |  | 3.48 | 3.4 | 78000 | Electric Resistance Heating Or | 08/29/2023 |  | 11/08/2023
Trane U.S. Inc. | AMERICAN STANDARD | WHC074H(3,4)*0A |  | Voluntarily Certified | HPAirCoolAllPhase&gt;=65k&lt;1 | False | False |  |  |  |  | 12.1 |  | 15.5 | 14.1 |  |  |  |  | 3.5 | 3.4 | 78000 | Electric Resistance Heating Or | 08/29/2023 |  | 11/08/2023
Trane U.S. Inc. | AMERICAN STANDARD | DHC074H(3,4)*(L,M,H,X,Y,Z)A |  | Voluntarily Certified | HPAirCoolAllPhase&gt;=65k&lt;1 | False | False |  |  |  |  | 12.1 |  | 15.5 | 14.1 |  |  |  |  | 3.5 | 3.4 | 78000 | Electric Resistance Heating Or | 08/29/2023 |  | 11/08/2023
Trane U.S. Inc. | AMERICAN STANDARD | TSJ072A(3,4,W)**0***0 |  | Voluntarily Certified | ACAirCoolAllPhase&gt;=65k&lt;1 | False | False |  |  |  |  | 11.2 |  | 14.8 | 14.8 | [6 empty] | 72000 | Electric Resistance Heating Or | 08/29/2023 |  | 11/08/2023
Trane U.S. Inc. | AMERICAN STANDARD | TSJ072A(3,4,W)**(C,G,K,N)***0 |  | Voluntarily Certified | ACAirCoolAllPhase&gt;=65k&lt;1 | False | False |  |  |  |  | 11.2 |  | 14.8 | 14.8 | [6 empty] | 72000 | Electric Resistance Heating Or | 08/29/2023 |  | 11/08/2023
Trane U.S. Inc. | AMERICAN STANDARD | TSJ072A(3,4,W)**0***2 |  | Voluntarily Certified | ACAirCoolAllPhase&gt;=65k&lt;1 | False | False |  |  |  |  | 11.2 |  | 15.3 | 14.8 | [6 empty] | 72000 | Electric Resistance Heating Or | 08/29/2023 |  | 11/08/2023
Trane U.S. Inc. | AMERICAN STANDARD | TSJ072A(3,4,W)**(C,G,K,N)***2 |  | Voluntarily Certified | ACAirCoolAllPhase&gt;=65k&lt;1 | False | False |  |  |  |  | 11.2 |  | 15.3 | 14.8 | [6 empty] | 72000 | Electric Resistance Heating Or | 08/29/2023 |  | 11/08/2023
Trane U.S. Inc. | Trane | R(A,X)02000E2**A*2* |  | Voluntarily Certified | ACAirCoolAllPhase&gt;=240k&lt; | False | False |  |  |  |  | 11.4 |  | 15 | 13.2 | [6 empty] | 278000 | Electric Resistance Heating Or | 08/29/2023 |  | 11/08/2023
Trane U.S. Inc. | Trane | RF020(1,2,3)(1,2,3,4)E2**A*2* |  | Voluntarily Certified | ACAirCoolAllPhase&gt;=240k&lt; | False | False |  |  |  |  | 11.3 |  | 15 | 13 | [6 empty] | 278000 | Heating Other Than Electric Re | 08/29/2023 |  | 11/08/2023
Trane U.S. Inc. | Trane | R(A,X)02000E2**A*3* |  | Voluntarily Certified | ACAirCoolAllPhase&gt;=240k&lt; | False | False |  |  |  |  | 11.4 |  | 15 | 13.2 | [6 empty] | 278000 | Electric Resistance Heating Or | 08/29/2023 |  | 11/08/2023
Trane U.S. Inc. | Trane | RE020(A,B,C)AE2**A*3* |  | Voluntarily Certified | ACAirCoolAllPhase&gt;=240k&lt; | False | False |  |  |  |  | 11.4 |  | 15 | 13.2 | [6 empty] | 278000 | Electric Resistance Heating Or | 08/29/2023 |  | 11/08/2023
Trane U.S. Inc. | Trane | RF020(1,2,3)(1,2,3,4)E2**A*3* |  | Voluntarily Certified | ACAirCoolAllPhase&gt;=240k&lt; | False | False |  |  |  |  | 11.3 |  | 15 | 13 | [6 empty] | 278000 | Heating Other Than Electric Re | 08/29/2023 |  | 11/08/2023
Trane U.S. Inc. | Trane | R(A,X)02500E1**A*2* |  | Voluntarily Certified | ACAirCoolAllPhase&gt;=240k&lt; | False | False |  |  |  |  | 10.3 |  | 13.9 | 13.2 | [6 empty] | 284000 | Electric Resistance Heating Or | 08/29/2023 |  | 11/08/2023
Trane U.S. Inc. | Trane | RE025(A,B,C)AE1**A*2* |  | Voluntarily Certified | ACAirCoolAllPhase&gt;=240k&lt; | False | False |  |  |  |  | 10.2 |  | 13.9 | 13.2 | [6 empty] | 284000 | Electric Resistance Heating Or | 08/29/2023 |  | 11/08/2023
Trane U.S. Inc. | Trane | RF025(1,2,3)(1,2,3,4)E1**A*2* |  | Voluntarily Certified | ACAirCoolAllPhase&gt;=240k&lt; | False | False |  |  |  |  | 10.1 |  | 13.7 | 13 | [6 empty] | 282000 | Heating Other Than Electric Re | 08/29/2023 |  | 11/08/2023
Trane U.S. Inc. | Trane | R(A,X)02500E1**A*3* |  | Voluntarily Certified | ACAirCoolAllPhase&gt;=240k&lt; | False | False |  |  |  |  | 10.3 |  | 13.9 | 13.2 | [6 empty] | 284000 | Electric Resistance Heating Or | 08/29/2023 |  | 11/08/2023
Trane U.S. Inc. | Trane | RE025(A,B,C)AE1**A*3* |  | Voluntarily Certified | ACAirCoolAllPhase&gt;=240k&lt; | False | False |  |  |  |  | 10.2 |  | 13.9 | 13.2 | [6 empty] | 284000 | Electric Resistance Heating Or | 08/29/2023 |  | 11/08/2023
Trane U.S. Inc. | Trane | RF025(1,2,3)(1,2,3,4)E1**A*3* |  | Voluntarily Certified | ACAirCoolAllPhase&gt;=240k&lt; | False | False |  |  |  |  | 10.1 |  | 13.7 | 13 | [6 empty] | 282000 | Heating Other Than Electric Re | 08/29/2023 |  | 11/08/2023
Trane U.S. Inc. | Trane | R(A,X)02500E2**A*2* |  | Voluntarily Certified | ACAirCoolAllPhase&gt;=240k&lt; | False | False |  |  |  |  | 11.2 |  | 15.5 | 13.2 | [6 empty] | 316000 | Electric Resistance Heating Or | 08/29/2023 |  | 11/08/2023
Trane U.S. Inc. | Trane | RE025(A,B,C)AE2**A*2* |  | Voluntarily Certified | ACAirCoolAllPhase&gt;=240k&lt; | False | False |  |  |  |  | 11.2 |  | 15.4 | 13.2 | [6 empty] | 316000 | Electric Resistance Heating Or | 08/29/2023 |  | 11/08/2023
Trane U.S. Inc. | Trane | RF025(1,2,3)(1,2,3,4)E2**A*2* |  | Voluntarily Certified | ACAirCoolAllPhase&gt;=240k&lt; | False | False |  |  |  |  | 11.1 |  | 15.3 | 13 | [6 empty] | 316000 | Heating Other Than Electric Re | 08/29/2023 |  | 11/08/2023
Trane U.S. Inc. | Trane | R(A,X)02500E2**A*3* |  | Voluntarily Certified | ACAirCoolAllPhase&gt;=240k&lt; | False | False |  |  |  |  | 11.2 |  | 15.5 | 13.2 | [6 empty] | 316000 | Electric Resistance Heating Or | 08/29/2023 |  | 11/08/2023
Trane U.S. Inc. | Trane | RE025(A,B,C)AE2**A*3* |  | Voluntarily Certified | ACAirCoolAllPhase&gt;=240k&lt; | False | False |  |  |  |  | 11.2 |  | 15.4 | 13.2 | [6 empty] | 316000 | Electric Resistance Heating Or | 08/29/2023 |  | 11/08/2023
Trane U.S. Inc. | Trane | RF025(1,2,3)(1,2,3,4)E2**A*3* |  | Voluntarily Certified | ACAirCoolAllPhase&gt;=240k&lt; | False | False |  |  |  |  | 11.1 |  | 15.3 | 13 | [6 empty] | 316000 | Heating Other Than Electric Re | 08/29/2023 |  | 11/08/2023
Trane U.S. Inc. | Trane | R(A,X)03000E1**A*2* |  | Voluntarily Certified | ACAirCoolAllPhase&gt;=240k&lt; | False | False |  |  |  |  | 10.7 |  | 13.9 | 13.2 | [6 empty] | 334000 | Electric Resistance Heating Or | 08/29/2023 |  | 11/08/2023
Trane U.S. Inc. | Trane | RE030(A,B,C)AE1**A*2* |  | Voluntarily Certified | ACAirCoolAllPhase&gt;=240k&lt; | False | False |  |  |  |  | 10.7 |  | 13.9 | 13.2 | [6 empty] | 332000 | Electric Resistance Heating Or | 08/29/2023 |  | 11/08/2023
Trane U.S. Inc. | Trane | RF030(1,2,3)(1,2,3,4)E1**A*2* |  | Voluntarily Certified | ACAirCoolAllPhase&gt;=240k&lt; | False | False |  |  |  |  | 10.5 |  | 13.7 | 13 | [6 empty] | 332000 | Heating Other Than Electric Re | 08/29/2023 |  | 11/08/2023
Trane U.S. Inc. | Trane | R(A,X)03000E1**A*3* |  | Voluntarily Certified | ACAirCoolAllPhase&gt;=240k&lt; | False | False |  |  |  |  | 10.7 |  | 13.9 | 13.2 | [6 empty] | 334000 | Electric Resistance Heating Or | 08/29/2023 |  | 11/08/2023
Trane U.S. Inc. | Trane | RE030(A,B,C)AE1**A*3* |  | Voluntarily Certified | ACAirCoolAllPhase&gt;=240k&lt; | False | False |  |  |  |  | 10.7 |  | 13.9 | 13.2 | [6 empty] | 332000 | Electric Resistance Heating Or | 08/29/2023 |  | 11/08/2023
Trane U.S. Inc. | Trane | RF030(1,2,3)(1,2,3,4)E1**A*3* |  | Voluntarily Certified | ACAirCoolAllPhase&gt;=240k&lt; | False | False |  |  |  |  | 10.5 |  | 13.7 | 13 | [6 empty] | 332000 | Heating Other Than Electric Re | 08/29/2023 |  | 11/08/2023
Trane U.S. Inc. | Trane | R(A,X)03000E2**A*2* |  | Voluntarily Certified | ACAirCoolAllPhase&gt;=240k&lt; | False | False |  |  |  |  | 11.1 |  | 15.8 | 13.2 | [6 empty] | 372000 | Electric Resistance Heating Or | 08/29/2023 |  | 11/08/2023
Trane U.S. Inc. | Trane | RE030(A,B,C)AE2**A*2* |  | Voluntarily Certified | ACAirCoolAllPhase&gt;=240k&lt; | False | False |  |  |  |  | 11.1 |  | 15.8 | 13.2 | [6 empty] | 372000 | Electric Resistance Heating Or | 08/29/2023 |  | 11/08/2023
Trane U.S. Inc. | Trane | RF030(1,2,3)(1,2,3,4)E2**A*2* |  | Voluntarily Certified | ACAirCoolAllPhase&gt;=240k&lt; | False | False |  |  |  |  | 10.9 |  | 15.6 | 13 | [6 empty] | 370000 | Heating Other Than Electric Re | 08/29/2023 |  | 11/08/2023
Trane U.S. Inc. | Trane | R(A,X)03000E2**A*3* |  | Voluntarily Certified | ACAirCoolAllPhase&gt;=240k&lt; | False | False |  |  |  |  | 11.1 |  | 15.8 | 13.2 | [6 empty] | 372000 | Electric Resistance Heating Or | 08/29/2023 |  | 11/08/2023
Trane U.S. Inc. | Trane | RE030(A,B,C)AE2**A*3* |  | Voluntarily Certified | ACAirCoolAllPhase&gt;=240k&lt; | False | False |  |  |  |  | 11.1 |  | 15.8 | 13.2 | [6 empty] | 372000 | Electric Resistance Heating Or | 08/29/2023 |  | 11/08/2023
Trane U.S. Inc. | Trane | RF030(1,2,3)(1,2,3,4)E2**A*3* |  | Voluntarily Certified | ACAirCoolAllPhase&gt;=240k&lt; | False | False |  |  |  |  | 10.9 |  | 15.6 | 13 | [6 empty] | 370000 | Heating Other Than Electric Re | 08/29/2023 |  | 11/08/2023
Trane U.S. Inc. | Trane | R(A,X)04000E1**A*2* |  | Voluntarily Certified | ACAirCoolAllPhase&gt;=240k&lt; | False | False |  |  |  |  | 10.3 |  | 14.4 | 13.2 | [6 empty] | 455000 | Electric Resistance Heating Or | 08/29/2023 |  | 11/08/2023
Trane U.S. Inc. | Trane | RE040(B,C,D,E)AE1**A*2* |  | Voluntarily Certified | ACAirCoolAllPhase&gt;=240k&lt; | False | False |  |  |  |  | 10.2 |  | 14.4 | 13.2 | [6 empty] | 455000 | Electric Resistance Heating Or | 08/29/2023 |  | 11/08/2023
Trane U.S. Inc. | Trane | RF040(2,3,4)(1,2,3,4)E1**A*2* |  | Voluntarily Certified | ACAirCoolAllPhase&gt;=240k&lt; | False | False |  |  |  |  | 10 |  | 14.2 | 13 | [6 empty] | 455000 | Heating Other Than Electric Re | 08/29/2023 |  | 11/08/2023
Trane U.S. Inc. | Trane | R(A,X)04000E1**A*3* |  | Voluntarily Certified | ACAirCoolAllPhase&gt;=240k&lt; | False | False |  |  |  |  | 10.3 |  | 14.4 | 13.2 | [6 empty] | 455000 | Electric Resistance Heating Or | 08/29/2023 |  | 11/08/2023
Trane U.S. Inc. | Trane | RE040(B,C,D,E)AE1**A*3* |  | Voluntarily Certified | ACAirCoolAllPhase&gt;=240k&lt; | False | False |  |  |  |  | 10.2 |  | 14.4 | 13.2 | [6 empty] | 455000 | Electric Resistance Heating Or | 08/29/2023 |  | 11/08/2023
Trane U.S. Inc. | Trane | RF040(2,3,4)(1,2,3,4)E1**A*3* |  | Voluntarily Certified | ACAirCoolAllPhase&gt;=240k&lt; | False | False |  |  |  |  | 10 |  | 14.2 | 13 | [6 empty] | 455000 | Heating Other Than Electric Re | 08/29/2023 |  | 11/08/2023
Trane U.S. Inc. | Trane | R(A,X)04000E2**A*2* |  | Voluntarily Certified | ACAirCoolAllPhase&gt;=240k&lt; | False | False |  |  |  |  | 11.2 |  | 15.3 | 13.2 | [6 empty] | 485000 | Electric Resistance Heating Or | 08/29/2023 |  | 11/08/2023
Trane U.S. Inc. | Trane | RE040(B,C,D,E)AE2**A*2* |  | Voluntarily Certified | ACAirCoolAllPhase&gt;=240k&lt; | False | False |  |  |  |  | 11.1 |  | 15.2 | 13.2 | [6 empty] | 480000 | Electric Resistance Heating Or | 08/29/2023 |  | 11/08/2023
Trane U.S. Inc. | Trane | RF040(2,3,4)(1,2,3,4)E2**A*3* |  | Voluntarily Certified | ACAirCoolAllPhase&gt;=240k&lt; | False | False |  |  |  |  | 10.9 |  | 15.1 | 13 | [6 empty] | 480000 | Heating Other Than Electric Re | 08/29/2023 |  | 11/08/2023
Trane U.S. Inc. | Trane | R(A,X)05000E1**A*2* |  | Voluntarily Certified | ACAirCoolAllPhase&gt;=240k&lt; | False | False |  |  |  |  | 10.3 |  | 14.4 | 13.2 | [6 empty] | 560000 | Electric Resistance Heating Or | 08/29/2023 |  | 11/08/2023
Trane U.S. Inc. | Trane | RE050(B,C,D,E)AE1**A*2* |  | Voluntarily Certified | ACAirCoolAllPhase&gt;=240k&lt; | False | False |  |  |  |  | 10.1 |  | 14.4 | 13.2 | [6 empty] | 555000 | Electric Resistance Heating Or | 08/29/2023 |  | 11/08/2023
Trane U.S. Inc. | Trane | RF050(2,3,4)(1,2,3,4)E1**A*2* |  | Voluntarily Certified | ACAirCoolAllPhase&gt;=240k&lt; | False | False |  |  |  |  | 9.9 |  | 14.2 | 13 | [6 empty] | 555000 | Heating Other Than Electric Re | 08/29/2023 |  | 11/08/2023
Trane U.S. Inc. | Trane | R(A,X)05000E1**A*3* |  | Voluntarily Certified | ACAirCoolAllPhase&gt;=240k&lt; | False | False |  |  |  |  | 10.3 |  | 14.4 | 13.2 | [6 empty] | 560000 | Electric Resistance Heating Or | 08/29/2023 |  | 11/08/2023
Trane U.S. Inc. | Trane | RE050(B,C,D,E)AE1**A*3* |  | Voluntarily Certified | ACAirCoolAllPhase&gt;=240k&lt; | False | False |  |  |  |  | 10.1 |  | 14.6 | 13.2 | [6 empty] | 555000 | Electric Resistance Heating Or | 08/29/2023 |  | 11/08/2023
Trane U.S. Inc. | Trane | RF050(2,3,4)(1,2,3,4)E1**A*3* |  | Voluntarily Certified | ACAirCoolAllPhase&gt;=240k&lt; | False | False |  |  |  |  | 9.9 |  | 14.2 | 13 | [6 empty] | 555000 | Heating Other Than Electric Re | 08/29/2023 |  | 11/08/2023
Trane U.S. Inc. | Trane | R(A,X)05000E2**A*2* |  | Voluntarily Certified | ACAirCoolAllPhase&gt;=240k&lt; | False | False |  |  |  |  | 11.2 |  | 15.2 | 13.2 | [6 empty] | 555000 | Electric Resistance Heating Or | 08/29/2023 |  | 11/08/2023
Trane U.S. Inc. | Trane | RE050(B,C,D,E)AE2**A*2* |  | Voluntarily Certified | ACAirCoolAllPhase&gt;=240k&lt; | False | False |  |  |  |  | 11.1 |  | 15.1 | 13.2 | [6 empty] | 555000 | Electric Resistance Heating Or | 08/29/2023 |  | 11/08/2023
Trane U.S. Inc. | Trane | RF050(2,3,4)(1,2,3,4)E2**A*2* |  | Voluntarily Certified | ACAirCoolAllPhase&gt;=240k&lt; | False | False |  |  |  |  | 10.9 |  | 14.9 | 13 | [6 empty] | 550000 | Heating Other Than Electric Re | 08/29/2023 |  | 11/08/2023
Trane U.S. Inc. | Trane | R(A,X)05500E1**A*2* |  | Voluntarily Certified | ACAirCoolAllPhase&gt;=240k&lt; | False | False |  |  |  |  | 10.3 |  | 14.1 | 13.2 | [6 empty] | 600000 | Electric Resistance Heating Or | 08/29/2023 |  | 11/08/2023
Trane U.S. Inc. | Trane | RE055(B,C,D,E)AE1**A*2* |  | Voluntarily Certified | ACAirCoolAllPhase&gt;=240k&lt; | False | False |  |  |  |  | 10.1 |  | 14.1 | 13.2 | [6 empty] | 595000 | Electric Resistance Heating Or | 08/29/2023 |  | 11/08/2023
Trane U.S. Inc. | Trane | RF055(2,3,4)(1,2,3,4)E1**A*2* |  | Voluntarily Certified | ACAirCoolAllPhase&gt;=240k&lt; | False | False |  |  |  |  | 9.9 |  | 13.9 | 13 | [6 empty] | 590000 | Heating Other Than Electric Re | 08/29/2023 |  | 11/08/2023
Trane U.S. Inc. | Trane | R(A,X)05500E1**A*3* |  | Voluntarily Certified | ACAirCoolAllPhase&gt;=240k&lt; | False | False |  |  |  |  | 10.3 |  | 14.1 | 13.2 | [6 empty] | 600000 | Electric Resistance Heating Or | 08/29/2023 |  | 11/08/2023
Trane U.S. Inc. | Trane | RE055(B,C,D,E)AE1**A*3* |  | Voluntarily Certified | ACAirCoolAllPhase&gt;=240k&lt; | False | False |  |  |  |  | 10.1 |  | 14.1 | 13.2 | [6 empty] | 595000 | Electric Resistance Heating Or | 08/29/2023 |  | 11/08/2023
Trane U.S. Inc. | Trane | RF055(2,3,4)(1,2,3,4)E1**A*3* |  | Voluntarily Certified | ACAirCoolAllPhase&gt;=240k&lt; | False | False |  |  |  |  | 9.9 |  | 13.9 | 13 | [6 empty] | 590000 | Heating Other Than Electric Re | 08/29/2023 |  | 11/08/2023
Trane U.S. Inc. | Trane | R(A,X)05500E2**A*2* |  | Voluntarily Certified | ACAirCoolAllPhase&gt;=240k&lt; | False | False |  |  |  |  | 11.1 |  | 15 | 13.2 | [6 empty] | 575000 | Electric Resistance Heating Or | 08/29/2023 |  | 11/08/2023
Trane U.S. Inc. | Trane | RE055(B,C,D,E)AE2**A*2* |  | Voluntarily Certified | ACAirCoolAllPhase&gt;=240k&lt; | False | False |  |  |  |  | 11 |  | 14.9 | 13.2 | [6 empty] | 575000 | Electric Resistance Heating Or | 08/29/2023 |  | 11/08/2023
Trane U.S. Inc. | Trane | RF055(2,3,4)(1,2,3,4)E2**A*2* |  | Voluntarily Certified | ACAirCoolAllPhase&gt;=240k&lt; | False | False |  |  |  |  | 10.8 |  | 14.8 | 13 | [6 empty] | 575000 | Heating Other Than Electric Re | 08/29/2023 |  | 11/08/2023
Trane U.S. Inc. | Trane | R(A,X)05500E2**A*3* |  | Voluntarily Certified | ACAirCoolAllPhase&gt;=240k&lt; | False | False |  |  |  |  | 11.1 |  | 14.9 | 13.2 | [6 empty] | 575000 | Electric Resistance Heating Or | 08/29/2023 |  | 11/08/2023
Trane U.S. Inc. | Trane | RE055(B,C,D,E)AE2**A*3* |  | Voluntarily Certified | ACAirCoolAllPhase&gt;=240k&lt; | False | False |  |  |  |  | 11 |  | 14.9 | 13.2 | [6 empty] | 575000 | Electric Resistance Heating Or | 08/29/2023 |  | 11/08/2023
Trane U.S. Inc. | Trane | RF055(2,3,4)(1,2,3,4)E2**A*3* |  | Voluntarily Certified | ACAirCoolAllPhase&gt;=240k&lt; | False | False |  |  |  |  | 10.8 |  | 14.8 | 13 | [6 empty] | 575000 | Heating Other Than Electric Re | 08/29/2023 |  | 11/08/2023
Trane U.S. Inc. | Trane | R(A,X)06000E1**A*3* |  | Voluntarily Certified | ACAirCoolAllPhase&gt;=240k&lt; | False | False |  |  |  |  | 10.4 |  | 14.9 | 13.2 | [6 empty] | 670000 | Electric Resistance Heating Or | 08/29/2023 |  | 11/08/2023
Trane U.S. Inc. | Trane | RE060(C,D,E,F)AE1**A*3* |  | Voluntarily Certified | ACAirCoolAllPhase&gt;=240k&lt; | False | False |  |  |  |  | 10.2 |  | 14.9 | 13.2 | [6 empty] | 665000 | Electric Resistance Heating Or | 08/29/2023 |  | 11/08/2023
Trane U.S. Inc. | Trane | RF060(3,4)(1,2,3,4)E1**A*3* |  | Voluntarily Certified | ACAirCoolAllPhase&gt;=240k&lt; | False | False |  |  |  |  | 9.9 |  | 14.7 | 13 | [6 empty] | 660000 | Heating Other Than Electric Re | 08/29/2023 |  | 11/08/2023
Trane U.S. Inc. | Trane | R(A,X)06000E2**A*2* |  | Voluntarily Certified | ACAirCoolAllPhase&gt;=240k&lt; | False | False |  |  |  |  | 11.3 |  | 16.2 | 13.2 | [6 empty] | 700000 | Electric Resistance Heating Or | 08/29/2023 |  | 11/08/2023
Trane U.S. Inc. | Trane | RE060(C,D,E,F)AE2**A*2* |  | Voluntarily Certified | ACAirCoolAllPhase&gt;=240k&lt; | False | False |  |  |  |  | 11.1 |  | 16 | 13.2 | [6 empty] | 695000 | Electric Resistance Heating Or | 08/29/2023 |  | 11/08/2023
Trane U.S. Inc. | Trane | RF060(3,4)(1,2,3,4)E2**A*2* |  | Voluntarily Certified | ACAirCoolAllPhase&gt;=240k&lt; | False | False |  |  |  |  | 10.8 |  | 15.7 | 13 | [6 empty] | 690000 | Heating Other Than Electric Re | 08/29/2023 |  | 11/08/2023
Trane U.S. Inc. | Trane | R(A,X)06000E2**A*3* |  | Voluntarily Certified | ACAirCoolAllPhase&gt;=240k&lt; | False | False |  |  |  |  | 11.3 |  | 16.2 | 13.2 | [6 empty] | 700000 | Electric Resistance Heating Or | 08/29/2023 |  | 11/08/2023
Trane U.S. Inc. | Trane | RE060(C,D,E,F)AE2**A*3* |  | Voluntarily Certified | ACAirCoolAllPhase&gt;=240k&lt; | False | False |  |  |  |  | 11.1 |  | 16 | 13.2 | [6 empty] | 695000 | Electric Resistance Heating Or | 08/29/2023 |  | 11/08/2023
Trane U.S. Inc. | Trane | RF060(3,4)(1,2,3,4)E2**A*3* |  | Voluntarily Certified | ACAirCoolAllPhase&gt;=240k&lt; | False | False |  |  |  |  | 10.8 |  | 15.7 | 13 | [6 empty] | 690000 | Heating Other Than Electric Re | 08/29/2023 |  | 11/08/2023
Trane U.S. Inc. | Trane | R(A,X)02000E3**A*2**0* |  | Voluntarily Certified | ACAirCoolAllPhase&gt;=240k&lt; | False | False |  |  |  |  | 10.46 |  | 16.5 | 13.2 | [6 empty] | 264000 | Electric Resistance Heating Or | 08/29/2023 |  | 11/08/2023
Trane U.S. Inc. | Trane | R(A,X)02500E3**A*2**0* |  | Voluntarily Certified | ACAirCoolAllPhase&gt;=240k&lt; | False | False |  |  |  |  | 11.3 |  | 17.1 | 13.2 | [6 empty] | 314000 | Electric Resistance Heating Or | 08/29/2023 |  | 11/08/2023
Trane U.S. Inc. | Trane | R(A,X)03000E3**A*2**0* |  | Voluntarily Certified | ACAirCoolAllPhase&gt;=240k&lt; | False | False |  |  |  |  | 11.1 |  | 17.3 | 13.2 | [6 empty] | 368000 | Electric Resistance Heating Or | 08/29/2023 |  | 11/08/2023
Trane U.S. Inc. | Trane | R(A,X)04000E3**A*2**0* |  | Voluntarily Certified | ACAirCoolAllPhase&gt;=240k&lt; | False | False |  |  |  |  | 11.1 |  | 15.9 | 13.2 | [6 empty] | 475000 | Electric Resistance Heating Or | 08/29/2023 |  | 11/08/2023
Trane U.S. Inc. | Trane | R(A,X)05000E3**A*2**0* |  | Voluntarily Certified | ACAirCoolAllPhase&gt;=240k&lt; | False | False |  |  |  |  | 11.2 |  | 16.8 | 13.2 | [6 empty] | 575000 | Electric Resistance Heating Or | 08/29/2023 |  | 11/08/2023
Trane U.S. Inc. | Trane | R(A,X)06000E3**A*2**0* |  | Voluntarily Certified | ACAirCoolAllPhase&gt;=240k&lt; | False | False |  |  |  |  | 11.1 |  | 16.6 | 13.2 | [6 empty] | 690000 | Electric Resistance Heating Or | 08/29/2023 |  | 11/08/2023
Trane U.S. Inc. | Trane | RE020(A,B,C)AE3**A*2**0* |  | Voluntarily Certified | ACAirCoolAllPhase&gt;=240k&lt; | False | False |  |  |  |  | 10.46 |  | 16.5 | 13.2 | [6 empty] | 264000 | Electric Resistance Heating Or | 08/29/2023 |  | 11/08/2023
Trane U.S. Inc. | Trane | RF020(1,2,3)(1,2,3,4)E3**A*2**0* |  | Voluntarily Certified | ACAirCoolAllPhase&gt;=240k&lt; | False | False |  |  |  |  | 10.37 |  | 16.4 | 13 | [6 empty] | 264000 | Heating Other Than Electric Re | 08/29/2023 |  | 11/08/2023
Trane U.S. Inc. | Trane | R(A,X)02000E3**A*2**1* |  | Voluntarily Certified | ACAirCoolAllPhase&gt;=240k&lt; | False | False |  |  |  |  | 10.46 |  | 17.2 | 13.2 | [6 empty] | 264000 | Electric Resistance Heating Or | 08/29/2023 |  | 11/08/2023
Trane U.S. Inc. | Trane | RE020(A,B,C)AE3**A*3**0* |  | Voluntarily Certified | ACAirCoolAllPhase&gt;=240k&lt; | False | False |  |  |  |  | 10.46 |  | 16.5 | 13.2 | [6 empty] | 264000 | Electric Resistance Heating Or | 08/29/2023 |  | 11/08/2023
Trane U.S. Inc. | Trane | RF020(1,2,3)(1,2,3,4)E3**A*3**0* |  | Voluntarily Certified | ACAirCoolAllPhase&gt;=240k&lt; | False | False |  |  |  |  | 10.37 |  | 16.4 | 13 | [6 empty] | 264000 | Heating Other Than Electric Re | 08/29/2023 |  | 11/08/2023
Trane U.S. Inc. | Trane | R(A,X)02000(F,4,5)2**A*2* |  | Voluntarily Certified | ACAirCoolAllPhase&gt;=240k&lt; | False | False |  |  |  |  | 11.4 |  | 15 | 13.2 | [6 empty] | 280000 | Electric Resistance Heating Or | 08/29/2023 |  | 11/08/2023
Trane U.S. Inc. | Trane | RE020(A,B,C)A(F,4,5)2**A*2* |  | Voluntarily Certified | ACAirCoolAllPhase&gt;=240k&lt; | False | False |  |  |  |  | 11.4 |  | 15 | 13.2 | [6 empty] | 280000 | Electric Resistance Heating Or | 08/29/2023 |  | 11/08/2023
Trane U.S. Inc. | Trane | RF020(1,2,3)(1,2,3,4)(F,4,5)2**A*2* |  | Voluntarily Certified | ACAirCoolAllPhase&gt;=240k&lt; | False | False |  |  |  |  | 11.3 |  | 15 | 13 | [6 empty] | 280000 | Heating Other Than Electric Re | 08/29/2023 |  | 11/08/2023
Trane U.S. Inc. | Trane | R(A,X)02000(F,4,5)2**A*3* |  | Voluntarily Certified | ACAirCoolAllPhase&gt;=240k&lt; | False | False |  |  |  |  | 11.4 |  | 15 | 13.2 | [6 empty] | 280000 | Electric Resistance Heating Or | 08/29/2023 |  | 11/08/2023
Trane U.S. Inc. | Trane | RE020(A,B,C)A(F,4,5)2**A*3* |  | Voluntarily Certified | ACAirCoolAllPhase&gt;=240k&lt; | False | False |  |  |  |  | 11.4 |  | 15 | 13.2 | [6 empty] | 280000 | Electric Resistance Heating Or | 08/29/2023 |  | 11/08/2023
Trane U.S. Inc. | Trane | RF020(1,2,3)(1,2,3,4)(F,4,5)2**A*3* |  | Voluntarily Certified | ACAirCoolAllPhase&gt;=240k&lt; | False | False |  |  |  |  | 11.3 |  | 15 | 13 | [6 empty] | 280000 | Heating Other Than Electric Re | 08/29/2023 |  | 11/08/2023
Trane U.S. Inc. | Trane | R(A,X)02000(F,4,5)3**A*2**0* |  | Voluntarily Certified | ACAirCoolAllPhase&gt;=240k&lt; | False | False |  |  |  |  | 10.46 |  | 16.5 | 13.2 | [6 empty] | 268000 | Electric Resistance Heating Or | 08/29/2023 |  | 11/08/2023
Trane U.S. Inc. | Trane | RE020(A,B,C)A(F,4,5)3**A*3**0* |  | Voluntarily Certified | ACAirCoolAllPhase&gt;=240k&lt; | False | False |  |  |  |  | 10.46 |  | 16.5 | 13.2 | [6 empty] | 268000 | Electric Resistance Heating Or | 08/29/2023 |  | 11/08/2023
Trane U.S. Inc. | Trane | RF020(1,2,3)(1,2,3,4)(F,4,5)3**A*3**0* |  | Voluntarily Certified | ACAirCoolAllPhase&gt;=240k&lt; | False | False |  |  |  |  | 10.37 |  | 16.4 | 13 | [6 empty] | 266000 | Heating Other Than Electric Re | 08/29/2023 |  | 11/08/2023
Trane U.S. Inc. | Trane | R(A,X)02000(F,4,5)3**A*2**1* |  | Voluntarily Certified | ACAirCoolAllPhase&gt;=240k&lt; | False | False |  |  |  |  | 10.46 |  | 17.2 | 13.2 | [6 empty] | 268000 | Electric Resistance Heating Or | 08/29/2023 |  | 11/08/2023
Trane U.S. Inc. | Trane | RE020(A,B,C)A(F,4,5)3**A*2**1* |  | Voluntarily Certified | ACAirCoolAllPhase&gt;=240k&lt; | False | False |  |  |  |  | 10.46 |  | 17.2 | 13.2 | [6 empty] | 268000 | Electric Resistance Heating Or | 08/29/2023 |  | 11/08/2023
Trane U.S. Inc. | Trane | RF020(1,2,3)(1,2,3,4)(F,4,5)3**A*2**1* |  | Voluntarily Certified | ACAirCoolAllPhase&gt;=240k&lt; | False | False |  |  |  |  | 10.37 |  | 17.2 | 13 | [6 empty] | 266000 | Heating Other Than Electric Re | 08/29/2023 |  | 11/08/2023
Trane U.S. Inc. | Trane | R(A,X)02000(F,4,5)3**A*3**1* |  | Voluntarily Certified | ACAirCoolAllPhase&gt;=240k&lt; | False | False |  |  |  |  | 10.46 |  | 17.2 | 13.2 | [6 empty] | 268000 | Electric Resistance Heating Or | 08/29/2023 |  | 11/08/2023
Trane U.S. Inc. | Trane | RE020(A,B,C)A(F,4,5)3**A*3**1* |  | Voluntarily Certified | ACAirCoolAllPhase&gt;=240k&lt; | False | False |  |  |  |  | 10.46 |  | 17.2 | 13.2 | [6 empty] | 268000 | Electric Resistance Heating Or | 08/29/2023 |  | 11/08/2023
Trane U.S. Inc. | Trane | RF020(1,2,3)(1,2,3,4)(F,4,5)3**A*3**1* |  | Voluntarily Certified | ACAirCoolAllPhase&gt;=240k&lt; | False | False |  |  |  |  | 10.37 |  | 17.2 | 13 | [6 empty] | 266000 | Heating Other Than Electric Re | 08/29/2023 |  | 11/08/2023
Trane U.S. Inc. | Trane | RE025(A,B,C)AE3**A*2**0* |  | Voluntarily Certified | ACAirCoolAllPhase&gt;=240k&lt; | False | False |  |  |  |  | 11.2 |  | 16.9 | 13.2 | [6 empty] | 312000 | Electric Resistance Heating Or | 08/29/2023 |  | 11/08/2023
Trane U.S. Inc. | Trane | RF025(1,2,3)(1,2,3,4)E3**A*2**0* |  | Voluntarily Certified | ACAirCoolAllPhase&gt;=240k&lt; | False | False |  |  |  |  | 11.2 |  | 17 | 13 | [6 empty] | 312000 | Heating Other Than Electric Re | 08/29/2023 |  | 11/08/2023
Trane U.S. Inc. | Trane | R(A,X)02500E3**A*3**0* |  | Voluntarily Certified | ACAirCoolAllPhase&gt;=240k&lt; | False | False |  |  |  |  | 11.3 |  | 17.1 | 13.2 | [6 empty] | 314000 | Electric Resistance Heating Or | 08/29/2023 |  | 11/08/2023
Trane U.S. Inc. | Trane | RE025(A,B,C)AE3**A*3**0* |  | Voluntarily Certified | ACAirCoolAllPhase&gt;=240k&lt; | False | False |  |  |  |  | 11.3 |  | 17 | 13.2 | [6 empty] | 312000 | Electric Resistance Heating Or | 08/29/2023 |  | 11/08/2023
Trane U.S. Inc. | Trane | RF025(1,2,3)(1,2,3,4)E3**A*3**1* |  | Voluntarily Certified | ACAirCoolAllPhase&gt;=240k&lt; | False | False |  |  |  |  | 11.2 |  | 17.8 | 13 | [6 empty] | 312000 | Heating Other Than Electric Re | 08/29/2023 |  | 11/08/2023
Trane U.S. Inc. | Trane | R(A,X)02500(F,4,5)1**A*2* |  | Voluntarily Certified | ACAirCoolAllPhase&gt;=240k&lt; | False | False |  |  |  |  | 10.3 |  | 13.9 | 13.2 | [6 empty] | 286000 | Electric Resistance Heating Or | 08/29/2023 |  | 11/08/2023
Trane U.S. Inc. | Trane | RE025(A,B,C)A(F,4,5)1**A*2* |  | Voluntarily Certified | ACAirCoolAllPhase&gt;=240k&lt; | False | False |  |  |  |  | 10.2 |  | 13.9 | 13.2 | [6 empty] | 286000 | Electric Resistance Heating Or | 08/29/2023 |  | 11/08/2023
Trane U.S. Inc. | Trane | RF025(1,2,3)(1,2,3,4)(F,4,5)1**A*2* |  | Voluntarily Certified | ACAirCoolAllPhase&gt;=240k&lt; | False | False |  |  |  |  | 10.1 |  | 13.7 | 13 | [6 empty] | 286000 | Heating Other Than Electric Re | 08/29/2023 |  | 11/08/2023
Trane U.S. Inc. | Trane | R(A,X)02500(F,4,5)1**A*3* |  | Voluntarily Certified | ACAirCoolAllPhase&gt;=240k&lt; | False | False |  |  |  |  | 10.3 |  | 13.9 | 13.2 | [6 empty] | 286000 | Electric Resistance Heating Or | 08/29/2023 |  | 11/08/2023
Trane U.S. Inc. | Trane | RE025(A,B,C)A(F,4,5)1**A*3* |  | Voluntarily Certified | ACAirCoolAllPhase&gt;=240k&lt; | False | False |  |  |  |  | 10.2 |  | 13.9 | 13.2 | [6 empty] | 286000 | Electric Resistance Heating Or | 08/29/2023 |  | 11/08/2023
Trane U.S. Inc. | Trane | RF025(1,2,3)(1,2,3,4)(F,4,5)1**A*3* |  | Voluntarily Certified | ACAirCoolAllPhase&gt;=240k&lt; | False | False |  |  |  |  | 10.1 |  | 13.7 | 13 | [6 empty] | 286000 | Heating Other Than Electric Re | 08/29/2023 |  | 11/08/2023
Trane U.S. Inc. | Trane | R(A,X)02500(F,4,5)2**A*2* |  | Voluntarily Certified | ACAirCoolAllPhase&gt;=240k&lt; | False | False |  |  |  |  | 11.2 |  | 15.5 | 13.2 | [6 empty] | 320000 | Electric Resistance Heating Or | 08/29/2023 |  | 11/08/2023
Trane U.S. Inc. | Trane | RE025(A,B,C)A(F,4,5)2**A*2* |  | Voluntarily Certified | ACAirCoolAllPhase&gt;=240k&lt; | False | False |  |  |  |  | 11.2 |  | 15.4 | 13.2 | [6 empty] | 320000 | Electric Resistance Heating Or | 08/29/2023 |  | 11/08/2023
Trane U.S. Inc. | Trane | RF025(1,2,3)(1,2,3,4)(F,4,5)2**A*2* |  | Voluntarily Certified | ACAirCoolAllPhase&gt;=240k&lt; | False | False |  |  |  |  | 11.1 |  | 15.3 | 13 | [6 empty] | 320000 | Heating Other Than Electric Re | 08/29/2023 |  | 11/08/2023
Trane U.S. Inc. | Trane | R(A,X)02500(F,4,5)2**A*3* |  | Voluntarily Certified | ACAirCoolAllPhase&gt;=240k&lt; | False | False |  |  |  |  | 11.2 |  | 15.5 | 13.2 | [6 empty] | 320000 | Electric Resistance Heating Or | 08/29/2023 |  | 11/08/2023
Trane U.S. Inc. | Trane | RE025(A,B,C)A(F,4,5)2**A*3* |  | Voluntarily Certified | ACAirCoolAllPhase&gt;=240k&lt; | False | False |  |  |  |  | 11.2 |  | 15.4 | 13.2 | [6 empty] | 320000 | Electric Resistance Heating Or | 08/29/2023 |  | 11/08/2023
Trane U.S. Inc. | Trane | RF025(1,2,3)(1,2,3,4)(F,4,5)2**A*3* |  | Voluntarily Certified | ACAirCoolAllPhase&gt;=240k&lt; | False | False |  |  |  |  | 11.1 |  | 15.3 | 13 | [6 empty] | 320000 | Heating Other Than Electric Re | 08/29/2023 |  | 11/08/2023
Trane U.S. Inc. | Trane | R(A,X)02500(F,4,5)3**A*2**0* |  | Voluntarily Certified | ACAirCoolAllPhase&gt;=240k&lt; | False | False |  |  |  |  | 11.3 |  | 17.1 | 13.2 | [6 empty] | 318000 | Electric Resistance Heating Or | 08/29/2023 |  | 11/08/2023
Trane U.S. Inc. | Trane | RE025(A,B,C)A(F,4,5)3**A*2**0* |  | Voluntarily Certified | ACAirCoolAllPhase&gt;=240k&lt; | False | False |  |  |  |  | 11.3 |  | 17 | 13.2 | [6 empty] | 316000 | Electric Resistance Heating Or | 08/29/2023 |  | 11/08/2023
Trane U.S. Inc. | Trane | RF025(1,2,3)(1,2,3,4)(F,4,5)3**A*2**0* |  | Voluntarily Certified | ACAirCoolAllPhase&gt;=240k&lt; | False | False |  |  |  |  | 11.2 |  | 17 | 13 | [6 empty] | 316000 | Heating Other Than Electric Re | 08/29/2023 |  | 11/08/2023
Trane U.S. Inc. | Trane | R(A,X)02500(F,4,5)3**A*3**0* |  | Voluntarily Certified | ACAirCoolAllPhase&gt;=240k&lt; | False | False |  |  |  |  | 11.3 |  | 17.1 | 13.2 | [6 empty] | 318000 | Electric Resistance Heating Or | 08/29/2023 |  | 11/08/2023
Trane U.S. Inc. | Trane | RE025(A,B,C)A(F,4,5)3**A*3**0* |  | Voluntarily Certified | ACAirCoolAllPhase&gt;=240k&lt; | False | False |  |  |  |  | 11.3 |  | 17 | 13.2 | [6 empty] | 316000 | Electric Resistance Heating Or | 08/29/2023 |  | 11/08/2023
Trane U.S. Inc. | Trane | RF025(1,2,3)(1,2,3,4)(F,4,5)3**A*3**0* |  | Voluntarily Certified | ACAirCoolAllPhase&gt;=240k&lt; | False | False |  |  |  |  | 11.2 |  | 17 | 13 | [6 empty] | 316000 | Heating Other Than Electric Re | 08/29/2023 |  | 11/08/2023
Trane U.S. Inc. | Trane | R(A,X)02500(F,4,5)3**A*2**1* |  | Voluntarily Certified | ACAirCoolAllPhase&gt;=240k&lt; | False | False |  |  |  |  | 11.3 |  | 18 | 13.2 | [6 empty] | 318000 | Electric Resistance Heating Or | 08/29/2023 |  | 11/08/2023
Trane U.S. Inc. | Trane | RE025(A,B,C)A(F,4,5)3**A*2**1* |  | Voluntarily Certified | ACAirCoolAllPhase&gt;=240k&lt; | False | False |  |  |  |  | 11.3 |  | 17.9 | 13.2 | [6 empty] | 316000 | Electric Resistance Heating Or | 08/29/2023 |  | 11/08/2023
Trane U.S. Inc. | Trane | RF025(1,2,3)(1,2,3,4)(F,4,5)3**A*2**1* |  | Voluntarily Certified | ACAirCoolAllPhase&gt;=240k&lt; | False | False |  |  |  |  | 11.2 |  | 17.8 | 13 | [6 empty] | 316000 | Heating Other Than Electric Re | 08/29/2023 |  | 11/08/2023
Trane U.S. Inc. | Trane | R(A,X)02500(F,4,5)3**A*3**1* |  | Voluntarily Certified | ACAirCoolAllPhase&gt;=240k&lt; | False | False |  |  |  |  | 11.3 |  | 18 | 13.2 | [6 empty] | 318000 | Electric Resistance Heating Or | 08/29/2023 |  | 11/08/2023
Trane U.S. Inc. | Trane | RE025(A,B,C)A(F,4,5)3**A*3**1* |  | Voluntarily Certified | ACAirCoolAllPhase&gt;=240k&lt; | False | False |  |  |  |  | 11.3 |  | 17.9 | 13.2 | [6 empty] | 316000 | Electric Resistance Heating Or | 08/29/2023 |  | 11/08/2023
Trane U.S. Inc. | Trane | RF025(1,2,3)(1,2,3,4)(F,4,5)3**A*3**1* |  | Voluntarily Certified | ACAirCoolAllPhase&gt;=240k&lt; | False | False |  |  |  |  | 11.2 |  | 17.8 | 13 | [6 empty] | 316000 | Heating Other Than Electric Re | 08/29/2023 |  | 11/08/2023
Trane U.S. Inc. | Trane | RE030(A,B,C)AE3**A*2**0* |  | Voluntarily Certified | ACAirCoolAllPhase&gt;=240k&lt; | False | False |  |  |  |  | 11 |  | 17.2 | 13.2 | [6 empty] | 368000 | Electric Resistance Heating Or | 08/29/2023 |  | 11/08/2023
Trane U.S. Inc. | Trane | RF030(1,2,3)(1,2,3,4)E3**A*2**0* |  | Voluntarily Certified | ACAirCoolAllPhase&gt;=240k&lt; | False | False |  |  |  |  | 10.9 |  | 17.1 | 13 | [6 empty] | 368000 | Heating Other Than Electric Re | 08/29/2023 |  | 11/08/2023
Trane U.S. Inc. | Trane | R(A,X)03000E3**A*3**0* |  | Voluntarily Certified | ACAirCoolAllPhase&gt;=240k&lt; | False | False |  |  |  |  | 11.1 |  | 17.3 | 13.2 | [6 empty] | 368000 | Electric Resistance Heating Or | 08/29/2023 |  | 11/08/2023
Trane U.S. Inc. | Trane | RE030(A,B,C)AE3**A*3**0* |  | Voluntarily Certified | ACAirCoolAllPhase&gt;=240k&lt; | False | False |  |  |  |  | 11 |  | 17.2 | 13.2 | [6 empty] | 368000 | Electric Resistance Heating Or | 08/29/2023 |  | 11/08/2023
Trane U.S. Inc. | Trane | RF030(1,2,3)(1,2,3,4)E3**A*3**0* |  | Voluntarily Certified | ACAirCoolAllPhase&gt;=240k&lt; | False | False |  |  |  |  | 10.9 |  | 17.1 | 13 | [6 empty] | 368000 | Heating Other Than Electric Re | 08/29/2023 |  | 11/08/2023
Trane U.S. Inc. | Trane | R(A,X)03000E3**A*2**1* |  | Voluntarily Certified | ACAirCoolAllPhase&gt;=240k&lt; | False | False |  |  |  |  | 11.1 |  | 18.1 | 13.2 | [6 empty] | 368000 | Electric Resistance Heating Or | 08/29/2023 |  | 11/08/2023
Trane U.S. Inc. | Trane | RE030(A,B,C)AE3**A*2**1* |  | Voluntarily Certified | ACAirCoolAllPhase&gt;=240k&lt; | False | False |  |  |  |  | 11 |  | 18 | 13.2 | [6 empty] | 368000 | Electric Resistance Heating Or | 08/29/2023 |  | 11/08/2023
Trane U.S. Inc. | Trane | RF030(1,2,3)(1,2,3,4)E3**A*2**1* |  | Voluntarily Certified | ACAirCoolAllPhase&gt;=240k&lt; | False | False |  |  |  |  | 10.9 |  | 17.9 | 13 | [6 empty] | 368000 | Heating Other Than Electric Re | 08/29/2023 |  | 11/08/2023
Trane U.S. Inc. | Trane | R(A,X)03000E3**A*3**1* |  | Voluntarily Certified | ACAirCoolAllPhase&gt;=240k&lt; | False | False |  |  |  |  | 11.1 |  | 18.1 | 13.2 | [6 empty] | 368000 | Electric Resistance Heating Or | 08/29/2023 |  | 11/08/2023
Trane U.S. Inc. | Trane | RE030(A,B,C)AE3**A*3**1* |  | Voluntarily Certified | ACAirCoolAllPhase&gt;=240k&lt; | False | False |  |  |  |  | 11 |  | 18 | 13.2 | [6 empty] | 368000 | Electric Resistance Heating Or | 08/29/2023 |  | 11/08/2023
Trane U.S. Inc. | Trane | RF030(1,2,3)(1,2,3,4)E3**A*3**1* |  | Voluntarily Certified | ACAirCoolAllPhase&gt;=240k&lt; | False | False |  |  |  |  | 10.9 |  | 17.9 | 13 | [6 empty] | 368000 | Heating Other Than Electric Re | 08/29/2023 |  | 11/08/2023
Trane U.S. Inc. | Trane | R(A,X)03000(F,4,5)1**A*2* |  | Voluntarily Certified | ACAirCoolAllPhase&gt;=240k&lt; | False | False |  |  |  |  | 10.7 |  | 13.9 | 13.2 | [6 empty] | 338000 | Electric Resistance Heating Or | 08/29/2023 |  | 11/08/2023
Trane U.S. Inc. | Trane | RE030(A,B,C)A(F,4,5)1**A*2* |  | Voluntarily Certified | ACAirCoolAllPhase&gt;=240k&lt; | False | False |  |  |  |  | 10.7 |  | 13.9 | 13.2 | [6 empty] | 338000 | Electric Resistance Heating Or | 08/29/2023 |  | 11/08/2023
Trane U.S. Inc. | Trane | RF030(1,2,3)(1,2,3,4)(F,4,5)1**A*2* |  | Voluntarily Certified | ACAirCoolAllPhase&gt;=240k&lt; | False | False |  |  |  |  | 10.5 |  | 13.7 | 13 | [6 empty] | 336000 | Heating Other Than Electric Re | 08/29/2023 |  | 11/08/2023
Trane U.S. Inc. | Trane | R(A,X)03000(F,4,5)1**A*3* |  | Voluntarily Certified | ACAirCoolAllPhase&gt;=240k&lt; | False | False |  |  |  |  | 10.7 |  | 13.9 | 13.2 | [6 empty] | 338000 | Electric Resistance Heating Or | 08/29/2023 |  | 11/08/2023
Trane U.S. Inc. | Trane | RE030(A,B,C)A(F,4,5)1**A*3* |  | Voluntarily Certified | ACAirCoolAllPhase&gt;=240k&lt; | False | False |  |  |  |  | 10.7 |  | 13.9 | 13.2 | [6 empty] | 338000 | Electric Resistance Heating Or | 08/29/2023 |  | 11/08/2023
Trane U.S. Inc. | Trane | RF030(1,2,3)(1,2,3,4)(F,4,5)1**A*3* |  | Voluntarily Certified | ACAirCoolAllPhase&gt;=240k&lt; | False | False |  |  |  |  | 10.5 |  | 13.7 | 13 | [6 empty] | 336000 | Heating Other Than Electric Re | 08/29/2023 |  | 11/08/2023
Trane U.S. Inc. | Trane | R(A,X)03000(F,4,5)2**A*2* |  | Voluntarily Certified | ACAirCoolAllPhase&gt;=240k&lt; | False | False |  |  |  |  | 11.1 |  | 15.8 | 13.2 | [6 empty] | 378000 | Electric Resistance Heating Or | 08/29/2023 |  | 11/08/2023
Trane U.S. Inc. | Trane | RE030(A,B,C)A(F,4,5)2**A*2* |  | Voluntarily Certified | ACAirCoolAllPhase&gt;=240k&lt; | False | False |  |  |  |  | 11.1 |  | 15.8 | 13.2 | [6 empty] | 376000 | Electric Resistance Heating Or | 08/29/2023 |  | 11/08/2023
Trane U.S. Inc. | Trane | RF030(1,2,3)(1,2,3,4)(F,4,5)2**A*2* |  | Voluntarily Certified | ACAirCoolAllPhase&gt;=240k&lt; | False | False |  |  |  |  | 10.9 |  | 15.6 | 13 | [6 empty] | 376000 | Heating Other Than Electric Re | 08/29/2023 |  | 11/08/2023
Trane U.S. Inc. | Trane | R(A,X)03000(F,4,5)2**A*3* |  | Voluntarily Certified | ACAirCoolAllPhase&gt;=240k&lt; | False | False |  |  |  |  | 11.1 |  | 15.8 | 13.2 | [6 empty] | 378000 | Electric Resistance Heating Or | 08/29/2023 |  | 11/08/2023
Trane U.S. Inc. | Trane | RE030(A,B,C)A(F,4,5)2**A*3* |  | Voluntarily Certified | ACAirCoolAllPhase&gt;=240k&lt; | False | False |  |  |  |  | 11.1 |  | 15.8 | 13.2 | [6 empty] | 376000 | Electric Resistance Heating Or | 08/29/2023 |  | 11/08/2023
Trane U.S. Inc. | Trane | RF030(1,2,3)(1,2,3,4)(F,4,5)2**A*3* |  | Voluntarily Certified | ACAirCoolAllPhase&gt;=240k&lt; | False | False |  |  |  |  | 10.9 |  | 15.6 | 13 | [6 empty] | 376000 | Heating Other Than Electric Re | 08/29/2023 |  | 11/08/2023
Trane U.S. Inc. | Trane | R(A,X)03000(F,4,5)3**A*2**0* |  | Voluntarily Certified | ACAirCoolAllPhase&gt;=240k&lt; | False | False |  |  |  |  | 11.1 |  | 17.3 | 13.2 | [6 empty] | 374000 | Electric Resistance Heating Or | 08/29/2023 |  | 11/08/2023
Trane U.S. Inc. | Trane | RE030(A,B,C)A(F,4,5)3**A*2**0* |  | Voluntarily Certified | ACAirCoolAllPhase&gt;=240k&lt; | False | False |  |  |  |  | 11 |  | 17.2 | 13.2 | [6 empty] | 372000 | Electric Resistance Heating Or | 08/29/2023 |  | 11/08/2023
Trane U.S. Inc. | Trane | RF030(1,2,3)(1,2,3,4)(F,4,5)3**A*2**0* |  | Voluntarily Certified | ACAirCoolAllPhase&gt;=240k&lt; | False | False |  |  |  |  | 10.9 |  | 17.1 | 13 | [6 empty] | 372000 | Heating Other Than Electric Re | 08/29/2023 |  | 11/08/2023
Trane U.S. Inc. | Trane | R(A,X)03000(F,4,5)3**A*3**0* |  | Voluntarily Certified | ACAirCoolAllPhase&gt;=240k&lt; | False | False |  |  |  |  | 11.1 |  | 17.3 | 13.2 | [6 empty] | 374000 | Electric Resistance Heating Or | 08/29/2023 |  | 11/08/2023
Trane U.S. Inc. | Trane | RE030(A,B,C)A(F,4,5)3**A*3**0* |  | Voluntarily Certified | ACAirCoolAllPhase&gt;=240k&lt; | False | False |  |  |  |  | 11 |  | 17.2 | 13.2 | [6 empty] | 372000 | Electric Resistance Heating Or | 08/29/2023 |  | 11/08/2023
Trane U.S. Inc. | Trane | RF030(1,2,3)(1,2,3,4)(F,4,5)3**A*3**0* |  | Voluntarily Certified | ACAirCoolAllPhase&gt;=240k&lt; | False | False |  |  |  |  | 10.9 |  | 17.1 | 13 | [6 empty] | 372000 | Heating Other Than Electric Re | 08/29/2023 |  | 11/08/2023
Trane U.S. Inc. | Trane | R(A,X)03000(F,4,5)3**A*2**1* |  | Voluntarily Certified | ACAirCoolAllPhase&gt;=240k&lt; | False | False |  |  |  |  | 11.1 |  | 18.1 | 13.2 | [6 empty] | 374000 | Electric Resistance Heating Or | 08/29/2023 |  | 11/08/2023
Trane U.S. Inc. | Trane | RE030(A,B,C)A(F,4,5)3**A*2**1* |  | Voluntarily Certified | ACAirCoolAllPhase&gt;=240k&lt; | False | False |  |  |  |  | 11 |  | 18 | 13.2 | [6 empty] | 372000 | Electric Resistance Heating Or | 08/29/2023 |  | 11/08/2023
Trane U.S. Inc. | Trane | RF030(1,2,3)(1,2,3,4)(F,4,5)3**A*2**1* |  | Voluntarily Certified | ACAirCoolAllPhase&gt;=240k&lt; | False | False |  |  |  |  | 10.9 |  | 17.9 | 13 | [6 empty] | 372000 | Heating Other Than Electric Re | 08/29/2023 |  | 11/08/2023
Trane U.S. Inc. | Trane | R(A,X)03000(F,4,5)3**A*3**1* |  | Voluntarily Certified | ACAirCoolAllPhase&gt;=240k&lt; | False | False |  |  |  |  | 11.1 |  | 18.1 | 13.2 | [6 empty] | 374000 | Electric Resistance Heating Or | 08/29/2023 |  | 11/08/2023
Trane U.S. Inc. | Trane | RE030(A,B,C)A(F,4,5)3**A*3**1* |  | Voluntarily Certified | ACAirCoolAllPhase&gt;=240k&lt; | False | False |  |  |  |  | 11 |  | 18 | 13.2 | [6 empty] | 372000 | Electric Resistance Heating Or | 08/29/2023 |  | 11/08/2023
Trane U.S. Inc. | Trane | RF030(1,2,3)(1,2,3,4)(F,4,5)3**A*3**1* |  | Voluntarily Certified | ACAirCoolAllPhase&gt;=240k&lt; | False | False |  |  |  |  | 10.9 |  | 17.9 | 13 | [6 empty] | 372000 | Heating Other Than Electric Re | 08/29/2023 |  | 11/08/2023
Trane U.S. Inc. | Trane | RE040(B,C,D,E)AE3**A*2**0* |  | Voluntarily Certified | ACAirCoolAllPhase&gt;=240k&lt; | False | False |  |  |  |  | 11 |  | 15.8 | 13.2 | [6 empty] | 475000 | Electric Resistance Heating Or | 08/29/2023 |  | 11/08/2023
Trane U.S. Inc. | Trane | RF040(2,3,4)(1,2,3,4)E3**A*2**0* |  | Voluntarily Certified | ACAirCoolAllPhase&gt;=240k&lt; | False | False |  |  |  |  | 10.8 |  | 15.7 | 13 | [6 empty] | 475000 | Heating Other Than Electric Re | 08/29/2023 |  | 11/08/2023
Trane U.S. Inc. | Trane | R(A,X)04000E3**A*3**0* |  | Voluntarily Certified | ACAirCoolAllPhase&gt;=240k&lt; | False | False |  |  |  |  | 11.1 |  | 15.9 | 13.2 | [6 empty] | 475000 | Electric Resistance Heating Or | 08/29/2023 |  | 11/08/2023
Trane U.S. Inc. | Trane | RE040(B,C,D,E)AE3**A*3**0* |  | Voluntarily Certified | ACAirCoolAllPhase&gt;=240k&lt; | False | False |  |  |  |  | 11 |  | 15.8 | 13.2 | [6 empty] | 475000 | Electric Resistance Heating Or | 08/29/2023 |  | 11/08/2023
Trane U.S. Inc. | Trane | RF040(2,3,4)(1,2,3,4)E3**A*3**0* |  | Voluntarily Certified | ACAirCoolAllPhase&gt;=240k&lt; | False | False |  |  |  |  | 10.8 |  | 15.7 | 13 | [6 empty] | 475000 | Heating Other Than Electric Re | 08/29/2023 |  | 11/08/2023
Trane U.S. Inc. | Trane | R(A,X)04000E3**A*2**1* |  | Voluntarily Certified | ACAirCoolAllPhase&gt;=240k&lt; | False | False |  |  |  |  | 11.1 |  | 15.8 | 13.2 | [6 empty] | 475000 | Electric Resistance Heating Or | 08/29/2023 |  | 11/08/2023
Trane U.S. Inc. | Trane | RE040(B,C,D,E)AE3**A*2**1* |  | Voluntarily Certified | ACAirCoolAllPhase&gt;=240k&lt; | False | False |  |  |  |  | 11 |  | 15.7 | 13.2 | [6 empty] | 475000 | Electric Resistance Heating Or | 08/29/2023 |  | 11/08/2023
Trane U.S. Inc. | Trane | RF040(2,3,4)(1,2,3,4)E3**A*2**1* |  | Voluntarily Certified | ACAirCoolAllPhase&gt;=240k&lt; | False | False |  |  |  |  | 10.8 |  | 15.6 | 13 | [6 empty] | 475000 | Heating Other Than Electric Re | 08/29/2023 |  | 11/08/2023
Trane U.S. Inc. | Trane | R(A,X)04000E3**A*3**1* |  | Voluntarily Certified | ACAirCoolAllPhase&gt;=240k&lt; | False | False |  |  |  |  | 11.1 |  | 15.8 | 13.2 | [6 empty] | 475000 | Electric Resistance Heating Or | 08/29/2023 |  | 11/08/2023
Trane U.S. Inc. | Trane | RE040(B,C,D,E)AE3**A*3**1* |  | Voluntarily Certified | ACAirCoolAllPhase&gt;=240k&lt; | False | False |  |  |  |  | 11 |  | 15.7 | 13.2 | [6 empty] | 475000 | Electric Resistance Heating Or | 08/29/2023 |  | 11/08/2023
Trane U.S. Inc. | Trane | RF040(2,3,4)(1,2,3,4)E3**A*3**1* |  | Voluntarily Certified | ACAirCoolAllPhase&gt;=240k&lt; | False | False |  |  |  |  | 11 |  | 15.6 | 13 | [6 empty] | 475000 | Heating Other Than Electric Re | 08/29/2023 |  | 11/08/2023
Trane U.S. Inc. | Trane | R(A,X)04000(F,4,5)1**A*2* |  | Voluntarily Certified | ACAirCoolAllPhase&gt;=240k&lt; | False | False |  |  |  |  | 10.3 |  | 14.4 | 13.2 | [6 empty] | 460000 | Electric Resistance Heating Or | 08/29/2023 |  | 11/08/2023
Trane U.S. Inc. | Trane | RE040(B,C,D,E)A(F,4,5)1**A*2* |  | Voluntarily Certified | ACAirCoolAllPhase&gt;=240k&lt; | False | False |  |  |  |  | 10.2 |  | 14.4 | 13.2 | [6 empty] | 460000 | Electric Resistance Heating Or | 08/29/2023 |  | 11/08/2023
Trane U.S. Inc. | Trane | RF040(2,3,4)(1,2,3,4)(F,4,5)1**A*2* |  | Voluntarily Certified | ACAirCoolAllPhase&gt;=240k&lt; | False | False |  |  |  |  | 10 |  | 14.2 | 13 | [6 empty] | 460000 | Heating Other Than Electric Re | 08/29/2023 |  | 11/08/2023
Trane U.S. Inc. | Trane | R(A,X)04000(F,4,5)1**A*3* |  | Voluntarily Certified | ACAirCoolAllPhase&gt;=240k&lt; | False | False |  |  |  |  | 10.3 |  | 14.4 | 13.2 | [6 empty] | 460000 | Electric Resistance Heating Or | 08/29/2023 |  | 11/08/2023
Trane U.S. Inc. | Trane | RE040(B,C,D,E)A(F,4,5)1**A*3* |  | Voluntarily Certified | ACAirCoolAllPhase&gt;=240k&lt; | False | False |  |  |  |  | 10.2 |  | 14.4 | 13.2 | [6 empty] | 460000 | Electric Resistance Heating Or | 08/29/2023 |  | 11/08/2023
Trane U.S. Inc. | Trane | RF040(2,3,4)(1,2,3,4)(F,4,5)1**A*3* |  | Voluntarily Certified | ACAirCoolAllPhase&gt;=240k&lt; | False | False |  |  |  |  | 10 |  | 14.2 | 13 | [6 empty] | 460000 | Heating Other Than Electric Re | 08/29/2023 |  | 11/08/2023
Trane U.S. Inc. | Trane | R(A,X)04000(F,4,5)2**A*2* |  | Voluntarily Certified | ACAirCoolAllPhase&gt;=240k&lt; | False | False |  |  |  |  | 11.2 |  | 15.3 | 13.2 | [6 empty] | 490000 | Electric Resistance Heating Or | 08/29/2023 |  | 11/08/2023
Trane U.S. Inc. | Trane | RE040(B,C,D,E)A(F,4,5)2**A*2* |  | Voluntarily Certified | ACAirCoolAllPhase&gt;=240k&lt; | False | False |  |  |  |  | 11.1 |  | 15.2 | 13.2 | [6 empty] | 490000 | Electric Resistance Heating Or | 08/29/2023 |  | 11/08/2023
Trane U.S. Inc. | Trane | RF040(2,3,4)(1,2,3,4)(F,4,5)2**A*2* |  | Voluntarily Certified | ACAirCoolAllPhase&gt;=240k&lt; | False | False |  |  |  |  | 10.9 |  | 15.1 | 13 | [6 empty] | 485000 | Heating Other Than Electric Re | 08/29/2023 |  | 11/08/2023
Trane U.S. Inc. | Trane | R(A,X)04000(F,4,5)2**A*3* |  | Voluntarily Certified | ACAirCoolAllPhase&gt;=240k&lt; | False | False |  |  |  |  | 11.2 |  | 15.3 | 13.2 | [6 empty] | 490000 | Electric Resistance Heating Or | 08/29/2023 |  | 11/08/2023
Trane U.S. Inc. | Trane | RE040(B,C,D,E)A(F,4,5)2**A*3* |  | Voluntarily Certified | ACAirCoolAllPhase&gt;=240k&lt; | False | False |  |  |  |  | 11.1 |  | 15.2 | 13.2 | [6 empty] | 490000 | Electric Resistance Heating Or | 08/29/2023 |  | 11/08/2023
Trane U.S. Inc. | Trane | RF040(2,3,4)(1,2,3,4)(F,4,5)2**A*3* |  | Voluntarily Certified | ACAirCoolAllPhase&gt;=240k&lt; | False | False |  |  |  |  | 10.9 |  | 15.1 | 13 | [6 empty] | 485000 | Heating Other Than Electric Re | 08/29/2023 |  | 11/08/2023
Trane U.S. Inc. | Trane | R(A,X)04000(F,4,5)3**A*2**0* |  | Voluntarily Certified | ACAirCoolAllPhase&gt;=240k&lt; | False | False |  |  |  |  | 11.1 |  | 15.9 | 13.2 | [6 empty] | 480000 | Electric Resistance Heating Or | 08/29/2023 |  | 11/08/2023
Trane U.S. Inc. | Trane | RE040(B,C,D,E)A(F,4,5)3**A*2**0* |  | Voluntarily Certified | ACAirCoolAllPhase&gt;=240k&lt; | False | False |  |  |  |  | 11 |  | 15.8 | 13.2 | [6 empty] | 480000 | Electric Resistance Heating Or | 08/29/2023 |  | 11/08/2023
Trane U.S. Inc. | Trane | RF040(2,3,4)(1,2,3,4)(F,4,5)3**A*2**0* |  | Voluntarily Certified | ACAirCoolAllPhase&gt;=240k&lt; | False | False |  |  |  |  | 10.8 |  | 15.7 | 13 | [6 empty] | 480000 | Heating Other Than Electric Re | 08/29/2023 |  | 11/08/2023
Trane U.S. Inc. | Trane | R(A,X)04000(F,4,5)3**A*3**0* |  | Voluntarily Certified | ACAirCoolAllPhase&gt;=240k&lt; | False | False |  |  |  |  | 11.1 |  | 15.9 | 13.2 | [6 empty] | 480000 | Electric Resistance Heating Or | 08/29/2023 |  | 11/08/2023
Trane U.S. Inc. | Trane | RE040(B,C,D,E)A(F,4,5)3**A*3**0* |  | Voluntarily Certified | ACAirCoolAllPhase&gt;=240k&lt; | False | False |  |  |  |  | 11 |  | 15.8 | 13.2 | [6 empty] | 480000 | Electric Resistance Heating Or | 08/29/2023 |  | 11/08/2023
Trane U.S. Inc. | Trane | RF040(2,3,4)(1,2,3,4)(F,4,5)3**A*3**0* |  | Voluntarily Certified | ACAirCoolAllPhase&gt;=240k&lt; | False | False |  |  |  |  | 10.8 |  | 15.7 | 13 | [6 empty] | 480000 | Heating Other Than Electric Re | 08/29/2023 |  | 11/08/2023
Trane U.S. Inc. | Trane | R(A,X)04000(F,4,5)3**A*2**1* |  | Voluntarily Certified | ACAirCoolAllPhase&gt;=240k&lt; | False | False |  |  |  |  | 11.1 |  | 15.8 | 13.2 | [6 empty] | 480000 | Electric Resistance Heating Or | 08/29/2023 |  | 11/08/2023
Trane U.S. Inc. | Trane | RE040(B,C,D,E)A(F,4,5)3**A*2**1* |  | Voluntarily Certified | ACAirCoolAllPhase&gt;=240k&lt; | False | False |  |  |  |  | 11 |  | 15.7 | 13.2 | [6 empty] | 480000 | Electric Resistance Heating Or | 08/29/2023 |  | 11/08/2023
Trane U.S. Inc. | Trane | RF040(2,3,4)(1,2,3,4)(F,4,5)3**A*2**1* |  | Voluntarily Certified | ACAirCoolAllPhase&gt;=240k&lt; | False | False |  |  |  |  | 10.8 |  | 15.6 | 13 | [6 empty] | 480000 | Heating Other Than Electric Re | 08/29/2023 |  | 11/08/2023
Trane U.S. Inc. | Trane | R(A,X)04000(F,4,5)3**A*3**1* |  | Voluntarily Certified | ACAirCoolAllPhase&gt;=240k&lt; | False | False |  |  |  |  | 11.1 |  | 15.8 | 13.2 | [6 empty] | 480000 | Electric Resistance Heating Or | 08/29/2023 |  | 11/08/2023
Trane U.S. Inc. | Trane | RE040(B,C,D,E)A(F,4,5)3**A*3**1* |  | Voluntarily Certified | ACAirCoolAllPhase&gt;=240k&lt; | False | False |  |  |  |  | 11 |  | 15.7 | 13.2 | [6 empty] | 480000 | Electric Resistance Heating Or | 08/29/2023 |  | 11/08/2023
Trane U.S. Inc. | Trane | RF040(2,3,4)(1,2,3,4)(F,4,5)3**A*3**1* |  | Voluntarily Certified | ACAirCoolAllPhase&gt;=240k&lt; | False | False |  |  |  |  | 10.8 |  | 15.6 | 13 | [6 empty] | 480000 | Heating Other Than Electric Re | 08/29/2023 |  | 11/08/2023
Trane U.S. Inc. | Trane | RE050(B,C,D,E)AE3**A*2**0* |  | Voluntarily Certified | ACAirCoolAllPhase&gt;=240k&lt; | False | False |  |  |  |  | 11 |  | 16.7 | 13.2 | [6 empty] | 570000 | Electric Resistance Heating Or | 08/29/2023 |  | 11/08/2023
Trane U.S. Inc. | Trane | RF050(2,3,4)(1,2,3,4)E3**A*2**0* |  | Voluntarily Certified | ACAirCoolAllPhase&gt;=240k&lt; | False | False |  |  |  |  | 10.7 |  | 16.5 | 13 | [6 empty] | 570000 | Heating Other Than Electric Re | 08/29/2023 |  | 11/08/2023
Trane U.S. Inc. | Trane | R(A,X)05000E3**A*3**0* |  | Voluntarily Certified | ACAirCoolAllPhase&gt;=240k&lt; | False | False |  |  |  |  | 11.2 |  | 16.8 | 13.2 | [6 empty] | 575000 | Electric Resistance Heating Or | 08/29/2023 |  | 11/08/2023
Trane U.S. Inc. | Trane | RE050(B,C,D,E)AE3**A*3**0* |  | Voluntarily Certified | ACAirCoolAllPhase&gt;=240k&lt; | False | False |  |  |  |  | 11 |  | 16.7 | 13.2 | [6 empty] | 570000 | Electric Resistance Heating Or | 08/29/2023 |  | 11/08/2023
Trane U.S. Inc. | Trane | RF050(2,3,4)(1,2,3,4)E3**A*3**0* |  | Voluntarily Certified | ACAirCoolAllPhase&gt;=240k&lt; | False | False |  |  |  |  | 10.7 |  | 16.5 | 13 | [6 empty] | 570000 | Heating Other Than Electric Re | 08/29/2023 |  | 11/08/2023
Trane U.S. Inc. | Trane | R(A,X)05000E3**A*2**1* |  | Voluntarily Certified | ACAirCoolAllPhase&gt;=240k&lt; | False | False |  |  |  |  | 11.1 |  | 16.8 | 13.2 | [6 empty] | 575000 | Electric Resistance Heating Or | 08/29/2023 |  | 11/08/2023
Trane U.S. Inc. | Trane | RE050(B,C,D,E)AE3**A*2**1* |  | Voluntarily Certified | ACAirCoolAllPhase&gt;=240k&lt; | False | False |  |  |  |  | 11 |  | 16.8 | 13.2 | [6 empty] | 570000 | Electric Resistance Heating Or | 08/29/2023 |  | 11/08/2023
Trane U.S. Inc. | Trane | RF050(2,3,4)(1,2,3,4)E3**A*2**1* |  | Voluntarily Certified | ACAirCoolAllPhase&gt;=240k&lt; | False | False |  |  |  |  | 10.7 |  | 16.6 | 13 | [6 empty] | 570000 | Heating Other Than Electric Re | 08/29/2023 |  | 11/08/2023
Trane U.S. Inc. | Trane | R(A,X)05000E3**A*3**1* |  | Voluntarily Certified | ACAirCoolAllPhase&gt;=240k&lt; | False | False |  |  |  |  | 11.1 |  | 16.9 | 13.2 | [6 empty] | 575000 | Electric Resistance Heating Or | 08/29/2023 |  | 11/08/2023
Trane U.S. Inc. | Trane | RE050(B,C,D,E)AE3**A*3**1* |  | Voluntarily Certified | ACAirCoolAllPhase&gt;=240k&lt; | False | False |  |  |  |  | 11 |  | 16.8 | 13.2 | [6 empty] | 570000 | Electric Resistance Heating Or | 08/29/2023 |  | 11/08/2023
Trane U.S. Inc. | Trane | RF050(2,3,4)(1,2,3,4)E3**A*3**1* |  | Voluntarily Certified | ACAirCoolAllPhase&gt;=240k&lt; | False | False |  |  |  |  | 10.7 |  | 16.6 | 13 | [6 empty] | 570000 | Heating Other Than Electric Re | 08/29/2023 |  | 11/08/2023
Trane U.S. Inc. | Trane | R(A,X)05000(F,4,5)1**A*2* |  | Voluntarily Certified | ACAirCoolAllPhase&gt;=240k&lt; | False | False |  |  |  |  | 10.3 |  | 14.4 | 13.2 | [6 empty] | 565000 | Electric Resistance Heating Or | 08/29/2023 |  | 11/08/2023
Trane U.S. Inc. | Trane | RE050(B,C,D,E)A(F,4,5)1**A*2* |  | Voluntarily Certified | ACAirCoolAllPhase&gt;=240k&lt; | False | False |  |  |  |  | 10.1 |  | 14.4 | 13.2 | [6 empty] | 565000 | Electric Resistance Heating Or | 08/29/2023 |  | 11/08/2023
Trane U.S. Inc. | Trane | RF050(2,3,4)(1,2,3,4)(F,4,5)1**A*2* |  | Voluntarily Certified | ACAirCoolAllPhase&gt;=240k&lt; | False | False |  |  |  |  | 9.9 |  | 14.2 | 13 | [6 empty] | 560000 | Heating Other Than Electric Re | 08/29/2023 |  | 11/08/2023
Trane U.S. Inc. | Trane | R(A,X)05000(F,4,5)1**A*3* |  | Voluntarily Certified | ACAirCoolAllPhase&gt;=240k&lt; | False | False |  |  |  |  | 10.3 |  | 14.4 | 13.2 | [6 empty] | 565000 | Electric Resistance Heating Or | 08/29/2023 |  | 11/08/2023
Trane U.S. Inc. | Trane | RE050(B,C,D,E)A(F,4,5)1**A*3* |  | Voluntarily Certified | ACAirCoolAllPhase&gt;=240k&lt; | False | False |  |  |  |  | 10.1 |  | 14.4 | 13.2 | [6 empty] | 565000 | Electric Resistance Heating Or | 08/29/2023 |  | 11/08/2023
Trane U.S. Inc. | Trane | RF050(2,3,4)(1,2,3,4)(F,4,5)1**A*3* |  | Voluntarily Certified | ACAirCoolAllPhase&gt;=240k&lt; | False | False |  |  |  |  | 9.9 |  | 14.2 | 13 | [6 empty] | 560000 | Heating Other Than Electric Re | 08/29/2023 |  | 11/08/2023
Trane U.S. Inc. | Trane | R(A,X)05000(F,4,5)2**A*2* |  | Voluntarily Certified | ACAirCoolAllPhase&gt;=240k&lt; | False | False |  |  |  |  | 11.2 |  | 15.2 | 13.2 | [6 empty] | 560000 | Electric Resistance Heating Or | 08/29/2023 |  | 11/08/2023
Trane U.S. Inc. | Trane | RE050(B,C,D,E)A(F,4,5)2**A*2* |  | Voluntarily Certified | ACAirCoolAllPhase&gt;=240k&lt; | False | False |  |  |  |  | 11.1 |  | 15.1 | 13.2 | [6 empty] | 560000 | Electric Resistance Heating Or | 08/29/2023 |  | 11/08/2023
Trane U.S. Inc. | Trane | RF050(2,3,4)(1,2,3,4)(F,4,5)2**A*2* |  | Voluntarily Certified | ACAirCoolAllPhase&gt;=240k&lt; | False | False |  |  |  |  | 10.9 |  | 14.9 | 13 | [6 empty] | 560000 | Heating Other Than Electric Re | 08/29/2023 |  | 11/08/2023
Trane U.S. Inc. | Trane | R(A,X)05000(F,4,5)2**A*3* |  | Voluntarily Certified | ACAirCoolAllPhase&gt;=240k&lt; | False | False |  |  |  |  | 11.2 |  | 15.2 | 13.2 | [6 empty] | 560000 | Electric Resistance Heating Or | 08/29/2023 |  | 11/08/2023
Trane U.S. Inc. | Trane | RE050(B,C,D,E)A(F,4,5)2**A*3* |  | Voluntarily Certified | ACAirCoolAllPhase&gt;=240k&lt; | False | False |  |  |  |  | 11.1 |  | 15.1 | 13.2 | [6 empty] | 560000 | Electric Resistance Heating Or | 08/29/2023 |  | 11/08/2023
Trane U.S. Inc. | Trane | RF050(2,3,4)(1,2,3,4)(F,4,5)2**A*3* |  | Voluntarily Certified | ACAirCoolAllPhase&gt;=240k&lt; | False | False |  |  |  |  | 10.9 |  | 14.9 | 13 | [6 empty] | 560000 | Heating Other Than Electric Re | 08/29/2023 |  | 11/08/2023
Trane U.S. Inc. | Trane | R(A,X)05000(F,4,5)3**A*2**0* |  | Voluntarily Certified | ACAirCoolAllPhase&gt;=240k&lt; | False | False |  |  |  |  | 11.2 |  | 16.8 | 13.2 | [6 empty] | 580000 | Electric Resistance Heating Or | 08/29/2023 |  | 11/08/2023
Trane U.S. Inc. | Trane | RE050(B,C,D,E)A(F,4,5)3**A*2**0* |  | Voluntarily Certified | ACAirCoolAllPhase&gt;=240k&lt; | False | False |  |  |  |  | 11 |  | 16.7 | 13.2 | [6 empty] | 580000 | Electric Resistance Heating Or | 08/29/2023 |  | 11/08/2023
Trane U.S. Inc. | Trane | RF050(2,3,4)(1,2,3,4)(F,4,5)3**A*2**0* |  | Voluntarily Certified | ACAirCoolAllPhase&gt;=240k&lt; | False | False |  |  |  |  | 10.7 |  | 16.5 | 13 | [6 empty] | 575000 | Heating Other Than Electric Re | 08/29/2023 |  | 11/08/2023
Trane U.S. Inc. | Trane | R(A,X)05000(F,4,5)3**A*3**0* |  | Voluntarily Certified | ACAirCoolAllPhase&gt;=240k&lt; | False | False |  |  |  |  | 11.2 |  | 16.8 | 13.2 | [6 empty] | 580000 | Electric Resistance Heating Or | 08/29/2023 |  | 11/08/2023
Trane U.S. Inc. | Trane | RE050(B,C,D,E)A(F,4,5)3**A*3**0* |  | Voluntarily Certified | ACAirCoolAllPhase&gt;=240k&lt; | False | False |  |  |  |  | 11 |  | 16.7 | 13.2 | [6 empty] | 580000 | Electric Resistance Heating Or | 08/29/2023 |  | 11/08/2023
Trane U.S. Inc. | Trane | RF050(2,3,4)(1,2,3,4)(F,4,5)3**A*3**0* |  | Voluntarily Certified | ACAirCoolAllPhase&gt;=240k&lt; | False | False |  |  |  |  | 10.7 |  | 16.5 | 13 | [6 empty] | 575000 | Heating Other Than Electric Re | 08/29/2023 |  | 11/08/2023
Trane U.S. Inc. | Trane | R(A,X)05000(F,4,5)3**A*2**1* |  | Voluntarily Certified | ACAirCoolAllPhase&gt;=240k&lt; | False | False |  |  |  |  | 11.1 |  | 16.9 | 13.2 | [6 empty] | 580000 | Electric Resistance Heating Or | 08/29/2023 |  | 11/08/2023
Trane U.S. Inc. | Trane | RE050(B,C,D,E)A(F,4,5)3**A*2**1* |  | Voluntarily Certified | ACAirCoolAllPhase&gt;=240k&lt; | False | False |  |  |  |  | 11 |  | 16.8 | 13.2 | [6 empty] | 580000 | Electric Resistance Heating Or | 08/29/2023 |  | 11/08/2023
Trane U.S. Inc. | Trane | RF050(2,3,4)(1,2,3,4)(F,4,5)3**A*2**1* |  | Voluntarily Certified | ACAirCoolAllPhase&gt;=240k&lt; | False | False |  |  |  |  | 10.7 |  | 16.6 | 13 | [6 empty] | 575000 | Heating Other Than Electric Re | 08/29/2023 |  | 11/08/2023
Trane U.S. Inc. | Trane | R(A,X)05000(F,4,5)3**A*3**1* |  | Voluntarily Certified | ACAirCoolAllPhase&gt;=240k&lt; | False | False |  |  |  |  | 11.1 |  | 16.9 | 13.2 | [6 empty] | 580000 | Electric Resistance Heating Or | 08/29/2023 |  | 11/08/2023
Trane U.S. Inc. | Trane | RE050(B,C,D,E)A(F,4,5)3**A*3**1* |  | Voluntarily Certified | ACAirCoolAllPhase&gt;=240k&lt; | False | False |  |  |  |  | 11 |  | 16.8 | 13.2 | [6 empty] | 580000 | Electric Resistance Heating Or | 08/29/2023 |  | 11/08/2023
Trane U.S. Inc. | Trane | RF050(2,3,4)(1,2,3,4)(F,4,5)3**A*3**1* |  | Voluntarily Certified | ACAirCoolAllPhase&gt;=240k&lt; | False | False |  |  |  |  | 10.7 |  | 16.6 | 13 | [6 empty] | 575000 | Heating Other Than Electric Re | 08/29/2023 |  | 11/08/2023
Trane U.S. Inc. | Trane | R(A,X)05500E3**A*2**0* |  | Voluntarily Certified | ACAirCoolAllPhase&gt;=240k&lt; | False | False |  |  |  |  | 11.1 |  | 16.7 | 13.2 | [6 empty] | 585000 | Electric Resistance Heating Or | 08/29/2023 |  | 11/08/2023
Trane U.S. Inc. | Trane | RE055(B,C,D,E)AE3**A*2**0* |  | Voluntarily Certified | ACAirCoolAllPhase&gt;=240k&lt; | False | False |  |  |  |  | 10.9 |  | 16.5 | 13.2 | [6 empty] | 585000 | Electric Resistance Heating Or | 08/29/2023 |  | 11/08/2023
Trane U.S. Inc. | Trane | RF055(2,3,4)(1,2,3,4)E3**A*2**0* |  | Voluntarily Certified | ACAirCoolAllPhase&gt;=240k&lt; | False | False |  |  |  |  | 10.7 |  | 16.4 | 13 | [6 empty] | 580000 | Heating Other Than Electric Re | 08/29/2023 |  | 11/08/2023
Trane U.S. Inc. | Trane | R(A,X)05500E3**A*3**0* |  | Voluntarily Certified | ACAirCoolAllPhase&gt;=240k&lt; | False | False |  |  |  |  | 11.1 |  | 16.7 | 13.2 | [6 empty] | 585000 | Electric Resistance Heating Or | 08/29/2023 |  | 11/08/2023
Trane U.S. Inc. | Trane | RE055(B,C,D,E)AE3**A*3**0* |  | Voluntarily Certified | ACAirCoolAllPhase&gt;=240k&lt; | False | False |  |  |  |  | 10.9 |  | 16.5 | 13.2 | [6 empty] | 585000 | Electric Resistance Heating Or | 08/29/2023 |  | 11/08/2023
Trane U.S. Inc. | Trane | RF055(2,3,4)(1,2,3,4)E3**A*3**0* |  | Voluntarily Certified | ACAirCoolAllPhase&gt;=240k&lt; | False | False |  |  |  |  | 10.7 |  | 16.4 | 13 | [6 empty] | 580000 | Heating Other Than Electric Re | 08/29/2023 |  | 11/08/2023
Trane U.S. Inc. | Trane | R(A,X)05500E3**A*2**1* |  | Voluntarily Certified | ACAirCoolAllPhase&gt;=240k&lt; | False | False |  |  |  |  | 11.1 |  | 16.8 | 13.2 | [6 empty] | 585000 | Electric Resistance Heating Or | 08/29/2023 |  | 11/08/2023
Trane U.S. Inc. | Trane | RE055(B,C,D,E)AE3**A*2**1* |  | Voluntarily Certified | ACAirCoolAllPhase&gt;=240k&lt; | False | False |  |  |  |  | 10.9 |  | 16.6 | 13.2 | [6 empty] | 585000 | Electric Resistance Heating Or | 08/29/2023 |  | 11/08/2023
Trane U.S. Inc. | Trane | RF055(2,3,4)(1,2,3,4)E3**A*2**1* |  | Voluntarily Certified | ACAirCoolAllPhase&gt;=240k&lt; | False | False |  |  |  |  | 10.7 |  | 16.5 | 13 | [6 empty] | 580000 | Heating Other Than Electric Re | 08/29/2023 |  | 11/08/2023
Trane U.S. Inc. | Trane | R(A,X)05500E3**A*3**1* |  | Voluntarily Certified | ACAirCoolAllPhase&gt;=240k&lt; | False | False |  |  |  |  | 11.1 |  | 16.8 | 13.2 | [6 empty] | 585000 | Electric Resistance Heating Or | 08/29/2023 |  | 11/08/2023
Trane U.S. Inc. | Trane | RE055(B,C,D,E)AE3**A*3**1* |  | Voluntarily Certified | ACAirCoolAllPhase&gt;=240k&lt; | False | False |  |  |  |  | 10.9 |  | 16.6 | 13.2 | [6 empty] | 585000 | Electric Resistance Heating Or | 08/29/2023 |  | 11/08/2023
Trane U.S. Inc. | Trane | RF055(2,3,4)(1,2,3,4)E3**A*3**1* |  | Voluntarily Certified | ACAirCoolAllPhase&gt;=240k&lt; | False | False |  |  |  |  | 10.7 |  | 16.5 | 13 | [6 empty] | 580000 | Heating Other Than Electric Re | 08/29/2023 |  | 11/08/2023
Trane U.S. Inc. | Trane | R(A,X)05500(F,4,5)1**A*2* |  | Voluntarily Certified | ACAirCoolAllPhase&gt;=240k&lt; | False | False |  |  |  |  | 10.3 |  | 14.1 | 13.2 | [6 empty] | 605000 | Electric Resistance Heating Or | 08/29/2023 |  | 11/08/2023
Trane U.S. Inc. | Trane | RE055(B,C,D,E)A(F,4,5)1**A*2* |  | Voluntarily Certified | ACAirCoolAllPhase&gt;=240k&lt; | False | False |  |  |  |  | 10.1 |  | 14.1 | 13.2 | [6 empty] | 605000 | Electric Resistance Heating Or | 08/29/2023 |  | 11/08/2023
Trane U.S. Inc. | Trane | RF055(2,3,4)(1,2,3,4)(F,4,5)1**A*2* |  | Voluntarily Certified | ACAirCoolAllPhase&gt;=240k&lt; | False | False |  |  |  |  | 9.9 |  | 13.9 | 13 | [6 empty] | 600000 | Heating Other Than Electric Re | 08/29/2023 |  | 11/08/2023
Trane U.S. Inc. | Trane | R(A,X)05500(F,4,5)1**A*3* |  | Voluntarily Certified | ACAirCoolAllPhase&gt;=240k&lt; | False | False |  |  |  |  | 10.3 |  | 14.1 | 13.2 | [6 empty] | 605000 | Electric Resistance Heating Or | 08/29/2023 |  | 11/08/2023
Trane U.S. Inc. | Trane | RE055(B,C,D,E)A(F,4,5)1**A*3* |  | Voluntarily Certified | ACAirCoolAllPhase&gt;=240k&lt; | False | False |  |  |  |  | 10.1 |  | 14.1 | 13.2 | [6 empty] | 605000 | Electric Resistance Heating Or | 08/29/2023 |  | 11/08/2023
Trane U.S. Inc. | Trane | RE055(B,C,D,E)A(F,4,5)2**A*2* |  | Voluntarily Certified | ACAirCoolAllPhase&gt;=240k&lt; | False | False |  |  |  |  | 11 |  | 14.9 | 13.2 | [6 empty] | 580000 | Electric Resistance Heating Or | 08/29/2023 |  | 11/08/2023
Trane U.S. Inc. | Trane | RF055(2,3,4)(1,2,3,4)(F,4,5)2**A*2* |  | Voluntarily Certified | ACAirCoolAllPhase&gt;=240k&lt; | False | False |  |  |  |  | 10.8 |  | 14.8 | 13 | [6 empty] | 580000 | Heating Other Than Electric Re | 08/29/2023 |  | 11/08/2023
Trane U.S. Inc. | Trane | R(A,X)05500(F,4,5)2**A*3* |  | Voluntarily Certified | ACAirCoolAllPhase&gt;=240k&lt; | False | False |  |  |  |  | 11.1 |  | 15 | 13.2 | [6 empty] | 585000 | Electric Resistance Heating Or | 08/29/2023 |  | 11/08/2023
Trane U.S. Inc. | Trane | RE055(B,C,D,E)A(F,4,5)2**A*3* |  | Voluntarily Certified | ACAirCoolAllPhase&gt;=240k&lt; | False | False |  |  |  |  | 11 |  | 14.9 | 13.2 | [6 empty] | 580000 | Electric Resistance Heating Or | 08/29/2023 |  | 11/08/2023
Trane U.S. Inc. | Trane | RF055(2,3,4)(1,2,3,4)(F,4,5)2**A*3* |  | Voluntarily Certified | ACAirCoolAllPhase&gt;=240k&lt; | False | False |  |  |  |  | 10.8 |  | 14.8 | 13 | [6 empty] | 580000 | Heating Other Than Electric Re | 08/29/2023 |  | 11/08/2023
Trane U.S. Inc. | Trane | R(A,X)05500(F,4,5)3**A*2**0* |  | Voluntarily Certified | ACAirCoolAllPhase&gt;=240k&lt; | False | False |  |  |  |  | 11.1 |  | 16.7 | 13.2 | [6 empty] | 595000 | Electric Resistance Heating Or | 08/29/2023 |  | 11/08/2023
Trane U.S. Inc. | Trane | RE055(B,C,D,E)A(F,4,5)3**A*2**0* |  | Voluntarily Certified | ACAirCoolAllPhase&gt;=240k&lt; | False | False |  |  |  |  | 10.9 |  | 16.5 | 13.2 | [6 empty] | 590000 | Electric Resistance Heating Or | 08/29/2023 |  | 11/08/2023
Trane U.S. Inc. | Trane | RF055(2,3,4)(1,2,3,4)(F,4,5)3**A*2**0* |  | Voluntarily Certified | ACAirCoolAllPhase&gt;=240k&lt; | False | False |  |  |  |  | 10.7 |  | 16.4 | 13 | [6 empty] | 590000 | Heating Other Than Electric Re | 08/29/2023 |  | 11/08/2023
Trane U.S. Inc. | Trane | R(A,X)05500(F,4,5)3**A*3**0* |  | Voluntarily Certified | ACAirCoolAllPhase&gt;=240k&lt; | False | False |  |  |  |  | 11.1 |  | 16.7 | 13.2 | [6 empty] | 595000 | Electric Resistance Heating Or | 08/29/2023 |  | 11/08/2023
Trane U.S. Inc. | Trane | RE055(B,C,D,E)A(F,4,5)3**A*3**0* |  | Voluntarily Certified | ACAirCoolAllPhase&gt;=240k&lt; | False | False |  |  |  |  | 10.9 |  | 16.5 | 13.2 | [6 empty] | 590000 | Electric Resistance Heating Or | 08/29/2023 |  | 11/08/2023
Trane U.S. Inc. | Trane | RF055(2,3,4)(1,2,3,4)(F,4,5)3**A*3**0* |  | Voluntarily Certified | ACAirCoolAllPhase&gt;=240k&lt; | False | False |  |  |  |  | 10.7 |  | 16.4 | 13 | [6 empty] | 590000 | Heating Other Than Electric Re | 08/29/2023 |  | 11/08/2023
Trane U.S. Inc. | Trane | R(A,X)05500(F,4,5)3**A*2**1* |  | Voluntarily Certified | ACAirCoolAllPhase&gt;=240k&lt; | False | False |  |  |  |  | 11.1 |  | 16.8 | 13.2 | [6 empty] | 595000 | Electric Resistance Heating Or | 08/29/2023 |  | 11/08/2023
Trane U.S. Inc. | Trane | RE055(B,C,D,E)A(F,4,5)3**A*2**1* |  | Voluntarily Certified | ACAirCoolAllPhase&gt;=240k&lt; | False | False |  |  |  |  | 10.9 |  | 16.6 | 13.2 | [6 empty] | 590000 | Electric Resistance Heating Or | 08/29/2023 |  | 11/08/2023
Trane U.S. Inc. | Trane | RF055(2,3,4)(1,2,3,4)(F,4,5)3**A*2**1* |  | Voluntarily Certified | ACAirCoolAllPhase&gt;=240k&lt; | False | False |  |  |  |  | 10.7 |  | 16.5 | 13 | [6 empty] | 590000 | Heating Other Than Electric Re | 08/29/2023 |  | 11/08/2023
Trane U.S. Inc. | Trane | R(A,X)05500(F,4,5)3**A*3**1* |  | Voluntarily Certified | ACAirCoolAllPhase&gt;=240k&lt; | False | False |  |  |  |  | 11.1 |  | 16.8 | 13.2 | [6 empty] | 595000 | Electric Resistance Heating Or | 08/29/2023 |  | 11/08/2023
Trane U.S. Inc. | Trane | RE055(B,C,D,E)A(F,4,5)3**A*3**1* |  | Voluntarily Certified | ACAirCoolAllPhase&gt;=240k&lt; | False | False |  |  |  |  | 10.9 |  | 16.6 | 13.2 | [6 empty] | 590000 | Electric Resistance Heating Or | 08/29/2023 |  | 11/08/2023
Trane U.S. Inc. | Trane | RF055(2,3,4)(1,2,3,4)(F,4,5)3**A*3**1* |  | Voluntarily Certified | ACAirCoolAllPhase&gt;=240k&lt; | False | False |  |  |  |  | 10.7 |  | 16.5 | 13 | [6 empty] | 590000 | Heating Other Than Electric Re | 08/29/2023 |  | 11/08/2023
Trane U.S. Inc. | Trane | RE060(C,D,E,F)AE3**A*2**0* |  | Voluntarily Certified | ACAirCoolAllPhase&gt;=240k&lt; | False | False |  |  |  |  | 10.9 |  | 16.5 | 13.2 | [6 empty] | 685000 | Electric Resistance Heating Or | 08/29/2023 |  | 11/08/2023
Trane U.S. Inc. | Trane | RF060(3,4)(1,2,3,4)E3**A*2**0* |  | Voluntarily Certified | ACAirCoolAllPhase&gt;=240k&lt; | False | False |  |  |  |  | 10.7 |  | 16.3 | 13 | [6 empty] | 685000 | Heating Other Than Electric Re | 08/29/2023 |  | 11/08/2023
Trane U.S. Inc. | Trane | R(A,X)06000E3**A*3**0* |  | Voluntarily Certified | ACAirCoolAllPhase&gt;=240k&lt; | False | False |  |  |  |  | 11.1 |  | 16.6 | 13.2 | [6 empty] | 690000 | Electric Resistance Heating Or | 08/29/2023 |  | 11/08/2023
Trane U.S. Inc. | Trane | RE060(C,D,E,F)AE3**A*3**0* |  | Voluntarily Certified | ACAirCoolAllPhase&gt;=240k&lt; | False | False |  |  |  |  | 10.9 |  | 16.5 | 13.2 | [6 empty] | 685000 | Electric Resistance Heating Or | 08/29/2023 |  | 11/08/2023
Trane U.S. Inc. | Trane | RF060(3,4)(1,2,3,4)E3**A*3**0* |  | Voluntarily Certified | ACAirCoolAllPhase&gt;=240k&lt; | False | False |  |  |  |  | 10.7 |  | 16.3 | 13 | [6 empty] | 685000 | Heating Other Than Electric Re | 08/29/2023 |  | 11/08/2023
Trane U.S. Inc. | Trane | R(A,X)06000E3**A*2**1* |  | Voluntarily Certified | ACAirCoolAllPhase&gt;=240k&lt; | False | False |  |  |  |  | 11.1 |  | 16.9 | 13.2 | [6 empty] | 690000 | Electric Resistance Heating Or | 08/29/2023 |  | 11/08/2023
Trane U.S. Inc. | Trane | RE060(C,D,E,F)AE3**A*2**1* |  | Voluntarily Certified | ACAirCoolAllPhase&gt;=240k&lt; | False | False |  |  |  |  | 10.9 |  | 16.8 | 13.2 | [6 empty] | 685000 | Electric Resistance Heating Or | 08/29/2023 |  | 11/08/2023
Trane U.S. Inc. | Trane | RF060(3,4)(1,2,3,4)E3**A*2**1* |  | Voluntarily Certified | ACAirCoolAllPhase&gt;=240k&lt; | False | False |  |  |  |  | 10.7 |  | 16.5 | 13 | [6 empty] | 685000 | Heating Other Than Electric Re | 08/29/2023 |  | 11/08/2023
Trane U.S. Inc. | Trane | R(A,X)06000E3**A*3**1* |  | Voluntarily Certified | ACAirCoolAllPhase&gt;=240k&lt; | False | False |  |  |  |  | 11.1 |  | 16.9 | 13.2 | [6 empty] | 690000 | Electric Resistance Heating Or | 08/29/2023 |  | 11/08/2023
Trane U.S. Inc. | Trane | RE060(C,D,E,F)AE3**A*3**1* |  | Voluntarily Certified | ACAirCoolAllPhase&gt;=240k&lt; | False | False |  |  |  |  | 10.9 |  | 16.8 | 13.2 | [6 empty] | 685000 | Electric Resistance Heating Or | 08/29/2023 |  | 11/08/2023
Trane U.S. Inc. | Trane | RF060(3,4)(1,2,3,4)E3**A*3**1* |  | Voluntarily Certified | ACAirCoolAllPhase&gt;=240k&lt; | False | False |  |  |  |  | 10.7 |  | 16.5 | 13 | [6 empty] | 685000 | Heating Other Than Electric Re | 08/29/2023 |  | 11/08/2023
Trane U.S. Inc. | Trane | R(A,X)06000(F,4,5)1**A*2* |  | Voluntarily Certified | ACAirCoolAllPhase&gt;=240k&lt; | False | False |  |  |  |  | 10.4 |  | 14.9 | 13.2 | [6 empty] | 675000 | Electric Resistance Heating Or | 08/29/2023 |  | 11/08/2023
Trane U.S. Inc. | Trane | RE060(C,D,E,F)A(F,4,5)1**A*2* |  | Voluntarily Certified | ACAirCoolAllPhase&gt;=240k&lt; | False | False |  |  |  |  | 10.2 |  | 14.9 | 13.2 | [6 empty] | 675000 | Electric Resistance Heating Or | 08/29/2023 |  | 11/08/2023
Trane U.S. Inc. | Trane | RF060(3,4)(1,2,3,4)(F,4,5)1**A*2* |  | Voluntarily Certified | ACAirCoolAllPhase&gt;=240k&lt; | False | False |  |  |  |  | 9.9 |  | 14.7 | 13 | [6 empty] | 670000 | Heating Other Than Electric Re | 08/29/2023 |  | 11/08/2023
Trane U.S. Inc. | Trane | R(A,X)06000(F,4,5)1**A*3* |  | Voluntarily Certified | ACAirCoolAllPhase&gt;=240k&lt; | False | False |  |  |  |  | 10.4 |  | 14.9 | 13.2 | [6 empty] | 675000 | Electric Resistance Heating Or | 08/29/2023 |  | 11/08/2023
Trane U.S. Inc. | Trane | RE060(C,D,E,F)A(F,4,5)1**A*3* |  | Voluntarily Certified | ACAirCoolAllPhase&gt;=240k&lt; | False | False |  |  |  |  | 10.2 |  | 14.9 | 13.2 | [6 empty] | 675000 | Electric Resistance Heating Or | 08/29/2023 |  | 11/08/2023
Trane U.S. Inc. | Trane | RF060(3,4)(1,2,3,4)(F,4,5)1**A*3* |  | Voluntarily Certified | ACAirCoolAllPhase&gt;=240k&lt; | False | False |  |  |  |  | 9.9 |  | 14.7 | 13 | [6 empty] | 670000 | Heating Other Than Electric Re | 08/29/2023 |  | 11/08/2023
Trane U.S. Inc. | Trane | R(A,X)06000(F,4,5)2**A*2* |  | Voluntarily Certified | ACAirCoolAllPhase&gt;=240k&lt; | False | False |  |  |  |  | 11.3 |  | 16.2 | 13.2 | [6 empty] | 705000 | Electric Resistance Heating Or | 08/29/2023 |  | 11/08/2023
Trane U.S. Inc. | Trane | RE060(C,D,E,F)A(F,4,5)2**A*2* |  | Voluntarily Certified | ACAirCoolAllPhase&gt;=240k&lt; | False | False |  |  |  |  | 11.1 |  | 16 | 13.2 | [6 empty] | 705000 | Electric Resistance Heating Or | 08/29/2023 |  | 11/08/2023
Trane U.S. Inc. | Trane | RE060(C,D,E,F)A(F,4,5)2**A*3* |  | Voluntarily Certified | ACAirCoolAllPhase&gt;=240k&lt; | False | False |  |  |  |  | 11.1 |  | 16 | 13.2 | [6 empty] | 705000 | Electric Resistance Heating Or | 08/29/2023 |  | 11/08/2023
Trane U.S. Inc. | Trane | RF060(3,4)(1,2,3,4)(F,4,5)2**A*3* |  | Voluntarily Certified | ACAirCoolAllPhase&gt;=240k&lt; | False | False |  |  |  |  | 10.8 |  | 15.7 | 13 | [6 empty] | 700000 | Heating Other Than Electric Re | 08/29/2023 |  | 11/08/2023
Trane U.S. Inc. | Trane | R(A,X)06000(F,4,5)3**A*2**0* |  | Voluntarily Certified | ACAirCoolAllPhase&gt;=240k&lt; | False | False |  |  |  |  | 11.1 |  | 16.6 | 13.2 | [6 empty] | 700000 | Electric Resistance Heating Or | 08/29/2023 |  | 11/08/2023
Trane U.S. Inc. | Trane | RE060(C,D,E,F)A(F,4,5)3**A*2**0* |  | Voluntarily Certified | ACAirCoolAllPhase&gt;=240k&lt; | False | False |  |  |  |  | 10.9 |  | 16.5 | 13.2 | [6 empty] | 695000 | Electric Resistance Heating Or | 08/29/2023 |  | 11/08/2023
Trane U.S. Inc. | Trane | RF060(3,4)(1,2,3,4)(F,4,5)3**A*2**0* |  | Voluntarily Certified | ACAirCoolAllPhase&gt;=240k&lt; | False | False |  |  |  |  | 10.7 |  | 16.3 | 13 | [6 empty] | 690000 | Heating Other Than Electric Re | 08/29/2023 |  | 11/08/2023
Trane U.S. Inc. | Trane | R(A,X)06000(F,4,5)3**A*3**0* |  | Voluntarily Certified | ACAirCoolAllPhase&gt;=240k&lt; | False | False |  |  |  |  | 11.1 |  | 16.6 | 13.2 | [6 empty] | 700000 | Electric Resistance Heating Or | 08/29/2023 |  | 11/08/2023
Trane U.S. Inc. | Trane | RE060(C,D,E,F)A(F,4,5)3**A*3**0* |  | Voluntarily Certified | ACAirCoolAllPhase&gt;=240k&lt; | False | False |  |  |  |  | 10.9 |  | 16.5 | 13.2 | [6 empty] | 695000 | Electric Resistance Heating Or | 08/29/2023 |  | 11/08/2023
Trane U.S. Inc. | Trane | RF060(3,4)(1,2,3,4)(F,4,5)3**A*3**0* |  | Voluntarily Certified | ACAirCoolAllPhase&gt;=240k&lt; | False | False |  |  |  |  | 10.7 |  | 16.3 | 13 | [6 empty] | 690000 | Heating Other Than Electric Re | 08/29/2023 |  | 11/08/2023
Trane U.S. Inc. | Trane | R(A,X)06000(F,4,5)3**A*2**1* |  | Voluntarily Certified | ACAirCoolAllPhase&gt;=240k&lt; | False | False |  |  |  |  | 11.1 |  | 16.9 | 13.2 | [6 empty] | 700000 | Electric Resistance Heating Or | 08/29/2023 |  | 11/08/2023
Trane U.S. Inc. | Trane | RE060(C,D,E,F)A(F,4,5)3**A*2**1* |  | Voluntarily Certified | ACAirCoolAllPhase&gt;=240k&lt; | False | False |  |  |  |  | 10.9 |  | 16.8 | 13.2 | [6 empty] | 695000 | Electric Resistance Heating Or | 08/29/2023 |  | 11/08/2023
Trane U.S. Inc. | Trane | RF060(3,4)(1,2,3,4)(F,4,5)3**A*2**1* |  | Voluntarily Certified | ACAirCoolAllPhase&gt;=240k&lt; | False | False |  |  |  |  | 10.7 |  | 16.5 | 13 | [6 empty] | 690000 | Heating Other Than Electric Re | 08/29/2023 |  | 11/08/2023
Trane U.S. Inc. | Trane | R(A,X)06000(F,4,5)3**A*3**1* |  | Voluntarily Certified | ACAirCoolAllPhase&gt;=240k&lt; | False | False |  |  |  |  | 11.1 |  | 16.9 | 13.2 | [6 empty] | 700000 | Electric Resistance Heating Or | 08/29/2023 |  | 11/08/2023
Trane U.S. Inc. | Trane | RE060(C,D,E,F)A(F,4,5)3**A*3**1* |  | Voluntarily Certified | ACAirCoolAllPhase&gt;=240k&lt; | False | False |  |  |  |  | 10.9 |  | 16.8 | 13.2 | [6 empty] | 695000 | Electric Resistance Heating Or | 08/29/2023 |  | 11/08/2023
Trane U.S. Inc. | Trane | RF060(3,4)(1,2,3,4)(F,4,5)3**A*3**1* |  | Voluntarily Certified | ACAirCoolAllPhase&gt;=240k&lt; | False | False |  |  |  |  | 10.7 |  | 16.5 | 13 | [6 empty] | 690000 | Heating Other Than Electric Re | 08/29/2023 |  | 11/08/2023
Trane U.S. Inc. | Trane | RF040(2,3,4)(1,2,3,4)E2**A*2* |  | Voluntarily Certified | ACAirCoolAllPhase&gt;=240k&lt; | False | False |  |  |  |  | 10.9 |  | 15.1 | 13 | [6 empty] | 480000 | Heating Other Than Electric Re | 08/29/2023 |  | 11/08/2023
Trane U.S. Inc. | Trane | R(A,X)04000E2**A*3* |  | Voluntarily Certified | ACAirCoolAllPhase&gt;=240k&lt; | False | False |  |  |  |  | 11.2 |  | 15.3 | 13.2 | [6 empty] | 485000 | Electric Resistance Heating Or | 08/29/2023 |  | 11/08/2023
Trane U.S. Inc. | Trane | RE040(B,C,D,E)AE2**A*3* |  | Voluntarily Certified | ACAirCoolAllPhase&gt;=240k&lt; | False | False |  |  |  |  | 11.1 |  | 15.2 | 13.2 | [6 empty] | 480000 | Electric Resistance Heating Or | 08/29/2023 |  | 11/08/2023
Trane U.S. Inc. | Trane | RE020(A,B,C)A(F,4,5)3**A*2**0* |  | Voluntarily Certified | ACAirCoolAllPhase&gt;=240k&lt; | False | False |  |  |  |  | 10.46 |  | 16.5 | 13.2 | [6 empty] | 268000 | Electric Resistance Heating Or | 08/29/2023 |  | 11/08/2023
Trane U.S. Inc. | Trane | RF020(1,2,3)(1,2,3,4)(F,4,5)3**A*2**0* |  | Voluntarily Certified | ACAirCoolAllPhase&gt;=240k&lt; | False | False |  |  |  |  | 10.37 |  | 16.4 | 13 | [6 empty] | 266000 | Heating Other Than Electric Re | 08/29/2023 |  | 11/08/2023
Trane U.S. Inc. | Trane | R(A,X)02000(F,4,5)3**A*3**0* |  | Voluntarily Certified | ACAirCoolAllPhase&gt;=240k&lt; | False | False |  |  |  |  | 10.46 |  | 16.5 | 13.2 | [6 empty] | 268000 | Electric Resistance Heating Or | 08/29/2023 |  | 11/08/2023
Trane U.S. Inc. | Trane | R(A,X)02500E3**A*2**1* |  | Voluntarily Certified | ACAirCoolAllPhase&gt;=240k&lt; | False | False |  |  |  |  | 11.3 |  | 18 | 13.2 | [6 empty] | 314000 | Electric Resistance Heating Or | 08/29/2023 |  | 11/08/2023
Trane U.S. Inc. | Trane | RE025(A,B,C)AE3**A*2**1* |  | Voluntarily Certified | ACAirCoolAllPhase&gt;=240k&lt; | False | False |  |  |  |  | 11.3 |  | 17.9 | 13.2 | [6 empty] | 312000 | Electric Resistance Heating Or | 08/29/2023 |  | 11/08/2023
Trane U.S. Inc. | Trane | RF025(1,2,3)(1,2,3,4)E3**A*2**1* |  | Voluntarily Certified | ACAirCoolAllPhase&gt;=240k&lt; | False | False |  |  |  |  | 11.2 |  | 17.8 | 13 | [6 empty] | 312000 | Heating Other Than Electric Re | 08/29/2023 |  | 11/08/2023
Trane U.S. Inc. | Trane | TSJ072A(3,4,W)**0***0 |  | Voluntarily Certified | ACAirCoolAllPhase&gt;=65k&lt;1 | False | False |  |  |  |  | 11.2 |  | 14.8 | 14.8 | [6 empty] | 72000 | Electric Resistance Heating Or | 08/29/2023 |  | 11/08/2023
Trane U.S. Inc. | Trane | TSJ090A(3,4,W)**0***0 |  | Voluntarily Certified | ACAirCoolAllPhase&gt;=65k&lt;1 | False | False |  |  |  |  | 11.2 |  | 14.8 | 14.8 | [6 empty] | 90000 | Electric Resistance Heating Or | 08/29/2023 |  | 11/08/2023
Trane U.S. Inc. | Trane | TSJ102A(3,4,W)**0***0 |  | Voluntarily Certified | ACAirCoolAllPhase&gt;=65k&lt;1 | False | False |  |  |  |  | 11.2 |  | 14.8 | 14.8 | [6 empty] | 102000 | Electric Resistance Heating Or | 08/29/2023 |  | 11/08/2023
Trane U.S. Inc. | Trane | TSJ120A(3,4,W)**0***0 |  | Voluntarily Certified | ACAirCoolAllPhase&gt;=65k&lt;1 | False | False |  |  |  |  | 11.2 |  | 14.8 | 14.8 | [6 empty] | 120000 | Electric Resistance Heating Or | 08/29/2023 |  | 11/08/2023
Trane U.S. Inc. | Trane | TSJ150A(3,4,W)**0***0 |  | Voluntarily Certified | ACAirCoolAllPhase&gt;=135k&lt; | False | False |  |  |  |  | 11 |  | 14.2 | 14.2 | [6 empty] | 150000 | Electric Resistance Heating Or | 08/29/2023 |  | 11/08/2023
Trane U.S. Inc. | Trane | TSJ180A(3,4,W)**0***0 |  | Voluntarily Certified | ACAirCoolAllPhase&gt;=135k&lt; | False | False |  |  |  |  | 11 |  | 14.2 | 14.2 | [6 empty] | 182000 | Electric Resistance Heating Or | 08/29/2023 |  | 11/08/2023
Trane U.S. Inc. | Trane | TSJ210A(3,4,W)**0***0 |  | Voluntarily Certified | ACAirCoolAllPhase&gt;=135k&lt; | False | False |  |  |  |  | 11 |  | 14.2 | 14.2 | [6 empty] | 210000 | Electric Resistance Heating Or | 08/29/2023 |  | 11/08/2023
Trane U.S. Inc. | Trane | TSJ240A(3,4,W)**0***0 |  | Voluntarily Certified | ACAirCoolAllPhase&gt;=240k&lt; | False | False |  |  |  |  | 10 |  | 13.2 | 13.2 | [6 empty] | 240000 | Electric Resistance Heating Or | 08/29/2023 |  | 11/08/2023
Trane U.S. Inc. | Trane | TSJ072A(3,4,W)**(C,G,K,N)***0 |  | Voluntarily Certified | ACAirCoolAllPhase&gt;=65k&lt;1 | False | False |  |  |  |  | 11.2 |  | 14.8 | 14.8 | [6 empty] | 72000 | Electric Resistance Heating Or | 08/29/2023 |  | 11/08/2023
Trane U.S. Inc. | Trane | TSJ072A(3,4,W)**0***2 |  | Voluntarily Certified | ACAirCoolAllPhase&gt;=65k&lt;1 | False | False |  |  |  |  | 11.2 |  | 15.3 | 14.8 | [6 empty] | 72000 | Electric Resistance Heating Or | 08/29/2023 |  | 11/08/2023
Trane U.S. Inc. | Trane | TSJ072A(3,4,W)**(C,G,K,N)***2 |  | Voluntarily Certified | ACAirCoolAllPhase&gt;=65k&lt;1 | False | False |  |  |  |  | 11.2 |  | 15.3 | 14.8 | [6 empty] | 72000 | Electric Resistance Heating Or | 08/29/2023 |  | 11/08/2023
Trane U.S. Inc. | Trane | WHC074H(3,4)*0A |  | Voluntarily Certified | HPAirCoolAllPhase&gt;=65k&lt;1 | False | False |  |  |  |  | 12.1 |  | 15.5 | 14.1 |  |  |  |  | 3.5 | 3.4 | 78000 | Electric Resistance Heating Or | 08/29/2023 |  | 11/08/2023
Trane U.S. Inc. | Trane | WHC092H(3,4)*0A |  | Voluntarily Certified | HPAirCoolAllPhase&gt;=65k&lt;1 | False | False |  |  |  |  | 11.8 |  | 15.5 | 14.1 |  |  |  |  | 3.5 | 3.4 | 95000 | Electric Resistance Heating Or | 08/29/2023 |  | 11/08/2023
Trane U.S. Inc. | Trane | WHC102H(3,4)*0A |  | Voluntarily Certified | HPAirCoolAllPhase&gt;=65k&lt;1 | False | False |  |  |  |  | 12 |  | 15.5 | 14.1 |  |  |  |  | 3.63 | 3.4 | 104000 | Electric Resistance Heating Or | 08/29/2023 |  | 11/08/2023
Trane U.S. Inc. | Trane | WHC074HW*0A |  | Voluntarily Certified | HPAirCoolAllPhase&gt;=65k&lt;1 | False | False |  |  |  |  | 12.1 |  | 15.5 | 14.1 |  |  |  |  | 3.48 | 3.4 | 78000 | Electric Resistance Heating Or | 08/29/2023 |  | 11/08/2023
Trane U.S. Inc. | Trane | DHC074HW*(L,M,H,X,Y,Z)A |  | Voluntarily Certified | HPAirCoolAllPhase&gt;=65k&lt;1 | False | False |  |  |  |  | 12.1 |  | 15.5 | 14.1 |  |  |  |  | 3.48 | 3.4 | 78000 | Electric Resistance Heating Or | 08/29/2023 |  | 11/08/2023
Trane U.S. Inc. | Trane | WHC074H(3,4)*0A***6 |  | Voluntarily Certified | HPAirCoolAllPhase&gt;=65k&lt;1 | False | False |  |  |  |  | 12.1 |  | 16.5 | 14.1 |  |  |  |  | 3.5 | 3.4 | 78000 | Electric Resistance Heating Or | 08/29/2023 |  | 11/08/2023
Trane U.S. Inc. | Trane | WHC074H(3,4)*(C,G,K,N)A***6 |  | Voluntarily Certified | HPAirCoolAllPhase&gt;=65k&lt;1 | False | False |  |  |  |  | 12.1 |  | 16.5 | 14.1 |  |  |  |  | 3.5 | 3.4 | 78000 | Electric Resistance Heating Or | 08/29/2023 |  | 11/08/2023
Trane U.S. Inc. | Trane | DHC074H(3,4)*(L,M,H,X,Y,Z)A***6 |  | Voluntarily Certified | HPAirCoolAllPhase&gt;=65k&lt;1 | False | False |  |  |  |  | 12.1 |  | 16.5 | 14.1 |  |  |  |  | 3.5 | 3.4 | 78000 | Electric Resistance Heating Or | 08/29/2023 |  | 11/08/2023
Trane U.S. Inc. | Trane | WHC074HW*0A***6 |  | Voluntarily Certified | HPAirCoolAllPhase&gt;=65k&lt;1 | False | False |  |  |  |  | 12.1 |  | 16.5 | 14.1 |  |  |  |  | 3.48 | 3.4 | 78000 | Electric Resistance Heating Or | 08/29/2023 |  | 11/08/2023
Trane U.S. Inc. | Trane | WHC074HW*(C,G,K,N)A***6 |  | Voluntarily Certified | HPAirCoolAllPhase&gt;=65k&lt;1 | False | False |  |  |  |  | 12.1 |  | 16.5 | 14.1 |  |  |  |  | 3.48 | 3.4 | 78000 | Electric Resistance Heating Or | 08/29/2023 |  | 11/08/2023
Trane U.S. Inc. | Trane | DHC074HW*(L,M,H,X,Y,Z)A***6 |  | Voluntarily Certified | HPAirCoolAllPhase&gt;=65k&lt;1 | False | False |  |  |  |  | 12.1 |  | 16.5 | 14.1 |  |  |  |  | 3.48 | 3.4 | 78000 | Electric Resistance Heating Or | 08/29/2023 |  | 11/08/2023
Trane U.S. Inc. | Trane | WHC092HW*0A |  | Voluntarily Certified | HPAirCoolAllPhase&gt;=65k&lt;1 | False | False |  |  |  |  | 11.8 |  | 15.5 | 14.1 |  |  |  |  | 3.48 | 3.4 | 95000 | Electric Resistance Heating Or | 08/29/2023 |  | 11/08/2023
Trane U.S. Inc. | Trane | DHC092HW*(L,M,H,X,Y,Z)A |  | Voluntarily Certified | HPAirCoolAllPhase&gt;=65k&lt;1 | False | False |  |  |  |  | 11.8 |  | 15.5 | 14.1 |  |  |  |  | 3.48 | 3.4 | 95000 | Electric Resistance Heating Or | 08/29/2023 |  | 11/08/2023
Trane U.S. Inc. | Trane | WHC092H(3,4)*0A***6 |  | Voluntarily Certified | HPAirCoolAllPhase&gt;=65k&lt;1 | False | False |  |  |  |  | 11.8 |  | 16.5 | 14.1 |  |  |  |  | 3.5 | 3.4 | 95000 | Electric Resistance Heating Or | 08/29/2023 |  | 11/08/2023
Trane U.S. Inc. | Trane | WHC092H(3,4)*(C,G,K,N)A***6 |  | Voluntarily Certified | HPAirCoolAllPhase&gt;=65k&lt;1 | False | False |  |  |  |  | 11.8 |  | 16.5 | 14.1 |  |  |  |  | 3.5 | 3.4 | 95000 | Electric Resistance Heating Or | 08/29/2023 |  | 11/08/2023
Trane U.S. Inc. | Trane | DHC092H(3,4)*(L,M,H,X,Y,Z)A***6 |  | Voluntarily Certified | HPAirCoolAllPhase&gt;=65k&lt;1 | False | False |  |  |  |  | 11.8 |  | 16.5 | 14.1 |  |  |  |  | 3.5 | 3.4 | 95000 | Electric Resistance Heating Or | 08/29/2023 |  | 11/08/2023
Trane U.S. Inc. | Trane | WHC092HW*0A***6 |  | Voluntarily Certified | HPAirCoolAllPhase&gt;=65k&lt;1 | False | False |  |  |  |  | 11.8 |  | 16.5 | 14.1 |  |  |  |  | 3.48 | 3.4 | 95000 | Electric Resistance Heating Or | 08/29/2023 |  | 11/08/2023
Trane U.S. Inc. | Trane | WHC092HW*(C,G,K,N)A***6 |  | Voluntarily Certified | HPAirCoolAllPhase&gt;=65k&lt;1 | False | False |  |  |  |  | 11.8 |  | 16.5 | 14.1 |  |  |  |  | 3.48 | 3.4 | 95000 | Electric Resistance Heating Or | 08/29/2023 |  | 11/08/2023
Trane U.S. Inc. | Trane | DHC092HW*(L,M,H,X,Y,Z)A***6 |  | Voluntarily Certified | HPAirCoolAllPhase&gt;=65k&lt;1 | False | False |  |  |  |  | 11.8 |  | 16.5 | 14.1 |  |  |  |  | 3.48 | 3.4 | 95000 | Electric Resistance Heating Or | 08/29/2023 |  | 11/08/2023
Trane U.S. Inc. | Trane | DHC092H(3,4)*(L,M,H,X,Y,Z)A |  | Voluntarily Certified | HPAirCoolAllPhase&gt;=65k&lt;1 | False | False |  |  |  |  | 11.8 |  | 15.5 | 14.1 |  |  |  |  | 3.5 | 3.4 | 95000 | Electric Resistance Heating Or | 08/29/2023 |  | 11/08/2023
Trane U.S. Inc. | Trane | DHC102H(3,4)*(L,M,H,X,Y,Z)A |  | Voluntarily Certified | HPAirCoolAllPhase&gt;=65k&lt;1 | False | False |  |  |  |  | 12 |  | 15.5 | 14.1 |  |  |  |  | 3.63 | 3.4 | 104000 | Electric Resistance Heating Or | 08/29/2023 |  | 11/08/2023
Trane U.S. Inc. | Trane | WHC102HW*0A |  | Voluntarily Certified | HPAirCoolAllPhase&gt;=65k&lt;1 | False | False |  |  |  |  | 11.8 |  | 15.5 | 14.1 |  |  |  |  | 3.61 | 3.4 | 104000 | Electric Resistance Heating Or | 08/29/2023 |  | 11/08/2023
Trane U.S. Inc. | Trane | DHC102HW*(L,M,H,X,Y,Z)A |  | Voluntarily Certified | HPAirCoolAllPhase&gt;=65k&lt;1 | False | False |  |  |  |  | 11.8 |  | 15.5 | 14.1 |  |  |  |  | 3.61 | 3.4 | 104000 | Electric Resistance Heating Or | 08/29/2023 |  | 11/08/2023
Trane U.S. Inc. | Trane | WHC102H(3,4)*0A***6 |  | Voluntarily Certified | HPAirCoolAllPhase&gt;=65k&lt;1 | False | False |  |  |  |  | 12 |  | 16.5 | 14.1 |  |  |  |  | 3.63 | 3.4 | 104000 | Electric Resistance Heating Or | 08/29/2023 |  | 11/08/2023
Trane U.S. Inc. | Trane | WHC102H(3,4)*(C,G,K,N)A***6 |  | Voluntarily Certified | HPAirCoolAllPhase&gt;=65k&lt;1 | False | False |  |  |  |  | 12 |  | 16.5 | 14.1 |  |  |  |  | 3.63 | 3.4 | 104000 | Electric Resistance Heating Or | 08/29/2023 |  | 11/08/2023
Trane U.S. Inc. | Trane | DHC102H(3,4)*(L,M,H,X,Y,Z)A***6 |  | Voluntarily Certified | HPAirCoolAllPhase&gt;=65k&lt;1 | False | False |  |  |  |  | 12 |  | 16.5 | 14.1 |  |  |  |  | 3.63 | 3.4 | 104000 | Electric Resistance Heating Or | 08/29/2023 |  | 11/08/2023
Trane U.S. Inc. | Trane | WHC102HW*0A***6 |  | Voluntarily Certified | HPAirCoolAllPhase&gt;=65k&lt;1 | False | False |  |  |  |  | 11.8 |  | 16.5 | 14.1 |  |  |  |  | 3.61 | 3.4 | 104000 | Electric Resistance Heating Or | 08/29/2023 |  | 11/08/2023
Trane U.S. Inc. | Trane | WHC102HW*(C,G,K,N)A***6 |  | Voluntarily Certified | HPAirCoolAllPhase&gt;=65k&lt;1 | False | False |  |  |  |  | 11.8 |  | 16.5 | 14.1 |  |  |  |  | 3.61 | 3.4 | 104000 | Electric Resistance Heating Or | 08/29/2023 |  | 11/08/2023
Trane U.S. Inc. | Trane | DHC102HW*(L,M,H,X,Y,Z)A***6 |  | Voluntarily Certified | HPAirCoolAllPhase&gt;=65k&lt;1 | False | False |  |  |  |  | 11.8 |  | 16.5 | 14.1 |  |  |  |  | 3.61 | 3.4 | 104000 | Electric Resistance Heating Or | 08/29/2023 |  | 11/08/2023
Trane U.S. Inc. | Trane | DHC120H(3,4)*(L,M,H,X,Y,Z)A |  | Voluntarily Certified | HPAirCoolAllPhase&gt;=65k&lt;1 | False | False |  |  |  |  | 11.5 |  | 15.5 | 14.1 |  |  |  |  | 3.63 | 3.4 | 121000 | Electric Resistance Heating Or | 08/29/2023 |  | 11/08/2023
Trane U.S. Inc. | Trane | DHC120HW*(L,M,H,X,Y,Z)A |  | Voluntarily Certified | HPAirCoolAllPhase&gt;=65k&lt;1 | False | False |  |  |  |  | 11.5 |  | 15.5 | 14.1 |  |  |  |  | 3.61 | 3.4 | 121000 | Electric Resistance Heating Or | 08/29/2023 |  | 11/08/2023
Trane U.S. Inc. | Trane | WHC120H(3,4)*0A***6 |  | Voluntarily Certified | HPAirCoolAllPhase&gt;=65k&lt;1 | False | False |  |  |  |  | 11.5 |  | 16.5 | 14.1 |  |  |  |  | 3.63 | 3.4 | 121000 | Electric Resistance Heating Or | 08/29/2023 |  | 11/08/2023
Trane U.S. Inc. | Trane | WHC120H(3,4)*(G,K,N,P)A***6 |  | Voluntarily Certified | HPAirCoolAllPhase&gt;=65k&lt;1 | False | False |  |  |  |  | 11.5 |  | 16.5 | 14.1 |  |  |  |  | 3.63 | 3.4 | 121000 | Electric Resistance Heating Or | 08/29/2023 |  | 11/08/2023
Trane U.S. Inc. | Trane | DHC120H(3,4)*(L,M,H,X,Y,Z)A***6 |  | Voluntarily Certified | HPAirCoolAllPhase&gt;=65k&lt;1 | False | False |  |  |  |  | 11.5 |  | 16.5 | 14.1 |  |  |  |  | 3.63 | 3.4 | 121000 | Electric Resistance Heating Or | 08/29/2023 |  | 11/08/2023
Trane U.S. Inc. | Trane | WHC120HW*0A***6 |  | Voluntarily Certified | HPAirCoolAllPhase&gt;=65k&lt;1 | False | False |  |  |  |  | 11.5 |  | 16.5 | 14.1 |  |  |  |  | 3.61 | 3.4 | 121000 | Electric Resistance Heating Or | 08/29/2023 |  | 11/08/2023
Trane U.S. Inc. | Trane | WHC120HW*(G,K,N,P)A***6 |  | Voluntarily Certified | HPAirCoolAllPhase&gt;=65k&lt;1 | False | False |  |  |  |  | 11.5 |  | 16.5 | 14.1 |  |  |  |  | 3.61 | 3.4 | 121000 | Electric Resistance Heating Or | 08/29/2023 |  | 11/08/2023
Trane U.S. Inc. | Trane | DHC120HW*(L,M,H,X,Y,Z)A***6 |  | Voluntarily Certified | HPAirCoolAllPhase&gt;=65k&lt;1 | False | False |  |  |  |  | 11.5 |  | 16.5 | 14.1 |  |  |  |  | 3.61 | 3.4 | 121000 | Electric Resistance Heating Or | 08/29/2023 |  | 11/08/2023
Trane U.S. Inc. | Trane | WHC092H(3,4)*0A***7 |  | Voluntarily Certified | HPAirCoolAllPhase&gt;=65k&lt;1 | False | False |  |  |  |  | 11.8 |  | 16 | 14.1 |  |  |  |  | 3.5 | 3.4 | 95000 | Electric Resistance Heating Or | 08/29/2023 |  | 11/08/2023
Trane U.S. Inc. | Trane | WHC092H(3,4)*(C,G,K,N)A***7 |  | Voluntarily Certified | HPAirCoolAllPhase&gt;=65k&lt;1 | False | False |  |  |  |  | 11.8 |  | 16 | 14.1 |  |  |  |  | 3.5 | 3.4 | 95000 | Electric Resistance Heating Or | 08/29/2023 |  | 11/08/2023
Trane U.S. Inc. | Trane | DHC092H(3,4)*(L,M,H,X,Y,Z)A***7 |  | Voluntarily Certified | HPAirCoolAllPhase&gt;=65k&lt;1 | False | False |  |  |  |  | 11.8 |  | 16 | 14.1 |  |  |  |  | 3.5 | 3.4 | 95000 | Electric Resistance Heating Or | 08/29/2023 |  | 11/08/2023
Trane U.S. Inc. | Trane | WHC074H(3,4)*0A***7 |  | Voluntarily Certified | HPAirCoolAllPhase&gt;=65k&lt;1 | False | False |  |  |  |  | 12.1 |  | 16 | 14.1 |  |  |  |  | 3.5 | 3.4 | 78000 | Electric Resistance Heating Or | 08/29/2023 |  | 11/08/2023
Trane U.S. Inc. | Trane | WHC074H(3,4)*(C,G,K,N)A***7 |  | Voluntarily Certified | HPAirCoolAllPhase&gt;=65k&lt;1 | False | False |  |  |  |  | 12.1 |  | 16 | 14.1 |  |  |  |  | 3.5 | 3.4 | 78000 | Electric Resistance Heating Or | 08/29/2023 |  | 11/08/2023
Trane U.S. Inc. | Trane | DHC074H(3,4)*(L,M,H,X,Y,Z)A***7 |  | Voluntarily Certified | HPAirCoolAllPhase&gt;=65k&lt;1 | False | False |  |  |  |  | 12.1 |  | 16 | 14.1 |  |  |  |  | 3.5 | 3.4 | 78000 | Electric Resistance Heating Or | 08/29/2023 |  | 11/08/2023
Trane U.S. Inc. | Trane | WHC074HW*0A***7 |  | Voluntarily Certified | HPAirCoolAllPhase&gt;=65k&lt;1 | False | False |  |  |  |  | 12.1 |  | 16 | 14.1 |  |  |  |  | 3.48 | 3.4 | 78000 | Electric Resistance Heating Or | 08/29/2023 |  | 11/08/2023
Trane U.S. Inc. | Trane | WHC074HW*(C,G,K,N)A***7 |  | Voluntarily Certified | HPAirCoolAllPhase&gt;=65k&lt;1 | False | False |  |  |  |  | 12.1 |  | 16 | 14.1 |  |  |  |  | 3.48 | 3.4 | 78000 | Electric Resistance Heating Or | 08/29/2023 |  | 11/08/2023
Trane U.S. Inc. | Trane | DHC074HW*(L,M,H,X,Y,Z)A***7 |  | Voluntarily Certified | HPAirCoolAllPhase&gt;=65k&lt;1 | False | False |  |  |  |  | 12.1 |  | 16 | 14.1 |  |  |  |  | 3.48 | 3.4 | 78000 | Electric Resistance Heating Or | 08/29/2023 |  | 11/08/2023
Trane U.S. Inc. | Trane | TSJ090A(3,4,W)**(C,G,K,N)***0 |  | Voluntarily Certified | ACAirCoolAllPhase&gt;=65k&lt;1 | False | False |  |  |  |  | 11.2 |  | 14.8 | 14.8 | [6 empty] | 90000 | Electric Resistance Heating Or | 08/29/2023 |  | 11/08/2023
Trane U.S. Inc. | Trane | TSJ090A(3,4,W)**0***2 |  | Voluntarily Certified | ACAirCoolAllPhase&gt;=65k&lt;1 | False | False |  |  |  |  | 11.2 |  | 15.3 | 14.8 | [6 empty] | 90000 | Electric Resistance Heating Or | 08/29/2023 |  | 11/08/2023
Trane U.S. Inc. | Trane | TSJ090A(3,4,W)**(C,G,K,N)***2 |  | Voluntarily Certified | ACAirCoolAllPhase&gt;=65k&lt;1 | False | False |  |  |  |  | 11.2 |  | 15.3 | 14.8 | [6 empty] | 90000 | Electric Resistance Heating Or | 08/29/2023 |  | 11/08/2023
Trane U.S. Inc. | Trane | TSJ102A(3,4,W)**(C,G,K,N)***0 |  | Voluntarily Certified | ACAirCoolAllPhase&gt;=65k&lt;1 | False | False |  |  |  |  | 11.2 |  | 14.8 | 14.8 | [6 empty] | 102000 | Electric Resistance Heating Or | 08/29/2023 |  | 11/08/2023
Trane U.S. Inc. | Trane | TSJ102A(3,4,W)**0***2 |  | Voluntarily Certified | ACAirCoolAllPhase&gt;=65k&lt;1 | False | False |  |  |  |  | 11.2 |  | 15.3 | 14.8 | [6 empty] | 102000 | Electric Resistance Heating Or | 08/29/2023 |  | 11/08/2023
Trane U.S. Inc. | Trane | TSJ102A(3,4,W)**(C,G,K,N)***2 |  | Voluntarily Certified | ACAirCoolAllPhase&gt;=65k&lt;1 | False | False |  |  |  |  | 11.2 |  | 15.3 | 14.8 | [6 empty] | 102000 | Electric Resistance Heating Or | 08/29/2023 |  | 11/08/2023
Trane U.S. Inc. | Trane | TSJ120A(3,4,W)**(G,K,N,P)***0 |  | Voluntarily Certified | ACAirCoolAllPhase&gt;=65k&lt;1 | False | False |  |  |  |  | 11.2 |  | 14.8 | 14.8 | [6 empty] | 120000 | Electric Resistance Heating Or | 08/29/2023 |  | 11/08/2023
Trane U.S. Inc. | Trane | TSJ120A(3,4,W)**0***2 |  | Voluntarily Certified | ACAirCoolAllPhase&gt;=65k&lt;1 | False | False |  |  |  |  | 11.2 |  | 15.3 | 14.8 | [6 empty] | 120000 | Electric Resistance Heating Or | 08/29/2023 |  | 11/08/2023
Trane U.S. Inc. | Trane | TSJ120A(3,4,W)**(G,K,N,P)***2 |  | Voluntarily Certified | ACAirCoolAllPhase&gt;=65k&lt;1 | False | False |  |  |  |  | 11.2 |  | 15.3 | 14.8 | [6 empty] | 120000 | Electric Resistance Heating Or | 08/29/2023 |  | 11/08/2023
Trane U.S. Inc. | Trane | TSJ150A(3,4,W)**(G,K,N,P)***0 |  | Voluntarily Certified | ACAirCoolAllPhase&gt;=135k&lt; | False | False |  |  |  |  | 11 |  | 14.2 | 14.2 | [6 empty] | 150000 | Electric Resistance Heating Or | 08/29/2023 |  | 11/08/2023
Trane U.S. Inc. | Trane | TSJ150A(3,4,W)**0***2 |  | Voluntarily Certified | ACAirCoolAllPhase&gt;=135k&lt; | False | False |  |  |  |  | 11 |  | 14.7 | 14.2 | [6 empty] | 150000 | Electric Resistance Heating Or | 08/29/2023 |  | 11/08/2023
Trane U.S. Inc. | Trane | TSJ150A(3,4,W)**(G,K,N,P)***2 |  | Voluntarily Certified | ACAirCoolAllPhase&gt;=135k&lt; | False | False |  |  |  |  | 11 |  | 14.7 | 14.2 | [6 empty] | 150000 | Electric Resistance Heating Or | 08/29/2023 |  | 11/08/2023
Trane U.S. Inc. | Trane | TSJ180A(3,4,W)**(G,N,P)***0 |  | Voluntarily Certified | ACAirCoolAllPhase&gt;=135k&lt; | False | False |  |  |  |  | 11 |  | 14.2 | 14.2 | [6 empty] | 182000 | Electric Resistance Heating Or | 08/29/2023 |  | 11/08/2023
Trane U.S. Inc. | Trane | TSJ180A(3,4,W)**0***2 |  | Voluntarily Certified | ACAirCoolAllPhase&gt;=135k&lt; | False | False |  |  |  |  | 11 |  | 14.7 | 14.2 | [6 empty] | 182000 | Electric Resistance Heating Or | 08/29/2023 |  | 11/08/2023
Trane U.S. Inc. | Trane | TSJ180A(3,4,W)**(G,N,P)***2 |  | Voluntarily Certified | ACAirCoolAllPhase&gt;=135k&lt; | False | False |  |  |  |  | 11 |  | 14.7 | 14.2 | [6 empty] | 182000 | Electric Resistance Heating Or | 08/29/2023 |  | 11/08/2023
Trane U.S. Inc. | Trane | TSJ210A(3,4,W)**N,P,R)***0 |  | Voluntarily Certified | ACAirCoolAllPhase&gt;=135k&lt; | False | False |  |  |  |  | 11 |  | 14.2 | 14.2 | [6 empty] | 210000 | Electric Resistance Heating Or | 08/29/2023 |  | 11/08/2023
Trane U.S. Inc. | Trane | TSJ210A(3,4,W)**0***2 |  | Voluntarily Certified | ACAirCoolAllPhase&gt;=135k&lt; | False | False |  |  |  |  | 11 |  | 14.7 | 14.2 | [6 empty] | 210000 | Electric Resistance Heating Or | 08/29/2023 |  | 11/08/2023
Trane U.S. Inc. | Trane | TSJ210A(3,4,W)**(N,P,R)***2 |  | Voluntarily Certified | ACAirCoolAllPhase&gt;=135k&lt; | False | False |  |  |  |  | 11 |  | 14.7 | 14.2 | [6 empty] | 210000 | Electric Resistance Heating Or | 08/29/2023 |  | 11/08/2023
Trane U.S. Inc. | Trane | TZJ150A(3,4)S00***2 |  | Voluntarily Certified | ACAirCoolAllPhase&gt;=135k&lt; | False | False |  |  |  |  | 14.4 |  | 26.3 | 14.2 | [6 empty] | 150000 | Electric Resistance Heating Or | 08/29/2023 |  | 11/08/2023
Trane U.S. Inc. | Trane | TZJ180A(3,4)S00***2 |  | Voluntarily Certified | ACAirCoolAllPhase&gt;=135k&lt; | False | False |  |  |  |  | 12.7 |  | 24.8 | 14.2 | [6 empty] | 180000 | Electric Resistance Heating Or | 08/29/2023 |  | 11/08/2023
Trane U.S. Inc. | Trane | TZJ210A(3,4)S00***2 |  | Voluntarily Certified | ACAirCoolAllPhase&gt;=135k&lt; | False | False |  |  |  |  | 12.2 |  | 21.2 | 14.2 | [6 empty] | 212000 | Electric Resistance Heating Or | 08/29/2023 |  | 11/08/2023
Trane U.S. Inc. | Trane | TZJ240A(3,4)S00***2 |  | Voluntarily Certified | ACAirCoolAllPhase&gt;=240k&lt; | False | False |  |  |  |  | 11 |  | 21 | 13.2 | [6 empty] | 242000 | Electric Resistance Heating Or | 08/29/2023 |  | 11/08/2023
Trane U.S. Inc. | Trane | TZJ300A(3,4)S00***2 |  | Voluntarily Certified | ACAirCoolAllPhase&gt;=240k&lt; | False | False |  |  |  |  | 11 |  | 20.5 | 13.2 | [6 empty] | 272000 | Electric Resistance Heating Or | 08/29/2023 |  | 11/08/2023
Trane U.S. Inc. | Trane | S(A,X)HM*20(4,5,E,F)***(6,7)V* |  | Voluntarily Certified | ACAirCoolAllPhase&gt;=240k&lt; | False | False |  |  |  |  | 10.8 |  | 17.9 | 13.2 | [6 empty] | 260000 | Electric Resistance Heating Or | 08/29/2023 |  | 11/08/2023
Trane U.S. Inc. | Trane | S(A,X)HM*25(4,5,E,F)***(6,7)0* |  | Voluntarily Certified | ACAirCoolAllPhase&gt;=240k&lt; | False | False |  |  |  |  | 10.7 |  | 14.8 | 13.2 | [6 empty] | 304000 | Electric Resistance Heating Or | 08/29/2023 |  | 11/08/2023
Trane U.S. Inc. | Trane | S(A,X)HM*25(4,5,E,F)***(6,7)H* |  | Voluntarily Certified | ACAirCoolAllPhase&gt;=240k&lt; | False | False |  |  |  |  | 11 |  | 15.9 | 13.2 | [6 empty] | 304000 | Electric Resistance Heating Or | 08/29/2023 |  | 11/08/2023
Trane U.S. Inc. | Trane | S(A,X)HM*25(4,5,E,F)***(6,7)V* |  | Voluntarily Certified | ACAirCoolAllPhase&gt;=240k&lt; | False | False |  |  |  |  | 10.7 |  | 17.1 | 13.2 | [6 empty] | 288000 | Electric Resistance Heating Or | 08/29/2023 |  | 11/08/2023
Trane U.S. Inc. | Trane | S(A,X)HM*30(4,5,E,F)***(6,7)0* |  | Voluntarily Certified | ACAirCoolAllPhase&gt;=240k&lt; | False | False |  |  |  |  | 10.6 |  | 14.8 | 13.2 | [6 empty] | 332000 | Electric Resistance Heating Or | 08/29/2023 |  | 11/08/2023
Trane U.S. Inc. | Trane | S(A,X)HM*30(4,5,E,F)***(6,7)V* |  | Voluntarily Certified | ACAirCoolAllPhase&gt;=240k&lt; | False | False |  |  |  |  | 10.8 |  | 18.5 | 13.2 | [6 empty] | 352000 | Electric Resistance Heating Or | 08/29/2023 |  | 11/08/2023
Trane U.S. Inc. | Trane | S(A,X)HM*40(4,5,E,F)***(6,7)0* |  | Voluntarily Certified | ACAirCoolAllPhase&gt;=240k&lt; | False | False |  |  |  |  | 10.3 |  | 14.7 | 13.2 | [6 empty] | 450000 | Electric Resistance Heating Or | 08/29/2023 |  | 11/08/2023
Trane U.S. Inc. | Trane | S(A,X)HM*40(4,5,E,F)***(6,7)H* |  | Voluntarily Certified | ACAirCoolAllPhase&gt;=240k&lt; | False | False |  |  |  |  | 11 |  | 15.6 | 13.2 | [6 empty] | 415000 | Electric Resistance Heating Or | 08/29/2023 |  | 11/08/2023
Trane U.S. Inc. | Trane | S(A,X)HM*40(4,5,E,F)***(6,7)V* |  | Voluntarily Certified | ACAirCoolAllPhase&gt;=240k&lt; | False | False |  |  |  |  | 10.6 |  | 16.4 | 13.2 | [6 empty] | 450000 | Electric Resistance Heating Or | 08/29/2023 |  | 11/08/2023
Trane U.S. Inc. | Trane | S(A,X)HM*50(4,5,E,F)***(6,7)0* |  | Voluntarily Certified | ACAirCoolAllPhase&gt;=240k&lt; | False | False |  |  |  |  | 10.7 |  | 14.9 | 13.2 | [6 empty] | 550000 | Electric Resistance Heating Or | 08/29/2023 |  | 11/08/2023
Trane U.S. Inc. | Trane | S(A,X)HM*50(4,5,E,F)***(6,7)H* |  | Voluntarily Certified | ACAirCoolAllPhase&gt;=240k&lt; | False | False |  |  |  |  | 11.2 |  | 16 | 13.2 | [6 empty] | 585000 | Electric Resistance Heating Or | 08/29/2023 |  | 11/08/2023
Trane U.S. Inc. | Trane | S(A,X)HM*50(4,5,E,F)***(6,7)V* |  | Voluntarily Certified | ACAirCoolAllPhase&gt;=240k&lt; | False | False |  |  |  |  | 11.1 |  | 17.4 | 13.2 | [6 empty] | 565000 | Electric Resistance Heating Or | 08/29/2023 |  | 11/08/2023
Trane U.S. Inc. | Trane | S(A,X)HM*55(4,5,E,F)***(6,7)0* |  | Voluntarily Certified | ACAirCoolAllPhase&gt;=240k&lt; | False | False |  |  |  |  | 10.2 |  | 14.6 | 13.2 | [6 empty] | 610000 | Electric Resistance Heating Or | 08/29/2023 |  | 11/08/2023
Trane U.S. Inc. | Trane | S(A,X)HM*55(4,5,E,F)***(6,7)H* |  | Voluntarily Certified | ACAirCoolAllPhase&gt;=240k&lt; | False | False |  |  |  |  | 11.1 |  | 16 | 13.2 | [6 empty] | 615000 | Electric Resistance Heating Or | 08/29/2023 |  | 11/08/2023
Trane U.S. Inc. | Trane | S(A,X)HM*55(4,5,E,F)***(6,7)V* |  | Voluntarily Certified | ACAirCoolAllPhase&gt;=240k&lt; | False | False |  |  |  |  | 11 |  | 17.4 | 13.2 | [6 empty] | 610000 | Electric Resistance Heating Or | 08/29/2023 |  | 11/08/2023
Trane U.S. Inc. | Trane | S(A,X)HM*60(4,5,E,F)***(6,7)0* |  | Voluntarily Certified | ACAirCoolAllPhase&gt;=240k&lt; | False | False |  |  |  |  | 10.4 |  | 15.5 | 13.2 | [6 empty] | 685000 | Electric Resistance Heating Or | 08/29/2023 |  | 11/08/2023
Trane U.S. Inc. | Trane | S(A,X)HM*60(4,5,E,F)***(6,7)H* |  | Voluntarily Certified | ACAirCoolAllPhase&gt;=240k&lt; | False | False |  |  |  |  | 11 |  | 16.2 | 13.2 | [6 empty] | 690000 | Electric Resistance Heating Or | 08/29/2023 |  | 11/08/2023
Trane U.S. Inc. | Trane | S(A,X)HM*60(4,5,E,F)***(6,7)V* |  | Voluntarily Certified | ACAirCoolAllPhase&gt;=240k&lt; | False | False |  |  |  |  | 10.9 |  | 17.7 | 13.2 | [6 empty] | 675000 | Electric Resistance Heating Or | 08/29/2023 |  | 11/08/2023
Trane U.S. Inc. | Trane | S(A,X)HM*20(4,5,E,F)***(A,B)V* |  | Voluntarily Certified | ACAirCoolAllPhase&gt;=240k&lt; | False | False |  |  |  |  | 10.8 |  | 17.9 | 13.2 | [6 empty] | 260000 | Electric Resistance Heating Or | 08/29/2023 |  | 11/08/2023
Trane U.S. Inc. | Trane | S(F,L,S)HM*20(4,5,E,F)***(6,7)V* |  | Voluntarily Certified | ACAirCoolAllPhase&gt;=240k&lt; | False | False |  |  |  |  | 10.7 |  | 17.9 | 13 | [6 empty] | 258000 | Heating Other Than Electric Re | 08/29/2023 |  | 11/08/2023
Trane U.S. Inc. | Trane | S(F,L,S)HM*20(4,5,E,F)***(A,B)V* |  | Voluntarily Certified | ACAirCoolAllPhase&gt;=240k&lt; | False | False |  |  |  |  | 10.7 |  | 17.9 | 13 | [6 empty] | 258000 | Heating Other Than Electric Re | 08/29/2023 |  | 11/08/2023
Trane U.S. Inc. | Trane | S(A,X)HM*25(4,5,E,F)***(A,B)0* |  | Voluntarily Certified | ACAirCoolAllPhase&gt;=240k&lt; | False | False |  |  |  |  | 10.7 |  | 14.8 | 13.2 | [6 empty] | 304000 | Electric Resistance Heating Or | 08/29/2023 |  | 11/08/2023
Trane U.S. Inc. | Trane | S(F,L,S)HM*25(4,5,E,F)***(6,7)0* |  | Voluntarily Certified | ACAirCoolAllPhase&gt;=240k&lt; | False | False |  |  |  |  | 10.6 |  | 14.8 | 13 | [6 empty] | 302000 | Heating Other Than Electric Re | 08/29/2023 |  | 11/08/2023
Trane U.S. Inc. | Trane | S(F,L,S)HM*25(4,5,E,F)***(A,B)0* |  | Voluntarily Certified | ACAirCoolAllPhase&gt;=240k&lt; | False | False |  |  |  |  | 10.6 |  | 14.8 | 13 | [6 empty] | 302000 | Heating Other Than Electric Re | 08/29/2023 |  | 11/08/2023
Trane U.S. Inc. | Trane | S(A,X)HM*25(4,5,E,F)***(A,B)H* |  | Voluntarily Certified | ACAirCoolAllPhase&gt;=240k&lt; | False | False |  |  |  |  | 11 |  | 15.9 | 13.2 | [6 empty] | 304000 | Electric Resistance Heating Or | 08/29/2023 |  | 11/08/2023
Trane U.S. Inc. | Trane | S(F,L,S)HM*25(4,5,E,F)***(6,7)H* |  | Voluntarily Certified | ACAirCoolAllPhase&gt;=240k&lt; | False | False |  |  |  |  | 11 |  | 15.9 | 13 | [6 empty] | 304000 | Heating Other Than Electric Re | 08/29/2023 |  | 11/08/2023
Trane U.S. Inc. | Trane | S(F,L,S)HM*25(4,5,E,F)***(A,B)H* |  | Voluntarily Certified | ACAirCoolAllPhase&gt;=240k&lt; | False | False |  |  |  |  | 11 |  | 15.9 | 13 | [6 empty] | 304000 | Heating Other Than Electric Re | 08/29/2023 |  | 11/08/2023
Trane U.S. Inc. | Trane | S(A,X)HM*25(4,5,E,F)***(A,B)V* |  | Voluntarily Certified | ACAirCoolAllPhase&gt;=240k&lt; | False | False |  |  |  |  | 10.7 |  | 17.1 | 13.2 | [6 empty] | 288000 | Electric Resistance Heating Or | 08/29/2023 |  | 11/08/2023
Trane U.S. Inc. | Trane | S(F,L,S)HM*25(4,5,E,F)***(6,7)V* |  | Voluntarily Certified | ACAirCoolAllPhase&gt;=240k&lt; | False | False |  |  |  |  | 10.7 |  | 17.1 | 13 | [6 empty] | 288000 | Heating Other Than Electric Re | 08/29/2023 |  | 11/08/2023
Trane U.S. Inc. | Trane | S(F,L,S)HM*25(4,5,E,F)***(A,B)V* |  | Voluntarily Certified | ACAirCoolAllPhase&gt;=240k&lt; | False | False |  |  |  |  | 10.7 |  | 17.1 | 13 | [6 empty] | 288000 | Heating Other Than Electric Re | 08/29/2023 |  | 11/08/2023
Trane U.S. Inc. | Trane | S(A,X)HM*30(4,5,E,F)***(A,B)0* |  | Voluntarily Certified | ACAirCoolAllPhase&gt;=240k&lt; | False | False |  |  |  |  | 10.6 |  | 14.8 | 13.2 | [6 empty] | 332000 | Electric Resistance Heating Or | 08/29/2023 |  | 11/08/2023
Trane U.S. Inc. | Trane | S(F,L,S)HM*30(4,5,E,F)***(6,7)0* |  | Voluntarily Certified | ACAirCoolAllPhase&gt;=240k&lt; | False | False |  |  |  |  | 10.5 |  | 14.8 | 13 | [6 empty] | 330000 | Heating Other Than Electric Re | 08/29/2023 |  | 11/08/2023
Trane U.S. Inc. | Trane | S(F,L,S)HM*30(4,5,E,F)***(A,B)0* |  | Voluntarily Certified | ACAirCoolAllPhase&gt;=240k&lt; | False | False |  |  |  |  | 10.5 |  | 14.8 | 13 | [6 empty] | 330000 | Heating Other Than Electric Re | 08/29/2023 |  | 11/08/2023
Trane U.S. Inc. | Trane | S(A,X)HM*30(4,5,E,F)***(6,7)H* |  | Voluntarily Certified | ACAirCoolAllPhase&gt;=240k&lt; | False | False |  |  |  |  | 11 |  | 15.8 | 13.2 | [6 empty] | 334000 | Electric Resistance Heating Or | 08/29/2023 |  | 11/08/2023
Trane U.S. Inc. | Trane | S(A,X)HM*30(4,5,E,F)***(A,B)H* |  | Voluntarily Certified | ACAirCoolAllPhase&gt;=240k&lt; | False | False |  |  |  |  | 11 |  | 15.8 | 13.2 | [6 empty] | 334000 | Electric Resistance Heating Or | 08/29/2023 |  | 11/08/2023
Trane U.S. Inc. | Trane | S(F,L,S)HM*30(4,5,E,F)***(6,7)H* |  | Voluntarily Certified | ACAirCoolAllPhase&gt;=240k&lt; | False | False |  |  |  |  | 10.9 |  | 15.7 | 13 | [6 empty] | 334000 | Heating Other Than Electric Re | 08/29/2023 |  | 11/08/2023
Trane U.S. Inc. | Trane | S(F,L,S)HM*30(4,5,E,F)***(A,B)H* |  | Voluntarily Certified | ACAirCoolAllPhase&gt;=240k&lt; | False | False |  |  |  |  | 10.9 |  | 15.7 | 13 | [6 empty] | 334000 | Heating Other Than Electric Re | 08/29/2023 |  | 11/08/2023
Trane U.S. Inc. | Trane | S(A,X)HM*30(4,5,E,F)***(A,B)V* |  | Voluntarily Certified | ACAirCoolAllPhase&gt;=240k&lt; | False | False |  |  |  |  | 10.8 |  | 18.5 | 13.2 | [6 empty] | 352000 | Electric Resistance Heating Or | 08/29/2023 |  | 11/08/2023
Trane U.S. Inc. | Trane | S(F,L,S)HM*30(4,5,E,F)***(6,7)V* |  | Voluntarily Certified | ACAirCoolAllPhase&gt;=240k&lt; | False | False |  |  |  |  | 10.7 |  | 18.4 | 13 | [6 empty] | 352000 | Heating Other Than Electric Re | 08/29/2023 |  | 11/08/2023
Trane U.S. Inc. | Trane | S(F,L,S)HM*30(4,5,E,F)***(A,B)V* |  | Voluntarily Certified | ACAirCoolAllPhase&gt;=240k&lt; | False | False |  |  |  |  | 10.7 |  | 18.4 | 13 | [6 empty] | 352000 | Heating Other Than Electric Re | 08/29/2023 |  | 11/08/2023
Trane U.S. Inc. | Trane | S(A,X)HM*40(4,5,E,F)***(A,B)0* |  | Voluntarily Certified | ACAirCoolAllPhase&gt;=240k&lt; | False | False |  |  |  |  | 10.3 |  | 14.7 | 13.2 | [6 empty] | 450000 | Electric Resistance Heating Or | 08/29/2023 |  | 11/08/2023
Trane U.S. Inc. | Trane | S(F,L,S)HM*40(4,5,E,F)***(6,7)0* |  | Voluntarily Certified | ACAirCoolAllPhase&gt;=240k&lt; | False | False |  |  |  |  | 10.2 |  | 14.6 | 13 | [6 empty] | 445000 | Heating Other Than Electric Re | 08/29/2023 |  | 11/08/2023
Trane U.S. Inc. | Trane | S(F,L,S)HM*40(4,5,E,F)***(A,B)0* |  | Voluntarily Certified | ACAirCoolAllPhase&gt;=240k&lt; | False | False |  |  |  |  | 10.2 |  | 14.6 | 13 | [6 empty] | 445000 | Heating Other Than Electric Re | 08/29/2023 |  | 11/08/2023
Trane U.S. Inc. | Trane | S(A,X)HM*40(4,5,E,F)***(A,B)H* |  | Voluntarily Certified | ACAirCoolAllPhase&gt;=240k&lt; | False | False |  |  |  |  | 11 |  | 15.6 | 13.2 | [6 empty] | 415000 | Electric Resistance Heating Or | 08/29/2023 |  | 11/08/2023
Trane U.S. Inc. | Trane | S(F,L,S)HM*40(4,5,E,F)***(6,7)H* |  | Voluntarily Certified | ACAirCoolAllPhase&gt;=240k&lt; | False | False |  |  |  |  | 10.8 |  | 15.6 | 13 | [6 empty] | 415000 | Heating Other Than Electric Re | 08/29/2023 |  | 11/08/2023
Trane U.S. Inc. | Trane | S(F,L,S)HM*40(4,5,E,F)***(A,B)H* |  | Voluntarily Certified | ACAirCoolAllPhase&gt;=240k&lt; | False | False |  |  |  |  | 10.8 |  | 15.6 | 13 | [6 empty] | 415000 | Heating Other Than Electric Re | 08/29/2023 |  | 11/08/2023
Trane U.S. Inc. | Trane | S(A,X)HM*40(4,5,E,F)***(A,B)V* |  | Voluntarily Certified | ACAirCoolAllPhase&gt;=240k&lt; | False | False |  |  |  |  | 10.6 |  | 16.4 | 13.2 | [6 empty] | 450000 | Electric Resistance Heating Or | 08/29/2023 |  | 11/08/2023
Trane U.S. Inc. | Trane | S(F,L,S)HM*40(4,5,E,F)***(6,7)V* |  | Voluntarily Certified | ACAirCoolAllPhase&gt;=240k&lt; | False | False |  |  |  |  | 10.5 |  | 16.3 | 13 | [6 empty] | 445000 | Heating Other Than Electric Re | 08/29/2023 |  | 11/08/2023
Trane U.S. Inc. | Trane | S(F,L,S)HM*40(4,5,E,F)***(A,B)V* |  | Voluntarily Certified | ACAirCoolAllPhase&gt;=240k&lt; | False | False |  |  |  |  | 10.5 |  | 16.3 | 13 | [6 empty] | 445000 | Heating Other Than Electric Re | 08/29/2023 |  | 11/08/2023
Trane U.S. Inc. | Trane | S(A,X)HM*50(4,5,E,F)***(A,B)0* |  | Voluntarily Certified | ACAirCoolAllPhase&gt;=240k&lt; | False | False |  |  |  |  | 10.7 |  | 14.9 | 13.2 | [6 empty] | 550000 | Electric Resistance Heating Or | 08/29/2023 |  | 11/08/2023
Trane U.S. Inc. | Trane | S(F,L,S)HM*50(4,5,E,F)***(6,7)0* |  | Voluntarily Certified | ACAirCoolAllPhase&gt;=240k&lt; | False | False |  |  |  |  | 10.5 |  | 14.8 | 13 | [6 empty] | 545000 | Heating Other Than Electric Re | 08/29/2023 |  | 11/08/2023
Trane U.S. Inc. | Trane | S(F,L,S)HM*50(4,5,E,F)***(A,B)0* |  | Voluntarily Certified | ACAirCoolAllPhase&gt;=240k&lt; | False | False |  |  |  |  | 10.5 |  | 14.8 | 13 | [6 empty] | 545000 | Heating Other Than Electric Re | 08/29/2023 |  | 11/08/2023
Trane U.S. Inc. | Trane | S(A,X)HM*50(4,5,E,F)***(A,B)H* |  | Voluntarily Certified | ACAirCoolAllPhase&gt;=240k&lt; | False | False |  |  |  |  | 11.2 |  | 16 | 13.2 | [6 empty] | 585000 | Electric Resistance Heating Or | 08/29/2023 |  | 11/08/2023
Trane U.S. Inc. | Trane | S(F,L,S)HM*50(4,5,E,F)***(6,7)H* |  | Voluntarily Certified | ACAirCoolAllPhase&gt;=240k&lt; | False | False |  |  |  |  | 11 |  | 15.8 | 13 | [6 empty] | 580000 | Heating Other Than Electric Re | 08/29/2023 |  | 11/08/2023
Trane U.S. Inc. | Trane | S(F,L,S)HM*50(4,5,E,F)***(A,B)H* |  | Voluntarily Certified | ACAirCoolAllPhase&gt;=240k&lt; | False | False |  |  |  |  | 11 |  | 15.8 | 13 | [6 empty] | 580000 | Heating Other Than Electric Re | 08/29/2023 |  | 11/08/2023
Trane U.S. Inc. | Trane | S(A,X)HM*50(4,5,E,F)***(A,B)V* |  | Voluntarily Certified | ACAirCoolAllPhase&gt;=240k&lt; | False | False |  |  |  |  | 11.1 |  | 17.4 | 13.2 | [6 empty] | 565000 | Electric Resistance Heating Or | 08/29/2023 |  | 11/08/2023
Trane U.S. Inc. | Trane | S(F,L,S)HM*50(4,5,E,F)***(6,7)V* |  | Voluntarily Certified | ACAirCoolAllPhase&gt;=240k&lt; | False | False |  |  |  |  | 11 |  | 17.3 | 13 | [6 empty] | 565000 | Heating Other Than Electric Re | 08/29/2023 |  | 11/08/2023
Trane U.S. Inc. | Trane | S(F,L,S)HM*50(4,5,E,F)***(A,B)V* |  | Voluntarily Certified | ACAirCoolAllPhase&gt;=240k&lt; | False | False |  |  |  |  | 11 |  | 17.3 | 13 | [6 empty] | 565000 | Heating Other Than Electric Re | 08/29/2023 |  | 11/08/2023
Trane U.S. Inc. | Trane | S(A,X)HM*55(4,5,E,F)***(A,B)0* |  | Voluntarily Certified | ACAirCoolAllPhase&gt;=240k&lt; | False | False |  |  |  |  | 10.2 |  | 14.6 | 13.2 | [6 empty] | 610000 | Electric Resistance Heating Or | 08/29/2023 |  | 11/08/2023
Trane U.S. Inc. | Trane | S(F,L,S)HM*55(4,5,E,F)***(6,7)0* |  | Voluntarily Certified | ACAirCoolAllPhase&gt;=240k&lt; | False | False |  |  |  |  | 10.1 |  | 14.5 | 13 | [6 empty] | 610000 | Heating Other Than Electric Re | 08/29/2023 |  | 11/08/2023
Trane U.S. Inc. | Trane | S(F,L,S)HM*55(4,5,E,F)***(A,B)0* |  | Voluntarily Certified | ACAirCoolAllPhase&gt;=240k&lt; | False | False |  |  |  |  | 10.1 |  | 14.5 | 13 | [6 empty] | 610000 | Heating Other Than Electric Re | 08/29/2023 |  | 11/08/2023
Trane U.S. Inc. | Trane | S(A,X)HM*55(4,5,E,F)***(A,B)H* |  | Voluntarily Certified | ACAirCoolAllPhase&gt;=240k&lt; | False | False |  |  |  |  | 11.1 |  | 16 | 13.2 | [6 empty] | 615000 | Electric Resistance Heating Or | 08/29/2023 |  | 11/08/2023
Trane U.S. Inc. | Trane | S(F,L,S)HM*55(4,5,E,F)***(6,7)H* |  | Voluntarily Certified | ACAirCoolAllPhase&gt;=240k&lt; | False | False |  |  |  |  | 10.9 |  | 15.9 | 13 | [6 empty] | 610000 | Heating Other Than Electric Re | 08/29/2023 |  | 11/08/2023
Trane U.S. Inc. | Trane | S(F,L,S)HM*55(4,5,E,F)***(A,B)H* |  | Voluntarily Certified | ACAirCoolAllPhase&gt;=240k&lt; | False | False |  |  |  |  | 10.9 |  | 15.9 | 13 | [6 empty] | 610000 | Heating Other Than Electric Re | 08/29/2023 |  | 11/08/2023
Trane U.S. Inc. | Trane | S(A,X)HM*55(4,5,E,F)***(A,B)V* |  | Voluntarily Certified | ACAirCoolAllPhase&gt;=240k&lt; | False | False |  |  |  |  | 11 |  | 17.4 | 13.2 | [6 empty] | 610000 | Electric Resistance Heating Or | 08/29/2023 |  | 11/08/2023
Trane U.S. Inc. | Trane | S(F,L,S)HM*55(4,5,E,F)***(6,7)V* |  | Voluntarily Certified | ACAirCoolAllPhase&gt;=240k&lt; | False | False |  |  |  |  | 10.8 |  | 17.2 | 13 | [6 empty] | 610000 | Heating Other Than Electric Re | 08/29/2023 |  | 11/08/2023
Trane U.S. Inc. | Trane | S(F,L,S)HM*55(4,5,E,F)***(A,B)V* |  | Voluntarily Certified | ACAirCoolAllPhase&gt;=240k&lt; | False | False |  |  |  |  | 10.8 |  | 17.2 | 13 | [6 empty] | 610000 | Heating Other Than Electric Re | 08/29/2023 |  | 11/08/2023
Trane U.S. Inc. | Trane | S(A,X)HM*60(4,5,E,F)***(A,B)0* |  | Voluntarily Certified | ACAirCoolAllPhase&gt;=240k&lt; | False | False |  |  |  |  | 10.4 |  | 15.5 | 13.2 | [6 empty] | 685000 | Electric Resistance Heating Or | 08/29/2023 |  | 11/08/2023
Trane U.S. Inc. | Trane | S(F,L,S)HM*60(4,5,E,F)***(6,7)0* |  | Voluntarily Certified | ACAirCoolAllPhase&gt;=240k&lt; | False | False |  |  |  |  | 10.3 |  | 15.5 | 13 | [6 empty] | 680000 | Heating Other Than Electric Re | 08/29/2023 |  | 11/08/2023
Trane U.S. Inc. | Trane | S(F,L,S)HM*60(4,5,E,F)***(A,B)0* |  | Voluntarily Certified | ACAirCoolAllPhase&gt;=240k&lt; | False | False |  |  |  |  | 10.3 |  | 15.5 | 13 | [6 empty] | 680000 | Heating Other Than Electric Re | 08/29/2023 |  | 11/08/2023
Trane U.S. Inc. | Trane | S(A,X)HM*60(4,5,E,F)***(A,B)H* |  | Voluntarily Certified | ACAirCoolAllPhase&gt;=240k&lt; | False | False |  |  |  |  | 11 |  | 16.2 | 13.2 | [6 empty] | 690000 | Electric Resistance Heating Or | 08/29/2023 |  | 11/08/2023
Trane U.S. Inc. | Trane | S(F,L,S)HM*60(4,5,E,F)***(6,7)H* |  | Voluntarily Certified | ACAirCoolAllPhase&gt;=240k&lt; | False | False |  |  |  |  | 10.9 |  | 16.1 | 13 | [6 empty] | 690000 | Heating Other Than Electric Re | 08/29/2023 |  | 11/08/2023
Trane U.S. Inc. | Trane | S(F,L,S)HM*60(4,5,E,F)***(A,B)H* |  | Voluntarily Certified | ACAirCoolAllPhase&gt;=240k&lt; | False | False |  |  |  |  | 10.9 |  | 16.1 | 13 | [6 empty] | 690000 | Heating Other Than Electric Re | 08/29/2023 |  | 11/08/2023
Trane U.S. Inc. | Trane | S(A,X)HM*60(4,5,E,F)***(A,B)V* |  | Voluntarily Certified | ACAirCoolAllPhase&gt;=240k&lt; | False | False |  |  |  |  | 10.9 |  | 17.7 | 13.2 | [6 empty] | 675000 | Electric Resistance Heating Or | 08/29/2023 |  | 11/08/2023
Trane U.S. Inc. | Trane | S(F,L,S)HM*60(4,5,E,F)***(6,7)V* |  | Voluntarily Certified | ACAirCoolAllPhase&gt;=240k&lt; | False | False |  |  |  |  | 10.8 |  | 17.6 | 13 | [6 empty] | 675000 | Heating Other Than Electric Re | 08/29/2023 |  | 11/08/2023
Trane U.S. Inc. | Trane | S(F,L,S)HM*60(4,5,E,F)***(A,B)V* |  | Voluntarily Certified | ACAirCoolAllPhase&gt;=240k&lt; | False | False |  |  |  |  | 10.8 |  | 17.6 | 13 | [6 empty] | 675000 | Heating Other Than Electric Re | 08/29/2023 |  | 11/08/2023
Trane U.S. Inc. | Trane | SEHM*20(4,5,E,F)***(6,7)V* |  | Voluntarily Certified | ACAirCoolAllPhase&gt;=240k&lt; | False | False |  |  |  |  | 10.7 |  | 17.9 | 13.2 | [6 empty] | 260000 | Electric Resistance Heating Or | 08/29/2023 |  | 11/08/2023
Trane U.S. Inc. | Trane | SEHM*20(4,5,E,F)***(A,B)V* |  | Voluntarily Certified | ACAirCoolAllPhase&gt;=240k&lt; | False | False |  |  |  |  | 10.7 |  | 17.9 | 13.2 | [6 empty] | 260000 | Electric Resistance Heating Or | 08/29/2023 |  | 11/08/2023
Trane U.S. Inc. | Trane | SEHM*25(4,5,E,F)***(6,7)0* |  | Voluntarily Certified | ACAirCoolAllPhase&gt;=240k&lt; | False | False |  |  |  |  | 10.6 |  | 14.8 | 13.2 | [6 empty] | 302000 | Electric Resistance Heating Or | 08/29/2023 |  | 11/08/2023
Trane U.S. Inc. | Trane | SEHM*25(4,5,E,F)***(A,B)0* |  | Voluntarily Certified | ACAirCoolAllPhase&gt;=240k&lt; | False | False |  |  |  |  | 10.6 |  | 14.8 | 13.2 | [6 empty] | 302000 | Electric Resistance Heating Or | 08/29/2023 |  | 11/08/2023
Trane U.S. Inc. | Trane | SEHM*25(4,5,E,F)***(6,7)H* |  | Voluntarily Certified | ACAirCoolAllPhase&gt;=240k&lt; | False | False |  |  |  |  | 11 |  | 15.9 | 13.2 | [6 empty] | 304000 | Electric Resistance Heating Or | 08/29/2023 |  | 11/08/2023
Trane U.S. Inc. | Trane | SEHM*25(4,5,E,F)***(A,B)H* |  | Voluntarily Certified | ACAirCoolAllPhase&gt;=240k&lt; | False | False |  |  |  |  | 11 |  | 15.9 | 13.2 | [6 empty] | 304000 | Electric Resistance Heating Or | 08/29/2023 |  | 11/08/2023
Trane U.S. Inc. | Trane | SEHM*25(4,5,E,F)***(6,7)V* |  | Voluntarily Certified | ACAirCoolAllPhase&gt;=240k&lt; | False | False |  |  |  |  | 10.7 |  | 17.1 | 13.2 | [6 empty] | 288000 | Electric Resistance Heating Or | 08/29/2023 |  | 11/08/2023
Trane U.S. Inc. | Trane | SEHM*25(4,5,E,F)***(A,B)V* |  | Voluntarily Certified | ACAirCoolAllPhase&gt;=240k&lt; | False | False |  |  |  |  | 10.7 |  | 17.1 | 13.2 | [6 empty] | 288000 | Electric Resistance Heating Or | 08/29/2023 |  | 11/08/2023
Trane U.S. Inc. | Trane | SEHM*30(4,5,E,F)***(6,7)0* |  | Voluntarily Certified | ACAirCoolAllPhase&gt;=240k&lt; | False | False |  |  |  |  | 10.5 |  | 14.8 | 13.2 | [6 empty] | 332000 | Electric Resistance Heating Or | 08/29/2023 |  | 11/08/2023
Trane U.S. Inc. | Trane | SEHM*30(4,5,E,F)***(A,B)0* |  | Voluntarily Certified | ACAirCoolAllPhase&gt;=240k&lt; | False | False |  |  |  |  | 10.5 |  | 14.8 | 13.2 | [6 empty] | 332000 | Electric Resistance Heating Or | 08/29/2023 |  | 11/08/2023
Trane U.S. Inc. | Trane | SEHM*30(4,5,E,F)***(6,7)H* |  | Voluntarily Certified | ACAirCoolAllPhase&gt;=240k&lt; | False | False |  |  |  |  | 10.9 |  | 15.7 | 13.2 | [6 empty] | 334000 | Electric Resistance Heating Or | 08/29/2023 |  | 11/08/2023
Trane U.S. Inc. | Trane | SEHM*30(4,5,E,F)***(A,B)H* |  | Voluntarily Certified | ACAirCoolAllPhase&gt;=240k&lt; | False | False |  |  |  |  | 10.9 |  | 15.7 | 13.2 | [6 empty] | 334000 | Electric Resistance Heating Or | 08/29/2023 |  | 11/08/2023
Trane U.S. Inc. | Trane | SEHM*30(4,5,E,F)***(6,7)V* |  | Voluntarily Certified | ACAirCoolAllPhase&gt;=240k&lt; | False | False |  |  |  |  | 10.7 |  | 18.4 | 13.2 | [6 empty] | 352000 | Electric Resistance Heating Or | 08/29/2023 |  | 11/08/2023
Trane U.S. Inc. | Trane | SEHM*30(4,5,E,F)***(A,B)V* |  | Voluntarily Certified | ACAirCoolAllPhase&gt;=240k&lt; | False | False |  |  |  |  | 10.7 |  | 18.4 | 13.2 | [6 empty] | 352000 | Electric Resistance Heating Or | 08/29/2023 |  | 11/08/2023
Trane U.S. Inc. | Trane | SEHM*40(4,5,E,F)***(6,7)0* |  | Voluntarily Certified | ACAirCoolAllPhase&gt;=240k&lt; | False | False |  |  |  |  | 10.1 |  | 14.6 | 13.2 | [6 empty] | 445000 | Electric Resistance Heating Or | 08/29/2023 |  | 11/08/2023
Trane U.S. Inc. | Trane | SEHM*40(4,5,E,F)***(A,B)0* |  | Voluntarily Certified | ACAirCoolAllPhase&gt;=240k&lt; | False | False |  |  |  |  | 10.1 |  | 14.6 | 13.2 | [6 empty] | 445000 | Electric Resistance Heating Or | 08/29/2023 |  | 11/08/2023
Trane U.S. Inc. | Trane | SEHM*40(4,5,E,F)***(6,7)H* |  | Voluntarily Certified | ACAirCoolAllPhase&gt;=240k&lt; | False | False |  |  |  |  | 10.8 |  | 15.6 | 13.2 | [6 empty] | 415000 | Electric Resistance Heating Or | 08/29/2023 |  | 11/08/2023
Trane U.S. Inc. | Trane | SEHM*40(4,5,E,F)***(A,B)H* |  | Voluntarily Certified | ACAirCoolAllPhase&gt;=240k&lt; | False | False |  |  |  |  | 10.8 |  | 15.6 | 13.2 | [6 empty] | 415000 | Electric Resistance Heating Or | 08/29/2023 |  | 11/08/2023
Trane U.S. Inc. | Trane | SEHM*40(4,5,E,F)***(6,7)V* |  | Voluntarily Certified | ACAirCoolAllPhase&gt;=240k&lt; | False | False |  |  |  |  | 10.5 |  | 16.3 | 13.2 | [6 empty] | 445000 | Electric Resistance Heating Or | 08/29/2023 |  | 11/08/2023
Trane U.S. Inc. | Trane | SEHM*40(4,5,E,F)***(A,B)V* |  | Voluntarily Certified | ACAirCoolAllPhase&gt;=240k&lt; | False | False |  |  |  |  | 10.5 |  | 16.3 | 13.2 | [6 empty] | 445000 | Electric Resistance Heating Or | 08/29/2023 |  | 11/08/2023
Trane U.S. Inc. | Trane | SEHM*50(4,5,E,F)***(6,7)0* |  | Voluntarily Certified | ACAirCoolAllPhase&gt;=240k&lt; | False | False |  |  |  |  | 10.5 |  | 14.7 | 13.2 | [6 empty] | 545000 | Electric Resistance Heating Or | 08/29/2023 |  | 11/08/2023
Trane U.S. Inc. | Trane | SEHM*50(4,5,E,F)***(A,B)0* |  | Voluntarily Certified | ACAirCoolAllPhase&gt;=240k&lt; | False | False |  |  |  |  | 10.5 |  | 14.7 | 13.2 | [6 empty] | 545000 | Electric Resistance Heating Or | 08/29/2023 |  | 11/08/2023
Trane U.S. Inc. | Trane | SEHM*50(4,5,E,F)***(6,7)H* |  | Voluntarily Certified | ACAirCoolAllPhase&gt;=240k&lt; | False | False |  |  |  |  | 11 |  | 15.8 | 13.2 | [6 empty] | 580000 | Electric Resistance Heating Or | 08/29/2023 |  | 11/08/2023
Trane U.S. Inc. | Trane | SEHM*50(4,5,E,F)***(A,B)H* |  | Voluntarily Certified | ACAirCoolAllPhase&gt;=240k&lt; | False | False |  |  |  |  | 11 |  | 15.8 | 13.2 | [6 empty] | 580000 | Electric Resistance Heating Or | 08/29/2023 |  | 11/08/2023
Trane U.S. Inc. | Trane | SEHM*50(4,5,E,F)***(6,7)V* |  | Voluntarily Certified | ACAirCoolAllPhase&gt;=240k&lt; | False | False |  |  |  |  | 11 |  | 17.3 | 13.2 | [6 empty] | 565000 | Electric Resistance Heating Or | 08/29/2023 |  | 11/08/2023
Trane U.S. Inc. | Trane | SEHM*50(4,5,E,F)***(A,B)V* |  | Voluntarily Certified | ACAirCoolAllPhase&gt;=240k&lt; | False | False |  |  |  |  | 11 |  | 17.3 | 13.2 | [6 empty] | 565000 | Electric Resistance Heating Or | 08/29/2023 |  | 11/08/2023
Trane U.S. Inc. | Trane | SEHM*55(4,5,E,F)***(6,7)0* |  | Voluntarily Certified | ACAirCoolAllPhase&gt;=240k&lt; | False | False |  |  |  |  | 10.1 |  | 14.5 | 13.2 | [6 empty] | 610000 | Electric Resistance Heating Or | 08/29/2023 |  | 11/08/2023
Trane U.S. Inc. | Trane | SEHM*55(4,5,E,F)***(A,B)0* |  | Voluntarily Certified | ACAirCoolAllPhase&gt;=240k&lt; | False | False |  |  |  |  | 10.1 |  | 14.5 | 13.2 | [6 empty] | 610000 | Electric Resistance Heating Or | 08/29/2023 |  | 11/08/2023
Trane U.S. Inc. | Trane | SEHM*55(4,5,E,F)***(6,7)H* |  | Voluntarily Certified | ACAirCoolAllPhase&gt;=240k&lt; | False | False |  |  |  |  | 10.8 |  | 15.9 | 13.2 | [6 empty] | 610000 | Electric Resistance Heating Or | 08/29/2023 |  | 11/08/2023
Trane U.S. Inc. | Trane | SEHM*55(4,5,E,F)***(A,B)H* |  | Voluntarily Certified | ACAirCoolAllPhase&gt;=240k&lt; | False | False |  |  |  |  | 10.8 |  | 15.9 | 13.2 | [6 empty] | 610000 | Electric Resistance Heating Or | 08/29/2023 |  | 11/08/2023
Trane U.S. Inc. | Trane | SEHM*55(4,5,E,F)***(6,7)V* |  | Voluntarily Certified | ACAirCoolAllPhase&gt;=240k&lt; | False | False |  |  |  |  | 10.8 |  | 17.2 | 13.2 | [6 empty] | 610000 | Electric Resistance Heating Or | 08/29/2023 |  | 11/08/2023
Trane U.S. Inc. | Trane | SEHM*55(4,5,E,F)***(A,B)V* |  | Voluntarily Certified | ACAirCoolAllPhase&gt;=240k&lt; | False | False |  |  |  |  | 10.8 |  | 17.2 | 13.2 | [6 empty] | 610000 | Electric Resistance Heating Or | 08/29/2023 |  | 11/08/2023
Trane U.S. Inc. | Trane | SEHM*60(4,5,E,F)***(6,7)0* |  | Voluntarily Certified | ACAirCoolAllPhase&gt;=240k&lt; | False | False |  |  |  |  | 10.3 |  | 15.5 | 13.2 | [6 empty] | 680000 | Electric Resistance Heating Or | 08/29/2023 |  | 11/08/2023
Trane U.S. Inc. | Trane | SEHM*60(4,5,E,F)***(A,B)0* |  | Voluntarily Certified | ACAirCoolAllPhase&gt;=240k&lt; | False | False |  |  |  |  | 10.3 |  | 15.5 | 13.2 | [6 empty] | 680000 | Electric Resistance Heating Or | 08/29/2023 |  | 11/08/2023
Trane U.S. Inc. | Trane | SEHM*60(4,5,E,F)***(6,7)H* |  | Voluntarily Certified | ACAirCoolAllPhase&gt;=240k&lt; | False | False |  |  |  |  | 10.9 |  | 16.1 | 13.2 | [6 empty] | 690000 | Electric Resistance Heating Or | 08/29/2023 |  | 11/08/2023
Trane U.S. Inc. | Trane | SEHM*60(4,5,E,F)***(A,B)H* |  | Voluntarily Certified | ACAirCoolAllPhase&gt;=240k&lt; | False | False |  |  |  |  | 10.9 |  | 16.1 | 13.2 | [6 empty] | 690000 | Electric Resistance Heating Or | 08/29/2023 |  | 11/08/2023
Trane U.S. Inc. | Trane | SEHM*60(4,5,E,F)***(6,7)V* |  | Voluntarily Certified | ACAirCoolAllPhase&gt;=240k&lt; | False | False |  |  |  |  | 10.9 |  | 17.6 | 13.2 | [6 empty] | 675000 | Electric Resistance Heating Or | 08/29/2023 |  | 11/08/2023
Trane U.S. Inc. | Trane | SEHM*60(4,5,E,F)***(A,B)V* |  | Voluntarily Certified | ACAirCoolAllPhase&gt;=240k&lt; | False | False |  |  |  |  | 10.9 |  | 17.6 | 13.2 | [6 empty] | 675000 | Electric Resistance Heating Or | 08/29/2023 |  | 11/08/2023
Trane U.S. Inc. | Trane | TSJ240A(3,4,W)**(N,P,R)***0 |  | Voluntarily Certified | ACAirCoolAllPhase&gt;=240k&lt; | False | False |  |  |  |  | 10 |  | 13.2 | 13.2 | [6 empty] | 240000 | Electric Resistance Heating Or | 08/29/2023 |  | 11/08/2023
Trane U.S. Inc. | Trane | TSJ240A(3,4,W)**0***2 |  | Voluntarily Certified | ACAirCoolAllPhase&gt;=240k&lt; | False | False |  |  |  |  | 10 |  | 13.7 | 13.2 | [6 empty] | 240000 | Electric Resistance Heating Or | 08/29/2023 |  | 11/08/2023
Trane U.S. Inc. | Trane | TSJ240A(3,4,W)**(N,P,R)***2 |  | Voluntarily Certified | ACAirCoolAllPhase&gt;=240k&lt; | False | False |  |  |  |  | 10 |  | 13.7 | 13.2 | [6 empty] | 240000 | Electric Resistance Heating Or | 08/29/2023 |  | 11/08/2023
Trane U.S. Inc. | Trane | TSJ072A(3,4,W)**0***4 |  | Voluntarily Certified | ACAirCoolAllPhase&gt;=65k&lt;1 | False | False |  |  |  |  | 11.2 |  | 15.3 | 14.8 | [6 empty] | 72000 | Electric Resistance Heating Or | 08/29/2023 |  | 11/08/2023
Trane U.S. Inc. | Trane | TSJ072A(3,4,W)**(C,G,K,N)***4 |  | Voluntarily Certified | ACAirCoolAllPhase&gt;=65k&lt;1 | False | False |  |  |  |  | 11.2 |  | 15.3 | 14.8 | [6 empty] | 72000 | Electric Resistance Heating Or | 08/29/2023 |  | 11/08/2023
Trane U.S. Inc. | Trane | TSJ090A(3,4,W)**0***4 |  | Voluntarily Certified | ACAirCoolAllPhase&gt;=65k&lt;1 | False | False |  |  |  |  | 11.2 |  | 15.3 | 14.8 | [6 empty] | 90000 | Electric Resistance Heating Or | 08/29/2023 |  | 11/08/2023
Trane U.S. Inc. | Trane | TSJ090A(3,4,W)**(C,G,K,N)***4 |  | Voluntarily Certified | ACAirCoolAllPhase&gt;=65k&lt;1 | False | False |  |  |  |  | 11.2 |  | 15.3 | 14.8 | [6 empty] | 90000 | Electric Resistance Heating Or | 08/29/2023 |  | 11/08/2023
Trane U.S. Inc. | Trane | TSJ102A(3,4,W)**0***4 |  | Voluntarily Certified | ACAirCoolAllPhase&gt;=65k&lt;1 | False | False |  |  |  |  | 11.2 |  | 15.3 | 14.8 | [6 empty] | 102000 | Electric Resistance Heating Or | 08/29/2023 |  | 11/08/2023
Trane U.S. Inc. | Trane | TSJ102A(3,4,W)**(C,G,K,N)***4 |  | Voluntarily Certified | ACAirCoolAllPhase&gt;=65k&lt;1 | False | False |  |  |  |  | 11.2 |  | 15.3 | 14.8 | [6 empty] | 102000 | Electric Resistance Heating Or | 08/29/2023 |  | 11/08/2023
Trane U.S. Inc. | Trane | TC(D,H)330C(E,F,4,5)0**4*0* |  | Voluntarily Certified | ACAirCoolAllPhase&gt;=240k&lt; | False | False |  |  |  |  | 11 |  | 14.9 | 13.2 | [6 empty] | 322000 | Electric Resistance Heating Or | 08/29/2023 |  | 11/08/2023
Trane U.S. Inc. | Trane | TSJ120A(3,4,W)**0***4 |  | Voluntarily Certified | ACAirCoolAllPhase&gt;=65k&lt;1 | False | False |  |  |  |  | 11.2 |  | 15.3 | 14.8 | [6 empty] | 120000 | Electric Resistance Heating Or | 08/29/2023 |  | 11/08/2023
Trane U.S. Inc. | Trane | TSJ120A(3,4,W)**(G,K,N,P)***4 |  | Voluntarily Certified | ACAirCoolAllPhase&gt;=65k&lt;1 | False | False |  |  |  |  | 11.2 |  | 15.3 | 14.8 | [6 empty] | 120000 | Electric Resistance Heating Or | 08/29/2023 |  | 11/08/2023
Trane U.S. Inc. | Trane | TSJ150A(3,4,W)**0***4 |  | Voluntarily Certified | ACAirCoolAllPhase&gt;=135k&lt; | False | False |  |  |  |  | 11 |  | 14.7 | 14.2 | [6 empty] | 150000 | Electric Resistance Heating Or | 08/29/2023 |  | 11/08/2023
Trane U.S. Inc. | Trane | TSJ150A(3,4,W)**(G,K,N,P)***4 |  | Voluntarily Certified | ACAirCoolAllPhase&gt;=135k&lt; | False | False |  |  |  |  | 11 |  | 14.7 | 14.2 | [6 empty] | 150000 | Electric Resistance Heating Or | 08/29/2023 |  | 11/08/2023
Trane U.S. Inc. | Trane | TSJ180A(3,4,W)**0***4 |  | Voluntarily Certified | ACAirCoolAllPhase&gt;=135k&lt; | False | False |  |  |  |  | 11 |  | 14.7 | 14.2 | [6 empty] | 182000 | Electric Resistance Heating Or | 08/29/2023 |  | 11/08/2023
Trane U.S. Inc. | Trane | TSJ180A(3,4,W)**(G,N,P)***4 |  | Voluntarily Certified | ACAirCoolAllPhase&gt;=135k&lt; | False | False |  |  |  |  | 11 |  | 14.7 | 14.2 | [6 empty] | 182000 | Electric Resistance Heating Or | 08/29/2023 |  | 11/08/2023
Trane U.S. Inc. | Trane | TSJ210A(3,4,W)**0***4 |  | Voluntarily Certified | ACAirCoolAllPhase&gt;=135k&lt; | False | False |  |  |  |  | 11 |  | 14.7 | 14.2 | [6 empty] | 210000 | Electric Resistance Heating Or | 08/29/2023 |  | 11/08/2023
Trane U.S. Inc. | Trane | TSJ210A(3,4,W)**(N,P,R)***4 |  | Voluntarily Certified | ACAirCoolAllPhase&gt;=135k&lt; | False | False |  |  |  |  | 11 |  | 14.7 | 14.2 | [6 empty] | 210000 | Electric Resistance Heating Or | 08/29/2023 |  | 11/08/2023
Trane U.S. Inc. | Trane | TSJ240A(3,4,W)**0***4 |  | Voluntarily Certified | ACAirCoolAllPhase&gt;=240k&lt; | False | False |  |  |  |  | 10 |  | 13.7 | 13.2 | [6 empty] | 240000 | Electric Resistance Heating Or | 08/29/2023 |  | 11/08/2023
Trane U.S. Inc. | Trane | TSJ240A(3,4,W)**(N,P,R)***4 |  | Voluntarily Certified | ACAirCoolAllPhase&gt;=240k&lt; | False | False |  |  |  |  | 10 |  | 13.7 | 13.2 | [6 empty] | 240000 | Electric Resistance Heating Or | 08/29/2023 |  | 11/08/2023
Trane U.S. Inc. | Trane | WSJ240A(3,4,W)**0***0 |  | Voluntarily Certified | HPAirCoolAllPhase&gt;=240k&lt; | False | False |  |  |  |  | 9.5 |  | 12.5 | 12.5 |  |  |  |  | 3.2 | 3.2 | 240000 | Electric Resistance Heating Or | 08/29/2023 |  | 11/08/2023
Trane U.S. Inc. | Trane | WSJ150A(3,4,W)**(G,K,N,P)***0 |  | Voluntarily Certified | HPAirCoolAllPhase&gt;=135k&lt; | False | False |  |  |  |  | 10.6 |  | 13.5 | 13.5 |  |  |  |  | 3.3 | 3.3 | 150000 | Electric Resistance Heating Or | 08/29/2023 |  | 11/08/2023
Trane U.S. Inc. | Trane | WSJ150A(3,4,W)**0***2 |  | Voluntarily Certified | HPAirCoolAllPhase&gt;=135k&lt; | False | False |  |  |  |  | 10.6 |  | 14 | 13.5 |  |  |  |  | 3.3 | 3.3 | 150000 | Electric Resistance Heating Or | 08/29/2023 |  | 11/08/2023
Trane U.S. Inc. | Trane | WSJ150A(3,4,W)**(G,K,N,P)***2 |  | Voluntarily Certified | HPAirCoolAllPhase&gt;=135k&lt; | False | False |  |  |  |  | 10.6 |  | 14 | 13.5 |  |  |  |  | 3.3 | 3.3 | 150000 | Electric Resistance Heating Or | 08/29/2023 |  | 11/08/2023
Trane U.S. Inc. | Trane | WSJ150A(3,4,W)**0***4 |  | Voluntarily Certified | HPAirCoolAllPhase&gt;=135k&lt; | False | False |  |  |  |  | 10.6 |  | 14 | 13.5 |  |  |  |  | 3.3 | 3.3 | 150000 | Electric Resistance Heating Or | 08/29/2023 |  | 11/08/2023
Trane U.S. Inc. | Trane | WSJ150A(3,4,W)**(G,K,N,P)***4 |  | Voluntarily Certified | HPAirCoolAllPhase&gt;=135k&lt; | False | False |  |  |  |  | 10.6 |  | 14 | 13.5 |  |  |  |  | 3.3 | 3.3 | 150000 | Electric Resistance Heating Or | 08/29/2023 |  | 11/08/2023
Trane U.S. Inc. | Trane | WSJ180A(3,4,W)**(G,N,P)***0 |  | Voluntarily Certified | HPAirCoolAllPhase&gt;=135k&lt; | False | False |  |  |  |  | 10.6 |  | 13.5 | 13.5 |  |  |  |  | 3.3 | 3.3 | 178000 | Electric Resistance Heating Or | 08/29/2023 |  | 11/08/2023
Trane U.S. Inc. | Trane | WSJ180A(3,4,W)**0***2 |  | Voluntarily Certified | HPAirCoolAllPhase&gt;=135k&lt; | False | False |  |  |  |  | 10.6 |  | 14 | 13.5 |  |  |  |  | 3.3 | 3.3 | 178000 | Electric Resistance Heating Or | 08/29/2023 |  | 11/08/2023
Trane U.S. Inc. | Trane | WSJ180A(3,4,W)**(G,N,P)***2 |  | Voluntarily Certified | HPAirCoolAllPhase&gt;=135k&lt; | False | False |  |  |  |  | 10.6 |  | 14 | 13.5 |  |  |  |  | 3.3 | 3.3 | 178000 | Electric Resistance Heating Or | 08/29/2023 |  | 11/08/2023
Trane U.S. Inc. | Trane | WSJ180A(3,4,W)**0***4 |  | Voluntarily Certified | HPAirCoolAllPhase&gt;=135k&lt; | False | False |  |  |  |  | 10.6 |  | 14 | 13.5 |  |  |  |  | 3.3 | 3.3 | 178000 | Electric Resistance Heating Or | 08/29/2023 |  | 11/08/2023
Trane U.S. Inc. | Trane | WSJ180A(3,4,W)**(G,N,P)***4 |  | Voluntarily Certified | HPAirCoolAllPhase&gt;=135k&lt; | False | False |  |  |  |  | 10.6 |  | 14 | 13.5 |  |  |  |  | 3.3 | 3.3 | 178000 | Electric Resistance Heating Or | 08/29/2023 |  | 11/08/2023
Trane U.S. Inc. | Trane | WSJ240A(3,4,W)**(N,P,R)***0 |  | Voluntarily Certified | HPAirCoolAllPhase&gt;=240k&lt; | False | False |  |  |  |  | 9.5 |  | 12.5 | 12.5 |  |  |  |  | 3.2 | 3.2 | 240000 | Electric Resistance Heating Or | 08/29/2023 |  | 11/08/2023
Trane U.S. Inc. | Trane | WSJ240A(3,4,W)**0***2 |  | Voluntarily Certified | HPAirCoolAllPhase&gt;=240k&lt; | False | False |  |  |  |  | 9.5 |  | 13 | 12.5 |  |  |  |  | 3.2 | 3.2 | 240000 | Electric Resistance Heating Or | 08/29/2023 |  | 11/08/2023
Trane U.S. Inc. | Trane | WSJ240A(3,4,W)**(N,P,R)***2 |  | Voluntarily Certified | HPAirCoolAllPhase&gt;=240k&lt; | False | False |  |  |  |  | 9.5 |  | 13 | 12.5 |  |  |  |  | 3.2 | 3.2 | 240000 | Electric Resistance Heating Or | 08/29/2023 |  | 11/08/2023
Trane U.S. Inc. | Trane | WSJ240A(3,4,W)**0***4 |  | Voluntarily Certified | HPAirCoolAllPhase&gt;=240k&lt; | False | False |  |  |  |  | 9.5 |  | 13 | 12.5 |  |  |  |  | 3.2 | 3.2 | 240000 | Electric Resistance Heating Or | 08/29/2023 |  | 11/08/2023
Trane U.S. Inc. | Trane | WSJ240A(3,4,W)**(N,P,R)***4 |  | Voluntarily Certified | HPAirCoolAllPhase&gt;=240k&lt; | False | False |  |  |  |  | 9.5 |  | 13 | 12.5 |  |  |  |  | 3.2 | 3.2 | 240000 | Electric Resistance Heating Or | 08/29/2023 |  | 11/08/2023
Trane U.S. Inc. | Trane | GCC210A(3,4,W)E(H,L,M,X,Y,Z)****7 |  | Voluntarily Certified | ACAirCoolAllPhase&gt;=135k&lt; | False | False |  |  |  |  | 11 |  | 14.2 | 14 | [6 empty] | 206000 | Heating Other Than Electric Re | 08/29/2023 |  | 11/08/2023
Trane U.S. Inc. | Trane | ECC240A(3,4,W)E0****7 |  | Voluntarily Certified | ACAirCoolAllPhase&gt;=240k&lt; | False | False |  |  |  |  | 10 |  | 13.2 | 13.2 | [6 empty] | 244000 | Electric Resistance Heating Or | 08/29/2023 |  | 11/08/2023
Trane U.S. Inc. | Trane | ECC300A(3,4,W)E0****7 |  | Voluntarily Certified | ACAirCoolAllPhase&gt;=240k&lt; | False | False |  |  |  |  | 10 |  | 13.2 | 13.2 | [6 empty] | 268000 | Electric Resistance Heating Or | 08/29/2023 |  | 11/08/2023
Trane U.S. Inc. | Trane | ECC180A(3,4,W)E0****7 |  | Voluntarily Certified | ACAirCoolAllPhase&gt;=135k&lt; | False | False |  |  |  |  | 11 |  | 14.2 | 14.2 | [6 empty] | 180000 | Electric Resistance Heating Or | 08/29/2023 |  | 11/08/2023
Trane U.S. Inc. | Trane | ECC180A(3,4,W)E(G,N,P)****7 |  | Voluntarily Certified | ACAirCoolAllPhase&gt;=135k&lt; | False | False |  |  |  |  | 11 |  | 14.2 | 14.2 | [6 empty] | 180000 | Electric Resistance Heating Or | 08/29/2023 |  | 11/08/2023
Trane U.S. Inc. | Trane | YZC090F(3,4)*(L,M,H,X,Y,Z,V)A***6 |  | Voluntarily Certified | ACAirCoolAllPhase&gt;=65k&lt;1 | False | False |  |  |  |  | 12.8 |  | 22.4 | 14.6 | [6 empty] | 90000 | Heating Other Than Electric Re | 08/29/2023 |  | 11/08/2023
Trane U.S. Inc. | Trane | ECC210A(3,4,W)E(N,P,R)****7 |  | Voluntarily Certified | ACAirCoolAllPhase&gt;=135k&lt; | False | False |  |  |  |  | 11 |  | 14.2 | 14.2 | [6 empty] | 206000 | Electric Resistance Heating Or | 08/29/2023 |  | 11/08/2023
Trane U.S. Inc. | Trane | WHC102HW*0A***E |  | Voluntarily Certified | HPAirCoolAllPhase&gt;=65k&lt;1 | False | False |  |  |  |  | 11.8 |  | 16.5 | 14.1 |  |  |  |  | 3.61 | 3.4 | 104000 | Electric Resistance Heating Or | 08/29/2023 |  | 11/08/2023
Trane U.S. Inc. | Trane | WHC102HW*(C,G,K,N)A***E |  | Voluntarily Certified | HPAirCoolAllPhase&gt;=65k&lt;1 | False | False |  |  |  |  | 11.8 |  | 16.5 | 14.1 |  |  |  |  | 3.61 | 3.4 | 104000 | Electric Resistance Heating Or | 08/29/2023 |  | 11/08/2023
Trane U.S. Inc. | Trane | DHC102HW*(L,M,H,X,Y,Z)A***E |  | Voluntarily Certified | HPAirCoolAllPhase&gt;=65k&lt;1 | False | False |  |  |  |  | 11.8 |  | 16.5 | 14.1 |  |  |  |  | 3.61 | 3.4 | 104000 | Electric Resistance Heating Or | 08/29/2023 |  | 11/08/2023
Trane U.S. Inc. | Trane | GCC180A(3,4,W)E(H,L,M,X,Y,Z)****7 |  | Voluntarily Certified | ACAirCoolAllPhase&gt;=135k&lt; | False | False |  |  |  |  | 11 |  | 14.2 | 14 | [6 empty] | 180000 | Heating Other Than Electric Re | 08/29/2023 |  | 11/08/2023
Trane U.S. Inc. | Trane | ECC210A(3,4,W)E0****7 |  | Voluntarily Certified | ACAirCoolAllPhase&gt;=135k&lt; | False | False |  |  |  |  | 11 |  | 14.2 | 14.2 | [6 empty] | 206000 | Electric Resistance Heating Or | 08/29/2023 |  | 11/08/2023
Trane U.S. Inc. | Trane | TSJ300A(3,4,W)**0***0 |  | Voluntarily Certified | ACAirCoolAllPhase&gt;=240k&lt; | False | False |  |  |  |  | 10 |  | 13.2 | 13.2 | [6 empty] | 271000 | Electric Resistance Heating Or | 08/29/2023 |  | 11/08/2023
Trane U.S. Inc. | Trane | TSJ300A(3,4,W)**(N,P,R)***0 |  | Voluntarily Certified | ACAirCoolAllPhase&gt;=240k&lt; | False | False |  |  |  |  | 10 |  | 13.2 | 13.2 | [6 empty] | 271000 | Electric Resistance Heating Or | 08/29/2023 |  | 11/08/2023
Trane U.S. Inc. | Trane | TSJ300A(3,4,W)**0***2 |  | Voluntarily Certified | ACAirCoolAllPhase&gt;=240k&lt; | False | False |  |  |  |  | 10 |  | 13.7 | 13.2 | [6 empty] | 271000 | Electric Resistance Heating Or | 08/29/2023 |  | 11/08/2023
Trane U.S. Inc. | Trane | TSJ300A(3,4,W)**(N,P,R)***2 |  | Voluntarily Certified | ACAirCoolAllPhase&gt;=240k&lt; | False | False |  |  |  |  | 10 |  | 13.7 | 13.2 | [6 empty] | 271000 | Electric Resistance Heating Or | 08/29/2023 |  | 11/08/2023
Trane U.S. Inc. | Trane | TSJ300A(3,4,W)**0***4 |  | Voluntarily Certified | ACAirCoolAllPhase&gt;=240k&lt; | False | False |  |  |  |  | 10 |  | 13.7 | 13.2 | [6 empty] | 271000 | Electric Resistance Heating Or | 08/29/2023 |  | 11/08/2023
Trane U.S. Inc. | Trane | TSJ300A(3,4,W)**(N,P,R)***4 |  | Voluntarily Certified | ACAirCoolAllPhase&gt;=240k&lt; | False | False |  |  |  |  | 10 |  | 13.7 | 13.2 | [6 empty] | 271000 | Electric Resistance Heating Or | 08/29/2023 |  | 11/08/2023
Trane U.S. Inc. | Trane | TC(D,H)420C(E,F,4,5)0**4*0* |  | Voluntarily Certified | ACAirCoolAllPhase&gt;=240k&lt; | False | False |  |  |  |  | 10.4 |  | 13.9 | 13.2 | [6 empty] | 378000 | Electric Resistance Heating Or | 08/29/2023 |  | 11/08/2023
Trane U.S. Inc. | Trane | TC(D,H)420C(E,F,4,5)0**4*K* |  | Voluntarily Certified | ACAirCoolAllPhase&gt;=240k&lt; | False | False |  |  |  |  | 10.8 |  | 15.6 | 13.2 | [6 empty] | 396000 | Electric Resistance Heating Or | 08/29/2023 |  | 11/08/2023
Trane U.S. Inc. | Trane | TC(D,H)360C(E,F,4,5)0**4*0* |  | Voluntarily Certified | ACAirCoolAllPhase&gt;=240k&lt; | False | False |  |  |  |  | 10.7 |  | 14.8 | 13.2 | [6 empty] | 337000 | Electric Resistance Heating Or | 08/29/2023 |  | 11/08/2023
Trane U.S. Inc. | Trane | TC(D,H)480C(E,F,4,5)0**4*0* |  | Voluntarily Certified | ACAirCoolAllPhase&gt;=240k&lt; | False | False |  |  |  |  | 11.2 |  | 15.2 | 13.2 | [6 empty] | 451000 | Electric Resistance Heating Or | 08/29/2023 |  | 11/08/2023
Trane U.S. Inc. | Trane | TC(D,H)600C(E,F,4,5)0**4*0* |  | Voluntarily Certified | ACAirCoolAllPhase&gt;=240k&lt; | False | False |  |  |  |  | 10.5 |  | 14.9 | 13.2 | [6 empty] | 534000 | Electric Resistance Heating Or | 08/29/2023 |  | 11/08/2023
Trane U.S. Inc. | Trane | TE(D,H)330C(E,F,4,5)***4*0* |  | Voluntarily Certified | ACAirCoolAllPhase&gt;=240k&lt; | False | False |  |  |  |  | 10.9 |  | 14.9 | 13.2 | [6 empty] | 322000 | Electric Resistance Heating Or | 08/29/2023 |  | 11/08/2023
Trane U.S. Inc. | Trane | YC(D,H)330C(E,F,4,5)(L,J,M)**4*0* |  | Voluntarily Certified | ACAirCoolAllPhase&gt;=240k&lt; | False | False |  |  |  |  | 10.8 |  | 14.9 | 13 | [6 empty] | 321000 | Heating Other Than Electric Re | 08/29/2023 |  | 11/08/2023
Trane U.S. Inc. | Trane | YC(D,H)330C(E,F,4,5)(H,K,P)**4*0* |  | Voluntarily Certified | ACAirCoolAllPhase&gt;=240k&lt; | False | False |  |  |  |  | 10.8 |  | 14.8 | 13 | [6 empty] | 321000 | Heating Other Than Electric Re | 08/29/2023 |  | 11/08/2023
Trane U.S. Inc. | Trane | ECC240A(3,4,W)E(N,P,R)****7 |  | Voluntarily Certified | ACAirCoolAllPhase&gt;=240k&lt; | False | False |  |  |  |  | 10 |  | 13.2 | 13.2 | [6 empty] | 244000 | Electric Resistance Heating Or | 08/29/2023 |  | 11/08/2023
Trane U.S. Inc. | Trane | GCC240A(3,4,W)E(H,L,M,X,Y,Z)****7 |  | Voluntarily Certified | ACAirCoolAllPhase&gt;=240k&lt; | False | False |  |  |  |  | 10 |  | 13.2 | 13 | [6 empty] | 244000 | Heating Other Than Electric Re | 08/29/2023 |  | 11/08/2023
Trane U.S. Inc. | Trane | ECC300A(3,4,W)E(N,P,R)****7 |  | Voluntarily Certified | ACAirCoolAllPhase&gt;=240k&lt; | False | False |  |  |  |  | 10 |  | 13.2 | 13.2 | [6 empty] | 268000 | Electric Resistance Heating Or | 08/29/2023 |  | 11/08/2023
Trane U.S. Inc. | Trane | GCC300A(3,4,W)E(H,L,M,X,Y,Z)****7 |  | Voluntarily Certified | ACAirCoolAllPhase&gt;=240k&lt; | False | False |  |  |  |  | 9.8 |  | 13.2 | 13 | [6 empty] | 268000 | Heating Other Than Electric Re | 08/29/2023 |  | 11/08/2023
Trane U.S. Inc. | Trane | TC(D,H)330C(E,F,4,5)0**4*K* |  | Voluntarily Certified | ACAirCoolAllPhase&gt;=240k&lt; | False | False |  |  |  |  | 11.5 |  | 15.6 | 13.2 | [6 empty] | 330000 | Electric Resistance Heating Or | 08/29/2023 |  | 11/08/2023
Trane U.S. Inc. | Trane | TE(D,H)330C(E,F,4,5)***4*K* |  | Voluntarily Certified | ACAirCoolAllPhase&gt;=240k&lt; | False | False |  |  |  |  | 11.5 |  | 15.5 | 13.2 | [6 empty] | 330000 | Electric Resistance Heating Or | 08/29/2023 |  | 11/08/2023
Trane U.S. Inc. | Trane | YC(D,H)330C(E,F,4,5)(L,J,M)**4*K* |  | Voluntarily Certified | ACAirCoolAllPhase&gt;=240k&lt; | False | False |  |  |  |  | 11.2 |  | 15.3 | 13 | [6 empty] | 328000 | Heating Other Than Electric Re | 08/29/2023 |  | 11/08/2023
Trane U.S. Inc. | Trane | YC(D,H)330C(E,F,4,5)(H,K,P)**4*K* |  | Voluntarily Certified | ACAirCoolAllPhase&gt;=240k&lt; | False | False |  |  |  |  | 11.3 |  | 15.2 | 13 | [6 empty] | 328000 | Heating Other Than Electric Re | 08/29/2023 |  | 11/08/2023
Trane U.S. Inc. | Trane | TC(D,H)330C(E,F,4,5)0**6*0* |  | Voluntarily Certified | ACAirCoolAllPhase&gt;=240k&lt; | False | False |  |  |  |  | 11 |  | 14.9 | 13.2 | [6 empty] | 322000 | Electric Resistance Heating Or | 08/29/2023 |  | 11/08/2023
Trane U.S. Inc. | Trane | TE(D,H)330C(E,F,4,5)***6*0* |  | Voluntarily Certified | ACAirCoolAllPhase&gt;=240k&lt; | False | False |  |  |  |  | 10.9 |  | 14.9 | 13.2 | [6 empty] | 322000 | Electric Resistance Heating Or | 08/29/2023 |  | 11/08/2023
Trane U.S. Inc. | Trane | YC(D,H)330C(E,F,4,5)(L,J,M)**6*0* |  | Voluntarily Certified | ACAirCoolAllPhase&gt;=240k&lt; | False | False |  |  |  |  | 10.8 |  | 14.9 | 13 | [6 empty] | 321000 | Heating Other Than Electric Re | 08/29/2023 |  | 11/08/2023
Trane U.S. Inc. | Trane | YC(D,H)330C(E,F,4,5)(H,K,P)**6*0* |  | Voluntarily Certified | ACAirCoolAllPhase&gt;=240k&lt; | False | False |  |  |  |  | 10.8 |  | 14.8 | 13 | [6 empty] | 321000 | Heating Other Than Electric Re | 08/29/2023 |  | 11/08/2023
Trane U.S. Inc. | Trane | TC(D,H)330C(E,F,4,5)0**6*K* |  | Voluntarily Certified | ACAirCoolAllPhase&gt;=240k&lt; | False | False |  |  |  |  | 11.5 |  | 15.6 | 13.2 | [6 empty] | 330000 | Electric Resistance Heating Or | 08/29/2023 |  | 11/08/2023
Trane U.S. Inc. | Trane | TE(D,H)330C(E,F,4,5)***6*K* |  | Voluntarily Certified | ACAirCoolAllPhase&gt;=240k&lt; | False | False |  |  |  |  | 11.5 |  | 15.5 | 13.2 | [6 empty] | 330000 | Electric Resistance Heating Or | 08/29/2023 |  | 11/08/2023
Trane U.S. Inc. | Trane | YC(D,H)330C(E,F,4,5)(L,J,M)**6*K* |  | Voluntarily Certified | ACAirCoolAllPhase&gt;=240k&lt; | False | False |  |  |  |  | 11.2 |  | 15.3 | 13 | [6 empty] | 328000 | Heating Other Than Electric Re | 08/29/2023 |  | 11/08/2023
Trane U.S. Inc. | Trane | YC(D,H)330C(E,F,4,5)(H,K,P)**6*K* |  | Voluntarily Certified | ACAirCoolAllPhase&gt;=240k&lt; | False | False |  |  |  |  | 11.3 |  | 15.2 | 13 | [6 empty] | 328000 | Heating Other Than Electric Re | 08/29/2023 |  | 11/08/2023
Trane U.S. Inc. | Trane | TE(D,H)360C(E,F,4,5)***4*0* |  | Voluntarily Certified | ACAirCoolAllPhase&gt;=240k&lt; | False | False |  |  |  |  | 10.6 |  | 14.8 | 13.2 | [6 empty] | 337000 | Electric Resistance Heating Or | 08/29/2023 |  | 11/08/2023
Trane U.S. Inc. | Trane | YC(D,H)360C(E,F,4,5)(L,J,M)**4*0* |  | Voluntarily Certified | ACAirCoolAllPhase&gt;=240k&lt; | False | False |  |  |  |  | 10.4 |  | 14.6 | 13 | [6 empty] | 335000 | Heating Other Than Electric Re | 08/29/2023 |  | 11/08/2023
Trane U.S. Inc. | Trane | YC(D,H)360C(E,F,4,5)(H,K,P)**4*0* |  | Voluntarily Certified | ACAirCoolAllPhase&gt;=240k&lt; | False | False |  |  |  |  | 10.5 |  | 14.5 | 13 | [6 empty] | 336000 | Heating Other Than Electric Re | 08/29/2023 |  | 11/08/2023
Trane U.S. Inc. | Trane | TC(D,H)360C(E,F,4,5)0**4*K* |  | Voluntarily Certified | ACAirCoolAllPhase&gt;=240k&lt; | False | False |  |  |  |  | 11.4 |  | 15.5 | 13.2 | [6 empty] | 351000 | Electric Resistance Heating Or | 08/29/2023 |  | 11/08/2023
Trane U.S. Inc. | Trane | TE(D,H)360C(E,F,4,5)***4*K* |  | Voluntarily Certified | ACAirCoolAllPhase&gt;=240k&lt; | False | False |  |  |  |  | 11.3 |  | 15.4 | 13.2 | [6 empty] | 350000 | Electric Resistance Heating Or | 08/29/2023 |  | 11/08/2023
Trane U.S. Inc. | Trane | YC(D,H)360C(E,F,4,5)(L,J,M)**4*K* |  | Voluntarily Certified | ACAirCoolAllPhase&gt;=240k&lt; | False | False |  |  |  |  | 11 |  | 15.2 | 13 | [6 empty] | 348000 | Heating Other Than Electric Re | 08/29/2023 |  | 11/08/2023
Trane U.S. Inc. | Trane | YC(D,H)360C(E,F,4,5)(H,K,P)**4*K* |  | Voluntarily Certified | ACAirCoolAllPhase&gt;=240k&lt; | False | False |  |  |  |  | 11.1 |  | 15.1 | 13 | [6 empty] | 349000 | Heating Other Than Electric Re | 08/29/2023 |  | 11/08/2023
Trane U.S. Inc. | Trane | TC(D,H)360C(E,F,4,5)0**6*0* |  | Voluntarily Certified | ACAirCoolAllPhase&gt;=240k&lt; | False | False |  |  |  |  | 10.7 |  | 14.8 | 13.2 | [6 empty] | 337000 | Electric Resistance Heating Or | 08/29/2023 |  | 11/08/2023
Trane U.S. Inc. | Trane | TE(D,H)360C(E,F,4,5)***6*0* |  | Voluntarily Certified | ACAirCoolAllPhase&gt;=240k&lt; | False | False |  |  |  |  | 10.6 |  | 14.8 | 13.2 | [6 empty] | 337000 | Electric Resistance Heating Or | 08/29/2023 |  | 11/08/2023
Trane U.S. Inc. | Trane | YC(D,H)360C(E,F,4,5)(L,J,M)**6*0* |  | Voluntarily Certified | ACAirCoolAllPhase&gt;=240k&lt; | False | False |  |  |  |  | 10.4 |  | 14.6 | 13 | [6 empty] | 335000 | Heating Other Than Electric Re | 08/29/2023 |  | 11/08/2023
Trane U.S. Inc. | Trane | YC(D,H)360C(E,F,4,5)(H,K,P)**6*0* |  | Voluntarily Certified | ACAirCoolAllPhase&gt;=240k&lt; | False | False |  |  |  |  | 10.5 |  | 14.5 | 13 | [6 empty] | 336000 | Heating Other Than Electric Re | 08/29/2023 |  | 11/08/2023
Trane U.S. Inc. | Trane | TC(D,H)360C(E,F,4,5)0**6*K* |  | Voluntarily Certified | ACAirCoolAllPhase&gt;=240k&lt; | False | False |  |  |  |  | 11.4 |  | 15.5 | 13.2 | [6 empty] | 351000 | Electric Resistance Heating Or | 08/29/2023 |  | 11/08/2023
Trane U.S. Inc. | Trane | TE(D,H)360C(E,F,4,5)***6*K* |  | Voluntarily Certified | ACAirCoolAllPhase&gt;=240k&lt; | False | False |  |  |  |  | 11.3 |  | 15.4 | 13.2 | [6 empty] | 350000 | Electric Resistance Heating Or | 08/29/2023 |  | 11/08/2023
Trane U.S. Inc. | Trane | YC(D,H)360C(E,F,4,5)(L,J,M)**6*K* |  | Voluntarily Certified | ACAirCoolAllPhase&gt;=240k&lt; | False | False |  |  |  |  | 11 |  | 15.2 | 13 | [6 empty] | 348000 | Heating Other Than Electric Re | 08/29/2023 |  | 11/08/2023
Trane U.S. Inc. | Trane | YC(D,H)360C(E,F,4,5)(H,K,P)**6*K* |  | Voluntarily Certified | ACAirCoolAllPhase&gt;=240k&lt; | False | False |  |  |  |  | 11.1 |  | 15.1 | 13 | [6 empty] | 349000 | Heating Other Than Electric Re | 08/29/2023 |  | 11/08/2023
Trane U.S. Inc. | Trane | TC(D,H)360C(E,F,4,5)0**8*0* |  | Voluntarily Certified | ACAirCoolAllPhase&gt;=240k&lt; | False | False |  |  |  |  | 10.7 |  | 14.6 | 13.2 | [6 empty] | 337000 | Electric Resistance Heating Or | 08/29/2023 |  | 11/08/2023
Trane U.S. Inc. | Trane | TE(D,H)360C(E,F,4,5)***8*0* |  | Voluntarily Certified | ACAirCoolAllPhase&gt;=240k&lt; | False | False |  |  |  |  | 10.6 |  | 14.6 | 13.2 | [6 empty] | 337000 | Electric Resistance Heating Or | 08/29/2023 |  | 11/08/2023
Trane U.S. Inc. | Trane | YC(D,H)360C(E,F,4,5)(L,J,M)**8*0* |  | Voluntarily Certified | ACAirCoolAllPhase&gt;=240k&lt; | False | False |  |  |  |  | 10.4 |  | 14.4 | 13 | [6 empty] | 335000 | Heating Other Than Electric Re | 08/29/2023 |  | 11/08/2023
Trane U.S. Inc. | Trane | YC(D,H)360C(E,F,4,5)(H,K,P)**8*0* |  | Voluntarily Certified | ACAirCoolAllPhase&gt;=240k&lt; | False | False |  |  |  |  | 10.5 |  | 14.3 | 13 | [6 empty] | 336000 | Heating Other Than Electric Re | 08/29/2023 |  | 11/08/2023
Trane U.S. Inc. | Trane | TC(D,H)360C(E,F,4,5)0**8*K* |  | Voluntarily Certified | ACAirCoolAllPhase&gt;=240k&lt; | False | False |  |  |  |  | 11.4 |  | 15.3 | 13.2 | [6 empty] | 351000 | Electric Resistance Heating Or | 08/29/2023 |  | 11/08/2023
Trane U.S. Inc. | Trane | TE(D,H)360C(E,F,4,5)***8*K* |  | Voluntarily Certified | ACAirCoolAllPhase&gt;=240k&lt; | False | False |  |  |  |  | 11.3 |  | 15.2 | 13.2 | [6 empty] | 350000 | Electric Resistance Heating Or | 08/29/2023 |  | 11/08/2023
Trane U.S. Inc. | Trane | YC(D,H)360C(E,F,4,5)(L,J,M)**8*K* |  | Voluntarily Certified | ACAirCoolAllPhase&gt;=240k&lt; | False | False |  |  |  |  | 11 |  | 15 | 13 | [6 empty] | 348000 | Heating Other Than Electric Re | 08/29/2023 |  | 11/08/2023
Trane U.S. Inc. | Trane | YC(D,H)360C(E,F,4,5)(H,K,P)**8*K* |  | Voluntarily Certified | ACAirCoolAllPhase&gt;=240k&lt; | False | False |  |  |  |  | 11.1 |  | 14.9 | 13 | [6 empty] | 349000 | Heating Other Than Electric Re | 08/29/2023 |  | 11/08/2023
Trane U.S. Inc. | Trane | TE(D,H)420C(E,F,4,5)***4*0* |  | Voluntarily Certified | ACAirCoolAllPhase&gt;=240k&lt; | False | False |  |  |  |  | 10.3 |  | 13.8 | 13.2 | [6 empty] | 377000 | Electric Resistance Heating Or | 08/29/2023 |  | 11/08/2023
Trane U.S. Inc. | Trane | YC(D,H)420C(E,F,4,5)(L,J,M)**4*0* |  | Voluntarily Certified | ACAirCoolAllPhase&gt;=240k&lt; | False | False |  |  |  |  | 10.1 |  | 13.5 | 13 | [6 empty] | 374000 | Heating Other Than Electric Re | 08/29/2023 |  | 11/08/2023
Trane U.S. Inc. | Trane | YC(D,H)420C(E,F,4,5)(H,K,P)**4*0* |  | Voluntarily Certified | ACAirCoolAllPhase&gt;=240k&lt; | False | False |  |  |  |  | 10.2 |  | 13.5 | 13 | [6 empty] | 376000 | Heating Other Than Electric Re | 08/29/2023 |  | 11/08/2023
Trane U.S. Inc. | Trane | TE(D,H)420C(E,F,4,5)***4*K* |  | Voluntarily Certified | ACAirCoolAllPhase&gt;=240k&lt; | False | False |  |  |  |  | 10.7 |  | 15.6 | 13.2 | [6 empty] | 395000 | Electric Resistance Heating Or | 08/29/2023 |  | 11/08/2023
Trane U.S. Inc. | Trane | YC(D,H)420C(E,F,4,5)(L,J,M)**4*K* |  | Voluntarily Certified | ACAirCoolAllPhase&gt;=240k&lt; | False | False |  |  |  |  | 10.4 |  | 15.3 | 13 | [6 empty] | 392000 | Heating Other Than Electric Re | 08/29/2023 |  | 11/08/2023
Trane U.S. Inc. | Trane | YC(D,H)420C(E,F,4,5)(H,K,P)**4*K* |  | Voluntarily Certified | ACAirCoolAllPhase&gt;=240k&lt; | False | False |  |  |  |  | 10.6 |  | 15.2 | 13 | [6 empty] | 394000 | Heating Other Than Electric Re | 08/29/2023 |  | 11/08/2023
Trane U.S. Inc. | Trane | TC(D,H)420C(E,F,4,5)0**6*0* |  | Voluntarily Certified | ACAirCoolAllPhase&gt;=240k&lt; | False | False |  |  |  |  | 10.4 |  | 13.9 | 13.2 | [6 empty] | 378000 | Electric Resistance Heating Or | 08/29/2023 |  | 11/08/2023
Trane U.S. Inc. | Trane | TE(D,H)420C(E,F,4,5)***6*0* |  | Voluntarily Certified | ACAirCoolAllPhase&gt;=240k&lt; | False | False |  |  |  |  | 10.3 |  | 13.8 | 13.2 | [6 empty] | 377000 | Electric Resistance Heating Or | 08/29/2023 |  | 11/08/2023
Trane U.S. Inc. | Trane | YC(D,H)420C(E,F,4,5)(L,J,M)**6*0* |  | Voluntarily Certified | ACAirCoolAllPhase&gt;=240k&lt; | False | False |  |  |  |  | 10.1 |  | 13.5 | 13 | [6 empty] | 374000 | Heating Other Than Electric Re | 08/29/2023 |  | 11/08/2023
Trane U.S. Inc. | Trane | YC(D,H)420C(E,F,4,5)(H,K,P)**6*0* |  | Voluntarily Certified | ACAirCoolAllPhase&gt;=240k&lt; | False | False |  |  |  |  | 10.2 |  | 13.5 | 13 | [6 empty] | 376000 | Heating Other Than Electric Re | 08/29/2023 |  | 11/08/2023
Trane U.S. Inc. | Trane | TC(D,H)420C(E,F,4,5)0**6*K* |  | Voluntarily Certified | ACAirCoolAllPhase&gt;=240k&lt; | False | False |  |  |  |  | 10.8 |  | 15.6 | 13.2 | [6 empty] | 396000 | Electric Resistance Heating Or | 08/29/2023 |  | 11/08/2023
Trane U.S. Inc. | Trane | TE(D,H)420C(E,F,4,5)***6*K* |  | Voluntarily Certified | ACAirCoolAllPhase&gt;=240k&lt; | False | False |  |  |  |  | 10.7 |  | 15.6 | 13.2 | [6 empty] | 395000 | Electric Resistance Heating Or | 08/29/2023 |  | 11/08/2023
Trane U.S. Inc. | Trane | YC(D,H)420C(E,F,4,5)(L,J,M)**6*K* |  | Voluntarily Certified | ACAirCoolAllPhase&gt;=240k&lt; | False | False |  |  |  |  | 10.4 |  | 15.3 | 13 | [6 empty] | 392000 | Heating Other Than Electric Re | 08/29/2023 |  | 11/08/2023
Trane U.S. Inc. | Trane | YC(D,H)420C(E,F,4,5)(H,K,P)**6*K* |  | Voluntarily Certified | ACAirCoolAllPhase&gt;=240k&lt; | False | False |  |  |  |  | 10.6 |  | 15.2 | 13 | [6 empty] | 394000 | Heating Other Than Electric Re | 08/29/2023 |  | 11/08/2023
Trane U.S. Inc. | Trane | TC(D,H)420C(E,F,4,5)0**8*0* |  | Voluntarily Certified | ACAirCoolAllPhase&gt;=240k&lt; | False | False |  |  |  |  | 10.4 |  | 13.8 | 13.2 | [6 empty] | 378000 | Electric Resistance Heating Or | 08/29/2023 |  | 11/08/2023
Trane U.S. Inc. | Trane | TE(D,H)420C(E,F,4,5)***8*0* |  | Voluntarily Certified | ACAirCoolAllPhase&gt;=240k&lt; | False | False |  |  |  |  | 10.3 |  | 13.7 | 13.2 | [6 empty] | 377000 | Electric Resistance Heating Or | 08/29/2023 |  | 11/08/2023
Trane U.S. Inc. | Trane | YC(D,H)420C(E,F,4,5)(L,J,M)**8*0* |  | Voluntarily Certified | ACAirCoolAllPhase&gt;=240k&lt; | False | False |  |  |  |  | 10.1 |  | 13.4 | 13 | [6 empty] | 374000 | Heating Other Than Electric Re | 08/29/2023 |  | 11/08/2023
Trane U.S. Inc. | Trane | YC(D,H)420C(E,F,4,5)(H,K,P)**8*0* |  | Voluntarily Certified | ACAirCoolAllPhase&gt;=240k&lt; | False | False |  |  |  |  | 10.2 |  | 13.4 | 13 | [6 empty] | 376000 | Heating Other Than Electric Re | 08/29/2023 |  | 11/08/2023
Trane U.S. Inc. | Trane | TC(D,H)420C(E,F,4,5)0**8*K* |  | Voluntarily Certified | ACAirCoolAllPhase&gt;=240k&lt; | False | False |  |  |  |  | 10.8 |  | 15.4 | 13.2 | [6 empty] | 396000 | Electric Resistance Heating Or | 08/29/2023 |  | 11/08/2023
Trane U.S. Inc. | Trane | TE(D,H)420C(E,F,4,5)***8*K* |  | Voluntarily Certified | ACAirCoolAllPhase&gt;=240k&lt; | False | False |  |  |  |  | 10.7 |  | 15.3 | 13.2 | [6 empty] | 395000 | Electric Resistance Heating Or | 08/29/2023 |  | 11/08/2023
Trane U.S. Inc. | Trane | YC(D,H)420C(E,F,4,5)(L,J,M)**8*K* |  | Voluntarily Certified | ACAirCoolAllPhase&gt;=240k&lt; | False | False |  |  |  |  | 10.4 |  | 14.9 | 13 | [6 empty] | 392000 | Heating Other Than Electric Re | 08/29/2023 |  | 11/08/2023
Trane U.S. Inc. | Trane | YC(D,H)420C(E,F,4,5)(H,K,P)**8*K* |  | Voluntarily Certified | ACAirCoolAllPhase&gt;=240k&lt; | False | False |  |  |  |  | 10.6 |  | 14.9 | 13 | [6 empty] | 394000 | Heating Other Than Electric Re | 08/29/2023 |  | 11/08/2023
Trane U.S. Inc. | Trane | TE(D,H)480C(E,F,4,5)***4*0* |  | Voluntarily Certified | ACAirCoolAllPhase&gt;=240k&lt; | False | False |  |  |  |  | 11.1 |  | 15.2 | 13.2 | [6 empty] | 450000 | Electric Resistance Heating Or | 08/29/2023 |  | 11/08/2023
Trane U.S. Inc. | Trane | YC(D,H)480C(E,F,4,5)(L,J,R)**4*0* |  | Voluntarily Certified | ACAirCoolAllPhase&gt;=240k&lt; | False | False |  |  |  |  | 11 |  | 15.2 | 13 | [6 empty] | 449000 | Heating Other Than Electric Re | 08/29/2023 |  | 11/08/2023
Trane U.S. Inc. | Trane | YC(D,H)480C(E,F,4,5)(H,K,T)**4*0* |  | Voluntarily Certified | ACAirCoolAllPhase&gt;=240k&lt; | False | False |  |  |  |  | 10.8 |  | 15 | 13 | [6 empty] | 447000 | Heating Other Than Electric Re | 08/29/2023 |  | 11/08/2023
Trane U.S. Inc. | Trane | TC(D,H)480C(E,F,4,5)0**4*K* |  | Voluntarily Certified | ACAirCoolAllPhase&gt;=240k&lt; | False | False |  |  |  |  | 11.3 |  | 15.8 | 13.2 | [6 empty] | 459000 | Electric Resistance Heating Or | 08/29/2023 |  | 11/08/2023
Trane U.S. Inc. | Trane | TE(D,H)480C(E,F,4,5)***4*K* |  | Voluntarily Certified | ACAirCoolAllPhase&gt;=240k&lt; | False | False |  |  |  |  | 11.2 |  | 15.7 | 13.2 | [6 empty] | 458000 | Electric Resistance Heating Or | 08/29/2023 |  | 11/08/2023
Trane U.S. Inc. | Trane | YC(D,H)480C(E,F,4,5)(L,J,R)**4*K* |  | Voluntarily Certified | ACAirCoolAllPhase&gt;=240k&lt; | False | False |  |  |  |  | 11.1 |  | 15.6 | 13 | [6 empty] | 457000 | Heating Other Than Electric Re | 08/29/2023 |  | 11/08/2023
Trane U.S. Inc. | Trane | YC(D,H)480C(E,F,4,5)(H,K,T)**4*K* |  | Voluntarily Certified | ACAirCoolAllPhase&gt;=240k&lt; | False | False |  |  |  |  | 10.9 |  | 15.4 | 13 | [6 empty] | 455000 | Heating Other Than Electric Re | 08/29/2023 |  | 11/08/2023
Trane U.S. Inc. | Trane | TC(D,H)480C(E,F,4,5)0**6*0* |  | Voluntarily Certified | ACAirCoolAllPhase&gt;=240k&lt; | False | False |  |  |  |  | 11.2 |  | 15.2 | 13.2 | [6 empty] | 451000 | Electric Resistance Heating Or | 08/29/2023 |  | 11/08/2023
Trane U.S. Inc. | Trane | TE(D,H)480C(E,F,4,5)***6*0* |  | Voluntarily Certified | ACAirCoolAllPhase&gt;=240k&lt; | False | False |  |  |  |  | 11.1 |  | 15.2 | 13.2 | [6 empty] | 450000 | Electric Resistance Heating Or | 08/29/2023 |  | 11/08/2023
Trane U.S. Inc. | Trane | YC(D,H)480C(E,F,4,5)(L,J,R)**6*0* |  | Voluntarily Certified | ACAirCoolAllPhase&gt;=240k&lt; | False | False |  |  |  |  | 11 |  | 15.2 | 13 | [6 empty] | 449000 | Heating Other Than Electric Re | 08/29/2023 |  | 11/08/2023
Trane U.S. Inc. | Trane | YC(D,H)480C(E,F,4,5)(H,K,T)**6*0* |  | Voluntarily Certified | ACAirCoolAllPhase&gt;=240k&lt; | False | False |  |  |  |  | 10.8 |  | 15 | 13 | [6 empty] | 447000 | Heating Other Than Electric Re | 08/29/2023 |  | 11/08/2023
Trane U.S. Inc. | Trane | TC(D,H)480C(E,F,4,5)0**6*K* |  | Voluntarily Certified | ACAirCoolAllPhase&gt;=240k&lt; | False | False |  |  |  |  | 11.3 |  | 15.8 | 13.2 | [6 empty] | 459000 | Electric Resistance Heating Or | 08/29/2023 |  | 11/08/2023
Trane U.S. Inc. | Trane | TE(D,H)480C(E,F,4,5)***6*K* |  | Voluntarily Certified | ACAirCoolAllPhase&gt;=240k&lt; | False | False |  |  |  |  | 11.2 |  | 15.7 | 13.2 | [6 empty] | 458000 | Electric Resistance Heating Or | 08/29/2023 |  | 11/08/2023
Trane U.S. Inc. | Trane | YC(D,H)480C(E,F,4,5)(L,J,R)**6*K* |  | Voluntarily Certified | ACAirCoolAllPhase&gt;=240k&lt; | False | False |  |  |  |  | 11.1 |  | 15.6 | 13 | [6 empty] | 457000 | Heating Other Than Electric Re | 08/29/2023 |  | 11/08/2023
Trane U.S. Inc. | Trane | YC(D,H)480C(E,F,4,5)(H,K,T)**6*K* |  | Voluntarily Certified | ACAirCoolAllPhase&gt;=240k&lt; | False | False |  |  |  |  | 10.9 |  | 15.4 | 13 | [6 empty] | 455000 | Heating Other Than Electric Re | 08/29/2023 |  | 11/08/2023
Trane U.S. Inc. | Trane | TC(D,H)480C(E,F,4,5)0**8*0* |  | Voluntarily Certified | ACAirCoolAllPhase&gt;=240k&lt; | False | False |  |  |  |  | 11.2 |  | 15.1 | 13.2 | [6 empty] | 451000 | Electric Resistance Heating Or | 08/29/2023 |  | 11/08/2023
Trane U.S. Inc. | Trane | TE(D,H)480C(E,F,4,5)***8*0* |  | Voluntarily Certified | ACAirCoolAllPhase&gt;=240k&lt; | False | False |  |  |  |  | 11.1 |  | 15 | 13.2 | [6 empty] | 450000 | Electric Resistance Heating Or | 08/29/2023 |  | 11/08/2023
Trane U.S. Inc. | Trane | YC(D,H)480C(E,F,4,5)(L,J,R)**8*0* |  | Voluntarily Certified | ACAirCoolAllPhase&gt;=240k&lt; | False | False |  |  |  |  | 11 |  | 14.9 | 13 | [6 empty] | 449000 | Heating Other Than Electric Re | 08/29/2023 |  | 11/08/2023
Trane U.S. Inc. | Trane | YC(D,H)480C(E,F,4,5)(H,K,T)**8*0* |  | Voluntarily Certified | ACAirCoolAllPhase&gt;=240k&lt; | False | False |  |  |  |  | 10.8 |  | 14.7 | 13 | [6 empty] | 447000 | Heating Other Than Electric Re | 08/29/2023 |  | 11/08/2023
Trane U.S. Inc. | Trane | TC(D,H)480C(E,F,4,5)0**8*K* |  | Voluntarily Certified | ACAirCoolAllPhase&gt;=240k&lt; | False | False |  |  |  |  | 11.3 |  | 15.5 | 13.2 | [6 empty] | 459000 | Electric Resistance Heating Or | 08/29/2023 |  | 11/08/2023
Trane U.S. Inc. | Trane | TE(D,H)480C(E,F,4,5)***8*K* |  | Voluntarily Certified | ACAirCoolAllPhase&gt;=240k&lt; | False | False |  |  |  |  | 11.2 |  | 15.4 | 13.2 | [6 empty] | 458000 | Electric Resistance Heating Or | 08/29/2023 |  | 11/08/2023
Trane U.S. Inc. | Trane | YC(D,H)480C(E,F,4,5)(L,J,R)**8*K* |  | Voluntarily Certified | ACAirCoolAllPhase&gt;=240k&lt; | False | False |  |  |  |  | 11.1 |  | 15.2 | 13 | [6 empty] | 457000 | Heating Other Than Electric Re | 08/29/2023 |  | 11/08/2023
Trane U.S. Inc. | Trane | YC(D,H)480C(E,F,4,5)(H,K,T)**8*K* |  | Voluntarily Certified | ACAirCoolAllPhase&gt;=240k&lt; | False | False |  |  |  |  | 10.9 |  | 15 | 13 | [6 empty] | 455000 | Heating Other Than Electric Re | 08/29/2023 |  | 11/08/2023
Trane U.S. Inc. | Trane | TE(D,H)600C(E,F,4,5)***4*0* |  | Voluntarily Certified | ACAirCoolAllPhase&gt;=240k&lt; | False | False |  |  |  |  | 10.3 |  | 14.8 | 13.2 | [6 empty] | 533000 | Electric Resistance Heating Or | 08/29/2023 |  | 11/08/2023
Trane U.S. Inc. | Trane | YC(D,H)600C(E,F,4,5)(L,J,R)**4*0* |  | Voluntarily Certified | ACAirCoolAllPhase&gt;=240k&lt; | False | False |  |  |  |  | 10.2 |  | 14.7 | 13 | [6 empty] | 531000 | Heating Other Than Electric Re | 08/29/2023 |  | 11/08/2023
Trane U.S. Inc. | Trane | YC(D,H)600C(E,F,4,5)(H,K,T)**4*0* |  | Voluntarily Certified | ACAirCoolAllPhase&gt;=240k&lt; | False | False |  |  |  |  | 10 |  | 14.4 | 13 | [6 empty] | 528000 | Heating Other Than Electric Re | 08/29/2023 |  | 11/08/2023
Trane U.S. Inc. | Trane | TC(D,H)600C(E,F,4,5)0**4*K* |  | Voluntarily Certified | ACAirCoolAllPhase&gt;=240k&lt; | False | False |  |  |  |  | 10.4 |  | 15.6 | 13.2 | [6 empty] | 538000 | Electric Resistance Heating Or | 08/29/2023 |  | 11/08/2023
Trane U.S. Inc. | Trane | TE(D,H)600C(E,F,4,5)***4*K* |  | Voluntarily Certified | ACAirCoolAllPhase&gt;=240k&lt; | False | False |  |  |  |  | 10.2 |  | 15.5 | 13.2 | [6 empty] | 536000 | Electric Resistance Heating Or | 08/29/2023 |  | 11/08/2023
Trane U.S. Inc. | Trane | YC(D,H)600C(E,F,4,5)(L,J,R)**4*K* |  | Voluntarily Certified | ACAirCoolAllPhase&gt;=240k&lt; | False | False |  |  |  |  | 10.1 |  | 15.2 | 13 | [6 empty] | 535000 | Heating Other Than Electric Re | 08/29/2023 |  | 11/08/2023
Trane U.S. Inc. | Trane | YC(D,H)600C(E,F,4,5)(H,K,T)**4*K* |  | Voluntarily Certified | ACAirCoolAllPhase&gt;=240k&lt; | False | False |  |  |  |  | 9.9 |  | 15 | 13 | [6 empty] | 532000 | Heating Other Than Electric Re | 08/29/2023 |  | 11/08/2023
Trane U.S. Inc. | Trane | TC(D,H)600C(E,F,4,5)0**6*0* |  | Voluntarily Certified | ACAirCoolAllPhase&gt;=240k&lt; | False | False |  |  |  |  | 10.5 |  | 14.9 | 13.2 | [6 empty] | 534000 | Electric Resistance Heating Or | 08/29/2023 |  | 11/08/2023
Trane U.S. Inc. | Trane | TE(D,H)600C(E,F,4,5)***6*0* |  | Voluntarily Certified | ACAirCoolAllPhase&gt;=240k&lt; | False | False |  |  |  |  | 10.3 |  | 14.8 | 13.2 | [6 empty] | 533000 | Electric Resistance Heating Or | 08/29/2023 |  | 11/08/2023
Trane U.S. Inc. | Trane | YC(D,H)600C(E,F,4,5)(L,J,R)**6*0* |  | Voluntarily Certified | ACAirCoolAllPhase&gt;=240k&lt; | False | False |  |  |  |  | 10.2 |  | 14.7 | 13 | [6 empty] | 531000 | Heating Other Than Electric Re | 08/29/2023 |  | 11/08/2023
Trane U.S. Inc. | Trane | YC(D,H)600C(E,F,4,5)(H,K,T)**6*0* |  | Voluntarily Certified | ACAirCoolAllPhase&gt;=240k&lt; | False | False |  |  |  |  | 10 |  | 14.4 | 13 | [6 empty] | 528000 | Heating Other Than Electric Re | 08/29/2023 |  | 11/08/2023
Trane U.S. Inc. | Trane | TC(D,H)600C(E,F,4,5)0**6*K* |  | Voluntarily Certified | ACAirCoolAllPhase&gt;=240k&lt; | False | False |  |  |  |  | 10.4 |  | 15.6 | 13.2 | [6 empty] | 538000 | Electric Resistance Heating Or | 08/29/2023 |  | 11/08/2023
Trane U.S. Inc. | Trane | TE(D,H)600C(E,F,4,5)***6*K* |  | Voluntarily Certified | ACAirCoolAllPhase&gt;=240k&lt; | False | False |  |  |  |  | 10.2 |  | 15.5 | 13.2 | [6 empty] | 536000 | Electric Resistance Heating Or | 08/29/2023 |  | 11/08/2023
Trane U.S. Inc. | Trane | YC(D,H)600C(E,F,4,5)(L,J,R)**6*K* |  | Voluntarily Certified | ACAirCoolAllPhase&gt;=240k&lt; | False | False |  |  |  |  | 10.1 |  | 15.2 | 13 | [6 empty] | 535000 | Heating Other Than Electric Re | 08/29/2023 |  | 11/08/2023
Trane U.S. Inc. | Trane | YC(D,H)600C(E,F,4,5)(H,K,T)**6*K* |  | Voluntarily Certified | ACAirCoolAllPhase&gt;=240k&lt; | False | False |  |  |  |  | 9.9 |  | 15 | 13 | [6 empty] | 532000 | Heating Other Than Electric Re | 08/29/2023 |  | 11/08/2023
Trane U.S. Inc. | Trane | TC(D,H)600C(E,F,4,5)0**8*0* |  | Voluntarily Certified | ACAirCoolAllPhase&gt;=240k&lt; | False | False |  |  |  |  | 10.5 |  | 14.7 | 13.2 | [6 empty] | 534000 | Electric Resistance Heating Or | 08/29/2023 |  | 11/08/2023
Trane U.S. Inc. | Trane | TE(D,H)600C(E,F,4,5)***8*0* |  | Voluntarily Certified | ACAirCoolAllPhase&gt;=240k&lt; | False | False |  |  |  |  | 10.3 |  | 14.6 | 13.2 | [6 empty] | 533000 | Electric Resistance Heating Or | 08/29/2023 |  | 11/08/2023
Trane U.S. Inc. | Trane | YC(D,H)600C(E,F,4,5)(L,J,R)**8*0* |  | Voluntarily Certified | ACAirCoolAllPhase&gt;=240k&lt; | False | False |  |  |  |  | 10.2 |  | 14.4 | 13 | [6 empty] | 531000 | Heating Other Than Electric Re | 08/29/2023 |  | 11/08/2023
Trane U.S. Inc. | Trane | YC(D,H)600C(E,F,4,5)(H,K,T)**8*0* |  | Voluntarily Certified | ACAirCoolAllPhase&gt;=240k&lt; | False | False |  |  |  |  | 10 |  | 14.1 | 13 | [6 empty] | 528000 | Heating Other Than Electric Re | 08/29/2023 |  | 11/08/2023
Trane U.S. Inc. | Trane | TC(D,H)600C(E,F,4,5)0**8*K* |  | Voluntarily Certified | ACAirCoolAllPhase&gt;=240k&lt; | False | False |  |  |  |  | 10.4 |  | 15.2 | 13.2 | [6 empty] | 538000 | Electric Resistance Heating Or | 08/29/2023 |  | 11/08/2023
Trane U.S. Inc. | Trane | TE(D,H)600C(E,F,4,5)***8*K* |  | Voluntarily Certified | ACAirCoolAllPhase&gt;=240k&lt; | False | False |  |  |  |  | 10.2 |  | 15 | 13.2 | [6 empty] | 536000 | Electric Resistance Heating Or | 08/29/2023 |  | 11/08/2023
Trane U.S. Inc. | Trane | YC(D,H)600C(E,F,4,5)(L,J,R)**8*K* |  | Voluntarily Certified | ACAirCoolAllPhase&gt;=240k&lt; | False | False |  |  |  |  | 10.1 |  | 14.8 | 13 | [6 empty] | 535000 | Heating Other Than Electric Re | 08/29/2023 |  | 11/08/2023
Trane U.S. Inc. | Trane | YC(D,H)600C(E,F,4,5)(H,K,T)**8*K* |  | Voluntarily Certified | ACAirCoolAllPhase&gt;=240k&lt; | False | False |  |  |  |  | 9.9 |  | 14.5 | 13 | [6 empty] | 532000 | Heating Other Than Electric Re | 08/29/2023 |  | 11/08/2023
Trane U.S. Inc. | Trane | TC(D,H)330C(E,F,4,5)0**8*0* |  | Voluntarily Certified | ACAirCoolAllPhase&gt;=240k&lt; | False | False |  |  |  |  | 11 |  | 14.7 | 13.2 | [6 empty] | 322000 | Electric Resistance Heating Or | 08/29/2023 |  | 11/08/2023
Trane U.S. Inc. | Trane | TE(D,H)330C(E,F,4,5)***8*0* |  | Voluntarily Certified | ACAirCoolAllPhase&gt;=240k&lt; | False | False |  |  |  |  | 10.9 |  | 14.7 | 13.2 | [6 empty] | 322000 | Electric Resistance Heating Or | 08/29/2023 |  | 11/08/2023
Trane U.S. Inc. | Trane | YC(D,H)330C(E,F,4,5)(L,J,M)**8*0* |  | Voluntarily Certified | ACAirCoolAllPhase&gt;=240k&lt; | False | False |  |  |  |  | 10.8 |  | 14.7 | 13 | [6 empty] | 321000 | Heating Other Than Electric Re | 08/29/2023 |  | 11/08/2023
Trane U.S. Inc. | Trane | YC(D,H)330C(E,F,4,5)(H,K,P)**8*0* |  | Voluntarily Certified | ACAirCoolAllPhase&gt;=240k&lt; | False | False |  |  |  |  | 10.8 |  | 14.5 | 13 | [6 empty] | 321000 | Heating Other Than Electric Re | 08/29/2023 |  | 11/08/2023
Trane U.S. Inc. | Trane | TC(D,H)330C(E,F,4,5)0**8*K* |  | Voluntarily Certified | ACAirCoolAllPhase&gt;=240k&lt; | False | False |  |  |  |  | 11.5 |  | 15.4 | 13.2 | [6 empty] | 330000 | Electric Resistance Heating Or | 08/29/2023 |  | 11/08/2023
Trane U.S. Inc. | Trane | TE(D,H)330C(E,F,4,5)***8*K* |  | Voluntarily Certified | ACAirCoolAllPhase&gt;=240k&lt; | False | False |  |  |  |  | 11.5 |  | 15.4 | 13.2 | [6 empty] | 330000 | Electric Resistance Heating Or | 08/29/2023 |  | 11/08/2023
Trane U.S. Inc. | Trane | YC(D,H)330C(E,F,4,5)(L,J,M)**8*K* |  | Voluntarily Certified | ACAirCoolAllPhase&gt;=240k&lt; | False | False |  |  |  |  | 11.2 |  | 15.1 | 13 | [6 empty] | 328000 | Heating Other Than Electric Re | 08/29/2023 |  | 11/08/2023
Trane U.S. Inc. | Trane | YC(D,H)330C(E,F,4,5)(H,K,P)**8*K* |  | Voluntarily Certified | ACAirCoolAllPhase&gt;=240k&lt; | False | False |  |  |  |  | 11.3 |  | 15 | 13 | [6 empty] | 328000 | Heating Other Than Electric Re | 08/29/2023 |  | 11/08/2023
Trane U.S. Inc. | Trane | WSC102H(3,4,W)*(G,K,N)B |  | Voluntarily Certified | HPAirCoolAllPhase&gt;=65k&lt;1 | False | False |  |  |  |  | 11 |  | 14.1 | 14.1 |  |  |  |  | 3.4 | 3.4 | 100000 | Electric Resistance Heating Or | 08/29/2023 |  | 11/08/2023
Trane U.S. Inc. | Trane | WSC102H(3,4,W)*0B***6 |  | Voluntarily Certified | HPAirCoolAllPhase&gt;=65k&lt;1 | False | False |  |  |  |  | 11 |  | 14.6 | 14.1 |  |  |  |  | 3.4 | 3.4 | 100000 | Electric Resistance Heating Or | 08/29/2023 |  | 11/08/2023
Trane U.S. Inc. | Trane | WSC102H(3,4,W)*(G,K,N)B***6 |  | Voluntarily Certified | HPAirCoolAllPhase&gt;=65k&lt;1 | False | False |  |  |  |  | 11 |  | 14.6 | 14.1 |  |  |  |  | 3.4 | 3.4 | 100000 | Electric Resistance Heating Or | 08/29/2023 |  | 11/08/2023
Trane U.S. Inc. | Trane | WSC120H(3,4,W)*(G,K,N,P)B |  | Voluntarily Certified | HPAirCoolAllPhase&gt;=65k&lt;1 | False | False |  |  |  |  | 11 |  | 14.1 | 14.1 |  |  |  |  | 3.4 | 3.4 | 115000 | Electric Resistance Heating Or | 08/29/2023 |  | 11/08/2023
Trane U.S. Inc. | Trane | WSC120H(3,4,W)*0B***6 |  | Voluntarily Certified | HPAirCoolAllPhase&gt;=65k&lt;1 | False | False |  |  |  |  | 11 |  | 14.6 | 14.1 |  |  |  |  | 3.4 | 3.4 | 115000 | Electric Resistance Heating Or | 08/29/2023 |  | 11/08/2023
Trane U.S. Inc. | Trane | WSC120H(3,4,W)*(G,K,N,P)B***6 |  | Voluntarily Certified | HPAirCoolAllPhase&gt;=65k&lt;1 | False | False |  |  |  |  | 11 |  | 14.6 | 14.1 |  |  |  |  | 3.4 | 3.4 | 115000 | Electric Resistance Heating Or | 08/29/2023 |  | 11/08/2023
Trane U.S. Inc. | Trane | WSC092H(3,4,W)*0B |  | Voluntarily Certified | HPAirCoolAllPhase&gt;=65k&lt;1 | False | False |  |  |  |  | 11.3 |  | 14.1 | 14.1 |  |  |  |  | 3.4 | 3.4 | 93000 | Electric Resistance Heating Or | 08/29/2023 |  | 11/08/2023
Trane U.S. Inc. | Trane | WSC092H(3,4,W)*(G,K,N)B |  | Voluntarily Certified | HPAirCoolAllPhase&gt;=65k&lt;1 | False | False |  |  |  |  | 11.3 |  | 14.1 | 14.1 |  |  |  |  | 3.4 | 3.4 | 93000 | Electric Resistance Heating Or | 08/29/2023 |  | 11/08/2023
Trane U.S. Inc. | Trane | WSC092H(3,4,W)*0B***6 |  | Voluntarily Certified | HPAirCoolAllPhase&gt;=65k&lt;1 | False | False |  |  |  |  | 11.3 |  | 14.6 | 14.1 |  |  |  |  | 3.4 | 3.4 | 93000 | Electric Resistance Heating Or | 08/29/2023 |  | 11/08/2023
Trane U.S. Inc. | Trane | WSC092H(3,4,W)*0B***7 |  | Voluntarily Certified | HPAirCoolAllPhase&gt;=65k&lt;1 | False | False |  |  |  |  | 11.3 |  | 14.6 | 14.1 |  |  |  |  | 3.4 | 3.4 | 93000 | Electric Resistance Heating Or | 08/29/2023 |  | 11/08/2023
Trane U.S. Inc. | Trane | WSC092H(3,4,W)*(G,K,N)B***7 |  | Voluntarily Certified | HPAirCoolAllPhase&gt;=65k&lt;1 | False | False |  |  |  |  | 11.3 |  | 14.6 | 14.1 |  |  |  |  | 3.4 | 3.4 | 93000 | Electric Resistance Heating Or | 08/29/2023 |  | 11/08/2023
Trane U.S. Inc. | Trane | WSC102H(3,4,W)*0B |  | Voluntarily Certified | HPAirCoolAllPhase&gt;=65k&lt;1 | False | False |  |  |  |  | 11 |  | 14.1 | 14.1 |  |  |  |  | 3.4 | 3.4 | 100000 | Electric Resistance Heating Or | 08/29/2023 |  | 11/08/2023
Trane U.S. Inc. | Trane | WSC102H(3,4,W)*0B***7 |  | Voluntarily Certified | HPAirCoolAllPhase&gt;=65k&lt;1 | False | False |  |  |  |  | 11 |  | 14.6 | 14.1 |  |  |  |  | 3.4 | 3.4 | 100000 | Electric Resistance Heating Or | 08/29/2023 |  | 11/08/2023
Trane U.S. Inc. | Trane | WSC102H(3,4,W)*(G,K,N)B***7 |  | Voluntarily Certified | HPAirCoolAllPhase&gt;=65k&lt;1 | False | False |  |  |  |  | 11 |  | 14.6 | 14.1 |  |  |  |  | 3.4 | 3.4 | 100000 | Electric Resistance Heating Or | 08/29/2023 |  | 11/08/2023
Trane U.S. Inc. | Trane | WSJ150A(3,4,W)**0***0 |  | Voluntarily Certified | HPAirCoolAllPhase&gt;=135k&lt; | False | False |  |  |  |  | 10.6 |  | 13.5 | 13.5 |  |  |  |  | 3.3 | 3.3 | 150000 | Electric Resistance Heating Or | 08/29/2023 |  | 11/08/2023
Trane U.S. Inc. | Trane | WSJ180A(3,4,W)**0***0 |  | Voluntarily Certified | HPAirCoolAllPhase&gt;=135k&lt; | False | False |  |  |  |  | 10.6 |  | 13.5 | 13.5 |  |  |  |  | 3.3 | 3.3 | 178000 | Electric Resistance Heating Or | 08/29/2023 |  | 11/08/2023
Trane U.S. Inc. | Trane | TZC090F(3,4)*0A***6 |  | Voluntarily Certified | ACAirCoolAllPhase&gt;=65k&lt;1 | False | False |  |  |  |  | 12.8 |  | 22.4 | 14.8 | [6 empty] | 90000 | Electric Resistance Heating Or | 08/29/2023 |  | 11/08/2023
Trane U.S. Inc. | Trane | TZC120F3*0A***6 |  | Voluntarily Certified | ACAirCoolAllPhase&gt;=65k&lt;1 | False | False |  |  |  |  | 12.1 |  | 23 | 14.8 | [6 empty] | 114000 | Electric Resistance Heating Or | 08/29/2023 |  | 11/08/2023
Trane U.S. Inc. | Trane | TZC102F(3,4)*0A***6 |  | Voluntarily Certified | ACAirCoolAllPhase&gt;=65k&lt;1 | False | False |  |  |  |  | 12.6 |  | 22.5 | 14.8 | [6 empty] | 99000 | Electric Resistance Heating Or | 08/29/2023 |  | 11/08/2023
Trane U.S. Inc. | Trane | TZC090F(3,4)*(C,G,K,N)A***6 |  | Voluntarily Certified | ACAirCoolAllPhase&gt;=65k&lt;1 | False | False |  |  |  |  | 12.8 |  | 22.4 | 14.8 | [6 empty] | 90000 | Electric Resistance Heating Or | 08/29/2023 |  | 11/08/2023
Trane U.S. Inc. | Trane | TZC090FW*0A***6 |  | Voluntarily Certified | ACAirCoolAllPhase&gt;=65k&lt;1 | False | False |  |  |  |  | 12.8 |  | 21.5 | 14.8 | [6 empty] | 90000 | Electric Resistance Heating Or | 08/29/2023 |  | 11/08/2023
Trane U.S. Inc. | Trane | TZC090FW*(G,N)A***6 |  | Voluntarily Certified | ACAirCoolAllPhase&gt;=65k&lt;1 | False | False |  |  |  |  | 12.8 |  | 21.5 | 14.8 | [6 empty] | 90000 | Electric Resistance Heating Or | 08/29/2023 |  | 11/08/2023
Trane U.S. Inc. | Trane | YZC090FW*(L,M,H,X,Y,Z,V)A***6 |  | Voluntarily Certified | ACAirCoolAllPhase&gt;=65k&lt;1 | False | False |  |  |  |  | 12.8 |  | 21.5 | 14.6 | [6 empty] | 90000 | Heating Other Than Electric Re | 08/29/2023 |  | 11/08/2023
Trane U.S. Inc. | Trane | WSC120H(3,4,W)*0B |  | Voluntarily Certified | HPAirCoolAllPhase&gt;=65k&lt;1 | False | False |  |  |  |  | 11 |  | 14.1 | 14.1 |  |  |  |  | 3.4 | 3.4 | 115000 | Electric Resistance Heating Or | 08/29/2023 |  | 11/08/2023
Trane U.S. Inc. | Trane | WSC120H(3,4,W)*0B***7 |  | Voluntarily Certified | HPAirCoolAllPhase&gt;=65k&lt;1 | False | False |  |  |  |  | 11 |  | 14.6 | 14.1 |  |  |  |  | 3.4 | 3.4 | 115000 | Electric Resistance Heating Or | 08/29/2023 |  | 11/08/2023
Trane U.S. Inc. | Trane | WSC120H(3,4,W)*(G,K,N,P)B***7 |  | Voluntarily Certified | HPAirCoolAllPhase&gt;=65k&lt;1 | False | False |  |  |  |  | 11 |  | 14.6 | 14.1 |  |  |  |  | 3.4 | 3.4 | 115000 | Electric Resistance Heating Or | 08/29/2023 |  | 11/08/2023
Trane U.S. Inc. | Trane | TZC090F(3,4)*(C,G,K,N)A***E |  | Voluntarily Certified | ACAirCoolAllPhase&gt;=65k&lt;1 | False | False |  |  |  |  | 12.8 |  | 22.4 | 14.8 | [6 empty] | 90000 | Electric Resistance Heating Or | 08/29/2023 |  | 11/08/2023
Trane U.S. Inc. | Trane | YZC090F(3,4)*(L,M,H,X,Y,Z,V)A***E |  | Voluntarily Certified | ACAirCoolAllPhase&gt;=65k&lt;1 | False | False |  |  |  |  | 12.8 |  | 22.4 | 14.6 | [6 empty] | 90000 | Heating Other Than Electric Re | 08/29/2023 |  | 11/08/2023
Trane U.S. Inc. | Trane | TZC090FW*0A***E |  | Voluntarily Certified | ACAirCoolAllPhase&gt;=65k&lt;1 | False | False |  |  |  |  | 12.8 |  | 21.5 | 14.8 | [6 empty] | 90000 | Electric Resistance Heating Or | 08/29/2023 |  | 11/08/2023
Trane U.S. Inc. | Trane | TZC090FW*(G,N)A***E |  | Voluntarily Certified | ACAirCoolAllPhase&gt;=65k&lt;1 | False | False |  |  |  |  | 12.8 |  | 21.5 | 14.8 | [6 empty] | 90000 | Electric Resistance Heating Or | 08/29/2023 |  | 11/08/2023
Trane U.S. Inc. | Trane | YZC090FW*(L,M,H,X,Y,Z,V)A***E |  | Voluntarily Certified | ACAirCoolAllPhase&gt;=65k&lt;1 | False | False |  |  |  |  | 12.8 |  | 21.5 | 14.6 | [6 empty] | 90000 | Heating Other Than Electric Re | 08/29/2023 |  | 11/08/2023
Trane U.S. Inc. | Trane | TZC102F(3,4)*(C,G,K,N)A***6 |  | Voluntarily Certified | ACAirCoolAllPhase&gt;=65k&lt;1 | False | False |  |  |  |  | 12.6 |  | 22.5 | 14.8 | [6 empty] | 99000 | Electric Resistance Heating Or | 08/29/2023 |  | 11/08/2023
Trane U.S. Inc. | Trane | YZC102F(3,4)*(L,M,H,X,Y,Z,V)A***6 |  | Voluntarily Certified | ACAirCoolAllPhase&gt;=65k&lt;1 | False | False |  |  |  |  | 12.6 |  | 22.5 | 14.6 | [6 empty] | 99000 | Heating Other Than Electric Re | 08/29/2023 |  | 11/08/2023
Trane U.S. Inc. | Trane | TZC102F(3,4)*(C,G,K,N)A***E |  | Voluntarily Certified | ACAirCoolAllPhase&gt;=65k&lt;1 | False | False |  |  |  |  | 12.6 |  | 22.5 | 14.8 | [6 empty] | 99000 | Electric Resistance Heating Or | 08/29/2023 |  | 11/08/2023
Trane U.S. Inc. | Trane | YZC102F(3,4)*(L,M,H,X,Y,Z,V)A***E |  | Voluntarily Certified | ACAirCoolAllPhase&gt;=65k&lt;1 | False | False |  |  |  |  | 12.6 |  | 22.5 | 14.6 | [6 empty] | 99000 | Heating Other Than Electric Re | 08/29/2023 |  | 11/08/2023
Trane U.S. Inc. | Trane | TZC102FW*0A***E |  | Voluntarily Certified | ACAirCoolAllPhase&gt;=65k&lt;1 | False | False |  |  |  |  | 12.6 |  | 21.5 | 14.8 | [6 empty] | 99000 | Electric Resistance Heating Or | 08/29/2023 |  | 11/08/2023
Trane U.S. Inc. | Trane | TZC102FW*(G,N)A***E |  | Voluntarily Certified | ACAirCoolAllPhase&gt;=65k&lt;1 | False | False |  |  |  |  | 12.6 |  | 21.5 | 14.8 | [6 empty] | 99000 | Electric Resistance Heating Or | 08/29/2023 |  | 11/08/2023
Trane U.S. Inc. | Trane | YZC102FW*(L,M,H,X,Y,Z,V)A***E |  | Voluntarily Certified | ACAirCoolAllPhase&gt;=65k&lt;1 | False | False |  |  |  |  | 12.6 |  | 21.5 | 14.6 | [6 empty] | 99000 | Heating Other Than Electric Re | 08/29/2023 |  | 11/08/2023
Trane U.S. Inc. | Trane | TZC120F3*(G,K,N,P)A***6 |  | Voluntarily Certified | ACAirCoolAllPhase&gt;=65k&lt;1 | False | False |  |  |  |  | 12.1 |  | 23 | 14.8 | [6 empty] | 114000 | Electric Resistance Heating Or | 08/29/2023 |  | 11/08/2023
Trane U.S. Inc. | Trane | YZC120F3*(L,M,H,X,Y,Z,V)A***6 |  | Voluntarily Certified | ACAirCoolAllPhase&gt;=65k&lt;1 | False | False |  |  |  |  | 12.1 |  | 23 | 14.6 | [6 empty] | 114000 | Heating Other Than Electric Re | 08/29/2023 |  | 11/08/2023
Trane U.S. Inc. | Trane | TZC120F4*0A***6 |  | Voluntarily Certified | ACAirCoolAllPhase&gt;=65k&lt;1 | False | False |  |  |  |  | 12.2 |  | 23 | 14.8 | [6 empty] | 114000 | Electric Resistance Heating Or | 08/29/2023 |  | 11/08/2023
Trane U.S. Inc. | Trane | TZC120F4*(G,K,N,P)A***6 |  | Voluntarily Certified | ACAirCoolAllPhase&gt;=65k&lt;1 | False | False |  |  |  |  | 12.2 |  | 23 | 14.8 | [6 empty] | 114000 | Electric Resistance Heating Or | 08/29/2023 |  | 11/08/2023
Trane U.S. Inc. | Trane | YZC120F4*(L,M,H,X,Y,Z,V)A***6 |  | Voluntarily Certified | ACAirCoolAllPhase&gt;=65k&lt;1 | False | False |  |  |  |  | 12.2 |  | 23 | 14.6 | [6 empty] | 114000 | Heating Other Than Electric Re | 08/29/2023 |  | 11/08/2023
Trane U.S. Inc. | Trane | TZC120FW*0A***6 |  | Voluntarily Certified | ACAirCoolAllPhase&gt;=65k&lt;1 | False | False |  |  |  |  | 12.1 |  | 22.5 | 14.8 | [6 empty] | 114000 | Electric Resistance Heating Or | 08/29/2023 |  | 11/08/2023
Trane U.S. Inc. | Trane | TZC120FW*(G,N,P)A***6 |  | Voluntarily Certified | ACAirCoolAllPhase&gt;=65k&lt;1 | False | False |  |  |  |  | 12.1 |  | 22.5 | 14.8 | [6 empty] | 114000 | Electric Resistance Heating Or | 08/29/2023 |  | 11/08/2023
Trane U.S. Inc. | Trane | YZC120FW*(L,M,H,X,Y,Z,V)A***6 |  | Voluntarily Certified | ACAirCoolAllPhase&gt;=65k&lt;1 | False | False |  |  |  |  | 12.1 |  | 22.5 | 14.6 | [6 empty] | 114000 | Heating Other Than Electric Re | 08/29/2023 |  | 11/08/2023
Trane U.S. Inc. | Trane | TZC120F3*(G,K,N,P)A***E |  | Voluntarily Certified | ACAirCoolAllPhase&gt;=65k&lt;1 | False | False |  |  |  |  | 12.1 |  | 23 | 14.8 | [6 empty] | 114000 | Electric Resistance Heating Or | 08/29/2023 |  | 11/08/2023
Trane U.S. Inc. | Trane | YZC120F3*(L,M,H,X,Y,Z,V)A***E |  | Voluntarily Certified | ACAirCoolAllPhase&gt;=65k&lt;1 | False | False |  |  |  |  | 12.1 |  | 23 | 14.6 | [6 empty] | 114000 | Heating Other Than Electric Re | 08/29/2023 |  | 11/08/2023
Trane U.S. Inc. | Trane | TZC120F4*0A***E |  | Voluntarily Certified | ACAirCoolAllPhase&gt;=65k&lt;1 | False | False |  |  |  |  | 12.2 |  | 23 | 14.8 | [6 empty] | 114000 | Electric Resistance Heating Or | 08/29/2023 |  | 11/08/2023
Trane U.S. Inc. | Trane | TZC120F4*(G,K,N,P)A***E |  | Voluntarily Certified | ACAirCoolAllPhase&gt;=65k&lt;1 | False | False |  |  |  |  | 12.2 |  | 23 | 14.8 | [6 empty] | 114000 | Electric Resistance Heating Or | 08/29/2023 |  | 11/08/2023
Trane U.S. Inc. | Trane | YZC120F4*(L,M,H,X,Y,Z,V)A***E |  | Voluntarily Certified | ACAirCoolAllPhase&gt;=65k&lt;1 | False | False |  |  |  |  | 12.2 |  | 23 | 14.6 | [6 empty] | 114000 | Heating Other Than Electric Re | 08/29/2023 |  | 11/08/2023
Trane U.S. Inc. | Trane | TZC120FW*0A***E |  | Voluntarily Certified | ACAirCoolAllPhase&gt;=65k&lt;1 | False | False |  |  |  |  | 12.1 |  | 22.5 | 14.8 | [6 empty] | 114000 | Electric Resistance Heating Or | 08/29/2023 |  | 11/08/2023
Trane U.S. Inc. | Trane | TZC120FW*(G,N,P)A***E |  | Voluntarily Certified | ACAirCoolAllPhase&gt;=65k&lt;1 | False | False |  |  |  |  | 12.1 |  | 22.5 | 14.8 | [6 empty] | 114000 | Electric Resistance Heating Or | 08/29/2023 |  | 11/08/2023
Trane U.S. Inc. | Trane | YZC120FW*(L,M,H,X,Y,Z,V)A***E |  | Voluntarily Certified | ACAirCoolAllPhase&gt;=65k&lt;1 | False | False |  |  |  |  | 12.1 |  | 22.5 | 14.6 | [6 empty] | 114000 | Heating Other Than Electric Re | 08/29/2023 |  | 11/08/2023
Trane U.S. Inc. | Trane | WHC074H(3,4)*0A***E |  | Voluntarily Certified | HPAirCoolAllPhase&gt;=65k&lt;1 | False | False |  |  |  |  | 12.1 |  | 16.5 | 14.1 |  |  |  |  | 3.5 | 3.4 | 78000 | Electric Resistance Heating Or | 08/29/2023 |  | 11/08/2023
Trane U.S. Inc. | Trane | WHC074H(3,4)*(C,G,K,N)A***E |  | Voluntarily Certified | HPAirCoolAllPhase&gt;=65k&lt;1 | False | False |  |  |  |  | 12.1 |  | 16.5 | 14.1 |  |  |  |  | 3.5 | 3.4 | 78000 | Electric Resistance Heating Or | 08/29/2023 |  | 11/08/2023
Trane U.S. Inc. | Trane | DHC074H(3,4)*(L,M,H,X,Y,Z)A***E |  | Voluntarily Certified | HPAirCoolAllPhase&gt;=65k&lt;1 | False | False |  |  |  |  | 12.1 |  | 16.5 | 14.1 |  |  |  |  | 3.5 | 3.4 | 78000 | Electric Resistance Heating Or | 08/29/2023 |  | 11/08/2023
Trane U.S. Inc. | Trane | WHC074HW*0A***E |  | Voluntarily Certified | HPAirCoolAllPhase&gt;=65k&lt;1 | False | False |  |  |  |  | 12.1 |  | 16.5 | 14.1 |  |  |  |  | 3.48 | 3.4 | 78000 | Electric Resistance Heating Or | 08/29/2023 |  | 11/08/2023
Trane U.S. Inc. | Trane | WHC074HW*(C,G,K,N)A***E |  | Voluntarily Certified | HPAirCoolAllPhase&gt;=65k&lt;1 | False | False |  |  |  |  | 12.1 |  | 16.5 | 14.1 |  |  |  |  | 3.48 | 3.4 | 78000 | Electric Resistance Heating Or | 08/29/2023 |  | 11/08/2023
Trane U.S. Inc. | Trane | DHC074HW*(L,M,H,X,Y,Z)A***E |  | Voluntarily Certified | HPAirCoolAllPhase&gt;=65k&lt;1 | False | False |  |  |  |  | 12.1 |  | 16.5 | 14.1 |  |  |  |  | 3.48 | 3.4 | 78000 | Electric Resistance Heating Or | 08/29/2023 |  | 11/08/2023
Trane U.S. Inc. | Trane | WHC092H(3,4)*0A***E |  | Voluntarily Certified | HPAirCoolAllPhase&gt;=65k&lt;1 | False | False |  |  |  |  | 11.8 |  | 16.5 | 14.1 |  |  |  |  | 3.5 | 3.4 | 95000 | Electric Resistance Heating Or | 08/29/2023 |  | 11/08/2023
Trane U.S. Inc. | Trane | WHC092H(3,4)*(C,G,K,N)A***E |  | Voluntarily Certified | HPAirCoolAllPhase&gt;=65k&lt;1 | False | False |  |  |  |  | 11.8 |  | 16.5 | 14.1 |  |  |  |  | 3.5 | 3.4 | 95000 | Electric Resistance Heating Or | 08/29/2023 |  | 11/08/2023
Trane U.S. Inc. | Trane | DHC092H(3,4)*(L,M,H,X,Y,Z)A***E |  | Voluntarily Certified | HPAirCoolAllPhase&gt;=65k&lt;1 | False | False |  |  |  |  | 11.8 |  | 16.5 | 14.1 |  |  |  |  | 3.5 | 3.4 | 95000 | Electric Resistance Heating Or | 08/29/2023 |  | 11/08/2023
Trane U.S. Inc. | Trane | THJ240A(3,4,W)**0***0 |  | Voluntarily Certified | ACAirCoolAllPhase&gt;=240k&lt; | False | False |  |  |  |  | 11 |  | 16.5 | 13.2 | [6 empty] | 240000 | Electric Resistance Heating Or | 08/29/2023 |  | 11/08/2023
Trane U.S. Inc. | Trane | THJ240A(3,4,W)**(N,P,R)***0 |  | Voluntarily Certified | ACAirCoolAllPhase&gt;=240k&lt; | False | False |  |  |  |  | 11 |  | 16.5 | 13.2 | [6 empty] | 240000 | Electric Resistance Heating Or | 08/29/2023 |  | 11/08/2023
Trane U.S. Inc. | Trane | THJ240A(3,4,W)**0***2 |  | Voluntarily Certified | ACAirCoolAllPhase&gt;=240k&lt; | False | False |  |  |  |  | 11 |  | 17 | 13.2 | [6 empty] | 240000 | Electric Resistance Heating Or | 08/29/2023 |  | 11/08/2023
Trane U.S. Inc. | Trane | THJ240A(3,4,W)**(N,P,R)***2 |  | Voluntarily Certified | ACAirCoolAllPhase&gt;=240k&lt; | False | False |  |  |  |  | 11 |  | 17 | 13.2 | [6 empty] | 240000 | Electric Resistance Heating Or | 08/29/2023 |  | 11/08/2023
Trane U.S. Inc. | Trane | THJ240A(3,4,W)**0***4 |  | Voluntarily Certified | ACAirCoolAllPhase&gt;=240k&lt; | False | False |  |  |  |  | 11 |  | 17 | 13.2 | [6 empty] | 240000 | Electric Resistance Heating Or | 08/29/2023 |  | 11/08/2023
Trane U.S. Inc. | Trane | TZJ210AWS00***2 |  | Voluntarily Certified | ACAirCoolAllPhase&gt;=135k&lt; | False | False |  |  |  |  | 11.8 |  | 17.9 | 14.2 | [6 empty] | 212000 | Electric Resistance Heating Or | 08/29/2023 |  | 11/08/2023
Trane U.S. Inc. | Trane | TZJ240AWS00***2 |  | Voluntarily Certified | ACAirCoolAllPhase&gt;=240k&lt; | False | False |  |  |  |  | 10.8 |  | 18.1 | 13.2 | [6 empty] | 242000 | Electric Resistance Heating Or | 08/29/2023 |  | 11/08/2023
Trane U.S. Inc. | Trane | TZJ300AWS00***2 |  | Voluntarily Certified | ACAirCoolAllPhase&gt;=240k&lt; | False | False |  |  |  |  | 10.8 |  | 18.2 | 13.2 | [6 empty] | 272000 | Electric Resistance Heating Or | 08/29/2023 |  | 11/08/2023
Trane U.S. Inc. | Trane | TZJ150A(3,4)S00***4 |  | Voluntarily Certified | ACAirCoolAllPhase&gt;=135k&lt; | False | False |  |  |  |  | 14.4 |  | 26.3 | 14.2 | [6 empty] | 150000 | Electric Resistance Heating Or | 08/29/2023 |  | 11/08/2023
Trane U.S. Inc. | Trane | TZJ180A(3,4)S00***4 |  | Voluntarily Certified | ACAirCoolAllPhase&gt;=135k&lt; | False | False |  |  |  |  | 12.7 |  | 24.8 | 14.2 | [6 empty] | 180000 | Electric Resistance Heating Or | 08/29/2023 |  | 11/08/2023
Trane U.S. Inc. | Trane | TZJ150A(3,4)S0(G,K,N,P)***2 |  | Voluntarily Certified | ACAirCoolAllPhase&gt;=135k&lt; | False | False |  |  |  |  | 14.4 |  | 26.3 | 14.2 | [6 empty] | 150000 | Electric Resistance Heating Or | 08/29/2023 |  | 11/08/2023
Trane U.S. Inc. | Trane | TZJ180A(3,4)S0(G,N,P)***2 |  | Voluntarily Certified | ACAirCoolAllPhase&gt;=135k&lt; | False | False |  |  |  |  | 12.7 |  | 24.8 | 14.2 | [6 empty] | 180000 | Electric Resistance Heating Or | 08/29/2023 |  | 11/08/2023
Trane U.S. Inc. | Trane | TZJ210A(3,4)S0(N,P,R)***2 |  | Voluntarily Certified | ACAirCoolAllPhase&gt;=135k&lt; | False | False |  |  |  |  | 12.2 |  | 21.2 | 14.2 | [6 empty] | 212000 | Electric Resistance Heating Or | 08/29/2023 |  | 11/08/2023
Trane U.S. Inc. | Trane | TZJ240A(3,4)S0(N,P,R)***2 |  | Voluntarily Certified | ACAirCoolAllPhase&gt;=240k&lt; | False | False |  |  |  |  | 11 |  | 21 | 13.2 | [6 empty] | 242000 | Electric Resistance Heating Or | 08/29/2023 |  | 11/08/2023
Trane U.S. Inc. | Trane | TZJ300A(3,4)S0(N,P,R)***2 |  | Voluntarily Certified | ACAirCoolAllPhase&gt;=240k&lt; | False | False |  |  |  |  | 11 |  | 20.5 | 13.2 | [6 empty] | 272000 | Electric Resistance Heating Or | 08/29/2023 |  | 11/08/2023
Trane U.S. Inc. | Trane | TZJ150AWS00***2 |  | Voluntarily Certified | ACAirCoolAllPhase&gt;=135k&lt; | False | False |  |  |  |  | 14.2 |  | 22.9 | 14.2 | [6 empty] | 150000 | Electric Resistance Heating Or | 08/29/2023 |  | 11/08/2023
Trane U.S. Inc. | Trane | TZJ150AWS0(G,K,N,P)***2 |  | Voluntarily Certified | ACAirCoolAllPhase&gt;=135k&lt; | False | False |  |  |  |  | 14.2 |  | 22.9 | 14.2 | [6 empty] | 150000 | Electric Resistance Heating Or | 08/29/2023 |  | 11/08/2023
Trane U.S. Inc. | Trane | TZJ180AWS00***2 |  | Voluntarily Certified | ACAirCoolAllPhase&gt;=135k&lt; | False | False |  |  |  |  | 12.6 |  | 22.1 | 14.2 | [6 empty] | 180000 | Electric Resistance Heating Or | 08/29/2023 |  | 11/08/2023
Trane U.S. Inc. | Trane | TZJ180AWS0(G,N,P)***2 |  | Voluntarily Certified | ACAirCoolAllPhase&gt;=135k&lt; | False | False |  |  |  |  | 12.6 |  | 22.1 | 14.2 | [6 empty] | 180000 | Electric Resistance Heating Or | 08/29/2023 |  | 11/08/2023
Trane U.S. Inc. | Trane | TZJ210AWS0(N,P,R)***2 |  | Voluntarily Certified | ACAirCoolAllPhase&gt;=135k&lt; | False | False |  |  |  |  | 11.8 |  | 17.9 | 14.2 | [6 empty] | 212000 | Electric Resistance Heating Or | 08/29/2023 |  | 11/08/2023
Trane U.S. Inc. | Trane | TZJ240AWS0(N,P,R)***2 |  | Voluntarily Certified | ACAirCoolAllPhase&gt;=240k&lt; | False | False |  |  |  |  | 10.8 |  | 18.1 | 13.2 | [6 empty] | 242000 | Electric Resistance Heating Or | 08/29/2023 |  | 11/08/2023
Trane U.S. Inc. | Trane | TZJ300AWS0(N,P,R)***2 |  | Voluntarily Certified | ACAirCoolAllPhase&gt;=240k&lt; | False | False |  |  |  |  | 10.8 |  | 18.2 | 13.2 | [6 empty] | 272000 | Electric Resistance Heating Or | 08/29/2023 |  | 11/08/2023
Trane U.S. Inc. | Trane | TZJ150A(3,4)S0(G,K,N,P)***4 |  | Voluntarily Certified | ACAirCoolAllPhase&gt;=135k&lt; | False | False |  |  |  |  | 14.4 |  | 26.3 | 14.2 | [6 empty] | 150000 | Electric Resistance Heating Or | 08/29/2023 |  | 11/08/2023
Trane U.S. Inc. | Trane | TZJ180A(3,4)S0(G,N,P)***4 |  | Voluntarily Certified | ACAirCoolAllPhase&gt;=135k&lt; | False | False |  |  |  |  | 12.7 |  | 24.8 | 14.2 | [6 empty] | 180000 | Electric Resistance Heating Or | 08/29/2023 |  | 11/08/2023
Trane U.S. Inc. | Trane | TZJ210A(3,4)S00***4 |  | Voluntarily Certified | ACAirCoolAllPhase&gt;=135k&lt; | False | False |  |  |  |  | 12.2 |  | 21.2 | 14.2 | [6 empty] | 212000 | Electric Resistance Heating Or | 08/29/2023 |  | 11/08/2023
Trane U.S. Inc. | Trane | TZJ210A(3,4)S0(N,P,R)***4 |  | Voluntarily Certified | ACAirCoolAllPhase&gt;=135k&lt; | False | False |  |  |  |  | 12.2 |  | 21.2 | 14.2 | [6 empty] | 212000 | Electric Resistance Heating Or | 08/29/2023 |  | 11/08/2023
Trane U.S. Inc. | Trane | TZJ240A(3,4)S00***4 |  | Voluntarily Certified | ACAirCoolAllPhase&gt;=240k&lt; | False | False |  |  |  |  | 11 |  | 21 | 13.2 | [6 empty] | 242000 | Electric Resistance Heating Or | 08/29/2023 |  | 11/08/2023
Trane U.S. Inc. | Trane | TZJ240A(3,4)S0(N,P,R)***4 |  | Voluntarily Certified | ACAirCoolAllPhase&gt;=240k&lt; | False | False |  |  |  |  | 11 |  | 21 | 13.2 | [6 empty] | 242000 | Electric Resistance Heating Or | 08/29/2023 |  | 11/08/2023
Trane U.S. Inc. | Trane | TZJ300A(3,4)S00***4 |  | Voluntarily Certified | ACAirCoolAllPhase&gt;=240k&lt; | False | False |  |  |  |  | 11 |  | 20.5 | 13.2 | [6 empty] | 272000 | Electric Resistance Heating Or | 08/29/2023 |  | 11/08/2023
Trane U.S. Inc. | Trane | TZJ300A(3,4)S0(N,P,R)***4 |  | Voluntarily Certified | ACAirCoolAllPhase&gt;=240k&lt; | False | False |  |  |  |  | 11 |  | 20.5 | 13.2 | [6 empty] | 272000 | Electric Resistance Heating Or | 08/29/2023 |  | 11/08/2023
Trane U.S. Inc. | Trane | TZJ150AWS00***4 |  | Voluntarily Certified | ACAirCoolAllPhase&gt;=135k&lt; | False | False |  |  |  |  | 14.2 |  | 22.9 | 14.2 | [6 empty] | 150000 | Electric Resistance Heating Or | 08/29/2023 |  | 11/08/2023
Trane U.S. Inc. | Trane | TZJ150AWS0(G,K,N,P)***4 |  | Voluntarily Certified | ACAirCoolAllPhase&gt;=135k&lt; | False | False |  |  |  |  | 14.2 |  | 22.9 | 14.2 | [6 empty] | 150000 | Electric Resistance Heating Or | 08/29/2023 |  | 11/08/2023
Trane U.S. Inc. | Trane | TZJ180AWS00***4 |  | Voluntarily Certified | ACAirCoolAllPhase&gt;=135k&lt; | False | False |  |  |  |  | 12.6 |  | 22.1 | 14.2 | [6 empty] | 180000 | Electric Resistance Heating Or | 08/29/2023 |  | 11/08/2023
Trane U.S. Inc. | Trane | TZJ180AWS0(G,N,P)***4 |  | Voluntarily Certified | ACAirCoolAllPhase&gt;=135k&lt; | False | False |  |  |  |  | 12.6 |  | 22.1 | 14.2 | [6 empty] | 180000 | Electric Resistance Heating Or | 08/29/2023 |  | 11/08/2023
Trane U.S. Inc. | Trane | TZJ210AWS00***4 |  | Voluntarily Certified | ACAirCoolAllPhase&gt;=135k&lt; | False | False |  |  |  |  | 11.8 |  | 17.9 | 14.2 | [6 empty] | 212000 | Electric Resistance Heating Or | 08/29/2023 |  | 11/08/2023
Trane U.S. Inc. | Trane | TZJ210AWS0(N,P,R)***4 |  | Voluntarily Certified | ACAirCoolAllPhase&gt;=135k&lt; | False | False |  |  |  |  | 11.8 |  | 17.9 | 14.2 | [6 empty] | 212000 | Electric Resistance Heating Or | 08/29/2023 |  | 11/08/2023
Trane U.S. Inc. | Trane | TZJ240AWS00***4 |  | Voluntarily Certified | ACAirCoolAllPhase&gt;=240k&lt; | False | False |  |  |  |  | 10.8 |  | 18.1 | 13.2 | [6 empty] | 242000 | Electric Resistance Heating Or | 08/29/2023 |  | 11/08/2023
Trane U.S. Inc. | Trane | TZJ240AWS0(N,P,R)***4 |  | Voluntarily Certified | ACAirCoolAllPhase&gt;=240k&lt; | False | False |  |  |  |  | 10.8 |  | 18.1 | 13.2 | [6 empty] | 242000 | Electric Resistance Heating Or | 08/29/2023 |  | 11/08/2023
Trane U.S. Inc. | Trane | TZJ300AWS00***4 |  | Voluntarily Certified | ACAirCoolAllPhase&gt;=240k&lt; | False | False |  |  |  |  | 10.8 |  | 18.2 | 13.2 | [6 empty] | 272000 | Electric Resistance Heating Or | 08/29/2023 |  | 11/08/2023
Trane U.S. Inc. | Trane | TZJ300AWS0(N,P,R)***4 |  | Voluntarily Certified | ACAirCoolAllPhase&gt;=240k&lt; | False | False |  |  |  |  | 10.8 |  | 18.2 | 13.2 | [6 empty] | 272000 | Electric Resistance Heating Or | 08/29/2023 |  | 11/08/2023
Trane U.S. Inc. | Trane | TZC072F3*0A***6 |  | Voluntarily Certified | ACAirCoolAllPhase&gt;=65k&lt;1 | False | False |  |  |  |  | 12.8 |  | 23.2 | 14.8 | [6 empty] | 70000 | Electric Resistance Heating Or | 08/29/2023 |  | 11/08/2023
Trane U.S. Inc. | Trane | TZC072F3*(C,G,K,N)A***6 |  | Voluntarily Certified | ACAirCoolAllPhase&gt;=65k&lt;1 | False | False |  |  |  |  | 12.8 |  | 23.2 | 14.8 | [6 empty] | 70000 | Electric Resistance Heating Or | 08/29/2023 |  | 11/08/2023
Trane U.S. Inc. | Trane | YZC072F3*(L,M,H,X,Y,Z,V)A***6 |  | Voluntarily Certified | ACAirCoolAllPhase&gt;=65k&lt;1 | False | False |  |  |  |  | 12.8 |  | 23.2 | 14.6 | [6 empty] | 70000 | Heating Other Than Electric Re | 08/29/2023 |  | 11/08/2023
Trane U.S. Inc. | Trane | TZC072F4*0A***6 |  | Voluntarily Certified | ACAirCoolAllPhase&gt;=65k&lt;1 | False | False |  |  |  |  | 12.6 |  | 23.2 | 14.8 | [6 empty] | 70000 | Electric Resistance Heating Or | 08/29/2023 |  | 11/08/2023
Trane U.S. Inc. | Trane | TZC072F4*(C,G,K,N)A***6 |  | Voluntarily Certified | ACAirCoolAllPhase&gt;=65k&lt;1 | False | False |  |  |  |  | 12.6 |  | 23.2 | 14.8 | [6 empty] | 70000 | Electric Resistance Heating Or | 08/29/2023 |  | 11/08/2023
Trane U.S. Inc. | Trane | YZC072F4*(L,M,H,X,Y,Z,V)A***6 |  | Voluntarily Certified | ACAirCoolAllPhase&gt;=65k&lt;1 | False | False |  |  |  |  | 12.6 |  | 23.2 | 14.6 | [6 empty] | 70000 | Heating Other Than Electric Re | 08/29/2023 |  | 11/08/2023
Trane U.S. Inc. | Trane | TZC072FW*0A***6 |  | Voluntarily Certified | ACAirCoolAllPhase&gt;=65k&lt;1 | False | False |  |  |  |  | 12.5 |  | 22.6 | 14.8 | [6 empty] | 70000 | Electric Resistance Heating Or | 08/29/2023 |  | 11/08/2023
Trane U.S. Inc. | Trane | TZC072FW*(G,N)A***6 |  | Voluntarily Certified | ACAirCoolAllPhase&gt;=65k&lt;1 | False | False |  |  |  |  | 12.5 |  | 22.6 | 14.8 | [6 empty] | 70000 | Electric Resistance Heating Or | 08/29/2023 |  | 11/08/2023
Trane U.S. Inc. | Trane | YZC072FW*(L,M,H,X,Y,Z,V)A***6 |  | Voluntarily Certified | ACAirCoolAllPhase&gt;=65k&lt;1 | False | False |  |  |  |  | 12.5 |  | 22.6 | 14.6 | [6 empty] | 70000 | Heating Other Than Electric Re | 08/29/2023 |  | 11/08/2023
Trane U.S. Inc. | Trane | TZC072F3*(C,G,K,N)A***E |  | Voluntarily Certified | ACAirCoolAllPhase&gt;=65k&lt;1 | False | False |  |  |  |  | 12.8 |  | 23.2 | 14.8 | [6 empty] | 70000 | Electric Resistance Heating Or | 08/29/2023 |  | 11/08/2023
Trane U.S. Inc. | Trane | YZC072F3*(L,M,H,X,Y,Z,V)A***E |  | Voluntarily Certified | ACAirCoolAllPhase&gt;=65k&lt;1 | False | False |  |  |  |  | 12.8 |  | 23.2 | 14.6 | [6 empty] | 70000 | Heating Other Than Electric Re | 08/29/2023 |  | 11/08/2023
Trane U.S. Inc. | Trane | TZC072F4*0A***E |  | Voluntarily Certified | ACAirCoolAllPhase&gt;=65k&lt;1 | False | False |  |  |  |  | 12.6 |  | 23.2 | 14.8 | [6 empty] | 70000 | Electric Resistance Heating Or | 08/29/2023 |  | 11/08/2023
Trane U.S. Inc. | Trane | TZC072F4*(C,G,K,N)A***E |  | Voluntarily Certified | ACAirCoolAllPhase&gt;=65k&lt;1 | False | False |  |  |  |  | 12.6 |  | 23.2 | 14.8 | [6 empty] | 70000 | Electric Resistance Heating Or | 08/29/2023 |  | 11/08/2023
Trane U.S. Inc. | Trane | YZC072F4*(L,M,H,X,Y,Z,V)A***E |  | Voluntarily Certified | ACAirCoolAllPhase&gt;=65k&lt;1 | False | False |  |  |  |  | 12.6 |  | 23.2 | 14.6 | [6 empty] | 70000 | Heating Other Than Electric Re | 08/29/2023 |  | 11/08/2023
Trane U.S. Inc. | Trane | TZC072FW*0A***E |  | Voluntarily Certified | ACAirCoolAllPhase&gt;=65k&lt;1 | False | False |  |  |  |  | 12.5 |  | 22.6 | 14.8 | [6 empty] | 70000 | Electric Resistance Heating Or | 08/29/2023 |  | 11/08/2023
Trane U.S. Inc. | Trane | TZC072FW*(G,N)A***E |  | Voluntarily Certified | ACAirCoolAllPhase&gt;=65k&lt;1 | False | False |  |  |  |  | 12.5 |  | 22.6 | 14.8 | [6 empty] | 70000 | Electric Resistance Heating Or | 08/29/2023 |  | 11/08/2023
Trane U.S. Inc. | Trane | YZC072FW*(L,M,H,X,Y,Z,V)A***E |  | Voluntarily Certified | ACAirCoolAllPhase&gt;=65k&lt;1 | False | False |  |  |  |  | 12.5 |  | 22.6 | 14.6 | [6 empty] | 70000 | Heating Other Than Electric Re | 08/29/2023 |  | 11/08/2023
Trane U.S. Inc. | Trane | TZC090F(3,4)*0A***E |  | Voluntarily Certified | ACAirCoolAllPhase&gt;=65k&lt;1 | False | False |  |  |  |  | 12.8 |  | 22.4 | 14.8 | [6 empty] | 90000 | Electric Resistance Heating Or | 08/29/2023 |  | 11/08/2023
Trane U.S. Inc. | Trane | TZC102F(3,4)*0A***E |  | Voluntarily Certified | ACAirCoolAllPhase&gt;=65k&lt;1 | False | False |  |  |  |  | 12.6 |  | 22.5 | 14.8 | [6 empty] | 99000 | Electric Resistance Heating Or | 08/29/2023 |  | 11/08/2023
Trane U.S. Inc. | Trane | TZC120F3*0A***E |  | Voluntarily Certified | ACAirCoolAllPhase&gt;=65k&lt;1 | False | False |  |  |  |  | 12.1 |  | 23 | 14.8 | [6 empty] | 114000 | Electric Resistance Heating Or | 08/29/2023 |  | 11/08/2023
Trane U.S. Inc. | Trane | WHC074H(3,4)*(C,G,K,N)A |  | Voluntarily Certified | HPAirCoolAllPhase&gt;=65k&lt;1 | False | False |  |  |  |  | 12.1 |  | 15.5 | 14.1 |  |  |  |  | 3.5 | 3.4 | 78000 | Electric Resistance Heating Or | 08/29/2023 |  | 11/08/2023
Trane U.S. Inc. | Trane | WSC092H(3,4,W)*(G,K,N)B***6 |  | Voluntarily Certified | HPAirCoolAllPhase&gt;=65k&lt;1 | False | False |  |  |  |  | 11.3 |  | 14.6 | 14.1 |  |  |  |  | 3.4 | 3.4 | 93000 | Electric Resistance Heating Or | 08/29/2023 |  | 11/08/2023
Trane U.S. Inc. | Trane | WHC074HW*(C,G,K,N)A |  | Voluntarily Certified | HPAirCoolAllPhase&gt;=65k&lt;1 | False | False |  |  |  |  | 12.1 |  | 15.5 | 14.1 |  |  |  |  | 3.48 | 3.4 | 78000 | Electric Resistance Heating Or | 08/29/2023 |  | 11/08/2023
Trane U.S. Inc. | Trane | WHC092H(3,4)*(C,G,K,N)A |  | Voluntarily Certified | HPAirCoolAllPhase&gt;=65k&lt;1 | False | False |  |  |  |  | 11.8 |  | 15.5 | 14.1 |  |  |  |  | 3.5 | 3.4 | 95000 | Electric Resistance Heating Or | 08/29/2023 |  | 11/08/2023
Trane U.S. Inc. | Trane | WHC102HW*(C,G,K,N)A |  | Voluntarily Certified | HPAirCoolAllPhase&gt;=65k&lt;1 | False | False |  |  |  |  | 11.8 |  | 15.5 | 14.1 |  |  |  |  | 3.61 | 3.4 | 104000 | Electric Resistance Heating Or | 08/29/2023 |  | 11/08/2023
Trane U.S. Inc. | Trane | TZC072F3*0A***E |  | Voluntarily Certified | ACAirCoolAllPhase&gt;=65k&lt;1 | False | False |  |  |  |  | 12.8 |  | 23.2 | 14.8 | [6 empty] | 70000 | Electric Resistance Heating Or | 08/29/2023 |  | 11/08/2023
Trane U.S. Inc. | Trane | WHC120HW*0A |  | Voluntarily Certified | HPAirCoolAllPhase&gt;=65k&lt;1 | False | False |  |  |  |  | 11.5 |  | 15.5 | 14.1 |  |  |  |  | 3.61 | 3.4 | 121000 | Electric Resistance Heating Or | 08/29/2023 |  | 11/08/2023
Trane U.S. Inc. | Trane | WHC120HW*0A***7 |  | Voluntarily Certified | HPAirCoolAllPhase&gt;=65k&lt;1 | False | False |  |  |  |  | 11.5 |  | 16 | 14.1 |  |  |  |  | 3.61 | 3.4 | 121000 | Electric Resistance Heating Or | 08/29/2023 |  | 11/08/2023
Trane U.S. Inc. | Trane | WHC120HW*(G,K,N,P)A***7 |  | Voluntarily Certified | HPAirCoolAllPhase&gt;=65k&lt;1 | False | False |  |  |  |  | 11.5 |  | 16 | 14.1 |  |  |  |  | 3.61 | 3.4 | 121000 | Electric Resistance Heating Or | 08/29/2023 |  | 11/08/2023
Trane U.S. Inc. | Trane | DHC120HW*(L,M,H,X,Y,Z)A***7 |  | Voluntarily Certified | HPAirCoolAllPhase&gt;=65k&lt;1 | False | False |  |  |  |  | 11.5 |  | 16 | 14.1 |  |  |  |  | 3.61 | 3.4 | 121000 | Electric Resistance Heating Or | 08/29/2023 |  | 11/08/2023
Trane U.S. Inc. | Trane | R(A,X)05000E2**A*3* |  | Voluntarily Certified | ACAirCoolAllPhase&gt;=240k&lt; | False | False |  |  |  |  | 11.2 |  | 15.2 | 13.2 | [6 empty] | 555000 | Electric Resistance Heating Or | 08/29/2023 |  | 11/08/2023
Trane U.S. Inc. | Trane | RE050(B,C,D,E)AE2**A*3* |  | Voluntarily Certified | ACAirCoolAllPhase&gt;=240k&lt; | False | False |  |  |  |  | 11.1 |  | 15.1 | 13.2 | [6 empty] | 555000 | Electric Resistance Heating Or | 08/29/2023 |  | 11/08/2023
Trane U.S. Inc. | Trane | RF050(2,3,4)(1,2,3,4)E2**A*3* |  | Voluntarily Certified | ACAirCoolAllPhase&gt;=240k&lt; | False | False |  |  |  |  | 10.9 |  | 14.9 | 13 | [6 empty] | 550000 | Heating Other Than Electric Re | 08/29/2023 |  | 11/08/2023
Trane U.S. Inc. | Trane | RF055(2,3,4)(1,2,3,4)(F,4,5)1**A*3* |  | Voluntarily Certified | ACAirCoolAllPhase&gt;=240k&lt; | False | False |  |  |  |  | 9.9 |  | 13.9 | 13 | [6 empty] | 600000 | Heating Other Than Electric Re | 08/29/2023 |  | 11/08/2023
Trane U.S. Inc. | Trane | R(A,X)05500(F,4,5)2**A*2* |  | Voluntarily Certified | ACAirCoolAllPhase&gt;=240k&lt; | False | False |  |  |  |  | 11.1 |  | 15 | 13.2 | [6 empty] | 585000 | Electric Resistance Heating Or | 08/29/2023 |  | 11/08/2023
Trane U.S. Inc. | Trane | RF060(3,4)(1,2,3,4)(F,4,5)2**A*2* |  | Voluntarily Certified | ACAirCoolAllPhase&gt;=240k&lt; | False | False |  |  |  |  | 10.8 |  | 15.7 | 13 | [6 empty] | 700000 | Heating Other Than Electric Re | 08/29/2023 |  | 11/08/2023
Trane U.S. Inc. | Trane | R(A,X)06000(F,4,5)2**A*3* |  | Voluntarily Certified | ACAirCoolAllPhase&gt;=240k&lt; | False | False |  |  |  |  | 11.3 |  | 16.2 | 13.2 | [6 empty] | 705000 | Electric Resistance Heating Or | 08/29/2023 |  | 11/08/2023
Trane U.S. Inc. | Trane | WHC120HW*0A***E |  | Voluntarily Certified | HPAirCoolAllPhase&gt;=65k&lt;1 | False | False |  |  |  |  | 11.5 |  | 16.5 | 14.1 |  |  |  |  | 3.61 | 3.4 | 121000 | Electric Resistance Heating Or | 08/29/2023 |  | 11/08/2023
Trane U.S. Inc. | Trane | WHC120HW*(G,K,N,P)A***E |  | Voluntarily Certified | HPAirCoolAllPhase&gt;=65k&lt;1 | False | False |  |  |  |  | 11.5 |  | 16.5 | 14.1 |  |  |  |  | 3.61 | 3.4 | 121000 | Electric Resistance Heating Or | 08/29/2023 |  | 11/08/2023
Trane U.S. Inc. | Trane | DHC120HW*(L,M,H,X,Y,Z)A***E |  | Voluntarily Certified | HPAirCoolAllPhase&gt;=65k&lt;1 | False | False |  |  |  |  | 11.5 |  | 16.5 | 14.1 |  |  |  |  | 3.61 | 3.4 | 121000 | Electric Resistance Heating Or | 08/29/2023 |  | 11/08/2023
Trane U.S. Inc. | Trane | THJ210A(3,4,W)**0***0 |  | Voluntarily Certified | ACAirCoolAllPhase&gt;=135k&lt; | False | False |  |  |  |  | 11.7 |  | 15.8 | 14.2 | [6 empty] | 210000 | Electric Resistance Heating Or | 08/29/2023 |  | 11/08/2023
Trane U.S. Inc. | Trane | THJ210A(3,4,W)**N,P,R)***0 |  | Voluntarily Certified | ACAirCoolAllPhase&gt;=135k&lt; | False | False |  |  |  |  | 11.7 |  | 15.8 | 14.2 | [6 empty] | 210000 | Electric Resistance Heating Or | 08/29/2023 |  | 11/08/2023
Trane U.S. Inc. | Trane | THJ210A(3,4,W)**0***2 |  | Voluntarily Certified | ACAirCoolAllPhase&gt;=135k&lt; | False | False |  |  |  |  | 11.7 |  | 16.3 | 14.2 | [6 empty] | 210000 | Electric Resistance Heating Or | 08/29/2023 |  | 11/08/2023
Trane U.S. Inc. | Trane | THJ210A(3,4,W)**(N,P,R)***2 |  | Voluntarily Certified | ACAirCoolAllPhase&gt;=135k&lt; | False | False |  |  |  |  | 11.7 |  | 16.3 | 14.2 | [6 empty] | 210000 | Electric Resistance Heating Or | 08/29/2023 |  | 11/08/2023
Trane U.S. Inc. | Trane | THJ210A(3,4,W)**0***4 |  | Voluntarily Certified | ACAirCoolAllPhase&gt;=135k&lt; | False | False |  |  |  |  | 11.7 |  | 16.3 | 14.2 | [6 empty] | 210000 | Electric Resistance Heating Or | 08/29/2023 |  | 11/08/2023
Trane U.S. Inc. | Trane | THJ210A(3,4,W)**(N,P,R)***4 |  | Voluntarily Certified | ACAirCoolAllPhase&gt;=135k&lt; | False | False |  |  |  |  | 11.7 |  | 16.3 | 14.2 | [6 empty] | 210000 | Electric Resistance Heating Or | 08/29/2023 |  | 11/08/2023
Trane U.S. Inc. | Trane | R(A,X)06000E1**A*2* |  | Voluntarily Certified | ACAirCoolAllPhase&gt;=240k&lt; | False | False |  |  |  |  | 10.4 |  | 14.9 | 13.2 | [6 empty] | 670000 | Electric Resistance Heating Or | 08/29/2023 |  | 11/08/2023
Trane U.S. Inc. | Trane | RE060(C,D,E,F)AE1**A*2* |  | Voluntarily Certified | ACAirCoolAllPhase&gt;=240k&lt; | False | False |  |  |  |  | 10.2 |  | 14.9 | 13.2 | [6 empty] | 665000 | Electric Resistance Heating Or | 08/29/2023 |  | 11/08/2023
Trane U.S. Inc. | Trane | RF060(3,4)(1,2,3,4)E1**A*2* |  | Voluntarily Certified | ACAirCoolAllPhase&gt;=240k&lt; | False | False |  |  |  |  | 9.9 |  | 14.7 | 13 | [6 empty] | 660000 | Heating Other Than Electric Re | 08/29/2023 |  | 11/08/2023
Trane U.S. Inc. | Trane | TZC102FW*0A***6 |  | Voluntarily Certified | ACAirCoolAllPhase&gt;=65k&lt;1 | False | False |  |  |  |  | 12.6 |  | 21.5 | 14.8 | [6 empty] | 99000 | Electric Resistance Heating Or | 08/29/2023 |  | 11/08/2023
Trane U.S. Inc. | Trane | TZC102FW*(G,N)A***6 |  | Voluntarily Certified | ACAirCoolAllPhase&gt;=65k&lt;1 | False | False |  |  |  |  | 12.6 |  | 21.5 | 14.8 | [6 empty] | 99000 | Electric Resistance Heating Or | 08/29/2023 |  | 11/08/2023
Trane U.S. Inc. | Trane | YZC102FW*(L,M,H,X,Y,Z,V)A***6 |  | Voluntarily Certified | ACAirCoolAllPhase&gt;=65k&lt;1 | False | False |  |  |  |  | 12.6 |  | 21.5 | 14.6 | [6 empty] | 99000 | Heating Other Than Electric Re | 08/29/2023 |  | 11/08/2023
Trane U.S. Inc. | Trane | RE020(A,B,C)AE3**A*2**1* |  | Voluntarily Certified | ACAirCoolAllPhase&gt;=240k&lt; | False | False |  |  |  |  | 10.46 |  | 17.2 | 13.2 | [6 empty] | 264000 | Electric Resistance Heating Or | 08/29/2023 |  | 11/08/2023
Trane U.S. Inc. | Trane | RF020(1,2,3)(1,2,3,4)E3**A*2**1* |  | Voluntarily Certified | ACAirCoolAllPhase&gt;=240k&lt; | False | False |  |  |  |  | 10.37 |  | 17.2 | 13 | [6 empty] | 264000 | Heating Other Than Electric Re | 08/29/2023 |  | 11/08/2023
Trane U.S. Inc. | Trane | R(A,X)02000E3**A*3**0* |  | Voluntarily Certified | ACAirCoolAllPhase&gt;=240k&lt; | False | False |  |  |  |  | 10.46 |  | 16.5 | 13.2 | [6 empty] | 264000 | Electric Resistance Heating Or | 08/29/2023 |  | 11/08/2023
Trane U.S. Inc. | Trane | R(A,X)02000E3**A*3**1* |  | Voluntarily Certified | ACAirCoolAllPhase&gt;=240k&lt; | False | False |  |  |  |  | 10.46 |  | 17.2 | 13.2 | [6 empty] | 264000 | Electric Resistance Heating Or | 08/29/2023 |  | 11/08/2023
Trane U.S. Inc. | Trane | RE020(A,B,C)AE3**A*3**1* |  | Voluntarily Certified | ACAirCoolAllPhase&gt;=240k&lt; | False | False |  |  |  |  | 10.46 |  | 17.2 | 13.2 | [6 empty] | 264000 | Electric Resistance Heating Or | 08/29/2023 |  | 11/08/2023
Trane U.S. Inc. | Trane | RF020(1,2,3)(1,2,3,4)E3**A*3**1* |  | Voluntarily Certified | ACAirCoolAllPhase&gt;=240k&lt; | False | False |  |  |  |  | 10.37 |  | 17.2 | 13 | [6 empty] | 264000 | Heating Other Than Electric Re | 08/29/2023 |  | 11/08/2023
Trane U.S. Inc. | Trane | WHC120H(3,4)*(G,K,N,P)A |  | Voluntarily Certified | HPAirCoolAllPhase&gt;=65k&lt;1 | False | False |  |  |  |  | 11.5 |  | 15.5 | 14.1 |  |  |  |  | 3.63 | 3.4 | 121000 | Electric Resistance Heating Or | 08/29/2023 |  | 11/08/2023
Trane U.S. Inc. | Trane | WHC120HW*(G,K,N,P)A |  | Voluntarily Certified | HPAirCoolAllPhase&gt;=65k&lt;1 | False | False |  |  |  |  | 11.5 |  | 15.5 | 14.1 |  |  |  |  | 3.61 | 3.4 | 121000 | Electric Resistance Heating Or | 08/29/2023 |  | 11/08/2023
Trane U.S. Inc. | Trane | WHC092HW*0A***7 |  | Voluntarily Certified | HPAirCoolAllPhase&gt;=65k&lt;1 | False | False |  |  |  |  | 11.8 |  | 16 | 14.1 |  |  |  |  | 3.48 | 3.4 | 95000 | Electric Resistance Heating Or | 08/29/2023 |  | 11/08/2023
Trane U.S. Inc. | Trane | WHC092HW*(C,G,K,N)A***7 |  | Voluntarily Certified | HPAirCoolAllPhase&gt;=65k&lt;1 | False | False |  |  |  |  | 11.8 |  | 16 | 14.1 |  |  |  |  | 3.48 | 3.4 | 95000 | Electric Resistance Heating Or | 08/29/2023 |  | 11/08/2023
Trane U.S. Inc. | Trane | DHC092HW*(L,M,H,X,Y,Z)A***7 |  | Voluntarily Certified | HPAirCoolAllPhase&gt;=65k&lt;1 | False | False |  |  |  |  | 11.8 |  | 16 | 14.1 |  |  |  |  | 3.48 | 3.4 | 95000 | Electric Resistance Heating Or | 08/29/2023 |  | 11/08/2023
Trane U.S. Inc. | Trane | WHC102HW*0A***7 |  | Voluntarily Certified | HPAirCoolAllPhase&gt;=65k&lt;1 | False | False |  |  |  |  | 11.8 |  | 16 | 14.1 |  |  |  |  | 3.61 | 3.4 | 104000 | Electric Resistance Heating Or | 08/29/2023 |  | 11/08/2023
Trane U.S. Inc. | Trane | WHC102HW*(C,G,K,N)A***7 |  | Voluntarily Certified | HPAirCoolAllPhase&gt;=65k&lt;1 | False | False |  |  |  |  | 11.8 |  | 16 | 14.1 |  |  |  |  | 3.61 | 3.4 | 104000 | Electric Resistance Heating Or | 08/29/2023 |  | 11/08/2023
Trane U.S. Inc. | Trane | DHC102HW*(L,M,H,X,Y,Z)A***7 |  | Voluntarily Certified | HPAirCoolAllPhase&gt;=65k&lt;1 | False | False |  |  |  |  | 11.8 |  | 16 | 14.1 |  |  |  |  | 3.61 | 3.4 | 104000 | Electric Resistance Heating Or | 08/29/2023 |  | 11/08/2023
Trane U.S. Inc. | Trane | WHC102H(3,4)*0A***7 |  | Voluntarily Certified | HPAirCoolAllPhase&gt;=65k&lt;1 | False | False |  |  |  |  | 12 |  | 16 | 14.1 |  |  |  |  | 3.63 | 3.4 | 104000 | Electric Resistance Heating Or | 08/29/2023 |  | 11/08/2023
Trane U.S. Inc. | Trane | WHC102H(3,4)*(C,G,K,N)A***7 |  | Voluntarily Certified | HPAirCoolAllPhase&gt;=65k&lt;1 | False | False |  |  |  |  | 12 |  | 16 | 14.1 |  |  |  |  | 3.63 | 3.4 | 104000 | Electric Resistance Heating Or | 08/29/2023 |  | 11/08/2023
Trane U.S. Inc. | Trane | DHC102H(3,4)*(L,M,H,X,Y,Z)A***7 |  | Voluntarily Certified | HPAirCoolAllPhase&gt;=65k&lt;1 | False | False |  |  |  |  | 12 |  | 16 | 14.1 |  |  |  |  | 3.63 | 3.4 | 104000 | Electric Resistance Heating Or | 08/29/2023 |  | 11/08/2023
Trane U.S. Inc. | Trane | WHC120H(3,4)*0A***7 |  | Voluntarily Certified | HPAirCoolAllPhase&gt;=65k&lt;1 | False | False |  |  |  |  | 11.5 |  | 16 | 14.1 |  |  |  |  | 3.63 | 3.4 | 121000 | Electric Resistance Heating Or | 08/29/2023 |  | 11/08/2023
Trane U.S. Inc. | Trane | WHC120H(3,4)*(G,K,N,P)A***7 |  | Voluntarily Certified | HPAirCoolAllPhase&gt;=65k&lt;1 | False | False |  |  |  |  | 11.5 |  | 16 | 14.1 |  |  |  |  | 3.63 | 3.4 | 121000 | Electric Resistance Heating Or | 08/29/2023 |  | 11/08/2023
Trane U.S. Inc. | Trane | DHC120H(3,4)*(L,M,H,X,Y,Z)A***7 |  | Voluntarily Certified | HPAirCoolAllPhase&gt;=65k&lt;1 | False | False |  |  |  |  | 11.5 |  | 16 | 14.1 |  |  |  |  | 3.63 | 3.4 | 121000 | Electric Resistance Heating Or | 08/29/2023 |  | 11/08/2023
Trane U.S. Inc. | Trane | WHC120H(3,4)*0A***E |  | Voluntarily Certified | HPAirCoolAllPhase&gt;=65k&lt;1 | False | False |  |  |  |  | 11.5 |  | 16.5 | 14.1 |  |  |  |  | 3.63 | 3.4 | 121000 | Electric Resistance Heating Or | 08/29/2023 |  | 11/08/2023
Trane U.S. Inc. | Trane | WHC120H(3,4)*(G,K,N,P)A***E |  | Voluntarily Certified | HPAirCoolAllPhase&gt;=65k&lt;1 | False | False |  |  |  |  | 11.5 |  | 16.5 | 14.1 |  |  |  |  | 3.63 | 3.4 | 121000 | Electric Resistance Heating Or | 08/29/2023 |  | 11/08/2023
Trane U.S. Inc. | Trane | DHC120H(3,4)*(L,M,H,X,Y,Z)A***E |  | Voluntarily Certified | HPAirCoolAllPhase&gt;=65k&lt;1 | False | False |  |  |  |  | 11.5 |  | 16.5 | 14.1 |  |  |  |  | 3.63 | 3.4 | 121000 | Electric Resistance Heating Or | 08/29/2023 |  | 11/08/2023
Trane U.S. Inc. | Trane | WHC102H(3,4)*0A***E |  | Voluntarily Certified | HPAirCoolAllPhase&gt;=65k&lt;1 | False | False |  |  |  |  | 12 |  | 16.5 | 14.1 |  |  |  |  | 3.63 | 3.4 | 104000 | Electric Resistance Heating Or | 08/29/2023 |  | 11/08/2023
Trane U.S. Inc. | Trane | WHC102H(3,4)*(C,G,K,N)A***E |  | Voluntarily Certified | HPAirCoolAllPhase&gt;=65k&lt;1 | False | False |  |  |  |  | 12 |  | 16.5 | 14.1 |  |  |  |  | 3.63 | 3.4 | 104000 | Electric Resistance Heating Or | 08/29/2023 |  | 11/08/2023
Trane U.S. Inc. | Trane | DHC102H(3,4)*(L,M,H,X,Y,Z)A***E |  | Voluntarily Certified | HPAirCoolAllPhase&gt;=65k&lt;1 | False | False |  |  |  |  | 12 |  | 16.5 | 14.1 |  |  |  |  | 3.63 | 3.4 | 104000 | Electric Resistance Heating Or | 08/29/2023 |  | 11/08/2023
Trane U.S. Inc. | Trane | WHC120H(3,4)*0A |  | Voluntarily Certified | HPAirCoolAllPhase&gt;=65k&lt;1 | False | False |  |  |  |  | 11.5 |  | 15.5 | 14.1 |  |  |  |  | 3.63 | 3.4 | 121000 | Electric Resistance Heating Or | 08/29/2023 |  | 11/08/2023
Trane U.S. Inc. | Trane | DHC074H(3,4)*(L,M,H,X,Y,Z)A |  | Voluntarily Certified | HPAirCoolAllPhase&gt;=65k&lt;1 | False | False |  |  |  |  | 12.1 |  | 15.5 | 14.1 |  |  |  |  | 3.5 | 3.4 | 78000 | Electric Resistance Heating Or | 08/29/2023 |  | 11/08/2023
Trane U.S. Inc. | Trane | WHC092HW*0A***E |  | Voluntarily Certified | HPAirCoolAllPhase&gt;=65k&lt;1 | False | False |  |  |  |  | 11.8 |  | 16.5 | 14.1 |  |  |  |  | 3.48 | 3.4 | 95000 | Electric Resistance Heating Or | 08/29/2023 |  | 11/08/2023
Trane U.S. Inc. | Trane | WHC092HW*(C,G,K,N)A***E |  | Voluntarily Certified | HPAirCoolAllPhase&gt;=65k&lt;1 | False | False |  |  |  |  | 11.8 |  | 16.5 | 14.1 |  |  |  |  | 3.48 | 3.4 | 95000 | Electric Resistance Heating Or | 08/29/2023 |  | 11/08/2023
Trane U.S. Inc. | Trane | DHC092HW*(L,M,H,X,Y,Z)A***E |  | Voluntarily Certified | HPAirCoolAllPhase&gt;=65k&lt;1 | False | False |  |  |  |  | 11.8 |  | 16.5 | 14.1 |  |  |  |  | 3.48 | 3.4 | 95000 | Electric Resistance Heating Or | 08/29/2023 |  | 11/08/2023
Trane U.S. Inc. | Trane | THJ072A(3,4,W)**0***0 |  | Voluntarily Certified | ACAirCoolAllPhase&gt;=65k&lt;1 | False | False |  |  |  |  | 12.3 |  | 16 | 14.8 | [6 empty] | 72000 | Electric Resistance Heating Or | 08/29/2023 |  | 11/08/2023
Trane U.S. Inc. | Trane | THJ072A(3,4,W)**(C,G,K,N)***0 |  | Voluntarily Certified | ACAirCoolAllPhase&gt;=65k&lt;1 | False | False |  |  |  |  | 12.3 |  | 16 | 14.8 | [6 empty] | 72000 | Electric Resistance Heating Or | 08/29/2023 |  | 11/08/2023
Trane U.S. Inc. | Trane | THJ072A(3,4,W)**0***2 |  | Voluntarily Certified | ACAirCoolAllPhase&gt;=65k&lt;1 | False | False |  |  |  |  | 12.3 |  | 16.5 | 14.8 | [6 empty] | 72000 | Electric Resistance Heating Or | 08/29/2023 |  | 11/08/2023
Trane U.S. Inc. | Trane | THJ072A(3,4,W)**(C,G,K,N)***2 |  | Voluntarily Certified | ACAirCoolAllPhase&gt;=65k&lt;1 | False | False |  |  |  |  | 12.3 |  | 16.5 | 14.8 | [6 empty] | 72000 | Electric Resistance Heating Or | 08/29/2023 |  | 11/08/2023
Trane U.S. Inc. | Trane | THJ072A(3,4,W)**0***4 |  | Voluntarily Certified | ACAirCoolAllPhase&gt;=65k&lt;1 | False | False |  |  |  |  | 12.3 |  | 16.5 | 14.8 | [6 empty] | 72000 | Electric Resistance Heating Or | 08/29/2023 |  | 11/08/2023
Trane U.S. Inc. | Trane | THJ072A(3,4,W)**(C,G,K,N)***4 |  | Voluntarily Certified | ACAirCoolAllPhase&gt;=65k&lt;1 | False | False |  |  |  |  | 12.3 |  | 16.5 | 14.8 | [6 empty] | 72000 | Electric Resistance Heating Or | 08/29/2023 |  | 11/08/2023
Trane U.S. Inc. | Trane | THJ090A(3,4,W)**0***0 |  | Voluntarily Certified | ACAirCoolAllPhase&gt;=65k&lt;1 | False | False |  |  |  |  | 12.3 |  | 16.8 | 14.8 | [6 empty] | 90000 | Electric Resistance Heating Or | 08/29/2023 |  | 11/08/2023
Trane U.S. Inc. | Trane | THJ090A(3,4,W)**(C,G,K,N)***0 |  | Voluntarily Certified | ACAirCoolAllPhase&gt;=65k&lt;1 | False | False |  |  |  |  | 12.3 |  | 16.8 | 14.8 | [6 empty] | 90000 | Electric Resistance Heating Or | 08/29/2023 |  | 11/08/2023
Trane U.S. Inc. | Trane | THJ090A(3,4,W)**0***2 |  | Voluntarily Certified | ACAirCoolAllPhase&gt;=65k&lt;1 | False | False |  |  |  |  | 12.3 |  | 17.3 | 14.8 | [6 empty] | 90000 | Electric Resistance Heating Or | 08/29/2023 |  | 11/08/2023
Trane U.S. Inc. | Trane | THJ090A(3,4,W)**(C,G,K,N)***2 |  | Voluntarily Certified | ACAirCoolAllPhase&gt;=65k&lt;1 | False | False |  |  |  |  | 12.3 |  | 17.3 | 14.8 | [6 empty] | 90000 | Electric Resistance Heating Or | 08/29/2023 |  | 11/08/2023
Trane U.S. Inc. | Trane | THJ090A(3,4,W)**0***4 |  | Voluntarily Certified | ACAirCoolAllPhase&gt;=65k&lt;1 | False | False |  |  |  |  | 12.3 |  | 17.3 | 14.8 | [6 empty] | 90000 | Electric Resistance Heating Or | 08/29/2023 |  | 11/08/2023
Trane U.S. Inc. | Trane | THJ090A(3,4,W)**(C,G,K,N)***4 |  | Voluntarily Certified | ACAirCoolAllPhase&gt;=65k&lt;1 | False | False |  |  |  |  | 12.3 |  | 17.3 | 14.8 | [6 empty] | 90000 | Electric Resistance Heating Or | 08/29/2023 |  | 11/08/2023
Trane U.S. Inc. | Trane | THJ102A(3,4,W)**0***0 |  | Voluntarily Certified | ACAirCoolAllPhase&gt;=65k&lt;1 | False | False |  |  |  |  | 12.3 |  | 16.8 | 14.8 | [6 empty] | 102000 | Electric Resistance Heating Or | 08/29/2023 |  | 11/08/2023
Trane U.S. Inc. | Trane | THJ102A(3,4,W)**(C,G,K,N)***0 |  | Voluntarily Certified | ACAirCoolAllPhase&gt;=65k&lt;1 | False | False |  |  |  |  | 12.3 |  | 16.8 | 14.8 | [6 empty] | 102000 | Electric Resistance Heating Or | 08/29/2023 |  | 11/08/2023
Trane U.S. Inc. | Trane | THJ102A(3,4,W)**0***2 |  | Voluntarily Certified | ACAirCoolAllPhase&gt;=65k&lt;1 | False | False |  |  |  |  | 12.3 |  | 17.3 | 14.8 | [6 empty] | 102000 | Electric Resistance Heating Or | 08/29/2023 |  | 11/08/2023
Trane U.S. Inc. | Trane | THJ102A(3,4,W)**(C,G,K,N)***2 |  | Voluntarily Certified | ACAirCoolAllPhase&gt;=65k&lt;1 | False | False |  |  |  |  | 12.3 |  | 17.3 | 14.8 | [6 empty] | 102000 | Electric Resistance Heating Or | 08/29/2023 |  | 11/08/2023
Trane U.S. Inc. | Trane | THJ102A(3,4,W)**0***4 |  | Voluntarily Certified | ACAirCoolAllPhase&gt;=65k&lt;1 | False | False |  |  |  |  | 12.3 |  | 17.3 | 14.8 | [6 empty] | 102000 | Electric Resistance Heating Or | 08/29/2023 |  | 11/08/2023
Trane U.S. Inc. | Trane | THJ102A(3,4,W)**(C,G,K,N)***4 |  | Voluntarily Certified | ACAirCoolAllPhase&gt;=65k&lt;1 | False | False |  |  |  |  | 12.3 |  | 17.3 | 14.8 | [6 empty] | 102000 | Electric Resistance Heating Or | 08/29/2023 |  | 11/08/2023
Trane U.S. Inc. | Trane | THJ120A(3,4,W)**0***0 |  | Voluntarily Certified | ACAirCoolAllPhase&gt;=65k&lt;1 | False | False |  |  |  |  | 11.7 |  | 15.5 | 14.8 | [6 empty] | 120000 | Electric Resistance Heating Or | 08/29/2023 |  | 11/08/2023
Trane U.S. Inc. | Trane | THJ120A(3,4,W)**(G,K,N,P)***0 |  | Voluntarily Certified | ACAirCoolAllPhase&gt;=65k&lt;1 | False | False |  |  |  |  | 11.7 |  | 15.5 | 14.8 | [6 empty] | 120000 | Electric Resistance Heating Or | 08/29/2023 |  | 11/08/2023
Trane U.S. Inc. | Trane | THJ120A(3,4,W)**0***2 |  | Voluntarily Certified | ACAirCoolAllPhase&gt;=65k&lt;1 | False | False |  |  |  |  | 11.7 |  | 16 | 14.8 | [6 empty] | 120000 | Electric Resistance Heating Or | 08/29/2023 |  | 11/08/2023
Trane U.S. Inc. | Trane | THJ120A(3,4,W)**(G,K,N,P)***2 |  | Voluntarily Certified | ACAirCoolAllPhase&gt;=65k&lt;1 | False | False |  |  |  |  | 11.7 |  | 16 | 14.8 | [6 empty] | 120000 | Electric Resistance Heating Or | 08/29/2023 |  | 11/08/2023
Trane U.S. Inc. | Trane | THJ120A(3,4,W)**0***4 |  | Voluntarily Certified | ACAirCoolAllPhase&gt;=65k&lt;1 | False | False |  |  |  |  | 11.7 |  | 16 | 14.8 | [6 empty] | 120000 | Electric Resistance Heating Or | 08/29/2023 |  | 11/08/2023
Trane U.S. Inc. | Trane | THJ120A(3,4,W)**(G,K,N,P)***4 |  | Voluntarily Certified | ACAirCoolAllPhase&gt;=65k&lt;1 | False | False |  |  |  |  | 11.7 |  | 16 | 14.8 | [6 empty] | 120000 | Electric Resistance Heating Or | 08/29/2023 |  | 11/08/2023
Trane U.S. Inc. | Trane | THJ150A(3,4,W)**0***0 |  | Voluntarily Certified | ACAirCoolAllPhase&gt;=135k&lt; | False | False |  |  |  |  | 11.1 |  | 15.3 | 14.2 | [6 empty] | 150000 | Electric Resistance Heating Or | 08/29/2023 |  | 11/08/2023
Trane U.S. Inc. | Trane | THJ150A(3,4,W)**(G,K,N,P)***0 |  | Voluntarily Certified | ACAirCoolAllPhase&gt;=135k&lt; | False | False |  |  |  |  | 11.1 |  | 15.3 | 14.2 | [6 empty] | 150000 | Electric Resistance Heating Or | 08/29/2023 |  | 11/08/2023
Trane U.S. Inc. | Trane | THJ150A(3,4,W)**0***2 |  | Voluntarily Certified | ACAirCoolAllPhase&gt;=135k&lt; | False | False |  |  |  |  | 11.1 |  | 16.2 | 14.2 | [6 empty] | 150000 | Electric Resistance Heating Or | 08/29/2023 |  | 11/08/2023
Trane U.S. Inc. | Trane | THJ150A(3,4,W)**(G,K,N,P)***2 |  | Voluntarily Certified | ACAirCoolAllPhase&gt;=135k&lt; | False | False |  |  |  |  | 11.1 |  | 16.2 | 14.2 | [6 empty] | 150000 | Electric Resistance Heating Or | 08/29/2023 |  | 11/08/2023
Trane U.S. Inc. | Trane | THJ150A(3,4,W)**0***4 |  | Voluntarily Certified | ACAirCoolAllPhase&gt;=135k&lt; | False | False |  |  |  |  | 11 |  | 16.2 | 14.2 | [6 empty] | 150000 | Electric Resistance Heating Or | 08/29/2023 |  | 11/08/2023
Trane U.S. Inc. | Trane | THJ150A(3,4,W)**(G,K,N,P)***4 |  | Voluntarily Certified | ACAirCoolAllPhase&gt;=135k&lt; | False | False |  |  |  |  | 11 |  | 16.2 | 14.2 | [6 empty] | 150000 | Electric Resistance Heating Or | 08/29/2023 |  | 11/08/2023
Trane U.S. Inc. | Trane | THJ180A(3,4,W)**0***0 |  | Voluntarily Certified | ACAirCoolAllPhase&gt;=135k&lt; | False | False |  |  |  |  | 12.1 |  | 17.6 | 14.2 | [6 empty] | 182000 | Electric Resistance Heating Or | 08/29/2023 |  | 11/08/2023
Trane U.S. Inc. | Trane | THJ180A(3,4,W)**(G,N,P)***0 |  | Voluntarily Certified | ACAirCoolAllPhase&gt;=135k&lt; | False | False |  |  |  |  | 12.1 |  | 17.6 | 14.2 | [6 empty] | 182000 | Electric Resistance Heating Or | 08/29/2023 |  | 11/08/2023
Trane U.S. Inc. | Trane | THJ180A(3,4,W)**0***2 |  | Voluntarily Certified | ACAirCoolAllPhase&gt;=135k&lt; | False | False |  |  |  |  | 12.1 |  | 18.1 | 14.2 | [6 empty] | 182000 | Electric Resistance Heating Or | 08/29/2023 |  | 11/08/2023
Trane U.S. Inc. | Trane | THJ180A(3,4,W)**(G,N,P)***2 |  | Voluntarily Certified | ACAirCoolAllPhase&gt;=135k&lt; | False | False |  |  |  |  | 12.1 |  | 18.1 | 14.2 | [6 empty] | 182000 | Electric Resistance Heating Or | 08/29/2023 |  | 11/08/2023
Trane U.S. Inc. | Trane | THJ180A(3,4,W)**0***4 |  | Voluntarily Certified | ACAirCoolAllPhase&gt;=135k&lt; | False | False |  |  |  |  | 12.1 |  | 18.1 | 14.2 | [6 empty] | 182000 | Electric Resistance Heating Or | 08/29/2023 |  | 11/08/2023
Trane U.S. Inc. | Trane | THJ180A(3,4,W)**(G,N,P)***4 |  | Voluntarily Certified | ACAirCoolAllPhase&gt;=135k&lt; | False | False |  |  |  |  | 12.1 |  | 18.1 | 14.2 | [6 empty] | 182000 | Electric Resistance Heating Or | 08/29/2023 |  | 11/08/2023
Trane U.S. Inc. | Trane | THJ300A(3,4,W)**0***0 |  | Voluntarily Certified | ACAirCoolAllPhase&gt;=240k&lt; | False | False |  |  |  |  | 10.7 |  | 15.8 | 13.2 | [6 empty] | 271000 | Electric Resistance Heating Or | 08/29/2023 |  | 11/08/2023
Trane U.S. Inc. | Trane | THJ300A(3,4,W)**(N,P,R)***0 |  | Voluntarily Certified | ACAirCoolAllPhase&gt;=240k&lt; | False | False |  |  |  |  | 10.7 |  | 15.8 | 13.2 | [6 empty] | 271000 | Electric Resistance Heating Or | 08/29/2023 |  | 11/08/2023
Trane U.S. Inc. | Trane | THJ300A(3,4,W)**0***2 |  | Voluntarily Certified | ACAirCoolAllPhase&gt;=240k&lt; | False | False |  |  |  |  | 10.7 |  | 16.3 | 13.2 | [6 empty] | 271000 | Electric Resistance Heating Or | 08/29/2023 |  | 11/08/2023
Trane U.S. Inc. | Trane | THJ300A(3,4,W)**(N,P,R)***2 |  | Voluntarily Certified | ACAirCoolAllPhase&gt;=240k&lt; | False | False |  |  |  |  | 10.7 |  | 16.3 | 13.2 | [6 empty] | 271000 | Electric Resistance Heating Or | 08/29/2023 |  | 11/08/2023
Trane U.S. Inc. | Trane | THJ300A(3,4,W)**0***4 |  | Voluntarily Certified | ACAirCoolAllPhase&gt;=240k&lt; | False | False |  |  |  |  | 10.7 |  | 16.3 | 13.2 | [6 empty] | 271000 | Electric Resistance Heating Or | 08/29/2023 |  | 11/08/2023
Trane U.S. Inc. | Trane | THJ300A(3,4,W)**(N,P,R)***4 |  | Voluntarily Certified | ACAirCoolAllPhase&gt;=240k&lt; | False | False |  |  |  |  | 10.7 |  | 16.3 | 13.2 | [6 empty] | 271000 | Electric Resistance Heating Or | 08/29/2023 |  | 11/08/2023
Trane U.S. Inc. | Trane | WHJ150A(3,4,W)**0***0 |  | Voluntarily Certified | HPAirCoolAllPhase&gt;=135k&lt; | False | False |  |  |  |  | 12.3 |  | 17.8 | 13.5 |  |  |  |  | 3.6 | 3.3 | 150000 | Electric Resistance Heating Or | 08/29/2023 |  | 11/08/2023
Trane U.S. Inc. | Trane | WHJ150A(3,4,W)**(G,K,N,P)***0 |  | Voluntarily Certified | HPAirCoolAllPhase&gt;=135k&lt; | False | False |  |  |  |  | 12.3 |  | 17.8 | 13.5 |  |  |  |  | 3.6 | 3.3 | 150000 | Electric Resistance Heating Or | 08/29/2023 |  | 11/08/2023
Trane U.S. Inc. | Trane | WHJ150A(3,4,W)**0***2 |  | Voluntarily Certified | HPAirCoolAllPhase&gt;=135k&lt; | False | False |  |  |  |  | 12.3 |  | 18.3 | 13.5 |  |  |  |  | 3.6 | 3.3 | 150000 | Electric Resistance Heating Or | 08/29/2023 |  | 11/08/2023
Trane U.S. Inc. | Trane | WHJ150A(3,4,W)**(G,K,N,P)***2 |  | Voluntarily Certified | HPAirCoolAllPhase&gt;=135k&lt; | False | False |  |  |  |  | 12.3 |  | 18.3 | 13.5 |  |  |  |  | 3.6 | 3.3 | 150000 | Electric Resistance Heating Or | 08/29/2023 |  | 11/08/2023
Trane U.S. Inc. | Trane | WHJ150A(3,4,W)**0***4 |  | Voluntarily Certified | HPAirCoolAllPhase&gt;=135k&lt; | False | False |  |  |  |  | 12.3 |  | 18.3 | 13.5 |  |  |  |  | 3.6 | 3.3 | 150000 | Electric Resistance Heating Or | 08/29/2023 |  | 11/08/2023
Trane U.S. Inc. | Trane | WHJ150A(3,4,W)**(G,K,N,P)***4 |  | Voluntarily Certified | HPAirCoolAllPhase&gt;=135k&lt; | False | False |  |  |  |  | 12.3 |  | 18.3 | 13.5 |  |  |  |  | 3.6 | 3.3 | 150000 | Electric Resistance Heating Or | 08/29/2023 |  | 11/08/2023
Trane U.S. Inc. | Trane | WHJ180A(3,4,W)**0***0 |  | Voluntarily Certified | HPAirCoolAllPhase&gt;=135k&lt; | False | False |  |  |  |  | 12 |  | 17.9 | 13.5 |  |  |  |  | 3.6 | 3.3 | 178000 | Electric Resistance Heating Or | 08/29/2023 |  | 11/08/2023
Trane U.S. Inc. | Trane | WHJ180A(3,4,W)**(G,N,P)***0 |  | Voluntarily Certified | HPAirCoolAllPhase&gt;=135k&lt; | False | False |  |  |  |  | 12 |  | 17.9 | 13.5 |  |  |  |  | 3.6 | 3.3 | 178000 | Electric Resistance Heating Or | 08/29/2023 |  | 11/08/2023
Trane U.S. Inc. | Trane | WHJ180A(3,4,W)**0***2 |  | Voluntarily Certified | HPAirCoolAllPhase&gt;=135k&lt; | False | False |  |  |  |  | 12 |  | 18.4 | 13.5 |  |  |  |  | 3.6 | 3.3 | 178000 | Electric Resistance Heating Or | 08/29/2023 |  | 11/08/2023
Trane U.S. Inc. | Trane | WHJ180A(3,4,W)**(G,N,P)***2 |  | Voluntarily Certified | HPAirCoolAllPhase&gt;=135k&lt; | False | False |  |  |  |  | 12 |  | 18.4 | 13.5 |  |  |  |  | 3.6 | 3.3 | 178000 | Electric Resistance Heating Or | 08/29/2023 |  | 11/08/2023
Trane U.S. Inc. | Trane | WHJ180A(3,4,W)**0***4 |  | Voluntarily Certified | HPAirCoolAllPhase&gt;=135k&lt; | False | False |  |  |  |  | 12 |  | 18.4 | 13.5 |  |  |  |  | 3.6 | 3.3 | 178000 | Electric Resistance Heating Or | 08/29/2023 |  | 11/08/2023
Trane U.S. Inc. | Trane | WHJ180A(3,4,W)**(G,N,P)***4 |  | Voluntarily Certified | HPAirCoolAllPhase&gt;=135k&lt; | False | False |  |  |  |  | 12 |  | 18.4 | 13.5 |  |  |  |  | 3.6 | 3.3 | 178000 | Electric Resistance Heating Or | 08/29/2023 |  | 11/08/2023
Trane U.S. Inc. | Trane | WHJ240A(3,4,W)**0***0 |  | Voluntarily Certified | HPAirCoolAllPhase&gt;=240k&lt; | False | False |  |  |  |  | 11.2 |  | 17.2 | 12.5 |  |  |  |  | 3.5 | 3.2 | 240000 | Electric Resistance Heating Or | 08/29/2023 |  | 11/08/2023
Trane U.S. Inc. | Trane | WHJ240A(3,4,W)**(N,P,R)***0 |  | Voluntarily Certified | HPAirCoolAllPhase&gt;=240k&lt; | False | False |  |  |  |  | 11.2 |  | 17.2 | 12.5 |  |  |  |  | 3.5 | 3.2 | 240000 | Electric Resistance Heating Or | 08/29/2023 |  | 11/08/2023
Trane U.S. Inc. | Trane | WHJ240A(3,4,W)**0***2 |  | Voluntarily Certified | HPAirCoolAllPhase&gt;=240k&lt; | False | False |  |  |  |  | 11.2 |  | 17.7 | 12.5 |  |  |  |  | 3.5 | 3.2 | 240000 | Electric Resistance Heating Or | 08/29/2023 |  | 11/08/2023
Trane U.S. Inc. | Trane | WHJ240A(3,4,W)**(N,P,R)***2 |  | Voluntarily Certified | HPAirCoolAllPhase&gt;=240k&lt; | False | False |  |  |  |  | 11.2 |  | 17.7 | 12.5 |  |  |  |  | 3.5 | 3.2 | 240000 | Electric Resistance Heating Or | 08/29/2023 |  | 11/08/2023
Trane U.S. Inc. | Trane | WHJ240A(3,4,W)**0***4 |  | Voluntarily Certified | HPAirCoolAllPhase&gt;=240k&lt; | False | False |  |  |  |  | 11.2 |  | 17.7 | 12.5 |  |  |  |  | 3.5 | 3.2 | 240000 | Electric Resistance Heating Or | 08/29/2023 |  | 11/08/2023
Trane U.S. Inc. | Trane | WHJ240A(3,4,W)**(N,P,R)***4 |  | Voluntarily Certified | HPAirCoolAllPhase&gt;=240k&lt; | False | False |  |  |  |  | 11.2 |  | 17.7 | 12.5 |  |  |  |  | 3.5 | 3.2 | 240000 | Electric Resistance Heating Or | 08/29/2023 |  | 11/08/2023
Trane U.S. Inc. | Trane | THJ240A(3,4,W)**(N,P,R)***4 |  | Voluntarily Certified | ACAirCoolAllPhase&gt;=240k&lt; | False | False |  |  |  |  | 11 |  | 17 | 13.2 | [6 empty] | 240000 | Electric Resistance Heating Or | 08/29/2023 |  | 11/08/2023
Trane U.S. Inc. | Trane | RF025(1,2,3)(1,2,3,4)E3**A*3**0* |  | Voluntarily Certified | ACAirCoolAllPhase&gt;=240k&lt; | False | False |  |  |  |  | 11.2 |  | 17 | 13 | [6 empty] | 312000 | Heating Other Than Electric Re | 08/29/2023 |  | 11/08/2023
Trane U.S. Inc. | Trane | R(A,X)02500E3**A*3**1* |  | Voluntarily Certified | ACAirCoolAllPhase&gt;=240k&lt; | False | False |  |  |  |  | 11.3 |  | 18 | 13.2 | [6 empty] | 314000 | Electric Resistance Heating Or | 08/29/2023 |  | 11/08/2023
Trane U.S. Inc. | Trane | RE025(A,B,C)AE3**A*3**1* |  | Voluntarily Certified | ACAirCoolAllPhase&gt;=240k&lt; | False | False |  |  |  |  | 11.3 |  | 17.9 | 13.2 | [6 empty] | 312000 | Electric Resistance Heating Or | 08/29/2023 |  | 11/08/2023
Trane U.S. Inc. | Trane | WHC102H(3,4)*(C,G,K,N)A |  | Voluntarily Certified | HPAirCoolAllPhase&gt;=65k&lt;1 | False | False |  |  |  |  | 12 |  | 15.5 | 14.1 |  |  |  |  | 3.63 | 3.4 | 104000 | Electric Resistance Heating Or | 08/29/2023 |  | 11/08/2023
Trane U.S. Inc. | Trane | WHC092HW*(C,G,K,N)A |  | Voluntarily Certified | HPAirCoolAllPhase&gt;=65k&lt;1 | False | False |  |  |  |  | 11.8 |  | 15.5 | 14.1 |  |  |  |  | 3.48 | 3.4 | 95000 | Electric Resistance Heating Or | 08/29/2023 |  | 11/08/2023
AAON, Inc. | Aaon | RN-026-2-*-BA**-***:******** |  | Voluntarily Certified | ACAirCoolAllPhase&gt;=240k&lt; | False | False |  |  |  |  | 11.5 |  | 13.3 | 13.2 | [6 empty] | 294000 | Electric Resistance Heating Or | 08/25/2023 |  | 11/08/2023
AAON, Inc. | Aaon | RN-026-3-*-BA**-***:******** |  | Voluntarily Certified | ACAirCoolAllPhase&gt;=240k&lt; | False | False |  |  |  |  | 11.5 |  | 13.3 | 13.2 | [6 empty] | 294000 | Electric Resistance Heating Or | 08/25/2023 |  | 11/08/2023
AAON, Inc. | Aaon | RN-026-4-*-BA**-***:******** |  | Voluntarily Certified | ACAirCoolAllPhase&gt;=240k&lt; | False | False |  |  |  |  | 11.5 |  | 13.3 | 13.2 | [6 empty] | 294000 | Electric Resistance Heating Or | 08/25/2023 |  | 11/08/2023
AAON, Inc. | Aaon | RN-026-8-*-BA**-***:******** |  | Voluntarily Certified | ACAirCoolAllPhase&gt;=240k&lt; | False | False |  |  |  |  | 11.4 |  | 13.3 | 13.2 | [6 empty] | 294000 | Electric Resistance Heating Or | 08/25/2023 |  | 11/08/2023
AAON, Inc. | Aaon | RN-026-2-*-BA**-000:******** |  | Voluntarily Certified | ACAirCoolAllPhase&gt;=240k&lt; | False | False |  |  |  |  | 11.6 |  | 13.3 | 13.2 | [6 empty] | 294000 | Electric Resistance Heating Or | 08/25/2023 |  | 11/08/2023
AAON, Inc. | Aaon | RN-026-3-*-BA**-000:******** |  | Voluntarily Certified | ACAirCoolAllPhase&gt;=240k&lt; | False | False |  |  |  |  | 11.6 |  | 13.3 | 13.2 | [6 empty] | 294000 | Electric Resistance Heating Or | 08/25/2023 |  | 11/08/2023
AAON, Inc. | Aaon | RN-026-4-*-BA**-000:******** |  | Voluntarily Certified | ACAirCoolAllPhase&gt;=240k&lt; | False | False |  |  |  |  | 11.6 |  | 13.3 | 13.2 | [6 empty] | 294000 | Electric Resistance Heating Or | 08/25/2023 |  | 11/08/2023
AAON, Inc. | Aaon | RN-026-8-*-BA**-000:******** |  | Voluntarily Certified | ACAirCoolAllPhase&gt;=240k&lt; | False | False |  |  |  |  | 11.5 |  | 13.3 | 13.2 | [6 empty] | 294000 | Electric Resistance Heating Or | 08/25/2023 |  | 11/08/2023
AAON, Inc. | Aaon | RN-026-2-*-BB**-***:******** |  | Voluntarily Certified | ACAirCoolAllPhase&gt;=240k&lt; | False | False |  |  |  |  | 11.9 |  | 13.8 | 13.2 | [6 empty] | 312000 | Electric Resistance Heating Or | 08/25/2023 |  | 11/08/2023
AAON, Inc. | Aaon | RN-026-3-*-BB**-***:******** |  | Voluntarily Certified | ACAirCoolAllPhase&gt;=240k&lt; | False | False |  |  |  |  | 11.9 |  | 13.8 | 13.2 | [6 empty] | 312000 | Electric Resistance Heating Or | 08/25/2023 |  | 11/08/2023
AAON, Inc. | Aaon | RN-026-4-*-BB**-***:******** |  | Voluntarily Certified | ACAirCoolAllPhase&gt;=240k&lt; | False | False |  |  |  |  | 11.9 |  | 13.8 | 13.2 | [6 empty] | 312000 | Electric Resistance Heating Or | 08/25/2023 |  | 11/08/2023
AAON, Inc. | Aaon | RN-026-8-*-BB**-***:******** |  | Voluntarily Certified | ACAirCoolAllPhase&gt;=240k&lt; | False | False |  |  |  |  | 11.8 |  | 13.8 | 13.2 | [6 empty] | 312000 | Electric Resistance Heating Or | 08/25/2023 |  | 11/08/2023
AAON, Inc. | Aaon | RN-026-2-*-BB**-000:******** |  | Voluntarily Certified | ACAirCoolAllPhase&gt;=240k&lt; | False | False |  |  |  |  | 12 |  | 13.8 | 13.2 | [6 empty] | 312000 | Electric Resistance Heating Or | 08/25/2023 |  | 11/08/2023
AAON, Inc. | Aaon | RN-026-3-*-BB**-000:******** |  | Voluntarily Certified | ACAirCoolAllPhase&gt;=240k&lt; | False | False |  |  |  |  | 12 |  | 13.8 | 13.2 | [6 empty] | 312000 | Electric Resistance Heating Or | 08/25/2023 |  | 11/08/2023
AAON, Inc. | Aaon | RN-026-4-*-BB**-000:******** |  | Voluntarily Certified | ACAirCoolAllPhase&gt;=240k&lt; | False | False |  |  |  |  | 12 |  | 13.8 | 13.2 | [6 empty] | 312000 | Electric Resistance Heating Or | 08/25/2023 |  | 11/08/2023
AAON, Inc. | Aaon | RN-026-8-*-BB**-000:******** |  | Voluntarily Certified | ACAirCoolAllPhase&gt;=240k&lt; | False | False |  |  |  |  | 11.9 |  | 13.8 | 13.2 | [6 empty] | 312000 | Electric Resistance Heating Or | 08/25/2023 |  | 11/08/2023
AAON, Inc. | Aaon | RL-045-2-0-*B**-000:******** |  | Voluntarily Certified | ACAirCoolAllPhase&gt;=240k&lt; | False | False |  |  |  |  | 9.76 |  | 13.3 | 13.2 | [6 empty] | 445000 | Electric Resistance Heating Or | 08/25/2023 |  | 11/08/2023
AAON, Inc. | Aaon | RL-045-3-0-*B**-000:******** |  | Voluntarily Certified | ACAirCoolAllPhase&gt;=240k&lt; | False | False |  |  |  |  | 9.76 |  | 13.3 | 13.2 | [6 empty] | 445000 | Electric Resistance Heating Or | 08/25/2023 |  | 11/08/2023
AAON, Inc. | Aaon | RL-045-4-0-*B**-000:******** |  | Voluntarily Certified | ACAirCoolAllPhase&gt;=240k&lt; | False | False |  |  |  |  | 9.76 |  | 13.3 | 13.2 | [6 empty] | 445000 | Electric Resistance Heating Or | 08/25/2023 |  | 11/08/2023
AAON, Inc. | Aaon | RL-045-8-0-*B**-000:******** |  | Voluntarily Certified | ACAirCoolAllPhase&gt;=240k&lt; | False | False |  |  |  |  | 9.67 |  | 13.3 | 13.2 | [6 empty] | 445000 | Electric Resistance Heating Or | 08/25/2023 |  | 11/08/2023
AAON, Inc. | Aaon | RL-045-2-0-*B**-***:******** |  | Voluntarily Certified | ACAirCoolAllPhase&gt;=240k&lt; | False | False |  |  |  |  | 9.67 |  | 13.3 | 13.2 | [6 empty] | 445000 | Electric Resistance Heating Or | 08/25/2023 |  | 11/08/2023
AAON, Inc. | Aaon | RL-045-3-0-*B**-***:******** |  | Voluntarily Certified | ACAirCoolAllPhase&gt;=240k&lt; | False | False |  |  |  |  | 9.67 |  | 13.3 | 13.2 | [6 empty] | 445000 | Electric Resistance Heating Or | 08/25/2023 |  | 11/08/2023
AAON, Inc. | Aaon | RL-045-4-0-*B**-***:******** |  | Voluntarily Certified | ACAirCoolAllPhase&gt;=240k&lt; | False | False |  |  |  |  | 9.67 |  | 13.3 | 13.2 | [6 empty] | 445000 | Electric Resistance Heating Or | 08/25/2023 |  | 11/08/2023
AAON, Inc. | Aaon | RL-045-8-0-*B**-***:******** |  | Voluntarily Certified | ACAirCoolAllPhase&gt;=240k&lt; | False | False |  |  |  |  | 9.57 |  | 13.3 | 13.2 | [6 empty] | 445000 | Electric Resistance Heating Or | 08/25/2023 |  | 11/08/2023
AAON, Inc. | Aaon | RN-026-2-*-EA**-***:******** |  | Voluntarily Certified | ACAirCoolAllPhase&gt;=240k&lt; | False | False |  |  |  |  | 11.4 |  | 13.2 | 13.2 | [6 empty] | 284000 | Electric Resistance Heating Or | 08/25/2023 |  | 11/08/2023
AAON, Inc. | Aaon | RN-026-3-*-EA**-***:******** |  | Voluntarily Certified | ACAirCoolAllPhase&gt;=240k&lt; | False | False |  |  |  |  | 11.4 |  | 13.2 | 13.2 | [6 empty] | 284000 | Electric Resistance Heating Or | 08/25/2023 |  | 11/08/2023
AAON, Inc. | Aaon | RN-026-4-*-EA**-***:******** |  | Voluntarily Certified | ACAirCoolAllPhase&gt;=240k&lt; | False | False |  |  |  |  | 11.4 |  | 13.2 | 13.2 | [6 empty] | 284000 | Electric Resistance Heating Or | 08/25/2023 |  | 11/08/2023
AAON, Inc. | Aaon | RN-026-8-*-EA**-***:******** |  | Voluntarily Certified | ACAirCoolAllPhase&gt;=240k&lt; | False | False |  |  |  |  | 11.4 |  | 13.2 | 13.2 | [6 empty] | 284000 | Electric Resistance Heating Or | 08/25/2023 |  | 11/08/2023
AAON, Inc. | Aaon | RN-026-2-*-EA**-000:******** |  | Voluntarily Certified | ACAirCoolAllPhase&gt;=240k&lt; | False | False |  |  |  |  | 11.5 |  | 13.2 | 13.2 | [6 empty] | 284000 | Electric Resistance Heating Or | 08/25/2023 |  | 11/08/2023
AAON, Inc. | Aaon | RN-026-3-*-EA**-000:******** |  | Voluntarily Certified | ACAirCoolAllPhase&gt;=240k&lt; | False | False |  |  |  |  | 11.5 |  | 13.2 | 13.2 | [6 empty] | 284000 | Electric Resistance Heating Or | 08/25/2023 |  | 11/08/2023
AAON, Inc. | Aaon | RN-026-4-*-EA**-000:******** |  | Voluntarily Certified | ACAirCoolAllPhase&gt;=240k&lt; | False | False |  |  |  |  | 11.5 |  | 13.2 | 13.2 | [6 empty] | 284000 | Electric Resistance Heating Or | 08/25/2023 |  | 11/08/2023
AAON, Inc. | Aaon | RN-026-8-*-EA**-000:******** |  | Voluntarily Certified | ACAirCoolAllPhase&gt;=240k&lt; | False | False |  |  |  |  | 11.5 |  | 13.2 | 13.2 | [6 empty] | 284000 | Electric Resistance Heating Or | 08/25/2023 |  | 11/08/2023
AAON, Inc. | Aaon | RN-026-2-*-EB**-***:******** |  | Voluntarily Certified | ACAirCoolAllPhase&gt;=240k&lt; | False | False |  |  |  |  | 11.8 |  | 13.7 | 13.2 | [6 empty] | 302000 | Electric Resistance Heating Or | 08/25/2023 |  | 11/08/2023
AAON, Inc. | Aaon | RN-026-3-*-EB**-***:******** |  | Voluntarily Certified | ACAirCoolAllPhase&gt;=240k&lt; | False | False |  |  |  |  | 11.8 |  | 13.7 | 13.2 | [6 empty] | 302000 | Electric Resistance Heating Or | 08/25/2023 |  | 11/08/2023
AAON, Inc. | Aaon | RN-026-4-*-EB**-***:******** |  | Voluntarily Certified | ACAirCoolAllPhase&gt;=240k&lt; | False | False |  |  |  |  | 11.8 |  | 13.7 | 13.2 | [6 empty] | 302000 | Electric Resistance Heating Or | 08/25/2023 |  | 11/08/2023
AAON, Inc. | Aaon | RN-026-8-*-EB**-***:******** |  | Voluntarily Certified | ACAirCoolAllPhase&gt;=240k&lt; | False | False |  |  |  |  | 11.8 |  | 13.7 | 13.2 | [6 empty] | 302000 | Electric Resistance Heating Or | 08/25/2023 |  | 11/08/2023
AAON, Inc. | Aaon | RN-026-2-*-EB**-000:******** |  | Voluntarily Certified | ACAirCoolAllPhase&gt;=240k&lt; | False | False |  |  |  |  | 11.9 |  | 13.7 | 13.2 | [6 empty] | 302000 | Electric Resistance Heating Or | 08/25/2023 |  | 11/08/2023
AAON, Inc. | Aaon | RN-026-3-*-EB**-000:******** |  | Voluntarily Certified | ACAirCoolAllPhase&gt;=240k&lt; | False | False |  |  |  |  | 11.9 |  | 13.7 | 13.2 | [6 empty] | 302000 | Electric Resistance Heating Or | 08/25/2023 |  | 11/08/2023
AAON, Inc. | Aaon | RN-026-4-*-EB**-000:******** |  | Voluntarily Certified | ACAirCoolAllPhase&gt;=240k&lt; | False | False |  |  |  |  | 11.9 |  | 13.7 | 13.2 | [6 empty] | 302000 | Electric Resistance Heating Or | 08/25/2023 |  | 11/08/2023
AAON, Inc. | Aaon | RN-026-8-*-EB**-000:******** |  | Voluntarily Certified | ACAirCoolAllPhase&gt;=240k&lt; | False | False |  |  |  |  | 11.9 |  | 13.7 | 13.2 | [6 empty] | 302000 | Electric Resistance Heating Or | 08/25/2023 |  | 11/08/2023
AAON, Inc. | Aaon | RN-009-2-*-E6**-***:*******D |  | Voluntarily Certified | HPAirCoolAllPhase&gt;=65k&lt;1 | False | False |  |  |  |  | 11.8 |  | 14.8 | 14.1 |  |  |  |  | 3.86 | 3.4 | 95000 | Electric Resistance Heating Or | 08/25/2023 |  | 11/08/2023
AAON, Inc. | Aaon | RN-009-3-*-E6**-***:*******D |  | Voluntarily Certified | HPAirCoolAllPhase&gt;=65k&lt;1 | False | False |  |  |  |  | 11.8 |  | 14.8 | 14.1 |  |  |  |  | 3.86 | 3.4 | 95000 | Electric Resistance Heating Or | 08/25/2023 |  | 11/08/2023
AAON, Inc. | Aaon | RN-009-8-*-E6**-***:*******D |  | Voluntarily Certified | HPAirCoolAllPhase&gt;=65k&lt;1 | False | False |  |  |  |  | 11.8 |  | 14.8 | 14.1 |  |  |  |  | 3.86 | 3.4 | 95000 | Electric Resistance Heating Or | 08/25/2023 |  | 11/08/2023
AAON, Inc. | Aaon | RN-025-2,3,4,8-*-KB**-***: |  | Voluntarily Certified | ACAirCoolAllPhase&gt;=240k&lt; | False | False |  |  |  |  | 11.1 |  | 19 | 13.2 | [6 empty] | 282000 | Electric Resistance Heating Or | 08/25/2023 |  | 11/08/2023
AAON, Inc. | Aaon | RN-025-2,3,4,8-*-KB**-000: |  | Voluntarily Certified | ACAirCoolAllPhase&gt;=240k&lt; | False | False |  |  |  |  | 11.2 |  | 19 | 13.2 | [6 empty] | 282000 | Electric Resistance Heating Or | 08/25/2023 |  | 11/08/2023
AAON, Inc. | Aaon | RN-030-2,3,4,8-*-KB**-***: |  | Voluntarily Certified | ACAirCoolAllPhase&gt;=240k&lt; | False | False |  |  |  |  | 11.18 |  | 18.2 | 13.2 | [6 empty] | 312000 | Electric Resistance Heating Or | 08/25/2023 |  | 11/08/2023
AAON, Inc. | Aaon | RN-030-2,3,4,8-*-KB**-000: |  | Voluntarily Certified | ACAirCoolAllPhase&gt;=240k&lt; | False | False |  |  |  |  | 11.28 |  | 18.2 | 13.2 | [6 empty] | 312000 | Electric Resistance Heating Or | 08/25/2023 |  | 11/08/2023
AAON, Inc. | Aaon | RN-007-3-0-CBAC-V0-21-000-A |  | Voluntarily Certified | HPAirCoolAllPhase&gt;=65k&lt;1 | False | False |  |  |  |  | 11.2 |  | 21 | 14.1 |  |  |  |  | 3.5 | 3.4 | 80000 | Electric Resistance Heating Or | 08/25/2023 |  | 11/08/2023
AAON, Inc. | Aaon | RN-010-3-0-CBAC-V0-21-000-A |  | Voluntarily Certified | HPAirCoolAllPhase&gt;=65k&lt;1 | False | False |  |  |  |  | 11.1 |  | 21 | 14.1 |  |  |  |  | 3.6 | 3.4 | 108000 | Electric Resistance Heating Or | 08/25/2023 |  | 11/08/2023
AAON, Inc. | Aaon | RN-009-3-0-CBAC-V0-21-000-A |  | Voluntarily Certified | HPAirCoolAllPhase&gt;=65k&lt;1 | False | False |  |  |  |  | 12 |  | 21.5 | 14.1 |  |  |  |  | 3.5 | 3.4 | 100000 | Electric Resistance Heating Or | 08/25/2023 |  | 11/08/2023
AAON, Inc. | Aaon | RN-011-3-0-CBAC-V0-21-000-A |  | Voluntarily Certified | HPAirCoolAllPhase&gt;=65k&lt;1 | False | False |  |  |  |  | 12 |  | 20.3 | 14.1 |  |  |  |  | 3.5 | 3.4 | 116000 | Electric Resistance Heating Or | 08/25/2023 |  | 11/08/2023
AAON, Inc. | Aaon | RN-013-3-0-CBAC-V0-21-000-A |  | Voluntarily Certified | HPAirCoolAllPhase&gt;=135k&lt; | False | False |  |  |  |  | 10.9 |  | 19.6 | 13.5 |  |  |  |  | 3.4 | 3.3 | 136000 | Electric Resistance Heating Or | 08/25/2023 |  | 11/08/2023
AAON, Inc. | Aaon | RN-015-3-0-CBAC-V0-21-000-A |  | Voluntarily Certified | HPAirCoolAllPhase&gt;=135k&lt; | False | False |  |  |  |  | 10.8 |  | 18.2 | 13.5 |  |  |  |  | 3.7 | 3.3 | 160000 | Electric Resistance Heating Or | 08/25/2023 |  | 11/08/2023
AAON, Inc. | Aaon | RN-016-3-0-CBAC-V0-21-000-A |  | Voluntarily Certified | HPAirCoolAllPhase&gt;=135k&lt; | False | False |  |  |  |  | 10.9 |  | 20.3 | 13.5 |  |  |  |  | 3.5 | 3.3 | 182000 | Electric Resistance Heating Or | 08/25/2023 |  | 11/08/2023
AAON, Inc. | Aaon | RN-020-3-0-CBAC-V0-21-000-A |  | Voluntarily Certified | HPAirCoolAllPhase&gt;=135k&lt; | False | False |  |  |  |  | 11 |  | 17.2 | 13.5 |  |  |  |  | 3.4 | 3.3 | 204000 | Electric Resistance Heating Or | 08/25/2023 |  | 11/08/2023
AAON, Inc. | Aaon | RQ-006-3-0-CBAC-V0-21-000-A |  | Voluntarily Certified | HPAirCoolAllPhase&gt;=65k&lt;1 | False | False |  |  |  |  | 11.4 |  | 20.2 | 14.1 |  |  |  |  | 3.4 | 3.4 | 65000 | Electric Resistance Heating Or | 08/25/2023 |  | 11/08/2023
AAON, Inc. | Aaon | RZ-045-3-0-CADY-V0-21-000-A |  | Voluntarily Certified | ACAirCoolAllPhase&gt;=240k&lt; | False | False |  |  |  |  | 11.5 |  | 20.8 | 13.2 | [6 empty] | 525000 | Electric Resistance Heating Or | 08/25/2023 |  | 11/08/2023
AAON, Inc. | Aaon | RZ-055-3-0-CACC-V0-21-000-A |  | Voluntarily Certified | ACAirCoolAllPhase&gt;=240k&lt; | False | False |  |  |  |  | 11.6 |  | 20.4 | 13.2 | [6 empty] | 580000 | Electric Resistance Heating Or | 08/25/2023 |  | 11/08/2023
AAON, Inc. | Aaon | RZ-055-3-0-CACY-V0-21-000-A |  | Voluntarily Certified | ACAirCoolAllPhase&gt;=240k&lt; | False | False |  |  |  |  | 11.6 |  | 20.4 | 13.2 | [6 empty] | 580000 | Electric Resistance Heating Or | 08/25/2023 |  | 11/08/2023
AAON, Inc. | Aaon | RZ-055-3-0-CADC-V0-21-000-A |  | Voluntarily Certified | ACAirCoolAllPhase&gt;=240k&lt; | False | False |  |  |  |  | 11.8 |  | 20.6 | 13.2 | [6 empty] | 600000 | Electric Resistance Heating Or | 08/25/2023 |  | 11/08/2023
AAON, Inc. | Aaon | RZ-055-3-0-CADY-V0-21-000-A |  | Voluntarily Certified | ACAirCoolAllPhase&gt;=240k&lt; | False | False |  |  |  |  | 11.8 |  | 20.6 | 13.2 | [6 empty] | 600000 | Electric Resistance Heating Or | 08/25/2023 |  | 11/08/2023
AAON, Inc. | Aaon | RZ-065-3-0-CACC-V0-21-000-A |  | Voluntarily Certified | ACAirCoolAllPhase&gt;=240k&lt; | False | False |  |  |  |  | 10.6 |  | 19.3 | 13.2 | [6 empty] | 680000 | Electric Resistance Heating Or | 08/25/2023 |  | 11/08/2023
AAON, Inc. | Aaon | RZ-065-3-0-CACY-V0-21-000-A |  | Voluntarily Certified | ACAirCoolAllPhase&gt;=240k&lt; | False | False |  |  |  |  | 10.6 |  | 19.3 | 13.2 | [6 empty] | 680000 | Electric Resistance Heating Or | 08/25/2023 |  | 11/08/2023
AAON, Inc. | Aaon | RZ-065-3-0-CADC-V0-21-000-A |  | Voluntarily Certified | ACAirCoolAllPhase&gt;=240k&lt; | False | False |  |  |  |  | 10.9 |  | 19.5 | 13.2 | [6 empty] | 710000 | Electric Resistance Heating Or | 08/25/2023 |  | 11/08/2023
AAON, Inc. | Aaon | RZ-065-3-0-CADY-V0-21-000-A |  | Voluntarily Certified | ACAirCoolAllPhase&gt;=240k&lt; | False | False |  |  |  |  | 10.9 |  | 19.5 | 13.2 | [6 empty] | 710000 | Electric Resistance Heating Or | 08/25/2023 |  | 11/08/2023
AAON, Inc. | Aaon | RZ-045-3-0-CACY-V0-21-000-A |  | Voluntarily Certified | ACAirCoolAllPhase&gt;=240k&lt; | False | False |  |  |  |  | 11.2 |  | 20.6 | 13.2 | [6 empty] | 520000 | Electric Resistance Heating Or | 08/25/2023 |  | 11/08/2023
AAON, Inc. | Aaon | RZ-045-3-0-CADC-V0-21-000-A |  | Voluntarily Certified | ACAirCoolAllPhase&gt;=240k&lt; | False | False |  |  |  |  | 11.5 |  | 20.8 | 13.2 | [6 empty] | 525000 | Electric Resistance Heating Or | 08/25/2023 |  | 11/08/2023
AAON, Inc. | Aaon | RN-025-*-*-BA**-***: |  | Voluntarily Certified | ACAirCoolAllPhase&gt;=240k&lt; | False | False |  |  |  |  | 11.4 |  | 13.2 | 13.2 | [6 empty] | 280000 | Electric Resistance Heating Or | 08/25/2023 |  | 11/08/2023
AAON, Inc. | Aaon | RN-025-*-*-BA**-000: |  | Voluntarily Certified | ACAirCoolAllPhase&gt;=240k&lt; | False | False |  |  |  |  | 11.5 |  | 13.2 | 13.2 | [6 empty] | 280000 | Electric Resistance Heating Or | 08/25/2023 |  | 11/08/2023
AAON, Inc. | Aaon | RN-025-*-*-BB**-***: |  | Voluntarily Certified | ACAirCoolAllPhase&gt;=240k&lt; | False | False |  |  |  |  | 11.7 |  | 13.4 | 13.2 | [6 empty] | 282000 | Electric Resistance Heating Or | 08/25/2023 |  | 11/08/2023
AAON, Inc. | Aaon | RN-025-*-*-BB**-000: |  | Voluntarily Certified | ACAirCoolAllPhase&gt;=240k&lt; | False | False |  |  |  |  | 11.8 |  | 13.4 | 13.2 | [6 empty] | 282000 | Electric Resistance Heating Or | 08/25/2023 |  | 11/08/2023
AAON, Inc. | Aaon | RN-025-*-*-EA**-***: |  | Voluntarily Certified | ACAirCoolAllPhase&gt;=240k&lt; | False | False |  |  |  |  | 11.4 |  | 13.2 | 13.2 | [6 empty] | 278000 | Electric Resistance Heating Or | 08/25/2023 |  | 11/08/2023
AAON, Inc. | Aaon | RN-025-*-*-EA**-000: |  | Voluntarily Certified | ACAirCoolAllPhase&gt;=240k&lt; | False | False |  |  |  |  | 11.5 |  | 13.2 | 13.2 | [6 empty] | 278000 | Electric Resistance Heating Or | 08/25/2023 |  | 11/08/2023
AAON, Inc. | Aaon | RN-025-*-*-EB**-***: |  | Voluntarily Certified | ACAirCoolAllPhase&gt;=240k&lt; | False | False |  |  |  |  | 11.5 |  | 13.4 | 13.2 | [6 empty] | 280000 | Electric Resistance Heating Or | 08/25/2023 |  | 11/08/2023
AAON, Inc. | Aaon | RN-025-*-*-EB**-000: |  | Voluntarily Certified | ACAirCoolAllPhase&gt;=240k&lt; | False | False |  |  |  |  | 11.6 |  | 13.4 | 13.2 | [6 empty] | 280000 | Electric Resistance Heating Or | 08/25/2023 |  | 11/08/2023
AAON, Inc. | Aaon | RN-030-*-*-BA**-***: |  | Voluntarily Certified | ACAirCoolAllPhase&gt;=240k&lt; | False | False |  |  |  |  | 10.5 |  | 13.2 | 13.2 | [6 empty] | 300000 | Electric Resistance Heating Or | 08/25/2023 |  | 11/08/2023
AAON, Inc. | Aaon | RN-030-*-*-BA**-000: |  | Voluntarily Certified | ACAirCoolAllPhase&gt;=240k&lt; | False | False |  |  |  |  | 10.6 |  | 13.2 | 13.2 | [6 empty] | 300000 | Electric Resistance Heating Or | 08/25/2023 |  | 11/08/2023
AAON, Inc. | Aaon | RN-030-*-*-BB**-***: |  | Voluntarily Certified | ACAirCoolAllPhase&gt;=240k&lt; | False | False |  |  |  |  | 10.8 |  | 13.3 | 13.2 | [6 empty] | 304000 | Electric Resistance Heating Or | 08/25/2023 |  | 11/08/2023
AAON, Inc. | Aaon | RN-030-*-*-BB**-000: |  | Voluntarily Certified | ACAirCoolAllPhase&gt;=240k&lt; | False | False |  |  |  |  | 10.9 |  | 13.3 | 13.2 | [6 empty] | 304000 | Electric Resistance Heating Or | 08/25/2023 |  | 11/08/2023
AAON, Inc. | Aaon | RN-030-*-*-EA**-***: |  | Voluntarily Certified | ACAirCoolAllPhase&gt;=240k&lt; | False | False |  |  |  |  | 10.8 |  | 13.2 | 13.2 | [6 empty] | 308000 | Electric Resistance Heating Or | 08/25/2023 |  | 11/08/2023
AAON, Inc. | Aaon | RN-030-*-*-EA**-000: |  | Voluntarily Certified | ACAirCoolAllPhase&gt;=240k&lt; | False | False |  |  |  |  | 10.9 |  | 13.2 | 13.2 | [6 empty] | 308000 | Electric Resistance Heating Or | 08/25/2023 |  | 11/08/2023
AAON, Inc. | Aaon | RN-030-*-*-EB**-***: |  | Voluntarily Certified | ACAirCoolAllPhase&gt;=240k&lt; | False | False |  |  |  |  | 10.8 |  | 13.2 | 13.2 | [6 empty] | 308000 | Electric Resistance Heating Or | 08/25/2023 |  | 11/08/2023
AAON, Inc. | Aaon | RN-030-*-*-EB**-000: |  | Voluntarily Certified | ACAirCoolAllPhase&gt;=240k&lt; | False | False |  |  |  |  | 10.9 |  | 13.2 | 13.2 | [6 empty] | 308000 | Electric Resistance Heating Or | 08/25/2023 |  | 11/08/2023
AAON, Inc. | Aaon | RN-025-3-H-AAAY-S0-20-000-A |  | Voluntarily Certified | ACAirCoolAllPhase&gt;=240k&lt; | False | False |  |  |  |  | 11.4 |  | 13.2 | 13.2 | [6 empty] | 280000 | Electric Resistance Heating Or | 08/25/2023 |  | 11/08/2023
AAON, Inc. | Aaon | RN-025-3-H-AAAC-S0-20-000-A |  | Voluntarily Certified | ACAirCoolAllPhase&gt;=240k&lt; | False | False |  |  |  |  | 11.5 |  | 13.2 | 13.2 | [6 empty] | 280000 | Electric Resistance Heating Or | 08/25/2023 |  | 11/08/2023
AAON, Inc. | Aaon | RN-025-3-H-AABY-S0-20-000-A |  | Voluntarily Certified | ACAirCoolAllPhase&gt;=240k&lt; | False | False |  |  |  |  | 11.7 |  | 13.4 | 13.2 | [6 empty] | 282000 | Electric Resistance Heating Or | 08/25/2023 |  | 11/08/2023
AAON, Inc. | Aaon | RN-025-3-H-AABC-S0-20-000-A |  | Voluntarily Certified | ACAirCoolAllPhase&gt;=240k&lt; | False | False |  |  |  |  | 11.8 |  | 13.4 | 13.2 | [6 empty] | 282000 | Electric Resistance Heating Or | 08/25/2023 |  | 11/08/2023
AAON, Inc. | Aaon | RN-025-3-H-DAAY-V0-21-000-A |  | Voluntarily Certified | ACAirCoolAllPhase&gt;=240k&lt; | False | False |  |  |  |  | 11.4 |  | 13.2 | 13.2 | [6 empty] | 278000 | Electric Resistance Heating Or | 08/25/2023 |  | 11/08/2023
AAON, Inc. | Aaon | RN-025-3-H-DAAC-V0-21-000-A |  | Voluntarily Certified | ACAirCoolAllPhase&gt;=240k&lt; | False | False |  |  |  |  | 11.5 |  | 13.2 | 13.2 | [6 empty] | 278000 | Electric Resistance Heating Or | 08/25/2023 |  | 11/08/2023
AAON, Inc. | Aaon | RN-025-3-H-DABY-V0-21-000-A |  | Voluntarily Certified | ACAirCoolAllPhase&gt;=240k&lt; | False | False |  |  |  |  | 11.5 |  | 13.4 | 13.2 | [6 empty] | 280000 | Electric Resistance Heating Or | 08/25/2023 |  | 11/08/2023
AAON, Inc. | Aaon | RN-025-3-H-DABC-V0-21-000-A |  | Voluntarily Certified | ACAirCoolAllPhase&gt;=240k&lt; | False | False |  |  |  |  | 11.6 |  | 13.4 | 13.2 | [6 empty] | 280000 | Electric Resistance Heating Or | 08/25/2023 |  | 11/08/2023
AAON, Inc. | Aaon | RN-025-3-H-CABY-V0-21-000-A |  | Voluntarily Certified | ACAirCoolAllPhase&gt;=240k&lt; | False | False |  |  |  |  | 11.1 |  | 19 | 13.2 | [6 empty] | 282000 | Electric Resistance Heating Or | 08/25/2023 |  | 11/08/2023
AAON, Inc. | Aaon | RN-025-3-H-CABC-V0-21-000-A |  | Voluntarily Certified | ACAirCoolAllPhase&gt;=240k&lt; | False | False |  |  |  |  | 11.2 |  | 19 | 13.2 | [6 empty] | 282000 | Electric Resistance Heating Or | 08/25/2023 |  | 11/08/2023
AAON, Inc. | Aaon | RN-030-3-H-AAAY-S0-20-000-A |  | Voluntarily Certified | ACAirCoolAllPhase&gt;=240k&lt; | False | False |  |  |  |  | 10.5 |  | 13.2 | 13.2 | [6 empty] | 300000 | Electric Resistance Heating Or | 08/25/2023 |  | 11/08/2023
AAON, Inc. | Aaon | RN-030-3-H-AAAC-S0-20-000-A |  | Voluntarily Certified | ACAirCoolAllPhase&gt;=240k&lt; | False | False |  |  |  |  | 10.6 |  | 13.2 | 13.2 | [6 empty] | 300000 | Electric Resistance Heating Or | 08/25/2023 |  | 11/08/2023
AAON, Inc. | Aaon | RN-030-3-H-AABY-S0-20-000-A |  | Voluntarily Certified | ACAirCoolAllPhase&gt;=240k&lt; | False | False |  |  |  |  | 10.8 |  | 13.3 | 13.2 | [6 empty] | 304000 | Electric Resistance Heating Or | 08/25/2023 |  | 11/08/2023
AAON, Inc. | Aaon | RN-030-3-H-AABC-S0-20-000-A |  | Voluntarily Certified | ACAirCoolAllPhase&gt;=240k&lt; | False | False |  |  |  |  | 10.9 |  | 13.3 | 13.2 | [6 empty] | 304000 | Electric Resistance Heating Or | 08/25/2023 |  | 11/08/2023
AAON, Inc. | Aaon | RN-030-3-H-DAAY-V0-21-000-A |  | Voluntarily Certified | ACAirCoolAllPhase&gt;=240k&lt; | False | False |  |  |  |  | 10.8 |  | 13.2 | 13.2 | [6 empty] | 308000 | Electric Resistance Heating Or | 08/25/2023 |  | 11/08/2023
AAON, Inc. | Aaon | RN-030-3-H-DAAC-V0-21-000-A |  | Voluntarily Certified | ACAirCoolAllPhase&gt;=240k&lt; | False | False |  |  |  |  | 10.9 |  | 13.2 | 13.2 | [6 empty] | 308000 | Electric Resistance Heating Or | 08/25/2023 |  | 11/08/2023
AAON, Inc. | Aaon | RN-030-3-H-DABY-V0-21-000-A |  | Voluntarily Certified | ACAirCoolAllPhase&gt;=240k&lt; | False | False |  |  |  |  | 10.8 |  | 13.2 | 13.2 | [6 empty] | 308000 | Electric Resistance Heating Or | 08/25/2023 |  | 11/08/2023
AAON, Inc. | Aaon | RN-030-3-H-DABC-V0-21-000-A |  | Voluntarily Certified | ACAirCoolAllPhase&gt;=240k&lt; | False | False |  |  |  |  | 10.9 |  | 13.2 | 13.2 | [6 empty] | 308000 | Electric Resistance Heating Or | 08/25/2023 |  | 11/08/2023
AAON, Inc. | Aaon | RN-030-3-H-CABY-V0-21-000-A |  | Voluntarily Certified | ACAirCoolAllPhase&gt;=240k&lt; | False | False |  |  |  |  | 11.2 |  | 18.2 | 13.2 | [6 empty] | 312000 | Electric Resistance Heating Or | 08/25/2023 |  | 11/08/2023
AAON, Inc. | Aaon | RN-030-3-H-CABC-V0-21-000-A |  | Voluntarily Certified | ACAirCoolAllPhase&gt;=240k&lt; | False | False |  |  |  |  | 11.3 |  | 18.2 | 13.2 | [6 empty] | 312000 | Electric Resistance Heating Or | 08/25/2023 |  | 11/08/2023
AAON, Inc. | Aaon | RN-007-2-*-EB**-***:*******D |  | Voluntarily Certified | ACAirCoolAllPhase&gt;=65k&lt;1 | False | False |  |  |  |  | 12.4 |  | 14.8 | 14.8 | [6 empty] | 74000 | Electric Resistance Heating Or | 08/25/2023 |  | 11/08/2023
AAON, Inc. | Aaon | RN-007-3-*-EB**-***:*******D |  | Voluntarily Certified | ACAirCoolAllPhase&gt;=65k&lt;1 | False | False |  |  |  |  | 12.4 |  | 14.8 | 14.8 | [6 empty] | 74000 | Electric Resistance Heating Or | 08/25/2023 |  | 11/08/2023
AAON, Inc. | Aaon | RN-007-4-*-EB**-***:*******D |  | Voluntarily Certified | ACAirCoolAllPhase&gt;=65k&lt;1 | False | False |  |  |  |  | 12.4 |  | 14.8 | 14.8 | [6 empty] | 74000 | Electric Resistance Heating Or | 08/25/2023 |  | 11/08/2023
AAON, Inc. | Aaon | RN-007-8-*-EB**-***:*******D |  | Voluntarily Certified | ACAirCoolAllPhase&gt;=65k&lt;1 | False | False |  |  |  |  | 12.3 |  | 14.8 | 14.8 | [6 empty] | 74000 | Electric Resistance Heating Or | 08/25/2023 |  | 11/08/2023
AAON, Inc. | Aaon | RN-007-2-*-EB**-000:*******D |  | Voluntarily Certified | ACAirCoolAllPhase&gt;=65k&lt;1 | False | False |  |  |  |  | 12.5 |  | 14.8 | 14.8 | [6 empty] | 74000 | Electric Resistance Heating Or | 08/25/2023 |  | 11/08/2023
AAON, Inc. | Aaon | RN-007-3-*-EB**-000:*******D |  | Voluntarily Certified | ACAirCoolAllPhase&gt;=65k&lt;1 | False | False |  |  |  |  | 12.5 |  | 14.8 | 14.8 | [6 empty] | 74000 | Electric Resistance Heating Or | 08/25/2023 |  | 11/08/2023
AAON, Inc. | Aaon | RN-007-4-*-EB**-000:*******D |  | Voluntarily Certified | ACAirCoolAllPhase&gt;=65k&lt;1 | False | False |  |  |  |  | 12.5 |  | 14.8 | 14.8 | [6 empty] | 74000 | Electric Resistance Heating Or | 08/25/2023 |  | 11/08/2023
AAON, Inc. | Aaon | RN-007-8-*-EB**-000:*******D |  | Voluntarily Certified | ACAirCoolAllPhase&gt;=65k&lt;1 | False | False |  |  |  |  | 12.4 |  | 14.8 | 14.8 | [6 empty] | 74000 | Electric Resistance Heating Or | 08/25/2023 |  | 11/08/2023
AAON, Inc. | Aaon | RN-009-1-*-FA**-***:*******D |  | Voluntarily Certified | ACAirCoolAllPhase&gt;=65k&lt;1 | False | False |  |  |  |  | 12.1 |  | 14.9 | 14.8 | [6 empty] | 95000 | Electric Resistance Heating Or | 08/25/2023 |  | 11/08/2023
AAON, Inc. | Aaon | RN-009-2-*-FA**-***:*******D |  | Voluntarily Certified | ACAirCoolAllPhase&gt;=65k&lt;1 | False | False |  |  |  |  | 12.1 |  | 14.9 | 14.8 | [6 empty] | 95000 | Electric Resistance Heating Or | 08/25/2023 |  | 11/08/2023
AAON, Inc. | Aaon | RN-009-3-*-FA**-***:*******D |  | Voluntarily Certified | ACAirCoolAllPhase&gt;=65k&lt;1 | False | False |  |  |  |  | 12.1 |  | 14.9 | 14.8 | [6 empty] | 95000 | Electric Resistance Heating Or | 08/25/2023 |  | 11/08/2023
AAON, Inc. | Aaon | RN-009-4-*-FA**-***:*******D |  | Voluntarily Certified | ACAirCoolAllPhase&gt;=65k&lt;1 | False | False |  |  |  |  | 12.1 |  | 14.9 | 14.8 | [6 empty] | 95000 | Electric Resistance Heating Or | 08/25/2023 |  | 11/08/2023
AAON, Inc. | Aaon | RN-009-8-*-FA**-***:*******D |  | Voluntarily Certified | ACAirCoolAllPhase&gt;=65k&lt;1 | False | False |  |  |  |  | 12.1 |  | 14.9 | 14.8 | [6 empty] | 95000 | Electric Resistance Heating Or | 08/25/2023 |  | 11/08/2023
AAON, Inc. | Aaon | RN-009-9-*-FA**-***:*******D |  | Voluntarily Certified | ACAirCoolAllPhase&gt;=65k&lt;1 | False | False |  |  |  |  | 12.1 |  | 14.9 | 14.8 | [6 empty] | 95000 | Electric Resistance Heating Or | 08/25/2023 |  | 11/08/2023
AAON, Inc. | Aaon | RN-009-1-*-FA**-000:*******D |  | Voluntarily Certified | ACAirCoolAllPhase&gt;=65k&lt;1 | False | False |  |  |  |  | 12.2 |  | 14.9 | 14.8 | [6 empty] | 95000 | Electric Resistance Heating Or | 08/25/2023 |  | 11/08/2023
AAON, Inc. | Aaon | RN-009-2-*-FA**-000:*******D |  | Voluntarily Certified | ACAirCoolAllPhase&gt;=65k&lt;1 | False | False |  |  |  |  | 12.2 |  | 14.9 | 14.8 | [6 empty] | 95000 | Electric Resistance Heating Or | 08/25/2023 |  | 11/08/2023
AAON, Inc. | Aaon | RN-009-3-*-FA**-000:*******D |  | Voluntarily Certified | ACAirCoolAllPhase&gt;=65k&lt;1 | False | False |  |  |  |  | 12.2 |  | 14.9 | 14.8 | [6 empty] | 95000 | Electric Resistance Heating Or | 08/25/2023 |  | 11/08/2023
AAON, Inc. | Aaon | RN-009-4-*-FA**-000:*******D |  | Voluntarily Certified | ACAirCoolAllPhase&gt;=65k&lt;1 | False | False |  |  |  |  | 12.2 |  | 14.9 | 14.8 | [6 empty] | 95000 | Electric Resistance Heating Or | 08/25/2023 |  | 11/08/2023
AAON, Inc. | Aaon | RN-009-8-*-FA**-000:*******D |  | Voluntarily Certified | ACAirCoolAllPhase&gt;=65k&lt;1 | False | False |  |  |  |  | 12.2 |  | 14.9 | 14.8 | [6 empty] | 95000 | Electric Resistance Heating Or | 08/25/2023 |  | 11/08/2023
AAON, Inc. | Aaon | RN-009-9-*-FA**-000:*******D |  | Voluntarily Certified | ACAirCoolAllPhase&gt;=65k&lt;1 | False | False |  |  |  |  | 12.2 |  | 14.9 | 14.8 | [6 empty] | 95000 | Electric Resistance Heating Or | 08/25/2023 |  | 11/08/2023
AAON, Inc. | Aaon | RN-009-1-*-FB**-***:*******D |  | Voluntarily Certified | ACAirCoolAllPhase&gt;=65k&lt;1 | False | False |  |  |  |  | 13.2 |  | 16 | 14.8 | [6 empty] | 105000 | Electric Resistance Heating Or | 08/25/2023 |  | 11/08/2023
AAON, Inc. | Aaon | RN-009-2-*-FB**-***:*******D |  | Voluntarily Certified | ACAirCoolAllPhase&gt;=65k&lt;1 | False | False |  |  |  |  | 13.2 |  | 16 | 14.8 | [6 empty] | 105000 | Electric Resistance Heating Or | 08/25/2023 |  | 11/08/2023
AAON, Inc. | Aaon | RN-009-3-*-FB**-***:*******D |  | Voluntarily Certified | ACAirCoolAllPhase&gt;=65k&lt;1 | False | False |  |  |  |  | 13.2 |  | 16 | 14.8 | [6 empty] | 105000 | Electric Resistance Heating Or | 08/25/2023 |  | 11/08/2023
AAON, Inc. | Aaon | RN-009-4-*-FB**-***:*******D |  | Voluntarily Certified | ACAirCoolAllPhase&gt;=65k&lt;1 | False | False |  |  |  |  | 13.2 |  | 16 | 14.8 | [6 empty] | 105000 | Electric Resistance Heating Or | 08/25/2023 |  | 11/08/2023
AAON, Inc. | Aaon | RN-009-8-*-FB**-***:*******D |  | Voluntarily Certified | ACAirCoolAllPhase&gt;=65k&lt;1 | False | False |  |  |  |  | 13.2 |  | 16 | 14.8 | [6 empty] | 105000 | Electric Resistance Heating Or | 08/25/2023 |  | 11/08/2023
AAON, Inc. | Aaon | RN-009-9-*-FB**-***:*******D |  | Voluntarily Certified | ACAirCoolAllPhase&gt;=65k&lt;1 | False | False |  |  |  |  | 13.2 |  | 16 | 14.8 | [6 empty] | 105000 | Electric Resistance Heating Or | 08/25/2023 |  | 11/08/2023
AAON, Inc. | Aaon | RN-009-1-*-FB**-000:*******D |  | Voluntarily Certified | ACAirCoolAllPhase&gt;=65k&lt;1 | False | False |  |  |  |  | 13.3 |  | 16 | 14.8 | [6 empty] | 105000 | Electric Resistance Heating Or | 08/25/2023 |  | 11/08/2023
AAON, Inc. | Aaon | RN-009-2-*-FB**-000:*******D |  | Voluntarily Certified | ACAirCoolAllPhase&gt;=65k&lt;1 | False | False |  |  |  |  | 13.3 |  | 16 | 14.8 | [6 empty] | 105000 | Electric Resistance Heating Or | 08/25/2023 |  | 11/08/2023
AAON, Inc. | Aaon | RN-009-3-*-FB**-000:*******D |  | Voluntarily Certified | ACAirCoolAllPhase&gt;=65k&lt;1 | False | False |  |  |  |  | 13.3 |  | 16 | 14.8 | [6 empty] | 105000 | Electric Resistance Heating Or | 08/25/2023 |  | 11/08/2023
AAON, Inc. | Aaon | RN-009-4-*-FB**-000:*******D |  | Voluntarily Certified | ACAirCoolAllPhase&gt;=65k&lt;1 | False | False |  |  |  |  | 13.3 |  | 16 | 14.8 | [6 empty] | 105000 | Electric Resistance Heating Or | 08/25/2023 |  | 11/08/2023
AAON, Inc. | Aaon | RN-009-8-*-FB**-000:*******D |  | Voluntarily Certified | ACAirCoolAllPhase&gt;=65k&lt;1 | False | False |  |  |  |  | 13.3 |  | 16 | 14.8 | [6 empty] | 105000 | Electric Resistance Heating Or | 08/25/2023 |  | 11/08/2023
AAON, Inc. | Aaon | RN-009-9-*-FB**-000:*******D |  | Voluntarily Certified | ACAirCoolAllPhase&gt;=65k&lt;1 | False | False |  |  |  |  | 13.3 |  | 16 | 14.8 | [6 empty] | 105000 | Electric Resistance Heating Or | 08/25/2023 |  | 11/08/2023
AAON, Inc. | Aaon | RN-009-1-*-EA**-***:*******D |  | Voluntarily Certified | ACAirCoolAllPhase&gt;=65k&lt;1 | False | False |  |  |  |  | 12.6 |  | 15.5 | 14.8 | [6 empty] | 96000 | Electric Resistance Heating Or | 08/25/2023 |  | 11/08/2023
AAON, Inc. | Aaon | RN-009-2-*-EA**-***:*******D |  | Voluntarily Certified | ACAirCoolAllPhase&gt;=65k&lt;1 | False | False |  |  |  |  | 12.6 |  | 15.5 | 14.8 | [6 empty] | 96000 | Electric Resistance Heating Or | 08/25/2023 |  | 11/08/2023
AAON, Inc. | Aaon | RN-009-3-*-EA**-***:*******D |  | Voluntarily Certified | ACAirCoolAllPhase&gt;=65k&lt;1 | False | False |  |  |  |  | 12.6 |  | 15.5 | 14.8 | [6 empty] | 96000 | Electric Resistance Heating Or | 08/25/2023 |  | 11/08/2023
AAON, Inc. | Aaon | RN-009-4-*-EA**-***:*******D |  | Voluntarily Certified | ACAirCoolAllPhase&gt;=65k&lt;1 | False | False |  |  |  |  | 12.6 |  | 15.5 | 14.8 | [6 empty] | 96000 | Electric Resistance Heating Or | 08/25/2023 |  | 11/08/2023
AAON, Inc. | Aaon | RN-009-8-*-EA**-***:*******D |  | Voluntarily Certified | ACAirCoolAllPhase&gt;=65k&lt;1 | False | False |  |  |  |  | 12.6 |  | 15.5 | 14.8 | [6 empty] | 96000 | Electric Resistance Heating Or | 08/25/2023 |  | 11/08/2023
AAON, Inc. | Aaon | RN-009-9-*-EA**-***:*******D |  | Voluntarily Certified | ACAirCoolAllPhase&gt;=65k&lt;1 | False | False |  |  |  |  | 12.6 |  | 15.5 | 14.8 | [6 empty] | 96000 | Electric Resistance Heating Or | 08/25/2023 |  | 11/08/2023
AAON, Inc. | Aaon | RN-009-1-*-EA**-000:*******D |  | Voluntarily Certified | ACAirCoolAllPhase&gt;=65k&lt;1 | False | False |  |  |  |  | 12.7 |  | 15.5 | 14.8 | [6 empty] | 96000 | Electric Resistance Heating Or | 08/25/2023 |  | 11/08/2023
AAON, Inc. | Aaon | RN-009-2-*-EA**-000:*******D |  | Voluntarily Certified | ACAirCoolAllPhase&gt;=65k&lt;1 | False | False |  |  |  |  | 12.7 |  | 15.5 | 14.8 | [6 empty] | 96000 | Electric Resistance Heating Or | 08/25/2023 |  | 11/08/2023
AAON, Inc. | Aaon | RN-009-3-*-EA**-000:*******D |  | Voluntarily Certified | ACAirCoolAllPhase&gt;=65k&lt;1 | False | False |  |  |  |  | 12.7 |  | 15.5 | 14.8 | [6 empty] | 96000 | Electric Resistance Heating Or | 08/25/2023 |  | 11/08/2023
AAON, Inc. | Aaon | RN-009-4-*-EA**-000:*******D |  | Voluntarily Certified | ACAirCoolAllPhase&gt;=65k&lt;1 | False | False |  |  |  |  | 12.7 |  | 15.5 | 14.8 | [6 empty] | 96000 | Electric Resistance Heating Or | 08/25/2023 |  | 11/08/2023
AAON, Inc. | Aaon | RN-009-8-*-EA**-000:*******D |  | Voluntarily Certified | ACAirCoolAllPhase&gt;=65k&lt;1 | False | False |  |  |  |  | 12.7 |  | 15.5 | 14.8 | [6 empty] | 96000 | Electric Resistance Heating Or | 08/25/2023 |  | 11/08/2023
AAON, Inc. | Aaon | RN-009-9-*-EA**-000:*******D |  | Voluntarily Certified | ACAirCoolAllPhase&gt;=65k&lt;1 | False | False |  |  |  |  | 12.7 |  | 15.5 | 14.8 | [6 empty] | 96000 | Electric Resistance Heating Or | 08/25/2023 |  | 11/08/2023
AAON, Inc. | Aaon | RN-009-1-*-EB**-***:*******D |  | Voluntarily Certified | ACAirCoolAllPhase&gt;=65k&lt;1 | False | False |  |  |  |  | 13.8 |  | 16.8 | 14.8 | [6 empty] | 106000 | Electric Resistance Heating Or | 08/25/2023 |  | 11/08/2023
AAON, Inc. | Aaon | RN-009-2-*-EB**-***:*******D |  | Voluntarily Certified | ACAirCoolAllPhase&gt;=65k&lt;1 | False | False |  |  |  |  | 13.8 |  | 16.8 | 14.8 | [6 empty] | 106000 | Electric Resistance Heating Or | 08/25/2023 |  | 11/08/2023
AAON, Inc. | Aaon | RN-009-3-*-EB**-***:*******D |  | Voluntarily Certified | ACAirCoolAllPhase&gt;=65k&lt;1 | False | False |  |  |  |  | 13.8 |  | 16.8 | 14.8 | [6 empty] | 106000 | Electric Resistance Heating Or | 08/25/2023 |  | 11/08/2023
AAON, Inc. | Aaon | RN-009-4-*-EB**-***:*******D |  | Voluntarily Certified | ACAirCoolAllPhase&gt;=65k&lt;1 | False | False |  |  |  |  | 13.8 |  | 16.8 | 14.8 | [6 empty] | 106000 | Electric Resistance Heating Or | 08/25/2023 |  | 11/08/2023
AAON, Inc. | Aaon | RN-009-8-*-EB**-***:*******D |  | Voluntarily Certified | ACAirCoolAllPhase&gt;=65k&lt;1 | False | False |  |  |  |  | 13.8 |  | 16.8 | 14.8 | [6 empty] | 106000 | Electric Resistance Heating Or | 08/25/2023 |  | 11/08/2023
AAON, Inc. | Aaon | RN-009-9-*-EB**-***:*******D |  | Voluntarily Certified | ACAirCoolAllPhase&gt;=65k&lt;1 | False | False |  |  |  |  | 13.8 |  | 16.8 | 14.8 | [6 empty] | 106000 | Electric Resistance Heating Or | 08/25/2023 |  | 11/08/2023
AAON, Inc. | Aaon | RN-009-1-*-EB**-000:*******D |  | Voluntarily Certified | ACAirCoolAllPhase&gt;=65k&lt;1 | False | False |  |  |  |  | 13.9 |  | 16.8 | 14.8 | [6 empty] | 106000 | Electric Resistance Heating Or | 08/25/2023 |  | 11/08/2023
AAON, Inc. | Aaon | RN-009-2-*-EB**-000:*******D |  | Voluntarily Certified | ACAirCoolAllPhase&gt;=65k&lt;1 | False | False |  |  |  |  | 13.9 |  | 16.8 | 14.8 | [6 empty] | 106000 | Electric Resistance Heating Or | 08/25/2023 |  | 11/08/2023
AAON, Inc. | Aaon | RN-009-3-*-EB**-000:*******D |  | Voluntarily Certified | ACAirCoolAllPhase&gt;=65k&lt;1 | False | False |  |  |  |  | 13.9 |  | 16.8 | 14.8 | [6 empty] | 106000 | Electric Resistance Heating Or | 08/25/2023 |  | 11/08/2023
AAON, Inc. | Aaon | RN-009-4-*-EB**-000:*******D |  | Voluntarily Certified | ACAirCoolAllPhase&gt;=65k&lt;1 | False | False |  |  |  |  | 13.9 |  | 16.8 | 14.8 | [6 empty] | 106000 | Electric Resistance Heating Or | 08/25/2023 |  | 11/08/2023
AAON, Inc. | Aaon | RN-009-8-*-EB**-000:*******D |  | Voluntarily Certified | ACAirCoolAllPhase&gt;=65k&lt;1 | False | False |  |  |  |  | 13.9 |  | 16.8 | 14.8 | [6 empty] | 106000 | Electric Resistance Heating Or | 08/25/2023 |  | 11/08/2023
AAON, Inc. | Aaon | RN-009-9-*-EB**-000:*******D |  | Voluntarily Certified | ACAirCoolAllPhase&gt;=65k&lt;1 | False | False |  |  |  |  | 13.9 |  | 16.8 | 14.8 | [6 empty] | 106000 | Electric Resistance Heating Or | 08/25/2023 |  | 11/08/2023
AAON, Inc. | Aaon | RN-011-1-*-EA**-***:*******D |  | Voluntarily Certified | ACAirCoolAllPhase&gt;=65k&lt;1 | False | False |  |  |  |  | 12.2 |  | 14.9 | 14.8 | [6 empty] | 121000 | Electric Resistance Heating Or | 08/25/2023 |  | 11/08/2023
AAON, Inc. | Aaon | RN-011-2-*-EA**-***:*******D |  | Voluntarily Certified | ACAirCoolAllPhase&gt;=65k&lt;1 | False | False |  |  |  |  | 12.2 |  | 14.9 | 14.8 | [6 empty] | 121000 | Electric Resistance Heating Or | 08/25/2023 |  | 11/08/2023
AAON, Inc. | Aaon | RN-011-3-*-EA**-***:*******D |  | Voluntarily Certified | ACAirCoolAllPhase&gt;=65k&lt;1 | False | False |  |  |  |  | 12.2 |  | 14.9 | 14.8 | [6 empty] | 121000 | Electric Resistance Heating Or | 08/25/2023 |  | 11/08/2023
AAON, Inc. | Aaon | RN-011-4-*-EA**-***:*******D |  | Voluntarily Certified | ACAirCoolAllPhase&gt;=65k&lt;1 | False | False |  |  |  |  | 12.2 |  | 14.9 | 14.8 | [6 empty] | 121000 | Electric Resistance Heating Or | 08/25/2023 |  | 11/08/2023
AAON, Inc. | Aaon | RN-011-8-*-EA**-***:*******D |  | Voluntarily Certified | ACAirCoolAllPhase&gt;=65k&lt;1 | False | False |  |  |  |  | 12.2 |  | 14.9 | 14.8 | [6 empty] | 121000 | Electric Resistance Heating Or | 08/25/2023 |  | 11/08/2023
AAON, Inc. | Aaon | RN-011-9-*-EA**-***:*******D |  | Voluntarily Certified | ACAirCoolAllPhase&gt;=65k&lt;1 | False | False |  |  |  |  | 12.2 |  | 14.9 | 14.8 | [6 empty] | 121000 | Electric Resistance Heating Or | 08/25/2023 |  | 11/08/2023
AAON, Inc. | Aaon | RN-011-1-*-EA**-000:*******D |  | Voluntarily Certified | ACAirCoolAllPhase&gt;=65k&lt;1 | False | False |  |  |  |  | 12.3 |  | 14.9 | 14.8 | [6 empty] | 121000 | Electric Resistance Heating Or | 08/25/2023 |  | 11/08/2023
AAON, Inc. | Aaon | RN-011-2-*-EA**-000:*******D |  | Voluntarily Certified | ACAirCoolAllPhase&gt;=65k&lt;1 | False | False |  |  |  |  | 12.3 |  | 14.9 | 14.8 | [6 empty] | 121000 | Electric Resistance Heating Or | 08/25/2023 |  | 11/08/2023
AAON, Inc. | Aaon | RN-011-3-*-EA**-000:*******D |  | Voluntarily Certified | ACAirCoolAllPhase&gt;=65k&lt;1 | False | False |  |  |  |  | 12.3 |  | 14.9 | 14.8 | [6 empty] | 121000 | Electric Resistance Heating Or | 08/25/2023 |  | 11/08/2023
AAON, Inc. | Aaon | RN-011-4-*-EA**-000:*******D |  | Voluntarily Certified | ACAirCoolAllPhase&gt;=65k&lt;1 | False | False |  |  |  |  | 12.3 |  | 14.9 | 14.8 | [6 empty] | 121000 | Electric Resistance Heating Or | 08/25/2023 |  | 11/08/2023
AAON, Inc. | Aaon | RN-011-8-*-EA**-000:*******D |  | Voluntarily Certified | ACAirCoolAllPhase&gt;=65k&lt;1 | False | False |  |  |  |  | 12.3 |  | 14.9 | 14.8 | [6 empty] | 121000 | Electric Resistance Heating Or | 08/25/2023 |  | 11/08/2023
AAON, Inc. | Aaon | RN-011-9-*-EA**-000:*******D |  | Voluntarily Certified | ACAirCoolAllPhase&gt;=65k&lt;1 | False | False |  |  |  |  | 12.3 |  | 14.9 | 14.8 | [6 empty] | 121000 | Electric Resistance Heating Or | 08/25/2023 |  | 11/08/2023
AAON, Inc. | Aaon | RN-011-1-*-EB**-***:*******D |  | Voluntarily Certified | ACAirCoolAllPhase&gt;=65k&lt;1 | False | False |  |  |  |  | 12.7 |  | 15.4 | 14.8 | [6 empty] | 128000 | Electric Resistance Heating Or | 08/25/2023 |  | 11/08/2023
AAON, Inc. | Aaon | RN-011-2-*-EB**-***:*******D |  | Voluntarily Certified | ACAirCoolAllPhase&gt;=65k&lt;1 | False | False |  |  |  |  | 12.7 |  | 15.4 | 14.8 | [6 empty] | 128000 | Electric Resistance Heating Or | 08/25/2023 |  | 11/08/2023
AAON, Inc. | Aaon | RN-011-3-*-EB**-***:*******D |  | Voluntarily Certified | ACAirCoolAllPhase&gt;=65k&lt;1 | False | False |  |  |  |  | 12.7 |  | 15.4 | 14.8 | [6 empty] | 128000 | Electric Resistance Heating Or | 08/25/2023 |  | 11/08/2023
AAON, Inc. | Aaon | RN-011-4-*-EB**-***:*******D |  | Voluntarily Certified | ACAirCoolAllPhase&gt;=65k&lt;1 | False | False |  |  |  |  | 12.7 |  | 15.4 | 14.8 | [6 empty] | 128000 | Electric Resistance Heating Or | 08/25/2023 |  | 11/08/2023
AAON, Inc. | Aaon | RN-011-8-*-EB**-***:*******D |  | Voluntarily Certified | ACAirCoolAllPhase&gt;=65k&lt;1 | False | False |  |  |  |  | 12.7 |  | 15.4 | 14.8 | [6 empty] | 128000 | Electric Resistance Heating Or | 08/25/2023 |  | 11/08/2023
AAON, Inc. | Aaon | RN-011-9-*-EB**-***:*******D |  | Voluntarily Certified | ACAirCoolAllPhase&gt;=65k&lt;1 | False | False |  |  |  |  | 12.7 |  | 15.4 | 14.8 | [6 empty] | 128000 | Electric Resistance Heating Or | 08/25/2023 |  | 11/08/2023
AAON, Inc. | Aaon | RN-011-1-*-EB**-000:*******D |  | Voluntarily Certified | ACAirCoolAllPhase&gt;=65k&lt;1 | False | False |  |  |  |  | 12.8 |  | 15.4 | 14.8 | [6 empty] | 128000 | Electric Resistance Heating Or | 08/25/2023 |  | 11/08/2023
AAON, Inc. | Aaon | RN-011-2-*-EB**-000:*******D |  | Voluntarily Certified | ACAirCoolAllPhase&gt;=65k&lt;1 | False | False |  |  |  |  | 12.8 |  | 15.4 | 14.8 | [6 empty] | 128000 | Electric Resistance Heating Or | 08/25/2023 |  | 11/08/2023
AAON, Inc. | Aaon | RN-011-3-*-EB**-000:*******D |  | Voluntarily Certified | ACAirCoolAllPhase&gt;=65k&lt;1 | False | False |  |  |  |  | 12.8 |  | 15.4 | 14.8 | [6 empty] | 128000 | Electric Resistance Heating Or | 08/25/2023 |  | 11/08/2023
AAON, Inc. | Aaon | RN-011-4-*-EB**-000:*******D |  | Voluntarily Certified | ACAirCoolAllPhase&gt;=65k&lt;1 | False | False |  |  |  |  | 12.8 |  | 15.4 | 14.8 | [6 empty] | 128000 | Electric Resistance Heating Or | 08/25/2023 |  | 11/08/2023
AAON, Inc. | Aaon | RN-011-8-*-EB**-000:*******D |  | Voluntarily Certified | ACAirCoolAllPhase&gt;=65k&lt;1 | False | False |  |  |  |  | 12.8 |  | 15.4 | 14.8 | [6 empty] | 128000 | Electric Resistance Heating Or | 08/25/2023 |  | 11/08/2023
AAON, Inc. | Aaon | RN-011-9-*-EB**-000:*******D |  | Voluntarily Certified | ACAirCoolAllPhase&gt;=65k&lt;1 | False | False |  |  |  |  | 12.8 |  | 15.4 | 14.8 | [6 empty] | 128000 | Electric Resistance Heating Or | 08/25/2023 |  | 11/08/2023
AAON, Inc. | Aaon | RN-009-1-*-CB**-***:******** |  | Voluntarily Certified | ACAirCoolAllPhase&gt;=65k&lt;1 | False | False |  |  |  |  | 13.2 |  | 15 | 14.8 | [6 empty] | 105000 | Electric Resistance Heating Or | 08/25/2023 |  | 11/08/2023
AAON, Inc. | Aaon | RN-009-9-*-CB**-***:******** |  | Voluntarily Certified | ACAirCoolAllPhase&gt;=65k&lt;1 | False | False |  |  |  |  | 13.2 |  | 15 | 14.8 | [6 empty] | 105000 | Electric Resistance Heating Or | 08/25/2023 |  | 11/08/2023
AAON, Inc. | Aaon | RN-009-1-*-CB**-000:******** |  | Voluntarily Certified | ACAirCoolAllPhase&gt;=65k&lt;1 | False | False |  |  |  |  | 13.3 |  | 15 | 14.8 | [6 empty] | 105000 | Electric Resistance Heating Or | 08/25/2023 |  | 11/08/2023
AAON, Inc. | Aaon | RN-009-9-*-CB**-000:******** |  | Voluntarily Certified | ACAirCoolAllPhase&gt;=65k&lt;1 | False | False |  |  |  |  | 13.3 |  | 15 | 14.8 | [6 empty] | 105000 | Electric Resistance Heating Or | 08/25/2023 |  | 11/08/2023
AAON, Inc. | Aaon | RN-009-1-*-BB**-***:******** |  | Voluntarily Certified | ACAirCoolAllPhase&gt;=65k&lt;1 | False | False |  |  |  |  | 13.8 |  | 15.7 | 14.8 | [6 empty] | 106000 | Electric Resistance Heating Or | 08/25/2023 |  | 11/08/2023
AAON, Inc. | Aaon | RN-009-9-*-BB**-***:******** |  | Voluntarily Certified | ACAirCoolAllPhase&gt;=65k&lt;1 | False | False |  |  |  |  | 13.8 |  | 15.7 | 14.8 | [6 empty] | 106000 | Electric Resistance Heating Or | 08/25/2023 |  | 11/08/2023
AAON, Inc. | Aaon | RN-009-1-*-BB**-000:******** |  | Voluntarily Certified | ACAirCoolAllPhase&gt;=65k&lt;1 | False | False |  |  |  |  | 13.9 |  | 15.7 | 14.8 | [6 empty] | 106000 | Electric Resistance Heating Or | 08/25/2023 |  | 11/08/2023
AAON, Inc. | Aaon | RN-009-9-*-BB**-000:******** |  | Voluntarily Certified | ACAirCoolAllPhase&gt;=65k&lt;1 | False | False |  |  |  |  | 13.9 |  | 15.7 | 14.8 | [6 empty] | 106000 | Electric Resistance Heating Or | 08/25/2023 |  | 11/08/2023
AAON, Inc. | Aaon | RN-011-1-*-BB**-***:******** |  | Voluntarily Certified | ACAirCoolAllPhase&gt;=65k&lt;1 | False | False |  |  |  |  | 12.7 |  | 15 | 14.8 | [6 empty] | 128000 | Electric Resistance Heating Or | 08/25/2023 |  | 11/08/2023
AAON, Inc. | Aaon | RN-011-9-*-BB**-***:******** |  | Voluntarily Certified | ACAirCoolAllPhase&gt;=65k&lt;1 | False | False |  |  |  |  | 12.7 |  | 15 | 14.8 | [6 empty] | 128000 | Electric Resistance Heating Or | 08/25/2023 |  | 11/08/2023
AAON, Inc. | Aaon | RN-011-1-*-BB**-000:******** |  | Voluntarily Certified | ACAirCoolAllPhase&gt;=65k&lt;1 | False | False |  |  |  |  | 12.8 |  | 15 | 14.8 | [6 empty] | 128000 | Electric Resistance Heating Or | 08/25/2023 |  | 11/08/2023
AAON, Inc. | Aaon | RN-011-9-*-BB**-000:******** |  | Voluntarily Certified | ACAirCoolAllPhase&gt;=65k&lt;1 | False | False |  |  |  |  | 12.8 |  | 15 | 14.8 | [6 empty] | 128000 | Electric Resistance Heating Or | 08/25/2023 |  | 11/08/2023
AAON, Inc. | Aaon | RQ-006-2,3,4,8-*-GA**-***: |  | Voluntarily Certified | ACAirCoolAllPhase&gt;=65k&lt;1 | False | False |  |  |  |  | 12.1 |  | 15 | 14.8 | [6 empty] | 66000 | Electric Resistance Heating Or | 08/25/2023 |  | 11/08/2023
AAON, Inc. | Aaon | RQ-006-2,3,4,8-*-GA**-000: |  | Voluntarily Certified | ACAirCoolAllPhase&gt;=65k&lt;1 | False | False |  |  |  |  | 12.2 |  | 15 | 14.8 | [6 empty] | 66000 | Electric Resistance Heating Or | 08/25/2023 |  | 11/08/2023
AAON, Inc. | Aaon | RQ-006-2,3,4,8-*-GB**-***: |  | Voluntarily Certified | ACAirCoolAllPhase&gt;=65k&lt;1 | False | False |  |  |  |  | 12.4 |  | 15.3 | 14.8 | [6 empty] | 69000 | Electric Resistance Heating Or | 08/25/2023 |  | 11/08/2023
AAON, Inc. | Aaon | RQ-006-2,3,4,8-*-GB**-000: |  | Voluntarily Certified | ACAirCoolAllPhase&gt;=65k&lt;1 | False | False |  |  |  |  | 12.5 |  | 15.3 | 14.8 | [6 empty] | 69000 | Electric Resistance Heating Or | 08/25/2023 |  | 11/08/2023
AAON, Inc. | Aaon | RQ-006-2,3,4,8-*-HB**-***: |  | Voluntarily Certified | ACAirCoolAllPhase&gt;=65k&lt;1 | False | False |  |  |  |  | 12.2 |  | 14.8 | 14.8 | [6 empty] | 68000 | Electric Resistance Heating Or | 08/25/2023 |  | 11/08/2023
AAON, Inc. | Aaon | RQ-006-2,3,4,8-*-HB**-000: |  | Voluntarily Certified | ACAirCoolAllPhase&gt;=65k&lt;1 | False | False |  |  |  |  | 12.3 |  | 14.8 | 14.8 | [6 empty] | 68000 | Electric Resistance Heating Or | 08/25/2023 |  | 11/08/2023
AAON, Inc. | Aaon | RN-009-2-*-CB**-***:******** |  | Voluntarily Certified | ACAirCoolAllPhase&gt;=65k&lt;1 | False | False |  |  |  |  | 13.2 |  | 15 | 14.8 | [6 empty] | 105000 | Electric Resistance Heating Or | 08/25/2023 |  | 11/08/2023
AAON, Inc. | Aaon | RN-009-3-*-CB**-***:******** |  | Voluntarily Certified | ACAirCoolAllPhase&gt;=65k&lt;1 | False | False |  |  |  |  | 13.2 |  | 15 | 14.8 | [6 empty] | 105000 | Electric Resistance Heating Or | 08/25/2023 |  | 11/08/2023
AAON, Inc. | Aaon | RN-009-4-*-CB**-***:******** |  | Voluntarily Certified | ACAirCoolAllPhase&gt;=65k&lt;1 | False | False |  |  |  |  | 13.2 |  | 15 | 14.8 | [6 empty] | 105000 | Electric Resistance Heating Or | 08/25/2023 |  | 11/08/2023
AAON, Inc. | Aaon | RN-009-8-*-CB**-***:******** |  | Voluntarily Certified | ACAirCoolAllPhase&gt;=65k&lt;1 | False | False |  |  |  |  | 13.2 |  | 15 | 14.8 | [6 empty] | 105000 | Electric Resistance Heating Or | 08/25/2023 |  | 11/08/2023
AAON, Inc. | Aaon | RN-009-2-*-CB**-000:******** |  | Voluntarily Certified | ACAirCoolAllPhase&gt;=65k&lt;1 | False | False |  |  |  |  | 13.3 |  | 15 | 14.8 | [6 empty] | 105000 | Electric Resistance Heating Or | 08/25/2023 |  | 11/08/2023
AAON, Inc. | Aaon | RN-009-3-*-CB**-000:******** |  | Voluntarily Certified | ACAirCoolAllPhase&gt;=65k&lt;1 | False | False |  |  |  |  | 13.3 |  | 15 | 14.8 | [6 empty] | 105000 | Electric Resistance Heating Or | 08/25/2023 |  | 11/08/2023
AAON, Inc. | Aaon | RN-009-4-*-CB**-000:******** |  | Voluntarily Certified | ACAirCoolAllPhase&gt;=65k&lt;1 | False | False |  |  |  |  | 13.3 |  | 15 | 14.8 | [6 empty] | 105000 | Electric Resistance Heating Or | 08/25/2023 |  | 11/08/2023
AAON, Inc. | Aaon | RN-009-8-*-CB**-000:******** |  | Voluntarily Certified | ACAirCoolAllPhase&gt;=65k&lt;1 | False | False |  |  |  |  | 13.3 |  | 15 | 14.8 | [6 empty] | 105000 | Electric Resistance Heating Or | 08/25/2023 |  | 11/08/2023
AAON, Inc. | Aaon | RN-009-2-*-BB**-***:******** |  | Voluntarily Certified | ACAirCoolAllPhase&gt;=65k&lt;1 | False | False |  |  |  |  | 13.8 |  | 15.7 | 14.8 | [6 empty] | 106000 | Electric Resistance Heating Or | 08/25/2023 |  | 11/08/2023
AAON, Inc. | Aaon | RN-009-3-*-BB**-***:******** |  | Voluntarily Certified | ACAirCoolAllPhase&gt;=65k&lt;1 | False | False |  |  |  |  | 13.8 |  | 15.7 | 14.8 | [6 empty] | 106000 | Electric Resistance Heating Or | 08/25/2023 |  | 11/08/2023
AAON, Inc. | Aaon | RN-009-4-*-BB**-***:******** |  | Voluntarily Certified | ACAirCoolAllPhase&gt;=65k&lt;1 | False | False |  |  |  |  | 13.8 |  | 15.7 | 14.8 | [6 empty] | 106000 | Electric Resistance Heating Or | 08/25/2023 |  | 11/08/2023
AAON, Inc. | Aaon | RN-009-8-*-BB**-***:******** |  | Voluntarily Certified | ACAirCoolAllPhase&gt;=65k&lt;1 | False | False |  |  |  |  | 13.8 |  | 15.7 | 14.8 | [6 empty] | 106000 | Electric Resistance Heating Or | 08/25/2023 |  | 11/08/2023
AAON, Inc. | Aaon | RN-009-2-*-BB**-000:******** |  | Voluntarily Certified | ACAirCoolAllPhase&gt;=65k&lt;1 | False | False |  |  |  |  | 13.9 |  | 15.7 | 14.8 | [6 empty] | 106000 | Electric Resistance Heating Or | 08/25/2023 |  | 11/08/2023
AAON, Inc. | Aaon | RN-009-3-*-BB**-000:******** |  | Voluntarily Certified | ACAirCoolAllPhase&gt;=65k&lt;1 | False | False |  |  |  |  | 13.9 |  | 15.7 | 14.8 | [6 empty] | 106000 | Electric Resistance Heating Or | 08/25/2023 |  | 11/08/2023
AAON, Inc. | Aaon | RN-009-4-*-BB**-000:******** |  | Voluntarily Certified | ACAirCoolAllPhase&gt;=65k&lt;1 | False | False |  |  |  |  | 13.9 |  | 15.7 | 14.8 | [6 empty] | 106000 | Electric Resistance Heating Or | 08/25/2023 |  | 11/08/2023
AAON, Inc. | Aaon | RN-009-8-*-BB**-000:******** |  | Voluntarily Certified | ACAirCoolAllPhase&gt;=65k&lt;1 | False | False |  |  |  |  | 13.9 |  | 15.7 | 14.8 | [6 empty] | 106000 | Electric Resistance Heating Or | 08/25/2023 |  | 11/08/2023
AAON, Inc. | Aaon | RN-011-2-*-BB**-***:******** |  | Voluntarily Certified | ACAirCoolAllPhase&gt;=65k&lt;1 | False | False |  |  |  |  | 12.7 |  | 15 | 14.8 | [6 empty] | 128000 | Electric Resistance Heating Or | 08/25/2023 |  | 11/08/2023
AAON, Inc. | Aaon | RN-011-3-*-BB**-***:******** |  | Voluntarily Certified | ACAirCoolAllPhase&gt;=65k&lt;1 | False | False |  |  |  |  | 12.7 |  | 15 | 14.8 | [6 empty] | 128000 | Electric Resistance Heating Or | 08/25/2023 |  | 11/08/2023
AAON, Inc. | Aaon | RN-011-4-*-BB**-***:******** |  | Voluntarily Certified | ACAirCoolAllPhase&gt;=65k&lt;1 | False | False |  |  |  |  | 12.7 |  | 15 | 14.8 | [6 empty] | 128000 | Electric Resistance Heating Or | 08/25/2023 |  | 11/08/2023
AAON, Inc. | Aaon | RN-011-8-*-BB**-***:******** |  | Voluntarily Certified | ACAirCoolAllPhase&gt;=65k&lt;1 | False | False |  |  |  |  | 12.7 |  | 15 | 14.8 | [6 empty] | 128000 | Electric Resistance Heating Or | 08/25/2023 |  | 11/08/2023
AAON, Inc. | Aaon | RN-011-2-*-BB**-000:******** |  | Voluntarily Certified | ACAirCoolAllPhase&gt;=65k&lt;1 | False | False |  |  |  |  | 12.8 |  | 15 | 14.8 | [6 empty] | 128000 | Electric Resistance Heating Or | 08/25/2023 |  | 11/08/2023
AAON, Inc. | Aaon | RN-011-3-*-BB**-000:******** |  | Voluntarily Certified | ACAirCoolAllPhase&gt;=65k&lt;1 | False | False |  |  |  |  | 12.8 |  | 15 | 14.8 | [6 empty] | 128000 | Electric Resistance Heating Or | 08/25/2023 |  | 11/08/2023
AAON, Inc. | Aaon | RN-011-4-*-BB**-000:******** |  | Voluntarily Certified | ACAirCoolAllPhase&gt;=65k&lt;1 | False | False |  |  |  |  | 12.8 |  | 15 | 14.8 | [6 empty] | 128000 | Electric Resistance Heating Or | 08/25/2023 |  | 11/08/2023
AAON, Inc. | Aaon | RN-011-8-*-BB**-000:******** |  | Voluntarily Certified | ACAirCoolAllPhase&gt;=65k&lt;1 | False | False |  |  |  |  | 12.8 |  | 15 | 14.8 | [6 empty] | 128000 | Electric Resistance Heating Or | 08/25/2023 |  | 11/08/2023
AAON, Inc. | Aaon | RQ-006-2,8-*-KA**-000: |  | Voluntarily Certified | ACAirCoolAllPhase&gt;=65k&lt;1 | False | False |  |  |  |  | 11.2 |  | 20.1 | 14.8 | [6 empty] | 66000 | Electric Resistance Heating Or | 08/25/2023 |  | 11/08/2023
AAON, Inc. | Aaon | RQ-006-2,8-*-KA**-***: |  | Voluntarily Certified | ACAirCoolAllPhase&gt;=65k&lt;1 | False | False |  |  |  |  | 11.2 |  | 20.1 | 14.8 | [6 empty] | 66000 | Electric Resistance Heating Or | 08/25/2023 |  | 11/08/2023
AAON, Inc. | Aaon | RQ-006-3-*-KA**-000: |  | Voluntarily Certified | ACAirCoolAllPhase&gt;=65k&lt;1 | False | False |  |  |  |  | 11.2 |  | 19.4 | 14.8 | [6 empty] | 66000 | Electric Resistance Heating Or | 08/25/2023 |  | 11/08/2023
AAON, Inc. | Aaon | RQ-006-3-*-KA**-***: |  | Voluntarily Certified | ACAirCoolAllPhase&gt;=65k&lt;1 | False | False |  |  |  |  | 11.2 |  | 19.4 | 14.8 | [6 empty] | 66000 | Electric Resistance Heating Or | 08/25/2023 |  | 11/08/2023
AAON, Inc. | Aaon | RQ-006-2,8-*-KB**-000: |  | Voluntarily Certified | ACAirCoolAllPhase&gt;=65k&lt;1 | False | False |  |  |  |  | 11.3 |  | 19.8 | 14.8 | [6 empty] | 68000 | Electric Resistance Heating Or | 08/25/2023 |  | 11/08/2023
AAON, Inc. | Aaon | RQ-006-2,8-*-KB**-***: |  | Voluntarily Certified | ACAirCoolAllPhase&gt;=65k&lt;1 | False | False |  |  |  |  | 11.3 |  | 19.8 | 14.8 | [6 empty] | 68000 | Electric Resistance Heating Or | 08/25/2023 |  | 11/08/2023
AAON, Inc. | Aaon | RQ-006-3-*-KB**-000: |  | Voluntarily Certified | ACAirCoolAllPhase&gt;=65k&lt;1 | False | False |  |  |  |  | 11.2 |  | 19.2 | 14.8 | [6 empty] | 68000 | Electric Resistance Heating Or | 08/25/2023 |  | 11/08/2023
AAON, Inc. | Aaon | RQ-006-3-*-KB**-***: |  | Voluntarily Certified | ACAirCoolAllPhase&gt;=65k&lt;1 | False | False |  |  |  |  | 11.2 |  | 19.2 | 14.8 | [6 empty] | 68000 | Electric Resistance Heating Or | 08/25/2023 |  | 11/08/2023
AAON, Inc. | Aaon | RN-011-3-H-AABY-C0-21-000-A |  | Voluntarily Certified | ACAirCoolAllPhase&gt;=65k&lt;1 | False | False |  |  |  |  | 12.7 |  | 15 | 14.8 | [6 empty] | 128000 | Electric Resistance Heating Or | 08/25/2023 |  | 11/08/2023
AAON, Inc. | Aaon | RN-011-3-H-AABC-C0-21-000-A |  | Voluntarily Certified | ACAirCoolAllPhase&gt;=65k&lt;1 | False | False |  |  |  |  | 12.8 |  | 15 | 14.8 | [6 empty] | 128000 | Electric Resistance Heating Or | 08/25/2023 |  | 11/08/2023
AAON, Inc. | Aaon | RN-011-3-H-BAAY-V0-21-000-A |  | Voluntarily Certified | ACAirCoolAllPhase&gt;=65k&lt;1 | False | False |  |  |  |  | 12.2 |  | 14.9 | 14.8 | [6 empty] | 121000 | Electric Resistance Heating Or | 08/25/2023 |  | 11/08/2023
AAON, Inc. | Aaon | RN-011-3-H-BAAC-V0-21-000-A |  | Voluntarily Certified | ACAirCoolAllPhase&gt;=65k&lt;1 | False | False |  |  |  |  | 12.3 |  | 14.9 | 14.8 | [6 empty] | 121000 | Electric Resistance Heating Or | 08/25/2023 |  | 11/08/2023
AAON, Inc. | Aaon | RN-011-3-H-BABY-V0-21-000-A |  | Voluntarily Certified | ACAirCoolAllPhase&gt;=65k&lt;1 | False | False |  |  |  |  | 12.7 |  | 15.4 | 14.8 | [6 empty] | 128000 | Electric Resistance Heating Or | 08/25/2023 |  | 11/08/2023
AAON, Inc. | Aaon | RN-011-3-H-BABC-V0-21-000-A |  | Voluntarily Certified | ACAirCoolAllPhase&gt;=65k&lt;1 | False | False |  |  |  |  | 12.8 |  | 15.4 | 14.8 | [6 empty] | 128000 | Electric Resistance Heating Or | 08/25/2023 |  | 11/08/2023
AAON, Inc. | Aaon | RN-009-2,3,4,8-*-GA**-***: |  | Voluntarily Certified | ACAirCoolAllPhase&gt;=65k&lt;1 | False | False |  |  |  |  | 13.5 |  | 20.1 | 14.8 | [6 empty] | 99000 | Electric Resistance Heating Or | 08/25/2023 |  | 11/08/2023
AAON, Inc. | Aaon | RN-009-2,3,4,8-*-GA**-000: |  | Voluntarily Certified | ACAirCoolAllPhase&gt;=65k&lt;1 | False | False |  |  |  |  | 13.4 |  | 20.1 | 14.8 | [6 empty] | 99000 | Electric Resistance Heating Or | 08/25/2023 |  | 11/08/2023
AAON, Inc. | Aaon | RN-011-2,3,4,8-*-GA**-***: |  | Voluntarily Certified | ACAirCoolAllPhase&gt;=65k&lt;1 | False | False |  |  |  |  | 13.2 |  | 18.8 | 14.8 | [6 empty] | 118000 | Electric Resistance Heating Or | 08/25/2023 |  | 11/08/2023
AAON, Inc. | Aaon | RN-011-2,3,4,8-*-GA**-000: |  | Voluntarily Certified | ACAirCoolAllPhase&gt;=65k&lt;1 | False | False |  |  |  |  | 13.1 |  | 18.8 | 14.8 | [6 empty] | 118000 | Electric Resistance Heating Or | 08/25/2023 |  | 11/08/2023
AAON, Inc. | Aaon | RN-009-2,3,4,8-*-GB**-***: |  | Voluntarily Certified | ACAirCoolAllPhase&gt;=65k&lt;1 | False | False |  |  |  |  | 14.1 |  | 20.4 | 14.8 | [6 empty] | 96000 | Electric Resistance Heating Or | 08/25/2023 |  | 11/08/2023
AAON, Inc. | Aaon | RN-009-2,3,4,8-*-GB**-000: |  | Voluntarily Certified | ACAirCoolAllPhase&gt;=65k&lt;1 | False | False |  |  |  |  | 14.2 |  | 20.4 | 14.8 | [6 empty] | 96000 | Electric Resistance Heating Or | 08/25/2023 |  | 11/08/2023
AAON, Inc. | Aaon | RN-009-2,3,4,8-*-HA**-***: |  | Voluntarily Certified | ACAirCoolAllPhase&gt;=65k&lt;1 | False | False |  |  |  |  | 13.6 |  | 16.9 | 14.8 | [6 empty] | 96000 | Electric Resistance Heating Or | 08/25/2023 |  | 11/08/2023
AAON, Inc. | Aaon | RN-009-2,3,4,8-*-HA**-000: |  | Voluntarily Certified | ACAirCoolAllPhase&gt;=65k&lt;1 | False | False |  |  |  |  | 13.7 |  | 16.9 | 14.8 | [6 empty] | 96000 | Electric Resistance Heating Or | 08/25/2023 |  | 11/08/2023
AAON, Inc. | Aaon | RN-009-2,3,4,8-*-HB**-***: |  | Voluntarily Certified | ACAirCoolAllPhase&gt;=65k&lt;1 | False | False |  |  |  |  | 14.8 |  | 19.1 | 14.8 | [6 empty] | 102000 | Electric Resistance Heating Or | 08/25/2023 |  | 11/08/2023
AAON, Inc. | Aaon | RN-009-2,3,4,8-*-HB**-000: |  | Voluntarily Certified | ACAirCoolAllPhase&gt;=65k&lt;1 | False | False |  |  |  |  | 14.9 |  | 19.1 | 14.8 | [6 empty] | 102000 | Electric Resistance Heating Or | 08/25/2023 |  | 11/08/2023
AAON, Inc. | Aaon | RN-011-2,3,4,8-*-GB**-***: |  | Voluntarily Certified | ACAirCoolAllPhase&gt;=65k&lt;1 | False | False |  |  |  |  | 13.8 |  | 20.3 | 14.8 | [6 empty] | 120000 | Electric Resistance Heating Or | 08/25/2023 |  | 11/08/2023
AAON, Inc. | Aaon | RN-011-2,3,4,8-*-GB**-000: |  | Voluntarily Certified | ACAirCoolAllPhase&gt;=65k&lt;1 | False | False |  |  |  |  | 13.9 |  | 20.3 | 14.8 | [6 empty] | 120000 | Electric Resistance Heating Or | 08/25/2023 |  | 11/08/2023
AAON, Inc. | Aaon | RN-011-2,3,4,8-*-HA**-***: |  | Voluntarily Certified | ACAirCoolAllPhase&gt;=65k&lt;1 | False | False |  |  |  |  | 13.1 |  | 16.1 | 14.8 | [6 empty] | 117000 | Electric Resistance Heating Or | 08/25/2023 |  | 11/08/2023
AAON, Inc. | Aaon | RN-011-2,3,4,8-*-HA**-000: |  | Voluntarily Certified | ACAirCoolAllPhase&gt;=65k&lt;1 | False | False |  |  |  |  | 13.2 |  | 16.1 | 14.8 | [6 empty] | 117000 | Electric Resistance Heating Or | 08/25/2023 |  | 11/08/2023
AAON, Inc. | Aaon | RN-011-2,3,4,8-*-HB**-***: |  | Voluntarily Certified | ACAirCoolAllPhase&gt;=65k&lt;1 | False | False |  |  |  |  | 14.3 |  | 19.1 | 14.8 | [6 empty] | 126000 | Electric Resistance Heating Or | 08/25/2023 |  | 11/08/2023
AAON, Inc. | Aaon | RN-011-2,3,4,8-*-HB**-000: |  | Voluntarily Certified | ACAirCoolAllPhase&gt;=65k&lt;1 | False | False |  |  |  |  | 14.4 |  | 19.1 | 14.8 | [6 empty] | 126000 | Electric Resistance Heating Or | 08/25/2023 |  | 11/08/2023
AAON, Inc. | Aaon | RN-008-2,3,4,8-*-KB**-***: |  | Voluntarily Certified | ACAirCoolAllPhase&gt;=65k&lt;1 | False | False |  |  |  |  | 11.6 |  | 22.5 | 14.8 | [6 empty] | 90000 | Electric Resistance Heating Or | 08/25/2023 |  | 11/08/2023
AAON, Inc. | Aaon | RN-008-2,3,4,8-*-KB**-000: |  | Voluntarily Certified | ACAirCoolAllPhase&gt;=65k&lt;1 | False | False |  |  |  |  | 11.7 |  | 22.5 | 14.8 | [6 empty] | 90000 | Electric Resistance Heating Or | 08/25/2023 |  | 11/08/2023
AAON, Inc. | Aaon | RN-010-2,3,4,8-*-KB**-***: |  | Voluntarily Certified | ACAirCoolAllPhase&gt;=65k&lt;1 | False | False |  |  |  |  | 11.1 |  | 21.5 | 14.8 | [6 empty] | 117000 | Electric Resistance Heating Or | 08/25/2023 |  | 11/08/2023
AAON, Inc. | Aaon | RN-010-2,3,4,8-*-KB**-000: |  | Voluntarily Certified | ACAirCoolAllPhase&gt;=65k&lt;1 | False | False |  |  |  |  | 11.2 |  | 21.5 | 14.8 | [6 empty] | 117000 | Electric Resistance Heating Or | 08/25/2023 |  | 11/08/2023
AAON, Inc. | Aaon | RN-011-2,3,4,8-*-KB**-***: |  | Voluntarily Certified | ACAirCoolAllPhase&gt;=65k&lt;1 | False | False |  |  |  |  | 11.4 |  | 18.2 | 14.8 | [6 empty] | 122000 | Electric Resistance Heating Or | 08/25/2023 |  | 11/08/2023
AAON, Inc. | Aaon | RN-011-2,3,4,8-*-KB**-000: |  | Voluntarily Certified | ACAirCoolAllPhase&gt;=65k&lt;1 | False | False |  |  |  |  | 11.5 |  | 18.2 | 14.8 | [6 empty] | 122000 | Electric Resistance Heating Or | 08/25/2023 |  | 11/08/2023
AAON, Inc. | Aaon | RN-007-*-*-GA**-***: |  | Voluntarily Certified | ACAirCoolAllPhase&gt;=65k&lt;1 | False | False |  |  |  |  | 12.2 |  | 17.9 | 14.8 | [6 empty] | 76000 | Electric Resistance Heating Or | 08/25/2023 |  | 11/08/2023
AAON, Inc. | Aaon | RN-007-*-*-GA**-000: |  | Voluntarily Certified | ACAirCoolAllPhase&gt;=65k&lt;1 | False | False |  |  |  |  | 12.3 |  | 17.9 | 14.8 | [6 empty] | 76000 | Electric Resistance Heating Or | 08/25/2023 |  | 11/08/2023
AAON, Inc. | Aaon | RN-007-*-*-GB**-***: |  | Voluntarily Certified | ACAirCoolAllPhase&gt;=65k&lt;1 | False | False |  |  |  |  | 13 |  | 19.1 | 14.8 | [6 empty] | 82000 | Electric Resistance Heating Or | 08/25/2023 |  | 11/08/2023
AAON, Inc. | Aaon | RN-007-*-*-GB**-000: |  | Voluntarily Certified | ACAirCoolAllPhase&gt;=65k&lt;1 | False | False |  |  |  |  | 13.1 |  | 19.1 | 14.8 | [6 empty] | 82000 | Electric Resistance Heating Or | 08/25/2023 |  | 11/08/2023
AAON, Inc. | Aaon | RN-008-*-*-GA**-***: |  | Voluntarily Certified | ACAirCoolAllPhase&gt;=65k&lt;1 | False | False |  |  |  |  | 11.4 |  | 16.5 | 14.8 | [6 empty] | 86000 | Electric Resistance Heating Or | 08/25/2023 |  | 11/08/2023
AAON, Inc. | Aaon | RN-008-*-*-GA**-000: |  | Voluntarily Certified | ACAirCoolAllPhase&gt;=65k&lt;1 | False | False |  |  |  |  | 11.5 |  | 16.5 | 14.8 | [6 empty] | 86000 | Electric Resistance Heating Or | 08/25/2023 |  | 11/08/2023
AAON, Inc. | Aaon | RN-008-*-*-GB**-***: |  | Voluntarily Certified | ACAirCoolAllPhase&gt;=65k&lt;1 | False | False |  |  |  |  | 12.7 |  | 18 | 14.8 | [6 empty] | 95000 | Electric Resistance Heating Or | 08/25/2023 |  | 11/08/2023
AAON, Inc. | Aaon | RN-008-*-*-GB**-000: |  | Voluntarily Certified | ACAirCoolAllPhase&gt;=65k&lt;1 | False | False |  |  |  |  | 12.8 |  | 18 | 14.8 | [6 empty] | 95000 | Electric Resistance Heating Or | 08/25/2023 |  | 11/08/2023
AAON, Inc. | Aaon | RN-010-*-*-GA**-***: |  | Voluntarily Certified | ACAirCoolAllPhase&gt;=65k&lt;1 | False | False |  |  |  |  | 11.4 |  | 15.3 | 14.8 | [6 empty] | 111000 | Electric Resistance Heating Or | 08/25/2023 |  | 11/08/2023
AAON, Inc. | Aaon | RN-010-*-*-GA**-000: |  | Voluntarily Certified | ACAirCoolAllPhase&gt;=65k&lt;1 | False | False |  |  |  |  | 11.5 |  | 15.3 | 14.8 | [6 empty] | 111000 | Electric Resistance Heating Or | 08/25/2023 |  | 11/08/2023
AAON, Inc. | Aaon | RN-010-*-*-GB**-***: |  | Voluntarily Certified | ACAirCoolAllPhase&gt;=65k&lt;1 | False | False |  |  |  |  | 11.7 |  | 16 | 14.8 | [6 empty] | 117000 | Electric Resistance Heating Or | 08/25/2023 |  | 11/08/2023
AAON, Inc. | Aaon | RN-010-*-*-GB**-000: |  | Voluntarily Certified | ACAirCoolAllPhase&gt;=65k&lt;1 | False | False |  |  |  |  | 11.8 |  | 16 | 14.8 | [6 empty] | 117000 | Electric Resistance Heating Or | 08/25/2023 |  | 11/08/2023
AAON, Inc. | Aaon | RN-007-2,3,4,8-*-KB**-***: |  | Voluntarily Certified | ACAirCoolAllPhase&gt;=65k&lt;1 | False | False |  |  |  |  | 11.2 |  | 22 | 14.8 | [6 empty] | 80000 | Electric Resistance Heating Or | 08/25/2023 |  | 11/08/2023
AAON, Inc. | Aaon | RN-007-2,3,4,8-*-KB**-000: |  | Voluntarily Certified | ACAirCoolAllPhase&gt;=65k&lt;1 | False | False |  |  |  |  | 11.3 |  | 22 | 14.8 | [6 empty] | 80000 | Electric Resistance Heating Or | 08/25/2023 |  | 11/08/2023
AAON, Inc. | Aaon | RN-009-2,3,4,8-*-KB**-***: |  | Voluntarily Certified | ACAirCoolAllPhase&gt;=65k&lt;1 | False | False |  |  |  |  | 12.2 |  | 20.9 | 14.8 | [6 empty] | 100000 | Electric Resistance Heating Or | 08/25/2023 |  | 11/08/2023
AAON, Inc. | Aaon | RN-009-2,3,4,8-*-KB**-000: |  | Voluntarily Certified | ACAirCoolAllPhase&gt;=65k&lt;1 | False | False |  |  |  |  | 12.3 |  | 20.9 | 14.8 | [6 empty] | 100000 | Electric Resistance Heating Or | 08/25/2023 |  | 11/08/2023
AAON, Inc. | Aaon | RN-006-*-*-EB**-***: |  | Voluntarily Certified | ACAirCoolAllPhase&gt;=65k&lt;1 | False | False |  |  |  |  | 13.1 |  | 14.9 | 14.8 | [6 empty] | 68000 | Electric Resistance Heating Or | 08/25/2023 |  | 11/08/2023
AAON, Inc. | Aaon | RN-006-*-*-EB**-000: |  | Voluntarily Certified | ACAirCoolAllPhase&gt;=65k&lt;1 | False | False |  |  |  |  | 13.2 |  | 14.9 | 14.8 | [6 empty] | 68000 | Electric Resistance Heating Or | 08/25/2023 |  | 11/08/2023
AAON, Inc. | Aaon | RN-008-*-*-EA**-***: |  | Voluntarily Certified | ACAirCoolAllPhase&gt;=65k&lt;1 | False | False |  |  |  |  | 12.5 |  | 15.1 | 14.8 | [6 empty] | 91000 | Electric Resistance Heating Or | 08/25/2023 |  | 11/08/2023
AAON, Inc. | Aaon | RN-008-*-*-EA**-000: |  | Voluntarily Certified | ACAirCoolAllPhase&gt;=65k&lt;1 | False | False |  |  |  |  | 12.6 |  | 15.1 | 14.8 | [6 empty] | 91000 | Electric Resistance Heating Or | 08/25/2023 |  | 11/08/2023
AAON, Inc. | Aaon | RN-008-*-*-EB**-***: |  | Voluntarily Certified | ACAirCoolAllPhase&gt;=65k&lt;1 | False | False |  |  |  |  | 12.7 |  | 15.3 | 14.8 | [6 empty] | 96000 | Electric Resistance Heating Or | 08/25/2023 |  | 11/08/2023
AAON, Inc. | Aaon | RN-008-*-*-EB**-000: |  | Voluntarily Certified | ACAirCoolAllPhase&gt;=65k&lt;1 | False | False |  |  |  |  | 12.8 |  | 15.3 | 14.8 | [6 empty] | 96000 | Electric Resistance Heating Or | 08/25/2023 |  | 11/08/2023
AAON, Inc. | Aaon | RN-010-*-*-EA**-***: |  | Voluntarily Certified | ACAirCoolAllPhase&gt;=65k&lt;1 | False | False |  |  |  |  | 11.9 |  | 15 | 14.8 | [6 empty] | 115000 | Electric Resistance Heating Or | 08/25/2023 |  | 11/08/2023
AAON, Inc. | Aaon | RN-010-*-*-EA**-000: |  | Voluntarily Certified | ACAirCoolAllPhase&gt;=65k&lt;1 | False | False |  |  |  |  | 12 |  | 15 | 14.8 | [6 empty] | 115000 | Electric Resistance Heating Or | 08/25/2023 |  | 11/08/2023
AAON, Inc. | Aaon | RN-010-*-*-EB**-***: |  | Voluntarily Certified | ACAirCoolAllPhase&gt;=65k&lt;1 | False | False |  |  |  |  | 12.1 |  | 15.2 | 14.8 | [6 empty] | 117000 | Electric Resistance Heating Or | 08/25/2023 |  | 11/08/2023
AAON, Inc. | Aaon | RN-010-*-*-EB**-000: |  | Voluntarily Certified | ACAirCoolAllPhase&gt;=65k&lt;1 | False | False |  |  |  |  | 12.2 |  | 15.2 | 14.8 | [6 empty] | 117000 | Electric Resistance Heating Or | 08/25/2023 |  | 11/08/2023
AAON, Inc. | Aaon | RN-006-*-*-GA**-***: |  | Voluntarily Certified | ACAirCoolAllPhase&gt;=65k&lt;1 | False | False |  |  |  |  | 12.9 |  | 16.4 | 14.8 | [6 empty] | 68000 | Electric Resistance Heating Or | 08/25/2023 |  | 11/08/2023
AAON, Inc. | Aaon | RN-006-*-*-GA**-000: |  | Voluntarily Certified | ACAirCoolAllPhase&gt;=65k&lt;1 | False | False |  |  |  |  | 13 |  | 16.4 | 14.8 | [6 empty] | 68000 | Electric Resistance Heating Or | 08/25/2023 |  | 11/08/2023
AAON, Inc. | Aaon | RN-006-*-*-GB**-***: |  | Voluntarily Certified | ACAirCoolAllPhase&gt;=65k&lt;1 | False | False |  |  |  |  | 13.1 |  | 16.6 | 14.8 | [6 empty] | 70000 | Electric Resistance Heating Or | 08/25/2023 |  | 11/08/2023
AAON, Inc. | Aaon | RN-006-*-*-GB**-000: |  | Voluntarily Certified | ACAirCoolAllPhase&gt;=65k&lt;1 | False | False |  |  |  |  | 13.2 |  | 16.6 | 14.8 | [6 empty] | 70000 | Electric Resistance Heating Or | 08/25/2023 |  | 11/08/2023
AAON, Inc. | Aaon | RN-006-*-*-EA**-***: |  | Voluntarily Certified | ACAirCoolAllPhase&gt;=65k&lt;1 | False | False |  |  |  |  | 12.9 |  | 14.8 | 14.8 | [6 empty] | 65000 | Electric Resistance Heating Or | 08/25/2023 |  | 11/08/2023
AAON, Inc. | Aaon | RN-006-*-*-EA**-000: |  | Voluntarily Certified | ACAirCoolAllPhase&gt;=65k&lt;1 | False | False |  |  |  |  | 13 |  | 14.8 | 14.8 | [6 empty] | 65000 | Electric Resistance Heating Or | 08/25/2023 |  | 11/08/2023
AAON, Inc. | Aaon | RN-011-3-H-BAAY-S0-21-000-A |  | Voluntarily Certified | ACAirCoolAllPhase&gt;=65k&lt;1 | False | False |  |  |  |  | 13.2 |  | 18.8 | 14.8 | [6 empty] | 118000 | Electric Resistance Heating Or | 08/25/2023 |  | 11/08/2023
AAON, Inc. | Aaon | RN-011-3-H-BAAC-S0-21-000-A |  | Voluntarily Certified | ACAirCoolAllPhase&gt;=65k&lt;1 | False | False |  |  |  |  | 13.1 |  | 18.8 | 14.8 | [6 empty] | 118000 | Electric Resistance Heating Or | 08/25/2023 |  | 11/08/2023
AAON, Inc. | Aaon | RN-011-3-H-BABY-S0-21-000-A |  | Voluntarily Certified | ACAirCoolAllPhase&gt;=65k&lt;1 | False | False |  |  |  |  | 13.8 |  | 20.3 | 14.8 | [6 empty] | 120000 | Electric Resistance Heating Or | 08/25/2023 |  | 11/08/2023
AAON, Inc. | Aaon | RN-011-3-H-BABC-S0-21-000-A |  | Voluntarily Certified | ACAirCoolAllPhase&gt;=65k&lt;1 | False | False |  |  |  |  | 13.9 |  | 20.3 | 14.8 | [6 empty] | 120000 | Electric Resistance Heating Or | 08/25/2023 |  | 11/08/2023
AAON, Inc. | Aaon | RN-011-3-H-DAAY-V0-21-000-A |  | Voluntarily Certified | ACAirCoolAllPhase&gt;=65k&lt;1 | False | False |  |  |  |  | 13.1 |  | 16.1 | 14.8 | [6 empty] | 117000 | Electric Resistance Heating Or | 08/25/2023 |  | 11/08/2023
AAON, Inc. | Aaon | RN-011-3-H-DAAC-V0-21-000-A |  | Voluntarily Certified | ACAirCoolAllPhase&gt;=65k&lt;1 | False | False |  |  |  |  | 13.2 |  | 16.1 | 14.8 | [6 empty] | 117000 | Electric Resistance Heating Or | 08/25/2023 |  | 11/08/2023
AAON, Inc. | Aaon | RN-011-3-H-DABY-V0-21-000-A |  | Voluntarily Certified | ACAirCoolAllPhase&gt;=65k&lt;1 | False | False |  |  |  |  | 14.3 |  | 19.1 | 14.8 | [6 empty] | 126000 | Electric Resistance Heating Or | 08/25/2023 |  | 11/08/2023
AAON, Inc. | Aaon | RN-011-3-H-DABC-V0-21-000-A |  | Voluntarily Certified | ACAirCoolAllPhase&gt;=65k&lt;1 | False | False |  |  |  |  | 14.4 |  | 19.1 | 14.8 | [6 empty] | 126000 | Electric Resistance Heating Or | 08/25/2023 |  | 11/08/2023
AAON, Inc. | Aaon | RN-011-3-H-CABY-V0-21-000-A |  | Voluntarily Certified | ACAirCoolAllPhase&gt;=65k&lt;1 | False | False |  |  |  |  | 11.4 |  | 18.2 | 14.8 | [6 empty] | 122000 | Electric Resistance Heating Or | 08/25/2023 |  | 11/08/2023
AAON, Inc. | Aaon | RN-011-3-H-CABC-V0-21-000-A |  | Voluntarily Certified | ACAirCoolAllPhase&gt;=65k&lt;1 | False | False |  |  |  |  | 11.5 |  | 18.2 | 14.8 | [6 empty] | 122000 | Electric Resistance Heating Or | 08/25/2023 |  | 11/08/2023
AAON, Inc. | Aaon | RN-016-2-*-EB**-***:*******D |  | Voluntarily Certified | ACAirCoolAllPhase&gt;=135k&lt; | False | False |  |  |  |  | 12.3 |  | 14.2 | 14.2 | [6 empty] | 194000 | Electric Resistance Heating Or | 08/25/2023 |  | 11/08/2023
AAON, Inc. | Aaon | RN-016-2-*-EB**-000:*******D |  | Voluntarily Certified | ACAirCoolAllPhase&gt;=135k&lt; | False | False |  |  |  |  | 12.4 |  | 14.2 | 14.2 | [6 empty] | 194000 | Electric Resistance Heating Or | 08/25/2023 |  | 11/08/2023
AAON, Inc. | Aaon | RN-016-3-*-EB**-***:*******D |  | Voluntarily Certified | ACAirCoolAllPhase&gt;=135k&lt; | False | False |  |  |  |  | 12.3 |  | 14.2 | 14.2 | [6 empty] | 194000 | Electric Resistance Heating Or | 08/25/2023 |  | 11/08/2023
AAON, Inc. | Aaon | RN-016-3-*-EB**-000:*******D |  | Voluntarily Certified | ACAirCoolAllPhase&gt;=135k&lt; | False | False |  |  |  |  | 12.4 |  | 14.2 | 14.2 | [6 empty] | 194000 | Electric Resistance Heating Or | 08/25/2023 |  | 11/08/2023
AAON, Inc. | Aaon | RN-016-4-*-EB**-***:*******D |  | Voluntarily Certified | ACAirCoolAllPhase&gt;=135k&lt; | False | False |  |  |  |  | 12.3 |  | 14.2 | 14.2 | [6 empty] | 194000 | Electric Resistance Heating Or | 08/25/2023 |  | 11/08/2023
AAON, Inc. | Aaon | RN-016-4-*-EB**-000:*******D |  | Voluntarily Certified | ACAirCoolAllPhase&gt;=135k&lt; | False | False |  |  |  |  | 12.4 |  | 14.2 | 14.2 | [6 empty] | 194000 | Electric Resistance Heating Or | 08/25/2023 |  | 11/08/2023
AAON, Inc. | Aaon | RN-016-8-*-EB**-***:*******D |  | Voluntarily Certified | ACAirCoolAllPhase&gt;=135k&lt; | False | False |  |  |  |  | 12.2 |  | 14.2 | 14.2 | [6 empty] | 194000 | Electric Resistance Heating Or | 08/25/2023 |  | 11/08/2023
AAON, Inc. | Aaon | RN-016-8-*-EB**-000:*******D |  | Voluntarily Certified | ACAirCoolAllPhase&gt;=135k&lt; | False | False |  |  |  |  | 12.3 |  | 14.2 | 14.2 | [6 empty] | 194000 | Electric Resistance Heating Or | 08/25/2023 |  | 11/08/2023
AAON, Inc. | Aaon | RN-020-2-*-EA**-***:*******D |  | Voluntarily Certified | ACAirCoolAllPhase&gt;=135k&lt; | False | False |  |  |  |  | 12 |  | 14.4 | 14.2 | [6 empty] | 230000 | Electric Resistance Heating Or | 08/25/2023 |  | 11/08/2023
AAON, Inc. | Aaon | RN-020-2-*-EA**-000:*******D |  | Voluntarily Certified | ACAirCoolAllPhase&gt;=135k&lt; | False | False |  |  |  |  | 12.1 |  | 14.4 | 14.2 | [6 empty] | 230000 | Electric Resistance Heating Or | 08/25/2023 |  | 11/08/2023
AAON, Inc. | Aaon | RN-020-2-*-EB**-***:*******D |  | Voluntarily Certified | ACAirCoolAllPhase&gt;=135k&lt; | False | False |  |  |  |  | 12.3 |  | 14.8 | 14.2 | [6 empty] | 238000 | Electric Resistance Heating Or | 08/25/2023 |  | 11/08/2023
AAON, Inc. | Aaon | RN-020-2-*-EB**-000:*******D |  | Voluntarily Certified | ACAirCoolAllPhase&gt;=135k&lt; | False | False |  |  |  |  | 12.4 |  | 14.8 | 14.2 | [6 empty] | 238000 | Electric Resistance Heating Or | 08/25/2023 |  | 11/08/2023
AAON, Inc. | Aaon | RN-020-3-*-EA**-***:*******D |  | Voluntarily Certified | ACAirCoolAllPhase&gt;=135k&lt; | False | False |  |  |  |  | 12 |  | 14.4 | 14.2 | [6 empty] | 230000 | Electric Resistance Heating Or | 08/25/2023 |  | 11/08/2023
AAON, Inc. | Aaon | RN-020-3-*-EA**-000:*******D |  | Voluntarily Certified | ACAirCoolAllPhase&gt;=135k&lt; | False | False |  |  |  |  | 12.1 |  | 14.4 | 14.2 | [6 empty] | 230000 | Electric Resistance Heating Or | 08/25/2023 |  | 11/08/2023
AAON, Inc. | Aaon | RN-020-3-*-EB**-***:*******D |  | Voluntarily Certified | ACAirCoolAllPhase&gt;=135k&lt; | False | False |  |  |  |  | 12.3 |  | 14.8 | 14.2 | [6 empty] | 238000 | Electric Resistance Heating Or | 08/25/2023 |  | 11/08/2023
AAON, Inc. | Aaon | RN-020-3-*-EB**-000:*******D |  | Voluntarily Certified | ACAirCoolAllPhase&gt;=135k&lt; | False | False |  |  |  |  | 12.4 |  | 14.8 | 14.2 | [6 empty] | 238000 | Electric Resistance Heating Or | 08/25/2023 |  | 11/08/2023
AAON, Inc. | Aaon | RN-020-4-*-EA**-***:*******D |  | Voluntarily Certified | ACAirCoolAllPhase&gt;=135k&lt; | False | False |  |  |  |  | 12 |  | 14.4 | 14.2 | [6 empty] | 230000 | Electric Resistance Heating Or | 08/25/2023 |  | 11/08/2023
AAON, Inc. | Aaon | RN-020-4-*-EA**-000:*******D |  | Voluntarily Certified | ACAirCoolAllPhase&gt;=135k&lt; | False | False |  |  |  |  | 12.1 |  | 14.4 | 14.2 | [6 empty] | 230000 | Electric Resistance Heating Or | 08/25/2023 |  | 11/08/2023
AAON, Inc. | Aaon | RN-020-4-*-EB**-***:*******D |  | Voluntarily Certified | ACAirCoolAllPhase&gt;=135k&lt; | False | False |  |  |  |  | 12.3 |  | 14.8 | 14.2 | [6 empty] | 238000 | Electric Resistance Heating Or | 08/25/2023 |  | 11/08/2023
AAON, Inc. | Aaon | RN-020-4-*-EB**-000:*******D |  | Voluntarily Certified | ACAirCoolAllPhase&gt;=135k&lt; | False | False |  |  |  |  | 12.4 |  | 14.8 | 14.2 | [6 empty] | 238000 | Electric Resistance Heating Or | 08/25/2023 |  | 11/08/2023
AAON, Inc. | Aaon | RN-020-8-*-EA**-***:*******D |  | Voluntarily Certified | ACAirCoolAllPhase&gt;=135k&lt; | False | False |  |  |  |  | 12 |  | 14.4 | 14.2 | [6 empty] | 230000 | Electric Resistance Heating Or | 08/25/2023 |  | 11/08/2023
AAON, Inc. | Aaon | RN-020-8-*-EA**-000:*******D |  | Voluntarily Certified | ACAirCoolAllPhase&gt;=135k&lt; | False | False |  |  |  |  | 12.1 |  | 14.4 | 14.2 | [6 empty] | 230000 | Electric Resistance Heating Or | 08/25/2023 |  | 11/08/2023
AAON, Inc. | Aaon | RN-020-8-*-EB**-***:*******D |  | Voluntarily Certified | ACAirCoolAllPhase&gt;=135k&lt; | False | False |  |  |  |  | 12.2 |  | 14.8 | 14.2 | [6 empty] | 238000 | Electric Resistance Heating Or | 08/25/2023 |  | 11/08/2023
AAON, Inc. | Aaon | RN-020-8-*-EB**-000:*******D |  | Voluntarily Certified | ACAirCoolAllPhase&gt;=135k&lt; | False | False |  |  |  |  | 12.3 |  | 14.8 | 14.2 | [6 empty] | 238000 | Electric Resistance Heating Or | 08/25/2023 |  | 11/08/2023
AAON, Inc. | Aaon | RN-013-2-*-EA**-***:*******D |  | Voluntarily Certified | ACAirCoolAllPhase&gt;=135k&lt; | False | False |  |  |  |  | 12 |  | 14.3 | 14.2 | [6 empty] | 138000 | Electric Resistance Heating Or | 08/25/2023 |  | 11/08/2023
AAON, Inc. | Aaon | RN-013-3-*-EA**-***:*******D |  | Voluntarily Certified | ACAirCoolAllPhase&gt;=135k&lt; | False | False |  |  |  |  | 12 |  | 14.3 | 14.2 | [6 empty] | 144000 | Electric Resistance Heating Or | 08/25/2023 |  | 11/08/2023
AAON, Inc. | Aaon | RN-013-4-*-EA**-***:*******D |  | Voluntarily Certified | ACAirCoolAllPhase&gt;=135k&lt; | False | False |  |  |  |  | 12 |  | 14.3 | 14.2 | [6 empty] | 144000 | Electric Resistance Heating Or | 08/25/2023 |  | 11/08/2023
AAON, Inc. | Aaon | RN-013-8-*-EA**-***:*******D |  | Voluntarily Certified | ACAirCoolAllPhase&gt;=135k&lt; | False | False |  |  |  |  | 12 |  | 14.3 | 14.2 | [6 empty] | 144000 | Electric Resistance Heating Or | 08/25/2023 |  | 11/08/2023
AAON, Inc. | Aaon | RN-013-2-*-EA**-000:*******D |  | Voluntarily Certified | ACAirCoolAllPhase&gt;=135k&lt; | False | False |  |  |  |  | 12.1 |  | 14.3 | 14.2 | [6 empty] | 144000 | Electric Resistance Heating Or | 08/25/2023 |  | 11/08/2023
AAON, Inc. | Aaon | RN-013-3-*-EA**-000:*******D |  | Voluntarily Certified | ACAirCoolAllPhase&gt;=135k&lt; | False | False |  |  |  |  | 12.1 |  | 14.3 | 14.2 | [6 empty] | 144000 | Electric Resistance Heating Or | 08/25/2023 |  | 11/08/2023
AAON, Inc. | Aaon | RN-013-4-*-EA**-000:*******D |  | Voluntarily Certified | ACAirCoolAllPhase&gt;=135k&lt; | False | False |  |  |  |  | 12.1 |  | 14.3 | 14.2 | [6 empty] | 144000 | Electric Resistance Heating Or | 08/25/2023 |  | 11/08/2023
AAON, Inc. | Aaon | RN-013-8-*-EA**-000:*******D |  | Voluntarily Certified | ACAirCoolAllPhase&gt;=135k&lt; | False | False |  |  |  |  | 12.1 |  | 14.3 | 14.2 | [6 empty] | 144000 | Electric Resistance Heating Or | 08/25/2023 |  | 11/08/2023
AAON, Inc. | Aaon | RN-013-2-*-EB**-***:*******D |  | Voluntarily Certified | ACAirCoolAllPhase&gt;=135k&lt; | False | False |  |  |  |  | 12.1 |  | 14.4 | 14.2 | [6 empty] | 146000 | Electric Resistance Heating Or | 08/25/2023 |  | 11/08/2023
AAON, Inc. | Aaon | RN-013-3-*-EB**-***:*******D |  | Voluntarily Certified | ACAirCoolAllPhase&gt;=135k&lt; | False | False |  |  |  |  | 12.1 |  | 14.4 | 14.2 | [6 empty] | 146000 | Electric Resistance Heating Or | 08/25/2023 |  | 11/08/2023
AAON, Inc. | Aaon | RN-013-4-*-EB**-***:*******D |  | Voluntarily Certified | ACAirCoolAllPhase&gt;=135k&lt; | False | False |  |  |  |  | 12.1 |  | 14.4 | 14.2 | [6 empty] | 146000 | Electric Resistance Heating Or | 08/25/2023 |  | 11/08/2023
AAON, Inc. | Aaon | RN-013-8-*-EB**-***:*******D |  | Voluntarily Certified | ACAirCoolAllPhase&gt;=135k&lt; | False | False |  |  |  |  | 12.1 |  | 14.4 | 14.2 | [6 empty] | 146000 | Electric Resistance Heating Or | 08/25/2023 |  | 11/08/2023
AAON, Inc. | Aaon | RN-013-2-*-EB**-000:*******D |  | Voluntarily Certified | ACAirCoolAllPhase&gt;=135k&lt; | False | False |  |  |  |  | 12.2 |  | 14.4 | 14.2 | [6 empty] | 146000 | Electric Resistance Heating Or | 08/25/2023 |  | 11/08/2023
AAON, Inc. | Aaon | RN-013-3-*-EB**-000:*******D |  | Voluntarily Certified | ACAirCoolAllPhase&gt;=135k&lt; | False | False |  |  |  |  | 12.2 |  | 14.4 | 14.2 | [6 empty] | 146000 | Electric Resistance Heating Or | 08/25/2023 |  | 11/08/2023
AAON, Inc. | Aaon | RN-013-4-*-EB**-000:*******D |  | Voluntarily Certified | ACAirCoolAllPhase&gt;=135k&lt; | False | False |  |  |  |  | 12.2 |  | 14.4 | 14.2 | [6 empty] | 146000 | Electric Resistance Heating Or | 08/25/2023 |  | 11/08/2023
AAON, Inc. | Aaon | RN-013-8-*-EB**-000:*******D |  | Voluntarily Certified | ACAirCoolAllPhase&gt;=135k&lt; | False | False |  |  |  |  | 12.2 |  | 14.4 | 14.2 | [6 empty] | 146000 | Electric Resistance Heating Or | 08/25/2023 |  | 11/08/2023
AAON, Inc. | Aaon | RN-018-2-*-EB**-***:*******D |  | Voluntarily Certified | ACAirCoolAllPhase&gt;=135k&lt; | False | False |  |  |  |  | 12.4 |  | 14.3 | 14.2 | [6 empty] | 212000 | Electric Resistance Heating Or | 08/25/2023 |  | 11/08/2023
AAON, Inc. | Aaon | RN-018-2-*-EB**-000:*******D |  | Voluntarily Certified | ACAirCoolAllPhase&gt;=135k&lt; | False | False |  |  |  |  | 12.5 |  | 14.3 | 14.2 | [6 empty] | 212000 | Electric Resistance Heating Or | 08/25/2023 |  | 11/08/2023
AAON, Inc. | Aaon | RN-018-3-*-EB**-***:*******D |  | Voluntarily Certified | ACAirCoolAllPhase&gt;=135k&lt; | False | False |  |  |  |  | 12.4 |  | 14.3 | 14.2 | [6 empty] | 212000 | Electric Resistance Heating Or | 08/25/2023 |  | 11/08/2023
AAON, Inc. | Aaon | RN-018-3-*-EB**-000:*******D |  | Voluntarily Certified | ACAirCoolAllPhase&gt;=135k&lt; | False | False |  |  |  |  | 12.5 |  | 14.3 | 14.2 | [6 empty] | 212000 | Electric Resistance Heating Or | 08/25/2023 |  | 11/08/2023
AAON, Inc. | Aaon | RN-018-4-*-EB**-***:*******D |  | Voluntarily Certified | ACAirCoolAllPhase&gt;=135k&lt; | False | False |  |  |  |  | 12.4 |  | 14.3 | 14.2 | [6 empty] | 212000 | Electric Resistance Heating Or | 08/25/2023 |  | 11/08/2023
AAON, Inc. | Aaon | RN-018-4-*-EB**-000:*******D |  | Voluntarily Certified | ACAirCoolAllPhase&gt;=135k&lt; | False | False |  |  |  |  | 12.5 |  | 14.3 | 14.2 | [6 empty] | 212000 | Electric Resistance Heating Or | 08/25/2023 |  | 11/08/2023
AAON, Inc. | Aaon | RN-018-8-*-EB**-***:*******D |  | Voluntarily Certified | ACAirCoolAllPhase&gt;=135k&lt; | False | False |  |  |  |  | 12.3 |  | 14.3 | 14.2 | [6 empty] | 212000 | Electric Resistance Heating Or | 08/25/2023 |  | 11/08/2023
AAON, Inc. | Aaon | RN-018-8-*-EB**-000:*******D |  | Voluntarily Certified | ACAirCoolAllPhase&gt;=135k&lt; | False | False |  |  |  |  | 12.4 |  | 14.3 | 14.2 | [6 empty] | 212000 | Electric Resistance Heating Or | 08/25/2023 |  | 11/08/2023
AAON, Inc. | Aaon | RN-014-2,3,4,8-*-GA**-***: |  | Voluntarily Certified | ACAirCoolAllPhase&gt;=135k&lt; | False | False |  |  |  |  | 13.6 |  | 20.2 | 14.2 | [6 empty] | 150000 | Electric Resistance Heating Or | 08/25/2023 |  | 11/08/2023
AAON, Inc. | Aaon | RN-014-2,3,4,8-*-GA**-000: |  | Voluntarily Certified | ACAirCoolAllPhase&gt;=135k&lt; | False | False |  |  |  |  | 13.7 |  | 20.2 | 14.2 | [6 empty] | 150000 | Electric Resistance Heating Or | 08/25/2023 |  | 11/08/2023
AAON, Inc. | Aaon | RN-013-3-H-BAAY-V0-21-000-A |  | Voluntarily Certified | ACAirCoolAllPhase&gt;=135k&lt; | False | False |  |  |  |  | 12 |  | 14.3 | 14.2 | [6 empty] | 138000 | Electric Resistance Heating Or | 08/25/2023 |  | 11/08/2023
AAON, Inc. | Aaon | RN-013-3-H-BAAC-V0-21-000-A |  | Voluntarily Certified | ACAirCoolAllPhase&gt;=135k&lt; | False | False |  |  |  |  | 12.1 |  | 14.3 | 14.2 | [6 empty] | 144000 | Electric Resistance Heating Or | 08/25/2023 |  | 11/08/2023
AAON, Inc. | Aaon | RN-013-3-H-BABY-V0-21-000-A |  | Voluntarily Certified | ACAirCoolAllPhase&gt;=135k&lt; | False | False |  |  |  |  | 12.1 |  | 14.4 | 14.2 | [6 empty] | 146000 | Electric Resistance Heating Or | 08/25/2023 |  | 11/08/2023
AAON, Inc. | Aaon | RN-013-3-H-BABC-V0-21-000-A |  | Voluntarily Certified | ACAirCoolAllPhase&gt;=135k&lt; | False | False |  |  |  |  | 12.2 |  | 14.4 | 14.2 | [6 empty] | 146000 | Electric Resistance Heating Or | 08/25/2023 |  | 11/08/2023
AAON, Inc. | Aaon | RN-016-3-H-BABY-V0-21-000-A |  | Voluntarily Certified | ACAirCoolAllPhase&gt;=135k&lt; | False | False |  |  |  |  | 12.3 |  | 14.2 | 14.2 | [6 empty] | 194000 | Electric Resistance Heating Or | 08/25/2023 |  | 11/08/2023
AAON, Inc. | Aaon | RN-016-3-H-BABC-V0-21-000-A |  | Voluntarily Certified | ACAirCoolAllPhase&gt;=135k&lt; | False | False |  |  |  |  | 12.4 |  | 14.2 | 14.2 | [6 empty] | 194000 | Electric Resistance Heating Or | 08/25/2023 |  | 11/08/2023
AAON, Inc. | Aaon | RN-018-3-H-BABY-V0-21-000-A |  | Voluntarily Certified | ACAirCoolAllPhase&gt;=135k&lt; | False | False |  |  |  |  | 12.4 |  | 14.3 | 14.2 | [6 empty] | 212000 | Electric Resistance Heating Or | 08/25/2023 |  | 11/08/2023
AAON, Inc. | Aaon | RN-018-3-H-BABC-V0-21-000-A |  | Voluntarily Certified | ACAirCoolAllPhase&gt;=135k&lt; | False | False |  |  |  |  | 12.5 |  | 14.3 | 14.2 | [6 empty] | 212000 | Electric Resistance Heating Or | 08/25/2023 |  | 11/08/2023
AAON, Inc. | Aaon | RN-020-3-H-BAAY-V0-21-000-A |  | Voluntarily Certified | ACAirCoolAllPhase&gt;=135k&lt; | False | False |  |  |  |  | 12 |  | 14.4 | 14.2 | [6 empty] | 230000 | Electric Resistance Heating Or | 08/25/2023 |  | 11/08/2023
AAON, Inc. | Aaon | RN-020-3-H-BAAC-V0-21-000-A |  | Voluntarily Certified | ACAirCoolAllPhase&gt;=135k&lt; | False | False |  |  |  |  | 12.1 |  | 14.4 | 14.2 | [6 empty] | 230000 | Electric Resistance Heating Or | 08/25/2023 |  | 11/08/2023
AAON, Inc. | Aaon | RN-020-3-H-BABY-V0-21-000-A |  | Voluntarily Certified | ACAirCoolAllPhase&gt;=135k&lt; | False | False |  |  |  |  | 12.3 |  | 14.8 | 14.2 | [6 empty] | 238000 | Electric Resistance Heating Or | 08/25/2023 |  | 11/08/2023
AAON, Inc. | Aaon | RN-020-3-H-BABC-V0-21-000-A |  | Voluntarily Certified | ACAirCoolAllPhase&gt;=135k&lt; | False | False |  |  |  |  | 12.4 |  | 14.8 | 14.2 | [6 empty] | 238000 | Electric Resistance Heating Or | 08/25/2023 |  | 11/08/2023
AAON, Inc. | Aaon | RN-013-2,3,4,8-*-GA**-***: |  | Voluntarily Certified | ACAirCoolAllPhase&gt;=135k&lt; | False | False |  |  |  |  | 11.8 |  | 16.2 | 14.2 | [6 empty] | 144000 | Electric Resistance Heating Or | 08/25/2023 |  | 11/08/2023
AAON, Inc. | Aaon | RN-013-2,3,4,8-*-GA**-000: |  | Voluntarily Certified | ACAirCoolAllPhase&gt;=135k&lt; | False | False |  |  |  |  | 11.9 |  | 16.2 | 14.2 | [6 empty] | 144000 | Electric Resistance Heating Or | 08/25/2023 |  | 11/08/2023
AAON, Inc. | Aaon | RN-013-2,3,4,8-*-GB**-***: |  | Voluntarily Certified | ACAirCoolAllPhase&gt;=135k&lt; | False | False |  |  |  |  | 11.9 |  | 17.6 | 14.2 | [6 empty] | 150000 | Electric Resistance Heating Or | 08/25/2023 |  | 11/08/2023
AAON, Inc. | Aaon | RN-013-2,3,4,8-*-GB**-000: |  | Voluntarily Certified | ACAirCoolAllPhase&gt;=135k&lt; | False | False |  |  |  |  | 12 |  | 17.6 | 14.2 | [6 empty] | 150000 | Electric Resistance Heating Or | 08/25/2023 |  | 11/08/2023
AAON, Inc. | Aaon | RN-013-2,3,4,8-*-HA**-***: |  | Voluntarily Certified | ACAirCoolAllPhase&gt;=135k&lt; | False | False |  |  |  |  | 12.2 |  | 15.2 | 14.2 | [6 empty] | 146000 | Electric Resistance Heating Or | 08/25/2023 |  | 11/08/2023
AAON, Inc. | Aaon | RN-013-2,3,4,8-*-HA**-000: |  | Voluntarily Certified | ACAirCoolAllPhase&gt;=135k&lt; | False | False |  |  |  |  | 12.3 |  | 15.2 | 14.2 | [6 empty] | 146000 | Electric Resistance Heating Or | 08/25/2023 |  | 11/08/2023
AAON, Inc. | Aaon | RN-013-2,3,4,8-*-HB**-***: |  | Voluntarily Certified | ACAirCoolAllPhase&gt;=135k&lt; | False | False |  |  |  |  | 12.1 |  | 16.6 | 14.2 | [6 empty] | 148000 | Electric Resistance Heating Or | 08/25/2023 |  | 11/08/2023
AAON, Inc. | Aaon | RN-013-2,3,4,8-*-HB**-000: |  | Voluntarily Certified | ACAirCoolAllPhase&gt;=135k&lt; | False | False |  |  |  |  | 12.2 |  | 16.6 | 14.2 | [6 empty] | 148000 | Electric Resistance Heating Or | 08/25/2023 |  | 11/08/2023
AAON, Inc. | Aaon | RN-015-2,3,4,8-*-GA**-***: |  | Voluntarily Certified | ACAirCoolAllPhase&gt;=135k&lt; | False | False |  |  |  |  | 10.9 |  | 15.5 | 14.2 | [6 empty] | 170000 | Electric Resistance Heating Or | 08/25/2023 |  | 11/08/2023
AAON, Inc. | Aaon | RN-015-2,3,4,8-*-GA**-000: |  | Voluntarily Certified | ACAirCoolAllPhase&gt;=135k&lt; | False | False |  |  |  |  | 11 |  | 15.5 | 14.2 | [6 empty] | 170000 | Electric Resistance Heating Or | 08/25/2023 |  | 11/08/2023
AAON, Inc. | Aaon | RN-015-2,3,4,8-*-HA**-***: |  | Voluntarily Certified | ACAirCoolAllPhase&gt;=135k&lt; | False | False |  |  |  |  | 11 |  | 15.3 | 14.2 | [6 empty] | 166000 | Electric Resistance Heating Or | 08/25/2023 |  | 11/08/2023
AAON, Inc. | Aaon | RN-015-2,3,4,8-*-HA**-000: |  | Voluntarily Certified | ACAirCoolAllPhase&gt;=135k&lt; | False | False |  |  |  |  | 11.1 |  | 15.3 | 14.2 | [6 empty] | 166000 | Electric Resistance Heating Or | 08/25/2023 |  | 11/08/2023
AAON, Inc. | Aaon | RN-015-2,3,4,8-*-HB**-***: |  | Voluntarily Certified | ACAirCoolAllPhase&gt;=135k&lt; | False | False |  |  |  |  | 11.5 |  | 15.8 | 14.2 | [6 empty] | 174000 | Electric Resistance Heating Or | 08/25/2023 |  | 11/08/2023
AAON, Inc. | Aaon | RN-015-2,3,4,8-*-HB**-000: |  | Voluntarily Certified | ACAirCoolAllPhase&gt;=135k&lt; | False | False |  |  |  |  | 11.6 |  | 15.8 | 14.2 | [6 empty] | 174000 | Electric Resistance Heating Or | 08/25/2023 |  | 11/08/2023
AAON, Inc. | Aaon | RN-015-2,3,4,8-*-KB**-***: |  | Voluntarily Certified | ACAirCoolAllPhase&gt;=135k&lt; | False | False |  |  |  |  | 11.2 |  | 20.1 | 14.2 | [6 empty] | 166000 | Electric Resistance Heating Or | 08/25/2023 |  | 11/08/2023
AAON, Inc. | Aaon | RN-015-2,3,4,8-*-KB**-000: |  | Voluntarily Certified | ACAirCoolAllPhase&gt;=135k&lt; | False | False |  |  |  |  | 11.3 |  | 20.1 | 14.2 | [6 empty] | 166000 | Electric Resistance Heating Or | 08/25/2023 |  | 11/08/2023
AAON, Inc. | Aaon | RN-016-2,3,4,8-*-KB**-***: |  | Voluntarily Certified | ACAirCoolAllPhase&gt;=135k&lt; | False | False |  |  |  |  | 11.5 |  | 22.5 | 14.2 | [6 empty] | 188000 | Electric Resistance Heating Or | 08/25/2023 |  | 11/08/2023
AAON, Inc. | Aaon | RN-016-2,3,4,8-*-KB**-000: |  | Voluntarily Certified | ACAirCoolAllPhase&gt;=135k&lt; | False | False |  |  |  |  | 11.6 |  | 22.5 | 14.2 | [6 empty] | 188000 | Electric Resistance Heating Or | 08/25/2023 |  | 11/08/2023
AAON, Inc. | Aaon | RN-020-2,3,4,8-*-KB**-***: |  | Voluntarily Certified | ACAirCoolAllPhase&gt;=135k&lt; | False | False |  |  |  |  | 12.27 |  | 21.5 | 14.2 | [6 empty] | 222000 | Electric Resistance Heating Or | 08/25/2023 |  | 11/08/2023
AAON, Inc. | Aaon | RN-020-2,3,4,8-*-KB**-000: |  | Voluntarily Certified | ACAirCoolAllPhase&gt;=135k&lt; | False | False |  |  |  |  | 12.36 |  | 21.5 | 14.2 | [6 empty] | 222000 | Electric Resistance Heating Or | 08/25/2023 |  | 11/08/2023
AAON, Inc. | Aaon | RN-013-2,3,4,8-*-KB**-***: |  | Voluntarily Certified | ACAirCoolAllPhase&gt;=135k&lt; | False | False |  |  |  |  | 11.5 |  | 20 | 14.2 | [6 empty] | 146000 | Electric Resistance Heating Or | 08/25/2023 |  | 11/08/2023
AAON, Inc. | Aaon | RN-013-2,3,4,8-*-KB**-000: |  | Voluntarily Certified | ACAirCoolAllPhase&gt;=135k&lt; | False | False |  |  |  |  | 11.6 |  | 20 | 14.2 | [6 empty] | 146000 | Electric Resistance Heating Or | 08/25/2023 |  | 11/08/2023
AAON, Inc. | Aaon | RN-015-2,3,4,8-*-GB**-***: |  | Voluntarily Certified | ACAirCoolAllPhase&gt;=135k&lt; | False | False |  |  |  |  | 11.2 |  | 17 | 14.2 | [6 empty] | 176000 | Electric Resistance Heating Or | 08/25/2023 |  | 11/08/2023
AAON, Inc. | Aaon | RN-015-2,3,4,8-*-GB**-000: |  | Voluntarily Certified | ACAirCoolAllPhase&gt;=135k&lt; | False | False |  |  |  |  | 11.3 |  | 17 | 14.2 | [6 empty] | 176000 | Electric Resistance Heating Or | 08/25/2023 |  | 11/08/2023
AAON, Inc. | Aaon | RN-016-2,3,4,8-*-GA**-***: |  | Voluntarily Certified | ACAirCoolAllPhase&gt;=135k&lt; | False | False |  |  |  |  | 11.6 |  | 18.2 | 14.2 | [6 empty] | 176000 | Electric Resistance Heating Or | 08/25/2023 |  | 11/08/2023
AAON, Inc. | Aaon | RN-016-2,3,4,8-*-GA**-000: |  | Voluntarily Certified | ACAirCoolAllPhase&gt;=135k&lt; | False | False |  |  |  |  | 11.7 |  | 18.2 | 14.2 | [6 empty] | 176000 | Electric Resistance Heating Or | 08/25/2023 |  | 11/08/2023
AAON, Inc. | Aaon | RN-016-2,3,4,8-*-GB**-***: |  | Voluntarily Certified | ACAirCoolAllPhase&gt;=135k&lt; | False | False |  |  |  |  | 12.1 |  | 18.9 | 14.2 | [6 empty] | 180000 | Electric Resistance Heating Or | 08/25/2023 |  | 11/08/2023
AAON, Inc. | Aaon | RN-016-2,3,4,8-*-GB**-000: |  | Voluntarily Certified | ACAirCoolAllPhase&gt;=135k&lt; | False | False |  |  |  |  | 12.2 |  | 18.9 | 14.2 | [6 empty] | 180000 | Electric Resistance Heating Or | 08/25/2023 |  | 11/08/2023
AAON, Inc. | Aaon | RN-016-2,3,4,8-*-HA**-***: |  | Voluntarily Certified | ACAirCoolAllPhase&gt;=135k&lt; | False | False |  |  |  |  | 11.4 |  | 15.5 | 14.2 | [6 empty] | 176000 | Electric Resistance Heating Or | 08/25/2023 |  | 11/08/2023
AAON, Inc. | Aaon | RN-016-2,3,4,8-*-HA**-000: |  | Voluntarily Certified | ACAirCoolAllPhase&gt;=135k&lt; | False | False |  |  |  |  | 11.5 |  | 15.5 | 14.2 | [6 empty] | 176000 | Electric Resistance Heating Or | 08/25/2023 |  | 11/08/2023
AAON, Inc. | Aaon | RN-016-2,3,4,8-*-HB**-***: |  | Voluntarily Certified | ACAirCoolAllPhase&gt;=135k&lt; | False | False |  |  |  |  | 12 |  | 16.1 | 14.2 | [6 empty] | 180000 | Electric Resistance Heating Or | 08/25/2023 |  | 11/08/2023
AAON, Inc. | Aaon | RN-016-2,3,4,8-*-HB**-000: |  | Voluntarily Certified | ACAirCoolAllPhase&gt;=135k&lt; | False | False |  |  |  |  | 12.1 |  | 16.1 | 14.2 | [6 empty] | 180000 | Electric Resistance Heating Or | 08/25/2023 |  | 11/08/2023
AAON, Inc. | Aaon | RN-018-2,3,4,8-*-GA**-***: |  | Voluntarily Certified | ACAirCoolAllPhase&gt;=135k&lt; | False | False |  |  |  |  | 12.3 |  | 18.8 | 14.2 | [6 empty] | 206000 | Electric Resistance Heating Or | 08/25/2023 |  | 11/08/2023
AAON, Inc. | Aaon | RN-018-2,3,4,8-*-GA**-000: |  | Voluntarily Certified | ACAirCoolAllPhase&gt;=135k&lt; | False | False |  |  |  |  | 12.4 |  | 18.8 | 14.2 | [6 empty] | 206000 | Electric Resistance Heating Or | 08/25/2023 |  | 11/08/2023
AAON, Inc. | Aaon | RN-018-2,3,4,8-*-GB**-***: |  | Voluntarily Certified | ACAirCoolAllPhase&gt;=135k&lt; | False | False |  |  |  |  | 12.8 |  | 19.2 | 14.2 | [6 empty] | 210000 | Electric Resistance Heating Or | 08/25/2023 |  | 11/08/2023
AAON, Inc. | Aaon | RN-018-2,3,4,8-*-GB**-000: |  | Voluntarily Certified | ACAirCoolAllPhase&gt;=135k&lt; | False | False |  |  |  |  | 12.9 |  | 19.2 | 14.2 | [6 empty] | 210000 | Electric Resistance Heating Or | 08/25/2023 |  | 11/08/2023
AAON, Inc. | Aaon | RN-018-2,3,4,8-*-HA**-***: |  | Voluntarily Certified | ACAirCoolAllPhase&gt;=135k&lt; | False | False |  |  |  |  | 12.1 |  | 16 | 14.2 | [6 empty] | 202000 | Electric Resistance Heating Or | 08/25/2023 |  | 11/08/2023
AAON, Inc. | Aaon | RN-018-2,3,4,8-*-HA**-000: |  | Voluntarily Certified | ACAirCoolAllPhase&gt;=135k&lt; | False | False |  |  |  |  | 12.2 |  | 16 | 14.2 | [6 empty] | 202000 | Electric Resistance Heating Or | 08/25/2023 |  | 11/08/2023
AAON, Inc. | Aaon | RN-018-2,3,4,8-*-HB**-***: |  | Voluntarily Certified | ACAirCoolAllPhase&gt;=135k&lt; | False | False |  |  |  |  | 12.3 |  | 16.3 | 14.2 | [6 empty] | 208000 | Electric Resistance Heating Or | 08/25/2023 |  | 11/08/2023
AAON, Inc. | Aaon | RN-018-2,3,4,8-*-HB**-000: |  | Voluntarily Certified | ACAirCoolAllPhase&gt;=135k&lt; | False | False |  |  |  |  | 12.4 |  | 16.3 | 14.2 | [6 empty] | 208000 | Electric Resistance Heating Or | 08/25/2023 |  | 11/08/2023
AAON, Inc. | Aaon | RN-020-2,3,4,8-*-GA**-***: |  | Voluntarily Certified | ACAirCoolAllPhase&gt;=135k&lt; | False | False |  |  |  |  | 11.5 |  | 17 | 14.2 | [6 empty] | 222000 | Electric Resistance Heating Or | 08/25/2023 |  | 11/08/2023
AAON, Inc. | Aaon | RN-020-2,3,4,8-*-GA**-000: |  | Voluntarily Certified | ACAirCoolAllPhase&gt;=135k&lt; | False | False |  |  |  |  | 11.6 |  | 17 | 14.2 | [6 empty] | 222000 | Electric Resistance Heating Or | 08/25/2023 |  | 11/08/2023
AAON, Inc. | Aaon | RN-020-2,3,4,8-*-GB**-***: |  | Voluntarily Certified | ACAirCoolAllPhase&gt;=135k&lt; | False | False |  |  |  |  | 12.1 |  | 17.5 | 14.2 | [6 empty] | 228000 | Electric Resistance Heating Or | 08/25/2023 |  | 11/08/2023
AAON, Inc. | Aaon | RN-020-2,3,4,8-*-GB**-000: |  | Voluntarily Certified | ACAirCoolAllPhase&gt;=135k&lt; | False | False |  |  |  |  | 12.2 |  | 17.5 | 14.2 | [6 empty] | 228000 | Electric Resistance Heating Or | 08/25/2023 |  | 11/08/2023
AAON, Inc. | Aaon | RN-020-2,3,4,8-*-HA**-***: |  | Voluntarily Certified | ACAirCoolAllPhase&gt;=135k&lt; | False | False |  |  |  |  | 11.9 |  | 15.3 | 14.2 | [6 empty] | 222000 | Electric Resistance Heating Or | 08/25/2023 |  | 11/08/2023
AAON, Inc. | Aaon | RN-020-2,3,4,8-*-HA**-000: |  | Voluntarily Certified | ACAirCoolAllPhase&gt;=135k&lt; | False | False |  |  |  |  | 12 |  | 15.3 | 14.2 | [6 empty] | 222000 | Electric Resistance Heating Or | 08/25/2023 |  | 11/08/2023
AAON, Inc. | Aaon | RN-020-2,3,4,8-*-HB**-***: |  | Voluntarily Certified | ACAirCoolAllPhase&gt;=135k&lt; | False | False |  |  |  |  | 12.1 |  | 15.5 | 14.2 | [6 empty] | 228000 | Electric Resistance Heating Or | 08/25/2023 |  | 11/08/2023
AAON, Inc. | Aaon | RN-020-2,3,4,8-*-HB**-000: |  | Voluntarily Certified | ACAirCoolAllPhase&gt;=135k&lt; | False | False |  |  |  |  | 12.2 |  | 15.5 | 14.2 | [6 empty] | 228000 | Electric Resistance Heating Or | 08/25/2023 |  | 11/08/2023
AAON, Inc. | Aaon | RN-013-3-H-BAAY-S0-21-000-A |  | Voluntarily Certified | ACAirCoolAllPhase&gt;=135k&lt; | False | False |  |  |  |  | 11.8 |  | 16.2 | 14.2 | [6 empty] | 144000 | Electric Resistance Heating Or | 08/25/2023 |  | 11/08/2023
AAON, Inc. | Aaon | RN-013-3-H-BAAC-S0-21-000-A |  | Voluntarily Certified | ACAirCoolAllPhase&gt;=135k&lt; | False | False |  |  |  |  | 11.9 |  | 16.2 | 14.2 | [6 empty] | 144000 | Electric Resistance Heating Or | 08/25/2023 |  | 11/08/2023
AAON, Inc. | Aaon | RN-013-3-H-BABY-S0-21-000-A |  | Voluntarily Certified | ACAirCoolAllPhase&gt;=135k&lt; | False | False |  |  |  |  | 11.9 |  | 17.6 | 14.2 | [6 empty] | 150000 | Electric Resistance Heating Or | 08/25/2023 |  | 11/08/2023
AAON, Inc. | Aaon | RN-013-3-H-BABC-S0-21-000-A |  | Voluntarily Certified | ACAirCoolAllPhase&gt;=135k&lt; | False | False |  |  |  |  | 12 |  | 17.6 | 14.2 | [6 empty] | 150000 | Electric Resistance Heating Or | 08/25/2023 |  | 11/08/2023
AAON, Inc. | Aaon | RN-013-3-H-DAAY-V0-21-000-A |  | Voluntarily Certified | ACAirCoolAllPhase&gt;=135k&lt; | False | False |  |  |  |  | 12.2 |  | 15.2 | 14.2 | [6 empty] | 146000 | Electric Resistance Heating Or | 08/25/2023 |  | 11/08/2023
AAON, Inc. | Aaon | RN-013-3-H-DAAC-V0-21-000-A |  | Voluntarily Certified | ACAirCoolAllPhase&gt;=135k&lt; | False | False |  |  |  |  | 12.3 |  | 15.2 | 14.2 | [6 empty] | 146000 | Electric Resistance Heating Or | 08/25/2023 |  | 11/08/2023
AAON, Inc. | Aaon | RN-013-3-H-DABY-V0-21-000-A |  | Voluntarily Certified | ACAirCoolAllPhase&gt;=135k&lt; | False | False |  |  |  |  | 12.1 |  | 16.6 | 14.2 | [6 empty] | 148000 | Electric Resistance Heating Or | 08/25/2023 |  | 11/08/2023
AAON, Inc. | Aaon | RN-013-3-H-DABC-V0-21-000-A |  | Voluntarily Certified | ACAirCoolAllPhase&gt;=135k&lt; | False | False |  |  |  |  | 12.2 |  | 16.6 | 14.2 | [6 empty] | 148000 | Electric Resistance Heating Or | 08/25/2023 |  | 11/08/2023
AAON, Inc. | Aaon | RN-013-3-H-CABY-V0-21-000-A |  | Voluntarily Certified | ACAirCoolAllPhase&gt;=135k&lt; | False | False |  |  |  |  | 11.5 |  | 20 | 14.2 | [6 empty] | 146000 | Electric Resistance Heating Or | 08/25/2023 |  | 11/08/2023
AAON, Inc. | Aaon | RN-013-3-H-CABC-V0-21-000-A |  | Voluntarily Certified | ACAirCoolAllPhase&gt;=135k&lt; | False | False |  |  |  |  | 11.6 |  | 20 | 14.2 | [6 empty] | 146000 | Electric Resistance Heating Or | 08/25/2023 |  | 11/08/2023
AAON, Inc. | Aaon | RN-016-3-H-BAAY-S0-21-000-A |  | Voluntarily Certified | ACAirCoolAllPhase&gt;=135k&lt; | False | False |  |  |  |  | 11.6 |  | 18.2 | 14.2 | [6 empty] | 176000 | Electric Resistance Heating Or | 08/25/2023 |  | 11/08/2023
AAON, Inc. | Aaon | RN-016-3-H-BAAC-S0-21-000-A |  | Voluntarily Certified | ACAirCoolAllPhase&gt;=135k&lt; | False | False |  |  |  |  | 11.7 |  | 18.2 | 14.2 | [6 empty] | 176000 | Electric Resistance Heating Or | 08/25/2023 |  | 11/08/2023
AAON, Inc. | Aaon | RN-016-3-H-BABY-S0-21-000-A |  | Voluntarily Certified | ACAirCoolAllPhase&gt;=135k&lt; | False | False |  |  |  |  | 12.1 |  | 18.9 | 14.2 | [6 empty] | 180000 | Electric Resistance Heating Or | 08/25/2023 |  | 11/08/2023
AAON, Inc. | Aaon | RN-016-3-H-BABC-S0-21-000-A |  | Voluntarily Certified | ACAirCoolAllPhase&gt;=135k&lt; | False | False |  |  |  |  | 12.2 |  | 18.9 | 14.2 | [6 empty] | 180000 | Electric Resistance Heating Or | 08/25/2023 |  | 11/08/2023
AAON, Inc. | Aaon | RN-016-3-H-DAAY-V0-21-000-A |  | Voluntarily Certified | ACAirCoolAllPhase&gt;=135k&lt; | False | False |  |  |  |  | 11.4 |  | 15.5 | 14.2 | [6 empty] | 176000 | Electric Resistance Heating Or | 08/25/2023 |  | 11/08/2023
AAON, Inc. | Aaon | RN-016-3-H-DAAC-V0-21-000-A |  | Voluntarily Certified | ACAirCoolAllPhase&gt;=135k&lt; | False | False |  |  |  |  | 11.5 |  | 15.5 | 14.2 | [6 empty] | 176000 | Electric Resistance Heating Or | 08/25/2023 |  | 11/08/2023
AAON, Inc. | Aaon | RN-016-3-H-DABY-V0-21-000-A |  | Voluntarily Certified | ACAirCoolAllPhase&gt;=135k&lt; | False | False |  |  |  |  | 12 |  | 16.1 | 14.2 | [6 empty] | 180000 | Electric Resistance Heating Or | 08/25/2023 |  | 11/08/2023
AAON, Inc. | Aaon | RN-016-3-H-DABC-V0-21-000-A |  | Voluntarily Certified | ACAirCoolAllPhase&gt;=135k&lt; | False | False |  |  |  |  | 12.1 |  | 16.1 | 14.2 | [6 empty] | 180000 | Electric Resistance Heating Or | 08/25/2023 |  | 11/08/2023
AAON, Inc. | Aaon | RN-016-3-H-CABY-V0-21-000-A |  | Voluntarily Certified | ACAirCoolAllPhase&gt;=135k&lt; | False | False |  |  |  |  | 11.5 |  | 22.5 | 14.2 | [6 empty] | 188000 | Electric Resistance Heating Or | 08/25/2023 |  | 11/08/2023
AAON, Inc. | Aaon | RN-016-3-H-CABC-V0-21-000-A |  | Voluntarily Certified | ACAirCoolAllPhase&gt;=135k&lt; | False | False |  |  |  |  | 11.6 |  | 22.5 | 14.2 | [6 empty] | 188000 | Electric Resistance Heating Or | 08/25/2023 |  | 11/08/2023
AAON, Inc. | Aaon | RN-018-3-H-BAAY-S0-21-000-A |  | Voluntarily Certified | ACAirCoolAllPhase&gt;=135k&lt; | False | False |  |  |  |  | 12.3 |  | 18.8 | 14.2 | [6 empty] | 206000 | Electric Resistance Heating Or | 08/25/2023 |  | 11/08/2023
AAON, Inc. | Aaon | RN-018-3-H-BAAC-S0-21-000-A |  | Voluntarily Certified | ACAirCoolAllPhase&gt;=135k&lt; | False | False |  |  |  |  | 12.4 |  | 18.8 | 14.2 | [6 empty] | 206000 | Electric Resistance Heating Or | 08/25/2023 |  | 11/08/2023
AAON, Inc. | Aaon | RN-018-3-H-BABY-S0-21-000-A |  | Voluntarily Certified | ACAirCoolAllPhase&gt;=135k&lt; | False | False |  |  |  |  | 12.8 |  | 19.2 | 14.2 | [6 empty] | 210000 | Electric Resistance Heating Or | 08/25/2023 |  | 11/08/2023
AAON, Inc. | Aaon | RN-018-3-H-BABC-S0-21-000-A |  | Voluntarily Certified | ACAirCoolAllPhase&gt;=135k&lt; | False | False |  |  |  |  | 12.9 |  | 19.2 | 14.2 | [6 empty] | 210000 | Electric Resistance Heating Or | 08/25/2023 |  | 11/08/2023
AAON, Inc. | Aaon | RN-018-3-H-DAAY-V0-21-000-A |  | Voluntarily Certified | ACAirCoolAllPhase&gt;=135k&lt; | False | False |  |  |  |  | 12.1 |  | 16 | 14.2 | [6 empty] | 202000 | Electric Resistance Heating Or | 08/25/2023 |  | 11/08/2023
AAON, Inc. | Aaon | RN-018-3-H-DAAC-V0-21-000-A |  | Voluntarily Certified | ACAirCoolAllPhase&gt;=135k&lt; | False | False |  |  |  |  | 12.2 |  | 16 | 14.2 | [6 empty] | 202000 | Electric Resistance Heating Or | 08/25/2023 |  | 11/08/2023
AAON, Inc. | Aaon | RN-018-3-H-DABY-V0-21-000-A |  | Voluntarily Certified | ACAirCoolAllPhase&gt;=135k&lt; | False | False |  |  |  |  | 12.3 |  | 16.3 | 14.2 | [6 empty] | 208000 | Electric Resistance Heating Or | 08/25/2023 |  | 11/08/2023
AAON, Inc. | Aaon | RN-018-3-H-DABC-V0-21-000-A |  | Voluntarily Certified | ACAirCoolAllPhase&gt;=135k&lt; | False | False |  |  |  |  | 12.4 |  | 16.3 | 14.2 | [6 empty] | 208000 | Electric Resistance Heating Or | 08/25/2023 |  | 11/08/2023
AAON, Inc. | Aaon | RN-020-3-H-BAAY-S0-21-000-A |  | Voluntarily Certified | ACAirCoolAllPhase&gt;=135k&lt; | False | False |  |  |  |  | 11.5 |  | 17 | 14.2 | [6 empty] | 222000 | Electric Resistance Heating Or | 08/25/2023 |  | 11/08/2023
AAON, Inc. | Aaon | RN-020-3-H-BAAC-S0-21-000-A |  | Voluntarily Certified | ACAirCoolAllPhase&gt;=135k&lt; | False | False |  |  |  |  | 11.6 |  | 17 | 14.2 | [6 empty] | 222000 | Electric Resistance Heating Or | 08/25/2023 |  | 11/08/2023
AAON, Inc. | Aaon | RN-020-3-H-BABY-S0-21-000-A |  | Voluntarily Certified | ACAirCoolAllPhase&gt;=135k&lt; | False | False |  |  |  |  | 12.1 |  | 17.5 | 14.2 | [6 empty] | 228000 | Electric Resistance Heating Or | 08/25/2023 |  | 11/08/2023
AAON, Inc. | Aaon | RN-020-3-H-BABC-S0-21-000-A |  | Voluntarily Certified | ACAirCoolAllPhase&gt;=135k&lt; | False | False |  |  |  |  | 12.2 |  | 17.5 | 14.2 | [6 empty] | 228000 | Electric Resistance Heating Or | 08/25/2023 |  | 11/08/2023
AAON, Inc. | Aaon | RN-020-3-H-DAAY-V0-21-000-A |  | Voluntarily Certified | ACAirCoolAllPhase&gt;=135k&lt; | False | False |  |  |  |  | 11.9 |  | 15.3 | 14.2 | [6 empty] | 222000 | Electric Resistance Heating Or | 08/25/2023 |  | 11/08/2023
AAON, Inc. | Aaon | RN-020-3-H-DAAC-V0-21-000-A |  | Voluntarily Certified | ACAirCoolAllPhase&gt;=135k&lt; | False | False |  |  |  |  | 12 |  | 15.3 | 14.2 | [6 empty] | 222000 | Electric Resistance Heating Or | 08/25/2023 |  | 11/08/2023
AAON, Inc. | Aaon | RN-020-3-H-DABY-V0-21-000-A |  | Voluntarily Certified | ACAirCoolAllPhase&gt;=135k&lt; | False | False |  |  |  |  | 12.1 |  | 15.5 | 14.2 | [6 empty] | 228000 | Electric Resistance Heating Or | 08/25/2023 |  | 11/08/2023
AAON, Inc. | Aaon | RN-020-3-H-DABC-V0-21-000-A |  | Voluntarily Certified | ACAirCoolAllPhase&gt;=135k&lt; | False | False |  |  |  |  | 12.2 |  | 15.5 | 14.2 | [6 empty] | 228000 | Electric Resistance Heating Or | 08/25/2023 |  | 11/08/2023
AAON, Inc. | Aaon | RN-020-3-H-CABY-V0-21-000-A |  | Voluntarily Certified | ACAirCoolAllPhase&gt;=135k&lt; | False | False |  |  |  |  | 12.3 |  | 21.5 | 14.2 | [6 empty] | 222000 | Electric Resistance Heating Or | 08/25/2023 |  | 11/08/2023
AAON, Inc. | Aaon | RN-020-3-H-CABC-V0-21-000-A |  | Voluntarily Certified | ACAirCoolAllPhase&gt;=135k&lt; | False | False |  |  |  |  | 12.4 |  | 21.5 | 14.2 | [6 empty] | 222000 | Electric Resistance Heating Or | 08/25/2023 |  | 11/08/2023
Carrier Corp. - Syracuse | Airquest | RAV210**(H,J,K,L,M,N)* |  | Voluntarily Certified | ACAirCoolAllPhase&gt;=135k&lt; | False | False |  |  |  |  | 11 |  | 14.7 | 14 | [6 empty] | 206000 | Heating Other Than Electric Re | 08/10/2023 |  | 11/08/2023
Carrier Corp. - Syracuse | Airquest | RAV240**(H,J,K,L,M,N)* |  | Voluntarily Certified | ACAirCoolAllPhase&gt;=240k&lt; | False | False |  |  |  |  | 10.2 |  | 14.7 | 13 | [6 empty] | 248000 | Heating Other Than Electric Re | 08/10/2023 |  | 11/08/2023
Carrier Corp. - Syracuse | Airquest | RHV072* |  | Voluntarily Certified | HPAirCoolAllPhase&gt;=65k&lt;1 | False | False |  |  |  |  | 11.2 |  | 15 | 14.1 |  |  |  |  | 3.6 | 3.4 | 71000 | Electric Resistance Heating Or | 08/10/2023 |  | 11/08/2023
Carrier Corp. - Syracuse | Airquest | RGV210**(H,J,K,L,M,N)* |  | Voluntarily Certified | ACAirCoolAllPhase&gt;=135k&lt; | False | False |  |  |  |  | 10.8 |  | 14.5 | 14 | [6 empty] | 206000 | Heating Other Than Electric Re | 08/10/2023 |  | 11/08/2023
Carrier Corp. - Syracuse | Airquest | RGV240**(H,J,K,L,M,N)* |  | Voluntarily Certified | ACAirCoolAllPhase&gt;=240k&lt; | False | False |  |  |  |  | 10 |  | 14.5 | 13 | [6 empty] | 248000 | Heating Other Than Electric Re | 08/10/2023 |  | 11/08/2023
Carrier Corp. - Syracuse | Airquest | RGV300**(H,J,K,L,M,N)* |  | Voluntarily Certified | ACAirCoolAllPhase&gt;=240k&lt; | False | False |  |  |  |  | 9.8 |  | 14 | 13 | [6 empty] | 282000 | Heating Other Than Electric Re | 08/10/2023 |  | 11/08/2023
Carrier Corp. - Syracuse | Airquest | RAV300**(H,J,K,L,M,N)* |  | Voluntarily Certified | ACAirCoolAllPhase&gt;=240k&lt; | False | False |  |  |  |  | 10 |  | 14.2 | 13 | [6 empty] | 282000 | Heating Other Than Electric Re | 08/10/2023 |  | 11/08/2023
Carrier Corp. - Syracuse | Airquest | RHV102* |  | Voluntarily Certified | HPAirCoolAllPhase&gt;=65k&lt;1 | False | False |  |  |  |  | 11 |  | 15 | 14.1 |  |  |  |  | 3.4 | 3.4 | 96000 | Electric Resistance Heating Or | 08/10/2023 |  | 11/08/2023
Carrier Corp. - Syracuse | Airquest | RHV120* |  | Voluntarily Certified | HPAirCoolAllPhase&gt;=65k&lt;1 | False | False |  |  |  |  | 11 |  | 15 | 14.1 |  |  |  |  | 3.4 | 3.4 | 118000 | Electric Resistance Heating Or | 08/10/2023 |  | 11/08/2023
Carrier Corp. - Syracuse | Airquest | RGV180* |  | Voluntarily Certified | ACAirCoolAllPhase&gt;=135k&lt; | False | False |  |  |  |  | 10.8 |  | 14.5 | 14 | [6 empty] | 174000 | Heating Other Than Electric Re | 08/10/2023 |  | 11/08/2023
Carrier Corp. - Syracuse | Airquest | RGV120* |  | Voluntarily Certified | ACAirCoolAllPhase&gt;=65k&lt;1 | False | False |  |  |  |  | 11 |  | 15 | 14.6 | [6 empty] | 118000 | Heating Other Than Electric Re | 08/10/2023 |  | 11/08/2023
Carrier Corp. - Syracuse | Airquest | RGV150* |  | Voluntarily Certified | ACAirCoolAllPhase&gt;=65k&lt;1 | False | False |  |  |  |  | 10.2 |  | 15 | 14.6 | [6 empty] | 132000 | Heating Other Than Electric Re | 08/10/2023 |  | 11/08/2023
Carrier Corp. - Syracuse | Airquest | RGV090* |  | Voluntarily Certified | ACAirCoolAllPhase&gt;=65k&lt;1 | False | False |  |  |  |  | 11.2 |  | 15 | 14.6 | [6 empty] | 86000 | Heating Other Than Electric Re | 08/10/2023 |  | 11/08/2023
Carrier Corp. - Syracuse | Airquest | RGV102* |  | Voluntarily Certified | ACAirCoolAllPhase&gt;=65k&lt;1 | False | False |  |  |  |  | 11.2 |  | 15 | 14.6 | [6 empty] | 98000 | Heating Other Than Electric Re | 08/10/2023 |  | 11/08/2023
Carrier Corp. - Syracuse | Airquest | RAV150* |  | Voluntarily Certified | ACAirCoolAllPhase&gt;=65k&lt;1 | False | False |  |  |  |  | 10.4 |  | 15.2 | 14.6 | [6 empty] | 132000 | Heating Other Than Electric Re | 08/10/2023 |  | 11/08/2023
Carrier Corp. - Syracuse | Airquest | RAV180* |  | Voluntarily Certified | ACAirCoolAllPhase&gt;=135k&lt; | False | False |  |  |  |  | 11 |  | 14.7 | 14 | [6 empty] | 174000 | Heating Other Than Electric Re | 08/10/2023 |  | 11/08/2023
Carrier Corp. - Syracuse | Airquest | RAV102* |  | Voluntarily Certified | ACAirCoolAllPhase&gt;=65k&lt;1 | False | False |  |  |  |  | 11.4 |  | 15.2 | 14.6 | [6 empty] | 98000 | Heating Other Than Electric Re | 08/10/2023 |  | 11/08/2023
Carrier Corp. - Syracuse | Airquest | RAV120* |  | Voluntarily Certified | ACAirCoolAllPhase&gt;=65k&lt;1 | False | False |  |  |  |  | 11.2 |  | 15.2 | 14.6 | [6 empty] | 118000 | Heating Other Than Electric Re | 08/10/2023 |  | 11/08/2023
Carrier Corp. - Syracuse | Airquest | RAV090* |  | Voluntarily Certified | ACAirCoolAllPhase&gt;=65k&lt;1 | False | False |  |  |  |  | 11.4 |  | 15.2 | 14.6 | [6 empty] | 86000 | Heating Other Than Electric Re | 08/10/2023 |  | 11/08/2023
Carrier Corp. - Syracuse | Airquest | RHV240**(H,J,K,L)* |  | Voluntarily Certified | HPAirCoolAllPhase&gt;=240k&lt; | False | False |  |  |  |  | 9.7 | 8.5 | 14 | 12.5 |  |  |  |  | 3.3 | 3.2 | 240000 | Electric Resistance Heating Or | 08/04/2023 |  | 11/08/2023
Carrier Corp. - Syracuse | Airquest | RGW072* |  | Voluntarily Certified | ACAirCoolAllPhase&gt;=65k&lt;1 | False | False |  |  |  |  | 12.2 |  | 17.5 | 14.6 | [6 empty] | 72000 | Heating Other Than Electric Re | 08/10/2023 |  | 11/08/2023
Carrier Corp. - Syracuse | Airquest | RGV336**(2,3,4,5,6,7)* |  | Voluntarily Certified | ACAirCoolAllPhase&gt;=240k&lt; | False | False |  |  |  |  | 9.8 |  | 14 | 13 | [6 empty] | 314000 | Heating Other Than Electric Re | 08/10/2023 |  | 11/08/2023
Carrier Corp. - Syracuse | Airquest | RGW090* |  | Voluntarily Certified | ACAirCoolAllPhase&gt;=65k&lt;1 | False | False |  |  |  |  | 12 |  | 17.5 | 14.6 | [6 empty] | 90000 | Heating Other Than Electric Re | 08/10/2023 |  | 11/08/2023
Carrier Corp. - Syracuse | Airquest | RGW102* |  | Voluntarily Certified | ACAirCoolAllPhase&gt;=65k&lt;1 | False | False |  |  |  |  | 11.8 |  | 17.3 | 14.6 | [6 empty] | 95000 | Heating Other Than Electric Re | 08/10/2023 |  | 11/08/2023
Carrier Corp. - Syracuse | Airquest | RGW120* |  | Voluntarily Certified | ACAirCoolAllPhase&gt;=65k&lt;1 | False | False |  |  |  |  | 11.4 |  | 17.2 | 14.6 | [6 empty] | 114000 | Heating Other Than Electric Re | 08/10/2023 |  | 11/08/2023
Carrier Corp. - Syracuse | Airquest | RGV240**(2,3,4,5,6,7)* |  | Voluntarily Certified | ACAirCoolAllPhase&gt;=240k&lt; | False | False |  |  |  |  | 10 |  | 14.5 | 13 | [6 empty] | 248000 | Heating Other Than Electric Re | 08/10/2023 |  | 11/08/2023
Carrier Corp. - Syracuse | Airquest | RGV300**(2,3,4,5,6,7)* |  | Voluntarily Certified | ACAirCoolAllPhase&gt;=240k&lt; | False | False |  |  |  |  | 9.8 |  | 14 | 13 | [6 empty] | 282000 | Heating Other Than Electric Re | 08/10/2023 |  | 11/08/2023
Carrier Corp. - Syracuse | Airquest | RHV181*(H,J,K,L)* |  | Voluntarily Certified | HPAirCoolAllPhase&gt;=135k&lt; | False | False |  |  |  |  | 10.6 |  | 14 | 13.5 |  |  |  |  | 3.3 | 3.3 | 170000 | Electric Resistance Heating Or | 08/10/2023 |  | 11/08/2023
Carrier Corp. - Syracuse | Airquest | RHV240**(2,3,5,6)* |  | Voluntarily Certified | HPAirCoolAllPhase&gt;=240k&lt; | False | False |  |  |  |  | 9.8 | 8.5 | 14 | 12.5 |  |  |  |  | 3.3 | 3.2 | 240000 | Electric Resistance Heating Or | 08/04/2023 |  | 11/08/2023
Carrier Corp. - Syracuse | Airquest | RHV300**(2,3,5,6)* |  | Voluntarily Certified | HPAirCoolAllPhase&gt;=240k&lt; | False | False |  |  |  |  | 9.5 | 8.5 | 14 | 12.5 |  |  |  |  | 3.3 | 3.2 | 278000 | Electric Resistance Heating Or | 08/04/2023 |  | 11/08/2023
Carrier Corp. - Syracuse | Airquest | RHV181*(2,3,5,6)* |  | Voluntarily Certified | HPAirCoolAllPhase&gt;=135k&lt; | False | False |  |  |  |  | 10.6 |  | 14 | 13.5 |  |  |  |  | 3.3 | 3.3 | 172000 | Electric Resistance Heating Or | 08/10/2023 |  | 11/08/2023
Carrier Corp. - Syracuse | Airquest | RHV150* |  | Voluntarily Certified | HPAirCoolAllPhase&gt;=135k&lt; | False | False |  |  |  |  | 10.6 |  | 15 | 13.5 |  |  |  |  | 3.3 | 3.3 | 144000 | Electric Resistance Heating Or | 08/10/2023 |  | 11/08/2023
Carrier Corp. - Syracuse | Airquest | RAV336**(2,3,4,5,6,7)* |  | Voluntarily Certified | ACAirCoolAllPhase&gt;=240k&lt; | False | False |  |  |  |  | 10 |  | 14.2 | 13 | [6 empty] | 314000 | Heating Other Than Electric Re | 08/10/2023 |  | 11/08/2023
Carrier Corp. - Syracuse | Airquest | RGV210**(2,3,4,5,6,7)* |  | Voluntarily Certified | ACAirCoolAllPhase&gt;=135k&lt; | False | False |  |  |  |  | 10.8 |  | 14.5 | 14 | [6 empty] | 206000 | Heating Other Than Electric Re | 08/10/2023 |  | 11/08/2023
Carrier Corp. - Syracuse | Airquest | RAV240**(2,3,4,5,6,7)* |  | Voluntarily Certified | ACAirCoolAllPhase&gt;=240k&lt; | False | False |  |  |  |  | 10.2 |  | 14.7 | 13 | [6 empty] | 248000 | Heating Other Than Electric Re | 08/10/2023 |  | 11/08/2023
Carrier Corp. - Syracuse | Airquest | RAV300**(2,3,4,5,6,7)* |  | Voluntarily Certified | ACAirCoolAllPhase&gt;=240k&lt; | False | False |  |  |  |  | 10 |  | 14.2 | 13 | [6 empty] | 282000 | Heating Other Than Electric Re | 08/10/2023 |  | 11/08/2023
Carrier Corp. - Syracuse | Airquest | RAV210**(2,3,4,5,6,7)* |  | Voluntarily Certified | ACAirCoolAllPhase&gt;=135k&lt; | False | False |  |  |  |  | 11 |  | 14.7 | 14 | [6 empty] | 206000 | Heating Other Than Electric Re | 08/10/2023 |  | 11/08/2023
Carrier Corp. - Syracuse | Airquest | RGW150* |  | Voluntarily Certified | ACAirCoolAllPhase&gt;=135k&lt; | False | False |  |  |  |  | 12 |  | 16.4 | 14 | [6 empty] | 146000 | Heating Other Than Electric Re | 08/10/2023 |  | 11/08/2023
Carrier Corp. - Syracuse | Airquest | RAW072* |  | Voluntarily Certified | ACAirCoolAllPhase&gt;=65k&lt;1 | False | False |  |  |  |  | 12.4 |  | 17.7 | 14.6 | [6 empty] | 72000 | Heating Other Than Electric Re | 08/10/2023 |  | 11/08/2023
Carrier Corp. - Syracuse | Airquest | RAW090* |  | Voluntarily Certified | ACAirCoolAllPhase&gt;=65k&lt;1 | False | False |  |  |  |  | 12.2 |  | 17.7 | 14.6 | [6 empty] | 90000 | Heating Other Than Electric Re | 08/10/2023 |  | 11/08/2023
Carrier Corp. - Syracuse | Airquest | RAW102* |  | Voluntarily Certified | ACAirCoolAllPhase&gt;=65k&lt;1 | False | False |  |  |  |  | 12 |  | 17.5 | 14.6 | [6 empty] | 95000 | Heating Other Than Electric Re | 08/10/2023 |  | 11/08/2023
Carrier Corp. - Syracuse | Airquest | RAW120* |  | Voluntarily Certified | ACAirCoolAllPhase&gt;=65k&lt;1 | False | False |  |  |  |  | 11.6 |  | 17.2 | 14.6 | [6 empty] | 114000 | Heating Other Than Electric Re | 08/10/2023 |  | 11/08/2023
Carrier Corp. - Syracuse | Airquest | RAW150* |  | Voluntarily Certified | ACAirCoolAllPhase&gt;=135k&lt; | False | False |  |  |  |  | 12.2 |  | 16.6 | 14 | [6 empty] | 146000 | Heating Other Than Electric Re | 08/10/2023 |  | 11/08/2023
Carrier Corp. - Syracuse | Airquest | RHV090* |  | Voluntarily Certified | HPAirCoolAllPhase&gt;=65k&lt;1 | False | False |  |  |  |  | 11.2 |  | 15 | 14.1 |  |  |  |  | 3.4 | 3.4 | 86000 | Electric Resistance Heating Or | 08/10/2023 |  | 11/08/2023
Carrier Corp. - Syracuse | Arcoaire | RAV090* |  | Voluntarily Certified | ACAirCoolAllPhase&gt;=65k&lt;1 | False | False |  |  |  |  | 11.4 |  | 15.2 | 14.6 | [6 empty] | 86000 | Heating Other Than Electric Re | 08/10/2023 |  | 11/08/2023
Carrier Corp. - Syracuse | Arcoaire | RAV102* |  | Voluntarily Certified | ACAirCoolAllPhase&gt;=65k&lt;1 | False | False |  |  |  |  | 11.4 |  | 15.2 | 14.6 | [6 empty] | 98000 | Heating Other Than Electric Re | 08/10/2023 |  | 11/08/2023
Carrier Corp. - Syracuse | Arcoaire | RAV120* |  | Voluntarily Certified | ACAirCoolAllPhase&gt;=65k&lt;1 | False | False |  |  |  |  | 11.2 |  | 15.2 | 14.6 | [6 empty] | 118000 | Heating Other Than Electric Re | 08/10/2023 |  | 11/08/2023
Carrier Corp. - Syracuse | Arcoaire | RAV150* |  | Voluntarily Certified | ACAirCoolAllPhase&gt;=65k&lt;1 | False | False |  |  |  |  | 10.4 |  | 15.2 | 14.6 | [6 empty] | 132000 | Heating Other Than Electric Re | 08/10/2023 |  | 11/08/2023
Carrier Corp. - Syracuse | Arcoaire | RAV180* |  | Voluntarily Certified | ACAirCoolAllPhase&gt;=135k&lt; | False | False |  |  |  |  | 11 |  | 14.7 | 14 | [6 empty] | 174000 | Heating Other Than Electric Re | 08/10/2023 |  | 11/08/2023
Carrier Corp. - Syracuse | Arcoaire | RAV210**(2,3,4,5,6,7)* |  | Voluntarily Certified | ACAirCoolAllPhase&gt;=135k&lt; | False | False |  |  |  |  | 11 |  | 14.7 | 14 | [6 empty] | 206000 | Heating Other Than Electric Re | 08/10/2023 |  | 11/08/2023
Carrier Corp. - Syracuse | Arcoaire | RAV210**(H,J,K,L,M,N)* |  | Voluntarily Certified | ACAirCoolAllPhase&gt;=135k&lt; | False | False |  |  |  |  | 11 |  | 14.7 | 14 | [6 empty] | 206000 | Heating Other Than Electric Re | 08/10/2023 |  | 11/08/2023
Carrier Corp. - Syracuse | Arcoaire | RAV240**(2,3,4,5,6,7)* |  | Voluntarily Certified | ACAirCoolAllPhase&gt;=240k&lt; | False | False |  |  |  |  | 10.2 |  | 14.7 | 13 | [6 empty] | 248000 | Heating Other Than Electric Re | 08/10/2023 |  | 11/08/2023
Carrier Corp. - Syracuse | Arcoaire | RAV240**(H,J,K,L,M,N)* |  | Voluntarily Certified | ACAirCoolAllPhase&gt;=240k&lt; | False | False |  |  |  |  | 10.2 |  | 14.7 | 13 | [6 empty] | 248000 | Heating Other Than Electric Re | 08/10/2023 |  | 11/08/2023
Carrier Corp. - Syracuse | Arcoaire | RAV300**(2,3,4,5,6,7)* |  | Voluntarily Certified | ACAirCoolAllPhase&gt;=240k&lt; | False | False |  |  |  |  | 10 |  | 14.2 | 13 | [6 empty] | 282000 | Heating Other Than Electric Re | 08/10/2023 |  | 11/08/2023
Carrier Corp. - Syracuse | Arcoaire | RAV300**(H,J,K,L,M,N)* |  | Voluntarily Certified | ACAirCoolAllPhase&gt;=240k&lt; | False | False |  |  |  |  | 10 |  | 14.2 | 13 | [6 empty] | 282000 | Heating Other Than Electric Re | 08/10/2023 |  | 11/08/2023
Carrier Corp. - Syracuse | Arcoaire | RAV336**(2,3,4,5,6,7)* |  | Voluntarily Certified | ACAirCoolAllPhase&gt;=240k&lt; | False | False |  |  |  |  | 10 |  | 14.2 | 13 | [6 empty] | 314000 | Heating Other Than Electric Re | 08/10/2023 |  | 11/08/2023
Carrier Corp. - Syracuse | Arcoaire | RAW072* |  | Voluntarily Certified | ACAirCoolAllPhase&gt;=65k&lt;1 | False | False |  |  |  |  | 12.4 |  | 17.7 | 14.6 | [6 empty] | 72000 | Heating Other Than Electric Re | 08/10/2023 |  | 11/08/2023
Carrier Corp. - Syracuse | Arcoaire | RAW090* |  | Voluntarily Certified | ACAirCoolAllPhase&gt;=65k&lt;1 | False | False |  |  |  |  | 12.2 |  | 17.7 | 14.6 | [6 empty] | 90000 | Heating Other Than Electric Re | 08/10/2023 |  | 11/08/2023
Carrier Corp. - Syracuse | Arcoaire | RAW102* |  | Voluntarily Certified | ACAirCoolAllPhase&gt;=65k&lt;1 | False | False |  |  |  |  | 12 |  | 17.5 | 14.6 | [6 empty] | 95000 | Heating Other Than Electric Re | 08/10/2023 |  | 11/08/2023
Carrier Corp. - Syracuse | Arcoaire | RAW120* |  | Voluntarily Certified | ACAirCoolAllPhase&gt;=65k&lt;1 | False | False |  |  |  |  | 11.6 |  | 17.2 | 14.6 | [6 empty] | 114000 | Heating Other Than Electric Re | 08/10/2023 |  | 11/08/2023
Carrier Corp. - Syracuse | Arcoaire | RAW150* |  | Voluntarily Certified | ACAirCoolAllPhase&gt;=135k&lt; | False | False |  |  |  |  | 12.2 |  | 16.6 | 14 | [6 empty] | 146000 | Heating Other Than Electric Re | 08/10/2023 |  | 11/08/2023
Carrier Corp. - Syracuse | Arcoaire | RGV090* |  | Voluntarily Certified | ACAirCoolAllPhase&gt;=65k&lt;1 | False | False |  |  |  |  | 11.2 |  | 15 | 14.6 | [6 empty] | 86000 | Heating Other Than Electric Re | 08/10/2023 |  | 11/08/2023
Carrier Corp. - Syracuse | Arcoaire | RGV102* |  | Voluntarily Certified | ACAirCoolAllPhase&gt;=65k&lt;1 | False | False |  |  |  |  | 11.2 |  | 15 | 14.6 | [6 empty] | 98000 | Heating Other Than Electric Re | 08/10/2023 |  | 11/08/2023
Carrier Corp. - Syracuse | Arcoaire | RGV120* |  | Voluntarily Certified | ACAirCoolAllPhase&gt;=65k&lt;1 | False | False |  |  |  |  | 11 |  | 15 | 14.6 | [6 empty] | 118000 | Heating Other Than Electric Re | 08/10/2023 |  | 11/08/2023
Carrier Corp. - Syracuse | Arcoaire | RGV150* |  | Voluntarily Certified | ACAirCoolAllPhase&gt;=65k&lt;1 | False | False |  |  |  |  | 10.2 |  | 15 | 14.6 | [6 empty] | 132000 | Heating Other Than Electric Re | 08/10/2023 |  | 11/08/2023
Carrier Corp. - Syracuse | Arcoaire | RGV180* |  | Voluntarily Certified | ACAirCoolAllPhase&gt;=135k&lt; | False | False |  |  |  |  | 10.8 |  | 14.5 | 14 | [6 empty] | 174000 | Heating Other Than Electric Re | 08/10/2023 |  | 11/08/2023
Carrier Corp. - Syracuse | Arcoaire | RGV210**(2,3,4,5,6,7)* |  | Voluntarily Certified | ACAirCoolAllPhase&gt;=135k&lt; | False | False |  |  |  |  | 10.8 |  | 14.5 | 14 | [6 empty] | 206000 | Heating Other Than Electric Re | 08/10/2023 |  | 11/08/2023
Carrier Corp. - Syracuse | Arcoaire | RGV210**(H,J,K,L,M,N)* |  | Voluntarily Certified | ACAirCoolAllPhase&gt;=135k&lt; | False | False |  |  |  |  | 10.8 |  | 14.5 | 14 | [6 empty] | 206000 | Heating Other Than Electric Re | 08/10/2023 |  | 11/08/2023
Carrier Corp. - Syracuse | Arcoaire | RGV240**(2,3,4,5,6,7)* |  | Voluntarily Certified | ACAirCoolAllPhase&gt;=240k&lt; | False | False |  |  |  |  | 10 |  | 14.5 | 13 | [6 empty] | 248000 | Heating Other Than Electric Re | 08/10/2023 |  | 11/08/2023
Carrier Corp. - Syracuse | Arcoaire | RGV240**(H,J,K,L,M,N)* |  | Voluntarily Certified | ACAirCoolAllPhase&gt;=240k&lt; | False | False |  |  |  |  | 10 |  | 14.5 | 13 | [6 empty] | 248000 | Heating Other Than Electric Re | 08/10/2023 |  | 11/08/2023
Carrier Corp. - Syracuse | Arcoaire | RGV300**(2,3,4,5,6,7)* |  | Voluntarily Certified | ACAirCoolAllPhase&gt;=240k&lt; | False | False |  |  |  |  | 9.8 |  | 14 | 13 | [6 empty] | 282000 | Heating Other Than Electric Re | 08/10/2023 |  | 11/08/2023
Carrier Corp. - Syracuse | Arcoaire | RGV300**(H,J,K,L,M,N)* |  | Voluntarily Certified | ACAirCoolAllPhase&gt;=240k&lt; | False | False |  |  |  |  | 9.8 |  | 14 | 13 | [6 empty] | 282000 | Heating Other Than Electric Re | 08/10/2023 |  | 11/08/2023
Carrier Corp. - Syracuse | Arcoaire | RGV336**(2,3,4,5,6,7)* |  | Voluntarily Certified | ACAirCoolAllPhase&gt;=240k&lt; | False | False |  |  |  |  | 9.8 |  | 14 | 13 | [6 empty] | 314000 | Heating Other Than Electric Re | 08/10/2023 |  | 11/08/2023
Carrier Corp. - Syracuse | Arcoaire | RGW072* |  | Voluntarily Certified | ACAirCoolAllPhase&gt;=65k&lt;1 | False | False |  |  |  |  | 12.2 |  | 17.5 | 14.6 | [6 empty] | 72000 | Heating Other Than Electric Re | 08/10/2023 |  | 11/08/2023
Carrier Corp. - Syracuse | Arcoaire | RGW090* |  | Voluntarily Certified | ACAirCoolAllPhase&gt;=65k&lt;1 | False | False |  |  |  |  | 12 |  | 17.5 | 14.6 | [6 empty] | 90000 | Heating Other Than Electric Re | 08/10/2023 |  | 11/08/2023
Carrier Corp. - Syracuse | Arcoaire | RGW102* |  | Voluntarily Certified | ACAirCoolAllPhase&gt;=65k&lt;1 | False | False |  |  |  |  | 11.8 |  | 17.3 | 14.6 | [6 empty] | 95000 | Heating Other Than Electric Re | 08/10/2023 |  | 11/08/2023
Carrier Corp. - Syracuse | Arcoaire | RGW120* |  | Voluntarily Certified | ACAirCoolAllPhase&gt;=65k&lt;1 | False | False |  |  |  |  | 11.4 |  | 17.2 | 14.6 | [6 empty] | 114000 | Heating Other Than Electric Re | 08/10/2023 |  | 11/08/2023
Carrier Corp. - Syracuse | Arcoaire | RGW150* |  | Voluntarily Certified | ACAirCoolAllPhase&gt;=135k&lt; | False | False |  |  |  |  | 12 |  | 16.4 | 14 | [6 empty] | 146000 | Heating Other Than Electric Re | 08/10/2023 |  | 11/08/2023
Carrier Corp. - Syracuse | Arcoaire | RHV072* |  | Voluntarily Certified | HPAirCoolAllPhase&gt;=65k&lt;1 | False | False |  |  |  |  | 11.2 |  | 15 | 14.1 |  |  |  |  | 3.6 | 3.4 | 71000 | Electric Resistance Heating Or | 08/10/2023 |  | 11/08/2023
Carrier Corp. - Syracuse | Arcoaire | RHV090* |  | Voluntarily Certified | HPAirCoolAllPhase&gt;=65k&lt;1 | False | False |  |  |  |  | 11.2 |  | 15 | 14.1 |  |  |  |  | 3.4 | 3.4 | 86000 | Electric Resistance Heating Or | 08/10/2023 |  | 11/08/2023
Carrier Corp. - Syracuse | Arcoaire | RHV102* |  | Voluntarily Certified | HPAirCoolAllPhase&gt;=65k&lt;1 | False | False |  |  |  |  | 11 |  | 15 | 14.1 |  |  |  |  | 3.4 | 3.4 | 96000 | Electric Resistance Heating Or | 08/10/2023 |  | 11/08/2023
Carrier Corp. - Syracuse | Arcoaire | RHV120* |  | Voluntarily Certified | HPAirCoolAllPhase&gt;=65k&lt;1 | False | False |  |  |  |  | 11 |  | 15 | 14.1 |  |  |  |  | 3.4 | 3.4 | 118000 | Electric Resistance Heating Or | 08/10/2023 |  | 11/08/2023
Carrier Corp. - Syracuse | Arcoaire | RHV150* |  | Voluntarily Certified | HPAirCoolAllPhase&gt;=135k&lt; | False | False |  |  |  |  | 10.6 |  | 15 | 13.5 |  |  |  |  | 3.3 | 3.3 | 144000 | Electric Resistance Heating Or | 08/10/2023 |  | 11/08/2023
Carrier Corp. - Syracuse | Arcoaire | RHV181*(2,3,5,6)* |  | Voluntarily Certified | HPAirCoolAllPhase&gt;=135k&lt; | False | False |  |  |  |  | 10.6 |  | 14 | 13.5 |  |  |  |  | 3.3 | 3.3 | 172000 | Electric Resistance Heating Or | 08/10/2023 |  | 11/08/2023
Carrier Corp. - Syracuse | Arcoaire | RHV181*(H,J,K,L)* |  | Voluntarily Certified | HPAirCoolAllPhase&gt;=135k&lt; | False | False |  |  |  |  | 10.6 |  | 14 | 13.5 |  |  |  |  | 3.3 | 3.3 | 170000 | Electric Resistance Heating Or | 08/10/2023 |  | 11/08/2023
Carrier Corp. - Syracuse | Arcoaire | RHV240**(2,3,5,6)* |  | Voluntarily Certified | HPAirCoolAllPhase&gt;=240k&lt; | False | False |  |  |  |  | 9.8 | 8.5 | 14 | 12.5 |  |  |  |  | 3.3 | 3.2 | 240000 | Electric Resistance Heating Or | 08/04/2023 |  | 11/08/2023
Carrier Corp. - Syracuse | Arcoaire | RHV240**(H,J,K,L)* |  | Voluntarily Certified | HPAirCoolAllPhase&gt;=240k&lt; | False | False |  |  |  |  | 9.7 | 8.5 | 14 | 12.5 |  |  |  |  | 3.3 | 3.2 | 240000 | Electric Resistance Heating Or | 08/04/2023 |  | 11/08/2023
Carrier Corp. - Syracuse | Arcoaire | RHV300**(2,3,5,6)* |  | Voluntarily Certified | HPAirCoolAllPhase&gt;=240k&lt; | False | False |  |  |  |  | 9.5 | 8.5 | 14 | 12.5 |  |  |  |  | 3.3 | 3.2 | 278000 | Electric Resistance Heating Or | 08/04/2023 |  | 11/08/2023
Carrier Corp. - Syracuse | Bryant Heating & Cooling Systems | 547K*07* |  | Voluntarily Certified | HPAirCoolAllPhase&gt;=65k&lt;1 | False | False |  |  |  |  | 11.2 |  | 15 | 14.1 |  |  |  |  | 3.6 | 3.4 | 71000 | Electric Resistance Heating Or | 08/10/2023 |  | 11/08/2023
Carrier Corp. - Syracuse | Bryant Heating & Cooling Systems | 547K*08* |  | Voluntarily Certified | HPAirCoolAllPhase&gt;=65k&lt;1 | False | False |  |  |  |  | 11.2 |  | 15 | 14.1 |  |  |  |  | 3.4 | 3.4 | 86000 | Electric Resistance Heating Or | 08/10/2023 |  | 11/08/2023
Carrier Corp. - Syracuse | Bryant Heating & Cooling Systems | 547K*09* |  | Voluntarily Certified | HPAirCoolAllPhase&gt;=65k&lt;1 | False | False |  |  |  |  | 11 |  | 15 | 14.1 |  |  |  |  | 3.4 | 3.4 | 96000 | Electric Resistance Heating Or | 08/10/2023 |  | 11/08/2023
Carrier Corp. - Syracuse | Bryant Heating & Cooling Systems | 547K*12* |  | Voluntarily Certified | HPAirCoolAllPhase&gt;=65k&lt;1 | False | False |  |  |  |  | 11 |  | 15 | 14.1 |  |  |  |  | 3.4 | 3.4 | 118000 | Electric Resistance Heating Or | 08/10/2023 |  | 11/08/2023
Carrier Corp. - Syracuse | Bryant Heating & Cooling Systems | 547K*14* |  | Voluntarily Certified | HPAirCoolAllPhase&gt;=135k&lt; | False | False |  |  |  |  | 10.6 |  | 15 | 13.5 |  |  |  |  | 3.3 | 3.3 | 144000 | Electric Resistance Heating Or | 08/10/2023 |  | 11/08/2023
Carrier Corp. - Syracuse | Bryant Heating & Cooling Systems | 547K*17***(2,3,5,6)* |  | Voluntarily Certified | HPAirCoolAllPhase&gt;=135k&lt; | False | False |  |  |  |  | 10.6 |  | 14 | 13.5 |  |  |  |  | 3.3 | 3.3 | 172000 | Electric Resistance Heating Or | 08/10/2023 |  | 11/08/2023
Carrier Corp. - Syracuse | Bryant Heating & Cooling Systems | 547K*17***(H,J,K,L)* |  | Voluntarily Certified | HPAirCoolAllPhase&gt;=135k&lt; | False | False |  |  |  |  | 10.6 |  | 14 | 13.5 |  |  |  |  | 3.3 | 3.3 | 170000 | Electric Resistance Heating Or | 08/10/2023 |  | 11/08/2023
Carrier Corp. - Syracuse | Bryant Heating & Cooling Systems | 547K*24***(2,3,5,6)* |  | Voluntarily Certified | HPAirCoolAllPhase&gt;=240k&lt; | False | False |  |  |  |  | 9.8 | 8.5 | 14 | 12.5 |  |  |  |  | 3.3 | 3.2 | 240000 | Electric Resistance Heating Or | 08/04/2023 |  | 11/08/2023
Carrier Corp. - Syracuse | Bryant Heating & Cooling Systems | 547K*24***(H,J,K,L)* |  | Voluntarily Certified | HPAirCoolAllPhase&gt;=240k&lt; | False | False |  |  |  |  | 9.7 | 8.5 | 14 | 12.5 |  |  |  |  | 3.3 | 3.2 | 240000 | Electric Resistance Heating Or | 08/04/2023 |  | 11/08/2023
Carrier Corp. - Syracuse | Bryant Heating & Cooling Systems | 547K*28***(2,3,5,6)* |  | Voluntarily Certified | HPAirCoolAllPhase&gt;=240k&lt; | False | False |  |  |  |  | 9.5 | 8.5 | 14 | 12.5 |  |  |  |  | 3.3 | 3.2 | 278000 | Electric Resistance Heating Or | 08/04/2023 |  | 11/08/2023
Carrier Corp. - Syracuse | Bryant Heating & Cooling Systems | 551K*07* |  | Voluntarily Certified | ACAirCoolAllPhase&gt;=65k&lt;1 | False | False |  |  |  |  | 12.4 |  | 17.7 | 14.6 | [6 empty] | 72000 | Heating Other Than Electric Re | 08/10/2023 |  | 11/08/2023
Carrier Corp. - Syracuse | Bryant Heating & Cooling Systems | 551K*08* |  | Voluntarily Certified | ACAirCoolAllPhase&gt;=65k&lt;1 | False | False |  |  |  |  | 12.2 |  | 17.7 | 14.6 | [6 empty] | 90000 | Heating Other Than Electric Re | 08/10/2023 |  | 11/08/2023
Carrier Corp. - Syracuse | Bryant Heating & Cooling Systems | 551K*09* |  | Voluntarily Certified | ACAirCoolAllPhase&gt;=65k&lt;1 | False | False |  |  |  |  | 12 |  | 17.5 | 14.6 | [6 empty] | 95000 | Heating Other Than Electric Re | 08/10/2023 |  | 11/08/2023
Carrier Corp. - Syracuse | Bryant Heating & Cooling Systems | 551K*12* |  | Voluntarily Certified | ACAirCoolAllPhase&gt;=65k&lt;1 | False | False |  |  |  |  | 11.6 |  | 17.2 | 14.6 | [6 empty] | 114000 | Heating Other Than Electric Re | 08/10/2023 |  | 11/08/2023
Carrier Corp. - Syracuse | Bryant Heating & Cooling Systems | 551K*14* |  | Voluntarily Certified | ACAirCoolAllPhase&gt;=135k&lt; | False | False |  |  |  |  | 12.2 |  | 16.6 | 14 | [6 empty] | 146000 | Heating Other Than Electric Re | 08/10/2023 |  | 11/08/2023
Carrier Corp. - Syracuse | Bryant Heating & Cooling Systems | 559K*07* |  | Voluntarily Certified | ACAirCoolAllPhase&gt;=65k&lt;1 | False | False |  |  |  |  | 11.2 |  | 15.5 | 14.6 | [6 empty] | 70000 | Heating Other Than Electric Re | 08/10/2023 |  | 11/08/2023
Carrier Corp. - Syracuse | Bryant Heating & Cooling Systems | 559K*08* |  | Voluntarily Certified | ACAirCoolAllPhase&gt;=65k&lt;1 | False | False |  |  |  |  | 11.4 |  | 15.2 | 14.6 | [6 empty] | 86000 | Heating Other Than Electric Re | 08/10/2023 |  | 11/08/2023
Carrier Corp. - Syracuse | Bryant Heating & Cooling Systems | 559K*09* |  | Voluntarily Certified | ACAirCoolAllPhase&gt;=65k&lt;1 | False | False |  |  |  |  | 11.4 |  | 15.2 | 14.6 | [6 empty] | 98000 | Heating Other Than Electric Re | 08/10/2023 |  | 11/08/2023
Carrier Corp. - Syracuse | Bryant Heating & Cooling Systems | 559K*12* |  | Voluntarily Certified | ACAirCoolAllPhase&gt;=65k&lt;1 | False | False |  |  |  |  | 11.2 |  | 15.2 | 14.6 | [6 empty] | 118000 | Heating Other Than Electric Re | 08/10/2023 |  | 11/08/2023
Carrier Corp. - Syracuse | Bryant Heating & Cooling Systems | 559K*14* |  | Voluntarily Certified | ACAirCoolAllPhase&gt;=65k&lt;1 | False | False |  |  |  |  | 10.4 |  | 15.2 | 14.6 | [6 empty] | 132000 | Heating Other Than Electric Re | 08/10/2023 |  | 11/08/2023
Carrier Corp. - Syracuse | Bryant Heating & Cooling Systems | 559K*16* |  | Voluntarily Certified | ACAirCoolAllPhase&gt;=135k&lt; | False | False |  |  |  |  | 11 |  | 14.7 | 14 | [6 empty] | 174000 | Heating Other Than Electric Re | 08/10/2023 |  | 11/08/2023
Carrier Corp. - Syracuse | Bryant Heating & Cooling Systems | 559K*20***(2,3,5,6)* |  | Voluntarily Certified | ACAirCoolAllPhase&gt;=135k&lt; | False | False |  |  |  |  | 11 |  | 14.7 | 14 | [6 empty] | 206000 | Heating Other Than Electric Re | 08/10/2023 |  | 11/08/2023
Carrier Corp. - Syracuse | Bryant Heating & Cooling Systems | 559K*20***(H,J,K,L)* |  | Voluntarily Certified | ACAirCoolAllPhase&gt;=135k&lt; | False | False |  |  |  |  | 11 |  | 14.7 | 14 | [6 empty] | 206000 | Heating Other Than Electric Re | 08/10/2023 |  | 11/08/2023
Carrier Corp. - Syracuse | Bryant Heating & Cooling Systems | 559K*24***(2,3,5,6)* |  | Voluntarily Certified | ACAirCoolAllPhase&gt;=240k&lt; | False | False |  |  |  |  | 10.2 |  | 14.7 | 13 | [6 empty] | 248000 | Heating Other Than Electric Re | 08/10/2023 |  | 11/08/2023
Carrier Corp. - Syracuse | Bryant Heating & Cooling Systems | 559K*24***(H,J,K,L)* |  | Voluntarily Certified | ACAirCoolAllPhase&gt;=240k&lt; | False | False |  |  |  |  | 10.2 |  | 14.7 | 13 | [6 empty] | 248000 | Heating Other Than Electric Re | 08/10/2023 |  | 11/08/2023
Carrier Corp. - Syracuse | Bryant Heating & Cooling Systems | 559K*28***(2,3,5,6)* |  | Voluntarily Certified | ACAirCoolAllPhase&gt;=240k&lt; | False | False |  |  |  |  | 10 |  | 14.2 | 13 | [6 empty] | 282000 | Heating Other Than Electric Re | 08/10/2023 |  | 11/08/2023
Carrier Corp. - Syracuse | Bryant Heating & Cooling Systems | 559K*28***(H,J,K,L)* |  | Voluntarily Certified | ACAirCoolAllPhase&gt;=240k&lt; | False | False |  |  |  |  | 10 |  | 14.2 | 13 | [6 empty] | 282000 | Heating Other Than Electric Re | 08/10/2023 |  | 11/08/2023
Carrier Corp. - Syracuse | Bryant Heating & Cooling Systems | 559K*30***(2,3,5,6)* |  | Voluntarily Certified | ACAirCoolAllPhase&gt;=240k&lt; | False | False |  |  |  |  | 10 |  | 14.2 | 13 | [6 empty] | 314000 | Heating Other Than Electric Re | 08/10/2023 |  | 11/08/2023
Carrier Corp. - Syracuse | Bryant Heating & Cooling Systems | 581K*07* |  | Voluntarily Certified | ACAirCoolAllPhase&gt;=65k&lt;1 | False | False |  |  |  |  | 12.2 |  | 17.5 | 14.8 | [6 empty] | 72000 | Electric Resistance Heating Or | 08/10/2023 |  | 11/08/2023
Carrier Corp. - Syracuse | Bryant Heating & Cooling Systems | 581K*08* |  | Voluntarily Certified | ACAirCoolAllPhase&gt;=65k&lt;1 | False | False |  |  |  |  | 12 |  | 17.5 | 14.6 | [6 empty] | 90000 | Heating Other Than Electric Re | 08/10/2023 |  | 11/08/2023
Carrier Corp. - Syracuse | Bryant Heating & Cooling Systems | 581K*09* |  | Voluntarily Certified | ACAirCoolAllPhase&gt;=65k&lt;1 | False | False |  |  |  |  | 11.8 |  | 17.3 | 14.6 | [6 empty] | 95000 | Heating Other Than Electric Re | 08/10/2023 |  | 11/08/2023
Carrier Corp. - Syracuse | Bryant Heating & Cooling Systems | 581K*12* |  | Voluntarily Certified | ACAirCoolAllPhase&gt;=65k&lt;1 | False | False |  |  |  |  | 11.4 |  | 17.2 | 14.6 | [6 empty] | 114000 | Heating Other Than Electric Re | 08/10/2023 |  | 11/08/2023
Carrier Corp. - Syracuse | Bryant Heating & Cooling Systems | 581K*14* |  | Voluntarily Certified | ACAirCoolAllPhase&gt;=135k&lt; | False | False |  |  |  |  | 12 |  | 16.4 | 14 | [6 empty] | 146000 | Heating Other Than Electric Re | 08/10/2023 |  | 11/08/2023
Carrier Corp. - Syracuse | Bryant Heating & Cooling Systems | 582K*07* |  | Voluntarily Certified | ACAirCoolAllPhase&gt;=65k&lt;1 | False | False |  |  |  |  | 11 |  | 15.5 | 14.8 | [6 empty] | 70000 | Electric Resistance Heating Or | 08/10/2023 |  | 11/08/2023
Carrier Corp. - Syracuse | Bryant Heating & Cooling Systems | 582K*08* |  | Voluntarily Certified | ACAirCoolAllPhase&gt;=65k&lt;1 | False | False |  |  |  |  | 11.2 |  | 15 | 14.6 | [6 empty] | 86000 | Heating Other Than Electric Re | 08/10/2023 |  | 11/08/2023
Carrier Corp. - Syracuse | Bryant Heating & Cooling Systems | 582K*09* |  | Voluntarily Certified | ACAirCoolAllPhase&gt;=65k&lt;1 | False | False |  |  |  |  | 11.2 |  | 15 | 14.6 | [6 empty] | 98000 | Heating Other Than Electric Re | 08/10/2023 |  | 11/08/2023
Carrier Corp. - Syracuse | Bryant Heating & Cooling Systems | 582K*12* |  | Voluntarily Certified | ACAirCoolAllPhase&gt;=65k&lt;1 | False | False |  |  |  |  | 11 |  | 15 | 14.6 | [6 empty] | 118000 | Heating Other Than Electric Re | 08/10/2023 |  | 11/08/2023
Carrier Corp. - Syracuse | Bryant Heating & Cooling Systems | 582K*14* |  | Voluntarily Certified | ACAirCoolAllPhase&gt;=65k&lt;1 | False | False |  |  |  |  | 10.2 |  | 15 | 14.6 | [6 empty] | 132000 | Heating Other Than Electric Re | 08/10/2023 |  | 11/08/2023
Carrier Corp. - Syracuse | Bryant Heating & Cooling Systems | 582K*16* |  | Voluntarily Certified | ACAirCoolAllPhase&gt;=135k&lt; | False | False |  |  |  |  | 10.8 |  | 14.5 | 14 | [6 empty] | 174000 | Heating Other Than Electric Re | 08/10/2023 |  | 11/08/2023
Carrier Corp. - Syracuse | Bryant Heating & Cooling Systems | 582K*20***(2,3,5,6)* |  | Voluntarily Certified | ACAirCoolAllPhase&gt;=135k&lt; | False | False |  |  |  |  | 10.8 |  | 14.5 | 14 | [6 empty] | 206000 | Heating Other Than Electric Re | 08/10/2023 |  | 11/08/2023
Carrier Corp. - Syracuse | Bryant Heating & Cooling Systems | 582K*20***(H,J,K,L)* |  | Voluntarily Certified | ACAirCoolAllPhase&gt;=135k&lt; | False | False |  |  |  |  | 10.8 |  | 14.5 | 14 | [6 empty] | 206000 | Heating Other Than Electric Re | 08/10/2023 |  | 11/08/2023
Carrier Corp. - Syracuse | Bryant Heating & Cooling Systems | 582K*24***(2,3,5,6)* |  | Voluntarily Certified | ACAirCoolAllPhase&gt;=240k&lt; | False | False |  |  |  |  | 10 |  | 14.5 | 13 | [6 empty] | 248000 | Heating Other Than Electric Re | 08/10/2023 |  | 11/08/2023
Carrier Corp. - Syracuse | Bryant Heating & Cooling Systems | 582K*24***(H,J,K,L)* |  | Voluntarily Certified | ACAirCoolAllPhase&gt;=240k&lt; | False | False |  |  |  |  | 10 |  | 14.5 | 13 | [6 empty] | 248000 | Heating Other Than Electric Re | 08/10/2023 |  | 11/08/2023
Carrier Corp. - Syracuse | Bryant Heating & Cooling Systems | 582K*28***(2,3,5,6)* |  | Voluntarily Certified | ACAirCoolAllPhase&gt;=240k&lt; | False | False |  |  |  |  | 9.8 |  | 14 | 13 | [6 empty] | 282000 | Heating Other Than Electric Re | 08/10/2023 |  | 11/08/2023
Carrier Corp. - Syracuse | Bryant Heating & Cooling Systems | 582K*28***(H,J,K,L)* |  | Voluntarily Certified | ACAirCoolAllPhase&gt;=240k&lt; | False | False |  |  |  |  | 9.8 |  | 14 | 13 | [6 empty] | 282000 | Heating Other Than Electric Re | 08/10/2023 |  | 11/08/2023
Carrier Corp. - Syracuse | Bryant Heating & Cooling Systems | 582K*30***(2,3,5,6)* |  | Voluntarily Certified | ACAirCoolAllPhase&gt;=240k&lt; | False | False |  |  |  |  | 9.8 |  | 14 | 13 | [6 empty] | 314000 | Heating Other Than Electric Re | 08/10/2023 |  | 11/08/2023
Carrier Corp. - Syracuse | CARRIER CORPORATION | 48A2*030*(N,P,Q,1,2,3)* |  | Voluntarily Certified | ACAirCoolAllPhase&gt;=240k&lt; | False | False |  |  |  |  | 9.8 |  | 13.1 | 13 | [6 empty] | 306000 | Heating Other Than Electric Re | 08/10/2023 |  | 11/08/2023
Carrier Corp. - Syracuse | CARRIER CORPORATION | 48A2*040*(P,Q,R,2,3,4)* |  | Voluntarily Certified | ACAirCoolAllPhase&gt;=240k&lt; | False | False |  |  |  |  | 9.8 |  | 13.1 | 13 | [6 empty] | 425000 | Heating Other Than Electric Re | 08/10/2023 |  | 11/08/2023
Carrier Corp. - Syracuse | CARRIER CORPORATION | 48A3*030******** |  | Voluntarily Certified | ACAirCoolAllPhase&gt;=240k&lt; | False | False |  |  |  |  | 9.8 |  | 13.1 | 13 | [6 empty] | 306000 | Heating Other Than Electric Re | 08/10/2023 |  | 11/08/2023
Carrier Corp. - Syracuse | CARRIER CORPORATION | 48A3*040******** |  | Voluntarily Certified | ACAirCoolAllPhase&gt;=240k&lt; | False | False |  |  |  |  | 9.8 |  | 13.5 | 13 | [6 empty] | 425000 | Heating Other Than Electric Re | 08/10/2023 |  | 11/08/2023
Carrier Corp. - Syracuse | CARRIER CORPORATION | 48A4*030*(N,P,Q,1,2,3)* |  | Voluntarily Certified | ACAirCoolAllPhase&gt;=240k&lt; | False | False |  |  |  |  | 9.8 |  | 13 | 13 | [6 empty] | 306000 | Heating Other Than Electric Re | 08/10/2023 |  | 11/08/2023
Carrier Corp. - Syracuse | CARRIER CORPORATION | 48A4*040*(P,Q,R,2,3,4)* |  | Voluntarily Certified | ACAirCoolAllPhase&gt;=240k&lt; | False | False |  |  |  |  | 9.8 |  | 13.1 | 13 | [6 empty] | 425000 | Heating Other Than Electric Re | 08/10/2023 |  | 11/08/2023
Carrier Corp. - Syracuse | CARRIER CORPORATION | 48A5*030******** |  | Voluntarily Certified | ACAirCoolAllPhase&gt;=240k&lt; | False | False |  |  |  |  | 9.8 |  | 13 | 13 | [6 empty] | 306000 | Heating Other Than Electric Re | 08/10/2023 |  | 11/08/2023
Carrier Corp. - Syracuse | CARRIER CORPORATION | 48A5*040******** |  | Voluntarily Certified | ACAirCoolAllPhase&gt;=240k&lt; | False | False |  |  |  |  | 9.8 |  | 13.4 | 13 | [6 empty] | 425000 | Heating Other Than Electric Re | 08/10/2023 |  | 11/08/2023
Carrier Corp. - Syracuse | CARRIER CORPORATION | 48A6*020*(L,N,P,J,1,2)* |  | Voluntarily Certified | ACAirCoolAllPhase&gt;=240k&lt; | False | False |  |  |  |  | 9.8 |  | 13.6 | 13 | [6 empty] | 240000 | Heating Other Than Electric Re | 08/10/2023 |  | 11/08/2023
Carrier Corp. - Syracuse | CARRIER CORPORATION | 48A6*025*(L,N,P,J,1,2)* |  | Voluntarily Certified | ACAirCoolAllPhase&gt;=240k&lt; | False | False |  |  |  |  | 9.8 |  | 13.2 | 13 | [6 empty] | 266000 | Heating Other Than Electric Re | 08/10/2023 |  | 11/08/2023
Carrier Corp. - Syracuse | CARRIER CORPORATION | 48A6*027*(N,P,Q,1,2,3)* |  | Voluntarily Certified | ACAirCoolAllPhase&gt;=240k&lt; | False | False |  |  |  |  | 9.8 |  | 13.1 | 13 | [6 empty] | 272000 | Heating Other Than Electric Re | 08/10/2023 |  | 11/08/2023
Carrier Corp. - Syracuse | CARRIER CORPORATION | 48A6*030*(N,P,Q,1,2,3)* |  | Voluntarily Certified | ACAirCoolAllPhase&gt;=240k&lt; | False | False |  |  |  |  | 9.8 |  | 14 | 13 | [6 empty] | 306000 | Heating Other Than Electric Re | 08/10/2023 |  | 11/08/2023
Carrier Corp. - Syracuse | CARRIER CORPORATION | 48A6*035*(P,Q,R,2,3,4)* |  | Voluntarily Certified | ACAirCoolAllPhase&gt;=240k&lt; | False | False |  |  |  |  | 9.8 |  | 13.5 | 13 | [6 empty] | 356000 | Heating Other Than Electric Re | 08/10/2023 |  | 11/08/2023
Carrier Corp. - Syracuse | CARRIER CORPORATION | 48A6*040*(P,Q,R,2,3,4)* |  | Voluntarily Certified | ACAirCoolAllPhase&gt;=240k&lt; | False | False |  |  |  |  | 9.8 |  | 14.5 | 13 | [6 empty] | 425000 | Heating Other Than Electric Re | 08/10/2023 |  | 11/08/2023
Carrier Corp. - Syracuse | CARRIER CORPORATION | 48A6*050*(Q,R,S,3,4,5)* |  | Voluntarily Certified | ACAirCoolAllPhase&gt;=240k&lt; | False | False |  |  |  |  | 9.8 |  | 14.4 | 13 | [6 empty] | 485000 | Heating Other Than Electric Re | 08/10/2023 |  | 11/08/2023
Carrier Corp. - Syracuse | CARRIER CORPORATION | 48A6*060*(R,S,T,4,5,6)* |  | Voluntarily Certified | ACAirCoolAllPhase&gt;=240k&lt; | False | False |  |  |  |  | 9.8 |  | 14.2 | 13 | [6 empty] | 610000 | Heating Other Than Electric Re | 08/10/2023 |  | 11/08/2023
Carrier Corp. - Syracuse | CARRIER CORPORATION | 48A7*020******** |  | Voluntarily Certified | ACAirCoolAllPhase&gt;=240k&lt; | False | False |  |  |  |  | 9.8 |  | 14 | 13 | [6 empty] | 240000 | Heating Other Than Electric Re | 08/10/2023 |  | 11/08/2023
Carrier Corp. - Syracuse | CARRIER CORPORATION | 48A7*025******** |  | Voluntarily Certified | ACAirCoolAllPhase&gt;=240k&lt; | False | False |  |  |  |  | 9.8 |  | 13.7 | 13 | [6 empty] | 266000 | Heating Other Than Electric Re | 08/10/2023 |  | 11/08/2023
Carrier Corp. - Syracuse | CARRIER CORPORATION | 48A7*027******** |  | Voluntarily Certified | ACAirCoolAllPhase&gt;=240k&lt; | False | False |  |  |  |  | 9.8 |  | 13.5 | 13 | [6 empty] | 272000 | Heating Other Than Electric Re | 08/10/2023 |  | 11/08/2023
Carrier Corp. - Syracuse | CARRIER CORPORATION | 48A7*030******** |  | Voluntarily Certified | ACAirCoolAllPhase&gt;=240k&lt; | False | False |  |  |  |  | 9.8 |  | 14.4 | 13 | [6 empty] | 306000 | Heating Other Than Electric Re | 08/10/2023 |  | 11/08/2023
Carrier Corp. - Syracuse | CARRIER CORPORATION | 48A7*035******** |  | Voluntarily Certified | ACAirCoolAllPhase&gt;=240k&lt; | False | False |  |  |  |  | 9.8 |  | 13.4 | 13 | [6 empty] | 356000 | Heating Other Than Electric Re | 08/10/2023 |  | 11/08/2023
Carrier Corp. - Syracuse | CARRIER CORPORATION | 48A7*040******** |  | Voluntarily Certified | ACAirCoolAllPhase&gt;=240k&lt; | False | False |  |  |  |  | 9.8 |  | 14.5 | 13 | [6 empty] | 425000 | Heating Other Than Electric Re | 08/10/2023 |  | 11/08/2023
Carrier Corp. - Syracuse | CARRIER CORPORATION | 48A7*050******** |  | Voluntarily Certified | ACAirCoolAllPhase&gt;=240k&lt; | False | False |  |  |  |  | 9.8 |  | 14.7 | 13 | [6 empty] | 485000 | Heating Other Than Electric Re | 08/10/2023 |  | 11/08/2023
Carrier Corp. - Syracuse | CARRIER CORPORATION | 48A7*060******** |  | Voluntarily Certified | ACAirCoolAllPhase&gt;=240k&lt; | False | False |  |  |  |  | 9.8 |  | 14.8 | 13 | [6 empty] | 610000 | Heating Other Than Electric Re | 08/10/2023 |  | 11/08/2023
Carrier Corp. - Syracuse | CARRIER CORPORATION | 48A8*020*(L,N,P,J,1,2)* |  | Voluntarily Certified | ACAirCoolAllPhase&gt;=240k&lt; | False | False |  |  |  |  | 9.8 |  | 13.5 | 13 | [6 empty] | 240000 | Heating Other Than Electric Re | 08/10/2023 |  | 11/08/2023
Carrier Corp. - Syracuse | CARRIER CORPORATION | 48A8*025*(L,N,P,J,1,2)* |  | Voluntarily Certified | ACAirCoolAllPhase&gt;=240k&lt; | False | False |  |  |  |  | 9.8 |  | 13.1 | 13 | [6 empty] | 266000 | Heating Other Than Electric Re | 08/10/2023 |  | 11/08/2023
Carrier Corp. - Syracuse | CARRIER CORPORATION | 48A8*030*(N,P,Q,1,2,3)* |  | Voluntarily Certified | ACAirCoolAllPhase&gt;=240k&lt; | False | False |  |  |  |  | 9.8 |  | 13.8 | 13 | [6 empty] | 306000 | Heating Other Than Electric Re | 08/10/2023 |  | 11/08/2023
Carrier Corp. - Syracuse | CARRIER CORPORATION | 48A8*035*(P,Q,R,2,3,4)* |  | Voluntarily Certified | ACAirCoolAllPhase&gt;=240k&lt; | False | False |  |  |  |  | 9.8 |  | 13.4 | 13 | [6 empty] | 354000 | Heating Other Than Electric Re | 08/10/2023 |  | 11/08/2023
Carrier Corp. - Syracuse | CARRIER CORPORATION | 48A8*040*(P,Q,R,2,3,4)* |  | Voluntarily Certified | ACAirCoolAllPhase&gt;=240k&lt; | False | False |  |  |  |  | 9.8 |  | 14.5 | 13 | [6 empty] | 425000 | Heating Other Than Electric Re | 08/10/2023 |  | 11/08/2023
Carrier Corp. - Syracuse | CARRIER CORPORATION | 48A8*050*(Q,R,S,3,4,5)* |  | Voluntarily Certified | ACAirCoolAllPhase&gt;=240k&lt; | False | False |  |  |  |  | 9.8 |  | 14.2 | 13 | [6 empty] | 480000 | Heating Other Than Electric Re | 08/10/2023 |  | 11/08/2023
Carrier Corp. - Syracuse | CARRIER CORPORATION | 48A8*060*(R,S,T,4,5,6)* |  | Voluntarily Certified | ACAirCoolAllPhase&gt;=240k&lt; | False | False |  |  |  |  | 9.8 |  | 14 | 13 | [6 empty] | 610000 | Heating Other Than Electric Re | 08/10/2023 |  | 11/08/2023
Carrier Corp. - Syracuse | CARRIER CORPORATION | 48A9*020******** |  | Voluntarily Certified | ACAirCoolAllPhase&gt;=240k&lt; | False | False |  |  |  |  | 9.8 |  | 13.8 | 13 | [6 empty] | 240000 | Heating Other Than Electric Re | 08/10/2023 |  | 11/08/2023
Carrier Corp. - Syracuse | CARRIER CORPORATION | 48A9*025******** |  | Voluntarily Certified | ACAirCoolAllPhase&gt;=240k&lt; | False | False |  |  |  |  | 9.8 |  | 13.6 | 13 | [6 empty] | 266000 | Heating Other Than Electric Re | 08/10/2023 |  | 11/08/2023
Carrier Corp. - Syracuse | CARRIER CORPORATION | 48A9*027******** |  | Voluntarily Certified | ACAirCoolAllPhase&gt;=240k&lt; | False | False |  |  |  |  | 9.8 |  | 13.4 | 13 | [6 empty] | 270000 | Heating Other Than Electric Re | 08/10/2023 |  | 11/08/2023
Carrier Corp. - Syracuse | CARRIER CORPORATION | 48A9*030******** |  | Voluntarily Certified | ACAirCoolAllPhase&gt;=240k&lt; | False | False |  |  |  |  | 9.8 |  | 14.3 | 13 | [6 empty] | 306000 | Heating Other Than Electric Re | 08/10/2023 |  | 11/08/2023
Carrier Corp. - Syracuse | CARRIER CORPORATION | 48A9*035******** |  | Voluntarily Certified | ACAirCoolAllPhase&gt;=240k&lt; | False | False |  |  |  |  | 9.8 |  | 13.4 | 13 | [6 empty] | 354000 | Heating Other Than Electric Re | 08/10/2023 |  | 11/08/2023
Carrier Corp. - Syracuse | CARRIER CORPORATION | 48A9*040******** |  | Voluntarily Certified | ACAirCoolAllPhase&gt;=240k&lt; | False | False |  |  |  |  | 9.8 |  | 14.5 | 13 | [6 empty] | 425000 | Heating Other Than Electric Re | 08/10/2023 |  | 11/08/2023
Carrier Corp. - Syracuse | CARRIER CORPORATION | 48A9*050******** |  | Voluntarily Certified | ACAirCoolAllPhase&gt;=240k&lt; | False | False |  |  |  |  | 9.8 |  | 14.6 | 13 | [6 empty] | 480000 | Heating Other Than Electric Re | 08/10/2023 |  | 11/08/2023
Carrier Corp. - Syracuse | CARRIER CORPORATION | 48A9*060******** |  | Voluntarily Certified | ACAirCoolAllPhase&gt;=240k&lt; | False | False |  |  |  |  | 9.8 |  | 14.6 | 13 | [6 empty] | 610000 | Heating Other Than Electric Re | 08/10/2023 |  | 11/08/2023
Carrier Corp. - Syracuse | CARRIER CORPORATION | 48FC**07* |  | Voluntarily Certified | ACAirCoolAllPhase&gt;=65k&lt;1 | False | False |  |  |  |  | 11 |  | 15.5 | 14.6 | [6 empty] | 70000 | Heating Other Than Electric Re | 08/10/2023 |  | 11/08/2023
Carrier Corp. - Syracuse | CARRIER CORPORATION | 48FC**08* |  | Voluntarily Certified | ACAirCoolAllPhase&gt;=65k&lt;1 | False | False |  |  |  |  | 11.2 |  | 15 | 14.6 | [6 empty] | 86000 | Heating Other Than Electric Re | 08/10/2023 |  | 11/08/2023
Carrier Corp. - Syracuse | CARRIER CORPORATION | 48FC**09* |  | Voluntarily Certified | ACAirCoolAllPhase&gt;=65k&lt;1 | False | False |  |  |  |  | 11.2 |  | 15 | 14.6 | [6 empty] | 98000 | Heating Other Than Electric Re | 08/10/2023 |  | 11/08/2023
Carrier Corp. - Syracuse | CARRIER CORPORATION | 48FC**12* |  | Voluntarily Certified | ACAirCoolAllPhase&gt;=65k&lt;1 | False | False |  |  |  |  | 11 |  | 15 | 14.6 | [6 empty] | 118000 | Heating Other Than Electric Re | 08/10/2023 |  | 11/08/2023
Carrier Corp. - Syracuse | CARRIER CORPORATION | 48FC**14* |  | Voluntarily Certified | ACAirCoolAllPhase&gt;=65k&lt;1 | False | False |  |  |  |  | 10.2 |  | 15 | 14.6 | [6 empty] | 132000 | Heating Other Than Electric Re | 08/10/2023 |  | 11/08/2023
Carrier Corp. - Syracuse | CARRIER CORPORATION | 48FC**16* |  | Voluntarily Certified | ACAirCoolAllPhase&gt;=135k&lt; | False | False |  |  |  |  | 10.8 |  | 14.5 | 14 | [6 empty] | 174000 | Heating Other Than Electric Re | 08/10/2023 |  | 11/08/2023
Carrier Corp. - Syracuse | CARRIER CORPORATION | 48FC**20*(2,3,5,6)* |  | Voluntarily Certified | ACAirCoolAllPhase&gt;=135k&lt; | False | False |  |  |  |  | 10.8 |  | 14.5 | 14 | [6 empty] | 206000 | Heating Other Than Electric Re | 08/10/2023 |  | 11/08/2023
Carrier Corp. - Syracuse | CARRIER CORPORATION | 48FC**20*(H,J,K,L)* |  | Voluntarily Certified | ACAirCoolAllPhase&gt;=135k&lt; | False | False |  |  |  |  | 10.8 |  | 14.5 | 14 | [6 empty] | 206000 | Heating Other Than Electric Re | 08/10/2023 |  | 11/08/2023
Carrier Corp. - Syracuse | CARRIER CORPORATION | 48FC**24*(2,3,5,6)* |  | Voluntarily Certified | ACAirCoolAllPhase&gt;=240k&lt; | False | False |  |  |  |  | 10 |  | 14.5 | 13 | [6 empty] | 248000 | Heating Other Than Electric Re | 08/10/2023 |  | 11/08/2023
Carrier Corp. - Syracuse | CARRIER CORPORATION | 48FC**24*(H,J,K,L)* |  | Voluntarily Certified | ACAirCoolAllPhase&gt;=240k&lt; | False | False |  |  |  |  | 10 |  | 14.5 | 13 | [6 empty] | 248000 | Heating Other Than Electric Re | 08/10/2023 |  | 11/08/2023
Carrier Corp. - Syracuse | CARRIER CORPORATION | 48FC**28*(2,3,5,6)* |  | Voluntarily Certified | ACAirCoolAllPhase&gt;=240k&lt; | False | False |  |  |  |  | 9.8 |  | 14 | 13 | [6 empty] | 282000 | Heating Other Than Electric Re | 08/10/2023 |  | 11/08/2023
Carrier Corp. - Syracuse | CARRIER CORPORATION | 48FC**28*(H,J,K,L)* |  | Voluntarily Certified | ACAirCoolAllPhase&gt;=240k&lt; | False | False |  |  |  |  | 9.8 |  | 14 | 13 | [6 empty] | 282000 | Heating Other Than Electric Re | 08/10/2023 |  | 11/08/2023
Carrier Corp. - Syracuse | CARRIER CORPORATION | 48FC**30*(2,3,5,6)* |  | Voluntarily Certified | ACAirCoolAllPhase&gt;=240k&lt; | False | False |  |  |  |  | 9.8 |  | 14 | 13 | [6 empty] | 314000 | Heating Other Than Electric Re | 08/10/2023 |  | 11/08/2023
Carrier Corp. - Syracuse | CARRIER CORPORATION | 48GC**07* |  | Voluntarily Certified | ACAirCoolAllPhase&gt;=65k&lt;1 | False | False |  |  |  |  | 12.2 |  | 17.5 | 14.6 | [6 empty] | 72000 | Heating Other Than Electric Re | 08/10/2023 |  | 11/08/2023
Carrier Corp. - Syracuse | CARRIER CORPORATION | 48GC**08* |  | Voluntarily Certified | ACAirCoolAllPhase&gt;=65k&lt;1 | False | False |  |  |  |  | 12 |  | 17.5 | 14.6 | [6 empty] | 90000 | Heating Other Than Electric Re | 08/10/2023 |  | 11/08/2023
Carrier Corp. - Syracuse | CARRIER CORPORATION | 48GC**09* |  | Voluntarily Certified | ACAirCoolAllPhase&gt;=65k&lt;1 | False | False |  |  |  |  | 11.8 |  | 17.3 | 14.6 | [6 empty] | 95000 | Heating Other Than Electric Re | 08/10/2023 |  | 11/08/2023
Carrier Corp. - Syracuse | CARRIER CORPORATION | 48GC**12* |  | Voluntarily Certified | ACAirCoolAllPhase&gt;=65k&lt;1 | False | False |  |  |  |  | 11.4 |  | 17.2 | 14.6 | [6 empty] | 114000 | Heating Other Than Electric Re | 08/10/2023 |  | 11/08/2023
Carrier Corp. - Syracuse | CARRIER CORPORATION | 48GC**14* |  | Voluntarily Certified | ACAirCoolAllPhase&gt;=135k&lt; | False | False |  |  |  |  | 12 |  | 16.4 | 14 | [6 empty] | 146000 | Heating Other Than Electric Re | 08/10/2023 |  | 11/08/2023
Carrier Corp. - Syracuse | CARRIER CORPORATION | 48HC*(D,E,G)07***(5,6,1)****(G,H,J,K,L,M)* |  | Voluntarily Certified | ACAirCoolAllPhase&gt;=65k&lt;1 | False | False |  |  |  |  | 12 |  | 16 | 14.6 | [6 empty] | 72000 | Heating Other Than Electric Re | 08/10/2023 |  | 11/08/2023
Carrier Corp. - Syracuse | CARRIER CORPORATION | 48LC**07***(1,6)* |  | Voluntarily Certified | ACAirCoolAllPhase&gt;=65k&lt;1 | False | False |  |  |  |  | 13 |  | 20.3 | 14.6 | [6 empty] | 70000 | Heating Other Than Electric Re | 08/10/2023 |  | 11/08/2023
Carrier Corp. - Syracuse | CARRIER CORPORATION | 48LC**07***5* |  | Voluntarily Certified | ACAirCoolAllPhase&gt;=65k&lt;1 | False | False |  |  |  |  | 13 |  | 20.5 | 14.6 | [6 empty] | 70000 | Heating Other Than Electric Re | 08/10/2023 |  | 11/08/2023
Carrier Corp. - Syracuse | CARRIER CORPORATION | 48LC**08*1*(1,6)* |  | Voluntarily Certified | ACAirCoolAllPhase&gt;=65k&lt;1 | False | False |  |  |  |  | 13 |  | 19.4 | 14.6 | [6 empty] | 89000 | Heating Other Than Electric Re | 08/10/2023 |  | 11/08/2023
Carrier Corp. - Syracuse | CARRIER CORPORATION | 48LC**08*1*5* |  | Voluntarily Certified | ACAirCoolAllPhase&gt;=65k&lt;1 | False | False |  |  |  |  | 13 |  | 19.8 | 14.6 | [6 empty] | 89000 | Heating Other Than Electric Re | 08/10/2023 |  | 11/08/2023
Carrier Corp. - Syracuse | CARRIER CORPORATION | 48LC**08*2*6* |  | Voluntarily Certified | ACAirCoolAllPhase&gt;=65k&lt;1 | False | False |  |  |  |  | 12.8 |  | 19 | 14.6 | [6 empty] | 89000 | Heating Other Than Electric Re | 08/10/2023 |  | 11/08/2023
Carrier Corp. - Syracuse | CARRIER CORPORATION | 48LC**08*3*(1,6)* |  | Voluntarily Certified | ACAirCoolAllPhase&gt;=65k&lt;1 | False | False |  |  |  |  | 12.8 |  | 19 | 14.6 | [6 empty] | 89000 | Heating Other Than Electric Re | 08/10/2023 |  | 11/08/2023
Carrier Corp. - Syracuse | CARRIER CORPORATION | 48LC**08*3*5* |  | Voluntarily Certified | ACAirCoolAllPhase&gt;=65k&lt;1 | False | False |  |  |  |  | 12.8 |  | 19.4 | 14.6 | [6 empty] | 89000 | Heating Other Than Electric Re | 08/10/2023 |  | 11/08/2023
Carrier Corp. - Syracuse | CARRIER CORPORATION | 48LC**08*4*(1,6)* |  | Voluntarily Certified | ACAirCoolAllPhase&gt;=65k&lt;1 | False | False |  |  |  |  | 12.8 |  | 18.9 | 14.6 | [6 empty] | 89000 | Heating Other Than Electric Re | 08/10/2023 |  | 11/08/2023
Carrier Corp. - Syracuse | CARRIER CORPORATION | 48LC**08*4*5* |  | Voluntarily Certified | ACAirCoolAllPhase&gt;=65k&lt;1 | False | False |  |  |  |  | 12.8 |  | 19.3 | 14.6 | [6 empty] | 89000 | Heating Other Than Electric Re | 08/10/2023 |  | 11/08/2023
Carrier Corp. - Syracuse | CARRIER CORPORATION | 48LC**09***(1,6)* |  | Voluntarily Certified | ACAirCoolAllPhase&gt;=65k&lt;1 | False | False |  |  |  |  | 13.2 |  | 19.8 | 14.6 | [6 empty] | 101000 | Heating Other Than Electric Re | 08/10/2023 |  | 11/08/2023
Carrier Corp. - Syracuse | CARRIER CORPORATION | 48LC**09***5* |  | Voluntarily Certified | ACAirCoolAllPhase&gt;=65k&lt;1 | False | False |  |  |  |  | 13.5 |  | 20.8 | 14.6 | [6 empty] | 101000 | Heating Other Than Electric Re | 08/10/2023 |  | 11/08/2023
Carrier Corp. - Syracuse | CARRIER CORPORATION | 48LC**12***(1,6)* |  | Voluntarily Certified | ACAirCoolAllPhase&gt;=65k&lt;1 | False | False |  |  |  |  | 13 |  | 20.3 | 14.6 | [6 empty] | 116000 | Heating Other Than Electric Re | 08/10/2023 |  | 11/08/2023
Carrier Corp. - Syracuse | CARRIER CORPORATION | 48LC**12***5* |  | Voluntarily Certified | ACAirCoolAllPhase&gt;=65k&lt;1 | False | False |  |  |  |  | 13 |  | 20.6 | 14.6 | [6 empty] | 116000 | Heating Other Than Electric Re | 08/10/2023 |  | 11/08/2023
Carrier Corp. - Syracuse | CARRIER CORPORATION | 48LC**14*(1,3,4)*(1,5,6)* |  | Voluntarily Certified | ACAirCoolAllPhase&gt;=135k&lt; | False | False |  |  |  |  | 12.4 |  | 19.1 | 14 | [6 empty] | 146000 | Heating Other Than Electric Re | 08/10/2023 |  | 11/08/2023
Carrier Corp. - Syracuse | CARRIER CORPORATION | 48LC**14*(5,7,8)*(1,5,6)* |  | Voluntarily Certified | ACAirCoolAllPhase&gt;=135k&lt; | False | False |  |  |  |  | 12 |  | 18.3 | 14 | [6 empty] | 146000 | Heating Other Than Electric Re | 08/10/2023 |  | 11/08/2023
Carrier Corp. - Syracuse | CARRIER CORPORATION | 48LC**14*2*(1,5,6)* |  | Voluntarily Certified | ACAirCoolAllPhase&gt;=135k&lt; | False | False |  |  |  |  | 12.3 |  | 18.9 | 14 | [6 empty] | 146000 | Heating Other Than Electric Re | 08/10/2023 |  | 11/08/2023
Carrier Corp. - Syracuse | CARRIER CORPORATION | 48LC**14*6*(1,5,6)* |  | Voluntarily Certified | ACAirCoolAllPhase&gt;=135k&lt; | False | False |  |  |  |  | 11.8 |  | 18.1 | 14 | [6 empty] | 146000 | Heating Other Than Electric Re | 08/10/2023 |  | 11/08/2023
Carrier Corp. - Syracuse | CARRIER CORPORATION | 48LC**17*(1,2,3,4)*(1,6)* |  | Voluntarily Certified | ACAirCoolAllPhase&gt;=135k&lt; | False | False |  |  |  |  | 12.5 |  | 18.4 | 14 | [6 empty] | 174000 | Heating Other Than Electric Re | 08/10/2023 |  | 11/08/2023
Carrier Corp. - Syracuse | CARRIER CORPORATION | 48LC**17*(1,2,3,4)*5* |  | Voluntarily Certified | ACAirCoolAllPhase&gt;=135k&lt; | False | False |  |  |  |  | 12.5 |  | 18.4 | 14 | [6 empty] | 172000 | Heating Other Than Electric Re | 08/10/2023 |  | 11/08/2023
Carrier Corp. - Syracuse | CARRIER CORPORATION | 48LC**17*(5,6,7,8)*(1,6)* |  | Voluntarily Certified | ACAirCoolAllPhase&gt;=135k&lt; | False | False |  |  |  |  | 11.8 |  | 17.2 | 14 | [6 empty] | 172000 | Heating Other Than Electric Re | 08/10/2023 |  | 11/08/2023
Carrier Corp. - Syracuse | CARRIER CORPORATION | 48LC**17*(5,6,7,8)*5* |  | Voluntarily Certified | ACAirCoolAllPhase&gt;=135k&lt; | False | False |  |  |  |  | 11.8 |  | 17.2 | 14 | [6 empty] | 170000 | Heating Other Than Electric Re | 08/10/2023 |  | 11/08/2023
Carrier Corp. - Syracuse | CARRIER CORPORATION | 48LC**20*(1,2,3,4)*(1,6)* |  | Voluntarily Certified | ACAirCoolAllPhase&gt;=135k&lt; | False | False |  |  |  |  | 12 |  | 17.5 | 14 | [6 empty] | 192000 | Heating Other Than Electric Re | 08/10/2023 |  | 11/08/2023
Carrier Corp. - Syracuse | CARRIER CORPORATION | 48LC**20*(1,2,3,4)*5* |  | Voluntarily Certified | ACAirCoolAllPhase&gt;=135k&lt; | False | False |  |  |  |  | 12 |  | 17.7 | 14 | [6 empty] | 192000 | Heating Other Than Electric Re | 08/10/2023 |  | 11/08/2023
Carrier Corp. - Syracuse | CARRIER CORPORATION | 48LC**20*(5,6,7,8)*(1,6)* |  | Voluntarily Certified | ACAirCoolAllPhase&gt;=135k&lt; | False | False |  |  |  |  | 11.2 |  | 16.6 | 14 | [6 empty] | 190000 | Heating Other Than Electric Re | 08/10/2023 |  | 11/08/2023
Carrier Corp. - Syracuse | CARRIER CORPORATION | 48LC**20*(5,6,7,8)*5* |  | Voluntarily Certified | ACAirCoolAllPhase&gt;=135k&lt; | False | False |  |  |  |  | 11.2 |  | 16.8 | 14 | [6 empty] | 190000 | Heating Other Than Electric Re | 08/10/2023 |  | 11/08/2023
Carrier Corp. - Syracuse | CARRIER CORPORATION | 48LC**24*(1,2,3)*(1,6)* |  | Voluntarily Certified | ACAirCoolAllPhase&gt;=135k&lt; | False | False |  |  |  |  | 12 |  | 18 | 14 | [6 empty] | 232000 | Heating Other Than Electric Re | 08/10/2023 |  | 11/08/2023
Carrier Corp. - Syracuse | CARRIER CORPORATION | 48LC**24*(1,2,3)*5* |  | Voluntarily Certified | ACAirCoolAllPhase&gt;=135k&lt; | False | False |  |  |  |  | 12 |  | 18 | 14 | [6 empty] | 230000 | Heating Other Than Electric Re | 08/10/2023 |  | 11/08/2023
Carrier Corp. - Syracuse | CARRIER CORPORATION | 48LC**24*(5,6,7)*(1,6)* |  | Voluntarily Certified | ACAirCoolAllPhase&gt;=135k&lt; | False | False |  |  |  |  | 10.9 |  | 17.1 | 14 | [6 empty] | 230000 | Heating Other Than Electric Re | 08/10/2023 |  | 11/08/2023
Carrier Corp. - Syracuse | CARRIER CORPORATION | 48LC**24*(5,6,7)*5* |  | Voluntarily Certified | ACAirCoolAllPhase&gt;=135k&lt; | False | False |  |  |  |  | 10.9 |  | 17.1 | 14 | [6 empty] | 228000 | Heating Other Than Electric Re | 08/10/2023 |  | 11/08/2023
Carrier Corp. - Syracuse | CARRIER CORPORATION | 48LC**26*(1,2,3)*(1,5,6)* |  | Voluntarily Certified | ACAirCoolAllPhase&gt;=240k&lt; | False | False |  |  |  |  | 11.1 |  | 17.8 | 13 | [6 empty] | 272000 | Heating Other Than Electric Re | 08/10/2023 |  | 11/08/2023
Carrier Corp. - Syracuse | CARRIER CORPORATION | 48LC**26*(5,6,7)*(1,5,6)* |  | Voluntarily Certified | ACAirCoolAllPhase&gt;=240k&lt; | False | False |  |  |  |  | 10.1 |  | 16.1 | 13 | [6 empty] | 266000 | Heating Other Than Electric Re | 08/10/2023 |  | 11/08/2023
Carrier Corp. - Syracuse | CARRIER CORPORATION | 48P6*040******(2,3)**(1,3)* |  | Voluntarily Certified | ACAirCoolAllPhase&gt;=240k&lt; | False | False |  |  |  |  | 9.8 |  | 13.7 | 13 | [6 empty] | 410000 | Heating Other Than Electric Re | 08/10/2023 |  | 11/08/2023
Carrier Corp. - Syracuse | CARRIER CORPORATION | 48P6*040******(2,3)**(2,4)* |  | Voluntarily Certified | ACAirCoolAllPhase&gt;=240k&lt; | False | False |  |  |  |  | 10 |  | 13.9 | 13 | [6 empty] | 440000 | Heating Other Than Electric Re | 08/10/2023 |  | 11/08/2023
Carrier Corp. - Syracuse | CARRIER CORPORATION | 48P6*050******(2,3)**(1,3)* |  | Voluntarily Certified | ACAirCoolAllPhase&gt;=240k&lt; | False | False |  |  |  |  | 9.8 |  | 14.3 | 13 | [6 empty] | 535000 | Heating Other Than Electric Re | 08/10/2023 |  | 11/08/2023
Carrier Corp. - Syracuse | CARRIER CORPORATION | 48P6*050******(2,3)**(2,4)* |  | Voluntarily Certified | ACAirCoolAllPhase&gt;=240k&lt; | False | False |  |  |  |  | 9.8 |  | 13.9 | 13 | [6 empty] | 560000 | Heating Other Than Electric Re | 08/10/2023 |  | 11/08/2023
Carrier Corp. - Syracuse | CARRIER CORPORATION | 48P6*055******(2,3)**(1,3)* |  | Voluntarily Certified | ACAirCoolAllPhase&gt;=240k&lt; | False | False |  |  |  |  | 9.8 |  | 13.7 | 13 | [6 empty] | 580000 | Heating Other Than Electric Re | 08/10/2023 |  | 11/08/2023
Carrier Corp. - Syracuse | CARRIER CORPORATION | 48P6*055******(2,3)**(2,4)* |  | Voluntarily Certified | ACAirCoolAllPhase&gt;=240k&lt; | False | False |  |  |  |  | 9.8 |  | 13.7 | 13 | [6 empty] | 595000 | Heating Other Than Electric Re | 08/10/2023 |  | 11/08/2023
Carrier Corp. - Syracuse | CARRIER CORPORATION | 48P6*060******(2,3)**(1,3)* |  | Voluntarily Certified | ACAirCoolAllPhase&gt;=240k&lt; | False | False |  |  |  |  | 9.8 |  | 13.2 | 13 | [6 empty] | 625000 | Heating Other Than Electric Re | 08/10/2023 |  | 11/08/2023
Carrier Corp. - Syracuse | CARRIER CORPORATION | 48P6*060******(2,3)**(2,4)* |  | Voluntarily Certified | ACAirCoolAllPhase&gt;=240k&lt; | False | False |  |  |  |  | 9.8 |  | 13.3 | 13 | [6 empty] | 650000 | Heating Other Than Electric Re | 08/10/2023 |  | 11/08/2023
Carrier Corp. - Syracuse | CARRIER CORPORATION | 48P6*070******(2,3)**(1,3)* |  | Voluntarily Certified | ACAirCoolAllPhase&gt;=240k&lt; | False | False |  |  |  |  | 9.8 |  | 14.1 | 13 | [6 empty] | 695000 | Heating Other Than Electric Re | 08/10/2023 |  | 11/08/2023
Carrier Corp. - Syracuse | CARRIER CORPORATION | 48P6*070******(2,3)**(2,4)* |  | Voluntarily Certified | ACAirCoolAllPhase&gt;=240k&lt; | False | False |  |  |  |  | 9.8 |  | 14 | 13 | [6 empty] | 720000 | Heating Other Than Electric Re | 08/10/2023 |  | 11/08/2023
Carrier Corp. - Syracuse | CARRIER CORPORATION | 48P7*040******(2,3)**(1,3)* |  | Voluntarily Certified | ACAirCoolAllPhase&gt;=240k&lt; | False | False |  |  |  |  | 9.8 |  | 13.8 | 13 | [6 empty] | 410000 | Heating Other Than Electric Re | 08/10/2023 |  | 11/08/2023
Carrier Corp. - Syracuse | CARRIER CORPORATION | 48P7*040******(2,3)**(2,4)* |  | Voluntarily Certified | ACAirCoolAllPhase&gt;=240k&lt; | False | False |  |  |  |  | 10 |  | 13.9 | 13 | [6 empty] | 440000 | Heating Other Than Electric Re | 08/10/2023 |  | 11/08/2023
Carrier Corp. - Syracuse | CARRIER CORPORATION | 48P7*050******(2,3)**(1,3)* |  | Voluntarily Certified | ACAirCoolAllPhase&gt;=240k&lt; | False | False |  |  |  |  | 9.8 |  | 14.9 | 13 | [6 empty] | 535000 | Heating Other Than Electric Re | 08/10/2023 |  | 11/08/2023
Carrier Corp. - Syracuse | CARRIER CORPORATION | 48P7*050******(2,3)**(2,4)* |  | Voluntarily Certified | ACAirCoolAllPhase&gt;=240k&lt; | False | False |  |  |  |  | 9.8 |  | 14.8 | 13 | [6 empty] | 560000 | Heating Other Than Electric Re | 08/10/2023 |  | 11/08/2023
Carrier Corp. - Syracuse | CARRIER CORPORATION | 48P7*055******(2,3)**(1,3)* |  | Voluntarily Certified | ACAirCoolAllPhase&gt;=240k&lt; | False | False |  |  |  |  | 9.8 |  | 14.1 | 13 | [6 empty] | 580000 | Heating Other Than Electric Re | 08/10/2023 |  | 11/08/2023
Carrier Corp. - Syracuse | CARRIER CORPORATION | 48P7*055******(2,3)**(2,4)* |  | Voluntarily Certified | ACAirCoolAllPhase&gt;=240k&lt; | False | False |  |  |  |  | 9.8 |  | 13.9 | 13 | [6 empty] | 595000 | Heating Other Than Electric Re | 08/10/2023 |  | 11/08/2023
Carrier Corp. - Syracuse | CARRIER CORPORATION | 48P7*060******(2,3)**(1,3)* |  | Voluntarily Certified | ACAirCoolAllPhase&gt;=240k&lt; | False | False |  |  |  |  | 9.8 |  | 13.6 | 13 | [6 empty] | 625000 | Heating Other Than Electric Re | 08/10/2023 |  | 11/08/2023
Carrier Corp. - Syracuse | CARRIER CORPORATION | 48P7*060******(2,3)**(2,4)* |  | Voluntarily Certified | ACAirCoolAllPhase&gt;=240k&lt; | False | False |  |  |  |  | 9.8 |  | 13.5 | 13 | [6 empty] | 650000 | Heating Other Than Electric Re | 08/10/2023 |  | 11/08/2023
Carrier Corp. - Syracuse | CARRIER CORPORATION | 48P7*070******(2,3)**(1,3)* |  | Voluntarily Certified | ACAirCoolAllPhase&gt;=240k&lt; | False | False |  |  |  |  | 9.8 |  | 14.5 | 13 | [6 empty] | 695000 | Heating Other Than Electric Re | 08/10/2023 |  | 11/08/2023
Carrier Corp. - Syracuse | CARRIER CORPORATION | 48P7*070******(2,3)**(2,4)* |  | Voluntarily Certified | ACAirCoolAllPhase&gt;=240k&lt; | False | False |  |  |  |  | 9.8 |  | 14.5 | 13 | [6 empty] | 720000 | Heating Other Than Electric Re | 08/10/2023 |  | 11/08/2023
Carrier Corp. - Syracuse | CARRIER CORPORATION | 48P8*040******(2,3)**(1,3)* |  | Voluntarily Certified | ACAirCoolAllPhase&gt;=240k&lt; | False | False |  |  |  |  | 9.8 |  | 13.7 | 13 | [6 empty] | 410000 | Heating Other Than Electric Re | 08/10/2023 |  | 11/08/2023
Carrier Corp. - Syracuse | CARRIER CORPORATION | 48P8*040******(2,3)**(2,4)* |  | Voluntarily Certified | ACAirCoolAllPhase&gt;=240k&lt; | False | False |  |  |  |  | 10.2 |  | 13.9 | 13 | [6 empty] | 440000 | Heating Other Than Electric Re | 08/10/2023 |  | 11/08/2023
Carrier Corp. - Syracuse | CARRIER CORPORATION | 48P8*050******(2,3)**(1,3)* |  | Voluntarily Certified | ACAirCoolAllPhase&gt;=240k&lt; | False | False |  |  |  |  | 9.8 |  | 14.2 | 13 | [6 empty] | 540000 | Heating Other Than Electric Re | 08/10/2023 |  | 11/08/2023
Carrier Corp. - Syracuse | CARRIER CORPORATION | 48P8*050******(2,3)**(2,4)* |  | Voluntarily Certified | ACAirCoolAllPhase&gt;=240k&lt; | False | False |  |  |  |  | 9.8 |  | 13.9 | 13 | [6 empty] | 555000 | Heating Other Than Electric Re | 08/10/2023 |  | 11/08/2023
Carrier Corp. - Syracuse | CARRIER CORPORATION | 48P8*055******(2,3)**(1,3)* |  | Voluntarily Certified | ACAirCoolAllPhase&gt;=240k&lt; | False | False |  |  |  |  | 9.8 |  | 13.7 | 13 | [6 empty] | 575000 | Heating Other Than Electric Re | 08/10/2023 |  | 11/08/2023
Carrier Corp. - Syracuse | CARRIER CORPORATION | 48P8*055******(2,3)**(2,4)* |  | Voluntarily Certified | ACAirCoolAllPhase&gt;=240k&lt; | False | False |  |  |  |  | 9.8 |  | 13.7 | 13 | [6 empty] | 590000 | Heating Other Than Electric Re | 08/10/2023 |  | 11/08/2023
Carrier Corp. - Syracuse | CARRIER CORPORATION | 48P8*060******(2,3)**(1,3)* |  | Voluntarily Certified | ACAirCoolAllPhase&gt;=240k&lt; | False | False |  |  |  |  | 9.8 |  | 13.1 | 13 | [6 empty] | 625000 | Heating Other Than Electric Re | 08/10/2023 |  | 11/08/2023
Carrier Corp. - Syracuse | CARRIER CORPORATION | 48P8*060******(2,3)**(2,4)* |  | Voluntarily Certified | ACAirCoolAllPhase&gt;=240k&lt; | False | False |  |  |  |  | 9.8 |  | 13.3 | 13 | [6 empty] | 645000 | Heating Other Than Electric Re | 08/10/2023 |  | 11/08/2023
Carrier Corp. - Syracuse | CARRIER CORPORATION | 48P8*070******(2,3)**(1,3)* |  | Voluntarily Certified | ACAirCoolAllPhase&gt;=240k&lt; | False | False |  |  |  |  | 9.8 |  | 14.1 | 13 | [6 empty] | 695000 | Heating Other Than Electric Re | 08/10/2023 |  | 11/08/2023
Carrier Corp. - Syracuse | CARRIER CORPORATION | 48P8*070******(2,3)**(2,4)* |  | Voluntarily Certified | ACAirCoolAllPhase&gt;=240k&lt; | False | False |  |  |  |  | 9.8 |  | 14 | 13 | [6 empty] | 720000 | Heating Other Than Electric Re | 08/10/2023 |  | 11/08/2023
Carrier Corp. - Syracuse | CARRIER CORPORATION | 48P9*040******(2,3)**(1,3)* |  | Voluntarily Certified | ACAirCoolAllPhase&gt;=240k&lt; | False | False |  |  |  |  | 9.8 |  | 13.8 | 13 | [6 empty] | 410000 | Heating Other Than Electric Re | 08/10/2023 |  | 11/08/2023
Carrier Corp. - Syracuse | CARRIER CORPORATION | 48P9*040******(2,3)**(2,4)* |  | Voluntarily Certified | ACAirCoolAllPhase&gt;=240k&lt; | False | False |  |  |  |  | 10.2 |  | 13.9 | 13 | [6 empty] | 440000 | Heating Other Than Electric Re | 08/10/2023 |  | 11/08/2023
Carrier Corp. - Syracuse | CARRIER CORPORATION | 48P9*050******(2,3)**(1,3)* |  | Voluntarily Certified | ACAirCoolAllPhase&gt;=240k&lt; | False | False |  |  |  |  | 9.8 |  | 14.9 | 13 | [6 empty] | 540000 | Heating Other Than Electric Re | 08/10/2023 |  | 11/08/2023
Carrier Corp. - Syracuse | CARRIER CORPORATION | 48P9*050******(2,3)**(2,4)* |  | Voluntarily Certified | ACAirCoolAllPhase&gt;=240k&lt; | False | False |  |  |  |  | 9.8 |  | 14.7 | 13 | [6 empty] | 555000 | Heating Other Than Electric Re | 08/10/2023 |  | 11/08/2023
Carrier Corp. - Syracuse | CARRIER CORPORATION | 48P9*055******(2,3)**(1,3)* |  | Voluntarily Certified | ACAirCoolAllPhase&gt;=240k&lt; | False | False |  |  |  |  | 9.8 |  | 14.1 | 13 | [6 empty] | 575000 | Heating Other Than Electric Re | 08/10/2023 |  | 11/08/2023
Carrier Corp. - Syracuse | CARRIER CORPORATION | 48P9*055******(2,3)**(2,4)* |  | Voluntarily Certified | ACAirCoolAllPhase&gt;=240k&lt; | False | False |  |  |  |  | 9.8 |  | 13.8 | 13 | [6 empty] | 590000 | Heating Other Than Electric Re | 08/10/2023 |  | 11/08/2023
Carrier Corp. - Syracuse | CARRIER CORPORATION | 48P9*060******(2,3)**(1,3)* |  | Voluntarily Certified | ACAirCoolAllPhase&gt;=240k&lt; | False | False |  |  |  |  | 9.8 |  | 13.4 | 13 | [6 empty] | 625000 | Heating Other Than Electric Re | 08/10/2023 |  | 11/08/2023
Carrier Corp. - Syracuse | CARRIER CORPORATION | 48P9*060******(2,3)**(2,4)* |  | Voluntarily Certified | ACAirCoolAllPhase&gt;=240k&lt; | False | False |  |  |  |  | 9.8 |  | 13.5 | 13 | [6 empty] | 645000 | Heating Other Than Electric Re | 08/10/2023 |  | 11/08/2023
Carrier Corp. - Syracuse | CARRIER CORPORATION | 48P9*070******(2,3)**(1,3)* |  | Voluntarily Certified | ACAirCoolAllPhase&gt;=240k&lt; | False | False |  |  |  |  | 9.8 |  | 14.4 | 13 | [6 empty] | 695000 | Heating Other Than Electric Re | 08/10/2023 |  | 11/08/2023
Carrier Corp. - Syracuse | CARRIER CORPORATION | 48P9*070******(2,3)**(2,4)* |  | Voluntarily Certified | ACAirCoolAllPhase&gt;=240k&lt; | False | False |  |  |  |  | 9.8 |  | 14.4 | 13 | [6 empty] | 720000 | Heating Other Than Electric Re | 08/10/2023 |  | 11/08/2023
Carrier Corp. - Syracuse | CARRIER CORPORATION | 50A2*030*(N,P,Q,1,2,3)* |  | Voluntarily Certified | ACAirCoolAllPhase&gt;=240k&lt; | False | False |  |  |  |  | 10 |  | 13.3 | 13.2 | [6 empty] | 308000 | Electric Resistance Heating Or | 08/10/2023 |  | 11/08/2023
Carrier Corp. - Syracuse | CARRIER CORPORATION | 50A2*040*(P,Q,R,2,3,4)* |  | Voluntarily Certified | ACAirCoolAllPhase&gt;=240k&lt; | False | False |  |  |  |  | 10 |  | 13.2 | 13.2 | [6 empty] | 430000 | Electric Resistance Heating Or | 08/10/2023 |  | 11/08/2023
Carrier Corp. - Syracuse | CARRIER CORPORATION | 50A3*030******** |  | Voluntarily Certified | ACAirCoolAllPhase&gt;=240k&lt; | False | False |  |  |  |  | 10 |  | 13.2 | 13.2 | [6 empty] | 308000 | Electric Resistance Heating Or | 08/10/2023 |  | 11/08/2023
Carrier Corp. - Syracuse | CARRIER CORPORATION | 50A3*040******** |  | Voluntarily Certified | ACAirCoolAllPhase&gt;=240k&lt; | False | False |  |  |  |  | 10 |  | 13.6 | 13.2 | [6 empty] | 430000 | Electric Resistance Heating Or | 08/10/2023 |  | 11/08/2023
Carrier Corp. - Syracuse | CARRIER CORPORATION | 50A4*030*(N,P,Q,1,2,3)* |  | Voluntarily Certified | ACAirCoolAllPhase&gt;=240k&lt; | False | False |  |  |  |  | 10 |  | 13.2 | 13.2 | [6 empty] | 308000 | Electric Resistance Heating Or | 08/10/2023 |  | 11/08/2023
Carrier Corp. - Syracuse | CARRIER CORPORATION | 50A4*040*(P,Q,R,2,3,4)* |  | Voluntarily Certified | ACAirCoolAllPhase&gt;=240k&lt; | False | False |  |  |  |  | 10 |  | 13.2 | 13.2 | [6 empty] | 430000 | Electric Resistance Heating Or | 08/10/2023 |  | 11/08/2023
Carrier Corp. - Syracuse | CARRIER CORPORATION | 50A5*030******** |  | Voluntarily Certified | ACAirCoolAllPhase&gt;=240k&lt; | False | False |  |  |  |  | 10 |  | 13.2 | 13.2 | [6 empty] | 308000 | Electric Resistance Heating Or | 08/10/2023 |  | 11/08/2023
Carrier Corp. - Syracuse | CARRIER CORPORATION | 50A5*040******** |  | Voluntarily Certified | ACAirCoolAllPhase&gt;=240k&lt; | False | False |  |  |  |  | 10 |  | 13.6 | 13.2 | [6 empty] | 430000 | Electric Resistance Heating Or | 08/10/2023 |  | 11/08/2023
Carrier Corp. - Syracuse | CARRIER CORPORATION | 50A6*020*(L,N,P,J,1,2)* |  | Voluntarily Certified | ACAirCoolAllPhase&gt;=240k&lt; | False | False |  |  |  |  | 10 |  | 13.7 | 13.2 | [6 empty] | 240000 | Electric Resistance Heating Or | 08/10/2023 |  | 11/08/2023
Carrier Corp. - Syracuse | CARRIER CORPORATION | 50A6*025*(L,N,P,J,1,2)* |  | Voluntarily Certified | ACAirCoolAllPhase&gt;=240k&lt; | False | False |  |  |  |  | 10 |  | 13.4 | 13.2 | [6 empty] | 268000 | Electric Resistance Heating Or | 08/10/2023 |  | 11/08/2023
Carrier Corp. - Syracuse | CARRIER CORPORATION | 50A6*027*(N,P,Q,1,2,3)* |  | Voluntarily Certified | ACAirCoolAllPhase&gt;=240k&lt; | False | False |  |  |  |  | 10 |  | 13.3 | 13.2 | [6 empty] | 272000 | Electric Resistance Heating Or | 08/10/2023 |  | 11/08/2023
Carrier Corp. - Syracuse | CARRIER CORPORATION | 50A6*030*(C,D,E)* |  | Voluntarily Certified | ACAirCoolAllPhase&gt;=240k&lt; | False | False |  |  |  |  | 10 |  | 14.2 | 13.2 | [6 empty] | 308000 | Electric Resistance Heating Or | 08/10/2023 |  | 11/08/2023
Carrier Corp. - Syracuse | CARRIER CORPORATION | 50A6*030*(N,P,Q,1,2,3)* |  | Voluntarily Certified | ACAirCoolAllPhase&gt;=240k&lt; | False | False |  |  |  |  | 10 |  | 14.4 | 13.2 | [6 empty] | 308000 | Electric Resistance Heating Or | 08/10/2023 |  | 11/08/2023
Carrier Corp. - Syracuse | CARRIER CORPORATION | 50A6*035*(P,Q,R,2,3,4)* |  | Voluntarily Certified | ACAirCoolAllPhase&gt;=240k&lt; | False | False |  |  |  |  | 10 |  | 13.7 | 13.2 | [6 empty] | 358000 | Electric Resistance Heating Or | 08/10/2023 |  | 11/08/2023
Carrier Corp. - Syracuse | CARRIER CORPORATION | 50A6*040*(P,Q,R,2,3,4)* |  | Voluntarily Certified | ACAirCoolAllPhase&gt;=240k&lt; | False | False |  |  |  |  | 10 |  | 14.6 | 13.2 | [6 empty] | 430000 | Electric Resistance Heating Or | 08/10/2023 |  | 11/08/2023
Carrier Corp. - Syracuse | CARRIER CORPORATION | 50A6*050*(Q,R,S,3,4,5)* |  | Voluntarily Certified | ACAirCoolAllPhase&gt;=240k&lt; | False | False |  |  |  |  | 10 |  | 14.7 | 13.2 | [6 empty] | 485000 | Electric Resistance Heating Or | 08/10/2023 |  | 11/08/2023
Carrier Corp. - Syracuse | CARRIER CORPORATION | 50A6*060*(R,S,T,4,5,6)* |  | Voluntarily Certified | ACAirCoolAllPhase&gt;=240k&lt; | False | False |  |  |  |  | 10 |  | 14.5 | 13.2 | [6 empty] | 615000 | Electric Resistance Heating Or | 08/10/2023 |  | 11/08/2023
Carrier Corp. - Syracuse | CARRIER CORPORATION | 50A7*020******** |  | Voluntarily Certified | ACAirCoolAllPhase&gt;=240k&lt; | False | False |  |  |  |  | 10 |  | 14.2 | 13.2 | [6 empty] | 240000 | Electric Resistance Heating Or | 08/10/2023 |  | 11/08/2023
Carrier Corp. - Syracuse | CARRIER CORPORATION | 50A7*025******** |  | Voluntarily Certified | ACAirCoolAllPhase&gt;=240k&lt; | False | False |  |  |  |  | 10 |  | 13.9 | 13.2 | [6 empty] | 268000 | Electric Resistance Heating Or | 08/10/2023 |  | 11/08/2023
Carrier Corp. - Syracuse | CARRIER CORPORATION | 50A7*027******** |  | Voluntarily Certified | ACAirCoolAllPhase&gt;=240k&lt; | False | False |  |  |  |  | 10 |  | 13.6 | 13.2 | [6 empty] | 272000 | Electric Resistance Heating Or | 08/10/2023 |  | 11/08/2023
Carrier Corp. - Syracuse | CARRIER CORPORATION | 50A7*030******** |  | Voluntarily Certified | ACAirCoolAllPhase&gt;=240k&lt; | False | False |  |  |  |  | 10 |  | 14.7 | 13.2 | [6 empty] | 308000 | Electric Resistance Heating Or | 08/10/2023 |  | 11/08/2023
Carrier Corp. - Syracuse | CARRIER CORPORATION | 50A7*035******** |  | Voluntarily Certified | ACAirCoolAllPhase&gt;=240k&lt; | False | False |  |  |  |  | 10 |  | 13.7 | 13.2 | [6 empty] | 358000 | Electric Resistance Heating Or | 08/10/2023 |  | 11/08/2023
Carrier Corp. - Syracuse | CARRIER CORPORATION | 50A7*040******** |  | Voluntarily Certified | ACAirCoolAllPhase&gt;=240k&lt; | False | False |  |  |  |  | 10 |  | 14.8 | 13.2 | [6 empty] | 430000 | Electric Resistance Heating Or | 08/10/2023 |  | 11/08/2023
Carrier Corp. - Syracuse | CARRIER CORPORATION | 50A7*050******** |  | Voluntarily Certified | ACAirCoolAllPhase&gt;=240k&lt; | False | False |  |  |  |  | 10 |  | 14.9 | 13.2 | [6 empty] | 485000 | Electric Resistance Heating Or | 08/10/2023 |  | 11/08/2023
Carrier Corp. - Syracuse | CARRIER CORPORATION | 50A7*060******** |  | Voluntarily Certified | ACAirCoolAllPhase&gt;=240k&lt; | False | False |  |  |  |  | 10 |  | 15 | 13.2 | [6 empty] | 615000 | Electric Resistance Heating Or | 08/10/2023 |  | 11/08/2023
Carrier Corp. - Syracuse | CARRIER CORPORATION | 50A8*020*(L,N,P,J,1,2)* |  | Voluntarily Certified | ACAirCoolAllPhase&gt;=240k&lt; | False | False |  |  |  |  | 10 |  | 13.6 | 13.2 | [6 empty] | 240000 | Electric Resistance Heating Or | 08/10/2023 |  | 11/08/2023
Carrier Corp. - Syracuse | CARRIER CORPORATION | 50A8*025*(L,N,P,J,1,2)* |  | Voluntarily Certified | ACAirCoolAllPhase&gt;=240k&lt; | False | False |  |  |  |  | 10 |  | 13.3 | 13.2 | [6 empty] | 268000 | Electric Resistance Heating Or | 08/10/2023 |  | 11/08/2023
Carrier Corp. - Syracuse | CARRIER CORPORATION | 50A8*030*(N,P,Q,1,2,3)* |  | Voluntarily Certified | ACAirCoolAllPhase&gt;=240k&lt; | False | False |  |  |  |  | 10 |  | 14.2 | 13.2 | [6 empty] | 308000 | Electric Resistance Heating Or | 08/10/2023 |  | 11/08/2023
Carrier Corp. - Syracuse | CARRIER CORPORATION | 50A8*035*(P,Q,R,2,3,4)* |  | Voluntarily Certified | ACAirCoolAllPhase&gt;=240k&lt; | False | False |  |  |  |  | 10 |  | 13.7 | 13.2 | [6 empty] | 358000 | Electric Resistance Heating Or | 08/10/2023 |  | 11/08/2023
Carrier Corp. - Syracuse | CARRIER CORPORATION | 50A8*040*(P,Q,R,2,3,4)* |  | Voluntarily Certified | ACAirCoolAllPhase&gt;=240k&lt; | False | False |  |  |  |  | 10 |  | 14.7 | 13.2 | [6 empty] | 430000 | Electric Resistance Heating Or | 08/10/2023 |  | 11/08/2023
Carrier Corp. - Syracuse | CARRIER CORPORATION | 50A8*050*(Q,R,S,3,4,5)* |  | Voluntarily Certified | ACAirCoolAllPhase&gt;=240k&lt; | False | False |  |  |  |  | 10 |  | 14.6 | 13.2 | [6 empty] | 480000 | Electric Resistance Heating Or | 08/10/2023 |  | 11/08/2023
Carrier Corp. - Syracuse | CARRIER CORPORATION | 50A8*060*(R,S,T,4,5,6)* |  | Voluntarily Certified | ACAirCoolAllPhase&gt;=240k&lt; | False | False |  |  |  |  | 10 |  | 14.3 | 13.2 | [6 empty] | 610000 | Electric Resistance Heating Or | 08/10/2023 |  | 11/08/2023
Carrier Corp. - Syracuse | CARRIER CORPORATION | 50A9*020******** |  | Voluntarily Certified | ACAirCoolAllPhase&gt;=240k&lt; | False | False |  |  |  |  | 10 |  | 14.1 | 13.2 | [6 empty] | 240000 | Electric Resistance Heating Or | 08/10/2023 |  | 11/08/2023
Carrier Corp. - Syracuse | CARRIER CORPORATION | 50A9*025******** |  | Voluntarily Certified | ACAirCoolAllPhase&gt;=240k&lt; | False | False |  |  |  |  | 10 |  | 13.8 | 13.2 | [6 empty] | 268000 | Electric Resistance Heating Or | 08/10/2023 |  | 11/08/2023
Carrier Corp. - Syracuse | CARRIER CORPORATION | 50A9*027******** |  | Voluntarily Certified | ACAirCoolAllPhase&gt;=240k&lt; | False | False |  |  |  |  | 10 |  | 13.5 | 13.2 | [6 empty] | 272000 | Electric Resistance Heating Or | 08/10/2023 |  | 11/08/2023
Carrier Corp. - Syracuse | CARRIER CORPORATION | 50A9*030******** |  | Voluntarily Certified | ACAirCoolAllPhase&gt;=240k&lt; | False | False |  |  |  |  | 10 |  | 14.6 | 13.2 | [6 empty] | 308000 | Electric Resistance Heating Or | 08/10/2023 |  | 11/08/2023
Carrier Corp. - Syracuse | CARRIER CORPORATION | 50A9*035******** |  | Voluntarily Certified | ACAirCoolAllPhase&gt;=240k&lt; | False | False |  |  |  |  | 10 |  | 13.7 | 13.2 | [6 empty] | 358000 | Electric Resistance Heating Or | 08/10/2023 |  | 11/08/2023
Carrier Corp. - Syracuse | CARRIER CORPORATION | 50A9*040******** |  | Voluntarily Certified | ACAirCoolAllPhase&gt;=240k&lt; | False | False |  |  |  |  | 10 |  | 14.7 | 13.2 | [6 empty] | 430000 | Electric Resistance Heating Or | 08/10/2023 |  | 11/08/2023
Carrier Corp. - Syracuse | CARRIER CORPORATION | 50A9*050******** |  | Voluntarily Certified | ACAirCoolAllPhase&gt;=240k&lt; | False | False |  |  |  |  | 10 |  | 14.8 | 13.2 | [6 empty] | 480000 | Electric Resistance Heating Or | 08/10/2023 |  | 11/08/2023
Carrier Corp. - Syracuse | CARRIER CORPORATION | 50A9*060******** |  | Voluntarily Certified | ACAirCoolAllPhase&gt;=240k&lt; | False | False |  |  |  |  | 10 |  | 14.9 | 13.2 | [6 empty] | 610000 | Electric Resistance Heating Or | 08/10/2023 |  | 11/08/2023
Carrier Corp. - Syracuse | CARRIER CORPORATION | 50FC**07* |  | Voluntarily Certified | ACAirCoolAllPhase&gt;=65k&lt;1 | False | False |  |  |  |  | 11.2 |  | 15.5 | 14.8 | [6 empty] | 70000 | Electric Resistance Heating Or | 08/10/2023 |  | 11/08/2023
Carrier Corp. - Syracuse | CARRIER CORPORATION | 50FC**08* |  | Voluntarily Certified | ACAirCoolAllPhase&gt;=65k&lt;1 | False | False |  |  |  |  | 11.4 |  | 15.2 | 14.6 | [6 empty] | 86000 | Heating Other Than Electric Re | 08/10/2023 |  | 11/08/2023
Carrier Corp. - Syracuse | CARRIER CORPORATION | 50FC**09* |  | Voluntarily Certified | ACAirCoolAllPhase&gt;=65k&lt;1 | False | False |  |  |  |  | 11.4 |  | 15.2 | 14.6 | [6 empty] | 98000 | Heating Other Than Electric Re | 08/10/2023 |  | 11/08/2023
Carrier Corp. - Syracuse | CARRIER CORPORATION | 50FC**12* |  | Voluntarily Certified | ACAirCoolAllPhase&gt;=65k&lt;1 | False | False |  |  |  |  | 11.2 |  | 15.2 | 14.6 | [6 empty] | 118000 | Heating Other Than Electric Re | 08/10/2023 |  | 11/08/2023
Carrier Corp. - Syracuse | CARRIER CORPORATION | 50FC**14* |  | Voluntarily Certified | ACAirCoolAllPhase&gt;=65k&lt;1 | False | False |  |  |  |  | 10.4 |  | 15.2 | 14.6 | [6 empty] | 132000 | Heating Other Than Electric Re | 08/10/2023 |  | 11/08/2023
Carrier Corp. - Syracuse | CARRIER CORPORATION | 50FC**16* |  | Voluntarily Certified | ACAirCoolAllPhase&gt;=135k&lt; | False | False |  |  |  |  | 11 |  | 14.7 | 14 | [6 empty] | 174000 | Heating Other Than Electric Re | 08/10/2023 |  | 11/08/2023
Carrier Corp. - Syracuse | CARRIER CORPORATION | 50FC**20*(2,3,5,6)* |  | Voluntarily Certified | ACAirCoolAllPhase&gt;=135k&lt; | False | False |  |  |  |  | 11 |  | 14.7 | 14 | [6 empty] | 206000 | Heating Other Than Electric Re | 08/10/2023 |  | 11/08/2023
Carrier Corp. - Syracuse | CARRIER CORPORATION | 50FC**20*(H,J,K,L)* |  | Voluntarily Certified | ACAirCoolAllPhase&gt;=135k&lt; | False | False |  |  |  |  | 11 |  | 14.7 | 14 | [6 empty] | 206000 | Heating Other Than Electric Re | 08/10/2023 |  | 11/08/2023
Carrier Corp. - Syracuse | CARRIER CORPORATION | 50FC**24*(2,3,5,6)* |  | Voluntarily Certified | ACAirCoolAllPhase&gt;=240k&lt; | False | False |  |  |  |  | 10.2 |  | 14.7 | 13 | [6 empty] | 248000 | Heating Other Than Electric Re | 08/10/2023 |  | 11/08/2023
Carrier Corp. - Syracuse | CARRIER CORPORATION | 50FC**24*(H,J,K,L)* |  | Voluntarily Certified | ACAirCoolAllPhase&gt;=240k&lt; | False | False |  |  |  |  | 10.2 |  | 14.7 | 13 | [6 empty] | 248000 | Heating Other Than Electric Re | 08/10/2023 |  | 11/08/2023
Carrier Corp. - Syracuse | CARRIER CORPORATION | 50FC**28*(2,3,5,6)* |  | Voluntarily Certified | ACAirCoolAllPhase&gt;=240k&lt; | False | False |  |  |  |  | 10 |  | 14.2 | 13 | [6 empty] | 282000 | Heating Other Than Electric Re | 08/10/2023 |  | 11/08/2023
Carrier Corp. - Syracuse | CARRIER CORPORATION | 50FC**28*(H,J,K,L)* |  | Voluntarily Certified | ACAirCoolAllPhase&gt;=240k&lt; | False | False |  |  |  |  | 10 |  | 14.2 | 13 | [6 empty] | 282000 | Heating Other Than Electric Re | 08/10/2023 |  | 11/08/2023
Carrier Corp. - Syracuse | CARRIER CORPORATION | 50FC**30*(2,3,5,6)* |  | Voluntarily Certified | ACAirCoolAllPhase&gt;=240k&lt; | False | False |  |  |  |  | 10 |  | 14.2 | 13 | [6 empty] | 314000 | Heating Other Than Electric Re | 08/10/2023 |  | 11/08/2023
Carrier Corp. - Syracuse | CARRIER CORPORATION | 50FCQ*07* |  | Voluntarily Certified | HPAirCoolAllPhase&gt;=65k&lt;1 | False | False |  |  |  |  | 11.2 |  | 15 | 14.1 |  |  |  |  | 3.6 | 3.4 | 71000 | Electric Resistance Heating Or | 08/10/2023 |  | 11/08/2023
Carrier Corp. - Syracuse | CARRIER CORPORATION | 50FCQ*08* |  | Voluntarily Certified | HPAirCoolAllPhase&gt;=65k&lt;1 | False | False |  |  |  |  | 11.2 |  | 15 | 14.1 |  |  |  |  | 3.4 | 3.4 | 86000 | Electric Resistance Heating Or | 08/10/2023 |  | 11/08/2023
Carrier Corp. - Syracuse | CARRIER CORPORATION | 50FCQ*09* |  | Voluntarily Certified | HPAirCoolAllPhase&gt;=65k&lt;1 | False | False |  |  |  |  | 11 |  | 15 | 14.1 |  |  |  |  | 3.4 | 3.4 | 96000 | Electric Resistance Heating Or | 08/10/2023 |  | 11/08/2023
Carrier Corp. - Syracuse | CARRIER CORPORATION | 50FCQ*12* |  | Voluntarily Certified | HPAirCoolAllPhase&gt;=65k&lt;1 | False | False |  |  |  |  | 11 |  | 15 | 14.1 |  |  |  |  | 3.4 | 3.4 | 118000 | Electric Resistance Heating Or | 08/10/2023 |  | 11/08/2023
Carrier Corp. - Syracuse | CARRIER CORPORATION | 50FCQ*14* |  | Voluntarily Certified | HPAirCoolAllPhase&gt;=135k&lt; | False | False |  |  |  |  | 10.6 |  | 15 | 13.5 |  |  |  |  | 3.3 | 3.3 | 144000 | Electric Resistance Heating Or | 08/10/2023 |  | 11/08/2023
Carrier Corp. - Syracuse | CARRIER CORPORATION | 50FCQ*17*(2,3,5,6)* |  | Voluntarily Certified | HPAirCoolAllPhase&gt;=135k&lt; | False | False |  |  |  |  | 10.6 |  | 14 | 13.5 |  |  |  |  | 3.3 | 3.3 | 172000 | Electric Resistance Heating Or | 08/10/2023 |  | 11/08/2023
Carrier Corp. - Syracuse | CARRIER CORPORATION | 50FCQ*17*(H,J,K,L)* |  | Voluntarily Certified | HPAirCoolAllPhase&gt;=135k&lt; | False | False |  |  |  |  | 10.6 |  | 14 | 13.5 |  |  |  |  | 3.3 | 3.3 | 170000 | Electric Resistance Heating Or | 08/10/2023 |  | 11/08/2023
Carrier Corp. - Syracuse | CARRIER CORPORATION | 50FCQ*24*(2,3,5,6)* |  | Voluntarily Certified | HPAirCoolAllPhase&gt;=240k&lt; | False | False |  |  |  |  | 9.8 | 8.5 | 14 | 12.5 |  |  |  |  | 3.3 | 3.2 | 240000 | Electric Resistance Heating Or | 08/04/2023 |  | 11/08/2023
Carrier Corp. - Syracuse | CARRIER CORPORATION | 50FCQ*24*(H,J,K,L)* |  | Voluntarily Certified | HPAirCoolAllPhase&gt;=240k&lt; | False | False |  |  |  |  | 9.7 | 8.5 | 14 | 12.5 |  |  |  |  | 3.3 | 3.2 | 240000 | Electric Resistance Heating Or | 08/04/2023 |  | 11/08/2023
Carrier Corp. - Syracuse | CARRIER CORPORATION | 50FCQ*28*(2,3,5,6)* |  | Voluntarily Certified | HPAirCoolAllPhase&gt;=240k&lt; | False | False |  |  |  |  | 9.5 | 8.5 | 14 | 12.5 |  |  |  |  | 3.3 | 3.2 | 278000 | Electric Resistance Heating Or | 08/04/2023 |  | 11/08/2023
Carrier Corp. - Syracuse | CARRIER CORPORATION | 50GC**07* |  | Voluntarily Certified | ACAirCoolAllPhase&gt;=65k&lt;1 | False | False |  |  |  |  | 12.4 |  | 17.7 | 14.6 | [6 empty] | 72000 | Heating Other Than Electric Re | 08/10/2023 |  | 11/08/2023
Carrier Corp. - Syracuse | CARRIER CORPORATION | 50GC**08* |  | Voluntarily Certified | ACAirCoolAllPhase&gt;=65k&lt;1 | False | False |  |  |  |  | 12.2 |  | 17.7 | 14.6 | [6 empty] | 90000 | Heating Other Than Electric Re | 08/10/2023 |  | 11/08/2023
Carrier Corp. - Syracuse | CARRIER CORPORATION | 50GC**09* |  | Voluntarily Certified | ACAirCoolAllPhase&gt;=65k&lt;1 | False | False |  |  |  |  | 12 |  | 17.5 | 14.6 | [6 empty] | 95000 | Heating Other Than Electric Re | 08/10/2023 |  | 11/08/2023
Carrier Corp. - Syracuse | CARRIER CORPORATION | 50GC**12* |  | Voluntarily Certified | ACAirCoolAllPhase&gt;=65k&lt;1 | False | False |  |  |  |  | 11.6 |  | 17.2 | 14.6 | [6 empty] | 114000 | Heating Other Than Electric Re | 08/10/2023 |  | 11/08/2023
Carrier Corp. - Syracuse | CARRIER CORPORATION | 50GC**14* |  | Voluntarily Certified | ACAirCoolAllPhase&gt;=135k&lt; | False | False |  |  |  |  | 12.2 |  | 16.6 | 14 | [6 empty] | 146000 | Heating Other Than Electric Re | 08/10/2023 |  | 11/08/2023
Carrier Corp. - Syracuse | CARRIER CORPORATION | 50HC*(D,E,G)07***(5,6,1)****(G,H,J,K,L,M)* |  | Voluntarily Certified | ACAirCoolAllPhase&gt;=65k&lt;1 | False | False |  |  |  |  | 12.2 |  | 16.2 | 14.8 | [6 empty] | 72000 | Electric Resistance Heating Or | 08/10/2023 |  | 11/08/2023
Carrier Corp. - Syracuse | CARRIER CORPORATION | 50HCQD07***(5,6,1)****(G,J,K,M)* |  | Voluntarily Certified | HPAirCoolAllPhase&gt;=65k&lt;1 | False | False |  |  |  |  | 12 |  | 15.6 | 14.1 |  |  |  |  | 3.4 | 3.4 | 70000 | Electric Resistance Heating Or | 08/10/2023 |  | 11/08/2023
Carrier Corp. - Syracuse | CARRIER CORPORATION | 50LC(0,D,E)*17*(5,6,7,8)*(1,6)* |  | Voluntarily Certified | ACAirCoolAllPhase&gt;=135k&lt; | False | False |  |  |  |  | 12.1 |  | 17.7 | 14.2 | [6 empty] | 172000 | Electric Resistance Heating Or | 08/10/2023 |  | 11/08/2023
Carrier Corp. - Syracuse | CARRIER CORPORATION | 50LC(0,D,E)*17*(5,6,7,8)*5* |  | Voluntarily Certified | ACAirCoolAllPhase&gt;=135k&lt; | False | False |  |  |  |  | 12.1 |  | 17.7 | 14.2 | [6 empty] | 170000 | Electric Resistance Heating Or | 08/10/2023 |  | 11/08/2023
Carrier Corp. - Syracuse | CARRIER CORPORATION | 50LC(0,D,E)*24*(5,6,7,8)*(1,6)* |  | Voluntarily Certified | ACAirCoolAllPhase&gt;=135k&lt; | False | False |  |  |  |  | 11.4 |  | 17.5 | 14.2 | [6 empty] | 232000 | Electric Resistance Heating Or | 08/10/2023 |  | 11/08/2023
Carrier Corp. - Syracuse | CARRIER CORPORATION | 50LC(0,D,E)*24*(5,6,7,8)*5* |  | Voluntarily Certified | ACAirCoolAllPhase&gt;=135k&lt; | False | False |  |  |  |  | 11.4 |  | 17.5 | 14.2 | [6 empty] | 230000 | Electric Resistance Heating Or | 08/10/2023 |  | 11/08/2023
Carrier Corp. - Syracuse | CARRIER CORPORATION | 50LC(0,D,E)*26*(5,6,7)*(1,5,6)* |  | Voluntarily Certified | ACAirCoolAllPhase&gt;=240k&lt; | False | False |  |  |  |  | 10.6 |  | 16.8 | 13.2 | [6 empty] | 268000 | Electric Resistance Heating Or | 08/10/2023 |  | 11/08/2023
Carrier Corp. - Syracuse | CARRIER CORPORATION | 50LC(D,E,F)*14*(1,3,4)*(1,5,6)* |  | Voluntarily Certified | ACAirCoolAllPhase&gt;=135k&lt; | False | False |  |  |  |  | 12.4 |  | 19.2 | 14.2 | [6 empty] | 146000 | Electric Resistance Heating Or | 08/10/2023 |  | 11/08/2023
Carrier Corp. - Syracuse | CARRIER CORPORATION | 50LC(D,E,F)*14*(5,7,8)*(1,5,6)* |  | Voluntarily Certified | ACAirCoolAllPhase&gt;=135k&lt; | False | False |  |  |  |  | 11.9 |  | 18.3 | 14.2 | [6 empty] | 146000 | Electric Resistance Heating Or | 08/10/2023 |  | 11/08/2023
Carrier Corp. - Syracuse | CARRIER CORPORATION | 50LC(D,E,F)*14*2*(1,5,6)* |  | Voluntarily Certified | ACAirCoolAllPhase&gt;=135k&lt; | False | False |  |  |  |  | 12.4 |  | 19.1 | 14.2 | [6 empty] | 146000 | Electric Resistance Heating Or | 08/10/2023 |  | 11/08/2023
Carrier Corp. - Syracuse | CARRIER CORPORATION | 50LC(D,E,F)*14*6*(1,5,6)* |  | Voluntarily Certified | ACAirCoolAllPhase&gt;=135k&lt; | False | False |  |  |  |  | 11.8 |  | 18.2 | 14.2 | [6 empty] | 146000 | Electric Resistance Heating Or | 08/10/2023 |  | 11/08/2023
Carrier Corp. - Syracuse | CARRIER CORPORATION | 50LC**07***(1,6)* |  | Voluntarily Certified | ACAirCoolAllPhase&gt;=65k&lt;1 | False | False |  |  |  |  | 13.1 |  | 20.5 | 14.8 | [6 empty] | 70000 | Electric Resistance Heating Or | 08/10/2023 |  | 11/08/2023
Carrier Corp. - Syracuse | CARRIER CORPORATION | 50LC**07***5* |  | Voluntarily Certified | ACAirCoolAllPhase&gt;=65k&lt;1 | False | False |  |  |  |  | 13.1 |  | 20.7 | 14.8 | [6 empty] | 70000 | Electric Resistance Heating Or | 08/10/2023 |  | 11/08/2023
Carrier Corp. - Syracuse | CARRIER CORPORATION | 50LC**08*1*(1,6)* |  | Voluntarily Certified | ACAirCoolAllPhase&gt;=65k&lt;1 | False | False |  |  |  |  | 13 |  | 19.5 | 14.8 | [6 empty] | 89000 | Electric Resistance Heating Or | 08/10/2023 |  | 11/08/2023
Carrier Corp. - Syracuse | CARRIER CORPORATION | 50LC**08*1*5* |  | Voluntarily Certified | ACAirCoolAllPhase&gt;=65k&lt;1 | False | False |  |  |  |  | 13.1 |  | 19.7 | 14.8 | [6 empty] | 89000 | Electric Resistance Heating Or | 08/10/2023 |  | 11/08/2023
Carrier Corp. - Syracuse | CARRIER CORPORATION | 50LC**08*2*(1,6)* |  | Voluntarily Certified | ACAirCoolAllPhase&gt;=65k&lt;1 | False | False |  |  |  |  | 12.9 |  | 19.2 | 14.8 | [6 empty] | 89000 | Electric Resistance Heating Or | 08/10/2023 |  | 11/08/2023
Carrier Corp. - Syracuse | CARRIER CORPORATION | 50LC**08*2*5* |  | Voluntarily Certified | ACAirCoolAllPhase&gt;=65k&lt;1 | False | False |  |  |  |  | 13 |  | 19.4 | 14.8 | [6 empty] | 89000 | Electric Resistance Heating Or | 08/10/2023 |  | 11/08/2023
Carrier Corp. - Syracuse | CARRIER CORPORATION | 50LC**08*3*(1,6)* |  | Voluntarily Certified | ACAirCoolAllPhase&gt;=65k&lt;1 | False | False |  |  |  |  | 12.8 |  | 19.1 | 14.8 | [6 empty] | 89000 | Electric Resistance Heating Or | 08/10/2023 |  | 11/08/2023
Carrier Corp. - Syracuse | CARRIER CORPORATION | 50LC**08*3*5* |  | Voluntarily Certified | ACAirCoolAllPhase&gt;=65k&lt;1 | False | False |  |  |  |  | 12.9 |  | 19.3 | 14.8 | [6 empty] | 89000 | Electric Resistance Heating Or | 08/10/2023 |  | 11/08/2023
Carrier Corp. - Syracuse | CARRIER CORPORATION | 50LC**08*4*(1,6)* |  | Voluntarily Certified | ACAirCoolAllPhase&gt;=65k&lt;1 | False | False |  |  |  |  | 12.9 |  | 19.2 | 14.8 | [6 empty] | 89000 | Electric Resistance Heating Or | 08/10/2023 |  | 11/08/2023
Carrier Corp. - Syracuse | CARRIER CORPORATION | 50LC**08*4*5* |  | Voluntarily Certified | ACAirCoolAllPhase&gt;=65k&lt;1 | False | False |  |  |  |  | 13 |  | 19.4 | 14.8 | [6 empty] | 89000 | Electric Resistance Heating Or | 08/10/2023 |  | 11/08/2023
Carrier Corp. - Syracuse | CARRIER CORPORATION | 50LC**09*1*(1,6)* |  | Voluntarily Certified | ACAirCoolAllPhase&gt;=65k&lt;1 | False | False |  |  |  |  | 13.4 |  | 19.9 | 14.8 | [6 empty] | 102000 | Electric Resistance Heating Or | 08/10/2023 |  | 11/08/2023
Carrier Corp. - Syracuse | CARRIER CORPORATION | 50LC**09*1*5* |  | Voluntarily Certified | ACAirCoolAllPhase&gt;=65k&lt;1 | False | False |  |  |  |  | 13.7 |  | 21 | 14.8 | [6 empty] | 102000 | Electric Resistance Heating Or | 08/10/2023 |  | 11/08/2023
Carrier Corp. - Syracuse | CARRIER CORPORATION | 50LC**09*2*(1,6)* |  | Voluntarily Certified | ACAirCoolAllPhase&gt;=65k&lt;1 | False | False |  |  |  |  | 13.4 |  | 19.9 | 14.8 | [6 empty] | 102000 | Electric Resistance Heating Or | 08/10/2023 |  | 11/08/2023
Carrier Corp. - Syracuse | CARRIER CORPORATION | 50LC**09*2*5* |  | Voluntarily Certified | ACAirCoolAllPhase&gt;=65k&lt;1 | False | False |  |  |  |  | 13.7 |  | 21 | 14.8 | [6 empty] | 102000 | Electric Resistance Heating Or | 08/10/2023 |  | 11/08/2023
Carrier Corp. - Syracuse | CARRIER CORPORATION | 50LC**09*3*(1,6)* |  | Voluntarily Certified | ACAirCoolAllPhase&gt;=65k&lt;1 | False | False |  |  |  |  | 13.3 |  | 19.7 | 14.8 | [6 empty] | 102000 | Electric Resistance Heating Or | 08/10/2023 |  | 11/08/2023
Carrier Corp. - Syracuse | CARRIER CORPORATION | 50LC**09*3*5* |  | Voluntarily Certified | ACAirCoolAllPhase&gt;=65k&lt;1 | False | False |  |  |  |  | 13.6 |  | 20.8 | 14.8 | [6 empty] | 102000 | Electric Resistance Heating Or | 08/10/2023 |  | 11/08/2023
Carrier Corp. - Syracuse | CARRIER CORPORATION | 50LC**09*4*(1,6)* |  | Voluntarily Certified | ACAirCoolAllPhase&gt;=65k&lt;1 | False | False |  |  |  |  | 13.3 |  | 19.7 | 14.8 | [6 empty] | 102000 | Electric Resistance Heating Or | 08/10/2023 |  | 11/08/2023
Carrier Corp. - Syracuse | CARRIER CORPORATION | 50LC**09*4*5* |  | Voluntarily Certified | ACAirCoolAllPhase&gt;=65k&lt;1 | False | False |  |  |  |  | 13.6 |  | 20.8 | 14.8 | [6 empty] | 102000 | Electric Resistance Heating Or | 08/10/2023 |  | 11/08/2023
Carrier Corp. - Syracuse | CARRIER CORPORATION | 50LC**12***(1,6)* |  | Voluntarily Certified | ACAirCoolAllPhase&gt;=65k&lt;1 | False | False |  |  |  |  | 13.1 |  | 20.5 | 14.8 | [6 empty] | 116000 | Electric Resistance Heating Or | 08/10/2023 |  | 11/08/2023
Carrier Corp. - Syracuse | CARRIER CORPORATION | 50LC**12***5* |  | Voluntarily Certified | ACAirCoolAllPhase&gt;=65k&lt;1 | False | False |  |  |  |  | 13.1 |  | 20.8 | 14.8 | [6 empty] | 116000 | Electric Resistance Heating Or | 08/10/2023 |  | 11/08/2023
Carrier Corp. - Syracuse | CARRIER CORPORATION | 50LC**17*(1,2,3,4)*(1,6)* |  | Voluntarily Certified | ACAirCoolAllPhase&gt;=135k&lt; | False | False |  |  |  |  | 12.6 |  | 18.5 | 14.2 | [6 empty] | 174000 | Electric Resistance Heating Or | 08/10/2023 |  | 11/08/2023
Carrier Corp. - Syracuse | CARRIER CORPORATION | 50LC**17*(1,2,3,4)*5* |  | Voluntarily Certified | ACAirCoolAllPhase&gt;=135k&lt; | False | False |  |  |  |  | 12.6 |  | 18.5 | 14.2 | [6 empty] | 172000 | Electric Resistance Heating Or | 08/10/2023 |  | 11/08/2023
Carrier Corp. - Syracuse | CARRIER CORPORATION | 50LC**20*(1,2,3,4)*(1,6)* |  | Voluntarily Certified | ACAirCoolAllPhase&gt;=135k&lt; | False | False |  |  |  |  | 12.2 |  | 17.9 | 14.2 | [6 empty] | 194000 | Electric Resistance Heating Or | 08/10/2023 |  | 11/08/2023
Carrier Corp. - Syracuse | CARRIER CORPORATION | 50LC**20*(1,2,3,4)*5* |  | Voluntarily Certified | ACAirCoolAllPhase&gt;=135k&lt; | False | False |  |  |  |  | 12.2 |  | 17.9 | 14.2 | [6 empty] | 194000 | Electric Resistance Heating Or | 08/10/2023 |  | 11/08/2023
Carrier Corp. - Syracuse | CARRIER CORPORATION | 50LC**24*(1,2,3,4)*(1,6)* |  | Voluntarily Certified | ACAirCoolAllPhase&gt;=135k&lt; | False | False |  |  |  |  | 12.2 |  | 18.2 | 14.2 | [6 empty] | 234000 | Electric Resistance Heating Or | 08/10/2023 |  | 11/08/2023
Carrier Corp. - Syracuse | CARRIER CORPORATION | 50LC**24*(1,2,3,4)*5* |  | Voluntarily Certified | ACAirCoolAllPhase&gt;=135k&lt; | False | False |  |  |  |  | 12.2 |  | 18.2 | 14.2 | [6 empty] | 232000 | Electric Resistance Heating Or | 08/10/2023 |  | 11/08/2023
Carrier Corp. - Syracuse | CARRIER CORPORATION | 50LC**26*(1,2,3)*(1,5,6)* |  | Voluntarily Certified | ACAirCoolAllPhase&gt;=240k&lt; | False | False |  |  |  |  | 11.6 |  | 18.3 | 13.2 | [6 empty] | 274000 | Electric Resistance Heating Or | 08/10/2023 |  | 11/08/2023
Carrier Corp. - Syracuse | CARRIER CORPORATION | 50LC0*14*(1,3,4)*(1,5,6)* |  | Voluntarily Certified | ACAirCoolAllPhase&gt;=135k&lt; | False | False |  |  |  |  | 12.6 |  | 19.3 | 14.2 | [6 empty] | 146000 | Electric Resistance Heating Or | 08/10/2023 |  | 11/08/2023
Carrier Corp. - Syracuse | CARRIER CORPORATION | 50LC0*14*(5,7,8)*(1,5,6)* |  | Voluntarily Certified | ACAirCoolAllPhase&gt;=135k&lt; | False | False |  |  |  |  | 12.2 |  | 18.7 | 14.2 | [6 empty] | 146000 | Electric Resistance Heating Or | 08/10/2023 |  | 11/08/2023
Carrier Corp. - Syracuse | CARRIER CORPORATION | 50LC0*14*2*(1,5,6)* |  | Voluntarily Certified | ACAirCoolAllPhase&gt;=135k&lt; | False | False |  |  |  |  | 12.5 |  | 19.2 | 14.2 | [6 empty] | 146000 | Electric Resistance Heating Or | 08/10/2023 |  | 11/08/2023
Carrier Corp. - Syracuse | CARRIER CORPORATION | 50LC0*14*6*(1,5,6)* |  | Voluntarily Certified | ACAirCoolAllPhase&gt;=135k&lt; | False | False |  |  |  |  | 12 |  | 18.5 | 14.2 | [6 empty] | 146000 | Electric Resistance Heating Or | 08/10/2023 |  | 11/08/2023
Carrier Corp. - Syracuse | CARRIER CORPORATION | 50LC0*20*(5,6,7,8)*(1,5,6)* |  | Voluntarily Certified | ACAirCoolAllPhase&gt;=135k&lt; | False | False |  |  |  |  | 11.5 |  | 17 | 14.2 | [6 empty] | 192000 | Electric Resistance Heating Or | 08/10/2023 |  | 11/08/2023
Carrier Corp. - Syracuse | CARRIER CORPORATION | 50LCD*20*(5,6,7,8)*1* |  | Voluntarily Certified | ACAirCoolAllPhase&gt;=135k&lt; | False | False |  |  |  |  | 11.5 |  | 17 | 14.2 | [6 empty] | 192000 | Electric Resistance Heating Or | 08/10/2023 |  | 11/08/2023
Carrier Corp. - Syracuse | CARRIER CORPORATION | 50LCD*20*(5,6,7,8)*5* |  | Voluntarily Certified | ACAirCoolAllPhase&gt;=135k&lt; | False | False |  |  |  |  | 11.5 |  | 17.2 | 14.2 | [6 empty] | 192000 | Electric Resistance Heating Or | 08/10/2023 |  | 11/08/2023
Carrier Corp. - Syracuse | CARRIER CORPORATION | 50LCD*20*(5,6,7,8)*6* |  | Voluntarily Certified | ACAirCoolAllPhase&gt;=135k&lt; | False | False |  |  |  |  | 11.5 |  | 17.2 | 14.2 | [6 empty] | 192000 | Electric Resistance Heating Or | 08/10/2023 |  | 11/08/2023
Carrier Corp. - Syracuse | CARRIER CORPORATION | 50LCE*20*(5,6,7,8)*1* |  | Voluntarily Certified | ACAirCoolAllPhase&gt;=135k&lt; | False | False |  |  |  |  | 11.4 |  | 16.9 | 14.2 | [6 empty] | 192000 | Electric Resistance Heating Or | 08/10/2023 |  | 11/08/2023
Carrier Corp. - Syracuse | CARRIER CORPORATION | 50LCE*20*(5,6,7,8)*5* |  | Voluntarily Certified | ACAirCoolAllPhase&gt;=135k&lt; | False | False |  |  |  |  | 11.4 |  | 17.1 | 14.2 | [6 empty] | 192000 | Electric Resistance Heating Or | 08/10/2023 |  | 11/08/2023
Carrier Corp. - Syracuse | CARRIER CORPORATION | 50LCE*20*(5,6,7,8)*6* |  | Voluntarily Certified | ACAirCoolAllPhase&gt;=135k&lt; | False | False |  |  |  |  | 11.4 |  | 17.1 | 14.2 | [6 empty] | 192000 | Electric Resistance Heating Or | 08/10/2023 |  | 11/08/2023
Carrier Corp. - Syracuse | CARRIER CORPORATION | 50LCF*17*(5,6,7,8)*(1,6)* |  | Voluntarily Certified | ACAirCoolAllPhase&gt;=135k&lt; | False | False |  |  |  |  | 11.9 |  | 17.5 | 14.2 | [6 empty] | 172000 | Electric Resistance Heating Or | 08/10/2023 |  | 11/08/2023
Carrier Corp. - Syracuse | CARRIER CORPORATION | 50LCF*17*(5,6,7,8)*5* |  | Voluntarily Certified | ACAirCoolAllPhase&gt;=135k&lt; | False | False |  |  |  |  | 11.9 |  | 17.5 | 14.2 | [6 empty] | 170000 | Electric Resistance Heating Or | 08/10/2023 |  | 11/08/2023
Carrier Corp. - Syracuse | CARRIER CORPORATION | 50LCF*20*(5,6,7,8)*(1,5,6)* |  | Voluntarily Certified | ACAirCoolAllPhase&gt;=135k&lt; | False | False |  |  |  |  | 11.3 |  | 16.7 | 14.2 | [6 empty] | 192000 | Electric Resistance Heating Or | 08/10/2023 |  | 11/08/2023
Carrier Corp. - Syracuse | CARRIER CORPORATION | 50LCF*24*(5,6,7,8)*(1,6)* |  | Voluntarily Certified | ACAirCoolAllPhase&gt;=135k&lt; | False | False |  |  |  |  | 11.2 |  | 17.4 | 14.2 | [6 empty] | 230000 | Electric Resistance Heating Or | 08/10/2023 |  | 11/08/2023
Carrier Corp. - Syracuse | CARRIER CORPORATION | 50LCF*24*(5,6,7,8)*5* |  | Voluntarily Certified | ACAirCoolAllPhase&gt;=135k&lt; | False | False |  |  |  |  | 11.2 |  | 17.4 | 14.2 | [6 empty] | 228000 | Electric Resistance Heating Or | 08/10/2023 |  | 11/08/2023
Carrier Corp. - Syracuse | CARRIER CORPORATION | 50LCF*26*(5,6,7)*(1,5,6)* |  | Voluntarily Certified | ACAirCoolAllPhase&gt;=240k&lt; | False | False |  |  |  |  | 10.4 |  | 16.5 | 13.2 | [6 empty] | 268000 | Electric Resistance Heating Or | 08/10/2023 |  | 11/08/2023
Carrier Corp. - Syracuse | CARRIER CORPORATION | 50P6*040******(2,3)**(1,3)* |  | Voluntarily Certified | ACAirCoolAllPhase&gt;=240k&lt; | False | False |  |  |  |  | 10 |  | 14.1 | 13.2 | [6 empty] | 415000 | Electric Resistance Heating Or | 08/10/2023 |  | 11/08/2023
Carrier Corp. - Syracuse | CARRIER CORPORATION | 50P6*040******(2,3)**(2,4)* |  | Voluntarily Certified | ACAirCoolAllPhase&gt;=240k&lt; | False | False |  |  |  |  | 10.6 |  | 14.4 | 13.2 | [6 empty] | 440000 | Electric Resistance Heating Or | 08/10/2023 |  | 11/08/2023
Carrier Corp. - Syracuse | CARRIER CORPORATION | 50P6*050******(2,3)**(1,3)* |  | Voluntarily Certified | ACAirCoolAllPhase&gt;=240k&lt; | False | False |  |  |  |  | 10 |  | 14.6 | 13.2 | [6 empty] | 545000 | Electric Resistance Heating Or | 08/10/2023 |  | 11/08/2023
Carrier Corp. - Syracuse | CARRIER CORPORATION | 50P6*050******(2,3)**(2,4)* |  | Voluntarily Certified | ACAirCoolAllPhase&gt;=240k&lt; | False | False |  |  |  |  | 10 |  | 14.6 | 13.2 | [6 empty] | 570000 | Electric Resistance Heating Or | 08/10/2023 |  | 11/08/2023
Carrier Corp. - Syracuse | CARRIER CORPORATION | 50P6*055******(2,3)**(1,3)* |  | Voluntarily Certified | ACAirCoolAllPhase&gt;=240k&lt; | False | False |  |  |  |  | 10 |  | 14 | 13.2 | [6 empty] | 585000 | Electric Resistance Heating Or | 08/10/2023 |  | 11/08/2023
Carrier Corp. - Syracuse | CARRIER CORPORATION | 50P6*055******(2,3)**(2,4)* |  | Voluntarily Certified | ACAirCoolAllPhase&gt;=240k&lt; | False | False |  |  |  |  | 10 |  | 14 | 13.2 | [6 empty] | 600000 | Electric Resistance Heating Or | 08/10/2023 |  | 11/08/2023
Carrier Corp. - Syracuse | CARRIER CORPORATION | 50P6*060******(2,3)**(1,3)* |  | Voluntarily Certified | ACAirCoolAllPhase&gt;=240k&lt; | False | False |  |  |  |  | 10 |  | 13.4 | 13.2 | [6 empty] | 635000 | Electric Resistance Heating Or | 08/10/2023 |  | 11/08/2023
Carrier Corp. - Syracuse | CARRIER CORPORATION | 50P6*060******(2,3)**(2,4)* |  | Voluntarily Certified | ACAirCoolAllPhase&gt;=240k&lt; | False | False |  |  |  |  | 10 |  | 13.4 | 13.2 | [6 empty] | 660000 | Electric Resistance Heating Or | 08/10/2023 |  | 11/08/2023
Carrier Corp. - Syracuse | CARRIER CORPORATION | 50P6*070******(2,3)**(1,3)* |  | Voluntarily Certified | ACAirCoolAllPhase&gt;=240k&lt; | False | False |  |  |  |  | 10 |  | 14.2 | 13.2 | [6 empty] | 720000 | Electric Resistance Heating Or | 08/10/2023 |  | 11/08/2023
Carrier Corp. - Syracuse | CARRIER CORPORATION | 50P6*070******(2,3)**(2,4)* |  | Voluntarily Certified | ACAirCoolAllPhase&gt;=240k&lt; | False | False |  |  |  |  | 10 |  | 14.2 | 13.2 | [6 empty] | 745000 | Electric Resistance Heating Or | 08/10/2023 |  | 11/08/2023
Carrier Corp. - Syracuse | CARRIER CORPORATION | 50P7*040******(2,3)**(1,3)* |  | Voluntarily Certified | ACAirCoolAllPhase&gt;=240k&lt; | False | False |  |  |  |  | 10 |  | 14.3 | 13.2 | [6 empty] | 415000 | Electric Resistance Heating Or | 08/10/2023 |  | 11/08/2023
Carrier Corp. - Syracuse | CARRIER CORPORATION | 50P7*040******(2,3)**(2,4)* |  | Voluntarily Certified | ACAirCoolAllPhase&gt;=240k&lt; | False | False |  |  |  |  | 10.6 |  | 14.8 | 13.2 | [6 empty] | 440000 | Electric Resistance Heating Or | 08/10/2023 |  | 11/08/2023
Carrier Corp. - Syracuse | CARRIER CORPORATION | 50P7*050******(2,3)**(1,3)* |  | Voluntarily Certified | ACAirCoolAllPhase&gt;=240k&lt; | False | False |  |  |  |  | 10 |  | 15.9 | 13.2 | [6 empty] | 545000 | Electric Resistance Heating Or | 08/10/2023 |  | 11/08/2023
Carrier Corp. - Syracuse | CARRIER CORPORATION | 50P7*050******(2,3)**(2,4)* |  | Voluntarily Certified | ACAirCoolAllPhase&gt;=240k&lt; | False | False |  |  |  |  | 10 |  | 15.6 | 13.2 | [6 empty] | 570000 | Electric Resistance Heating Or | 08/10/2023 |  | 11/08/2023
Carrier Corp. - Syracuse | CARRIER CORPORATION | 50P7*055******(2,3)**(1,3)* |  | Voluntarily Certified | ACAirCoolAllPhase&gt;=240k&lt; | False | False |  |  |  |  | 10 |  | 14.5 | 13.2 | [6 empty] | 585000 | Electric Resistance Heating Or | 08/10/2023 |  | 11/08/2023
Carrier Corp. - Syracuse | CARRIER CORPORATION | 50P7*055******(2,3)**(2,4)* |  | Voluntarily Certified | ACAirCoolAllPhase&gt;=240k&lt; | False | False |  |  |  |  | 10 |  | 14.2 | 13.2 | [6 empty] | 600000 | Electric Resistance Heating Or | 08/10/2023 |  | 11/08/2023
Carrier Corp. - Syracuse | CARRIER CORPORATION | 50P7*060******(2,3)**(1,3)* |  | Voluntarily Certified | ACAirCoolAllPhase&gt;=240k&lt; | False | False |  |  |  |  | 10 |  | 13.8 | 13.2 | [6 empty] | 635000 | Electric Resistance Heating Or | 08/10/2023 |  | 11/08/2023
Carrier Corp. - Syracuse | CARRIER CORPORATION | 50P7*060******(2,3)**(2,4)* |  | Voluntarily Certified | ACAirCoolAllPhase&gt;=240k&lt; | False | False |  |  |  |  | 10 |  | 13.7 | 13.2 | [6 empty] | 660000 | Electric Resistance Heating Or | 08/10/2023 |  | 11/08/2023
Carrier Corp. - Syracuse | CARRIER CORPORATION | 50P7*070******(2,3)**(1,3)* |  | Voluntarily Certified | ACAirCoolAllPhase&gt;=240k&lt; | False | False |  |  |  |  | 10 |  | 14.6 | 13.2 | [6 empty] | 720000 | Electric Resistance Heating Or | 08/10/2023 |  | 11/08/2023
Carrier Corp. - Syracuse | CARRIER CORPORATION | 50P7*070******(2,3)**(2,4)* |  | Voluntarily Certified | ACAirCoolAllPhase&gt;=240k&lt; | False | False |  |  |  |  | 10 |  | 14.7 | 13.2 | [6 empty] | 745000 | Electric Resistance Heating Or | 08/10/2023 |  | 11/08/2023
Carrier Corp. - Syracuse | CARRIER CORPORATION | 50P8*040******(2,3)**(1,3)* |  | Voluntarily Certified | ACAirCoolAllPhase&gt;=240k&lt; | False | False |  |  |  |  | 10 |  | 14.1 | 13.2 | [6 empty] | 415000 | Electric Resistance Heating Or | 08/10/2023 |  | 11/08/2023
Carrier Corp. - Syracuse | CARRIER CORPORATION | 50P8*040******(2,3)**(2,4)* |  | Voluntarily Certified | ACAirCoolAllPhase&gt;=240k&lt; | False | False |  |  |  |  | 10.6 |  | 14.4 | 13.2 | [6 empty] | 440000 | Electric Resistance Heating Or | 08/10/2023 |  | 11/08/2023
Carrier Corp. - Syracuse | CARRIER CORPORATION | 50P8*050******(2,3)**(1,3)* |  | Voluntarily Certified | ACAirCoolAllPhase&gt;=240k&lt; | False | False |  |  |  |  | 10 |  | 14.7 | 13.2 | [6 empty] | 545000 | Electric Resistance Heating Or | 08/10/2023 |  | 11/08/2023
Carrier Corp. - Syracuse | CARRIER CORPORATION | 50P8*050******(2,3)**(2,4)* |  | Voluntarily Certified | ACAirCoolAllPhase&gt;=240k&lt; | False | False |  |  |  |  | 10 |  | 14.7 | 13.2 | [6 empty] | 570000 | Electric Resistance Heating Or | 08/10/2023 |  | 11/08/2023
Carrier Corp. - Syracuse | CARRIER CORPORATION | 50P8*055******(2,3)**(1,3)* |  | Voluntarily Certified | ACAirCoolAllPhase&gt;=240k&lt; | False | False |  |  |  |  | 10 |  | 14.1 | 13.2 | [6 empty] | 585000 | Electric Resistance Heating Or | 08/10/2023 |  | 11/08/2023
Carrier Corp. - Syracuse | CARRIER CORPORATION | 50P8*055******(2,3)**(2,4)* |  | Voluntarily Certified | ACAirCoolAllPhase&gt;=240k&lt; | False | False |  |  |  |  | 10.4 |  | 14 | 13.2 | [6 empty] | 600000 | Electric Resistance Heating Or | 08/10/2023 |  | 11/08/2023
Carrier Corp. - Syracuse | CARRIER CORPORATION | 50P8*060******(2,3)**(1,3)* |  | Voluntarily Certified | ACAirCoolAllPhase&gt;=240k&lt; | False | False |  |  |  |  | 10 |  | 13.4 | 13.2 | [6 empty] | 635000 | Electric Resistance Heating Or | 08/10/2023 |  | 11/08/2023
Carrier Corp. - Syracuse | CARRIER CORPORATION | 50P8*060******(2,3)**(2,4)* |  | Voluntarily Certified | ACAirCoolAllPhase&gt;=240k&lt; | False | False |  |  |  |  | 10 |  | 13.4 | 13.2 | [6 empty] | 660000 | Electric Resistance Heating Or | 08/10/2023 |  | 11/08/2023
Carrier Corp. - Syracuse | CARRIER CORPORATION | 50P8*070******(2,3)**(1,3)* |  | Voluntarily Certified | ACAirCoolAllPhase&gt;=240k&lt; | False | False |  |  |  |  | 10 |  | 14.3 | 13.2 | [6 empty] | 720000 | Electric Resistance Heating Or | 08/10/2023 |  | 11/08/2023
Carrier Corp. - Syracuse | CARRIER CORPORATION | 50P8*070******(2,3)**(2,4)* |  | Voluntarily Certified | ACAirCoolAllPhase&gt;=240k&lt; | False | False |  |  |  |  | 10 |  | 14.3 | 13.2 | [6 empty] | 740000 | Electric Resistance Heating Or | 08/10/2023 |  | 11/08/2023
Carrier Corp. - Syracuse | CARRIER CORPORATION | 50P9*040******(2,3)**(1,3)* |  | Voluntarily Certified | ACAirCoolAllPhase&gt;=240k&lt; | False | False |  |  |  |  | 10 |  | 14.3 | 13.2 | [6 empty] | 415000 | Electric Resistance Heating Or | 08/10/2023 |  | 11/08/2023
Carrier Corp. - Syracuse | CARRIER CORPORATION | 50P9*040******(2,3)**(2,4)* |  | Voluntarily Certified | ACAirCoolAllPhase&gt;=240k&lt; | False | False |  |  |  |  | 10.6 |  | 14.8 | 13.2 | [6 empty] | 440000 | Electric Resistance Heating Or | 08/10/2023 |  | 11/08/2023
Carrier Corp. - Syracuse | CARRIER CORPORATION | 50P9*050******(2,3)**(1,3)* |  | Voluntarily Certified | ACAirCoolAllPhase&gt;=240k&lt; | False | False |  |  |  |  | 10 |  | 16 | 13.2 | [6 empty] | 545000 | Electric Resistance Heating Or | 08/10/2023 |  | 11/08/2023
Carrier Corp. - Syracuse | CARRIER CORPORATION | 50P9*050******(2,3)**(2,4)* |  | Voluntarily Certified | ACAirCoolAllPhase&gt;=240k&lt; | False | False |  |  |  |  | 10 |  | 15.7 | 13.2 | [6 empty] | 570000 | Electric Resistance Heating Or | 08/10/2023 |  | 11/08/2023
Carrier Corp. - Syracuse | CARRIER CORPORATION | 50P9*055******(2,3)**(1,3)* |  | Voluntarily Certified | ACAirCoolAllPhase&gt;=240k&lt; | False | False |  |  |  |  | 10 |  | 14.5 | 13.2 | [6 empty] | 585000 | Electric Resistance Heating Or | 08/10/2023 |  | 11/08/2023
Carrier Corp. - Syracuse | CARRIER CORPORATION | 50P9*055******(2,3)**(2,4)* |  | Voluntarily Certified | ACAirCoolAllPhase&gt;=240k&lt; | False | False |  |  |  |  | 10.4 |  | 14.2 | 13.2 | [6 empty] | 600000 | Electric Resistance Heating Or | 08/10/2023 |  | 11/08/2023
Carrier Corp. - Syracuse | CARRIER CORPORATION | 50P9*060******(2,3)**(1,3)* |  | Voluntarily Certified | ACAirCoolAllPhase&gt;=240k&lt; | False | False |  |  |  |  | 10 |  | 13.9 | 13.2 | [6 empty] | 635000 | Electric Resistance Heating Or | 08/10/2023 |  | 11/08/2023
Carrier Corp. - Syracuse | CARRIER CORPORATION | 50P9*060******(2,3)**(2,4)* |  | Voluntarily Certified | ACAirCoolAllPhase&gt;=240k&lt; | False | False |  |  |  |  | 10 |  | 13.7 | 13.2 | [6 empty] | 660000 | Electric Resistance Heating Or | 08/10/2023 |  | 11/08/2023
Carrier Corp. - Syracuse | CARRIER CORPORATION | 50P9*070******(2,3)**(1,3)* |  | Voluntarily Certified | ACAirCoolAllPhase&gt;=240k&lt; | False | False |  |  |  |  | 10 |  | 14.7 | 13.2 | [6 empty] | 720000 | Electric Resistance Heating Or | 08/10/2023 |  | 11/08/2023
Carrier Corp. - Syracuse | CARRIER CORPORATION | 50P9*070******(2,3)**(2,4)* |  | Voluntarily Certified | ACAirCoolAllPhase&gt;=240k&lt; | False | False |  |  |  |  | 10 |  | 14.7 | 13.2 | [6 empty] | 740000 | Electric Resistance Heating Or | 08/10/2023 |  | 11/08/2023
Carrier Corp. - Syracuse | CARRIER CORPORATION | 50XCA06*****(A,B)***** |  | Voluntarily Certified | DoubleDuctACAirCoolAllPhase&gt | False | False |  |  |  |  | 11.2 | 11.2 | [8 empty] | 68000 | Electric Resistance Heating Or | 08/10/2023 |  | 11/08/2023
Carrier Corp. - Syracuse | CARRIER CORPORATION | 50XCA06*****(F,G)***** |  | Voluntarily Certified | DoubleDuctACAirCoolAllPhase&gt | False | False |  |  |  |  | 11.2 | 11.2 | [8 empty] | 68000 | Electric Resistance Heating Or | 08/10/2023 |  | 11/08/2023
Carrier Corp. - Syracuse | CARRIER CORPORATION | 50XCA08*****(A,B)***** |  | Voluntarily Certified | DoubleDuctACAirCoolAllPhase&gt | False | False |  |  |  |  | 11.2 | 11.2 | [8 empty] | 81000 | Electric Resistance Heating Or | 08/10/2023 |  | 11/08/2023
Carrier Corp. - Syracuse | CARRIER CORPORATION | 50XCA08*****(F,G)***** |  | Voluntarily Certified | DoubleDuctACAirCoolAllPhase&gt | False | False |  |  |  |  | 11.2 | 11.2 | [8 empty] | 81000 | Electric Resistance Heating Or | 08/10/2023 |  | 11/08/2023
Carrier Corp. - Syracuse | CARRIER CORPORATION | 50XCA12*****(A,B)***** |  | Voluntarily Certified | DoubleDuctACAirCoolAllPhase&gt | False | False |  |  |  |  | 11.2 | 11.2 | [8 empty] | 121000 | Electric Resistance Heating Or | 08/10/2023 |  | 11/08/2023
Carrier Corp. - Syracuse | CARRIER CORPORATION | 50XCA12*****(F,G)***** |  | Voluntarily Certified | DoubleDuctACAirCoolAllPhase&gt | False | False |  |  |  |  | 11.2 | 11.2 | [8 empty] | 121000 | Electric Resistance Heating Or | 08/10/2023 |  | 11/08/2023
Carrier Corp. - Syracuse | CARRIER CORPORATION | 50XCA14*****(A,B)***** |  | Voluntarily Certified | DoubleDuctACAirCoolAllPhase&gt | False | False |  |  |  |  | 11 | 11 | [8 empty] | 140000 | Electric Resistance Heating Or | 08/10/2023 |  | 11/08/2023
Carrier Corp. - Syracuse | CARRIER CORPORATION | 50XCA14*****(F,G)***** |  | Voluntarily Certified | DoubleDuctACAirCoolAllPhase&gt | False | False |  |  |  |  | 11 | 11 | [8 empty] | 140000 | Electric Resistance Heating Or | 08/10/2023 |  | 11/08/2023
Carrier Corp. - Syracuse | CARRIER CORPORATION | 50XCA16*****(A,B)***** |  | Voluntarily Certified | DoubleDuctACAirCoolAllPhase&gt | False | False |  |  |  |  | 11 | 11 | [8 empty] | 180000 | Electric Resistance Heating Or | 08/10/2023 |  | 11/08/2023
Carrier Corp. - Syracuse | CARRIER CORPORATION | 50XCA16*****(F,G)***** |  | Voluntarily Certified | DoubleDuctACAirCoolAllPhase&gt | False | False |  |  |  |  | 11 | 11 | [8 empty] | 180000 | Electric Resistance Heating Or | 08/10/2023 |  | 11/08/2023
Carrier Corp. - Syracuse | CARRIER CORPORATION | 50XCA24*****(A,B)***** |  | Voluntarily Certified | DoubleDuctACAirCoolAllPhase&gt | False | False |  |  |  |  | 10 | 10 | [8 empty] | 240000 | Electric Resistance Heating Or | 08/10/2023 |  | 11/08/2023
Carrier Corp. - Syracuse | CARRIER CORPORATION | 50XCA24*****(F,G)***** |  | Voluntarily Certified | DoubleDuctACAirCoolAllPhase&gt | False | False |  |  |  |  | 10 | 10 | [8 empty] | 240000 | Electric Resistance Heating Or | 08/10/2023 |  | 11/08/2023
Carrier Corp. - Syracuse | CARRIER CORPORATION | 50XCW06*****(A,B)***** |  | Voluntarily Certified | ACWaterCoolAllPhase&gt;=65k&lt | False | False |  |  |  |  | 13.1 | 12.1 | [8 empty] | 68000 | Electric Resistance Heating Or | 08/10/2023 |  | 11/08/2023
Carrier Corp. - Syracuse | CARRIER CORPORATION | 50XCW06*****(F,G)***** |  | Voluntarily Certified | ACWaterCoolAllPhase&gt;=65k&lt | False | False |  |  |  |  | 13.1 | 12.1 | [8 empty] | 68000 | Electric Resistance Heating Or | 08/10/2023 |  | 11/08/2023
Carrier Corp. - Syracuse | CARRIER CORPORATION | 50XCW08*****(A,B)***** |  | Voluntarily Certified | ACWaterCoolAllPhase&gt;=65k&lt | False | False |  |  |  |  | 13 | 12.1 | [8 empty] | 84000 | Electric Resistance Heating Or | 08/10/2023 |  | 11/08/2023
Carrier Corp. - Syracuse | CARRIER CORPORATION | 50XCW08*****(F,G)***** |  | Voluntarily Certified | ACWaterCoolAllPhase&gt;=65k&lt | False | False |  |  |  |  | 13 | 12.1 | [8 empty] | 84000 | Electric Resistance Heating Or | 08/10/2023 |  | 11/08/2023
Carrier Corp. - Syracuse | CARRIER CORPORATION | 50XCW12*****(A,B)***** |  | Voluntarily Certified | ACWaterCoolAllPhase&gt;=65k&lt | False | False |  |  |  |  | 15.3 | 12.1 | [8 empty] | 131000 | Electric Resistance Heating Or | 08/10/2023 |  | 11/08/2023
Carrier Corp. - Syracuse | CARRIER CORPORATION | 50XCW12*****(F,G)***** |  | Voluntarily Certified | ACWaterCoolAllPhase&gt;=65k&lt | False | False |  |  |  |  | 15.3 | 12.1 | [8 empty] | 131000 | Electric Resistance Heating Or | 08/10/2023 |  | 11/08/2023
Carrier Corp. - Syracuse | CARRIER CORPORATION | 50XCW14*****(A,B)***** |  | Voluntarily Certified | ACWaterCoolAllPhase&gt;=135k&l | False | False |  |  |  |  | 16.3 | 12.5 | [8 empty] | 146000 | Electric Resistance Heating Or | 08/04/2023 |  | 11/08/2023
Carrier Corp. - Syracuse | CARRIER CORPORATION | 50XCW14*****(F,G)***** |  | Voluntarily Certified | ACWaterCoolAllPhase&gt;=135k&l | False | False |  |  |  |  | 16.3 | 12.5 | [8 empty] | 146000 | Electric Resistance Heating Or | 08/04/2023 |  | 11/08/2023
Carrier Corp. - Syracuse | CARRIER CORPORATION | 50XCW16*****(A,B)***** |  | Voluntarily Certified | ACWaterCoolAllPhase&gt;=135k&l | False | False |  |  |  |  | 16.1 | 12.5 | [8 empty] | 190000 | Electric Resistance Heating Or | 08/04/2023 |  | 11/08/2023
Carrier Corp. - Syracuse | CARRIER CORPORATION | 50XCW16*****(F,G)***** |  | Voluntarily Certified | ACWaterCoolAllPhase&gt;=135k&l | False | False |  |  |  |  | 16.1 | 12.5 | [8 empty] | 190000 | Electric Resistance Heating Or | 08/04/2023 |  | 11/08/2023
Carrier Corp. - Syracuse | CARRIER CORPORATION | 50XCW24*****(A,B)***** |  | Voluntarily Certified | ACWaterCoolAllPhase&gt;=240k&l | False | False |  |  |  |  | 13.7 | 12.4 | [8 empty] | 240000 | Electric Resistance Heating Or | 08/04/2023 |  | 11/08/2023
Carrier Corp. - Syracuse | CARRIER CORPORATION | 50XCW24*****(F,G)***** |  | Voluntarily Certified | ACWaterCoolAllPhase&gt;=240k&l | False | False |  |  |  |  | 13.7 | 12.4 | [8 empty] | 240000 | Electric Resistance Heating Or | 08/04/2023 |  | 11/08/2023
AAON, Inc. | Aaon | RQ-005-2-*-E6**-*** |  | Voluntarily Certified | HPAirCoolSinglePackage&lt;65k | False | False | 14 | 13 | [6 empty] | 8 | 8 |  |  |  |  | 58000 | All Heating | 07/10/2023 |  | 11/13/2023
AAON, Inc. | Aaon | RQ-005-3-*-E6**-*** |  | Voluntarily Certified | HPAirCoolSinglePackage&lt;65k | False | False | 14 | 13 | [6 empty] | 8 | 8 |  |  |  |  | 58000 | All Heating | 07/10/2023 |  | 11/13/2023
AAON, Inc. | Aaon | RQ-005-8-*-E6**-*** |  | Voluntarily Certified | HPAirCoolSinglePackage&lt;65k | False | False | 14 | 13 | [6 empty] | 8 | 8 |  |  |  |  | 58000 | All Heating | 07/10/2023 |  | 11/13/2023
Daikin Comfort Technologies Manufacturing, L.P. | Daikin | DFH0363********A* |  | Voluntarily Certified | HPAirCoolSinglePackage&lt;65k | False | False | 14 | 13 | [6 empty] | 8 | 8 |  |  |  |  | 35000 | All Heating | 07/10/2023 |  | 11/13/2023
Daikin Comfort Technologies Manufacturing, L.P. | Daikin | DFH0364********A* |  | Voluntarily Certified | HPAirCoolSinglePackage&lt;65k | False | False | 14 | 13 | [6 empty] | 8 | 8 |  |  |  |  | 35000 | All Heating | 07/10/2023 |  | 11/13/2023
Daikin Comfort Technologies Manufacturing, L.P. | Daikin | DFH0367********A* |  | Voluntarily Certified | HPAirCoolSinglePackage&lt;65k | False | False | 14 | 13 | [6 empty] | 8 | 8 |  |  |  |  | 35000 | All Heating | 07/10/2023 |  | 11/13/2023
Daikin Comfort Technologies Manufacturing, L.P. | Daikin | DFH0483********A* |  | Voluntarily Certified | HPAirCoolSinglePackage&lt;65k | False | False | 14 | 13 | [6 empty] | 8 | 8 |  |  |  |  | 46000 | All Heating | 07/10/2023 |  | 11/13/2023
Daikin Comfort Technologies Manufacturing, L.P. | Daikin | DFH0484********A* |  | Voluntarily Certified | HPAirCoolSinglePackage&lt;65k | False | False | 14 | 13 | [6 empty] | 8 | 8 |  |  |  |  | 46000 | All Heating | 07/10/2023 |  | 11/13/2023
Daikin Comfort Technologies Manufacturing, L.P. | Daikin | DFH0487********A* |  | Voluntarily Certified | HPAirCoolSinglePackage&lt;65k | False | False | 14 | 13 | [6 empty] | 8 | 8 |  |  |  |  | 46000 | All Heating | 07/10/2023 |  | 11/13/2023
Daikin Comfort Technologies Manufacturing, L.P. | Daikin | DFH0603********A* |  | Voluntarily Certified | HPAirCoolSinglePackage&lt;65k | False | False | 14 | 13 | [6 empty] | 8 | 8 |  |  |  |  | 58000 | All Heating | 07/10/2023 |  | 11/13/2023
Daikin Comfort Technologies Manufacturing, L.P. | Daikin | DFH0604********A* |  | Voluntarily Certified | HPAirCoolSinglePackage&lt;65k | False | False | 14 | 13 | [6 empty] | 8 | 8 |  |  |  |  | 58000 | All Heating | 07/10/2023 |  | 11/13/2023
Daikin Comfort Technologies Manufacturing, L.P. | Daikin | DFH0607********A* |  | Voluntarily Certified | HPAirCoolSinglePackage&lt;65k | False | False | 14 | 13 | [6 empty] | 8 | 8 |  |  |  |  | 58000 | All Heating | 07/10/2023 |  | 11/13/2023
Daikin Comfort Technologies Manufacturing, L.P. | Daikin | DP14HM3643A* |  | Voluntarily Certified | HPAirCoolSinglePackage&lt;65k | False | False | 14 | 13 | [6 empty] | 8 | 8 |  |  |  |  | 34400 | All Heating | 07/10/2023 |  | 11/13/2023
Daikin Comfort Technologies Manufacturing, L.P. | Daikin | DP14HM4843A* |  | Voluntarily Certified | HPAirCoolSinglePackage&lt;65k | False | False | 14 | 13 | [6 empty] | 8 | 8 |  |  |  |  | 48000 | All Heating | 07/10/2023 |  | 11/13/2023
Daikin Comfort Technologies Manufacturing, L.P. | Daikin | DP14HM6043A* |  | Voluntarily Certified | HPAirCoolSinglePackage&lt;65k | False | False | 14 | 13 | [6 empty] | 8 | 8 |  |  |  |  | 58000 | All Heating | 07/10/2023 |  | 11/13/2023
Daikin Comfort Technologies Manufacturing, L.P. | Daikin | DPS003AHHE***-3 |  | Voluntarily Certified | HPAirCoolSinglePackage&lt;65k | False | False | 15.3 | 13 | [6 empty] | 9.1 | 8 |  |  |  |  | 33800 | All Heating | 07/10/2023 |  | 11/13/2023
Daikin Comfort Technologies Manufacturing, L.P. | Daikin | DPS003AHHE4**-3 |  | Voluntarily Certified | HPAirCoolSinglePackage&lt;65k | False | False | 15.3 | 13 | [6 empty] | 9.1 | 8 |  |  |  |  | 33800 | All Heating | 07/10/2023 |  | 11/13/2023
Daikin Comfort Technologies Manufacturing, L.P. | Daikin | DPS003AHHG***-3 |  | Voluntarily Certified | HPAirCoolSinglePackage&lt;65k | False | False | 16.1 | 13 | [6 empty] | 9.1 | 8 |  |  |  |  | 33800 | All Heating | 07/10/2023 |  | 11/13/2023
Daikin Comfort Technologies Manufacturing, L.P. | Daikin | DPS003AHHG-12D |  | Voluntarily Certified | HPAirCoolSinglePackage&lt;65k | False | False | 16.1 | 13 | [6 empty] | 9.1 | 8 |  |  |  |  | 33800 | All Heating | 07/10/2023 |  | 11/13/2023
Daikin Comfort Technologies Manufacturing, L.P. | Daikin | DPS003AHHG-14D |  | Voluntarily Certified | HPAirCoolSinglePackage&lt;65k | False | False | 16.1 | 13 | [6 empty] | 9.1 | 8 |  |  |  |  | 33800 | All Heating | 07/10/2023 |  | 11/13/2023
Daikin Comfort Technologies Manufacturing, L.P. | Daikin | DPS003AHHG4**-3 |  | Voluntarily Certified | HPAirCoolSinglePackage&lt;65k | False | False | 16.1 | 13 | [6 empty] | 9.1 | 8 |  |  |  |  | 34000 | All Heating | 07/10/2023 |  | 11/13/2023
Daikin Comfort Technologies Manufacturing, L.P. | Daikin | DPS003AHHG4-12D |  | Voluntarily Certified | HPAirCoolSinglePackage&lt;65k | False | False | 16.1 | 13 | [6 empty] | 9.1 | 8 |  |  |  |  | 34000 | All Heating | 07/10/2023 |  | 11/13/2023
Daikin Comfort Technologies Manufacturing, L.P. | Daikin | DPS003AHHG4-14D |  | Voluntarily Certified | HPAirCoolSinglePackage&lt;65k | False | False | 16.1 | 13 | [6 empty] | 9.1 | 8 |  |  |  |  | 34000 | All Heating | 07/10/2023 |  | 11/13/2023
Daikin Comfort Technologies Manufacturing, L.P. | Daikin | DPS003AHHW***-3 |  | Voluntarily Certified | HPAirCoolSinglePackage&lt;65k | False | False | 15.3 | 13 | [6 empty] | 9.1 | 8 |  |  |  |  | 33800 | All Heating | 07/10/2023 |  | 11/13/2023
Daikin Comfort Technologies Manufacturing, L.P. | Daikin | DPS003AHHW-12D |  | Voluntarily Certified | HPAirCoolSinglePackage&lt;65k | False | False | 15.3 | 13 | [6 empty] | 9.1 | 8 |  |  |  |  | 33800 | All Heating | 07/10/2023 |  | 11/13/2023
Daikin Comfort Technologies Manufacturing, L.P. | Daikin | DPS003AHHW-14D |  | Voluntarily Certified | HPAirCoolSinglePackage&lt;65k | False | False | 15.3 | 13 | [6 empty] | 9.1 | 8 |  |  |  |  | 33800 | All Heating | 07/10/2023 |  | 11/13/2023
Daikin Comfort Technologies Manufacturing, L.P. | Daikin | DPS003AHHW4**-3 |  | Voluntarily Certified | HPAirCoolSinglePackage&lt;65k | False | False | 15.3 | 13 | [6 empty] | 9.1 | 8 |  |  |  |  | 33800 | All Heating | 07/10/2023 |  | 11/13/2023
Daikin Comfort Technologies Manufacturing, L.P. | Daikin | DPS003AHHW4-12D |  | Voluntarily Certified | HPAirCoolSinglePackage&lt;65k | False | False | 15.3 | 13 | [6 empty] | 9.1 | 8 |  |  |  |  | 33800 | All Heating | 07/10/2023 |  | 11/13/2023
Daikin Comfort Technologies Manufacturing, L.P. | Daikin | DPS003AHHW4-14D |  | Voluntarily Certified | HPAirCoolSinglePackage&lt;65k | False | False | 15.3 | 13 | [6 empty] | 9.1 | 8 |  |  |  |  | 33800 | All Heating | 07/10/2023 |  | 11/13/2023
Daikin Comfort Technologies Manufacturing, L.P. | Daikin | DPS003AHHY***-3 |  | Voluntarily Certified | HPAirCoolSinglePackage&lt;65k | False | False | 16.5 | 13 | [6 empty] | 9.2 | 8 |  |  |  |  | 34400 | All Heating | 07/10/2023 |  | 11/13/2023
Daikin Comfort Technologies Manufacturing, L.P. | Daikin | DPS003AHHY-12D |  | Voluntarily Certified | HPAirCoolSinglePackage&lt;65k | False | False | 16.5 | 13 | [6 empty] | 9.2 | 8 |  |  |  |  | 34400 | All Heating | 07/10/2023 |  | 11/13/2023
Daikin Comfort Technologies Manufacturing, L.P. | Daikin | DPS003AHHY-14D |  | Voluntarily Certified | HPAirCoolSinglePackage&lt;65k | False | False | 16.5 | 13 | [6 empty] | 9.2 | 8 |  |  |  |  | 34400 | All Heating | 07/10/2023 |  | 11/13/2023
Daikin Comfort Technologies Manufacturing, L.P. | Daikin | DPS003AHHY4**-3 |  | Voluntarily Certified | HPAirCoolSinglePackage&lt;65k | False | False | 16.5 | 13 | [6 empty] | 9.2 | 8 |  |  |  |  | 34400 | All Heating | 07/10/2023 |  | 11/13/2023
Daikin Comfort Technologies Manufacturing, L.P. | Daikin | DPS003AHHY4-12D |  | Voluntarily Certified | HPAirCoolSinglePackage&lt;65k | False | False | 16.5 | 13 | [6 empty] | 9.2 | 8 |  |  |  |  | 34400 | All Heating | 07/10/2023 |  | 11/13/2023
Daikin Comfort Technologies Manufacturing, L.P. | Daikin | DPS003AHHY4-14D |  | Voluntarily Certified | HPAirCoolSinglePackage&lt;65k | False | False | 16.5 | 13 | [6 empty] | 9.2 | 8 |  |  |  |  | 34400 | All Heating | 07/10/2023 |  | 11/13/2023
Daikin Comfort Technologies Manufacturing, L.P. | Daikin | DPS004AHHE***-4 |  | Voluntarily Certified | HPAirCoolSinglePackage&lt;65k | False | False | 14.3 | 13 | [6 empty] | 8.8 | 8 |  |  |  |  | 44000 | All Heating | 07/10/2023 |  | 11/13/2023
Daikin Comfort Technologies Manufacturing, L.P. | Daikin | DPS004AHHE4**-4 |  | Voluntarily Certified | HPAirCoolSinglePackage&lt;65k | False | False | 14.3 | 13 | [6 empty] | 8.8 | 8 |  |  |  |  | 44000 | All Heating | 07/10/2023 |  | 11/13/2023
Daikin Comfort Technologies Manufacturing, L.P. | Daikin | DPS004AHHG***-4 |  | Voluntarily Certified | HPAirCoolSinglePackage&lt;65k | False | False | 16.2 | 13 | [6 empty] | 8.8 | 8 |  |  |  |  | 45000 | All Heating | 07/10/2023 |  | 11/13/2023
Daikin Comfort Technologies Manufacturing, L.P. | Daikin | DPS004AHHG-14D |  | Voluntarily Certified | HPAirCoolSinglePackage&lt;65k | False | False | 16.2 | 13 | [6 empty] | 8.8 | 8 |  |  |  |  | 45000 | All Heating | 07/10/2023 |  | 11/13/2023
Daikin Comfort Technologies Manufacturing, L.P. | Daikin | DPS004AHHG4**-4 |  | Voluntarily Certified | HPAirCoolSinglePackage&lt;65k | False | False | 16.2 | 13 | [6 empty] | 8.8 | 8 |  |  |  |  | 45000 | All Heating | 07/10/2023 |  | 11/13/2023
Daikin Comfort Technologies Manufacturing, L.P. | Daikin | DPS004AHHG4-14D |  | Voluntarily Certified | HPAirCoolSinglePackage&lt;65k | False | False | 16.2 | 13 | [6 empty] | 8.8 | 8 |  |  |  |  | 45000 | All Heating | 07/10/2023 |  | 11/13/2023
Daikin Comfort Technologies Manufacturing, L.P. | Daikin | DPS004AHHW***-4 |  | Voluntarily Certified | HPAirCoolSinglePackage&lt;65k | False | False | 14.3 | 13 | [6 empty] | 8.8 | 8 |  |  |  |  | 44000 | All Heating | 07/10/2023 |  | 11/13/2023
Daikin Comfort Technologies Manufacturing, L.P. | Daikin | DPS004AHHW-14D |  | Voluntarily Certified | HPAirCoolSinglePackage&lt;65k | False | False | 14.3 | 13 | [6 empty] | 8.8 | 8 |  |  |  |  | 44000 | All Heating | 07/10/2023 |  | 11/13/2023
Daikin Comfort Technologies Manufacturing, L.P. | Daikin | DPS004AHHW4**-4 |  | Voluntarily Certified | HPAirCoolSinglePackage&lt;65k | False | False | 14.3 | 13 | [6 empty] | 8.8 | 8 |  |  |  |  | 44000 | All Heating | 07/10/2023 |  | 11/13/2023
Daikin Comfort Technologies Manufacturing, L.P. | Daikin | DPS004AHHW4-14D |  | Voluntarily Certified | HPAirCoolSinglePackage&lt;65k | False | False | 14.3 | 13 | [6 empty] | 8.8 | 8 |  |  |  |  | 44000 | All Heating | 07/10/2023 |  | 11/13/2023
Daikin Comfort Technologies Manufacturing, L.P. | Daikin | DPS004AHHY***-4 |  | Voluntarily Certified | HPAirCoolSinglePackage&lt;65k | False | False | 16.6 | 13 | [6 empty] | 8.9 | 8 |  |  |  |  | 45000 | All Heating | 07/10/2023 |  | 11/13/2023
Daikin Comfort Technologies Manufacturing, L.P. | Daikin | DPS004AHHY-14D |  | Voluntarily Certified | HPAirCoolSinglePackage&lt;65k | False | False | 16.6 | 13 | [6 empty] | 8.9 | 8 |  |  |  |  | 45000 | All Heating | 07/10/2023 |  | 11/13/2023
Daikin Comfort Technologies Manufacturing, L.P. | Daikin | DPS004AHHY4**-4 |  | Voluntarily Certified | HPAirCoolSinglePackage&lt;65k | False | False | 16.6 | 13 | [6 empty] | 8.9 | 8 |  |  |  |  | 45000 | All Heating | 07/10/2023 |  | 11/13/2023
Daikin Comfort Technologies Manufacturing, L.P. | Daikin | DPS004AHHY4-14D |  | Voluntarily Certified | HPAirCoolSinglePackage&lt;65k | False | False | 16.6 | 13 | [6 empty] | 8.9 | 8 |  |  |  |  | 45000 | All Heating | 07/10/2023 |  | 11/13/2023
Daikin Comfort Technologies Manufacturing, L.P. | Daikin | DPS005AHHE***-4 |  | Voluntarily Certified | HPAirCoolSinglePackage&lt;65k | False | False | 17 | 13 | [6 empty] | 9.3 | 8 |  |  |  |  | 55000 | All Heating | 07/10/2023 |  | 11/13/2023
Daikin Comfort Technologies Manufacturing, L.P. | Daikin | DPS005AHHE4**-4 |  | Voluntarily Certified | HPAirCoolSinglePackage&lt;65k | False | False | 17 | 13 | [6 empty] | 9.3 | 8 |  |  |  |  | 55000 | All Heating | 07/10/2023 |  | 11/13/2023
Daikin Comfort Technologies Manufacturing, L.P. | Daikin | DPS005AHHG***-4 |  | Voluntarily Certified | HPAirCoolSinglePackage&lt;65k | False | False | 17.6 | 13 | [6 empty] | 9.6 | 8 |  |  |  |  | 55500 | All Heating | 07/10/2023 |  | 11/13/2023
Daikin Comfort Technologies Manufacturing, L.P. | Daikin | DPS005AHHG-14D |  | Voluntarily Certified | HPAirCoolSinglePackage&lt;65k | False | False | 17.6 | 13 | [6 empty] | 9.6 | 8 |  |  |  |  | 55500 | All Heating | 07/10/2023 |  | 11/13/2023
Daikin Comfort Technologies Manufacturing, L.P. | Daikin | DPS005AHHG4**-4 |  | Voluntarily Certified | HPAirCoolSinglePackage&lt;65k | False | False | 17.6 | 13 | [6 empty] | 9.6 | 8 |  |  |  |  | 55500 | All Heating | 07/10/2023 |  | 11/13/2023
Daikin Comfort Technologies Manufacturing, L.P. | Daikin | DPS005AHHG4-14D |  | Voluntarily Certified | HPAirCoolSinglePackage&lt;65k | False | False | 17.6 | 13 | [6 empty] | 9.6 | 8 |  |  |  |  | 55500 | All Heating | 07/10/2023 |  | 11/13/2023
Daikin Comfort Technologies Manufacturing, L.P. | Daikin | DPS005AHHW***-4 |  | Voluntarily Certified | HPAirCoolSinglePackage&lt;65k | False | False | 17 | 13 | [6 empty] | 9.3 | 8 |  |  |  |  | 55000 | All Heating | 07/10/2023 |  | 11/13/2023
Daikin Comfort Technologies Manufacturing, L.P. | Daikin | DPS005AHHW-14D |  | Voluntarily Certified | HPAirCoolSinglePackage&lt;65k | False | False | 17 | 13 | [6 empty] | 9.3 | 8 |  |  |  |  | 55000 | All Heating | 07/10/2023 |  | 11/13/2023
Daikin Comfort Technologies Manufacturing, L.P. | Daikin | DPS005AHHW4**-4 |  | Voluntarily Certified | HPAirCoolSinglePackage&lt;65k | False | False | 17 | 13 | [6 empty] | 9.3 | 8 |  |  |  |  | 55000 | All Heating | 07/10/2023 |  | 11/13/2023
Daikin Comfort Technologies Manufacturing, L.P. | Daikin | DPS005AHHW4-14D |  | Voluntarily Certified | HPAirCoolSinglePackage&lt;65k | False | False | 17 | 13 | [6 empty] | 9.3 | 8 |  |  |  |  | 55000 | All Heating | 07/10/2023 |  | 11/13/2023
Daikin Comfort Technologies Manufacturing, L.P. | Daikin | DPS005AHHY***-4 |  | Voluntarily Certified | HPAirCoolSinglePackage&lt;65k | False | False | 18.05 | 13 | [6 empty] | 9.8 | 8 |  |  |  |  | 56000 | All Heating | 07/10/2023 |  | 11/13/2023
Daikin Comfort Technologies Manufacturing, L.P. | Daikin | DPS005AHHY-14D |  | Voluntarily Certified | HPAirCoolSinglePackage&lt;65k | False | False | 18.05 | 13 | [6 empty] | 9.8 | 8 |  |  |  |  | 56000 | All Heating | 07/10/2023 |  | 11/13/2023
Daikin Comfort Technologies Manufacturing, L.P. | Daikin | DPS005AHHY4**-4 |  | Voluntarily Certified | HPAirCoolSinglePackage&lt;65k | False | False | 18.05 | 13 | [6 empty] | 9.8 | 8 |  |  |  |  | 56000 | All Heating | 07/10/2023 |  | 11/13/2023
Daikin Comfort Technologies Manufacturing, L.P. | Daikin | DPS005AHHY4-14D |  | Voluntarily Certified | HPAirCoolSinglePackage&lt;65k | False | False | 18.05 | 13 | [6 empty] | 9.8 | 8 |  |  |  |  | 56000 | All Heating | 07/10/2023 |  | 11/13/2023
Daikin Comfort Technologies Manufacturing, L.P. | Daikin | DRH0363********A* |  | Voluntarily Certified | HPAirCoolSinglePackage&lt;65k | False | False | 17 | 13 | [6 empty] | 8.2 | 8 |  |  |  |  | 36000 | All Heating | 07/10/2023 |  | 11/13/2023
Daikin Comfort Technologies Manufacturing, L.P. | Daikin | DRH0364********A* |  | Voluntarily Certified | HPAirCoolSinglePackage&lt;65k | False | False | 17 | 13 | [6 empty] | 8.2 | 8 |  |  |  |  | 36000 | All Heating | 07/10/2023 |  | 11/13/2023
Daikin Comfort Technologies Manufacturing, L.P. | Daikin | DRH0367********A* |  | Voluntarily Certified | HPAirCoolSinglePackage&lt;65k | False | False | 17 | 13 | [6 empty] | 8.2 | 8 |  |  |  |  | 36000 | All Heating | 07/10/2023 |  | 11/13/2023
Daikin Comfort Technologies Manufacturing, L.P. | Daikin | DRH0483********A* |  | Voluntarily Certified | HPAirCoolSinglePackage&lt;65k | False | False | 17 | 13 | [6 empty] | 8.2 | 8 |  |  |  |  | 48000 | All Heating | 07/10/2023 |  | 11/13/2023
Daikin Comfort Technologies Manufacturing, L.P. | Daikin | DRH0484********A* |  | Voluntarily Certified | HPAirCoolSinglePackage&lt;65k | False | False | 17 | 13 | [6 empty] | 8.2 | 8 |  |  |  |  | 48000 | All Heating | 07/10/2023 |  | 11/13/2023
Daikin Comfort Technologies Manufacturing, L.P. | Daikin | DRH0487********A* |  | Voluntarily Certified | HPAirCoolSinglePackage&lt;65k | False | False | 17 | 13 | [6 empty] | 8.2 | 8 |  |  |  |  | 48000 | All Heating | 07/10/2023 |  | 11/13/2023
Daikin Comfort Technologies Manufacturing, L.P. | Daikin | DRH0603********A* |  | Voluntarily Certified | HPAirCoolSinglePackage&lt;65k | False | False | 16.5 | 13 | [6 empty] | 8.2 | 8 |  |  |  |  | 59000 | All Heating | 07/10/2023 |  | 11/13/2023
Daikin Comfort Technologies Manufacturing, L.P. | Daikin | DRH0604********A* |  | Voluntarily Certified | HPAirCoolSinglePackage&lt;65k | False | False | 16.5 | 13 | [6 empty] | 8.2 | 8 |  |  |  |  | 59000 | All Heating | 07/10/2023 |  | 11/13/2023
Daikin Comfort Technologies Manufacturing, L.P. | Daikin | DRH0607********A* |  | Voluntarily Certified | HPAirCoolSinglePackage&lt;65k | False | False | 16.5 | 13 | [6 empty] | 8.2 | 8 |  |  |  |  | 59000 | All Heating | 07/10/2023 |  | 11/13/2023
Lennox Industries Inc. | Allied Commercial | KDB036H4E**G |  | Voluntarily Certified | HPAirCoolSinglePackage&lt;65k | False | False | 16 | 13 | [6 empty] | 8.5 | 8 |  |  |  |  | 35200 | All Heating | 07/10/2023 |  | 11/13/2023
Lennox Industries Inc. | Allied Commercial | KDB036H4E**J |  | Voluntarily Certified | HPAirCoolSinglePackage&lt;65k | False | False | 16 | 13 | [6 empty] | 8.5 | 8 |  |  |  |  | 35200 | All Heating | 07/10/2023 |  | 11/13/2023
Lennox Industries Inc. | Allied Commercial | KDB036H4E**Y |  | Voluntarily Certified | HPAirCoolSinglePackage&lt;65k | False | False | 16 | 13 | [6 empty] | 8.5 | 8 |  |  |  |  | 35200 | All Heating | 07/10/2023 |  | 11/13/2023
Lennox Industries Inc. | Allied Commercial | KDB036H4T**G |  | Voluntarily Certified | HPAirCoolSinglePackage&lt;65k | False | False | 14.8 | 13 | [6 empty] | 8.3 | 8 |  |  |  |  | 35000 | All Heating | 07/10/2023 |  | 11/13/2023
Lennox Industries Inc. | Allied Commercial | KDB036H4T**J |  | Voluntarily Certified | HPAirCoolSinglePackage&lt;65k | False | False | 14.8 | 13 | [6 empty] | 8.3 | 8 |  |  |  |  | 35000 | All Heating | 07/10/2023 |  | 11/13/2023
Lennox Industries Inc. | Allied Commercial | KDB036H4T**Y |  | Voluntarily Certified | HPAirCoolSinglePackage&lt;65k | False | False | 15 | 13 | [6 empty] | 8.3 | 8 |  |  |  |  | 35000 | All Heating | 07/10/2023 |  | 11/13/2023
Lennox Industries Inc. | Allied Commercial | KDB048H4E**G |  | Voluntarily Certified | HPAirCoolSinglePackage&lt;65k | False | False | 16 | 13 | [6 empty] | 8.5 | 8 |  |  |  |  | 46000 | All Heating | 07/10/2023 |  | 11/13/2023
Lennox Industries Inc. | Allied Commercial | KDB048H4E**J |  | Voluntarily Certified | HPAirCoolSinglePackage&lt;65k | False | False | 16 | 13 | [6 empty] | 8.5 | 8 |  |  |  |  | 46000 | All Heating | 07/10/2023 |  | 11/13/2023
Lennox Industries Inc. | Allied Commercial | KDB048H4E**Y |  | Voluntarily Certified | HPAirCoolSinglePackage&lt;65k | False | False | 16 | 13 | [6 empty] | 8.5 | 8 |  |  |  |  | 46000 | All Heating | 07/10/2023 |  | 11/13/2023
Lennox Industries Inc. | Allied Commercial | KDB048H4T**G |  | Voluntarily Certified | HPAirCoolSinglePackage&lt;65k | False | False | 14.8 | 13 | [6 empty] | 8.3 | 8 |  |  |  |  | 46000 | All Heating | 07/10/2023 |  | 11/13/2023
Lennox Industries Inc. | Allied Commercial | KDB048H4T**J |  | Voluntarily Certified | HPAirCoolSinglePackage&lt;65k | False | False | 14.8 | 13 | [6 empty] | 8.3 | 8 |  |  |  |  | 46000 | All Heating | 07/10/2023 |  | 11/13/2023
Lennox Industries Inc. | Allied Commercial | KDB048H4T**Y |  | Voluntarily Certified | HPAirCoolSinglePackage&lt;65k | False | False | 15 | 13 | [6 empty] | 8.3 | 8 |  |  |  |  | 46000 | All Heating | 07/10/2023 |  | 11/13/2023
Lennox Industries Inc. | Allied Commercial | KDB060H4E**G |  | Voluntarily Certified | HPAirCoolSinglePackage&lt;65k | False | False | 16 | 13 | [6 empty] | 8.5 | 8 |  |  |  |  | 58000 | All Heating | 07/10/2023 |  | 11/13/2023
Lennox Industries Inc. | Allied Commercial | KDB060H4E**J |  | Voluntarily Certified | HPAirCoolSinglePackage&lt;65k | False | False | 16 | 13 | [6 empty] | 8.5 | 8 |  |  |  |  | 58000 | All Heating | 07/10/2023 |  | 11/13/2023
Lennox Industries Inc. | Allied Commercial | KDB060H4E**Y |  | Voluntarily Certified | HPAirCoolSinglePackage&lt;65k | False | False | 16 | 13 | [6 empty] | 8.5 | 8 |  |  |  |  | 58000 | All Heating | 07/10/2023 |  | 11/13/2023
Lennox Industries Inc. | Allied Commercial | KDB060H4T**G |  | Voluntarily Certified | HPAirCoolSinglePackage&lt;65k | False | False | 15 | 13 | [6 empty] | 8.3 | 8 |  |  |  |  | 57500 | All Heating | 07/10/2023 |  | 11/13/2023
Lennox Industries Inc. | Allied Commercial | KDB060H4T**J |  | Voluntarily Certified | HPAirCoolSinglePackage&lt;65k | False | False | 15 | 13 | [6 empty] | 8.3 | 8 |  |  |  |  | 57500 | All Heating | 07/10/2023 |  | 11/13/2023
Lennox Industries Inc. | Allied Commercial | KDB060H4T**Y |  | Voluntarily Certified | HPAirCoolSinglePackage&lt;65k | False | False | 15 | 13 | [6 empty] | 8.3 | 8 |  |  |  |  | 57500 | All Heating | 07/10/2023 |  | 11/13/2023
Lennox Industries Inc. | Allied Commercial | KHB036H4E**G |  | Voluntarily Certified | HPAirCoolSinglePackage&lt;65k | False | False | 16 | 13 | [6 empty] | 8.5 | 8 |  |  |  |  | 35200 | All Heating | 07/10/2023 |  | 11/13/2023
Lennox Industries Inc. | Allied Commercial | KHB036H4E**J |  | Voluntarily Certified | HPAirCoolSinglePackage&lt;65k | False | False | 16 | 13 | [6 empty] | 8.5 | 8 |  |  |  |  | 35200 | All Heating | 07/10/2023 |  | 11/13/2023
Lennox Industries Inc. | Allied Commercial | KHB036H4E**Y |  | Voluntarily Certified | HPAirCoolSinglePackage&lt;65k | False | False | 16 | 13 | [6 empty] | 8.5 | 8 |  |  |  |  | 35200 | All Heating | 07/10/2023 |  | 11/13/2023
Lennox Industries Inc. | Allied Commercial | KHB036H4T**G |  | Voluntarily Certified | HPAirCoolSinglePackage&lt;65k | False | False | 14.8 | 13 | [6 empty] | 8.3 | 8 |  |  |  |  | 35000 | All Heating | 07/10/2023 |  | 11/13/2023
Lennox Industries Inc. | Allied Commercial | KHB036H4T**J |  | Voluntarily Certified | HPAirCoolSinglePackage&lt;65k | False | False | 14.8 | 13 | [6 empty] | 8.3 | 8 |  |  |  |  | 35000 | All Heating | 07/10/2023 |  | 11/13/2023
Lennox Industries Inc. | Allied Commercial | KHB036H4T**Y |  | Voluntarily Certified | HPAirCoolSinglePackage&lt;65k | False | False | 15 | 13 | [6 empty] | 8.3 | 8 |  |  |  |  | 35000 | All Heating | 07/10/2023 |  | 11/13/2023
Lennox Industries Inc. | Allied Commercial | KHB036S4***G |  | Voluntarily Certified | HPAirCoolSinglePackage&lt;65k | False | False | 14 | 13 | [6 empty] | 8 | 8 |  |  |  |  | 35000 | All Heating | 07/10/2023 |  | 11/13/2023
Lennox Industries Inc. | Allied Commercial | KHB036S4***J |  | Voluntarily Certified | HPAirCoolSinglePackage&lt;65k | False | False | 14 | 13 | [6 empty] | 8 | 8 |  |  |  |  | 35000 | All Heating | 07/10/2023 |  | 11/13/2023
Lennox Industries Inc. | Allied Commercial | KHB036S4***Y |  | Voluntarily Certified | HPAirCoolSinglePackage&lt;65k | False | False | 14 | 13 | [6 empty] | 8 | 8 |  |  |  |  | 35000 | All Heating | 07/10/2023 |  | 11/13/2023
Lennox Industries Inc. | Allied Commercial | KHB048H4E**G |  | Voluntarily Certified | HPAirCoolSinglePackage&lt;65k | False | False | 16 | 13 | [6 empty] | 8.5 | 8 |  |  |  |  | 46000 | All Heating | 07/10/2023 |  | 11/13/2023
Lennox Industries Inc. | Allied Commercial | KHB048H4E**J |  | Voluntarily Certified | HPAirCoolSinglePackage&lt;65k | False | False | 16 | 13 | [6 empty] | 8.5 | 8 |  |  |  |  | 46000 | All Heating | 07/10/2023 |  | 11/13/2023
Lennox Industries Inc. | Allied Commercial | KHB048H4E**Y |  | Voluntarily Certified | HPAirCoolSinglePackage&lt;65k | False | False | 16 | 13 | [6 empty] | 8.5 | 8 |  |  |  |  | 46000 | All Heating | 07/10/2023 |  | 11/13/2023
Lennox Industries Inc. | Allied Commercial | KHB048H4T**G |  | Voluntarily Certified | HPAirCoolSinglePackage&lt;65k | False | False | 14.8 | 13 | [6 empty] | 8.3 | 8 |  |  |  |  | 46000 | All Heating | 07/10/2023 |  | 11/13/2023
Lennox Industries Inc. | Allied Commercial | KHB048H4T**J |  | Voluntarily Certified | HPAirCoolSinglePackage&lt;65k | False | False | 14.8 | 13 | [6 empty] | 8.3 | 8 |  |  |  |  | 46000 | All Heating | 07/10/2023 |  | 11/13/2023
Lennox Industries Inc. | Allied Commercial | KHB048H4T**Y |  | Voluntarily Certified | HPAirCoolSinglePackage&lt;65k | False | False | 15 | 13 | [6 empty] | 8.3 | 8 |  |  |  |  | 46000 | All Heating | 07/10/2023 |  | 11/13/2023
Lennox Industries Inc. | Allied Commercial | KHB048S4***G |  | Voluntarily Certified | HPAirCoolSinglePackage&lt;65k | False | False | 14 | 13 | [6 empty] | 8 | 8 |  |  |  |  | 46500 | All Heating | 07/10/2023 |  | 11/13/2023
Lennox Industries Inc. | Allied Commercial | KHB048S4***J |  | Voluntarily Certified | HPAirCoolSinglePackage&lt;65k | False | False | 14 | 13 | [6 empty] | 8 | 8 |  |  |  |  | 46500 | All Heating | 07/10/2023 |  | 11/13/2023
Lennox Industries Inc. | Allied Commercial | KHB048S4***Y |  | Voluntarily Certified | HPAirCoolSinglePackage&lt;65k | False | False | 14 | 13 | [6 empty] | 8 | 8 |  |  |  |  | 46500 | All Heating | 07/10/2023 |  | 11/13/2023
Lennox Industries Inc. | Allied Commercial | KHB060H4E**G |  | Voluntarily Certified | HPAirCoolSinglePackage&lt;65k | False | False | 16 | 13 | [6 empty] | 8.5 | 8 |  |  |  |  | 58000 | All Heating | 07/10/2023 |  | 11/13/2023
Lennox Industries Inc. | Allied Commercial | KHB060H4E**J |  | Voluntarily Certified | HPAirCoolSinglePackage&lt;65k | False | False | 16 | 13 | [6 empty] | 8.5 | 8 |  |  |  |  | 58000 | All Heating | 07/10/2023 |  | 11/13/2023
Lennox Industries Inc. | Allied Commercial | KHB060H4E**Y |  | Voluntarily Certified | HPAirCoolSinglePackage&lt;65k | False | False | 16 | 13 | [6 empty] | 8.5 | 8 |  |  |  |  | 58000 | All Heating | 07/10/2023 |  | 11/13/2023
Lennox Industries Inc. | Allied Commercial | KHB060H4T**G |  | Voluntarily Certified | HPAirCoolSinglePackage&lt;65k | False | False | 15 | 13 | [6 empty] | 8.3 | 8 |  |  |  |  | 57500 | All Heating | 07/10/2023 |  | 11/13/2023
Lennox Industries Inc. | Allied Commercial | KHB060H4T**J |  | Voluntarily Certified | HPAirCoolSinglePackage&lt;65k | False | False | 15 | 13 | [6 empty] | 8.3 | 8 |  |  |  |  | 57500 | All Heating | 07/10/2023 |  | 11/13/2023
Lennox Industries Inc. | Allied Commercial | KHB060H4T**Y |  | Voluntarily Certified | HPAirCoolSinglePackage&lt;65k | False | False | 15 | 13 | [6 empty] | 8.3 | 8 |  |  |  |  | 57500 | All Heating | 07/10/2023 |  | 11/13/2023
Lennox Industries Inc. | Allied Commercial | KHB060S4***G |  | Voluntarily Certified | HPAirCoolSinglePackage&lt;65k | False | False | 14 | 13 | [6 empty] | 8 | 8 |  |  |  |  | 58000 | All Heating | 07/10/2023 |  | 11/13/2023
Lennox Industries Inc. | Allied Commercial | KHB060S4***J |  | Voluntarily Certified | HPAirCoolSinglePackage&lt;65k | False | False | 14 | 13 | [6 empty] | 8 | 8 |  |  |  |  | 58000 | All Heating | 07/10/2023 |  | 11/13/2023
Lennox Industries Inc. | Allied Commercial | KHB060S4***Y |  | Voluntarily Certified | HPAirCoolSinglePackage&lt;65k | False | False | 14 | 13 | [6 empty] | 8 | 8 |  |  |  |  | 58000 | All Heating | 07/10/2023 |  | 11/13/2023
Lennox Industries Inc. | Allied Commercial | LDT036H4E*1G |  | Voluntarily Certified | HPAirCoolSinglePackage&lt;65k | False | False | 16.1 | 13 | [6 empty] | 8.5 | 8 |  |  |  |  | 35000 | All Heating | 07/10/2023 |  | 11/13/2023
Lennox Industries Inc. | Allied Commercial | LDT036H4E*1J |  | Voluntarily Certified | HPAirCoolSinglePackage&lt;65k | False | False | 16.1 | 13 | [6 empty] | 8.5 | 8 |  |  |  |  | 35000 | All Heating | 07/10/2023 |  | 11/13/2023
Lennox Industries Inc. | Allied Commercial | LDT036H4E*1Y |  | Voluntarily Certified | HPAirCoolSinglePackage&lt;65k | False | False | 16.1 | 13 | [6 empty] | 8.5 | 8 |  |  |  |  | 35000 | All Heating | 07/10/2023 |  | 11/13/2023
Lennox Industries Inc. | Allied Commercial | LDT048H4E*1G |  | Voluntarily Certified | HPAirCoolSinglePackage&lt;65k | False | False | 16.1 | 13 | [6 empty] | 8.5 | 8 |  |  |  |  | 44500 | All Heating | 07/10/2023 |  | 11/13/2023
Lennox Industries Inc. | Allied Commercial | LDT048H4E*1J |  | Voluntarily Certified | HPAirCoolSinglePackage&lt;65k | False | False | 16.1 | 13 | [6 empty] | 8.5 | 8 |  |  |  |  | 44500 | All Heating | 07/10/2023 |  | 11/13/2023
Lennox Industries Inc. | Allied Commercial | LDT048H4E*1Y |  | Voluntarily Certified | HPAirCoolSinglePackage&lt;65k | False | False | 16.1 | 13 | [6 empty] | 8.5 | 8 |  |  |  |  | 44500 | All Heating | 07/10/2023 |  | 11/13/2023
Lennox Industries Inc. | Allied Commercial | LDT060H4E*1G |  | Voluntarily Certified | HPAirCoolSinglePackage&lt;65k | False | False | 16.1 | 13 | [6 empty] | 8.5 | 8 |  |  |  |  | 55000 | All Heating | 07/10/2023 |  | 11/13/2023
Lennox Industries Inc. | Allied Commercial | LDT060H4E*1J |  | Voluntarily Certified | HPAirCoolSinglePackage&lt;65k | False | False | 16.1 | 13 | [6 empty] | 8.5 | 8 |  |  |  |  | 55000 | All Heating | 07/10/2023 |  | 11/13/2023
Lennox Industries Inc. | Allied Commercial | LDT060H4E*1Y |  | Voluntarily Certified | HPAirCoolSinglePackage&lt;65k | False | False | 16.1 | 13 | [6 empty] | 8.5 | 8 |  |  |  |  | 55000 | All Heating | 07/10/2023 |  | 11/13/2023
Lennox Industries Inc. | Allied Commercial | LHT036H4E*1G |  | Voluntarily Certified | HPAirCoolSinglePackage&lt;65k | False | False | 16.1 | 13 | [6 empty] | 8.5 | 8 |  |  |  |  | 35000 | All Heating | 07/10/2023 |  | 11/13/2023
Lennox Industries Inc. | Allied Commercial | LHT036H4E*1J |  | Voluntarily Certified | HPAirCoolSinglePackage&lt;65k | False | False | 16.1 | 13 | [6 empty] | 8.5 | 8 |  |  |  |  | 35000 | All Heating | 07/10/2023 |  | 11/13/2023
Lennox Industries Inc. | Allied Commercial | LHT036H4E*1Y |  | Voluntarily Certified | HPAirCoolSinglePackage&lt;65k | False | False | 16.1 | 13 | [6 empty] | 8.5 | 8 |  |  |  |  | 35000 | All Heating | 07/10/2023 |  | 11/13/2023
Lennox Industries Inc. | Allied Commercial | LHT048H4E*1G |  | Voluntarily Certified | HPAirCoolSinglePackage&lt;65k | False | False | 16.1 | 13 | [6 empty] | 8.5 | 8 |  |  |  |  | 44500 | All Heating | 07/10/2023 |  | 11/13/2023
Lennox Industries Inc. | Allied Commercial | LHT048H4E*1J |  | Voluntarily Certified | HPAirCoolSinglePackage&lt;65k | False | False | 16.1 | 13 | [6 empty] | 8.5 | 8 |  |  |  |  | 44500 | All Heating | 07/10/2023 |  | 11/13/2023
Lennox Industries Inc. | Allied Commercial | LHT048H4E*1Y |  | Voluntarily Certified | HPAirCoolSinglePackage&lt;65k | False | False | 16.1 | 13 | [6 empty] | 8.5 | 8 |  |  |  |  | 44500 | All Heating | 07/10/2023 |  | 11/13/2023
Lennox Industries Inc. | Allied Commercial | LHT060H4E*1G |  | Voluntarily Certified | HPAirCoolSinglePackage&lt;65k | False | False | 16.1 | 13 | [6 empty] | 8.5 | 8 |  |  |  |  | 55000 | All Heating | 07/10/2023 |  | 11/13/2023
Lennox Industries Inc. | Allied Commercial | LHT060H4E*1J |  | Voluntarily Certified | HPAirCoolSinglePackage&lt;65k | False | False | 16.1 | 13 | [6 empty] | 8.5 | 8 |  |  |  |  | 55000 | All Heating | 07/10/2023 |  | 11/13/2023
Lennox Industries Inc. | Allied Commercial | LHT060H4E*1Y |  | Voluntarily Certified | HPAirCoolSinglePackage&lt;65k | False | False | 16.1 | 13 | [6 empty] | 8.5 | 8 |  |  |  |  | 55000 | All Heating | 07/10/2023 |  | 11/13/2023
Lennox Industries Inc. | Allied Commercial | ZHB036S4***G |  | Voluntarily Certified | HPAirCoolSinglePackage&lt;65k | False | False | 14 | 13 | [6 empty] | 8 | 8 |  |  |  |  | 35000 | All Heating | 07/10/2023 |  | 11/13/2023
Lennox Industries Inc. | Allied Commercial | ZHB036S4***J |  | Voluntarily Certified | HPAirCoolSinglePackage&lt;65k | False | False | 14 | 13 | [6 empty] | 8 | 8 |  |  |  |  | 35000 | All Heating | 07/10/2023 |  | 11/13/2023
Lennox Industries Inc. | Allied Commercial | ZHB036S4***Y |  | Voluntarily Certified | HPAirCoolSinglePackage&lt;65k | False | False | 14 | 13 | [6 empty] | 8 | 8 |  |  |  |  | 35000 | All Heating | 07/10/2023 |  | 11/13/2023
Lennox Industries Inc. | Allied Commercial | ZHB048S4***G |  | Voluntarily Certified | HPAirCoolSinglePackage&lt;65k | False | False | 14 | 13 | [6 empty] | 8 | 8 |  |  |  |  | 46500 | All Heating | 07/10/2023 |  | 11/13/2023
Lennox Industries Inc. | Allied Commercial | ZHB048S4***J |  | Voluntarily Certified | HPAirCoolSinglePackage&lt;65k | False | False | 14 | 13 | [6 empty] | 8 | 8 |  |  |  |  | 46500 | All Heating | 07/10/2023 |  | 11/13/2023
Lennox Industries Inc. | Allied Commercial | ZHB048S4***Y |  | Voluntarily Certified | HPAirCoolSinglePackage&lt;65k | False | False | 14 | 13 | [6 empty] | 8 | 8 |  |  |  |  | 46500 | All Heating | 07/10/2023 |  | 11/13/2023
Lennox Industries Inc. | Allied Commercial | ZHB060S4***G |  | Voluntarily Certified | HPAirCoolSinglePackage&lt;65k | False | False | 14 | 13 | [6 empty] | 8 | 8 |  |  |  |  | 58000 | All Heating | 07/10/2023 |  | 11/13/2023
Lennox Industries Inc. | Allied Commercial | ZHB060S4***J |  | Voluntarily Certified | HPAirCoolSinglePackage&lt;65k | False | False | 14 | 13 | [6 empty] | 8 | 8 |  |  |  |  | 58000 | All Heating | 07/10/2023 |  | 11/13/2023
Lennox Industries Inc. | Allied Commercial | ZHB060S4***Y |  | Voluntarily Certified | HPAirCoolSinglePackage&lt;65k | False | False | 14 | 13 | [6 empty] | 8 | 8 |  |  |  |  | 58000 | All Heating | 07/10/2023 |  | 11/13/2023
Lennox Industries Inc. | Lennox | KDB036H4E**G |  | Voluntarily Certified | HPAirCoolSinglePackage&lt;65k | False | False | 16 | 13 | [6 empty] | 8.5 | 8 |  |  |  |  | 35200 | All Heating | 07/10/2023 |  | 11/13/2023
Lennox Industries Inc. | Lennox | KDB036H4E**J |  | Voluntarily Certified | HPAirCoolSinglePackage&lt;65k | False | False | 16 | 13 | [6 empty] | 8.5 | 8 |  |  |  |  | 35200 | All Heating | 07/10/2023 |  | 11/13/2023
Lennox Industries Inc. | Lennox | KDB036H4E**Y |  | Voluntarily Certified | HPAirCoolSinglePackage&lt;65k | False | False | 16 | 13 | [6 empty] | 8.5 | 8 |  |  |  |  | 35200 | All Heating | 07/10/2023 |  | 11/13/2023
Lennox Industries Inc. | Lennox | KDB036H4T**G |  | Voluntarily Certified | HPAirCoolSinglePackage&lt;65k | False | False | 14.8 | 13 | [6 empty] | 8.3 | 8 |  |  |  |  | 35000 | All Heating | 07/10/2023 |  | 11/13/2023
Lennox Industries Inc. | Lennox | KDB036H4T**J |  | Voluntarily Certified | HPAirCoolSinglePackage&lt;65k | False | False | 14.8 | 13 | [6 empty] | 8.3 | 8 |  |  |  |  | 35000 | All Heating | 07/10/2023 |  | 11/13/2023
Lennox Industries Inc. | Lennox | KDB036H4T**Y |  | Voluntarily Certified | HPAirCoolSinglePackage&lt;65k | False | False | 15 | 13 | [6 empty] | 8.3 | 8 |  |  |  |  | 35000 | All Heating | 07/10/2023 |  | 11/13/2023
Lennox Industries Inc. | Lennox | KDB048H4E**G |  | Voluntarily Certified | HPAirCoolSinglePackage&lt;65k | False | False | 16 | 13 | [6 empty] | 8.5 | 8 |  |  |  |  | 46000 | All Heating | 07/10/2023 |  | 11/13/2023
Lennox Industries Inc. | Lennox | KDB048H4E**J |  | Voluntarily Certified | HPAirCoolSinglePackage&lt;65k | False | False | 16 | 13 | [6 empty] | 8.5 | 8 |  |  |  |  | 46000 | All Heating | 07/10/2023 |  | 11/13/2023
Lennox Industries Inc. | Lennox | KDB048H4E**Y |  | Voluntarily Certified | HPAirCoolSinglePackage&lt;65k | False | False | 16 | 13 | [6 empty] | 8.5 | 8 |  |  |  |  | 46000 | All Heating | 07/10/2023 |  | 11/13/2023
Lennox Industries Inc. | Lennox | KDB048H4T**G |  | Voluntarily Certified | HPAirCoolSinglePackage&lt;65k | False | False | 14.8 | 13 | [6 empty] | 8.3 | 8 |  |  |  |  | 46000 | All Heating | 07/10/2023 |  | 11/13/2023
Lennox Industries Inc. | Lennox | KDB048H4T**J |  | Voluntarily Certified | HPAirCoolSinglePackage&lt;65k | False | False | 14.8 | 13 | [6 empty] | 8.3 | 8 |  |  |  |  | 46000 | All Heating | 07/10/2023 |  | 11/13/2023
Lennox Industries Inc. | Lennox | KDB048H4T**Y |  | Voluntarily Certified | HPAirCoolSinglePackage&lt;65k | False | False | 15 | 13 | [6 empty] | 8.3 | 8 |  |  |  |  | 46000 | All Heating | 07/10/2023 |  | 11/13/2023
Lennox Industries Inc. | Lennox | KDB060H4E**G |  | Voluntarily Certified | HPAirCoolSinglePackage&lt;65k | False | False | 16 | 13 | [6 empty] | 8.5 | 8 |  |  |  |  | 58000 | All Heating | 07/10/2023 |  | 11/13/2023
Lennox Industries Inc. | Lennox | KDB060H4E**J |  | Voluntarily Certified | HPAirCoolSinglePackage&lt;65k | False | False | 16 | 13 | [6 empty] | 8.5 | 8 |  |  |  |  | 58000 | All Heating | 07/10/2023 |  | 11/13/2023
Lennox Industries Inc. | Lennox | KDB060H4E**Y |  | Voluntarily Certified | HPAirCoolSinglePackage&lt;65k | False | False | 16 | 13 | [6 empty] | 8.5 | 8 |  |  |  |  | 58000 | All Heating | 07/10/2023 |  | 11/13/2023
Lennox Industries Inc. | Lennox | KDB060H4T**G |  | Voluntarily Certified | HPAirCoolSinglePackage&lt;65k | False | False | 15 | 13 | [6 empty] | 8.3 | 8 |  |  |  |  | 57500 | All Heating | 07/10/2023 |  | 11/13/2023
Lennox Industries Inc. | Lennox | KDB060H4T**J |  | Voluntarily Certified | HPAirCoolSinglePackage&lt;65k | False | False | 15 | 13 | [6 empty] | 8.3 | 8 |  |  |  |  | 57500 | All Heating | 07/10/2023 |  | 11/13/2023
Lennox Industries Inc. | Lennox | KDB060H4T**Y |  | Voluntarily Certified | HPAirCoolSinglePackage&lt;65k | False | False | 15 | 13 | [6 empty] | 8.3 | 8 |  |  |  |  | 57500 | All Heating | 07/10/2023 |  | 11/13/2023
Lennox Industries Inc. | Lennox | KHB036H4E**G |  | Voluntarily Certified | HPAirCoolSinglePackage&lt;65k | False | False | 16 | 13 | [6 empty] | 8.5 | 8 |  |  |  |  | 35200 | All Heating | 07/10/2023 |  | 11/13/2023
Lennox Industries Inc. | Lennox | KHB036H4E**J |  | Voluntarily Certified | HPAirCoolSinglePackage&lt;65k | False | False | 16 | 13 | [6 empty] | 8.5 | 8 |  |  |  |  | 35200 | All Heating | 07/10/2023 |  | 11/13/2023
Lennox Industries Inc. | Lennox | KHB036H4E**Y |  | Voluntarily Certified | HPAirCoolSinglePackage&lt;65k | False | False | 16 | 13 | [6 empty] | 8.5 | 8 |  |  |  |  | 35200 | All Heating | 07/10/2023 |  | 11/13/2023
Lennox Industries Inc. | Lennox | KHB036H4T**G |  | Voluntarily Certified | HPAirCoolSinglePackage&lt;65k | False | False | 14.8 | 13 | [6 empty] | 8.3 | 8 |  |  |  |  | 35000 | All Heating | 07/10/2023 |  | 11/13/2023
Lennox Industries Inc. | Lennox | KHB036H4T**J |  | Voluntarily Certified | HPAirCoolSinglePackage&lt;65k | False | False | 14.8 | 13 | [6 empty] | 8.3 | 8 |  |  |  |  | 35000 | All Heating | 07/10/2023 |  | 11/13/2023
Lennox Industries Inc. | Lennox | KHB036H4T**Y |  | Voluntarily Certified | HPAirCoolSinglePackage&lt;65k | False | False | 15 | 13 | [6 empty] | 8.3 | 8 |  |  |  |  | 35000 | All Heating | 07/10/2023 |  | 11/13/2023
Lennox Industries Inc. | Lennox | KHB036S4***G |  | Voluntarily Certified | HPAirCoolSinglePackage&lt;65k | False | False | 14 | 13 | [6 empty] | 8 | 8 |  |  |  |  | 35000 | All Heating | 07/10/2023 |  | 11/13/2023
Lennox Industries Inc. | Lennox | KHB036S4***J |  | Voluntarily Certified | HPAirCoolSinglePackage&lt;65k | False | False | 14 | 13 | [6 empty] | 8 | 8 |  |  |  |  | 35000 | All Heating | 07/10/2023 |  | 11/13/2023
Lennox Industries Inc. | Lennox | KHB036S4***Y |  | Voluntarily Certified | HPAirCoolSinglePackage&lt;65k | False | False | 14 | 13 | [6 empty] | 8 | 8 |  |  |  |  | 35000 | All Heating | 07/10/2023 |  | 11/13/2023
Lennox Industries Inc. | Lennox | KHB048H4E**G |  | Voluntarily Certified | HPAirCoolSinglePackage&lt;65k | False | False | 16 | 13 | [6 empty] | 8.5 | 8 |  |  |  |  | 46000 | All Heating | 07/10/2023 |  | 11/13/2023
Lennox Industries Inc. | Lennox | KHB048H4E**J |  | Voluntarily Certified | HPAirCoolSinglePackage&lt;65k | False | False | 16 | 13 | [6 empty] | 8.5 | 8 |  |  |  |  | 46000 | All Heating | 07/10/2023 |  | 11/13/2023
Lennox Industries Inc. | Lennox | KHB048H4E**Y |  | Voluntarily Certified | HPAirCoolSinglePackage&lt;65k | False | False | 16 | 13 | [6 empty] | 8.5 | 8 |  |  |  |  | 46000 | All Heating | 07/10/2023 |  | 11/13/2023
Lennox Industries Inc. | Lennox | KHB048H4T**G |  | Voluntarily Certified | HPAirCoolSinglePackage&lt;65k | False | False | 14.8 | 13 | [6 empty] | 8.3 | 8 |  |  |  |  | 46000 | All Heating | 07/10/2023 |  | 11/13/2023
Lennox Industries Inc. | Lennox | KHB048H4T**J |  | Voluntarily Certified | HPAirCoolSinglePackage&lt;65k | False | False | 14.8 | 13 | [6 empty] | 8.3 | 8 |  |  |  |  | 46000 | All Heating | 07/10/2023 |  | 11/13/2023
Lennox Industries Inc. | Lennox | KHB048H4T**Y |  | Voluntarily Certified | HPAirCoolSinglePackage&lt;65k | False | False | 15 | 13 | [6 empty] | 8.3 | 8 |  |  |  |  | 46000 | All Heating | 07/10/2023 |  | 11/13/2023
Lennox Industries Inc. | Lennox | KHB048S4***G |  | Voluntarily Certified | HPAirCoolSinglePackage&lt;65k | False | False | 14 | 13 | [6 empty] | 8 | 8 |  |  |  |  | 46500 | All Heating | 07/10/2023 |  | 11/13/2023
Lennox Industries Inc. | Lennox | KHB048S4***J |  | Voluntarily Certified | HPAirCoolSinglePackage&lt;65k | False | False | 14 | 13 | [6 empty] | 8 | 8 |  |  |  |  | 46500 | All Heating | 07/10/2023 |  | 11/13/2023
Lennox Industries Inc. | Lennox | KHB048S4***Y |  | Voluntarily Certified | HPAirCoolSinglePackage&lt;65k | False | False | 14 | 13 | [6 empty] | 8 | 8 |  |  |  |  | 46500 | All Heating | 07/10/2023 |  | 11/13/2023
Lennox Industries Inc. | Lennox | KHB060H4E**G |  | Voluntarily Certified | HPAirCoolSinglePackage&lt;65k | False | False | 16 | 13 | [6 empty] | 8.5 | 8 |  |  |  |  | 58000 | All Heating | 07/10/2023 |  | 11/13/2023
Lennox Industries Inc. | Lennox | KHB060H4E**J |  | Voluntarily Certified | HPAirCoolSinglePackage&lt;65k | False | False | 16 | 13 | [6 empty] | 8.5 | 8 |  |  |  |  | 58000 | All Heating | 07/10/2023 |  | 11/13/2023
Lennox Industries Inc. | Lennox | KHB060H4E**Y |  | Voluntarily Certified | HPAirCoolSinglePackage&lt;65k | False | False | 16 | 13 | [6 empty] | 8.5 | 8 |  |  |  |  | 58000 | All Heating | 07/10/2023 |  | 11/13/2023
Lennox Industries Inc. | Lennox | KHB060H4T**G |  | Voluntarily Certified | HPAirCoolSinglePackage&lt;65k | False | False | 15 | 13 | [6 empty] | 8.3 | 8 |  |  |  |  | 57500 | All Heating | 07/10/2023 |  | 11/13/2023
Lennox Industries Inc. | Lennox | KHB060H4T**J |  | Voluntarily Certified | HPAirCoolSinglePackage&lt;65k | False | False | 15 | 13 | [6 empty] | 8.3 | 8 |  |  |  |  | 57500 | All Heating | 07/10/2023 |  | 11/13/2023
Lennox Industries Inc. | Lennox | KHB060H4T**Y |  | Voluntarily Certified | HPAirCoolSinglePackage&lt;65k | False | False | 15 | 13 | [6 empty] | 8.3 | 8 |  |  |  |  | 57500 | All Heating | 07/10/2023 |  | 11/13/2023
Lennox Industries Inc. | Lennox | KHB060S4***G |  | Voluntarily Certified | HPAirCoolSinglePackage&lt;65k | False | False | 14 | 13 | [6 empty] | 8 | 8 |  |  |  |  | 58000 | All Heating | 07/10/2023 |  | 11/13/2023
Lennox Industries Inc. | Lennox | KHB060S4***J |  | Voluntarily Certified | HPAirCoolSinglePackage&lt;65k | False | False | 14 | 13 | [6 empty] | 8 | 8 |  |  |  |  | 58000 | All Heating | 07/10/2023 |  | 11/13/2023
Lennox Industries Inc. | Lennox | KHB060S4***Y |  | Voluntarily Certified | HPAirCoolSinglePackage&lt;65k | False | False | 14 | 13 | [6 empty] | 8 | 8 |  |  |  |  | 58000 | All Heating | 07/10/2023 |  | 11/13/2023
Lennox Industries Inc. | Lennox | LDT036H4E*1G |  | Voluntarily Certified | HPAirCoolSinglePackage&lt;65k | False | False | 16.1 | 13 | [6 empty] | 8.5 | 8 |  |  |  |  | 35000 | All Heating | 07/10/2023 |  | 11/13/2023
Lennox Industries Inc. | Lennox | LDT036H4E*1J |  | Voluntarily Certified | HPAirCoolSinglePackage&lt;65k | False | False | 16.1 | 13 | [6 empty] | 8.5 | 8 |  |  |  |  | 35000 | All Heating | 07/10/2023 |  | 11/13/2023
Lennox Industries Inc. | Lennox | LDT036H4E*1Y |  | Voluntarily Certified | HPAirCoolSinglePackage&lt;65k | False | False | 16.1 | 13 | [6 empty] | 8.5 | 8 |  |  |  |  | 35000 | All Heating | 07/10/2023 |  | 11/13/2023
Lennox Industries Inc. | Lennox | LDT048H4E*1G |  | Voluntarily Certified | HPAirCoolSinglePackage&lt;65k | False | False | 16.1 | 13 | [6 empty] | 8.5 | 8 |  |  |  |  | 44500 | All Heating | 07/10/2023 |  | 11/13/2023
Lennox Industries Inc. | Lennox | LDT048H4E*1J |  | Voluntarily Certified | HPAirCoolSinglePackage&lt;65k | False | False | 16.1 | 13 | [6 empty] | 8.5 | 8 |  |  |  |  | 44500 | All Heating | 07/10/2023 |  | 11/13/2023
Lennox Industries Inc. | Lennox | LDT048H4E*1Y |  | Voluntarily Certified | HPAirCoolSinglePackage&lt;65k | False | False | 16.1 | 13 | [6 empty] | 8.5 | 8 |  |  |  |  | 44500 | All Heating | 07/10/2023 |  | 11/13/2023
Lennox Industries Inc. | Lennox | LDT060H4E*1G |  | Voluntarily Certified | HPAirCoolSinglePackage&lt;65k | False | False | 16.1 | 13 | [6 empty] | 8.5 | 8 |  |  |  |  | 55000 | All Heating | 07/10/2023 |  | 11/13/2023
Lennox Industries Inc. | Lennox | LDT060H4E*1J |  | Voluntarily Certified | HPAirCoolSinglePackage&lt;65k | False | False | 16.1 | 13 | [6 empty] | 8.5 | 8 |  |  |  |  | 55000 | All Heating | 07/10/2023 |  | 11/13/2023
Lennox Industries Inc. | Lennox | LDT060H4E*1Y |  | Voluntarily Certified | HPAirCoolSinglePackage&lt;65k | False | False | 16.1 | 13 | [6 empty] | 8.5 | 8 |  |  |  |  | 55000 | All Heating | 07/10/2023 |  | 11/13/2023
Lennox Industries Inc. | Lennox | LHT036H4E*1G |  | Voluntarily Certified | HPAirCoolSinglePackage&lt;65k | False | False | 16.1 | 13 | [6 empty] | 8.5 | 8 |  |  |  |  | 35000 | All Heating | 07/10/2023 |  | 11/13/2023
Lennox Industries Inc. | Lennox | LHT036H4E*1J |  | Voluntarily Certified | HPAirCoolSinglePackage&lt;65k | False | False | 16.1 | 13 | [6 empty] | 8.5 | 8 |  |  |  |  | 35000 | All Heating | 07/10/2023 |  | 11/13/2023
Lennox Industries Inc. | Lennox | LHT036H4E*1Y |  | Voluntarily Certified | HPAirCoolSinglePackage&lt;65k | False | False | 16.1 | 13 | [6 empty] | 8.5 | 8 |  |  |  |  | 35000 | All Heating | 07/10/2023 |  | 11/13/2023
Lennox Industries Inc. | Lennox | LHT048H4E*1G |  | Voluntarily Certified | HPAirCoolSinglePackage&lt;65k | False | False | 16.1 | 13 | [6 empty] | 8.5 | 8 |  |  |  |  | 44500 | All Heating | 07/10/2023 |  | 11/13/2023
Lennox Industries Inc. | Lennox | LHT048H4E*1J |  | Voluntarily Certified | HPAirCoolSinglePackage&lt;65k | False | False | 16.1 | 13 | [6 empty] | 8.5 | 8 |  |  |  |  | 44500 | All Heating | 07/10/2023 |  | 11/13/2023
Lennox Industries Inc. | Lennox | LHT048H4E*1Y |  | Voluntarily Certified | HPAirCoolSinglePackage&lt;65k | False | False | 16.1 | 13 | [6 empty] | 8.5 | 8 |  |  |  |  | 44500 | All Heating | 07/10/2023 |  | 11/13/2023
Lennox Industries Inc. | Lennox | LHT060H4E*1G |  | Voluntarily Certified | HPAirCoolSinglePackage&lt;65k | False | False | 16.1 | 13 | [6 empty] | 8.5 | 8 |  |  |  |  | 55000 | All Heating | 07/10/2023 |  | 11/13/2023
Lennox Industries Inc. | Lennox | LHT060H4E*1J |  | Voluntarily Certified | HPAirCoolSinglePackage&lt;65k | False | False | 16.1 | 13 | [6 empty] | 8.5 | 8 |  |  |  |  | 55000 | All Heating | 07/10/2023 |  | 11/13/2023
Lennox Industries Inc. | Lennox | LHT060H4E*1Y |  | Voluntarily Certified | HPAirCoolSinglePackage&lt;65k | False | False | 16.1 | 13 | [6 empty] | 8.5 | 8 |  |  |  |  | 55000 | All Heating | 07/10/2023 |  | 11/13/2023
Lennox Industries Inc. | Lennox | ZHB036S4***G |  | Voluntarily Certified | HPAirCoolSinglePackage&lt;65k | False | False | 14 | 13 | [6 empty] | 8 | 8 |  |  |  |  | 35000 | All Heating | 07/10/2023 |  | 11/13/2023
Lennox Industries Inc. | Lennox | ZHB036S4***J |  | Voluntarily Certified | HPAirCoolSinglePackage&lt;65k | False | False | 14 | 13 | [6 empty] | 8 | 8 |  |  |  |  | 35000 | All Heating | 07/10/2023 |  | 11/13/2023
Lennox Industries Inc. | Lennox | ZHB036S4***Y |  | Voluntarily Certified | HPAirCoolSinglePackage&lt;65k | False | False | 14 | 13 | [6 empty] | 8 | 8 |  |  |  |  | 35000 | All Heating | 07/10/2023 |  | 11/13/2023
Lennox Industries Inc. | Lennox | ZHB048S4***G |  | Voluntarily Certified | HPAirCoolSinglePackage&lt;65k | False | False | 14 | 13 | [6 empty] | 8 | 8 |  |  |  |  | 46500 | All Heating | 07/10/2023 |  | 11/13/2023
Lennox Industries Inc. | Lennox | ZHB048S4***J |  | Voluntarily Certified | HPAirCoolSinglePackage&lt;65k | False | False | 14 | 13 | [6 empty] | 8 | 8 |  |  |  |  | 46500 | All Heating | 07/10/2023 |  | 11/13/2023
Lennox Industries Inc. | Lennox | ZHB048S4***Y |  | Voluntarily Certified | HPAirCoolSinglePackage&lt;65k | False | False | 14 | 13 | [6 empty] | 8 | 8 |  |  |  |  | 46500 | All Heating | 07/10/2023 |  | 11/13/2023
Lennox Industries Inc. | Lennox | ZHB060S4***G |  | Voluntarily Certified | HPAirCoolSinglePackage&lt;65k | False | False | 14 | 13 | [6 empty] | 8 | 8 |  |  |  |  | 58000 | All Heating | 07/10/2023 |  | 11/13/2023
Lennox Industries Inc. | Lennox | ZHB060S4***J |  | Voluntarily Certified | HPAirCoolSinglePackage&lt;65k | False | False | 14 | 13 | [6 empty] | 8 | 8 |  |  |  |  | 58000 | All Heating | 07/10/2023 |  | 11/13/2023
Lennox Industries Inc. | Lennox | ZHB060S4***Y |  | Voluntarily Certified | HPAirCoolSinglePackage&lt;65k | False | False | 14 | 13 | [6 empty] | 8 | 8 |  |  |  |  | 58000 | All Heating | 07/10/2023 |  | 11/13/2023
Trane U.S. Inc. | AMERICAN STANDARD | DHC036H3*(L,M,H,X,Y,Z)B |  | Voluntarily Certified | HPAirCoolSinglePackage&lt;65k | False | False | 15.7 | 13 | [6 empty] | 8.8 | 8 |  |  |  |  | 36000 | All Heating | 07/10/2023 |  | 11/13/2023
Trane U.S. Inc. | AMERICAN STANDARD | DHC036H4*(L,M,H,X,Y,Z)B |  | Voluntarily Certified | HPAirCoolSinglePackage&lt;65k | False | False | 15.6 | 13 | [6 empty] | 8.8 | 8 |  |  |  |  | 36000 | All Heating | 07/10/2023 |  | 11/13/2023
Trane U.S. Inc. | AMERICAN STANDARD | DHC036HW*(L,M,H,X,Y,Z)B |  | Voluntarily Certified | HPAirCoolSinglePackage&lt;65k | False | False | 15.6 | 13 | [6 empty] | 8.8 | 8 |  |  |  |  | 36000 | All Heating | 07/10/2023 |  | 11/13/2023
Trane U.S. Inc. | AMERICAN STANDARD | DHC048H3*(L,M,H,X,Y,Z)A |  | Voluntarily Certified | HPAirCoolSinglePackage&lt;65k | False | False | 16.5 | 13 | [6 empty] | 8.8 | 8 |  |  |  |  | 48000 | All Heating | 07/10/2023 |  | 11/13/2023
Trane U.S. Inc. | AMERICAN STANDARD | DHC048H4*(L,M,H,X,Y,Z)A |  | Voluntarily Certified | HPAirCoolSinglePackage&lt;65k | False | False | 16.5 | 13 | [6 empty] | 8.8 | 8 |  |  |  |  | 48000 | All Heating | 07/10/2023 |  | 11/13/2023
Trane U.S. Inc. | AMERICAN STANDARD | DHC048HW*(L,M,H,X,Y,Z)A |  | Voluntarily Certified | HPAirCoolSinglePackage&lt;65k | False | False | 16.5 | 13 | [6 empty] | 8.8 | 8 |  |  |  |  | 48000 | All Heating | 07/10/2023 |  | 11/13/2023
Trane U.S. Inc. | AMERICAN STANDARD | DHC060H3*(L,M,H,X,Y,Z)A |  | Voluntarily Certified | HPAirCoolSinglePackage&lt;65k | False | False | 16.2 | 13 | [6 empty] | 8.9 | 8 |  |  |  |  | 60000 | All Heating | 07/10/2023 |  | 11/13/2023
Trane U.S. Inc. | AMERICAN STANDARD | DHC060H4*(L,M,H,X,Y,Z)A |  | Voluntarily Certified | HPAirCoolSinglePackage&lt;65k | False | False | 16 | 13 | [6 empty] | 8.9 | 8 |  |  |  |  | 60000 | All Heating | 07/10/2023 |  | 11/13/2023
Trane U.S. Inc. | AMERICAN STANDARD | DHC060HW*(L,M,H,X,Y,Z)A |  | Voluntarily Certified | HPAirCoolSinglePackage&lt;65k | False | False | 16 | 13 | [6 empty] | 8.9 | 8 |  |  |  |  | 60000 | All Heating | 07/10/2023 |  | 11/13/2023
Trane U.S. Inc. | AMERICAN STANDARD | WHC036H3*(B,E,G)B |  | Voluntarily Certified | HPAirCoolSinglePackage&lt;65k | False | False | 16 | 13 | [6 empty] | 8.8 | 8 |  |  |  |  | 36000 | All Heating | 07/10/2023 |  | 11/13/2023
Trane U.S. Inc. | AMERICAN STANDARD | WHC036H3*0B |  | Voluntarily Certified | HPAirCoolSinglePackage&lt;65k | False | False | 16 | 13 | [6 empty] | 8.8 | 8 |  |  |  |  | 36000 | All Heating | 07/10/2023 |  | 11/13/2023
Trane U.S. Inc. | AMERICAN STANDARD | WHC036H4*(B,E,G)B |  | Voluntarily Certified | HPAirCoolSinglePackage&lt;65k | False | False | 16 | 13 | [6 empty] | 8.8 | 8 |  |  |  |  | 36000 | All Heating | 07/10/2023 |  | 11/13/2023
Trane U.S. Inc. | AMERICAN STANDARD | WHC036H4*0B |  | Voluntarily Certified | HPAirCoolSinglePackage&lt;65k | False | False | 16 | 13 | [6 empty] | 8.8 | 8 |  |  |  |  | 36000 | All Heating | 07/10/2023 |  | 11/13/2023
Trane U.S. Inc. | AMERICAN STANDARD | WHC036HW*(B,E,G)B |  | Voluntarily Certified | HPAirCoolSinglePackage&lt;65k | False | False | 16 | 13 | [6 empty] | 8.8 | 8 |  |  |  |  | 36000 | All Heating | 07/10/2023 |  | 11/13/2023
Trane U.S. Inc. | AMERICAN STANDARD | WHC036HW*0B |  | Voluntarily Certified | HPAirCoolSinglePackage&lt;65k | False | False | 16 | 13 | [6 empty] | 8.8 | 8 |  |  |  |  | 36000 | All Heating | 07/10/2023 |  | 11/13/2023
Trane U.S. Inc. | AMERICAN STANDARD | WHC048H3*(B,E,G)A |  | Voluntarily Certified | HPAirCoolSinglePackage&lt;65k | False | False | 16.5 | 13 | [6 empty] | 8.8 | 8 |  |  |  |  | 48000 | All Heating | 07/10/2023 |  | 11/13/2023
Trane U.S. Inc. | AMERICAN STANDARD | WHC048H3*0A |  | Voluntarily Certified | HPAirCoolSinglePackage&lt;65k | False | False | 16.5 | 13 | [6 empty] | 8.8 | 8 |  |  |  |  | 48000 | All Heating | 07/10/2023 |  | 11/13/2023
Trane U.S. Inc. | AMERICAN STANDARD | WHC048H4*(B,E,G)A |  | Voluntarily Certified | HPAirCoolSinglePackage&lt;65k | False | False | 16.5 | 13 | [6 empty] | 8.8 | 8 |  |  |  |  | 48000 | All Heating | 07/10/2023 |  | 11/13/2023
Trane U.S. Inc. | AMERICAN STANDARD | WHC048H4*0A |  | Voluntarily Certified | HPAirCoolSinglePackage&lt;65k | False | False | 16.5 | 13 | [6 empty] | 8.8 | 8 |  |  |  |  | 48000 | All Heating | 07/10/2023 |  | 11/13/2023
Trane U.S. Inc. | AMERICAN STANDARD | WHC048HW*(B,E,G)A |  | Voluntarily Certified | HPAirCoolSinglePackage&lt;65k | False | False | 16.5 | 13 | [6 empty] | 8.8 | 8 |  |  |  |  | 48000 | All Heating | 07/10/2023 |  | 11/13/2023
Trane U.S. Inc. | AMERICAN STANDARD | WHC048HW*0A |  | Voluntarily Certified | HPAirCoolSinglePackage&lt;65k | False | False | 16.5 | 13 | [6 empty] | 8.8 | 8 |  |  |  |  | 48000 | All Heating | 07/10/2023 |  | 11/13/2023
Trane U.S. Inc. | AMERICAN STANDARD | WHC060H3*(B,E,G,J)A |  | Voluntarily Certified | HPAirCoolSinglePackage&lt;65k | False | False | 16.4 | 13 | [6 empty] | 9 | 8 |  |  |  |  | 60000 | All Heating | 07/10/2023 |  | 11/13/2023
Trane U.S. Inc. | AMERICAN STANDARD | WHC060H3*0A |  | Voluntarily Certified | HPAirCoolSinglePackage&lt;65k | False | False | 16.4 | 13 | [6 empty] | 9 | 8 |  |  |  |  | 60000 | All Heating | 07/10/2023 |  | 11/13/2023
Trane U.S. Inc. | AMERICAN STANDARD | WHC060H4*(B,E,G,J)A |  | Voluntarily Certified | HPAirCoolSinglePackage&lt;65k | False | False | 16.2 | 13 | [6 empty] | 9 | 8 |  |  |  |  | 60000 | All Heating | 07/10/2023 |  | 11/13/2023
Trane U.S. Inc. | AMERICAN STANDARD | WHC060H4*0A |  | Voluntarily Certified | HPAirCoolSinglePackage&lt;65k | False | False | 16.2 | 13 | [6 empty] | 9 | 8 |  |  |  |  | 60000 | All Heating | 07/10/2023 |  | 11/13/2023
Trane U.S. Inc. | AMERICAN STANDARD | WHC060HW*(B,E,G,J)A |  | Voluntarily Certified | HPAirCoolSinglePackage&lt;65k | False | False | 16.2 | 13 | [6 empty] | 9 | 8 |  |  |  |  | 60000 | All Heating | 07/10/2023 |  | 11/13/2023
Trane U.S. Inc. | AMERICAN STANDARD | WHC060HW*0A |  | Voluntarily Certified | HPAirCoolSinglePackage&lt;65k | False | False | 16.2 | 13 | [6 empty] | 9 | 8 |  |  |  |  | 60000 | All Heating | 07/10/2023 |  | 11/13/2023
Trane U.S. Inc. | AMERICAN STANDARD | WSC036H3*(B,E,G)A |  | Voluntarily Certified | HPAirCoolSinglePackage&lt;65k | False | False | 14.3 | 13 | [6 empty] | 8 | 8 |  |  |  |  | 39000 | All Heating | 07/10/2023 |  | 11/13/2023
Trane U.S. Inc. | AMERICAN STANDARD | WSC036H3*0A |  | Voluntarily Certified | HPAirCoolSinglePackage&lt;65k | False | False | 14.3 | 13 | [6 empty] | 8 | 8 |  |  |  |  | 39000 | All Heating | 07/10/2023 |  | 11/13/2023
Trane U.S. Inc. | AMERICAN STANDARD | WSC036H4*(B,E,G)A |  | Voluntarily Certified | HPAirCoolSinglePackage&lt;65k | False | False | 14.3 | 13 | [6 empty] | 8 | 8 |  |  |  |  | 39000 | All Heating | 07/10/2023 |  | 11/13/2023
Trane U.S. Inc. | AMERICAN STANDARD | WSC036H4*0A |  | Voluntarily Certified | HPAirCoolSinglePackage&lt;65k | False | False | 14.3 | 13 | [6 empty] | 8 | 8 |  |  |  |  | 39000 | All Heating | 07/10/2023 |  | 11/13/2023
Trane U.S. Inc. | AMERICAN STANDARD | WSC036HW*(B,E,G)A |  | Voluntarily Certified | HPAirCoolSinglePackage&lt;65k | False | False | 14.3 | 13 | [6 empty] | 8 | 8 |  |  |  |  | 39000 | All Heating | 07/10/2023 |  | 11/13/2023
Trane U.S. Inc. | AMERICAN STANDARD | WSC036HW*0A |  | Voluntarily Certified | HPAirCoolSinglePackage&lt;65k | False | False | 14.3 | 13 | [6 empty] | 8 | 8 |  |  |  |  | 39000 | All Heating | 07/10/2023 |  | 11/13/2023
Trane U.S. Inc. | AMERICAN STANDARD | WSC048H3*(B,E,G)A |  | Voluntarily Certified | HPAirCoolSinglePackage&lt;65k | False | False | 14.3 | 13 | [6 empty] | 8.2 | 8 |  |  |  |  | 49000 | All Heating | 07/10/2023 |  | 11/13/2023
Trane U.S. Inc. | AMERICAN STANDARD | WSC048H3*0A |  | Voluntarily Certified | HPAirCoolSinglePackage&lt;65k | False | False | 14.3 | 13 | [6 empty] | 8.2 | 8 |  |  |  |  | 49000 | All Heating | 07/10/2023 |  | 11/13/2023
Trane U.S. Inc. | AMERICAN STANDARD | WSC048H4*(B,E,G)A |  | Voluntarily Certified | HPAirCoolSinglePackage&lt;65k | False | False | 14.3 | 13 | [6 empty] | 8.2 | 8 |  |  |  |  | 49000 | All Heating | 07/10/2023 |  | 11/13/2023
Trane U.S. Inc. | AMERICAN STANDARD | WSC048H4*0A |  | Voluntarily Certified | HPAirCoolSinglePackage&lt;65k | False | False | 14.3 | 13 | [6 empty] | 8.2 | 8 |  |  |  |  | 49000 | All Heating | 07/10/2023 |  | 11/13/2023
Trane U.S. Inc. | AMERICAN STANDARD | WSC048HW*(B,E,G)A |  | Voluntarily Certified | HPAirCoolSinglePackage&lt;65k | False | False | 14.3 | 13 | [6 empty] | 8.2 | 8 |  |  |  |  | 49000 | All Heating | 07/10/2023 |  | 11/13/2023
Trane U.S. Inc. | AMERICAN STANDARD | WSC048HW*0A |  | Voluntarily Certified | HPAirCoolSinglePackage&lt;65k | False | False | 14.3 | 13 | [6 empty] | 8.2 | 8 |  |  |  |  | 49000 | All Heating | 07/10/2023 |  | 11/13/2023
Trane U.S. Inc. | AMERICAN STANDARD | WSC060H3*(B,E,G,J)A |  | Voluntarily Certified | HPAirCoolSinglePackage&lt;65k | False | False | 14.3 | 13 | [6 empty] | 8.2 | 8 |  |  |  |  | 60000 | All Heating | 07/10/2023 |  | 11/13/2023
Trane U.S. Inc. | AMERICAN STANDARD | WSC060H3*0A |  | Voluntarily Certified | HPAirCoolSinglePackage&lt;65k | False | False | 14.3 | 13 | [6 empty] | 8.2 | 8 |  |  |  |  | 60000 | All Heating | 07/10/2023 |  | 11/13/2023
Trane U.S. Inc. | AMERICAN STANDARD | WSC060H4*(B,E,G,J)A |  | Voluntarily Certified | HPAirCoolSinglePackage&lt;65k | False | False | 14.3 | 13 | [6 empty] | 8.2 | 8 |  |  |  |  | 60000 | All Heating | 07/10/2023 |  | 11/13/2023
Trane U.S. Inc. | AMERICAN STANDARD | WSC060H4*0A |  | Voluntarily Certified | HPAirCoolSinglePackage&lt;65k | False | False | 14.3 | 13 | [6 empty] | 8.2 | 8 |  |  |  |  | 60000 | All Heating | 07/10/2023 |  | 11/13/2023
Trane U.S. Inc. | AMERICAN STANDARD | WSC060HW*(B,E,G,J)A |  | Voluntarily Certified | HPAirCoolSinglePackage&lt;65k | False | False | 14.3 | 13 | [6 empty] | 8.2 | 8 |  |  |  |  | 60000 | All Heating | 07/10/2023 |  | 11/13/2023
Trane U.S. Inc. | AMERICAN STANDARD | WSC060HW*0A |  | Voluntarily Certified | HPAirCoolSinglePackage&lt;65k | False | False | 14.3 | 13 | [6 empty] | 8.2 | 8 |  |  |  |  | 60000 | All Heating | 07/10/2023 |  | 11/13/2023
Trane U.S. Inc. | Trane | 4DCL4036A3 |  | Voluntarily Certified | HPAirCoolSinglePackage&lt;65k | False | False | 14 | 13 | [6 empty] | 8 | 8 |  |  |  |  | 36000 | All Heating | 07/10/2023 |  | 11/13/2023
Trane U.S. Inc. | Trane | 4DCL4048A3 |  | Voluntarily Certified | HPAirCoolSinglePackage&lt;65k | False | False | 14.3 | 13 | [6 empty] | 8 | 8 |  |  |  |  | 47000 | All Heating | 07/10/2023 |  | 11/13/2023
Trane U.S. Inc. | Trane | 4DCY4036B3 |  | Voluntarily Certified | HPAirCoolSinglePackage&lt;65k | False | False | 14 | 13 | [6 empty] | 8 | 8 |  |  |  |  | 36000 | All Heating | 07/10/2023 |  | 11/13/2023
Trane U.S. Inc. | Trane | 4DCY4048A3 |  | Voluntarily Certified | HPAirCoolSinglePackage&lt;65k | False | False | 14.3 | 13 | [6 empty] | 8 | 8 |  |  |  |  | 47000 | All Heating | 07/10/2023 |  | 11/13/2023
Trane U.S. Inc. | Trane | 4DCZ6036B3 |  | Voluntarily Certified | HPAirCoolSinglePackage&lt;65k | False | False | 16 | 13 | [6 empty] | 8.3 | 8 |  |  |  |  | 36000 | All Heating | 07/10/2023 |  | 11/13/2023
Trane U.S. Inc. | Trane | 4DCZ6048B3 |  | Voluntarily Certified | HPAirCoolSinglePackage&lt;65k | False | False | 16 | 13 | [6 empty] | 8.5 | 8 |  |  |  |  | 47500 | All Heating | 07/10/2023 |  | 11/13/2023
Trane U.S. Inc. | Trane | 4DCZ6060B3 |  | Voluntarily Certified | HPAirCoolSinglePackage&lt;65k | False | False | 15 | 13 | [6 empty] | 8.3 | 8 |  |  |  |  | 57000 | All Heating | 07/10/2023 |  | 11/13/2023
Trane U.S. Inc. | Trane | 4WCY4036B3 |  | Voluntarily Certified | HPAirCoolSinglePackage&lt;65k | False | False | 14 | 13 | [6 empty] | 8 | 8 |  |  |  |  | 36000 | All Heating | 07/10/2023 |  | 11/13/2023
Trane U.S. Inc. | Trane | 4WCY4048A3 |  | Voluntarily Certified | HPAirCoolSinglePackage&lt;65k | False | False | 14 | 13 | [6 empty] | 8 | 8 |  |  |  |  | 47000 | All Heating | 07/10/2023 |  | 11/13/2023
Trane U.S. Inc. | Trane | 4WCY4060A3 |  | Voluntarily Certified | HPAirCoolSinglePackage&lt;65k | False | False | 14 | 13 | [6 empty] | 8 | 8 |  |  |  |  | 58000 | All Heating | 07/10/2023 |  | 11/13/2023
Trane U.S. Inc. | Trane | 4WCZ5036E3 |  | Voluntarily Certified | HPAirCoolSinglePackage&lt;65k | False | False | 16 | 13 | [6 empty] | 8 | 8 |  |  |  |  | 35800 | All Heating | 07/10/2023 |  | 11/13/2023
Trane U.S. Inc. | Trane | 4WCZ5036E4 |  | Voluntarily Certified | HPAirCoolSinglePackage&lt;65k | False | False | 16 | 13 | [6 empty] | 8 | 8 |  |  |  |  | 35800 | All Heating | 07/10/2023 |  | 11/13/2023
Trane U.S. Inc. | Trane | 4WCZ5048E3 |  | Voluntarily Certified | HPAirCoolSinglePackage&lt;65k | False | False | 16 | 13 | [6 empty] | 8.5 | 8 |  |  |  |  | 47500 | All Heating | 07/10/2023 |  | 11/13/2023
Trane U.S. Inc. | Trane | 4WCZ5048E4 |  | Voluntarily Certified | HPAirCoolSinglePackage&lt;65k | False | False | 16 | 13 | [6 empty] | 8.5 | 8 |  |  |  |  | 47500 | All Heating | 07/10/2023 |  | 11/13/2023
Trane U.S. Inc. | Trane | 4WCZ5060E3 |  | Voluntarily Certified | HPAirCoolSinglePackage&lt;65k | False | False | 15 | 13 | [6 empty] | 8 | 8 |  |  |  |  | 56500 | All Heating | 07/10/2023 |  | 11/13/2023
Trane U.S. Inc. | Trane | 4WCZ5060E4 |  | Voluntarily Certified | HPAirCoolSinglePackage&lt;65k | False | False | 15 | 13 | [6 empty] | 8 | 8 |  |  |  |  | 56500 | All Heating | 07/10/2023 |  | 11/13/2023
Trane U.S. Inc. | Trane | 4WCZ6036B3 |  | Voluntarily Certified | HPAirCoolSinglePackage&lt;65k | False | False | 16 | 13 | [6 empty] | 8.3 | 8 |  |  |  |  | 36000 | All Heating | 07/10/2023 |  | 11/13/2023
Trane U.S. Inc. | Trane | 4WCZ6036B4 |  | Voluntarily Certified | HPAirCoolSinglePackage&lt;65k | False | False | 16 | 13 | [6 empty] | 8.3 | 8 |  |  |  |  | 36000 | All Heating | 07/10/2023 |  | 11/13/2023
Trane U.S. Inc. | Trane | 4WCZ6048B3 |  | Voluntarily Certified | HPAirCoolSinglePackage&lt;65k | False | False | 16 | 13 | [6 empty] | 8.5 | 8 |  |  |  |  | 47500 | All Heating | 07/10/2023 |  | 11/13/2023
Trane U.S. Inc. | Trane | 4WCZ6048B4 |  | Voluntarily Certified | HPAirCoolSinglePackage&lt;65k | False | False | 16 | 13 | [6 empty] | 8.5 | 8 |  |  |  |  | 47500 | All Heating | 07/10/2023 |  | 11/13/2023
Trane U.S. Inc. | Trane | 4WCZ6060B3 |  | Voluntarily Certified | HPAirCoolSinglePackage&lt;65k | False | False | 15 | 13 | [6 empty] | 8.3 | 8 |  |  |  |  | 57000 | All Heating | 07/10/2023 |  | 11/13/2023
Trane U.S. Inc. | Trane | 4WCZ6060B4 |  | Voluntarily Certified | HPAirCoolSinglePackage&lt;65k | False | False | 15 | 13 | [6 empty] | 8.3 | 8 |  |  |  |  | 57000 | All Heating | 07/10/2023 |  | 11/13/2023
Trane U.S. Inc. | Trane | DHC036H3*(L,M,H,X,Y,Z)B |  | Voluntarily Certified | HPAirCoolSinglePackage&lt;65k | False | False | 15.7 | 13 | [6 empty] | 8.8 | 8 |  |  |  |  | 36000 | All Heating | 07/10/2023 |  | 11/13/2023
Trane U.S. Inc. | Trane | DHC036H4*(L,M,H,X,Y,Z)B |  | Voluntarily Certified | HPAirCoolSinglePackage&lt;65k | False | False | 15.6 | 13 | [6 empty] | 8.8 | 8 |  |  |  |  | 36000 | All Heating | 07/10/2023 |  | 11/13/2023
Trane U.S. Inc. | Trane | DHC036HW*(L,M,H,X,Y,Z)B |  | Voluntarily Certified | HPAirCoolSinglePackage&lt;65k | False | False | 15.6 | 13 | [6 empty] | 8.8 | 8 |  |  |  |  | 36000 | All Heating | 07/10/2023 |  | 11/13/2023
Trane U.S. Inc. | Trane | DHC048H3*(L,M,H,X,Y,Z)A |  | Voluntarily Certified | HPAirCoolSinglePackage&lt;65k | False | False | 16.5 | 13 | [6 empty] | 8.8 | 8 |  |  |  |  | 48000 | All Heating | 07/10/2023 |  | 11/13/2023
Trane U.S. Inc. | Trane | DHC048H4*(L,M,H,X,Y,Z)A |  | Voluntarily Certified | HPAirCoolSinglePackage&lt;65k | False | False | 16.5 | 13 | [6 empty] | 8.8 | 8 |  |  |  |  | 48000 | All Heating | 07/10/2023 |  | 11/13/2023
Trane U.S. Inc. | Trane | DHC048HW*(L,M,H,X,Y,Z)A |  | Voluntarily Certified | HPAirCoolSinglePackage&lt;65k | False | False | 16.5 | 13 | [6 empty] | 8.8 | 8 |  |  |  |  | 48000 | All Heating | 07/10/2023 |  | 11/13/2023
Trane U.S. Inc. | Trane | DHC060H3*(L,M,H,X,Y,Z)A |  | Voluntarily Certified | HPAirCoolSinglePackage&lt;65k | False | False | 16.2 | 13 | [6 empty] | 8.9 | 8 |  |  |  |  | 60000 | All Heating | 07/10/2023 |  | 11/13/2023
Trane U.S. Inc. | Trane | DHC060H4*(L,M,H,X,Y,Z)A |  | Voluntarily Certified | HPAirCoolSinglePackage&lt;65k | False | False | 16 | 13 | [6 empty] | 8.9 | 8 |  |  |  |  | 60000 | All Heating | 07/10/2023 |  | 11/13/2023
Trane U.S. Inc. | Trane | DHC060HW*(L,M,H,X,Y,Z)A |  | Voluntarily Certified | HPAirCoolSinglePackage&lt;65k | False | False | 16 | 13 | [6 empty] | 8.9 | 8 |  |  |  |  | 60000 | All Heating | 07/10/2023 |  | 11/13/2023
Trane U.S. Inc. | Trane | WHC036H3*(B,E,G)B |  | Voluntarily Certified | HPAirCoolSinglePackage&lt;65k | False | False | 16 | 13 | [6 empty] | 8.8 | 8 |  |  |  |  | 36000 | All Heating | 07/10/2023 |  | 11/13/2023
Trane U.S. Inc. | Trane | WHC036H3*0B |  | Voluntarily Certified | HPAirCoolSinglePackage&lt;65k | False | False | 16 | 13 | [6 empty] | 8.8 | 8 |  |  |  |  | 36000 | All Heating | 07/10/2023 |  | 11/13/2023
Trane U.S. Inc. | Trane | WHC036H4*(B,E,G)B |  | Voluntarily Certified | HPAirCoolSinglePackage&lt;65k | False | False | 16 | 13 | [6 empty] | 8.8 | 8 |  |  |  |  | 36000 | All Heating | 07/10/2023 |  | 11/13/2023
Trane U.S. Inc. | Trane | WHC036H4*0B |  | Voluntarily Certified | HPAirCoolSinglePackage&lt;65k | False | False | 16 | 13 | [6 empty] | 8.8 | 8 |  |  |  |  | 36000 | All Heating | 07/10/2023 |  | 11/13/2023
Trane U.S. Inc. | Trane | WHC036HW*(B,E,G)B |  | Voluntarily Certified | HPAirCoolSinglePackage&lt;65k | False | False | 16 | 13 | [6 empty] | 8.8 | 8 |  |  |  |  | 36000 | All Heating | 07/10/2023 |  | 11/13/2023
Trane U.S. Inc. | Trane | WHC036HW*0B |  | Voluntarily Certified | HPAirCoolSinglePackage&lt;65k | False | False | 16 | 13 | [6 empty] | 8.8 | 8 |  |  |  |  | 36000 | All Heating | 07/10/2023 |  | 11/13/2023
Trane U.S. Inc. | Trane | WHC048H3*(B,E,G)A |  | Voluntarily Certified | HPAirCoolSinglePackage&lt;65k | False | False | 16.5 | 13 | [6 empty] | 8.8 | 8 |  |  |  |  | 48000 | All Heating | 07/10/2023 |  | 11/13/2023
Trane U.S. Inc. | Trane | WHC048H3*0A |  | Voluntarily Certified | HPAirCoolSinglePackage&lt;65k | False | False | 16.5 | 13 | [6 empty] | 8.8 | 8 |  |  |  |  | 48000 | All Heating | 07/10/2023 |  | 11/13/2023
Trane U.S. Inc. | Trane | WHC048H4*(B,E,G)A |  | Voluntarily Certified | HPAirCoolSinglePackage&lt;65k | False | False | 16.5 | 13 | [6 empty] | 8.8 | 8 |  |  |  |  | 48000 | All Heating | 07/10/2023 |  | 11/13/2023
Trane U.S. Inc. | Trane | WHC048H4*0A |  | Voluntarily Certified | HPAirCoolSinglePackage&lt;65k | False | False | 16.5 | 13 | [6 empty] | 8.8 | 8 |  |  |  |  | 48000 | All Heating | 07/10/2023 |  | 11/13/2023
Trane U.S. Inc. | Trane | WHC048HW*(B,E,G)A |  | Voluntarily Certified | HPAirCoolSinglePackage&lt;65k | False | False | 16.5 | 13 | [6 empty] | 8.8 | 8 |  |  |  |  | 48000 | All Heating | 07/10/2023 |  | 11/13/2023
Trane U.S. Inc. | Trane | WHC048HW*0A |  | Voluntarily Certified | HPAirCoolSinglePackage&lt;65k | False | False | 16.5 | 13 | [6 empty] | 8.8 | 8 |  |  |  |  | 48000 | All Heating | 07/10/2023 |  | 11/13/2023
Trane U.S. Inc. | Trane | WHC060H3*(B,E,G,J)A |  | Voluntarily Certified | HPAirCoolSinglePackage&lt;65k | False | False | 16.4 | 13 | [6 empty] | 9 | 8 |  |  |  |  | 60000 | All Heating | 07/10/2023 |  | 11/13/2023
Trane U.S. Inc. | Trane | WHC060H3*0A |  | Voluntarily Certified | HPAirCoolSinglePackage&lt;65k | False | False | 16.4 | 13 | [6 empty] | 9 | 8 |  |  |  |  | 60000 | All Heating | 07/10/2023 |  | 11/13/2023
Trane U.S. Inc. | Trane | WHC060H4*(B,E,G,J)A |  | Voluntarily Certified | HPAirCoolSinglePackage&lt;65k | False | False | 16.2 | 13 | [6 empty] | 9 | 8 |  |  |  |  | 60000 | All Heating | 07/10/2023 |  | 11/13/2023
Trane U.S. Inc. | Trane | WHC060H4*0A |  | Voluntarily Certified | HPAirCoolSinglePackage&lt;65k | False | False | 16.2 | 13 | [6 empty] | 9 | 8 |  |  |  |  | 60000 | All Heating | 07/10/2023 |  | 11/13/2023
Trane U.S. Inc. | Trane | WHC060HW*(B,E,G,J)A |  | Voluntarily Certified | HPAirCoolSinglePackage&lt;65k | False | False | 16.2 | 13 | [6 empty] | 9 | 8 |  |  |  |  | 60000 | All Heating | 07/10/2023 |  | 11/13/2023
Trane U.S. Inc. | Trane | WHC060HW*0A |  | Voluntarily Certified | HPAirCoolSinglePackage&lt;65k | False | False | 16.2 | 13 | [6 empty] | 9 | 8 |  |  |  |  | 60000 | All Heating | 07/10/2023 |  | 11/13/2023
Trane U.S. Inc. | Trane | WSC036H3*(B,E,G)A |  | Voluntarily Certified | HPAirCoolSinglePackage&lt;65k | False | False | 14.3 | 13 | [6 empty] | 8 | 8 |  |  |  |  | 39000 | All Heating | 07/10/2023 |  | 11/13/2023
Trane U.S. Inc. | Trane | WSC036H3*0A |  | Voluntarily Certified | HPAirCoolSinglePackage&lt;65k | False | False | 14.3 | 13 | [6 empty] | 8 | 8 |  |  |  |  | 39000 | All Heating | 07/10/2023 |  | 11/13/2023
Trane U.S. Inc. | Trane | WSC036H4*(B,E,G)A |  | Voluntarily Certified | HPAirCoolSinglePackage&lt;65k | False | False | 14.3 | 13 | [6 empty] | 8 | 8 |  |  |  |  | 39000 | All Heating | 07/10/2023 |  | 11/13/2023
Trane U.S. Inc. | Trane | WSC036H4*0A |  | Voluntarily Certified | HPAirCoolSinglePackage&lt;65k | False | False | 14.3 | 13 | [6 empty] | 8 | 8 |  |  |  |  | 39000 | All Heating | 07/10/2023 |  | 11/13/2023
Trane U.S. Inc. | Trane | WSC036HW*(B,E,G)A |  | Voluntarily Certified | HPAirCoolSinglePackage&lt;65k | False | False | 14.3 | 13 | [6 empty] | 8 | 8 |  |  |  |  | 39000 | All Heating | 07/10/2023 |  | 11/13/2023
Trane U.S. Inc. | Trane | WSC036HW*0A |  | Voluntarily Certified | HPAirCoolSinglePackage&lt;65k | False | False | 14.3 | 13 | [6 empty] | 8 | 8 |  |  |  |  | 39000 | All Heating | 07/10/2023 |  | 11/13/2023
Trane U.S. Inc. | Trane | WSC048H3*(B,E,G)A |  | Voluntarily Certified | HPAirCoolSinglePackage&lt;65k | False | False | 14.3 | 13 | [6 empty] | 8.2 | 8 |  |  |  |  | 49000 | All Heating | 07/10/2023 |  | 11/13/2023
Trane U.S. Inc. | Trane | WSC048H3*0A |  | Voluntarily Certified | HPAirCoolSinglePackage&lt;65k | False | False | 14.3 | 13 | [6 empty] | 8.2 | 8 |  |  |  |  | 49000 | All Heating | 07/10/2023 |  | 11/13/2023
Trane U.S. Inc. | Trane | WSC048H4*(B,E,G)A |  | Voluntarily Certified | HPAirCoolSinglePackage&lt;65k | False | False | 14.3 | 13 | [6 empty] | 8.2 | 8 |  |  |  |  | 49000 | All Heating | 07/10/2023 |  | 11/13/2023
Trane U.S. Inc. | Trane | WSC048H4*0A |  | Voluntarily Certified | HPAirCoolSinglePackage&lt;65k | False | False | 14.3 | 13 | [6 empty] | 8.2 | 8 |  |  |  |  | 49000 | All Heating | 07/10/2023 |  | 11/13/2023
Trane U.S. Inc. | Trane | WSC048HW*(B,E,G)A |  | Voluntarily Certified | HPAirCoolSinglePackage&lt;65k | False | False | 14.3 | 13 | [6 empty] | 8.2 | 8 |  |  |  |  | 49000 | All Heating | 07/10/2023 |  | 11/13/2023
Trane U.S. Inc. | Trane | WSC048HW*0A |  | Voluntarily Certified | HPAirCoolSinglePackage&lt;65k | False | False | 14.3 | 13 | [6 empty] | 8.2 | 8 |  |  |  |  | 49000 | All Heating | 07/10/2023 |  | 11/13/2023
Trane U.S. Inc. | Trane | WSC060H3*(B,E,G,J)A |  | Voluntarily Certified | HPAirCoolSinglePackage&lt;65k | False | False | 14.3 | 13 | [6 empty] | 8.2 | 8 |  |  |  |  | 60000 | All Heating | 07/10/2023 |  | 11/13/2023
Trane U.S. Inc. | Trane | WSC060H3*0A |  | Voluntarily Certified | HPAirCoolSinglePackage&lt;65k | False | False | 14.3 | 13 | [6 empty] | 8.2 | 8 |  |  |  |  | 60000 | All Heating | 07/10/2023 |  | 11/13/2023
Trane U.S. Inc. | Trane | WSC060H4*(B,E,G,J)A |  | Voluntarily Certified | HPAirCoolSinglePackage&lt;65k | False | False | 14.3 | 13 | [6 empty] | 8.2 | 8 |  |  |  |  | 60000 | All Heating | 07/10/2023 |  | 11/13/2023
Trane U.S. Inc. | Trane | WSC060H4*0A |  | Voluntarily Certified | HPAirCoolSinglePackage&lt;65k | False | False | 14.3 | 13 | [6 empty] | 8.2 | 8 |  |  |  |  | 60000 | All Heating | 07/10/2023 |  | 11/13/2023
Trane U.S. Inc. | Trane | WSC060HW*(B,E,G,J)A |  | Voluntarily Certified | HPAirCoolSinglePackage&lt;65k | False | False | 14.3 | 13 | [6 empty] | 8.2 | 8 |  |  |  |  | 60000 | All Heating | 07/10/2023 |  | 11/13/2023
Trane U.S. Inc. | Trane | WSC060HW*0A |  | Voluntarily Certified | HPAirCoolSinglePackage&lt;65k | False | False | 14.3 | 13 | [6 empty] | 8.2 | 8 |  |  |  |  | 60000 | All Heating | 07/10/2023 |  | 11/13/2023
AAON, Inc. | AAON, Inc. | RN-007-3-0-ACAY-C0-10-000-A |  | Voluntarily Certified | HPWaterSAllPhase&gt;=65k&lt;13 | False | False |  |  |  |  | 14.7 | 12 | [6 empty] | 5.3 | 4.3 | 75200 | All Heating | 07/10/2023 |  | 11/13/2023
AAON, Inc. | AAON, Inc. | RN-007-4-0-ACAY-C0-10-000-A |  | Voluntarily Certified | HPWaterSAllPhase&gt;=65k&lt;13 | False | False |  |  |  |  | 14.7 | 12 | [6 empty] | 5.3 | 4.3 | 75200 | All Heating | 07/10/2023 |  | 11/13/2023
AAON, Inc. | AAON, Inc. | RN-007-2-0-BCAY-V0-10-000-A |  | Voluntarily Certified | HPWaterSAllPhase&gt;=65k&lt;13 | False | False |  |  |  |  | 14.5 | 12 | [6 empty] | 5.3 | 4.3 | 71000 | All Heating | 07/10/2023 |  | 11/13/2023
AAON, Inc. | AAON, Inc. | RN-007-3-0-BCAY-V0-10-000-A |  | Voluntarily Certified | HPWaterSAllPhase&gt;=65k&lt;13 | False | False |  |  |  |  | 14.5 | 12 | [6 empty] | 5.3 | 4.3 | 71000 | All Heating | 07/10/2023 |  | 11/13/2023
AAON, Inc. | AAON, Inc. | RN-007-4-0-BCAY-V0-10-000-A |  | Voluntarily Certified | HPWaterSAllPhase&gt;=65k&lt;13 | False | False |  |  |  |  | 14.5 | 12 | [6 empty] | 5.3 | 4.3 | 71000 | All Heating | 07/10/2023 |  | 11/13/2023
AAON, Inc. | AAON, Inc. | SB-003-1-0-BCBC-V0-10-000-A |  | Voluntarily Certified | HPWaterSAllPhase&gt;=17k&lt;65 | False | False |  |  |  |  | 14 | 12 | [6 empty] | 4.3 | 4.3 | 37600 | All Heating | 07/10/2023 |  | 11/13/2023
AAON, Inc. | AAON, Inc. | SB-003-2-0-BCAC-V0-10-000-A |  | Voluntarily Certified | HPWaterSAllPhase&gt;=17k&lt;65 | False | False |  |  |  |  | 13.9 | 12 | [6 empty] | 4.3 | 4.3 | 36400 | All Heating | 07/10/2023 |  | 11/13/2023
AAON, Inc. | AAON, Inc. | SB-003-2-0-BCBC-V0-10-000-A |  | Voluntarily Certified | HPWaterSAllPhase&gt;=17k&lt;65 | False | False |  |  |  |  | 14 | 12 | [6 empty] | 4.3 | 4.3 | 37600 | All Heating | 07/10/2023 |  | 11/13/2023
AAON, Inc. | AAON, Inc. | SB-003-3-0-BCAC-V0-10-000-A |  | Voluntarily Certified | HPWaterSAllPhase&gt;=17k&lt;65 | False | False |  |  |  |  | 13.9 | 12 | [6 empty] | 4.3 | 4.3 | 36400 | All Heating | 07/10/2023 |  | 11/13/2023
AAON, Inc. | AAON, Inc. | SB-003-3-0-BCBC-V0-10-000-A |  | Voluntarily Certified | HPWaterSAllPhase&gt;=17k&lt;65 | False | False |  |  |  |  | 14 | 12 | [6 empty] | 4.3 | 4.3 | 37600 | All Heating | 07/10/2023 |  | 11/13/2023
AAON, Inc. | AAON, Inc. | SB-003-4-0-BCAC-V0-10-000-A |  | Voluntarily Certified | HPWaterSAllPhase&gt;=17k&lt;65 | False | False |  |  |  |  | 13.9 | 12 | [6 empty] | 4.3 | 4.3 | 36400 | All Heating | 07/10/2023 |  | 11/13/2023
AAON, Inc. | AAON, Inc. | SB-003-4-0-BCBC-V0-10-000-A |  | Voluntarily Certified | HPWaterSAllPhase&gt;=17k&lt;65 | False | False |  |  |  |  | 14 | 12 | [6 empty] | 4.3 | 4.3 | 37600 | All Heating | 07/10/2023 |  | 11/13/2023
AAON, Inc. | AAON, Inc. | SB-004-1-0-BCAC-V0-10-000-A |  | Voluntarily Certified | HPWaterSAllPhase&gt;=17k&lt;65 | False | False |  |  |  |  | 13.8 | 12 | [6 empty] | 4.3 | 4.3 | 44300 | All Heating | 07/10/2023 |  | 11/13/2023
AAON, Inc. | AAON, Inc. | SB-004-1-0-BCBC-V0-10-000-A |  | Voluntarily Certified | HPWaterSAllPhase&gt;=17k&lt;65 | False | False |  |  |  |  | 14.7 | 12 | [6 empty] | 4.3 | 4.3 | 43300 | All Heating | 07/10/2023 |  | 11/13/2023
AAON, Inc. | AAON, Inc. | SB-004-2-0-BCAC-V0-10-000-A |  | Voluntarily Certified | HPWaterSAllPhase&gt;=17k&lt;65 | False | False |  |  |  |  | 13.8 | 12 | [6 empty] | 4.3 | 4.3 | 44300 | All Heating | 07/10/2023 |  | 11/13/2023
AAON, Inc. | AAON, Inc. | SB-004-2-0-BCBC-V0-10-000-A |  | Voluntarily Certified | HPWaterSAllPhase&gt;=17k&lt;65 | False | False |  |  |  |  | 14.7 | 12 | [6 empty] | 4.3 | 4.3 | 43300 | All Heating | 07/10/2023 |  | 11/13/2023
AAON, Inc. | AAON, Inc. | SB-004-3-0-BCAC-V0-10-000-A |  | Voluntarily Certified | HPWaterSAllPhase&gt;=17k&lt;65 | False | False |  |  |  |  | 13.8 | 12 | [6 empty] | 4.3 | 4.3 | 44300 | All Heating | 07/10/2023 |  | 11/13/2023
AAON, Inc. | AAON, Inc. | SB-004-3-0-BCBC-V0-10-000-A |  | Voluntarily Certified | HPWaterSAllPhase&gt;=17k&lt;65 | False | False |  |  |  |  | 14.7 | 12 | [6 empty] | 4.3 | 4.3 | 43300 | All Heating | 07/10/2023 |  | 11/13/2023
AAON, Inc. | AAON, Inc. | SB-004-4-0-BCAC-V0-10-000-A |  | Voluntarily Certified | HPWaterSAllPhase&gt;=17k&lt;65 | False | False |  |  |  |  | 13.8 | 12 | [6 empty] | 4.3 | 4.3 | 44300 | All Heating | 07/10/2023 |  | 11/13/2023
AAON, Inc. | AAON, Inc. | SB-004-4-0-BCBC-V0-10-000-A |  | Voluntarily Certified | HPWaterSAllPhase&gt;=17k&lt;65 | False | False |  |  |  |  | 14.7 | 12 | [6 empty] | 4.3 | 4.3 | 43300 | All Heating | 07/10/2023 |  | 11/13/2023
AAON, Inc. | AAON, Inc. | SB-005-1-0-BCAC-V0-10-000-A |  | Voluntarily Certified | HPWaterSAllPhase&gt;=17k&lt;65 | False | False |  |  |  |  | 13.4 | 12 | [6 empty] | 4.3 | 4.3 | 51100 | All Heating | 07/10/2023 |  | 11/13/2023
AAON, Inc. | AAON, Inc. | SB-005-1-0-BCBC-V0-10-000-A |  | Voluntarily Certified | HPWaterSAllPhase&gt;=17k&lt;65 | False | False |  |  |  |  | 13.6 | 12 | [6 empty] | 4.3 | 4.3 | 53700 | All Heating | 07/10/2023 |  | 11/13/2023
AAON, Inc. | AAON, Inc. | SB-005-2-0-BCAC-V0-10-000-A |  | Voluntarily Certified | HPWaterSAllPhase&gt;=17k&lt;65 | False | False |  |  |  |  | 13.4 | 12 | [6 empty] | 4.3 | 4.3 | 51100 | All Heating | 07/10/2023 |  | 11/13/2023
AAON, Inc. | AAON, Inc. | SB-005-2-0-BCBC-V0-10-000-A |  | Voluntarily Certified | HPWaterSAllPhase&gt;=17k&lt;65 | False | False |  |  |  |  | 13.6 | 12 | [6 empty] | 4.3 | 4.3 | 53700 | All Heating | 07/10/2023 |  | 11/13/2023
AAON, Inc. | AAON, Inc. | SB-005-3-0-BCAC-V0-10-000-A |  | Voluntarily Certified | HPWaterSAllPhase&gt;=17k&lt;65 | False | False |  |  |  |  | 13.4 | 12 | [6 empty] | 4.3 | 4.3 | 51100 | All Heating | 07/10/2023 |  | 11/13/2023
AAON, Inc. | AAON, Inc. | SB-005-3-0-BCBC-V0-10-000-A |  | Voluntarily Certified | HPWaterSAllPhase&gt;=17k&lt;65 | False | False |  |  |  |  | 13.6 | 12 | [6 empty] | 4.3 | 4.3 | 53700 | All Heating | 07/10/2023 |  | 11/13/2023
AAON, Inc. | AAON, Inc. | SB-005-4-0-BCAC-V0-10-000-A |  | Voluntarily Certified | HPWaterSAllPhase&gt;=17k&lt;65 | False | False |  |  |  |  | 13.4 | 12 | [6 empty] | 4.3 | 4.3 | 51100 | All Heating | 07/10/2023 |  | 11/13/2023
AAON, Inc. | AAON, Inc. | SB-005-4-0-BCBC-V0-10-000-A |  | Voluntarily Certified | HPWaterSAllPhase&gt;=17k&lt;65 | False | False |  |  |  |  | 13.6 | 12 | [6 empty] | 4.3 | 4.3 | 53700 | All Heating | 07/10/2023 |  | 11/13/2023
AAON, Inc. | AAON, Inc. | SB-006-2-0-BCAC-V0-10-000-A |  | Voluntarily Certified | HPWaterSAllPhase&gt;=65k&lt;13 | False | False |  |  |  |  | 14.3 | 12 | [6 empty] | 4.3 | 4.3 | 72000 | All Heating | 07/10/2023 |  | 11/13/2023
AAON, Inc. | AAON, Inc. | SB-006-2-0-BCBC-V0-10-000-A |  | Voluntarily Certified | HPWaterSAllPhase&gt;=65k&lt;13 | False | False |  |  |  |  | 14.5 | 12 | [6 empty] | 4.3 | 4.3 | 76600 | All Heating | 07/10/2023 |  | 11/13/2023
AAON, Inc. | AAON, Inc. | SB-006-3-0-BCAC-V0-10-000-A |  | Voluntarily Certified | HPWaterSAllPhase&gt;=65k&lt;13 | False | False |  |  |  |  | 14.3 | 12 | [6 empty] | 4.3 | 4.3 | 72000 | All Heating | 07/10/2023 |  | 11/13/2023
AAON, Inc. | AAON, Inc. | SB-006-3-0-BCBC-V0-10-000-A |  | Voluntarily Certified | HPWaterSAllPhase&gt;=65k&lt;13 | False | False |  |  |  |  | 14.5 | 12 | [6 empty] | 4.3 | 4.3 | 76600 | All Heating | 07/10/2023 |  | 11/13/2023
AAON, Inc. | AAON, Inc. | SB-006-4-0-BCAC-V0-10-000-A |  | Voluntarily Certified | HPWaterSAllPhase&gt;=65k&lt;13 | False | False |  |  |  |  | 14.3 | 12 | [6 empty] | 4.3 | 4.3 | 72000 | All Heating | 07/10/2023 |  | 11/13/2023
AAON, Inc. | AAON, Inc. | SB-006-4-0-BCBC-V0-10-000-A |  | Voluntarily Certified | HPWaterSAllPhase&gt;=65k&lt;13 | False | False |  |  |  |  | 14.5 | 12 | [6 empty] | 4.3 | 4.3 | 76600 | All Heating | 07/10/2023 |  | 11/13/2023
AAON, Inc. | AAON, Inc. | SB-007-2-0-BCAC-V0-10-000-A |  | Voluntarily Certified | HPWaterSAllPhase&gt;=65k&lt;13 | False | False |  |  |  |  | 13.8 | 12 | [6 empty] | 4.3 | 4.3 | 89400 | All Heating | 07/10/2023 |  | 11/13/2023
AAON, Inc. | AAON, Inc. | SB-007-2-0-BCBC-V0-10-000-A |  | Voluntarily Certified | HPWaterSAllPhase&gt;=65k&lt;13 | False | False |  |  |  |  | 14.3 | 12 | [6 empty] | 4.4 | 4.3 | 92200 | All Heating | 07/10/2023 |  | 11/13/2023
AAON, Inc. | AAON, Inc. | SB-007-3-0-BCAC-V0-10-000-A |  | Voluntarily Certified | HPWaterSAllPhase&gt;=65k&lt;13 | False | False |  |  |  |  | 13.8 | 12 | [6 empty] | 4.3 | 4.3 | 89400 | All Heating | 07/10/2023 |  | 11/13/2023
AAON, Inc. | AAON, Inc. | SB-007-3-0-BCBC-V0-10-000-A |  | Voluntarily Certified | HPWaterSAllPhase&gt;=65k&lt;13 | False | False |  |  |  |  | 14.3 | 12 | [6 empty] | 4.4 | 4.3 | 92200 | All Heating | 07/10/2023 |  | 11/13/2023
AAON, Inc. | AAON, Inc. | SB-007-4-0-BCAC-V0-10-000-A |  | Voluntarily Certified | HPWaterSAllPhase&gt;=65k&lt;13 | False | False |  |  |  |  | 13.8 | 12 | [6 empty] | 4.3 | 4.3 | 89400 | All Heating | 07/10/2023 |  | 11/13/2023
AAON, Inc. | AAON, Inc. | SB-007-4-0-BCBC-V0-10-000-A |  | Voluntarily Certified | HPWaterSAllPhase&gt;=65k&lt;13 | False | False |  |  |  |  | 14.3 | 12 | [6 empty] | 4.4 | 4.3 | 92200 | All Heating | 07/10/2023 |  | 11/13/2023
AAON, Inc. | AAON, Inc. | M2-003-1-H-BCAC-V0-10-000-A |  | Voluntarily Certified | HPWaterSAllPhase&gt;=17k&lt;65 | False | False |  |  |  |  | 13 | 12 | [6 empty] | 4.3 | 4.3 | 34100 | All Heating | 07/10/2023 |  | 11/13/2023
AAON, Inc. | AAON, Inc. | M2-003-1-H-BCBC-V0-10-000-A |  | Voluntarily Certified | HPWaterSAllPhase&gt;=17k&lt;65 | False | False |  |  |  |  | 16.3 | 12 | [6 empty] | 4.9 | 4.3 | 41400 | All Heating | 07/10/2023 |  | 11/13/2023
AAON, Inc. | AAON, Inc. | M2-003-1-H-DCAC-S0-10-000-A |  | Voluntarily Certified | HPWaterSAllPhase&gt;=17k&lt;65 | False | False |  |  |  |  | 14.3 | 12 | [6 empty] | 4.3 | 4.3 | 31300 | All Heating | 07/10/2023 |  | 11/13/2023
AAON, Inc. | AAON, Inc. | M2-003-1-H-DCBC-S0-10-000-A |  | Voluntarily Certified | HPWaterSAllPhase&gt;=17k&lt;65 | False | False |  |  |  |  | 13 | 12 | [6 empty] | 4.3 | 4.3 | 32200 | All Heating | 07/10/2023 |  | 11/13/2023
AAON, Inc. | AAON, Inc. | M2-003-2-H-BCAC-V0-10-000-A |  | Voluntarily Certified | HPWaterSAllPhase&gt;=17k&lt;65 | False | False |  |  |  |  | 13 | 12 | [6 empty] | 4.3 | 4.3 | 34100 | All Heating | 07/10/2023 |  | 11/13/2023
AAON, Inc. | AAON, Inc. | M2-003-2-H-BCBC-V0-10-000-A |  | Voluntarily Certified | HPWaterSAllPhase&gt;=17k&lt;65 | False | False |  |  |  |  | 16.3 | 12 | [6 empty] | 4.9 | 4.3 | 41400 | All Heating | 07/10/2023 |  | 11/13/2023
AAON, Inc. | AAON, Inc. | M2-003-2-H-DCAC-S0-10-000-A |  | Voluntarily Certified | HPWaterSAllPhase&gt;=17k&lt;65 | False | False |  |  |  |  | 14.3 | 12 | [6 empty] | 4.3 | 4.3 | 31300 | All Heating | 07/10/2023 |  | 11/13/2023
AAON, Inc. | AAON, Inc. | M2-003-2-H-DCBC-S0-10-000-A |  | Voluntarily Certified | HPWaterSAllPhase&gt;=17k&lt;65 | False | False |  |  |  |  | 13 | 12 | [6 empty] | 4.3 | 4.3 | 32200 | All Heating | 07/10/2023 |  | 11/13/2023
AAON, Inc. | AAON, Inc. | M2-003-3-H-BCAC-V0-10-000-A |  | Voluntarily Certified | HPWaterSAllPhase&gt;=17k&lt;65 | False | False |  |  |  |  | 13 | 12 | [6 empty] | 4.3 | 4.3 | 34100 | All Heating | 07/10/2023 |  | 11/13/2023
AAON, Inc. | AAON, Inc. | M2-003-3-H-BCBC-V0-10-000-A |  | Voluntarily Certified | HPWaterSAllPhase&gt;=17k&lt;65 | False | False |  |  |  |  | 16.3 | 12 | [6 empty] | 4.9 | 4.3 | 41400 | All Heating | 07/10/2023 |  | 11/13/2023
AAON, Inc. | AAON, Inc. | M2-003-3-H-DCAC-S0-10-000-A |  | Voluntarily Certified | HPWaterSAllPhase&gt;=17k&lt;65 | False | False |  |  |  |  | 14.3 | 12 | [6 empty] | 4.3 | 4.3 | 31300 | All Heating | 07/10/2023 |  | 11/13/2023
AAON, Inc. | AAON, Inc. | M2-003-3-H-DCBC-S0-10-000-A |  | Voluntarily Certified | HPWaterSAllPhase&gt;=17k&lt;65 | False | False |  |  |  |  | 13 | 12 | [6 empty] | 4.3 | 4.3 | 32200 | All Heating | 07/10/2023 |  | 11/13/2023
AAON, Inc. | AAON, Inc. | M2-003-4-H-BCAC-V0-10-000-A |  | Voluntarily Certified | HPWaterSAllPhase&gt;=17k&lt;65 | False | False |  |  |  |  | 13 | 12 | [6 empty] | 4.3 | 4.3 | 34100 | All Heating | 07/10/2023 |  | 11/13/2023
AAON, Inc. | AAON, Inc. | M2-003-4-H-BCBC-V0-10-000-A |  | Voluntarily Certified | HPWaterSAllPhase&gt;=17k&lt;65 | False | False |  |  |  |  | 16.3 | 12 | [6 empty] | 4.9 | 4.3 | 41400 | All Heating | 07/10/2023 |  | 11/13/2023
AAON, Inc. | AAON, Inc. | M2-003-4-H-DCAC-S0-10-000-A |  | Voluntarily Certified | HPWaterSAllPhase&gt;=17k&lt;65 | False | False |  |  |  |  | 14.3 | 12 | [6 empty] | 4.3 | 4.3 | 31300 | All Heating | 07/10/2023 |  | 11/13/2023
AAON, Inc. | AAON, Inc. | M2-003-4-H-DCBC-S0-10-000-A |  | Voluntarily Certified | HPWaterSAllPhase&gt;=17k&lt;65 | False | False |  |  |  |  | 13 | 12 | [6 empty] | 4.3 | 4.3 | 32200 | All Heating | 07/10/2023 |  | 11/13/2023
AAON, Inc. | AAON, Inc. | M2-004-1-H-BCAC-V0-10-000-A |  | Voluntarily Certified | HPWaterSAllPhase&gt;=17k&lt;65 | False | False |  |  |  |  | 16.2 | 12 | [6 empty] | 4.9 | 4.3 | 49300 | All Heating | 07/10/2023 |  | 11/13/2023
AAON, Inc. | AAON, Inc. | M2-004-1-H-BCBC-V0-10-000-A |  | Voluntarily Certified | HPWaterSAllPhase&gt;=17k&lt;65 | False | False |  |  |  |  | 16.6 | 12 | [6 empty] | 5 | 4.3 | 51100 | All Heating | 07/10/2023 |  | 11/13/2023
AAON, Inc. | AAON, Inc. | M2-004-1-H-DCAC-S0-10-000-A |  | Voluntarily Certified | HPWaterSAllPhase&gt;=17k&lt;65 | False | False |  |  |  |  | 15.9 | 12 | [6 empty] | 4.8 | 4.3 | 48500 | All Heating | 07/10/2023 |  | 11/13/2023
AAON, Inc. | AAON, Inc. | M2-004-1-H-DCBC-S0-10-000-A |  | Voluntarily Certified | HPWaterSAllPhase&gt;=17k&lt;65 | False | False |  |  |  |  | 16.2 | 12 | [6 empty] | 5 | 4.3 | 50100 | All Heating | 07/10/2023 |  | 11/13/2023
AAON, Inc. | AAON, Inc. | M2-004-2-H-BCAC-V0-10-000-A |  | Voluntarily Certified | HPWaterSAllPhase&gt;=17k&lt;65 | False | False |  |  |  |  | 16.2 | 12 | [6 empty] | 4.9 | 4.3 | 49300 | All Heating | 07/10/2023 |  | 11/13/2023
AAON, Inc. | AAON, Inc. | M2-004-2-H-BCBC-V0-10-000-A |  | Voluntarily Certified | HPWaterSAllPhase&gt;=17k&lt;65 | False | False |  |  |  |  | 16.6 | 12 | [6 empty] | 5 | 4.3 | 51100 | All Heating | 07/10/2023 |  | 11/13/2023
AAON, Inc. | AAON, Inc. | M2-004-2-H-DCAC-S0-10-000-A |  | Voluntarily Certified | HPWaterSAllPhase&gt;=17k&lt;65 | False | False |  |  |  |  | 15.9 | 12 | [6 empty] | 4.8 | 4.3 | 48500 | All Heating | 07/10/2023 |  | 11/13/2023
AAON, Inc. | AAON, Inc. | M2-004-2-H-DCBC-S0-10-000-A |  | Voluntarily Certified | HPWaterSAllPhase&gt;=17k&lt;65 | False | False |  |  |  |  | 16.2 | 12 | [6 empty] | 5 | 4.3 | 50100 | All Heating | 07/10/2023 |  | 11/13/2023
AAON, Inc. | AAON, Inc. | M2-004-3-H-BCAC-V0-10-000-A |  | Voluntarily Certified | HPWaterSAllPhase&gt;=17k&lt;65 | False | False |  |  |  |  | 16.2 | 12 | [6 empty] | 4.9 | 4.3 | 49300 | All Heating | 07/10/2023 |  | 11/13/2023
AAON, Inc. | AAON, Inc. | M2-004-3-H-BCBC-V0-10-000-A |  | Voluntarily Certified | HPWaterSAllPhase&gt;=17k&lt;65 | False | False |  |  |  |  | 16.6 | 12 | [6 empty] | 5 | 4.3 | 51100 | All Heating | 07/10/2023 |  | 11/13/2023
AAON, Inc. | AAON, Inc. | M2-004-3-H-DCAC-S0-10-000-A |  | Voluntarily Certified | HPWaterSAllPhase&gt;=17k&lt;65 | False | False |  |  |  |  | 15.9 | 12 | [6 empty] | 4.8 | 4.3 | 48500 | All Heating | 07/10/2023 |  | 11/13/2023
AAON, Inc. | AAON, Inc. | M2-004-3-H-DCBC-S0-10-000-A |  | Voluntarily Certified | HPWaterSAllPhase&gt;=17k&lt;65 | False | False |  |  |  |  | 16.2 | 12 | [6 empty] | 5 | 4.3 | 50100 | All Heating | 07/10/2023 |  | 11/13/2023
AAON, Inc. | AAON, Inc. | M2-004-4-H-BCAC-V0-10-000-A |  | Voluntarily Certified | HPWaterSAllPhase&gt;=17k&lt;65 | False | False |  |  |  |  | 16.2 | 12 | [6 empty] | 4.9 | 4.3 | 49300 | All Heating | 07/10/2023 |  | 11/13/2023
AAON, Inc. | AAON, Inc. | M2-004-4-H-BCBC-V0-10-000-A |  | Voluntarily Certified | HPWaterSAllPhase&gt;=17k&lt;65 | False | False |  |  |  |  | 16.6 | 12 | [6 empty] | 5 | 4.3 | 51100 | All Heating | 07/10/2023 |  | 11/13/2023
AAON, Inc. | AAON, Inc. | M2-004-4-H-DCAC-S0-10-000-A |  | Voluntarily Certified | HPWaterSAllPhase&gt;=17k&lt;65 | False | False |  |  |  |  | 15.9 | 12 | [6 empty] | 4.8 | 4.3 | 48500 | All Heating | 07/10/2023 |  | 11/13/2023
AAON, Inc. | AAON, Inc. | M2-004-4-H-DCBC-S0-10-000-A |  | Voluntarily Certified | HPWaterSAllPhase&gt;=17k&lt;65 | False | False |  |  |  |  | 16.2 | 12 | [6 empty] | 5 | 4.3 | 50100 | All Heating | 07/10/2023 |  | 11/13/2023
AAON, Inc. | AAON, Inc. | M2-005-1-H-BCAC-V0-10-000-A |  | Voluntarily Certified | HPWaterSAllPhase&gt;=17k&lt;65 | False | False |  |  |  |  | 14.7 | 12 | [6 empty] | 4.3 | 4.3 | 60400 | All Heating | 07/10/2023 |  | 11/13/2023
AAON, Inc. | AAON, Inc. | M2-005-1-H-BCBC-V0-10-000-A |  | Voluntarily Certified | HPWaterSAllPhase&gt;=17k&lt;65 | False | False |  |  |  |  | 15 | 12 | [6 empty] | 4.3 | 4.3 | 63200 | All Heating | 07/10/2023 |  | 11/13/2023
AAON, Inc. | AAON, Inc. | M2-005-1-H-DCAC-S0-10-000-A |  | Voluntarily Certified | HPWaterSAllPhase&gt;=17k&lt;65 | False | False |  |  |  |  | 15.8 | 12 | [6 empty] | 4.4 | 4.3 | 56600 | All Heating | 07/10/2023 |  | 11/13/2023
AAON, Inc. | AAON, Inc. | M2-005-1-H-DCBC-S0-10-000-A |  | Voluntarily Certified | HPWaterSAllPhase&gt;=17k&lt;65 | False | False |  |  |  |  | 16 | 12 | [6 empty] | 4.6 | 4.3 | 58900 | All Heating | 07/10/2023 |  | 11/13/2023
AAON, Inc. | AAON, Inc. | M2-005-2-H-BCAC-V0-10-000-A |  | Voluntarily Certified | HPWaterSAllPhase&gt;=17k&lt;65 | False | False |  |  |  |  | 14.7 | 12 | [6 empty] | 4.3 | 4.3 | 60400 | All Heating | 07/10/2023 |  | 11/13/2023
AAON, Inc. | AAON, Inc. | M2-005-2-H-BCBC-V0-10-000-A |  | Voluntarily Certified | HPWaterSAllPhase&gt;=17k&lt;65 | False | False |  |  |  |  | 15 | 12 | [6 empty] | 4.3 | 4.3 | 63200 | All Heating | 07/10/2023 |  | 11/13/2023
AAON, Inc. | AAON, Inc. | M2-005-2-H-DCAC-S0-10-000-A |  | Voluntarily Certified | HPWaterSAllPhase&gt;=17k&lt;65 | False | False |  |  |  |  | 15.8 | 12 | [6 empty] | 4.4 | 4.3 | 56600 | All Heating | 07/10/2023 |  | 11/13/2023
AAON, Inc. | AAON, Inc. | M2-005-2-H-DCBC-S0-10-000-A |  | Voluntarily Certified | HPWaterSAllPhase&gt;=17k&lt;65 | False | False |  |  |  |  | 16 | 12 | [6 empty] | 4.6 | 4.3 | 58900 | All Heating | 07/10/2023 |  | 11/13/2023
AAON, Inc. | AAON, Inc. | M2-005-3-H-BCAC-V0-10-000-A |  | Voluntarily Certified | HPWaterSAllPhase&gt;=17k&lt;65 | False | False |  |  |  |  | 14.7 | 12 | [6 empty] | 4.3 | 4.3 | 60400 | All Heating | 07/10/2023 |  | 11/13/2023
AAON, Inc. | AAON, Inc. | M2-005-3-H-BCBC-V0-10-000-A |  | Voluntarily Certified | HPWaterSAllPhase&gt;=17k&lt;65 | False | False |  |  |  |  | 15 | 12 | [6 empty] | 4.3 | 4.3 | 63200 | All Heating | 07/10/2023 |  | 11/13/2023
AAON, Inc. | AAON, Inc. | M2-005-3-H-DCAC-S0-10-000-A |  | Voluntarily Certified | HPWaterSAllPhase&gt;=17k&lt;65 | False | False |  |  |  |  | 15.8 | 12 | [6 empty] | 4.4 | 4.3 | 56600 | All Heating | 07/10/2023 |  | 11/13/2023
AAON, Inc. | AAON, Inc. | M2-005-3-H-DCBC-S0-10-000-A |  | Voluntarily Certified | HPWaterSAllPhase&gt;=17k&lt;65 | False | False |  |  |  |  | 16 | 12 | [6 empty] | 4.6 | 4.3 | 58900 | All Heating | 07/10/2023 |  | 11/13/2023
AAON, Inc. | AAON, Inc. | M2-005-4-H-BCAC-V0-10-000-A |  | Voluntarily Certified | HPWaterSAllPhase&gt;=17k&lt;65 | False | False |  |  |  |  | 14.7 | 12 | [6 empty] | 4.3 | 4.3 | 60400 | All Heating | 07/10/2023 |  | 11/13/2023
AAON, Inc. | AAON, Inc. | M2-005-4-H-BCBC-V0-10-000-A |  | Voluntarily Certified | HPWaterSAllPhase&gt;=17k&lt;65 | False | False |  |  |  |  | 15 | 12 | [6 empty] | 4.3 | 4.3 | 63200 | All Heating | 07/10/2023 |  | 11/13/2023
AAON, Inc. | AAON, Inc. | M2-005-4-H-DCAC-S0-10-000-A |  | Voluntarily Certified | HPWaterSAllPhase&gt;=17k&lt;65 | False | False |  |  |  |  | 15.8 | 12 | [6 empty] | 4.4 | 4.3 | 56600 | All Heating | 07/10/2023 |  | 11/13/2023
AAON, Inc. | AAON, Inc. | M2-005-4-H-DCBC-S0-10-000-A |  | Voluntarily Certified | HPWaterSAllPhase&gt;=17k&lt;65 | False | False |  |  |  |  | 16 | 12 | [6 empty] | 4.6 | 4.3 | 58900 | All Heating | 07/10/2023 |  | 11/13/2023
AAON, Inc. | AAON, Inc. | M2-006-2-H-ACAC-C0-10-000-A |  | Voluntarily Certified | HPWaterSAllPhase&gt;=17k&lt;65 | False | False |  |  |  |  | 14.8 | 12 | [6 empty] | 4.3 | 4.3 | 63900 | All Heating | 07/10/2023 |  | 11/13/2023
AAON, Inc. | AAON, Inc. | M2-006-2-H-ACBC-C0-10-000-A |  | Voluntarily Certified | HPWaterSAllPhase&gt;=65k&lt;13 | False | False |  |  |  |  | 15.1 | 12 | [6 empty] | 4.5 | 4.3 | 65800 | All Heating | 07/10/2023 |  | 11/13/2023
AAON, Inc. | AAON, Inc. | M2-006-2-H-BCAC-V0-10-000-A |  | Voluntarily Certified | HPWaterSAllPhase&gt;=65k&lt;13 | False | False |  |  |  |  | 18.2 | 12 | [6 empty] | 4.9 | 4.3 | 66700 | All Heating | 07/10/2023 |  | 11/13/2023
AAON, Inc. | AAON, Inc. | M2-006-2-H-BCBC-V0-10-000-A |  | Voluntarily Certified | HPWaterSAllPhase&gt;=65k&lt;13 | False | False |  |  |  |  | 14.7 | 12 | [6 empty] | 4.4 | 4.3 | 66100 | All Heating | 07/10/2023 |  | 11/13/2023
AAON, Inc. | AAON, Inc. | M2-006-3-H-ACAC-C0-10-000-A |  | Voluntarily Certified | HPWaterSAllPhase&gt;=17k&lt;65 | False | False |  |  |  |  | 14.8 | 12 | [6 empty] | 4.3 | 4.3 | 63900 | All Heating | 07/10/2023 |  | 11/13/2023
AAON, Inc. | AAON, Inc. | M2-006-3-H-ACBC-C0-10-000-A |  | Voluntarily Certified | HPWaterSAllPhase&gt;=65k&lt;13 | False | False |  |  |  |  | 15.1 | 12 | [6 empty] | 4.5 | 4.3 | 65800 | All Heating | 07/10/2023 |  | 11/13/2023
AAON, Inc. | AAON, Inc. | M2-006-3-H-BCAC-V0-10-000-A |  | Voluntarily Certified | HPWaterSAllPhase&gt;=65k&lt;13 | False | False |  |  |  |  | 18.2 | 12 | [6 empty] | 4.9 | 4.3 | 66700 | All Heating | 07/10/2023 |  | 11/13/2023
AAON, Inc. | AAON, Inc. | M2-006-3-H-BCBC-V0-10-000-A |  | Voluntarily Certified | HPWaterSAllPhase&gt;=65k&lt;13 | False | False |  |  |  |  | 14.7 | 12 | [6 empty] | 4.4 | 4.3 | 66100 | All Heating | 07/10/2023 |  | 11/13/2023
AAON, Inc. | AAON, Inc. | M2-006-4-H-ACAC-C0-10-000-A |  | Voluntarily Certified | HPWaterSAllPhase&gt;=17k&lt;65 | False | False |  |  |  |  | 14.8 | 12 | [6 empty] | 4.3 | 4.3 | 63900 | All Heating | 07/10/2023 |  | 11/13/2023
AAON, Inc. | AAON, Inc. | M2-006-4-H-ACBC-C0-10-000-A |  | Voluntarily Certified | HPWaterSAllPhase&gt;=65k&lt;13 | False | False |  |  |  |  | 15.1 | 12 | [6 empty] | 4.5 | 4.3 | 65800 | All Heating | 07/10/2023 |  | 11/13/2023
AAON, Inc. | AAON, Inc. | M2-006-4-H-BCAC-V0-10-000-A |  | Voluntarily Certified | HPWaterSAllPhase&gt;=65k&lt;13 | False | False |  |  |  |  | 18.2 | 12 | [6 empty] | 4.9 | 4.3 | 66700 | All Heating | 07/10/2023 |  | 11/13/2023
AAON, Inc. | AAON, Inc. | M2-006-4-H-BCBC-V0-10-000-A |  | Voluntarily Certified | HPWaterSAllPhase&gt;=65k&lt;13 | False | False |  |  |  |  | 14.7 | 12 | [6 empty] | 4.4 | 4.3 | 66100 | All Heating | 07/10/2023 |  | 11/13/2023
AAON, Inc. | AAON, Inc. | WH-006-B-H-ACAC-C0-10-200-A |  | Voluntarily Certified | HPWaterSAllPhase&lt;17kAllHeat | False | False |  |  |  |  | 14 | 11.2 | [6 empty] | 4.9 | 4.3 | 5700 | All Heating | 07/10/2023 |  | 11/13/2023
AAON, Inc. | AAON, Inc. | WH-006-1-H-ACAC-C0-10-200-A |  | Voluntarily Certified | HPWaterSAllPhase&lt;17kAllHeat | False | False |  |  |  |  | 14 | 11.2 | [6 empty] | 4.9 | 4.3 | 5700 | All Heating | 07/10/2023 |  | 11/13/2023
AAON, Inc. | AAON, Inc. | WH-006-A-H-ACAC-C0-10-200-A |  | Voluntarily Certified | HPWaterSAllPhase&lt;17kAllHeat | False | False |  |  |  |  | 14 | 11.2 | [6 empty] | 4.9 | 4.3 | 5700 | All Heating | 07/10/2023 |  | 11/13/2023
AAON, Inc. | AAON, Inc. | WV-006-B-H-ACAC-C0-10-200-A |  | Voluntarily Certified | HPWaterSAllPhase&lt;17kAllHeat | False | False |  |  |  |  | 15.3 | 11.2 | [6 empty] | 6 | 4.3 | 5900 | All Heating | 07/10/2023 |  | 11/13/2023
AAON, Inc. | AAON, Inc. | WV-006-1-H-ACAC-C0-10-200-A |  | Voluntarily Certified | HPWaterSAllPhase&lt;17kAllHeat | False | False |  |  |  |  | 15.3 | 11.2 | [6 empty] | 6 | 4.3 | 5900 | All Heating | 07/10/2023 |  | 11/13/2023
AAON, Inc. | AAON, Inc. | WV-006-A-H-ACAC-C0-10-200-A |  | Voluntarily Certified | HPWaterSAllPhase&lt;17kAllHeat | False | False |  |  |  |  | 15.3 | 11.2 | [6 empty] | 6 | 4.3 | 5900 | All Heating | 07/10/2023 |  | 11/13/2023
AAON, Inc. | AAON, Inc. | WH-009-B-H-ACAC-C0-10-200-A |  | Voluntarily Certified | HPWaterSAllPhase&lt;17kAllHeat | False | False |  |  |  |  | 14.6 | 11.2 | [6 empty] | 5.1 | 4.3 | 8700 | All Heating | 07/10/2023 |  | 11/13/2023
AAON, Inc. | AAON, Inc. | WH-009-1-H-ACAC-C0-10-200-A |  | Voluntarily Certified | HPWaterSAllPhase&lt;17kAllHeat | False | False |  |  |  |  | 14.6 | 11.2 | [6 empty] | 5.1 | 4.3 | 8700 | All Heating | 07/10/2023 |  | 11/13/2023
AAON, Inc. | AAON, Inc. | WH-009-A-H-ACAC-C0-10-200-A |  | Voluntarily Certified | HPWaterSAllPhase&lt;17kAllHeat | False | False |  |  |  |  | 14.6 | 11.2 | [6 empty] | 5.1 | 4.3 | 8700 | All Heating | 07/10/2023 |  | 11/13/2023
AAON, Inc. | AAON, Inc. | WH-012-B-H-ACAC-C0-10-200-A |  | Voluntarily Certified | HPWaterSAllPhase&lt;17kAllHeat | False | False |  |  |  |  | 12.8 | 11.2 | [6 empty] | 4.6 | 4.3 | 11000 | All Heating | 07/10/2023 |  | 11/13/2023
AAON, Inc. | AAON, Inc. | WH-012-1-H-ACAC-C0-10-200-A |  | Voluntarily Certified | HPWaterSAllPhase&lt;17kAllHeat | False | False |  |  |  |  | 12.8 | 11.2 | [6 empty] | 4.6 | 4.3 | 11000 | All Heating | 07/10/2023 |  | 11/13/2023
AAON, Inc. | AAON, Inc. | WH-012-A-H-ACAC-C0-10-200-A |  | Voluntarily Certified | HPWaterSAllPhase&lt;17kAllHeat | False | False |  |  |  |  | 12.8 | 11.2 | [6 empty] | 4.6 | 4.3 | 11000 | All Heating | 07/10/2023 |  | 11/13/2023
AAON, Inc. | AAON, Inc. | WH-015-1-H-ACAC-C0-10-100-A |  | Voluntarily Certified | HPWaterSAllPhase&lt;17kAllHeat | False | False |  |  |  |  | 15.4 | 11.2 | [6 empty] | 5.8 | 4.3 | 14100 | All Heating | 07/10/2023 |  | 11/13/2023
AAON, Inc. | AAON, Inc. | WH-015-A-H-ACAC-C0-10-100-A |  | Voluntarily Certified | HPWaterSAllPhase&lt;17kAllHeat | False | False |  |  |  |  | 15.4 | 11.2 | [6 empty] | 5.8 | 4.3 | 14100 | All Heating | 07/10/2023 |  | 11/13/2023
AAON, Inc. | AAON, Inc. | WH-015-1-H-ACAC-C0-10-200-A |  | Voluntarily Certified | HPWaterSAllPhase&lt;17kAllHeat | False | False |  |  |  |  | 17 | 11.2 | [6 empty] | 6.3 | 4.3 | 14200 | All Heating | 07/10/2023 |  | 11/13/2023
AAON, Inc. | AAON, Inc. | WH-015-A-H-ACAC-C0-10-200-A |  | Voluntarily Certified | HPWaterSAllPhase&lt;17kAllHeat | False | False |  |  |  |  | 17 | 11.2 | [6 empty] | 6.3 | 4.3 | 14200 | All Heating | 07/10/2023 |  | 11/13/2023
AAON, Inc. | AAON, Inc. | WH-018-1-H-ACAC-C0-10-100-A |  | Voluntarily Certified | HPWaterSAllPhase&gt;=17k&lt;65 | False | False |  |  |  |  | 14.46 | 12 | [6 empty] | 4.85 | 4.3 | 17200 | All Heating | 07/10/2023 |  | 11/13/2023
AAON, Inc. | AAON, Inc. | WH-018-A-H-ACAC-C0-10-100-A |  | Voluntarily Certified | HPWaterSAllPhase&gt;=17k&lt;65 | False | False |  |  |  |  | 14.46 | 12 | [6 empty] | 4.85 | 4.3 | 17200 | All Heating | 07/10/2023 |  | 11/13/2023
AAON, Inc. | AAON, Inc. | WH-018-1-H-ACAC-C0-10-200-A |  | Voluntarily Certified | HPWaterSAllPhase&lt;17kAllHeat | False | False |  |  |  |  | 15.68 | 11.2 | [6 empty] | 4.93 | 4.3 | 16600 | All Heating | 07/10/2023 |  | 11/13/2023
AAON, Inc. | AAON, Inc. | WH-018-A-H-ACAC-C0-10-200-A |  | Voluntarily Certified | HPWaterSAllPhase&lt;17kAllHeat | False | False |  |  |  |  | 15.68 | 11.2 | [6 empty] | 4.93 | 4.3 | 16600 | All Heating | 07/10/2023 |  | 11/13/2023
AAON, Inc. | AAON, Inc. | WH-024-1-H-ACAC-C0-10-100-A |  | Voluntarily Certified | HPWaterSAllPhase&gt;=17k&lt;65 | False | False |  |  |  |  | 14.4 | 12 | [6 empty] | 4.7 | 4.3 | 23600 | All Heating | 07/10/2023 |  | 11/13/2023
AAON, Inc. | AAON, Inc. | WH-024-A-H-ACAC-C0-10-100-A |  | Voluntarily Certified | HPWaterSAllPhase&gt;=17k&lt;65 | False | False |  |  |  |  | 14.4 | 12 | [6 empty] | 4.7 | 4.3 | 23600 | All Heating | 07/10/2023 |  | 11/13/2023
AAON, Inc. | AAON, Inc. | WH-024-1-H-ACAC-C0-10-200-A |  | Voluntarily Certified | HPWaterSAllPhase&gt;=17k&lt;65 | False | False |  |  |  |  | 15.1 | 12 | [6 empty] | 5 | 4.3 | 24000 | All Heating | 07/10/2023 |  | 11/13/2023
AAON, Inc. | AAON, Inc. | WH-024-A-H-ACAC-C0-10-200-A |  | Voluntarily Certified | HPWaterSAllPhase&gt;=17k&lt;65 | False | False |  |  |  |  | 15.1 | 12 | [6 empty] | 5 | 4.3 | 24000 | All Heating | 07/10/2023 |  | 11/13/2023
AAON, Inc. | AAON, Inc. | WH-024-2-H-ACAC-C0-10-100-A |  | Voluntarily Certified | HPWaterSAllPhase&gt;=17k&lt;65 | False | False |  |  |  |  | 14.4 | 12 | [6 empty] | 4.7 | 4.3 | 23600 | All Heating | 07/10/2023 |  | 11/13/2023
AAON, Inc. | AAON, Inc. | WH-024-3-H-ACAC-C0-10-100-A |  | Voluntarily Certified | HPWaterSAllPhase&gt;=17k&lt;65 | False | False |  |  |  |  | 14.4 | 12 | [6 empty] | 4.7 | 4.3 | 23600 | All Heating | 07/10/2023 |  | 11/13/2023
AAON, Inc. | AAON, Inc. | WH-024-2-H-ACAC-C0-10-200-A |  | Voluntarily Certified | HPWaterSAllPhase&gt;=17k&lt;65 | False | False |  |  |  |  | 15.1 | 12 | [6 empty] | 5 | 4.3 | 24000 | All Heating | 07/10/2023 |  | 11/13/2023
AAON, Inc. | AAON, Inc. | WH-024-3-H-ACAC-C0-10-200-A |  | Voluntarily Certified | HPWaterSAllPhase&gt;=17k&lt;65 | False | False |  |  |  |  | 15.1 | 12 | [6 empty] | 5 | 4.3 | 24000 | All Heating | 07/10/2023 |  | 11/13/2023
AAON, Inc. | AAON, Inc. | WH-030-1-H-ACAC-C0-10-100-A |  | Voluntarily Certified | HPWaterSAllPhase&gt;=17k&lt;65 | False | False |  |  |  |  | 14.7 | 12 | [6 empty] | 4.3 | 4.3 | 28400 | All Heating | 07/10/2023 |  | 11/13/2023
AAON, Inc. | AAON, Inc. | WH-030-A-H-ACAC-C0-10-100-A |  | Voluntarily Certified | HPWaterSAllPhase&gt;=17k&lt;65 | False | False |  |  |  |  | 14.7 | 12 | [6 empty] | 4.3 | 4.3 | 28400 | All Heating | 07/10/2023 |  | 11/13/2023
AAON, Inc. | AAON, Inc. | WH-030-1-H-ACAC-C0-10-200-A |  | Voluntarily Certified | HPWaterSAllPhase&gt;=17k&lt;65 | False | False |  |  |  |  | 15.2 | 12 | [6 empty] | 4.5 | 4.3 | 28800 | All Heating | 07/10/2023 |  | 11/13/2023
AAON, Inc. | AAON, Inc. | WH-030-A-H-ACAC-C0-10-200-A |  | Voluntarily Certified | HPWaterSAllPhase&gt;=17k&lt;65 | False | False |  |  |  |  | 15.2 | 12 | [6 empty] | 4.5 | 4.3 | 28800 | All Heating | 07/10/2023 |  | 11/13/2023
AAON, Inc. | AAON, Inc. | WH-030-1-H-DCAC-C0-10-200-A |  | Voluntarily Certified | HPWaterSAllPhase&gt;=17k&lt;65 | False | False |  |  |  |  | 14.6 | 12 | [6 empty] | 4.5 | 4.3 | 29700 | All Heating | 07/10/2023 |  | 11/13/2023
AAON, Inc. | AAON, Inc. | WH-030-A-H-DCAC-C0-10-200-A |  | Voluntarily Certified | HPWaterSAllPhase&gt;=17k&lt;65 | False | False |  |  |  |  | 14.6 | 12 | [6 empty] | 4.5 | 4.3 | 29700 | All Heating | 07/10/2023 |  | 11/13/2023
AAON, Inc. | AAON, Inc. | WH-030-2-H-ACAC-C0-10-100-A |  | Voluntarily Certified | HPWaterSAllPhase&gt;=17k&lt;65 | False | False |  |  |  |  | 14.7 | 12 | [6 empty] | 4.3 | 4.3 | 28400 | All Heating | 07/10/2023 |  | 11/13/2023
AAON, Inc. | AAON, Inc. | WH-030-3-H-ACAC-C0-10-100-A |  | Voluntarily Certified | HPWaterSAllPhase&gt;=17k&lt;65 | False | False |  |  |  |  | 14.7 | 12 | [6 empty] | 4.3 | 4.3 | 28400 | All Heating | 07/10/2023 |  | 11/13/2023
AAON, Inc. | AAON, Inc. | WH-030-2-H-ACAC-C0-10-200-A |  | Voluntarily Certified | HPWaterSAllPhase&gt;=17k&lt;65 | False | False |  |  |  |  | 15.2 | 12 | [6 empty] | 4.5 | 4.3 | 28800 | All Heating | 07/10/2023 |  | 11/13/2023
AAON, Inc. | AAON, Inc. | WH-030-3-H-ACAC-C0-10-200-A |  | Voluntarily Certified | HPWaterSAllPhase&gt;=17k&lt;65 | False | False |  |  |  |  | 15.2 | 12 | [6 empty] | 4.5 | 4.3 | 28800 | All Heating | 07/10/2023 |  | 11/13/2023
AAON, Inc. | AAON, Inc. | WH-030-2-H-DCAC-C0-10-200-A |  | Voluntarily Certified | HPWaterSAllPhase&gt;=17k&lt;65 | False | False |  |  |  |  | 14.6 | 12 | [6 empty] | 4.5 | 4.3 | 29700 | All Heating | 07/10/2023 |  | 11/13/2023
AAON, Inc. | AAON, Inc. | WH-030-3-H-DCAC-C0-10-200-A |  | Voluntarily Certified | HPWaterSAllPhase&gt;=17k&lt;65 | False | False |  |  |  |  | 14.6 | 12 | [6 empty] | 4.5 | 4.3 | 29700 | All Heating | 07/10/2023 |  | 11/13/2023
AAON, Inc. | AAON, Inc. | WH-036-1-H-ACAC-C0-10-100-A |  | Voluntarily Certified | HPWaterSAllPhase&gt;=17k&lt;65 | False | False |  |  |  |  | 14.7 | 12 | [6 empty] | 4.7 | 4.3 | 35600 | All Heating | 07/10/2023 |  | 11/13/2023
AAON, Inc. | AAON, Inc. | WH-036-A-H-ACAC-C0-10-100-A |  | Voluntarily Certified | HPWaterSAllPhase&gt;=17k&lt;65 | False | False |  |  |  |  | 14.7 | 12 | [6 empty] | 4.7 | 4.3 | 35600 | All Heating | 07/10/2023 |  | 11/13/2023
AAON, Inc. | AAON, Inc. | WH-036-1-H-ACAC-C0-10-200-A |  | Voluntarily Certified | HPWaterSAllPhase&gt;=17k&lt;65 | False | False |  |  |  |  | 15.2 | 12 | [6 empty] | 5 | 4.3 | 36100 | All Heating | 07/10/2023 |  | 11/13/2023
AAON, Inc. | AAON, Inc. | WH-036-A-H-ACAC-C0-10-200-A |  | Voluntarily Certified | HPWaterSAllPhase&gt;=17k&lt;65 | False | False |  |  |  |  | 15.2 | 12 | [6 empty] | 5 | 4.3 | 36100 | All Heating | 07/10/2023 |  | 11/13/2023
AAON, Inc. | AAON, Inc. | WH-036-2-H-ACAC-C0-10-100-A |  | Voluntarily Certified | HPWaterSAllPhase&gt;=17k&lt;65 | False | False |  |  |  |  | 14.7 | 12 | [6 empty] | 4.7 | 4.3 | 35600 | All Heating | 07/10/2023 |  | 11/13/2023
AAON, Inc. | AAON, Inc. | WH-036-3-H-ACAC-C0-10-100-A |  | Voluntarily Certified | HPWaterSAllPhase&gt;=17k&lt;65 | False | False |  |  |  |  | 14.7 | 12 | [6 empty] | 4.7 | 4.3 | 35600 | All Heating | 07/10/2023 |  | 11/13/2023
AAON, Inc. | AAON, Inc. | WH-036-2-H-ACAC-C0-10-200-A |  | Voluntarily Certified | HPWaterSAllPhase&gt;=17k&lt;65 | False | False |  |  |  |  | 15.2 | 12 | [6 empty] | 5 | 4.3 | 36100 | All Heating | 07/10/2023 |  | 11/13/2023
AAON, Inc. | AAON, Inc. | WH-036-3-H-ACAC-C0-10-200-A |  | Voluntarily Certified | HPWaterSAllPhase&gt;=17k&lt;65 | False | False |  |  |  |  | 15.2 | 12 | [6 empty] | 5 | 4.3 | 36100 | All Heating | 07/10/2023 |  | 11/13/2023
AAON, Inc. | AAON, Inc. | WH-042-1-H-ACAC-C0-10-100-A |  | Voluntarily Certified | HPWaterSAllPhase&gt;=17k&lt;65 | False | False |  |  |  |  | 15 | 12 | [6 empty] | 4.7 | 4.3 | 41200 | All Heating | 07/10/2023 |  | 11/13/2023
AAON, Inc. | AAON, Inc. | WH-042-A-H-ACAC-C0-10-100-A |  | Voluntarily Certified | HPWaterSAllPhase&gt;=17k&lt;65 | False | False |  |  |  |  | 15 | 12 | [6 empty] | 4.7 | 4.3 | 41200 | All Heating | 07/10/2023 |  | 11/13/2023
AAON, Inc. | AAON, Inc. | WH-042-1-H-ACAC-C0-10-200-A |  | Voluntarily Certified | HPWaterSAllPhase&gt;=17k&lt;65 | False | False |  |  |  |  | 15.3 | 12 | [6 empty] | 5 | 4.3 | 41800 | All Heating | 07/10/2023 |  | 11/13/2023
AAON, Inc. | AAON, Inc. | WH-042-A-H-ACAC-C0-10-200-A |  | Voluntarily Certified | HPWaterSAllPhase&gt;=17k&lt;65 | False | False |  |  |  |  | 15.3 | 12 | [6 empty] | 5 | 4.3 | 41800 | All Heating | 07/10/2023 |  | 11/13/2023
AAON, Inc. | AAON, Inc. | WH-042-2-H-ACAC-C0-10-100-A |  | Voluntarily Certified | HPWaterSAllPhase&gt;=17k&lt;65 | False | False |  |  |  |  | 15 | 12 | [6 empty] | 4.7 | 4.3 | 41200 | All Heating | 07/10/2023 |  | 11/13/2023
AAON, Inc. | AAON, Inc. | WH-042-3-H-ACAC-C0-10-100-A |  | Voluntarily Certified | HPWaterSAllPhase&gt;=17k&lt;65 | False | False |  |  |  |  | 15 | 12 | [6 empty] | 4.7 | 4.3 | 41200 | All Heating | 07/10/2023 |  | 11/13/2023
AAON, Inc. | AAON, Inc. | WH-042-2-H-ACAC-C0-10-200-A |  | Voluntarily Certified | HPWaterSAllPhase&gt;=17k&lt;65 | False | False |  |  |  |  | 15.3 | 12 | [6 empty] | 5 | 4.3 | 41800 | All Heating | 07/10/2023 |  | 11/13/2023
AAON, Inc. | AAON, Inc. | WH-042-3-H-ACAC-C0-10-200-A |  | Voluntarily Certified | HPWaterSAllPhase&gt;=17k&lt;65 | False | False |  |  |  |  | 15.3 | 12 | [6 empty] | 5 | 4.3 | 41800 | All Heating | 07/10/2023 |  | 11/13/2023
AAON, Inc. | AAON, Inc. | WH-048-1-H-ACAC-C0-10-100-A |  | Voluntarily Certified | HPWaterSAllPhase&gt;=17k&lt;65 | False | False |  |  |  |  | 14.5 | 12 | [6 empty] | 5 | 4.3 | 49500 | All Heating | 07/10/2023 |  | 11/13/2023
AAON, Inc. | AAON, Inc. | WH-048-A-H-ACAC-C0-10-100-A |  | Voluntarily Certified | HPWaterSAllPhase&gt;=17k&lt;65 | False | False |  |  |  |  | 14.5 | 12 | [6 empty] | 5 | 4.3 | 49500 | All Heating | 07/10/2023 |  | 11/13/2023
AAON, Inc. | AAON, Inc. | WH-048-1-H-ACAC-C0-10-200-A |  | Voluntarily Certified | HPWaterSAllPhase&gt;=17k&lt;65 | False | False |  |  |  |  | 16.8 | 12 | [6 empty] | 5.3 | 4.3 | 51700 | All Heating | 07/10/2023 |  | 11/13/2023
AAON, Inc. | AAON, Inc. | WH-048-A-H-ACAC-C0-10-200-A |  | Voluntarily Certified | HPWaterSAllPhase&gt;=17k&lt;65 | False | False |  |  |  |  | 16.8 | 12 | [6 empty] | 5.3 | 4.3 | 51700 | All Heating | 07/10/2023 |  | 11/13/2023
AAON, Inc. | AAON, Inc. | WH-048-2-H-ACAC-C0-10-100-A |  | Voluntarily Certified | HPWaterSAllPhase&gt;=17k&lt;65 | False | False |  |  |  |  | 14.5 | 12 | [6 empty] | 5 | 4.3 | 49500 | All Heating | 07/10/2023 |  | 11/13/2023
AAON, Inc. | AAON, Inc. | WH-048-3-H-ACAC-C0-10-100-A |  | Voluntarily Certified | HPWaterSAllPhase&gt;=17k&lt;65 | False | False |  |  |  |  | 14.5 | 12 | [6 empty] | 5 | 4.3 | 49500 | All Heating | 07/10/2023 |  | 11/13/2023
AAON, Inc. | AAON, Inc. | WH-048-2-H-ACAC-C0-10-200-A |  | Voluntarily Certified | HPWaterSAllPhase&gt;=17k&lt;65 | False | False |  |  |  |  | 16.8 | 12 | [6 empty] | 5.3 | 4.3 | 51700 | All Heating | 07/10/2023 |  | 11/13/2023
AAON, Inc. | AAON, Inc. | WH-048-3-H-ACAC-C0-10-200-A |  | Voluntarily Certified | HPWaterSAllPhase&gt;=17k&lt;65 | False | False |  |  |  |  | 16.8 | 12 | [6 empty] | 5.3 | 4.3 | 51700 | All Heating | 07/10/2023 |  | 11/13/2023
AAON, Inc. | AAON, Inc. | WH-060-1-H-ACAC-C0-10-100-A |  | Voluntarily Certified | HPWaterSAllPhase&gt;=17k&lt;65 | False | False |  |  |  |  | 14.6 | 12 | [6 empty] | 4.8 | 4.3 | 60000 | All Heating | 07/10/2023 |  | 11/13/2023
AAON, Inc. | AAON, Inc. | WH-060-A-H-ACAC-C0-10-100-A |  | Voluntarily Certified | HPWaterSAllPhase&gt;=17k&lt;65 | False | False |  |  |  |  | 14.6 | 12 | [6 empty] | 4.8 | 4.3 | 60000 | All Heating | 07/10/2023 |  | 11/13/2023
AAON, Inc. | AAON, Inc. | WH-060-1-H-ACAC-C0-10-200-A |  | Voluntarily Certified | HPWaterSAllPhase&gt;=17k&lt;65 | False | False |  |  |  |  | 15.1 | 12 | [6 empty] | 4.8 | 4.3 | 61000 | All Heating | 07/10/2023 |  | 11/13/2023
AAON, Inc. | AAON, Inc. | WH-060-A-H-ACAC-C0-10-200-A |  | Voluntarily Certified | HPWaterSAllPhase&gt;=17k&lt;65 | False | False |  |  |  |  | 15.1 | 12 | [6 empty] | 4.8 | 4.3 | 61000 | All Heating | 07/10/2023 |  | 11/13/2023
AAON, Inc. | AAON, Inc. | WH-060-2-H-ACAC-C0-10-100-A |  | Voluntarily Certified | HPWaterSAllPhase&gt;=17k&lt;65 | False | False |  |  |  |  | 14.6 | 12 | [6 empty] | 4.8 | 4.3 | 60000 | All Heating | 07/10/2023 |  | 11/13/2023
AAON, Inc. | AAON, Inc. | WH-060-3-H-ACAC-C0-10-100-A |  | Voluntarily Certified | HPWaterSAllPhase&gt;=17k&lt;65 | False | False |  |  |  |  | 14.6 | 12 | [6 empty] | 4.8 | 4.3 | 60000 | All Heating | 07/10/2023 |  | 11/13/2023
AAON, Inc. | AAON, Inc. | WH-060-2-H-ACAC-C0-10-200-A |  | Voluntarily Certified | HPWaterSAllPhase&gt;=17k&lt;65 | False | False |  |  |  |  | 15.1 | 12 | [6 empty] | 4.8 | 4.3 | 61000 | All Heating | 07/10/2023 |  | 11/13/2023
AAON, Inc. | AAON, Inc. | WH-060-3-H-ACAC-C0-10-200-A |  | Voluntarily Certified | HPWaterSAllPhase&gt;=17k&lt;65 | False | False |  |  |  |  | 15.1 | 12 | [6 empty] | 4.8 | 4.3 | 61000 | All Heating | 07/10/2023 |  | 11/13/2023
AAON, Inc. | AAON, Inc. | WH-024-A-H-DCAC-C0-10-200-A |  | Voluntarily Certified | HPWaterSAllPhase&gt;=17k&lt;65 | False | False |  |  |  |  | 15.1 | 12 | [6 empty] | 4.3 | 4.3 | 23500 | All Heating | 07/10/2023 |  | 11/13/2023
AAON, Inc. | AAON, Inc. | WH-024-3-H-DCAC-C0-10-200-A |  | Voluntarily Certified | HPWaterSAllPhase&gt;=17k&lt;65 | False | False |  |  |  |  | 15.1 | 12 | [6 empty] | 4.3 | 4.3 | 23500 | All Heating | 07/10/2023 |  | 11/13/2023
AAON, Inc. | AAON, Inc. | WH-036-A-H-DCAC-C0-10-200-A |  | Voluntarily Certified | HPWaterSAllPhase&gt;=17k&lt;65 | False | False |  |  |  |  | 15.2 | 12 | [6 empty] | 4.7 | 4.3 | 35100 | All Heating | 07/10/2023 |  | 11/13/2023
AAON, Inc. | AAON, Inc. | WH-036-3-H-DCAC-C0-10-200-A |  | Voluntarily Certified | HPWaterSAllPhase&gt;=17k&lt;65 | False | False |  |  |  |  | 15.2 | 12 | [6 empty] | 4.7 | 4.3 | 35100 | All Heating | 07/10/2023 |  | 11/13/2023
AAON, Inc. | AAON, Inc. | WH-042-A-H-DCAC-C0-10-200-A |  | Voluntarily Certified | HPWaterSAllPhase&gt;=17k&lt;65 | False | False |  |  |  |  | 14.9 | 12 | [6 empty] | 4.6 | 4.3 | 41400 | All Heating | 07/10/2023 |  | 11/13/2023
AAON, Inc. | AAON, Inc. | WH-042-3-H-DCAC-C0-10-200-A |  | Voluntarily Certified | HPWaterSAllPhase&gt;=17k&lt;65 | False | False |  |  |  |  | 14.9 | 12 | [6 empty] | 4.6 | 4.3 | 41400 | All Heating | 07/10/2023 |  | 11/13/2023
AAON, Inc. | AAON, Inc. | WH-048-A-H-DCAC-C0-10-200-A |  | Voluntarily Certified | HPWaterSAllPhase&gt;=17k&lt;65 | False | False |  |  |  |  | 15.9 | 12 | [6 empty] | 4.9 | 4.3 | 47800 | All Heating | 07/10/2023 |  | 11/13/2023
AAON, Inc. | AAON, Inc. | WH-048-3-H-DCAC-C0-10-200-A |  | Voluntarily Certified | HPWaterSAllPhase&gt;=17k&lt;65 | False | False |  |  |  |  | 15.9 | 12 | [6 empty] | 4.9 | 4.3 | 47800 | All Heating | 07/10/2023 |  | 11/13/2023
AAON, Inc. | AAON, Inc. | WH-060-A-H-DCAC-C0-10-200-A |  | Voluntarily Certified | HPWaterSAllPhase&gt;=17k&lt;65 | False | False |  |  |  |  | 16.2 | 12 | [6 empty] | 5.3 | 4.3 | 59400 | All Heating | 07/10/2023 |  | 11/13/2023
AAON, Inc. | AAON, Inc. | WH-060-3-H-DCAC-C0-10-200-A |  | Voluntarily Certified | HPWaterSAllPhase&gt;=17k&lt;65 | False | False |  |  |  |  | 16.2 | 12 | [6 empty] | 5.3 | 4.3 | 59400 | All Heating | 07/10/2023 |  | 11/13/2023
AAON, Inc. | AAON, Inc. | WV-009-B-H-ACAC-C0-10-200-A |  | Voluntarily Certified | HPWaterSAllPhase&lt;17kAllHeat | False | False |  |  |  |  | 15.4 | 11.2 | [6 empty] | 5.4 | 4.3 | 9100 | All Heating | 07/10/2023 |  | 11/13/2023
AAON, Inc. | AAON, Inc. | WV-009-1-H-ACAC-C0-10-200-A |  | Voluntarily Certified | HPWaterSAllPhase&lt;17kAllHeat | False | False |  |  |  |  | 15.4 | 11.2 | [6 empty] | 5.4 | 4.3 | 9100 | All Heating | 07/10/2023 |  | 11/13/2023
AAON, Inc. | AAON, Inc. | WV-009-A-H-ACAC-C0-10-200-A |  | Voluntarily Certified | HPWaterSAllPhase&lt;17kAllHeat | False | False |  |  |  |  | 15.4 | 11.2 | [6 empty] | 5.4 | 4.3 | 9100 | All Heating | 07/10/2023 |  | 11/13/2023
AAON, Inc. | AAON, Inc. | WV-012-B-H-ACAC-C0-10-200-A |  | Voluntarily Certified | HPWaterSAllPhase&lt;17kAllHeat | False | False |  |  |  |  | 15.2 | 11.2 | [6 empty] | 5.1 | 4.3 | 13100 | All Heating | 07/10/2023 |  | 11/13/2023
AAON, Inc. | AAON, Inc. | WV-012-1-H-ACAC-C0-10-200-A |  | Voluntarily Certified | HPWaterSAllPhase&lt;17kAllHeat | False | False |  |  |  |  | 15.2 | 11.2 | [6 empty] | 5.1 | 4.3 | 13100 | All Heating | 07/10/2023 |  | 11/13/2023
AAON, Inc. | AAON, Inc. | WV-012-A-H-ACAC-C0-10-200-A |  | Voluntarily Certified | HPWaterSAllPhase&lt;17kAllHeat | False | False |  |  |  |  | 15.2 | 11.2 | [6 empty] | 5.1 | 4.3 | 13100 | All Heating | 07/10/2023 |  | 11/13/2023
AAON, Inc. | AAON, Inc. | WV-015-1-H-ACAC-C0-10-100-A |  | Voluntarily Certified | HPWaterSAllPhase&lt;17kAllHeat | False | False |  |  |  |  | 15.1 | 11.2 | [6 empty] | 4.6 | 4.3 | 13700 | All Heating | 07/10/2023 |  | 11/13/2023
AAON, Inc. | AAON, Inc. | WV-015-A-H-ACAC-C0-10-100-A |  | Voluntarily Certified | HPWaterSAllPhase&lt;17kAllHeat | False | False |  |  |  |  | 15.1 | 11.2 | [6 empty] | 4.6 | 4.3 | 13700 | All Heating | 07/10/2023 |  | 11/13/2023
AAON, Inc. | AAON, Inc. | WV-015-1-H-ACAC-C0-10-200-A |  | Voluntarily Certified | HPWaterSAllPhase&lt;17kAllHeat | False | False |  |  |  |  | 16.2 | 11.2 | [6 empty] | 4.9 | 4.3 | 14000 | All Heating | 07/10/2023 |  | 11/13/2023
AAON, Inc. | AAON, Inc. | WV-015-A-H-ACAC-C0-10-200-A |  | Voluntarily Certified | HPWaterSAllPhase&lt;17kAllHeat | False | False |  |  |  |  | 16.2 | 11.2 | [6 empty] | 4.9 | 4.3 | 14000 | All Heating | 07/10/2023 |  | 11/13/2023
AAON, Inc. | AAON, Inc. | WV-016-1-H-ACAC-C0-10-100-A |  | Voluntarily Certified | HPWaterSAllPhase&lt;17kAllHeat | False | False |  |  |  |  | 16.2 | 11.2 | [6 empty] | 4.8 | 4.3 | 13700 | All Heating | 07/10/2023 |  | 11/13/2023
AAON, Inc. | AAON, Inc. | WV-016-A-H-ACAC-C0-10-100-A |  | Voluntarily Certified | HPWaterSAllPhase&lt;17kAllHeat | False | False |  |  |  |  | 16.2 | 11.2 | [6 empty] | 4.8 | 4.3 | 13700 | All Heating | 07/10/2023 |  | 11/13/2023
AAON, Inc. | AAON, Inc. | WV-016-1-H-ACAC-C0-10-200-A |  | Voluntarily Certified | HPWaterSAllPhase&lt;17kAllHeat | False | False |  |  |  |  | 17.5 | 11.2 | [6 empty] | 5.1 | 4.3 | 14000 | All Heating | 07/10/2023 |  | 11/13/2023
AAON, Inc. | AAON, Inc. | WV-016-A-H-ACAC-C0-10-200-A |  | Voluntarily Certified | HPWaterSAllPhase&lt;17kAllHeat | False | False |  |  |  |  | 17.5 | 11.2 | [6 empty] | 5.1 | 4.3 | 14000 | All Heating | 07/10/2023 |  | 11/13/2023
AAON, Inc. | AAON, Inc. | WV-018-1-H-ACAC-C0-10-100-A |  | Voluntarily Certified | HPWaterSAllPhase&gt;=17k&lt;65 | False | False |  |  |  |  | 14.5 | 12 | [6 empty] | 4.6 | 4.3 | 17700 | All Heating | 07/10/2023 |  | 11/13/2023
AAON, Inc. | AAON, Inc. | WV-018-A-H-ACAC-C0-10-100-A |  | Voluntarily Certified | HPWaterSAllPhase&gt;=17k&lt;65 | False | False |  |  |  |  | 14.5 | 12 | [6 empty] | 4.6 | 4.3 | 17700 | All Heating | 07/10/2023 |  | 11/13/2023
AAON, Inc. | AAON, Inc. | WV-018-1-H-ACAC-C0-10-200-A |  | Voluntarily Certified | HPWaterSAllPhase&gt;=17k&lt;65 | False | False |  |  |  |  | 15.5 | 12 | [6 empty] | 4.9 | 4.3 | 18000 | All Heating | 07/10/2023 |  | 11/13/2023
AAON, Inc. | AAON, Inc. | WV-018-A-H-ACAC-C0-10-200-A |  | Voluntarily Certified | HPWaterSAllPhase&gt;=17k&lt;65 | False | False |  |  |  |  | 15.5 | 12 | [6 empty] | 4.9 | 4.3 | 18000 | All Heating | 07/10/2023 |  | 11/13/2023
AAON, Inc. | AAON, Inc. | WV-019-1-H-ACAC-C0-10-100-A |  | Voluntarily Certified | HPWaterSAllPhase&gt;=17k&lt;65 | False | False |  |  |  |  | 15.6 | 12 | [6 empty] | 4.8 | 4.3 | 18100 | All Heating | 07/10/2023 |  | 11/13/2023
AAON, Inc. | AAON, Inc. | WV-019-A-H-ACAC-C0-10-100-A |  | Voluntarily Certified | HPWaterSAllPhase&gt;=17k&lt;65 | False | False |  |  |  |  | 15.6 | 12 | [6 empty] | 4.8 | 4.3 | 18100 | All Heating | 07/10/2023 |  | 11/13/2023
AAON, Inc. | AAON, Inc. | WV-019-1-H-ACAC-C0-10-200-A |  | Voluntarily Certified | HPWaterSAllPhase&gt;=17k&lt;65 | False | False |  |  |  |  | 16.8 | 12 | [6 empty] | 5.1 | 4.3 | 18400 | All Heating | 07/10/2023 |  | 11/13/2023
AAON, Inc. | AAON, Inc. | WV-019-A-H-ACAC-C0-10-200-A |  | Voluntarily Certified | HPWaterSAllPhase&gt;=17k&lt;65 | False | False |  |  |  |  | 16.8 | 12 | [6 empty] | 5.1 | 4.3 | 18400 | All Heating | 07/10/2023 |  | 11/13/2023
AAON, Inc. | AAON, Inc. | WV-024-1-H-ACAC-C0-10-100-A |  | Voluntarily Certified | HPWaterSAllPhase&gt;=17k&lt;65 | False | False |  |  |  |  | 14.6 | 12 | [6 empty] | 4.3 | 4.3 | 22600 | All Heating | 07/10/2023 |  | 11/13/2023
AAON, Inc. | AAON, Inc. | WV-024-A-H-ACAC-C0-10-100-A |  | Voluntarily Certified | HPWaterSAllPhase&gt;=17k&lt;65 | False | False |  |  |  |  | 14.6 | 12 | [6 empty] | 4.3 | 4.3 | 22600 | All Heating | 07/10/2023 |  | 11/13/2023
AAON, Inc. | AAON, Inc. | WV-024-1-H-ACAC-C0-10-200-A |  | Voluntarily Certified | HPWaterSAllPhase&gt;=17k&lt;65 | False | False |  |  |  |  | 15.3 | 12 | [6 empty] | 4.6 | 4.3 | 22900 | All Heating | 07/10/2023 |  | 11/13/2023
AAON, Inc. | AAON, Inc. | WV-024-A-H-ACAC-C0-10-200-A |  | Voluntarily Certified | HPWaterSAllPhase&gt;=17k&lt;65 | False | False |  |  |  |  | 15.3 | 12 | [6 empty] | 4.6 | 4.3 | 22900 | All Heating | 07/10/2023 |  | 11/13/2023
AAON, Inc. | AAON, Inc. | WV-024-2-H-ACAC-C0-10-100-A |  | Voluntarily Certified | HPWaterSAllPhase&gt;=17k&lt;65 | False | False |  |  |  |  | 14.6 | 12 | [6 empty] | 4.3 | 4.3 | 22600 | All Heating | 07/10/2023 |  | 11/13/2023
AAON, Inc. | AAON, Inc. | WV-024-3-H-ACAC-C0-10-100-A |  | Voluntarily Certified | HPWaterSAllPhase&gt;=17k&lt;65 | False | False |  |  |  |  | 14.6 | 12 | [6 empty] | 4.3 | 4.3 | 22600 | All Heating | 07/10/2023 |  | 11/13/2023
AAON, Inc. | AAON, Inc. | WV-024-2-H-ACAC-C0-10-200-A |  | Voluntarily Certified | HPWaterSAllPhase&gt;=17k&lt;65 | False | False |  |  |  |  | 15.3 | 12 | [6 empty] | 4.6 | 4.3 | 22900 | All Heating | 07/10/2023 |  | 11/13/2023
AAON, Inc. | AAON, Inc. | WV-024-3-H-ACAC-C0-10-200-A |  | Voluntarily Certified | HPWaterSAllPhase&gt;=17k&lt;65 | False | False |  |  |  |  | 15.3 | 12 | [6 empty] | 4.6 | 4.3 | 22900 | All Heating | 07/10/2023 |  | 11/13/2023
AAON, Inc. | AAON, Inc. | WV-030-1-H-ACAC-C0-10-100-A |  | Voluntarily Certified | HPWaterSAllPhase&gt;=17k&lt;65 | False | False |  |  |  |  | 14.6 | 12 | [6 empty] | 4.7 | 4.3 | 27400 | All Heating | 07/10/2023 |  | 11/13/2023
AAON, Inc. | AAON, Inc. | WV-030-A-H-ACAC-C0-10-100-A |  | Voluntarily Certified | HPWaterSAllPhase&gt;=17k&lt;65 | False | False |  |  |  |  | 14.6 | 12 | [6 empty] | 4.7 | 4.3 | 27400 | All Heating | 07/10/2023 |  | 11/13/2023
AAON, Inc. | AAON, Inc. | WV-030-1-H-ACAC-C0-10-200-A |  | Voluntarily Certified | HPWaterSAllPhase&gt;=17k&lt;65 | False | False |  |  |  |  | 15.1 | 12 | [6 empty] | 4.9 | 4.3 | 27800 | All Heating | 07/10/2023 |  | 11/13/2023
AAON, Inc. | AAON, Inc. | WV-030-A-H-ACAC-C0-10-200-A |  | Voluntarily Certified | HPWaterSAllPhase&gt;=17k&lt;65 | False | False |  |  |  |  | 15.1 | 12 | [6 empty] | 4.9 | 4.3 | 27800 | All Heating | 07/10/2023 |  | 11/13/2023
AAON, Inc. | AAON, Inc. | WV-030-2-H-ACAC-C0-10-100-A |  | Voluntarily Certified | HPWaterSAllPhase&gt;=17k&lt;65 | False | False |  |  |  |  | 14.6 | 12 | [6 empty] | 4.7 | 4.3 | 27400 | All Heating | 07/10/2023 |  | 11/13/2023
AAON, Inc. | AAON, Inc. | WV-030-3-H-ACAC-C0-10-100-A |  | Voluntarily Certified | HPWaterSAllPhase&gt;=17k&lt;65 | False | False |  |  |  |  | 14.6 | 12 | [6 empty] | 4.7 | 4.3 | 27400 | All Heating | 07/10/2023 |  | 11/13/2023
AAON, Inc. | AAON, Inc. | WV-030-2-H-ACAC-C0-10-200-A |  | Voluntarily Certified | HPWaterSAllPhase&gt;=17k&lt;65 | False | False |  |  |  |  | 15.1 | 12 | [6 empty] | 4.9 | 4.3 | 27800 | All Heating | 07/10/2023 |  | 11/13/2023
AAON, Inc. | AAON, Inc. | WV-030-3-H-ACAC-C0-10-200-A |  | Voluntarily Certified | HPWaterSAllPhase&gt;=17k&lt;65 | False | False |  |  |  |  | 15.1 | 12 | [6 empty] | 4.9 | 4.3 | 27800 | All Heating | 07/10/2023 |  | 11/13/2023
AAON, Inc. | AAON, Inc. | WV-036-1-H-ACAC-C0-10-100-A |  | Voluntarily Certified | HPWaterSAllPhase&gt;=17k&lt;65 | False | False |  |  |  |  | 15 | 12 | [6 empty] | 4.7 | 4.3 | 36800 | All Heating | 07/10/2023 |  | 11/13/2023
AAON, Inc. | AAON, Inc. | WV-036-A-H-ACAC-C0-10-100-A |  | Voluntarily Certified | HPWaterSAllPhase&gt;=17k&lt;65 | False | False |  |  |  |  | 15 | 12 | [6 empty] | 4.7 | 4.3 | 36800 | All Heating | 07/10/2023 |  | 11/13/2023
AAON, Inc. | AAON, Inc. | WV-036-1-H-ACAC-C0-10-200-A |  | Voluntarily Certified | HPWaterSAllPhase&gt;=17k&lt;65 | False | False |  |  |  |  | 15.5 | 12 | [6 empty] | 4.9 | 4.3 | 35700 | All Heating | 07/10/2023 |  | 11/13/2023
AAON, Inc. | AAON, Inc. | WV-036-A-H-ACAC-C0-10-200-A |  | Voluntarily Certified | HPWaterSAllPhase&gt;=17k&lt;65 | False | False |  |  |  |  | 15.5 | 12 | [6 empty] | 4.9 | 4.3 | 35700 | All Heating | 07/10/2023 |  | 11/13/2023
AAON, Inc. | AAON, Inc. | WV-036-2-H-ACAC-C0-10-100-A |  | Voluntarily Certified | HPWaterSAllPhase&gt;=17k&lt;65 | False | False |  |  |  |  | 15 | 12 | [6 empty] | 4.7 | 4.3 | 36800 | All Heating | 07/10/2023 |  | 11/13/2023
AAON, Inc. | AAON, Inc. | WV-036-3-H-ACAC-C0-10-100-A |  | Voluntarily Certified | HPWaterSAllPhase&gt;=17k&lt;65 | False | False |  |  |  |  | 15 | 12 | [6 empty] | 4.7 | 4.3 | 36800 | All Heating | 07/10/2023 |  | 11/13/2023
AAON, Inc. | AAON, Inc. | WV-036-2-H-ACAC-C0-10-200-A |  | Voluntarily Certified | HPWaterSAllPhase&gt;=17k&lt;65 | False | False |  |  |  |  | 15.5 | 12 | [6 empty] | 4.9 | 4.3 | 35700 | All Heating | 07/10/2023 |  | 11/13/2023
AAON, Inc. | AAON, Inc. | WV-036-3-H-ACAC-C0-10-200-A |  | Voluntarily Certified | HPWaterSAllPhase&gt;=17k&lt;65 | False | False |  |  |  |  | 15.5 | 12 | [6 empty] | 4.9 | 4.3 | 35700 | All Heating | 07/10/2023 |  | 11/13/2023
AAON, Inc. | AAON, Inc. | WV-042-1-H-ACAC-C0-10-100-A |  | Voluntarily Certified | HPWaterSAllPhase&gt;=17k&lt;65 | False | False |  |  |  |  | 14.8 | 12 | [6 empty] | 5 | 4.3 | 42000 | All Heating | 07/10/2023 |  | 11/13/2023
AAON, Inc. | AAON, Inc. | WV-042-A-H-ACAC-C0-10-100-A |  | Voluntarily Certified | HPWaterSAllPhase&gt;=17k&lt;65 | False | False |  |  |  |  | 14.8 | 12 | [6 empty] | 5 | 4.3 | 42000 | All Heating | 07/10/2023 |  | 11/13/2023
AAON, Inc. | AAON, Inc. | WV-042-1-H-ACAC-C0-10-200-A |  | Voluntarily Certified | HPWaterSAllPhase&gt;=17k&lt;65 | False | False |  |  |  |  | 15.3 | 12 | [6 empty] | 5.1 | 4.3 | 42000 | All Heating | 07/10/2023 |  | 11/13/2023
AAON, Inc. | AAON, Inc. | WV-042-A-H-ACAC-C0-10-200-A |  | Voluntarily Certified | HPWaterSAllPhase&gt;=17k&lt;65 | False | False |  |  |  |  | 15.3 | 12 | [6 empty] | 5.1 | 4.3 | 42000 | All Heating | 07/10/2023 |  | 11/13/2023
AAON, Inc. | AAON, Inc. | WV-042-2-H-ACAC-C0-10-100-A |  | Voluntarily Certified | HPWaterSAllPhase&gt;=17k&lt;65 | False | False |  |  |  |  | 14.8 | 12 | [6 empty] | 5 | 4.3 | 42000 | All Heating | 07/10/2023 |  | 11/13/2023
AAON, Inc. | AAON, Inc. | WV-042-3-H-ACAC-C0-10-100-A |  | Voluntarily Certified | HPWaterSAllPhase&gt;=17k&lt;65 | False | False |  |  |  |  | 14.8 | 12 | [6 empty] | 5 | 4.3 | 42000 | All Heating | 07/10/2023 |  | 11/13/2023
AAON, Inc. | AAON, Inc. | WV-042-2-H-ACAC-C0-10-200-A |  | Voluntarily Certified | HPWaterSAllPhase&gt;=17k&lt;65 | False | False |  |  |  |  | 15.3 | 12 | [6 empty] | 5.1 | 4.3 | 42000 | All Heating | 07/10/2023 |  | 11/13/2023
AAON, Inc. | AAON, Inc. | WV-042-3-H-ACAC-C0-10-200-A |  | Voluntarily Certified | HPWaterSAllPhase&gt;=17k&lt;65 | False | False |  |  |  |  | 15.3 | 12 | [6 empty] | 5.1 | 4.3 | 42000 | All Heating | 07/10/2023 |  | 11/13/2023
AAON, Inc. | AAON, Inc. | WV-048-1-H-ACAC-C0-10-100-A |  | Voluntarily Certified | HPWaterSAllPhase&gt;=17k&lt;65 | False | False |  |  |  |  | 13.6 | 12 | [6 empty] | 4.6 | 4.3 | 46100 | All Heating | 07/10/2023 |  | 11/13/2023
AAON, Inc. | AAON, Inc. | WV-048-A-H-ACAC-C0-10-100-A |  | Voluntarily Certified | HPWaterSAllPhase&gt;=17k&lt;65 | False | False |  |  |  |  | 13.6 | 12 | [6 empty] | 4.6 | 4.3 | 46100 | All Heating | 07/10/2023 |  | 11/13/2023
AAON, Inc. | AAON, Inc. | WV-048-1-H-ACAC-C0-10-200-A |  | Voluntarily Certified | HPWaterSAllPhase&gt;=17k&lt;65 | False | False |  |  |  |  | 16.4 | 12 | [6 empty] | 5.1 | 4.3 | 48500 | All Heating | 07/10/2023 |  | 11/13/2023
AAON, Inc. | AAON, Inc. | WV-048-A-H-ACAC-C0-10-200-A |  | Voluntarily Certified | HPWaterSAllPhase&gt;=17k&lt;65 | False | False |  |  |  |  | 16.4 | 12 | [6 empty] | 5.1 | 4.3 | 48500 | All Heating | 07/10/2023 |  | 11/13/2023
AAON, Inc. | AAON, Inc. | WV-048-2-H-ACAC-C0-10-100-A |  | Voluntarily Certified | HPWaterSAllPhase&gt;=17k&lt;65 | False | False |  |  |  |  | 13.6 | 12 | [6 empty] | 4.6 | 4.3 | 46100 | All Heating | 07/10/2023 |  | 11/13/2023
AAON, Inc. | AAON, Inc. | WV-048-3-H-ACAC-C0-10-100-A |  | Voluntarily Certified | HPWaterSAllPhase&gt;=17k&lt;65 | False | False |  |  |  |  | 13.6 | 12 | [6 empty] | 4.6 | 4.3 | 46100 | All Heating | 07/10/2023 |  | 11/13/2023
AAON, Inc. | AAON, Inc. | WV-048-2-H-ACAC-C0-10-200-A |  | Voluntarily Certified | HPWaterSAllPhase&gt;=17k&lt;65 | False | False |  |  |  |  | 16.4 | 12 | [6 empty] | 5.1 | 4.3 | 48500 | All Heating | 07/10/2023 |  | 11/13/2023
AAON, Inc. | AAON, Inc. | WV-048-3-H-ACAC-C0-10-200-A |  | Voluntarily Certified | HPWaterSAllPhase&gt;=17k&lt;65 | False | False |  |  |  |  | 16.4 | 12 | [6 empty] | 5.1 | 4.3 | 48500 | All Heating | 07/10/2023 |  | 11/13/2023
AAON, Inc. | AAON, Inc. | WV-060-1-H-ACAC-C0-10-100-A |  | Voluntarily Certified | HPWaterSAllPhase&gt;=17k&lt;65 | False | False |  |  |  |  | 13.9 | 12 | [6 empty] | 4.7 | 4.3 | 57500 | All Heating | 07/10/2023 |  | 11/13/2023
AAON, Inc. | AAON, Inc. | WV-060-A-H-ACAC-C0-10-100-A |  | Voluntarily Certified | HPWaterSAllPhase&gt;=17k&lt;65 | False | False |  |  |  |  | 13.9 | 12 | [6 empty] | 4.7 | 4.3 | 57500 | All Heating | 07/10/2023 |  | 11/13/2023
AAON, Inc. | AAON, Inc. | WV-060-1-H-ACAC-C0-10-200-A |  | Voluntarily Certified | HPWaterSAllPhase&gt;=17k&lt;65 | False | False |  |  |  |  | 15 | 12 | [6 empty] | 5 | 4.3 | 59000 | All Heating | 07/10/2023 |  | 11/13/2023
AAON, Inc. | AAON, Inc. | WV-060-A-H-ACAC-C0-10-200-A |  | Voluntarily Certified | HPWaterSAllPhase&gt;=17k&lt;65 | False | False |  |  |  |  | 15 | 12 | [6 empty] | 5 | 4.3 | 59000 | All Heating | 07/10/2023 |  | 11/13/2023
AAON, Inc. | AAON, Inc. | WV-060-2-H-ACAC-C0-10-100-A |  | Voluntarily Certified | HPWaterSAllPhase&gt;=17k&lt;65 | False | False |  |  |  |  | 13.9 | 12 | [6 empty] | 4.7 | 4.3 | 57500 | All Heating | 07/10/2023 |  | 11/13/2023
AAON, Inc. | AAON, Inc. | WV-060-3-H-ACAC-C0-10-100-A |  | Voluntarily Certified | HPWaterSAllPhase&gt;=17k&lt;65 | False | False |  |  |  |  | 13.9 | 12 | [6 empty] | 4.7 | 4.3 | 57500 | All Heating | 07/10/2023 |  | 11/13/2023
AAON, Inc. | AAON, Inc. | WV-060-2-H-ACAC-C0-10-200-A |  | Voluntarily Certified | HPWaterSAllPhase&gt;=17k&lt;65 | False | False |  |  |  |  | 15 | 12 | [6 empty] | 5 | 4.3 | 59000 | All Heating | 07/10/2023 |  | 11/13/2023
AAON, Inc. | AAON, Inc. | WV-060-3-H-ACAC-C0-10-200-A |  | Voluntarily Certified | HPWaterSAllPhase&gt;=17k&lt;65 | False | False |  |  |  |  | 15 | 12 | [6 empty] | 5 | 4.3 | 59000 | All Heating | 07/10/2023 |  | 11/13/2023
AAON, Inc. | AAON, Inc. | WV-024-A-H-DCAC-C0-10-200-A |  | Voluntarily Certified | HPWaterSAllPhase&gt;=17k&lt;65 | False | False |  |  |  |  | 16.1 | 12 | [6 empty] | 4.9 | 4.3 | 24300 | All Heating | 07/10/2023 |  | 11/13/2023
AAON, Inc. | AAON, Inc. | WV-024-3-H-DCAC-C0-10-200-A |  | Voluntarily Certified | HPWaterSAllPhase&gt;=17k&lt;65 | False | False |  |  |  |  | 16.1 | 12 | [6 empty] | 4.9 | 4.3 | 24300 | All Heating | 07/10/2023 |  | 11/13/2023
AAON, Inc. | AAON, Inc. | WV-030-A-H-DCAC-C0-10-200-A |  | Voluntarily Certified | HPWaterSAllPhase&gt;=17k&lt;65 | False | False |  |  |  |  | 15.1 | 12 | [6 empty] | 4.6 | 4.3 | 30100 | All Heating | 07/10/2023 |  | 11/13/2023
AAON, Inc. | AAON, Inc. | WV-030-3-H-DCAC-C0-10-200-A |  | Voluntarily Certified | HPWaterSAllPhase&gt;=17k&lt;65 | False | False |  |  |  |  | 15.1 | 12 | [6 empty] | 4.6 | 4.3 | 30100 | All Heating | 07/10/2023 |  | 11/13/2023
AAON, Inc. | AAON, Inc. | WV-036-A-H-DCAC-C0-10-200-A |  | Voluntarily Certified | HPWaterSAllPhase&gt;=17k&lt;65 | False | False |  |  |  |  | 16.1 | 12 | [6 empty] | 5.2 | 4.3 | 36900 | All Heating | 07/10/2023 |  | 11/13/2023
AAON, Inc. | AAON, Inc. | WV-036-3-H-DCAC-C0-10-200-A |  | Voluntarily Certified | HPWaterSAllPhase&gt;=17k&lt;65 | False | False |  |  |  |  | 16.1 | 12 | [6 empty] | 5.2 | 4.3 | 36900 | All Heating | 07/10/2023 |  | 11/13/2023
AAON, Inc. | AAON, Inc. | WV-042-A-H-DCAC-C0-10-200-A |  | Voluntarily Certified | HPWaterSAllPhase&gt;=17k&lt;65 | False | False |  |  |  |  | 15.4 | 12 | [6 empty] | 4.9 | 4.3 | 42100 | All Heating | 07/10/2023 |  | 11/13/2023
AAON, Inc. | AAON, Inc. | WV-042-3-H-DCAC-C0-10-200-A |  | Voluntarily Certified | HPWaterSAllPhase&gt;=17k&lt;65 | False | False |  |  |  |  | 15.4 | 12 | [6 empty] | 4.9 | 4.3 | 42100 | All Heating | 07/10/2023 |  | 11/13/2023
AAON, Inc. | AAON, Inc. | WV-048-A-H-DCAC-C0-10-200-A |  | Voluntarily Certified | HPWaterSAllPhase&gt;=17k&lt;65 | False | False |  |  |  |  | 15.4 | 12 | [6 empty] | 4.9 | 4.3 | 46900 | All Heating | 07/10/2023 |  | 11/13/2023
AAON, Inc. | AAON, Inc. | WV-048-3-H-DCAC-C0-10-200-A |  | Voluntarily Certified | HPWaterSAllPhase&gt;=17k&lt;65 | False | False |  |  |  |  | 15.4 | 12 | [6 empty] | 4.9 | 4.3 | 46900 | All Heating | 07/10/2023 |  | 11/13/2023
AAON, Inc. | AAON, Inc. | WV-060-A-H-DCAC-C0-10-200-A |  | Voluntarily Certified | HPWaterSAllPhase&gt;=17k&lt;65 | False | False |  |  |  |  | 15.5 | 12 | [6 empty] | 5 | 4.3 | 62300 | All Heating | 07/10/2023 |  | 11/13/2023
AAON, Inc. | AAON, Inc. | WV-060-3-H-DCAC-C0-10-200-A |  | Voluntarily Certified | HPWaterSAllPhase&gt;=17k&lt;65 | False | False |  |  |  |  | 15.5 | 12 | [6 empty] | 5 | 4.3 | 62300 | All Heating | 07/10/2023 |  | 11/13/2023
AAON, Inc. | AAON, Inc. | RQ-002-1-0-DCAY-S0-10-000-A |  | Voluntarily Certified | HPWaterSAllPhase&gt;=17k&lt;65 | False | False |  |  |  |  | 14 | 12 | [6 empty] | 5 | 4.3 | 23200 | All Heating | 07/10/2023 |  | 11/13/2023
AAON, Inc. | AAON, Inc. | RQ-002-2-0-DCAY-S0-10-000-A |  | Voluntarily Certified | HPWaterSAllPhase&gt;=17k&lt;65 | False | False |  |  |  |  | 14 | 12 | [6 empty] | 5 | 4.3 | 23200 | All Heating | 07/10/2023 |  | 11/13/2023
AAON, Inc. | AAON, Inc. | RQ-002-3-0-DCAY-S0-10-000-A |  | Voluntarily Certified | HPWaterSAllPhase&gt;=17k&lt;65 | False | False |  |  |  |  | 14 | 12 | [6 empty] | 5 | 4.3 | 23200 | All Heating | 07/10/2023 |  | 11/13/2023
AAON, Inc. | AAON, Inc. | RQ-003-1-0-BCAY-V0-10-000-A |  | Voluntarily Certified | HPWaterSAllPhase&gt;=17k&lt;65 | False | False |  |  |  |  | 14.2 | 12 | [6 empty] | 4.7 | 4.3 | 37600 | All Heating | 07/10/2023 |  | 11/13/2023
AAON, Inc. | AAON, Inc. | RQ-003-1-0-DCAY-S0-10-000-A |  | Voluntarily Certified | HPWaterSAllPhase&gt;=17k&lt;65 | False | False |  |  |  |  | 13.2 | 12 | [6 empty] | 5 | 4.3 | 32600 | All Heating | 07/10/2023 |  | 11/13/2023
AAON, Inc. | AAON, Inc. | RQ-003-2-0-BCAY-V0-10-000-A |  | Voluntarily Certified | HPWaterSAllPhase&gt;=17k&lt;65 | False | False |  |  |  |  | 14.2 | 12 | [6 empty] | 4.7 | 4.3 | 37600 | All Heating | 07/10/2023 |  | 11/13/2023
AAON, Inc. | AAON, Inc. | RQ-003-3-0-BCAY-V0-10-000-A |  | Voluntarily Certified | HPWaterSAllPhase&gt;=17k&lt;65 | False | False |  |  |  |  | 14.2 | 12 | [6 empty] | 4.7 | 4.3 | 37600 | All Heating | 07/10/2023 |  | 11/13/2023
AAON, Inc. | AAON, Inc. | RQ-003-4-0-BCAY-V0-10-000-A |  | Voluntarily Certified | HPWaterSAllPhase&gt;=17k&lt;65 | False | False |  |  |  |  | 14.2 | 12 | [6 empty] | 4.7 | 4.3 | 37600 | All Heating | 07/10/2023 |  | 11/13/2023
AAON, Inc. | AAON, Inc. | RQ-003-2-0-DCAY-S0-10-000-A |  | Voluntarily Certified | HPWaterSAllPhase&gt;=17k&lt;65 | False | False |  |  |  |  | 13.2 | 12 | [6 empty] | 5 | 4.3 | 32600 | All Heating | 07/10/2023 |  | 11/13/2023
AAON, Inc. | AAON, Inc. | RQ-003-3-0-DCAY-S0-10-000-A |  | Voluntarily Certified | HPWaterSAllPhase&gt;=17k&lt;65 | False | False |  |  |  |  | 13.2 | 12 | [6 empty] | 5 | 4.3 | 32600 | All Heating | 07/10/2023 |  | 11/13/2023
AAON, Inc. | AAON, Inc. | RQ-003-4-0-DCAY-S0-10-000-A |  | Voluntarily Certified | HPWaterSAllPhase&gt;=17k&lt;65 | False | False |  |  |  |  | 13.2 | 12 | [6 empty] | 5 | 4.3 | 32600 | All Heating | 07/10/2023 |  | 11/13/2023
AAON, Inc. | AAON, Inc. | RQ-004-1-0-BCAY-V0-10-000-A |  | Voluntarily Certified | HPWaterSAllPhase&gt;=17k&lt;65 | False | False |  |  |  |  | 14.7 | 12 | [6 empty] | 5.1 | 4.3 | 47100 | All Heating | 07/10/2023 |  | 11/13/2023
AAON, Inc. | AAON, Inc. | RQ-004-1-0-DCAY-S0-10-000-A |  | Voluntarily Certified | HPWaterSAllPhase&gt;=17k&lt;65 | False | False |  |  |  |  | 14.5 | 12 | [6 empty] | 5.2 | 4.3 | 46300 | All Heating | 07/10/2023 |  | 11/13/2023
AAON, Inc. | AAON, Inc. | RQ-004-2-0-BCAY-V0-10-000-A |  | Voluntarily Certified | HPWaterSAllPhase&gt;=17k&lt;65 | False | False |  |  |  |  | 14.7 | 12 | [6 empty] | 5.1 | 4.3 | 47100 | All Heating | 07/10/2023 |  | 11/13/2023
AAON, Inc. | AAON, Inc. | RQ-004-3-0-BCAY-V0-10-000-A |  | Voluntarily Certified | HPWaterSAllPhase&gt;=17k&lt;65 | False | False |  |  |  |  | 14.7 | 12 | [6 empty] | 5.1 | 4.3 | 47100 | All Heating | 07/10/2023 |  | 11/13/2023
AAON, Inc. | AAON, Inc. | RQ-004-4-0-BCAY-V0-10-000-A |  | Voluntarily Certified | HPWaterSAllPhase&gt;=17k&lt;65 | False | False |  |  |  |  | 14.7 | 12 | [6 empty] | 5.1 | 4.3 | 47100 | All Heating | 07/10/2023 |  | 11/13/2023
AAON, Inc. | AAON, Inc. | RQ-004-2-0-DCAY-S0-10-000-A |  | Voluntarily Certified | HPWaterSAllPhase&gt;=17k&lt;65 | False | False |  |  |  |  | 14.5 | 12 | [6 empty] | 5.2 | 4.3 | 46300 | All Heating | 07/10/2023 |  | 11/13/2023
AAON, Inc. | AAON, Inc. | RQ-004-3-0-DCAY-S0-10-000-A |  | Voluntarily Certified | HPWaterSAllPhase&gt;=17k&lt;65 | False | False |  |  |  |  | 14.5 | 12 | [6 empty] | 5.2 | 4.3 | 46300 | All Heating | 07/10/2023 |  | 11/13/2023
AAON, Inc. | AAON, Inc. | RQ-004-4-0-DCAY-S0-10-000-A |  | Voluntarily Certified | HPWaterSAllPhase&gt;=17k&lt;65 | False | False |  |  |  |  | 14.5 | 12 | [6 empty] | 5.2 | 4.3 | 46300 | All Heating | 07/10/2023 |  | 11/13/2023
AAON, Inc. | AAON, Inc. | RQ-005-1-0-BCAY-V0-10-000-A |  | Voluntarily Certified | HPWaterSAllPhase&gt;=17k&lt;65 | False | False |  |  |  |  | 13.5 | 12 | [6 empty] | 4.8 | 4.3 | 58000 | All Heating | 07/10/2023 |  | 11/13/2023
AAON, Inc. | AAON, Inc. | RQ-005-1-0-DCAY-S0-10-000-A |  | Voluntarily Certified | HPWaterSAllPhase&gt;=17k&lt;65 | False | False |  |  |  |  | 14.8 | 12 | [6 empty] | 5.2 | 4.3 | 54800 | All Heating | 07/10/2023 |  | 11/13/2023
AAON, Inc. | AAON, Inc. | RQ-005-2-0-BCAY-V0-10-000-A |  | Voluntarily Certified | HPWaterSAllPhase&gt;=17k&lt;65 | False | False |  |  |  |  | 13.5 | 12 | [6 empty] | 4.8 | 4.3 | 58000 | All Heating | 07/10/2023 |  | 11/13/2023
AAON, Inc. | AAON, Inc. | RQ-005-3-0-BCAY-V0-10-000-A |  | Voluntarily Certified | HPWaterSAllPhase&gt;=17k&lt;65 | False | False |  |  |  |  | 13.5 | 12 | [6 empty] | 4.8 | 4.3 | 58000 | All Heating | 07/10/2023 |  | 11/13/2023
AAON, Inc. | AAON, Inc. | RQ-005-4-0-BCAY-V0-10-000-A |  | Voluntarily Certified | HPWaterSAllPhase&gt;=17k&lt;65 | False | False |  |  |  |  | 13.5 | 12 | [6 empty] | 4.8 | 4.3 | 58000 | All Heating | 07/10/2023 |  | 11/13/2023
AAON, Inc. | AAON, Inc. | RQ-005-2-0-DCAY-S0-10-000-A |  | Voluntarily Certified | HPWaterSAllPhase&gt;=17k&lt;65 | False | False |  |  |  |  | 14.8 | 12 | [6 empty] | 5.2 | 4.3 | 54800 | All Heating | 07/10/2023 |  | 11/13/2023
AAON, Inc. | AAON, Inc. | RQ-005-3-0-DCAY-S0-10-000-A |  | Voluntarily Certified | HPWaterSAllPhase&gt;=17k&lt;65 | False | False |  |  |  |  | 14.8 | 12 | [6 empty] | 5.2 | 4.3 | 54800 | All Heating | 07/10/2023 |  | 11/13/2023
AAON, Inc. | AAON, Inc. | RQ-005-4-0-DCAY-S0-10-000-A |  | Voluntarily Certified | HPWaterSAllPhase&gt;=17k&lt;65 | False | False |  |  |  |  | 14.8 | 12 | [6 empty] | 5.2 | 4.3 | 54800 | All Heating | 07/10/2023 |  | 11/13/2023
AAON, Inc. | AAON, Inc. | RQ-006-2-0-BCAY-V0-10-000-A |  | Voluntarily Certified | HPWaterSAllPhase&gt;=65k&lt;13 | False | False |  |  |  |  | 13.2 | 12 | [6 empty] | 4.63 | 4.3 | 66800 | All Heating | 07/10/2023 |  | 11/13/2023
AAON, Inc. | AAON, Inc. | RQ-006-3-0-BCAY-V0-10-000-A |  | Voluntarily Certified | HPWaterSAllPhase&gt;=65k&lt;13 | False | False |  |  |  |  | 13.2 | 12 | [6 empty] | 4.63 | 4.3 | 66800 | All Heating | 07/10/2023 |  | 11/13/2023
AAON, Inc. | AAON, Inc. | RQ-006-4-0-BCAY-V0-10-000-A |  | Voluntarily Certified | HPWaterSAllPhase&gt;=65k&lt;13 | False | False |  |  |  |  | 13.2 | 12 | [6 empty] | 4.63 | 4.3 | 66800 | All Heating | 07/10/2023 |  | 11/13/2023
AAON, Inc. | AAON, Inc. | RQ-006-2-0-DCAY-S0-10-000-A |  | Voluntarily Certified | HPWaterSAllPhase&gt;=65k&lt;13 | False | False |  |  |  |  | 13.8 | 12 | [6 empty] | 4.82 | 4.3 | 66100 | All Heating | 07/10/2023 |  | 11/13/2023
AAON, Inc. | AAON, Inc. | RQ-006-3-0-DCAY-S0-10-000-A |  | Voluntarily Certified | HPWaterSAllPhase&gt;=65k&lt;13 | False | False |  |  |  |  | 13.8 | 12 | [6 empty] | 4.82 | 4.3 | 66100 | All Heating | 07/10/2023 |  | 11/13/2023
AAON, Inc. | AAON, Inc. | RQ-006-4-0-DCAY-S0-10-000-A |  | Voluntarily Certified | HPWaterSAllPhase&gt;=65k&lt;13 | False | False |  |  |  |  | 13.8 | 12 | [6 empty] | 4.82 | 4.3 | 66100 | All Heating | 07/10/2023 |  | 11/13/2023
AAON, Inc. | AAON, Inc. | RN-006-2-0-ACAY-C0-10-000-A |  | Voluntarily Certified | HPWaterSAllPhase&gt;=17k&lt;65 | False | False |  |  |  |  | 14.4 | 12 | [6 empty] | 5 | 4.3 | 59000 | All Heating | 07/10/2023 |  | 11/13/2023
AAON, Inc. | AAON, Inc. | RN-006-3-0-ACAY-C0-10-000-A |  | Voluntarily Certified | HPWaterSAllPhase&gt;=17k&lt;65 | False | False |  |  |  |  | 14.4 | 12 | [6 empty] | 5 | 4.3 | 59000 | All Heating | 07/10/2023 |  | 11/13/2023
AAON, Inc. | AAON, Inc. | RN-006-4-0-ACAY-C0-10-000-A |  | Voluntarily Certified | HPWaterSAllPhase&gt;=17k&lt;65 | False | False |  |  |  |  | 14.4 | 12 | [6 empty] | 5 | 4.3 | 59000 | All Heating | 07/10/2023 |  | 11/13/2023
AAON, Inc. | AAON, Inc. | RN-006-2-0-BCAY-V0-10-000-A |  | Voluntarily Certified | HPWaterSAllPhase&gt;=17k&lt;65 | False | False |  |  |  |  | 14.2 | 12 | [6 empty] | 5 | 4.3 | 56000 | All Heating | 07/10/2023 |  | 11/13/2023
AAON, Inc. | AAON, Inc. | RN-006-3-0-BCAY-V0-10-000-A |  | Voluntarily Certified | HPWaterSAllPhase&gt;=17k&lt;65 | False | False |  |  |  |  | 14.2 | 12 | [6 empty] | 5 | 4.3 | 56000 | All Heating | 07/10/2023 |  | 11/13/2023
AAON, Inc. | AAON, Inc. | RN-006-4-0-BCAY-V0-10-000-A |  | Voluntarily Certified | HPWaterSAllPhase&gt;=17k&lt;65 | False | False |  |  |  |  | 14.2 | 12 | [6 empty] | 5 | 4.3 | 56000 | All Heating | 07/10/2023 |  | 11/13/2023
AAON, Inc. | AAON, Inc. | RN-007-2-0-ACAY-C0-10-000-A |  | Voluntarily Certified | HPWaterSAllPhase&gt;=65k&lt;13 | False | False |  |  |  |  | 14.7 | 12 | [6 empty] | 5.3 | 4.3 | 75200 | All Heating | 07/10/2023 |  | 11/13/2023
AAON, Inc. | AAON, Inc. | M2-011-3-H-ACBC-C0-10-000-A |  | Voluntarily Certified | HPWaterSAllPhase&gt;=65k&lt;13 | False | False |  |  |  |  | 14.7 | 12 | [6 empty] | 4.7 | 4.3 | 123200 | All Heating | 07/10/2023 |  | 11/13/2023
AAON, Inc. | AAON, Inc. | M2-011-3-H-BCAC-V0-10-000-A |  | Voluntarily Certified | HPWaterSAllPhase&gt;=65k&lt;13 | False | False |  |  |  |  | 13.9 | 12 | [6 empty] | 4.4 | 4.3 | 116200 | All Heating | 07/10/2023 |  | 11/13/2023
AAON, Inc. | AAON, Inc. | M2-011-4-H-ACAC-C0-10-000-A |  | Voluntarily Certified | HPWaterSAllPhase&gt;=65k&lt;13 | False | False |  |  |  |  | 14.1 | 12 | [6 empty] | 4.4 | 4.3 | 116300 | All Heating | 07/10/2023 |  | 11/13/2023
AAON, Inc. | AAON, Inc. | M2-011-4-H-ACBC-C0-10-000-A |  | Voluntarily Certified | HPWaterSAllPhase&gt;=65k&lt;13 | False | False |  |  |  |  | 14.7 | 12 | [6 empty] | 4.7 | 4.3 | 123200 | All Heating | 07/10/2023 |  | 11/13/2023
AAON, Inc. | AAON, Inc. | M2-011-4-H-BCAC-V0-10-000-A |  | Voluntarily Certified | HPWaterSAllPhase&gt;=65k&lt;13 | False | False |  |  |  |  | 13.9 | 12 | [6 empty] | 4.4 | 4.3 | 116200 | All Heating | 07/10/2023 |  | 11/13/2023
AAON, Inc. | AAON, Inc. | M2-014-2-H-ACAC-C0-10-000-A |  | Voluntarily Certified | HPWaterSAllPhase&gt;=65k&lt;13 | False | False |  |  |  |  | 14.5 | 12 | [6 empty] | 4.6 | 4.3 | 119200 | All Heating | 07/10/2023 |  | 11/13/2023
AAON, Inc. | AAON, Inc. | M2-014-2-H-BCAC-V0-10-000-A |  | Voluntarily Certified | HPWaterSAllPhase&gt;=65k&lt;13 | False | False |  |  |  |  | 14.3 | 12 | [6 empty] | 4.6 | 4.3 | 119300 | All Heating | 07/10/2023 |  | 11/13/2023
AAON, Inc. | AAON, Inc. | M2-014-3-H-ACAC-C0-10-000-A |  | Voluntarily Certified | HPWaterSAllPhase&gt;=65k&lt;13 | False | False |  |  |  |  | 14.5 | 12 | [6 empty] | 4.6 | 4.3 | 119200 | All Heating | 07/10/2023 |  | 11/13/2023
AAON, Inc. | AAON, Inc. | M2-014-3-H-BCAC-V0-10-000-A |  | Voluntarily Certified | HPWaterSAllPhase&gt;=65k&lt;13 | False | False |  |  |  |  | 14.3 | 12 | [6 empty] | 4.6 | 4.3 | 119300 | All Heating | 07/10/2023 |  | 11/13/2023
AAON, Inc. | AAON, Inc. | M2-014-4-H-ACAC-C0-10-000-A |  | Voluntarily Certified | HPWaterSAllPhase&gt;=65k&lt;13 | False | False |  |  |  |  | 14.5 | 12 | [6 empty] | 4.6 | 4.3 | 119200 | All Heating | 07/10/2023 |  | 11/13/2023
AAON, Inc. | AAON, Inc. | M2-014-4-H-BCAC-V0-10-000-A |  | Voluntarily Certified | HPWaterSAllPhase&gt;=65k&lt;13 | False | False |  |  |  |  | 14.3 | 12 | [6 empty] | 4.6 | 4.3 | 119300 | All Heating | 07/10/2023 |  | 11/13/2023
AAON, Inc. | AAON, Inc. | M2-011-2-H-BCBC-V0-10-000-A |  | Voluntarily Certified | HPWaterSAllPhase&gt;=65k&lt;13 | False | False |  |  |  |  | 14.5 | 12 | [6 empty] | 4.6 | 4.3 | 123400 | All Heating | 07/10/2023 |  | 11/13/2023
AAON, Inc. | AAON, Inc. | M2-011-3-H-BCBC-V0-10-000-A |  | Voluntarily Certified | HPWaterSAllPhase&gt;=65k&lt;13 | False | False |  |  |  |  | 14.5 | 12 | [6 empty] | 4.6 | 4.3 | 123400 | All Heating | 07/10/2023 |  | 11/13/2023
AAON, Inc. | AAON, Inc. | M2-011-4-H-BCBC-V0-10-000-A |  | Voluntarily Certified | HPWaterSAllPhase&gt;=65k&lt;13 | False | False |  |  |  |  | 14.5 | 12 | [6 empty] | 4.6 | 4.3 | 123400 | All Heating | 07/10/2023 |  | 11/13/2023
AAON, Inc. | AAON, Inc. | M2-014-2-H-ACBC-C0-10-000-A |  | Voluntarily Certified | HPWaterSAllPhase&gt;=65k&lt;13 | False | False |  |  |  |  | 15.1 | 12 | [6 empty] | 4.8 | 4.3 | 125300 | All Heating | 07/10/2023 |  | 11/13/2023
AAON, Inc. | AAON, Inc. | M2-014-2-H-BCBC-V0-10-000-A |  | Voluntarily Certified | HPWaterSAllPhase&gt;=65k&lt;13 | False | False |  |  |  |  | 14.9 | 12 | [6 empty] | 4.7 | 4.3 | 125500 | All Heating | 07/10/2023 |  | 11/13/2023
AAON, Inc. | AAON, Inc. | M2-014-3-H-ACBC-C0-10-000-A |  | Voluntarily Certified | HPWaterSAllPhase&gt;=65k&lt;13 | False | False |  |  |  |  | 15.1 | 12 | [6 empty] | 4.8 | 4.3 | 125300 | All Heating | 07/10/2023 |  | 11/13/2023
AAON, Inc. | AAON, Inc. | M2-014-3-H-BCBC-V0-10-000-A |  | Voluntarily Certified | HPWaterSAllPhase&gt;=65k&lt;13 | False | False |  |  |  |  | 14.9 | 12 | [6 empty] | 4.7 | 4.3 | 125500 | All Heating | 07/10/2023 |  | 11/13/2023
AAON, Inc. | AAON, Inc. | M2-014-4-H-ACBC-C0-10-000-A |  | Voluntarily Certified | HPWaterSAllPhase&gt;=65k&lt;13 | False | False |  |  |  |  | 15.1 | 12 | [6 empty] | 4.8 | 4.3 | 125300 | All Heating | 07/10/2023 |  | 11/13/2023
AAON, Inc. | AAON, Inc. | M2-014-4-H-BCBC-V0-10-000-A |  | Voluntarily Certified | HPWaterSAllPhase&gt;=65k&lt;13 | False | False |  |  |  |  | 14.9 | 12 | [6 empty] | 4.7 | 4.3 | 125500 | All Heating | 07/10/2023 |  | 11/13/2023
AAON, Inc. | AAON, Inc. | WH-024-1-H-DCAC-C0-10-200-A |  | Voluntarily Certified | HPWaterSAllPhase&gt;=17k&lt;65 | False | False |  |  |  |  | 15.1 | 12 | [6 empty] | 4.3 | 4.3 | 23500 | All Heating | 07/10/2023 |  | 11/13/2023
AAON, Inc. | AAON, Inc. | WH-024-2-H-DCAC-C0-10-200-A |  | Voluntarily Certified | HPWaterSAllPhase&gt;=17k&lt;65 | False | False |  |  |  |  | 15.1 | 12 | [6 empty] | 4.3 | 4.3 | 23500 | All Heating | 07/10/2023 |  | 11/13/2023
AAON, Inc. | AAON, Inc. | WH-036-1-H-DCAC-C0-10-200-A |  | Voluntarily Certified | HPWaterSAllPhase&gt;=17k&lt;65 | False | False |  |  |  |  | 15.2 | 12 | [6 empty] | 4.7 | 4.3 | 35100 | All Heating | 07/10/2023 |  | 11/13/2023
AAON, Inc. | AAON, Inc. | WH-036-2-H-DCAC-C0-10-200-A |  | Voluntarily Certified | HPWaterSAllPhase&gt;=17k&lt;65 | False | False |  |  |  |  | 15.2 | 12 | [6 empty] | 4.7 | 4.3 | 35100 | All Heating | 07/10/2023 |  | 11/13/2023
AAON, Inc. | AAON, Inc. | WH-042-1-H-DCAC-C0-10-200-A |  | Voluntarily Certified | HPWaterSAllPhase&gt;=17k&lt;65 | False | False |  |  |  |  | 14.9 | 12 | [6 empty] | 4.6 | 4.3 | 41400 | All Heating | 07/10/2023 |  | 11/13/2023
AAON, Inc. | AAON, Inc. | WH-042-2-H-DCAC-C0-10-200-A |  | Voluntarily Certified | HPWaterSAllPhase&gt;=17k&lt;65 | False | False |  |  |  |  | 14.9 | 12 | [6 empty] | 4.6 | 4.3 | 41400 | All Heating | 07/10/2023 |  | 11/13/2023
AAON, Inc. | AAON, Inc. | WH-048-1-H-DCAC-C0-10-200-A |  | Voluntarily Certified | HPWaterSAllPhase&gt;=17k&lt;65 | False | False |  |  |  |  | 15.9 | 12 | [6 empty] | 4.9 | 4.3 | 47800 | All Heating | 07/10/2023 |  | 11/13/2023
AAON, Inc. | AAON, Inc. | WH-048-2-H-DCAC-C0-10-200-A |  | Voluntarily Certified | HPWaterSAllPhase&gt;=17k&lt;65 | False | False |  |  |  |  | 15.9 | 12 | [6 empty] | 4.9 | 4.3 | 47800 | All Heating | 07/10/2023 |  | 11/13/2023
AAON, Inc. | AAON, Inc. | WH-060-1-H-DCAC-C0-10-200-A |  | Voluntarily Certified | HPWaterSAllPhase&gt;=17k&lt;65 | False | False |  |  |  |  | 16.2 | 12 | [6 empty] | 5.3 | 4.3 | 59400 | All Heating | 07/10/2023 |  | 11/13/2023
AAON, Inc. | AAON, Inc. | WH-060-2-H-DCAC-C0-10-200-A |  | Voluntarily Certified | HPWaterSAllPhase&gt;=17k&lt;65 | False | False |  |  |  |  | 16.2 | 12 | [6 empty] | 5.3 | 4.3 | 59400 | All Heating | 07/10/2023 |  | 11/13/2023
AAON, Inc. | AAON, Inc. | WV-024-1-H-DCAC-C0-10-200-A |  | Voluntarily Certified | HPWaterSAllPhase&gt;=17k&lt;65 | False | False |  |  |  |  | 16.1 | 12 | [6 empty] | 4.9 | 4.3 | 24300 | All Heating | 07/10/2023 |  | 11/13/2023
AAON, Inc. | AAON, Inc. | WV-024-2-H-DCAC-C0-10-200-A |  | Voluntarily Certified | HPWaterSAllPhase&gt;=17k&lt;65 | False | False |  |  |  |  | 16.1 | 12 | [6 empty] | 4.9 | 4.3 | 24300 | All Heating | 07/10/2023 |  | 11/13/2023
AAON, Inc. | AAON, Inc. | WV-030-1-H-DCAC-C0-10-200-A |  | Voluntarily Certified | HPWaterSAllPhase&gt;=17k&lt;65 | False | False |  |  |  |  | 15.1 | 12 | [6 empty] | 4.6 | 4.3 | 30100 | All Heating | 07/10/2023 |  | 11/13/2023
AAON, Inc. | AAON, Inc. | WV-030-2-H-DCAC-C0-10-200-A |  | Voluntarily Certified | HPWaterSAllPhase&gt;=17k&lt;65 | False | False |  |  |  |  | 15.1 | 12 | [6 empty] | 4.6 | 4.3 | 30100 | All Heating | 07/10/2023 |  | 11/13/2023
AAON, Inc. | AAON, Inc. | WV-036-1-H-DCAC-C0-10-200-A |  | Voluntarily Certified | HPWaterSAllPhase&gt;=17k&lt;65 | False | False |  |  |  |  | 16.1 | 12 | [6 empty] | 5.2 | 4.3 | 36900 | All Heating | 07/10/2023 |  | 11/13/2023
AAON, Inc. | AAON, Inc. | WV-036-2-H-DCAC-C0-10-200-A |  | Voluntarily Certified | HPWaterSAllPhase&gt;=17k&lt;65 | False | False |  |  |  |  | 16.1 | 12 | [6 empty] | 5.2 | 4.3 | 36900 | All Heating | 07/10/2023 |  | 11/13/2023
AAON, Inc. | AAON, Inc. | WV-042-1-H-DCAC-C0-10-200-A |  | Voluntarily Certified | HPWaterSAllPhase&gt;=17k&lt;65 | False | False |  |  |  |  | 15.4 | 12 | [6 empty] | 4.9 | 4.3 | 42100 | All Heating | 07/10/2023 |  | 11/13/2023
AAON, Inc. | AAON, Inc. | WV-042-2-H-DCAC-C0-10-200-A |  | Voluntarily Certified | HPWaterSAllPhase&gt;=17k&lt;65 | False | False |  |  |  |  | 15.4 | 12 | [6 empty] | 4.9 | 4.3 | 42100 | All Heating | 07/10/2023 |  | 11/13/2023
AAON, Inc. | AAON, Inc. | WV-048-1-H-DCAC-C0-10-200-A |  | Voluntarily Certified | HPWaterSAllPhase&gt;=17k&lt;65 | False | False |  |  |  |  | 15.4 | 12 | [6 empty] | 4.9 | 4.3 | 46900 | All Heating | 07/10/2023 |  | 11/13/2023
AAON, Inc. | AAON, Inc. | WV-048-2-H-DCAC-C0-10-200-A |  | Voluntarily Certified | HPWaterSAllPhase&gt;=17k&lt;65 | False | False |  |  |  |  | 15.4 | 12 | [6 empty] | 4.9 | 4.3 | 46900 | All Heating | 07/10/2023 |  | 11/13/2023
AAON, Inc. | AAON, Inc. | WV-060-1-H-DCAC-C0-10-200-A |  | Voluntarily Certified | HPWaterSAllPhase&gt;=17k&lt;65 | False | False |  |  |  |  | 15.5 | 12 | [6 empty] | 5 | 4.3 | 62300 | All Heating | 07/10/2023 |  | 11/13/2023
AAON, Inc. | AAON, Inc. | WV-060-2-H-DCAC-C0-10-200-A |  | Voluntarily Certified | HPWaterSAllPhase&gt;=17k&lt;65 | False | False |  |  |  |  | 15.5 | 12 | [6 empty] | 5 | 4.3 | 62300 | All Heating | 07/10/2023 |  | 11/13/2023
AAON, Inc. | AAON, Inc. | RN-008-2-0-ACAY-C0-10-000-A |  | Voluntarily Certified | HPWaterSAllPhase&gt;=65k&lt;13 | False | False |  |  |  |  | 13 | 12 | [6 empty] | 4.7 | 4.3 | 86700 | All Heating | 07/10/2023 |  | 11/13/2023
AAON, Inc. | AAON, Inc. | RN-008-3-0-ACAY-C0-10-000-A |  | Voluntarily Certified | HPWaterSAllPhase&gt;=65k&lt;13 | False | False |  |  |  |  | 13 | 12 | [6 empty] | 4.7 | 4.3 | 86700 | All Heating | 07/10/2023 |  | 11/13/2023
AAON, Inc. | AAON, Inc. | RN-008-4-0-ACAY-C0-10-000-A |  | Voluntarily Certified | HPWaterSAllPhase&gt;=65k&lt;13 | False | False |  |  |  |  | 13 | 12 | [6 empty] | 4.7 | 4.3 | 86700 | All Heating | 07/10/2023 |  | 11/13/2023
AAON, Inc. | AAON, Inc. | RN-008-2-0-BCAY-V0-10-000-A |  | Voluntarily Certified | HPWaterSAllPhase&gt;=65k&lt;13 | False | False |  |  |  |  | 13 | 12 | [6 empty] | 4.7 | 4.3 | 82700 | All Heating | 07/10/2023 |  | 11/13/2023
AAON, Inc. | AAON, Inc. | RN-008-3-0-BCAY-V0-10-000-A |  | Voluntarily Certified | HPWaterSAllPhase&gt;=65k&lt;13 | False | False |  |  |  |  | 13 | 12 | [6 empty] | 4.7 | 4.3 | 82700 | All Heating | 07/10/2023 |  | 11/13/2023
AAON, Inc. | AAON, Inc. | RN-008-4-0-BCAY-V0-10-000-A |  | Voluntarily Certified | HPWaterSAllPhase&gt;=65k&lt;13 | False | False |  |  |  |  | 13 | 12 | [6 empty] | 4.7 | 4.3 | 82700 | All Heating | 07/10/2023 |  | 11/13/2023
AAON, Inc. | AAON, Inc. | RN-009-2-0-ACAY-C0-10-000-A |  | Voluntarily Certified | HPWaterSAllPhase&gt;=65k&lt;13 | False | False |  |  |  |  | 16.6 | 12 | [6 empty] | 6 | 4.3 | 100600 | All Heating | 07/10/2023 |  | 11/13/2023
AAON, Inc. | AAON, Inc. | RN-009-3-0-ACAY-C0-10-000-A |  | Voluntarily Certified | HPWaterSAllPhase&gt;=65k&lt;13 | False | False |  |  |  |  | 16.6 | 12 | [6 empty] | 6 | 4.3 | 100600 | All Heating | 07/10/2023 |  | 11/13/2023
AAON, Inc. | AAON, Inc. | RN-009-4-0-ACAY-C0-10-000-A |  | Voluntarily Certified | HPWaterSAllPhase&gt;=65k&lt;13 | False | False |  |  |  |  | 16.6 | 12 | [6 empty] | 6 | 4.3 | 100600 | All Heating | 07/10/2023 |  | 11/13/2023
AAON, Inc. | AAON, Inc. | RN-009-2-0-BCAY-V0-10-000-A |  | Voluntarily Certified | HPWaterSAllPhase&gt;=65k&lt;13 | False | False |  |  |  |  | 16.4 | 12 | [6 empty] | 6 | 4.3 | 96600 | All Heating | 07/10/2023 |  | 11/13/2023
AAON, Inc. | AAON, Inc. | RN-009-3-0-BCAY-V0-10-000-A |  | Voluntarily Certified | HPWaterSAllPhase&gt;=65k&lt;13 | False | False |  |  |  |  | 16.4 | 12 | [6 empty] | 6 | 4.3 | 96600 | All Heating | 07/10/2023 |  | 11/13/2023
AAON, Inc. | AAON, Inc. | RN-009-4-0-BCAY-V0-10-000-A |  | Voluntarily Certified | HPWaterSAllPhase&gt;=65k&lt;13 | False | False |  |  |  |  | 16.4 | 12 | [6 empty] | 6 | 4.3 | 96600 | All Heating | 07/10/2023 |  | 11/13/2023
AAON, Inc. | AAON, Inc. | RN-010-2-0-ACAY-C0-10-000-A |  | Voluntarily Certified | HPWaterSAllPhase&gt;=65k&lt;13 | False | False |  |  |  |  | 13.1 | 12 | [6 empty] | 5 | 4.3 | 109000 | All Heating | 07/10/2023 |  | 11/13/2023
AAON, Inc. | AAON, Inc. | RN-010-3-0-ACAY-C0-10-000-A |  | Voluntarily Certified | HPWaterSAllPhase&gt;=65k&lt;13 | False | False |  |  |  |  | 13.1 | 12 | [6 empty] | 5 | 4.3 | 109000 | All Heating | 07/10/2023 |  | 11/13/2023
AAON, Inc. | AAON, Inc. | RN-010-4-0-ACAY-C0-10-000-A |  | Voluntarily Certified | HPWaterSAllPhase&gt;=65k&lt;13 | False | False |  |  |  |  | 13.1 | 12 | [6 empty] | 5 | 4.3 | 109000 | All Heating | 07/10/2023 |  | 11/13/2023
AAON, Inc. | AAON, Inc. | RN-010-2-0-BCAY-V0-10-000-A |  | Voluntarily Certified | HPWaterSAllPhase&gt;=65k&lt;13 | False | False |  |  |  |  | 13 | 12 | [6 empty] | 5 | 4.3 | 105000 | All Heating | 07/10/2023 |  | 11/13/2023
AAON, Inc. | AAON, Inc. | RN-010-3-0-BCAY-V0-10-000-A |  | Voluntarily Certified | HPWaterSAllPhase&gt;=65k&lt;13 | False | False |  |  |  |  | 13 | 12 | [6 empty] | 5 | 4.3 | 105000 | All Heating | 07/10/2023 |  | 11/13/2023
AAON, Inc. | AAON, Inc. | RN-010-4-0-BCAY-V0-10-000-A |  | Voluntarily Certified | HPWaterSAllPhase&gt;=65k&lt;13 | False | False |  |  |  |  | 13 | 12 | [6 empty] | 5 | 4.3 | 105000 | All Heating | 07/10/2023 |  | 11/13/2023
AAON, Inc. | AAON, Inc. | RN-011-2-0-ACAY-C0-10-000-A |  | Voluntarily Certified | HPWaterSAllPhase&gt;=65k&lt;13 | False | False |  |  |  |  | 15.2 | 12 | [6 empty] | 5.3 | 4.3 | 120900 | All Heating | 07/10/2023 |  | 11/13/2023
AAON, Inc. | AAON, Inc. | RN-011-3-0-ACAY-C0-10-000-A |  | Voluntarily Certified | HPWaterSAllPhase&gt;=65k&lt;13 | False | False |  |  |  |  | 15.2 | 12 | [6 empty] | 5.3 | 4.3 | 120900 | All Heating | 07/10/2023 |  | 11/13/2023
AAON, Inc. | AAON, Inc. | RN-011-4-0-ACAY-C0-10-000-A |  | Voluntarily Certified | HPWaterSAllPhase&gt;=65k&lt;13 | False | False |  |  |  |  | 15.2 | 12 | [6 empty] | 5.3 | 4.3 | 120900 | All Heating | 07/10/2023 |  | 11/13/2023
AAON, Inc. | AAON, Inc. | RN-011-2-0-BCAY-V0-10-000-A |  | Voluntarily Certified | HPWaterSAllPhase&gt;=65k&lt;13 | False | False |  |  |  |  | 15 | 12 | [6 empty] | 5.3 | 4.3 | 116900 | All Heating | 07/10/2023 |  | 11/13/2023
AAON, Inc. | AAON, Inc. | RN-011-3-0-BCAY-V0-10-000-A |  | Voluntarily Certified | HPWaterSAllPhase&gt;=65k&lt;13 | False | False |  |  |  |  | 15 | 12 | [6 empty] | 5.3 | 4.3 | 116900 | All Heating | 07/10/2023 |  | 11/13/2023
AAON, Inc. | AAON, Inc. | RN-011-4-0-BCAY-V0-10-000-A |  | Voluntarily Certified | HPWaterSAllPhase&gt;=65k&lt;13 | False | False |  |  |  |  | 15 | 12 | [6 empty] | 5.3 | 4.3 | 116900 | All Heating | 07/10/2023 |  | 11/13/2023
AAON, Inc. | AAON, Inc. | SB-009-2-0-BCAC-V0-10-000-A |  | Voluntarily Certified | HPWaterSAllPhase&gt;=65k&lt;13 | False | False |  |  |  |  | 13.6 | 12 | [6 empty] | 4.3 | 4.3 | 98800 | All Heating | 07/10/2023 |  | 11/13/2023
AAON, Inc. | AAON, Inc. | SB-009-2-0-BCBC-V0-10-000-A |  | Voluntarily Certified | HPWaterSAllPhase&gt;=65k&lt;13 | False | False |  |  |  |  | 14.3 | 12 | [6 empty] | 4.4 | 4.3 | 102900 | All Heating | 07/10/2023 |  | 11/13/2023
AAON, Inc. | AAON, Inc. | SB-009-3-0-BCAC-V0-10-000-A |  | Voluntarily Certified | HPWaterSAllPhase&gt;=65k&lt;13 | False | False |  |  |  |  | 13.6 | 12 | [6 empty] | 4.3 | 4.3 | 98800 | All Heating | 07/10/2023 |  | 11/13/2023
AAON, Inc. | AAON, Inc. | SB-009-3-0-BCBC-V0-10-000-A |  | Voluntarily Certified | HPWaterSAllPhase&gt;=65k&lt;13 | False | False |  |  |  |  | 14.3 | 12 | [6 empty] | 4.4 | 4.3 | 102900 | All Heating | 07/10/2023 |  | 11/13/2023
AAON, Inc. | AAON, Inc. | SB-009-4-0-BCAC-V0-10-000-A |  | Voluntarily Certified | HPWaterSAllPhase&gt;=65k&lt;13 | False | False |  |  |  |  | 13.6 | 12 | [6 empty] | 4.3 | 4.3 | 98800 | All Heating | 07/10/2023 |  | 11/13/2023
AAON, Inc. | AAON, Inc. | SB-009-4-0-BCBC-V0-10-000-A |  | Voluntarily Certified | HPWaterSAllPhase&gt;=65k&lt;13 | False | False |  |  |  |  | 14.3 | 12 | [6 empty] | 4.4 | 4.3 | 102900 | All Heating | 07/10/2023 |  | 11/13/2023
AAON, Inc. | AAON, Inc. | SB-010-2-0-BCAC-V0-10-000-A |  | Voluntarily Certified | HPWaterSAllPhase&gt;=65k&lt;13 | False | False |  |  |  |  | 13.5 | 12 | [6 empty] | 4.3 | 4.3 | 111000 | All Heating | 07/10/2023 |  | 11/13/2023
AAON, Inc. | AAON, Inc. | SB-010-2-0-BCBC-V0-10-000-A |  | Voluntarily Certified | HPWaterSAllPhase&gt;=65k&lt;13 | False | False |  |  |  |  | 13.7 | 12 | [6 empty] | 4.4 | 4.3 | 116100 | All Heating | 07/10/2023 |  | 11/13/2023
AAON, Inc. | AAON, Inc. | SB-010-3-0-BCAC-V0-10-000-A |  | Voluntarily Certified | HPWaterSAllPhase&gt;=65k&lt;13 | False | False |  |  |  |  | 13.5 | 12 | [6 empty] | 4.3 | 4.3 | 111000 | All Heating | 07/10/2023 |  | 11/13/2023
AAON, Inc. | AAON, Inc. | SB-010-3-0-BCBC-V0-10-000-A |  | Voluntarily Certified | HPWaterSAllPhase&gt;=65k&lt;13 | False | False |  |  |  |  | 13.7 | 12 | [6 empty] | 4.4 | 4.3 | 116100 | All Heating | 07/10/2023 |  | 11/13/2023
AAON, Inc. | AAON, Inc. | SB-010-4-0-BCAC-V0-10-000-A |  | Voluntarily Certified | HPWaterSAllPhase&gt;=65k&lt;13 | False | False |  |  |  |  | 13.5 | 12 | [6 empty] | 4.3 | 4.3 | 111000 | All Heating | 07/10/2023 |  | 11/13/2023
AAON, Inc. | AAON, Inc. | SB-010-4-0-BCBC-V0-10-000-A |  | Voluntarily Certified | HPWaterSAllPhase&gt;=65k&lt;13 | False | False |  |  |  |  | 13.7 | 12 | [6 empty] | 4.4 | 4.3 | 116100 | All Heating | 07/10/2023 |  | 11/13/2023
AAON, Inc. | AAON, Inc. | M2-007-2-H-ACAC-C0-10-000-A |  | Voluntarily Certified | HPWaterSAllPhase&gt;=65k&lt;13 | False | False |  |  |  |  | 14.9 | 12 | [6 empty] | 4.3 | 4.3 | 77600 | All Heating | 07/10/2023 |  | 11/13/2023
AAON, Inc. | AAON, Inc. | M2-007-2-H-ACBC-C0-10-000-A |  | Voluntarily Certified | HPWaterSAllPhase&gt;=65k&lt;13 | False | False |  |  |  |  | 15.2 | 12 | [6 empty] | 4.4 | 4.3 | 80500 | All Heating | 07/10/2023 |  | 11/13/2023
AAON, Inc. | AAON, Inc. | M2-007-2-H-BCAC-V0-10-000-A |  | Voluntarily Certified | HPWaterSAllPhase&gt;=65k&lt;13 | False | False |  |  |  |  | 15.2 | 12 | [6 empty] | 4.6 | 4.3 | 72200 | All Heating | 07/10/2023 |  | 11/13/2023
AAON, Inc. | AAON, Inc. | M2-007-2-H-BCBC-V0-10-000-A |  | Voluntarily Certified | HPWaterSAllPhase&gt;=65k&lt;13 | False | False |  |  |  |  | 16 | 12 | [6 empty] | 4.7 | 4.3 | 76900 | All Heating | 07/10/2023 |  | 11/13/2023
AAON, Inc. | AAON, Inc. | M2-007-3-H-ACAC-C0-10-000-A |  | Voluntarily Certified | HPWaterSAllPhase&gt;=65k&lt;13 | False | False |  |  |  |  | 14.9 | 12 | [6 empty] | 4.3 | 4.3 | 77600 | All Heating | 07/10/2023 |  | 11/13/2023
AAON, Inc. | AAON, Inc. | M2-007-3-H-ACBC-C0-10-000-A |  | Voluntarily Certified | HPWaterSAllPhase&gt;=65k&lt;13 | False | False |  |  |  |  | 15.2 | 12 | [6 empty] | 4.4 | 4.3 | 80500 | All Heating | 07/10/2023 |  | 11/13/2023
AAON, Inc. | AAON, Inc. | M2-007-3-H-BCAC-V0-10-000-A |  | Voluntarily Certified | HPWaterSAllPhase&gt;=65k&lt;13 | False | False |  |  |  |  | 15.2 | 12 | [6 empty] | 4.6 | 4.3 | 72200 | All Heating | 07/10/2023 |  | 11/13/2023
AAON, Inc. | AAON, Inc. | M2-007-3-H-BCBC-V0-10-000-A |  | Voluntarily Certified | HPWaterSAllPhase&gt;=65k&lt;13 | False | False |  |  |  |  | 16 | 12 | [6 empty] | 4.7 | 4.3 | 76900 | All Heating | 07/10/2023 |  | 11/13/2023
AAON, Inc. | AAON, Inc. | M2-007-4-H-ACAC-C0-10-000-A |  | Voluntarily Certified | HPWaterSAllPhase&gt;=65k&lt;13 | False | False |  |  |  |  | 14.9 | 12 | [6 empty] | 4.3 | 4.3 | 77600 | All Heating | 07/10/2023 |  | 11/13/2023
AAON, Inc. | AAON, Inc. | M2-007-4-H-ACBC-C0-10-000-A |  | Voluntarily Certified | HPWaterSAllPhase&gt;=65k&lt;13 | False | False |  |  |  |  | 15.2 | 12 | [6 empty] | 4.4 | 4.3 | 80500 | All Heating | 07/10/2023 |  | 11/13/2023
AAON, Inc. | AAON, Inc. | M2-007-4-H-BCAC-V0-10-000-A |  | Voluntarily Certified | HPWaterSAllPhase&gt;=65k&lt;13 | False | False |  |  |  |  | 15.2 | 12 | [6 empty] | 4.6 | 4.3 | 72200 | All Heating | 07/10/2023 |  | 11/13/2023
AAON, Inc. | AAON, Inc. | M2-007-4-H-BCBC-V0-10-000-A |  | Voluntarily Certified | HPWaterSAllPhase&gt;=65k&lt;13 | False | False |  |  |  |  | 16 | 12 | [6 empty] | 4.7 | 4.3 | 76900 | All Heating | 07/10/2023 |  | 11/13/2023
AAON, Inc. | AAON, Inc. | M2-008-2-H-ACAC-C0-10-000-A |  | Voluntarily Certified | HPWaterSAllPhase&gt;=65k&lt;13 | False | False |  |  |  |  | 14.6 | 12 | [6 empty] | 4.3 | 4.3 | 90500 | All Heating | 07/10/2023 |  | 11/13/2023
AAON, Inc. | AAON, Inc. | M2-008-2-H-ACBC-C0-10-000-A |  | Voluntarily Certified | HPWaterSAllPhase&gt;=65k&lt;13 | False | False |  |  |  |  | 15.4 | 12 | [6 empty] | 4.4 | 4.3 | 96900 | All Heating | 07/10/2023 |  | 11/13/2023
AAON, Inc. | AAON, Inc. | M2-008-2-H-BCAC-V0-10-000-A |  | Voluntarily Certified | HPWaterSAllPhase&gt;=65k&lt;13 | False | False |  |  |  |  | 13.8 | 12 | [6 empty] | 4.3 | 4.3 | 90400 | All Heating | 07/10/2023 |  | 11/13/2023
AAON, Inc. | AAON, Inc. | M2-008-2-H-BCBC-V0-10-000-A |  | Voluntarily Certified | HPWaterSAllPhase&gt;=65k&lt;13 | False | False |  |  |  |  | 14.6 | 12 | [6 empty] | 4.3 | 4.3 | 96800 | All Heating | 07/10/2023 |  | 11/13/2023
AAON, Inc. | AAON, Inc. | M2-008-3-H-ACAC-C0-10-000-A |  | Voluntarily Certified | HPWaterSAllPhase&gt;=65k&lt;13 | False | False |  |  |  |  | 14.6 | 12 | [6 empty] | 4.3 | 4.3 | 90500 | All Heating | 07/10/2023 |  | 11/13/2023
AAON, Inc. | AAON, Inc. | M2-008-3-H-ACBC-C0-10-000-A |  | Voluntarily Certified | HPWaterSAllPhase&gt;=65k&lt;13 | False | False |  |  |  |  | 15.4 | 12 | [6 empty] | 4.4 | 4.3 | 96900 | All Heating | 07/10/2023 |  | 11/13/2023
AAON, Inc. | AAON, Inc. | M2-008-3-H-BCAC-V0-10-000-A |  | Voluntarily Certified | HPWaterSAllPhase&gt;=65k&lt;13 | False | False |  |  |  |  | 13.8 | 12 | [6 empty] | 4.3 | 4.3 | 90400 | All Heating | 07/10/2023 |  | 11/13/2023
AAON, Inc. | AAON, Inc. | M2-008-3-H-BCBC-V0-10-000-A |  | Voluntarily Certified | HPWaterSAllPhase&gt;=65k&lt;13 | False | False |  |  |  |  | 14.6 | 12 | [6 empty] | 4.3 | 4.3 | 96800 | All Heating | 07/10/2023 |  | 11/13/2023
AAON, Inc. | AAON, Inc. | M2-008-4-H-ACAC-C0-10-000-A |  | Voluntarily Certified | HPWaterSAllPhase&gt;=65k&lt;13 | False | False |  |  |  |  | 14.6 | 12 | [6 empty] | 4.3 | 4.3 | 90500 | All Heating | 07/10/2023 |  | 11/13/2023
AAON, Inc. | AAON, Inc. | M2-008-4-H-ACBC-C0-10-000-A |  | Voluntarily Certified | HPWaterSAllPhase&gt;=65k&lt;13 | False | False |  |  |  |  | 15.4 | 12 | [6 empty] | 4.4 | 4.3 | 96900 | All Heating | 07/10/2023 |  | 11/13/2023
AAON, Inc. | AAON, Inc. | M2-008-4-H-BCAC-V0-10-000-A |  | Voluntarily Certified | HPWaterSAllPhase&gt;=65k&lt;13 | False | False |  |  |  |  | 13.8 | 12 | [6 empty] | 4.3 | 4.3 | 90400 | All Heating | 07/10/2023 |  | 11/13/2023
AAON, Inc. | AAON, Inc. | M2-008-4-H-BCBC-V0-10-000-A |  | Voluntarily Certified | HPWaterSAllPhase&gt;=65k&lt;13 | False | False |  |  |  |  | 14.6 | 12 | [6 empty] | 4.3 | 4.3 | 96800 | All Heating | 07/10/2023 |  | 11/13/2023
AAON, Inc. | AAON, Inc. | M2-010-2-H-ACAC-C0-10-000-A |  | Voluntarily Certified | HPWaterSAllPhase&gt;=65k&lt;13 | False | False |  |  |  |  | 13.4 | 12 | [6 empty] | 4.3 | 4.3 | 106600 | All Heating | 07/10/2023 |  | 11/13/2023
AAON, Inc. | AAON, Inc. | M2-010-2-H-ACBC-C0-10-000-A |  | Voluntarily Certified | HPWaterSAllPhase&gt;=65k&lt;13 | False | False |  |  |  |  | 14.2 | 12 | [6 empty] | 4.4 | 4.3 | 115400 | All Heating | 07/10/2023 |  | 11/13/2023
AAON, Inc. | AAON, Inc. | M2-010-2-H-BCAC-V0-10-000-A |  | Voluntarily Certified | HPWaterSAllPhase&gt;=65k&lt;13 | False | False |  |  |  |  | 13.4 | 12 | [6 empty] | 4.3 | 4.3 | 106600 | All Heating | 07/10/2023 |  | 11/13/2023
AAON, Inc. | AAON, Inc. | M2-010-2-H-BCBC-V0-10-000-A |  | Voluntarily Certified | HPWaterSAllPhase&gt;=65k&lt;13 | False | False |  |  |  |  | 13.9 | 12 | [6 empty] | 4.4 | 4.3 | 113700 | All Heating | 07/10/2023 |  | 11/13/2023
AAON, Inc. | AAON, Inc. | M2-010-3-H-ACAC-C0-10-000-A |  | Voluntarily Certified | HPWaterSAllPhase&gt;=65k&lt;13 | False | False |  |  |  |  | 13.4 | 12 | [6 empty] | 4.3 | 4.3 | 106600 | All Heating | 07/10/2023 |  | 11/13/2023
AAON, Inc. | AAON, Inc. | M2-010-3-H-ACBC-C0-10-000-A |  | Voluntarily Certified | HPWaterSAllPhase&gt;=65k&lt;13 | False | False |  |  |  |  | 14.2 | 12 | [6 empty] | 4.4 | 4.3 | 115400 | All Heating | 07/10/2023 |  | 11/13/2023
AAON, Inc. | AAON, Inc. | M2-010-3-H-BCAC-V0-10-000-A |  | Voluntarily Certified | HPWaterSAllPhase&gt;=65k&lt;13 | False | False |  |  |  |  | 13.4 | 12 | [6 empty] | 4.3 | 4.3 | 106600 | All Heating | 07/10/2023 |  | 11/13/2023
AAON, Inc. | AAON, Inc. | M2-010-3-H-BCBC-V0-10-000-A |  | Voluntarily Certified | HPWaterSAllPhase&gt;=65k&lt;13 | False | False |  |  |  |  | 13.9 | 12 | [6 empty] | 4.4 | 4.3 | 113700 | All Heating | 07/10/2023 |  | 11/13/2023
AAON, Inc. | AAON, Inc. | M2-010-4-H-ACAC-C0-10-000-A |  | Voluntarily Certified | HPWaterSAllPhase&gt;=65k&lt;13 | False | False |  |  |  |  | 13.4 | 12 | [6 empty] | 4.3 | 4.3 | 106600 | All Heating | 07/10/2023 |  | 11/13/2023
AAON, Inc. | AAON, Inc. | M2-010-4-H-ACBC-C0-10-000-A |  | Voluntarily Certified | HPWaterSAllPhase&gt;=65k&lt;13 | False | False |  |  |  |  | 14.2 | 12 | [6 empty] | 4.4 | 4.3 | 115400 | All Heating | 07/10/2023 |  | 11/13/2023
AAON, Inc. | AAON, Inc. | M2-010-4-H-BCAC-V0-10-000-A |  | Voluntarily Certified | HPWaterSAllPhase&gt;=65k&lt;13 | False | False |  |  |  |  | 13.4 | 12 | [6 empty] | 4.3 | 4.3 | 106600 | All Heating | 07/10/2023 |  | 11/13/2023
AAON, Inc. | AAON, Inc. | M2-010-4-H-BCBC-V0-10-000-A |  | Voluntarily Certified | HPWaterSAllPhase&gt;=65k&lt;13 | False | False |  |  |  |  | 13.9 | 12 | [6 empty] | 4.4 | 4.3 | 113700 | All Heating | 07/10/2023 |  | 11/13/2023
AAON, Inc. | AAON, Inc. | M2-011-2-H-ACAC-C0-10-000-A |  | Voluntarily Certified | HPWaterSAllPhase&gt;=65k&lt;13 | False | False |  |  |  |  | 14.1 | 12 | [6 empty] | 4.4 | 4.3 | 116300 | All Heating | 07/10/2023 |  | 11/13/2023
AAON, Inc. | AAON, Inc. | M2-011-2-H-ACBC-C0-10-000-A |  | Voluntarily Certified | HPWaterSAllPhase&gt;=65k&lt;13 | False | False |  |  |  |  | 14.7 | 12 | [6 empty] | 4.7 | 4.3 | 123200 | All Heating | 07/10/2023 |  | 11/13/2023
AAON, Inc. | AAON, Inc. | M2-011-2-H-BCAC-V0-10-000-A |  | Voluntarily Certified | HPWaterSAllPhase&gt;=65k&lt;13 | False | False |  |  |  |  | 13.9 | 12 | [6 empty] | 4.4 | 4.3 | 116200 | All Heating | 07/10/2023 |  | 11/13/2023
AAON, Inc. | AAON, Inc. | M2-011-3-H-ACAC-C0-10-000-A |  | Voluntarily Certified | HPWaterSAllPhase&gt;=65k&lt;13 | False | False |  |  |  |  | 14.1 | 12 | [6 empty] | 4.4 | 4.3 | 116300 | All Heating | 07/10/2023 |  | 11/13/2023
AAON, Inc. | AAON, Inc. | WH-072-2-H-DCAC-C0-10-200-A |  | Voluntarily Certified | HPWaterSAllPhase&gt;=65k&lt;13 | False | False |  |  |  |  | 16 | 12 | [6 empty] | 4.7 | 4.3 | 79500 | All Heating | 07/10/2023 |  | 11/13/2023
AAON, Inc. | AAON, Inc. | WH-072-3-H-DCAC-C0-10-200-A |  | Voluntarily Certified | HPWaterSAllPhase&gt;=65k&lt;13 | False | False |  |  |  |  | 16 | 12 | [6 empty] | 4.7 | 4.3 | 79500 | All Heating | 07/10/2023 |  | 11/13/2023
AAON, Inc. | AAON, Inc. | WH-096-2-H-DCAC-C0-10-200-A |  | Voluntarily Certified | HPWaterSAllPhase&gt;=65k&lt;13 | False | False |  |  |  |  | 15 | 12 | [6 empty] | 4.5 | 4.3 | 97400 | All Heating | 07/10/2023 |  | 11/13/2023
AAON, Inc. | AAON, Inc. | WH-096-3-H-DCAC-C0-10-200-A |  | Voluntarily Certified | HPWaterSAllPhase&gt;=65k&lt;13 | False | False |  |  |  |  | 15 | 12 | [6 empty] | 4.5 | 4.3 | 97400 | All Heating | 07/10/2023 |  | 11/13/2023
AAON, Inc. | AAON, Inc. | WV-072-2-0-DCAC-C0-10-200-A |  | Voluntarily Certified | HPWaterSAllPhase&gt;=65k&lt;13 | False | False |  |  |  |  | 17 | 12 | [6 empty] | 5.4 | 4.3 | 81000 | All Heating | 07/10/2023 |  | 11/13/2023
AAON, Inc. | AAON, Inc. | WV-072-3-0-DCAC-C0-10-200-A |  | Voluntarily Certified | HPWaterSAllPhase&gt;=65k&lt;13 | False | False |  |  |  |  | 17 | 12 | [6 empty] | 5.4 | 4.3 | 81000 | All Heating | 07/10/2023 |  | 11/13/2023
AAON, Inc. | AAON, Inc. | WV-096-2-0-DCAC-C0-10-200-A |  | Voluntarily Certified | HPWaterSAllPhase&gt;=65k&lt;13 | False | False |  |  |  |  | 16 | 12 | [6 empty] | 5 | 4.3 | 96200 | All Heating | 07/10/2023 |  | 11/13/2023
AAON, Inc. | AAON, Inc. | WV-096-3-0-DCAC-C0-10-200-A |  | Voluntarily Certified | HPWaterSAllPhase&gt;=65k&lt;13 | False | False |  |  |  |  | 16 | 12 | [6 empty] | 5 | 4.3 | 96200 | All Heating | 07/10/2023 |  | 11/13/2023
Bard Manufacturing Company, Inc. | Bard | QW3S2-A |  | Voluntarily Certified | HPWaterSAllPhase&gt;=17k&lt;65 | False | False |  |  |  |  | 15 | 12 | [6 empty] | 4.6 | 4.3 | 35400 | All Heating | 07/10/2023 |  | 11/13/2023
Bard Manufacturing Company, Inc. | Bard | QW3S2-B |  | Voluntarily Certified | HPWaterSAllPhase&gt;=17k&lt;65 | False | False |  |  |  |  | 15 | 12 | [6 empty] | 4.6 | 4.3 | 35400 | All Heating | 07/10/2023 |  | 11/13/2023
Bard Manufacturing Company, Inc. | Bard | QW3S2-C |  | Voluntarily Certified | HPWaterSAllPhase&gt;=17k&lt;65 | False | False |  |  |  |  | 15 | 12 | [6 empty] | 4.6 | 4.3 | 35400 | All Heating | 07/10/2023 |  | 11/13/2023
Bard Manufacturing Company, Inc. | Bard | QW4S2-A |  | Voluntarily Certified | HPWaterSAllPhase&gt;=17k&lt;65 | False | False |  |  |  |  | 15.1 | 12 | [6 empty] | 4.3 | 4.3 | 47500 | All Heating | 07/10/2023 |  | 11/13/2023
Bard Manufacturing Company, Inc. | Bard | QW4S2-B |  | Voluntarily Certified | HPWaterSAllPhase&gt;=17k&lt;65 | False | False |  |  |  |  | 15.1 | 12 | [6 empty] | 4.3 | 4.3 | 47500 | All Heating | 07/10/2023 |  | 11/13/2023
Bard Manufacturing Company, Inc. | Bard | QW4S2-C |  | Voluntarily Certified | HPWaterSAllPhase&gt;=17k&lt;65 | False | False |  |  |  |  | 15.1 | 12 | [6 empty] | 4.3 | 4.3 | 47500 | All Heating | 07/10/2023 |  | 11/13/2023
Bard Manufacturing Company, Inc. | Bard | QW2S2-A |  | Voluntarily Certified | HPWaterSAllPhase&gt;=17k&lt;65 | False | False |  |  |  |  | 15.6 | 12 | [6 empty] | 5.2 | 4.3 | 24800 | All Heating | 07/10/2023 |  | 11/13/2023
Bard Manufacturing Company, Inc. | Bard | QW2S2-B |  | Voluntarily Certified | HPWaterSAllPhase&gt;=17k&lt;65 | False | False |  |  |  |  | 15.6 | 12 | [6 empty] | 5.2 | 4.3 | 24800 | All Heating | 07/10/2023 |  | 11/13/2023
Bard Manufacturing Company, Inc. | Bard | QW2S2-C |  | Voluntarily Certified | HPWaterSAllPhase&gt;=17k&lt;65 | False | False |  |  |  |  | 15.6 | 12 | [6 empty] | 5.2 | 4.3 | 24800 | All Heating | 07/10/2023 |  | 11/13/2023
Bard Manufacturing Company, Inc. | Bard | QW5S2-A |  | Voluntarily Certified | HPWaterSAllPhase&gt;=17k&lt;65 | False | False |  |  |  |  | 14.5 | 12 | [6 empty] | 4.4 | 4.3 | 56500 | All Heating | 07/10/2023 |  | 11/13/2023
Bard Manufacturing Company, Inc. | Bard | QW5S2-B |  | Voluntarily Certified | HPWaterSAllPhase&gt;=17k&lt;65 | False | False |  |  |  |  | 14.5 | 12 | [6 empty] | 4.4 | 4.3 | 56500 | All Heating | 07/10/2023 |  | 11/13/2023
Bard Manufacturing Company, Inc. | Bard | QW5S2-C |  | Voluntarily Certified | HPWaterSAllPhase&gt;=17k&lt;65 | False | False |  |  |  |  | 14.5 | 12 | [6 empty] | 4.4 | 4.3 | 56500 | All Heating | 07/10/2023 |  | 11/13/2023
ClimateMaster Inc. | CLIMATEMASTER | TYV/H036B |  | Voluntarily Certified | HPWaterSAllPhase&gt;=17k&lt;65 | False | False |  |  |  |  | 15.1 | 12 | [6 empty] | 4.6 | 4.3 | 34300 | All Heating | 07/10/2023 |  | 11/13/2023
ClimateMaster Inc. | CLIMATEMASTER | TYV/H042 |  | Voluntarily Certified | HPWaterSAllPhase&gt;=17k&lt;65 | False | False |  |  |  |  | 14.3 | 12 | [6 empty] | 4.6 | 4.3 | 41100 | All Heating | 07/10/2023 |  | 11/13/2023
ClimateMaster Inc. | CLIMATEMASTER | TYV/H048 |  | Voluntarily Certified | HPWaterSAllPhase&gt;=17k&lt;65 | False | False |  |  |  |  | 14 | 12 | [6 empty] | 4.9 | 4.3 | 45900 | All Heating | 07/10/2023 |  | 11/13/2023
ClimateMaster Inc. | CLIMATEMASTER | TCH/V060A |  | Voluntarily Certified | HPWaterSAllPhase&gt;=17k&lt;65 | False | False |  |  |  |  | 13 | 12 | [6 empty] | 4.3 | 4.3 | 59500 | All Heating | 07/10/2023 |  | 11/13/2023
ClimateMaster Inc. | CLIMATEMASTER | TCH072A |  | Voluntarily Certified | HPWaterSAllPhase&gt;=65k&lt;13 | False | False |  |  |  |  | 13.3 | 12 | [6 empty] | 5 | 4.3 | 69000 | All Heating | 07/10/2023 |  | 11/13/2023
ClimateMaster Inc. | CLIMATEMASTER | TCV072A |  | Voluntarily Certified | HPWaterSAllPhase&gt;=65k&lt;13 | False | False |  |  |  |  | 13.3 | 12 | [6 empty] | 5 | 4.3 | 69000 | All Heating | 07/10/2023 |  | 11/13/2023
ClimateMaster Inc. | CLIMATEMASTER | TRC09 |  | Voluntarily Certified | HPWaterSAllPhase&lt;17kAllHeat | False | False |  |  |  |  | 13.3 | 11.2 | [6 empty] | 4.6 | 4.3 | 8600 | All Heating | 07/10/2023 |  | 11/13/2023
ClimateMaster Inc. | CLIMATEMASTER | TSM09 B |  | Voluntarily Certified | HPWaterSAllPhase&lt;17kAllHeat | False | False |  |  |  |  | 14.3 | 11.2 | [6 empty] | 5.4 | 4.3 | 9200 | All Heating | 07/10/2023 |  | 11/13/2023
ClimateMaster Inc. | CLIMATEMASTER | TSM12 A |  | Voluntarily Certified | HPWaterSAllPhase&lt;17kAllHeat | False | False |  |  |  |  | 13.7 | 11.2 | [6 empty] | 4.9 | 4.3 | 11800 | All Heating | 07/10/2023 |  | 11/13/2023
ClimateMaster Inc. | CLIMATEMASTER | TSM12 B |  | Voluntarily Certified | HPWaterSAllPhase&lt;17kAllHeat | False | False |  |  |  |  | 14.1 | 11.2 | [6 empty] | 5.3 | 4.3 | 11800 | All Heating | 07/10/2023 |  | 11/13/2023
ClimateMaster Inc. | CLIMATEMASTER | TSM15 A |  | Voluntarily Certified | HPWaterSAllPhase&lt;17kAllHeat | False | False |  |  |  |  | 13.3 | 11.2 | [6 empty] | 4.8 | 4.3 | 14300 | All Heating | 07/10/2023 |  | 11/13/2023
ClimateMaster Inc. | CLIMATEMASTER | TZV/H048C |  | Voluntarily Certified | HPWaterSAllPhase&gt;=17k&lt;65 | False | False |  |  |  |  | 14 | 12 | [6 empty] | 4.9 | 4.3 | 45900 | All Heating | 07/10/2023 |  | 11/13/2023
ClimateMaster Inc. | CLIMATEMASTER | TZV/H060C |  | Voluntarily Certified | HPWaterSAllPhase&gt;=17k&lt;65 | False | False |  |  |  |  | 15.7 | 12 | [6 empty] | 4.8 | 4.3 | 61700 | All Heating | 07/10/2023 |  | 11/13/2023
ClimateMaster Inc. | CLIMATEMASTER | TSL09 C/D B |  | Voluntarily Certified | HPWaterSAllPhase&lt;17kAllHeat | False | False |  |  |  |  | 15.2 | 11.2 | [6 empty] | 5.4 | 4.3 | 10000 | All Heating | 07/10/2023 |  | 11/13/2023
ClimateMaster Inc. | CLIMATEMASTER | TSL12 A/B B |  | Voluntarily Certified | HPWaterSAllPhase&lt;17kAllHeat | False | False |  |  |  |  | 14.3 | 11.2 | [6 empty] | 4.7 | 4.3 | 11600 | All Heating | 07/10/2023 |  | 11/13/2023
ClimateMaster Inc. | CLIMATEMASTER | TSL12 C/D B |  | Voluntarily Certified | HPWaterSAllPhase&lt;17kAllHeat | False | False |  |  |  |  | 14.9 | 11.2 | [6 empty] | 5.1 | 4.3 | 11600 | All Heating | 07/10/2023 |  | 11/13/2023
ClimateMaster Inc. | CLIMATEMASTER | TSL09 A/B B |  | Voluntarily Certified | HPWaterSAllPhase&lt;17kAllHeat | False | False |  |  |  |  | 14.1 | 11.2 | [6 empty] | 5 | 4.3 | 9500 | All Heating | 07/10/2023 |  | 11/13/2023
ClimateMaster Inc. | CLIMATEMASTER | QEV/H/D0930 |  | Voluntarily Certified | HPWaterSAllPhase&gt;=17k&lt;65 | False | False |  |  |  |  | 19.3 | 12 | [6 empty] | 6.6 | 4.3 | 24000 | All Heating | 07/10/2023 |  | 11/13/2023
ClimateMaster Inc. | CLIMATEMASTER | TYV/H060B |  | Voluntarily Certified | HPWaterSAllPhase&gt;=17k&lt;65 | False | False |  |  |  |  | 15.7 | 12 | [6 empty] | 4.8 | 4.3 | 61700 | All Heating | 07/10/2023 |  | 11/13/2023
ClimateMaster Inc. | CLIMATEMASTER | TLV096 |  | Voluntarily Certified | HPWaterSAllPhase&gt;=65k&lt;13 | False | False |  |  |  |  | 15 | 12 | [6 empty] | 4.7 | 4.3 | 94000 | All Heating | 07/10/2023 |  | 11/13/2023
ClimateMaster Inc. | CLIMATEMASTER | TEV/H/D026B |  | Voluntarily Certified | HPWaterSAllPhase&gt;=17k&lt;65 | False | False |  |  |  |  | 17.4 | 12 | [6 empty] | 6 | 4.3 | 25000 | All Heating | 07/10/2023 |  | 11/13/2023
ClimateMaster Inc. | CLIMATEMASTER | TEV/H/D038B |  | Voluntarily Certified | HPWaterSAllPhase&gt;=17k&lt;65 | False | False |  |  |  |  | 17.9 | 12 | [6 empty] | 5.8 | 4.3 | 37700 | All Heating | 07/10/2023 |  | 11/13/2023
ClimateMaster Inc. | CLIMATEMASTER | TEV/H/D049B |  | Voluntarily Certified | HPWaterSAllPhase&gt;=17k&lt;65 | False | False |  |  |  |  | 16.8 | 12 | [6 empty] | 5.1 | 4.3 | 48600 | All Heating | 07/10/2023 |  | 11/13/2023
ClimateMaster Inc. | CLIMATEMASTER | TEV/H/D064B |  | Voluntarily Certified | HPWaterSAllPhase&gt;=17k&lt;65 | False | False |  |  |  |  | 16.2 | 12 | [6 empty] | 5.4 | 4.3 | 61500 | All Heating | 07/10/2023 |  | 11/13/2023
ClimateMaster Inc. | CLIMATEMASTER | TEV/H/D072B |  | Voluntarily Certified | HPWaterSAllPhase&gt;=65k&lt;13 | False | False |  |  |  |  | 15.1 | 12 | [6 empty] | 4.8 | 4.3 | 68300 | All Heating | 07/10/2023 |  | 11/13/2023
ClimateMaster Inc. | CLIMATEMASTER | TCH/V024A |  | Voluntarily Certified | HPWaterSAllPhase&gt;=17k&lt;65 | False | False |  |  |  |  | 13 | 12 | [6 empty] | 4.6 | 4.3 | 23600 | All Heating | 07/10/2023 |  | 11/13/2023
ClimateMaster Inc. | CLIMATEMASTER | TCH/V030A |  | Voluntarily Certified | HPWaterSAllPhase&gt;=17k&lt;65 | False | False |  |  |  |  | 13 | 12 | [6 empty] | 4.7 | 4.3 | 28600 | All Heating | 07/10/2023 |  | 11/13/2023
ClimateMaster Inc. | CLIMATEMASTER | TCH/V036A |  | Voluntarily Certified | HPWaterSAllPhase&gt;=17k&lt;65 | False | False |  |  |  |  | 13.2 | 12 | [6 empty] | 4.4 | 4.3 | 34500 | All Heating | 07/10/2023 |  | 11/13/2023
ClimateMaster Inc. | CLIMATEMASTER | TCV041A |  | Voluntarily Certified | HPWaterSAllPhase&gt;=17k&lt;65 | False | False |  |  |  |  | 13.2 | 12 | [6 empty] | 4.3 | 4.3 | 36500 | All Heating | 07/10/2023 |  | 11/13/2023
ClimateMaster Inc. | CLIMATEMASTER | TLV084 |  | Voluntarily Certified | HPWaterSAllPhase&gt;=65k&lt;13 | False | False |  |  |  |  | 15.2 | 12 | [6 empty] | 4.8 | 4.3 | 82000 | All Heating | 07/10/2023 |  | 11/13/2023
ClimateMaster Inc. | CLIMATEMASTER | TRC18 |  | Voluntarily Certified | HPWaterSAllPhase&lt;17kAllHeat | False | False |  |  |  |  | 12.2 | 11.2 | [6 empty] | 4.5 | 4.3 | 15600 | All Heating | 07/10/2023 |  | 11/13/2023
ClimateMaster Inc. | CLIMATEMASTER | TRH/V024A |  | Voluntarily Certified | HPWaterSAllPhase&gt;=17k&lt;65 | False | False |  |  |  |  | 13 | 12 | [6 empty] | 4.6 | 4.3 | 23600 | All Heating | 07/10/2023 |  | 11/13/2023
ClimateMaster Inc. | CLIMATEMASTER | TRH/V030A |  | Voluntarily Certified | HPWaterSAllPhase&gt;=17k&lt;65 | False | False |  |  |  |  | 13 | 12 | [6 empty] | 4.7 | 4.3 | 28600 | All Heating | 07/10/2023 |  | 11/13/2023
ClimateMaster Inc. | CLIMATEMASTER | TRH/V036A |  | Voluntarily Certified | HPWaterSAllPhase&gt;=17k&lt;65 | False | False |  |  |  |  | 13.2 | 12 | [6 empty] | 4.4 | 4.3 | 34500 | All Heating | 07/10/2023 |  | 11/13/2023
ClimateMaster Inc. | CLIMATEMASTER | TSH/V012A |  | Voluntarily Certified | HPWaterSAllPhase&lt;17kAllHeat | False | False |  |  |  |  | 15.4 | 11.2 | [6 empty] | 4.5 | 4.3 | 11700 | All Heating | 07/10/2023 |  | 11/13/2023
ClimateMaster Inc. | CLIMATEMASTER | TSH/V006A |  | Voluntarily Certified | HPWaterSAllPhase&lt;17kAllHeat | False | False |  |  |  |  | 15.7 | 11.2 | [6 empty] | 5.4 | 4.3 | 6300 | All Heating | 07/10/2023 |  | 11/13/2023
ClimateMaster Inc. | CLIMATEMASTER | TSH/V/D018B |  | Voluntarily Certified | HPWaterSAllPhase&gt;=17k&lt;65 | False | False |  |  |  |  | 15 | 12 | [6 empty] | 5.2 | 4.3 | 18600 | All Heating | 07/10/2023 |  | 11/13/2023
ClimateMaster Inc. | CLIMATEMASTER | TSH/V/D018B*K |  | Voluntarily Certified | HPWaterSAllPhase&gt;=17k&lt;65 | False | False |  |  |  |  | 16.5 | 12 | [6 empty] | 5.9 | 4.3 | 19200 | All Heating | 07/10/2023 |  | 11/13/2023
ClimateMaster Inc. | CLIMATEMASTER | TCH/V042A |  | Voluntarily Certified | HPWaterSAllPhase&gt;=17k&lt;65 | False | False |  |  |  |  | 13.2 | 12 | [6 empty] | 4.3 | 4.3 | 41000 | All Heating | 07/10/2023 |  | 11/13/2023
ClimateMaster Inc. | CLIMATEMASTER | TRH/V042A |  | Voluntarily Certified | HPWaterSAllPhase&gt;=17k&lt;65 | False | False |  |  |  |  | 13.2 | 12 | [6 empty] | 4.3 | 4.3 | 41000 | All Heating | 07/10/2023 |  | 11/13/2023
ClimateMaster Inc. | CLIMATEMASTER | TCH/V006A |  | Voluntarily Certified | HPWaterSAllPhase&lt;17kAllHeat | False | False |  |  |  |  | 13.2 | 11.2 | [6 empty] | 4.7 | 4.3 | 5800 | All Heating | 07/10/2023 |  | 11/13/2023
ClimateMaster Inc. | CLIMATEMASTER | TCH/V009A |  | Voluntarily Certified | HPWaterSAllPhase&lt;17kAllHeat | False | False |  |  |  |  | 13.4 | 11.2 | [6 empty] | 4.3 | 4.3 | 8600 | All Heating | 07/10/2023 |  | 11/13/2023
ClimateMaster Inc. | CLIMATEMASTER | TCH/V012A |  | Voluntarily Certified | HPWaterSAllPhase&lt;17kAllHeat | False | False |  |  |  |  | 12.5 | 11.2 | [6 empty] | 4.3 | 4.3 | 11100 | All Heating | 07/10/2023 |  | 11/13/2023
ClimateMaster Inc. | CLIMATEMASTER | TCH/V015A |  | Voluntarily Certified | HPWaterSAllPhase&lt;17kAllHeat | False | False |  |  |  |  | 14.5 | 11.2 | [6 empty] | 5 | 4.3 | 14300 | All Heating | 07/10/2023 |  | 11/13/2023
ClimateMaster Inc. | CLIMATEMASTER | TCH/V018A |  | Voluntarily Certified | HPWaterSAllPhase&gt;=17k&lt;65 | False | False |  |  |  |  | 14 | 12 | [6 empty] | 5 | 4.3 | 18700 | All Heating | 07/10/2023 |  | 11/13/2023
ClimateMaster Inc. | CLIMATEMASTER | TCH/V048A |  | Voluntarily Certified | HPWaterSAllPhase&gt;=17k&lt;65 | False | False |  |  |  |  | 13.3 | 12 | [6 empty] | 4.7 | 4.3 | 48000 | All Heating | 07/10/2023 |  | 11/13/2023
ClimateMaster Inc. | CLIMATEMASTER | TRC12 |  | Voluntarily Certified | HPWaterSAllPhase&lt;17kAllHeat | False | False |  |  |  |  | 12.8 | 11.2 | [6 empty] | 4.5 | 4.3 | 11300 | All Heating | 07/10/2023 |  | 11/13/2023
ClimateMaster Inc. | CLIMATEMASTER | TRC15 |  | Voluntarily Certified | HPWaterSAllPhase&lt;17kAllHeat | False | False |  |  |  |  | 12.8 | 11.2 | [6 empty] | 5.1 | 4.3 | 13700 | All Heating | 07/10/2023 |  | 11/13/2023
ClimateMaster Inc. | CLIMATEMASTER | TRH/V006A |  | Voluntarily Certified | HPWaterSAllPhase&lt;17kAllHeat | False | False |  |  |  |  | 13.2 | 11.2 | [6 empty] | 4.7 | 4.3 | 5800 | All Heating | 07/10/2023 |  | 11/13/2023
ClimateMaster Inc. | CLIMATEMASTER | TRH/V009A |  | Voluntarily Certified | HPWaterSAllPhase&lt;17kAllHeat | False | False |  |  |  |  | 13.4 | 11.2 | [6 empty] | 4.3 | 4.3 | 8600 | All Heating | 07/10/2023 |  | 11/13/2023
ClimateMaster Inc. | CLIMATEMASTER | TRH/V012A |  | Voluntarily Certified | HPWaterSAllPhase&lt;17kAllHeat | False | False |  |  |  |  | 12.5 | 11.2 | [6 empty] | 4.3 | 4.3 | 11100 | All Heating | 07/10/2023 |  | 11/13/2023
ClimateMaster Inc. | CLIMATEMASTER | TRH/V015A |  | Voluntarily Certified | HPWaterSAllPhase&lt;17kAllHeat | False | False |  |  |  |  | 14.5 | 11.2 | [6 empty] | 5 | 4.3 | 14300 | All Heating | 07/10/2023 |  | 11/13/2023
ClimateMaster Inc. | CLIMATEMASTER | TRH/V018A |  | Voluntarily Certified | HPWaterSAllPhase&gt;=17k&lt;65 | False | False |  |  |  |  | 14 | 12 | [6 empty] | 5 | 4.3 | 18700 | All Heating | 07/10/2023 |  | 11/13/2023
ClimateMaster Inc. | CLIMATEMASTER | TRH/V048A |  | Voluntarily Certified | HPWaterSAllPhase&gt;=17k&lt;65 | False | False |  |  |  |  | 13.3 | 12 | [6 empty] | 4.7 | 4.3 | 48000 | All Heating | 07/10/2023 |  | 11/13/2023
ClimateMaster Inc. | CLIMATEMASTER | TRH/V060A |  | Voluntarily Certified | HPWaterSAllPhase&gt;=17k&lt;65 | False | False |  |  |  |  | 13 | 12 | [6 empty] | 4.3 | 4.3 | 59500 | All Heating | 07/10/2023 |  | 11/13/2023
ClimateMaster Inc. | CLIMATEMASTER | TSH/V/D048C |  | Voluntarily Certified | HPWaterSAllPhase&gt;=17k&lt;65 | False | False |  |  |  |  | 14.8 | 12 | [6 empty] | 4.7 | 4.3 | 47100 | All Heating | 07/10/2023 |  | 11/13/2023
ClimateMaster Inc. | CLIMATEMASTER | TSH/V/D024C |  | Voluntarily Certified | HPWaterSAllPhase&gt;=17k&lt;65 | False | False |  |  |  |  | 16.9 | 12 | [6 empty] | 5.9 | 4.3 | 23800 | All Heating | 07/10/2023 |  | 11/13/2023
ClimateMaster Inc. | CLIMATEMASTER | TSH/V/D024C*K |  | Voluntarily Certified | HPWaterSAllPhase&gt;=17k&lt;65 | False | False |  |  |  |  | 17.9 | 12 | [6 empty] | 6.1 | 4.3 | 23900 | All Heating | 07/10/2023 |  | 11/13/2023
ClimateMaster Inc. | CLIMATEMASTER | TSH/V/D030C |  | Voluntarily Certified | HPWaterSAllPhase&gt;=17k&lt;65 | False | False |  |  |  |  | 16.3 | 12 | [6 empty] | 5.5 | 4.3 | 28000 | All Heating | 07/10/2023 |  | 11/13/2023
ClimateMaster Inc. | CLIMATEMASTER | TSH/V/D030C*K |  | Voluntarily Certified | HPWaterSAllPhase&gt;=17k&lt;65 | False | False |  |  |  |  | 17.3 | 12 | [6 empty] | 5.8 | 4.3 | 28000 | All Heating | 07/10/2023 |  | 11/13/2023
ClimateMaster Inc. | CLIMATEMASTER | TSH/V/D036C |  | Voluntarily Certified | HPWaterSAllPhase&gt;=17k&lt;65 | False | False |  |  |  |  | 17 | 12 | [6 empty] | 5.6 | 4.3 | 33400 | All Heating | 07/10/2023 |  | 11/13/2023
ClimateMaster Inc. | CLIMATEMASTER | TSH/V/D036C*K |  | Voluntarily Certified | HPWaterSAllPhase&gt;=17k&lt;65 | False | False |  |  |  |  | 18.1 | 12 | [6 empty] | 5.9 | 4.3 | 33500 | All Heating | 07/10/2023 |  | 11/13/2023
ClimateMaster Inc. | CLIMATEMASTER | TSH/V/D042C |  | Voluntarily Certified | HPWaterSAllPhase&gt;=17k&lt;65 | False | False |  |  |  |  | 17.2 | 12 | [6 empty] | 5.6 | 4.3 | 38500 | All Heating | 07/10/2023 |  | 11/13/2023
ClimateMaster Inc. | CLIMATEMASTER | TSH/V/D042C*K |  | Voluntarily Certified | HPWaterSAllPhase&gt;=17k&lt;65 | False | False |  |  |  |  | 19.6 | 12 | [6 empty] | 6 | 4.3 | 39400 | All Heating | 07/10/2023 |  | 11/13/2023
ClimateMaster Inc. | CLIMATEMASTER | TSH/V/D048C*K |  | Voluntarily Certified | HPWaterSAllPhase&gt;=17k&lt;65 | False | False |  |  |  |  | 17.2 | 12 | [6 empty] | 5.2 | 4.3 | 48900 | All Heating | 07/10/2023 |  | 11/13/2023
ClimateMaster Inc. | CLIMATEMASTER | TSH/V/D060C |  | Voluntarily Certified | HPWaterSAllPhase&gt;=17k&lt;65 | False | False |  |  |  |  | 15.9 | 12 | [6 empty] | 5 | 4.3 | 62400 | All Heating | 07/10/2023 |  | 11/13/2023
ClimateMaster Inc. | CLIMATEMASTER | TSH/V/D060C*K |  | Voluntarily Certified | HPWaterSAllPhase&gt;=17k&lt;65 | False | False |  |  |  |  | 17.2 | 12 | [6 empty] | 5.4 | 4.3 | 63200 | All Heating | 07/10/2023 |  | 11/13/2023
ClimateMaster Inc. | CLIMATEMASTER | TSH/V/D070C |  | Voluntarily Certified | HPWaterSAllPhase&gt;=65k&lt;13 | False | False |  |  |  |  | 14.6 | 12 | [6 empty] | 4.6 | 4.3 | 71000 | All Heating | 07/10/2023 |  | 11/13/2023
ClimateMaster Inc. | CLIMATEMASTER | TSH/V/D070C*K |  | Voluntarily Certified | HPWaterSAllPhase&gt;=65k&lt;13 | False | False |  |  |  |  | 15.7 | 12 | [6 empty] | 4.8 | 4.3 | 71100 | All Heating | 07/10/2023 |  | 11/13/2023
ClimateMaster Inc. | CLIMATEMASTER | TSH/V009A |  | Voluntarily Certified | HPWaterSAllPhase&lt;17kAllHeat | False | False |  |  |  |  | 15.3 | 11.2 | [6 empty] | 4.8 | 4.3 | 9300 | All Heating | 07/10/2023 |  | 11/13/2023
ClimateMaster Inc. | CLIMATEMASTER | TSM09 A |  | Voluntarily Certified | HPWaterSAllPhase&lt;17kAllHeat | False | False |  |  |  |  | 13.5 | 11.2 | [6 empty] | 5 | 4.3 | 9200 | All Heating | 07/10/2023 |  | 11/13/2023
ClimateMaster Inc. | CLIMATEMASTER | TSM15 B |  | Voluntarily Certified | HPWaterSAllPhase&lt;17kAllHeat | False | False |  |  |  |  | 15.9 | 11.2 | [6 empty] | 5.3 | 4.3 | 14600 | All Heating | 07/10/2023 |  | 11/13/2023
ClimateMaster Inc. | CLIMATEMASTER | TSM18 A |  | Voluntarily Certified | HPWaterSAllPhase&gt;=17k&lt;65 | False | False |  |  |  |  | 13.2 | 12 | [6 empty] | 4.8 | 4.3 | 17300 | All Heating | 07/10/2023 |  | 11/13/2023
ClimateMaster Inc. | CLIMATEMASTER | TSM18 B |  | Voluntarily Certified | HPWaterSAllPhase&gt;=17k&lt;65 | False | False |  |  |  |  | 15.2 | 12 | [6 empty] | 5.1 | 4.3 | 18000 | All Heating | 07/10/2023 |  | 11/13/2023
ClimateMaster Inc. | CLIMATEMASTER | TSM24 A |  | Voluntarily Certified | HPWaterSAllPhase&gt;=17k&lt;65 | False | False |  |  |  |  | 14.4 | 12 | [6 empty] | 4.9 | 4.3 | 25000 | All Heating | 07/10/2023 |  | 11/13/2023
ClimateMaster Inc. | CLIMATEMASTER | TSM24 B |  | Voluntarily Certified | HPWaterSAllPhase&gt;=17k&lt;65 | False | False |  |  |  |  | 15.7 | 12 | [6 empty] | 5.1 | 4.3 | 25000 | All Heating | 07/10/2023 |  | 11/13/2023
ClimateMaster Inc. | CLIMATEMASTER | TSM30 A |  | Voluntarily Certified | HPWaterSAllPhase&gt;=17k&lt;65 | False | False |  |  |  |  | 13.4 | 12 | [6 empty] | 4.7 | 4.3 | 27500 | All Heating | 07/10/2023 |  | 11/13/2023
ClimateMaster Inc. | CLIMATEMASTER | TSM30 B |  | Voluntarily Certified | HPWaterSAllPhase&gt;=17k&lt;65 | False | False |  |  |  |  | 15.1 | 12 | [6 empty] | 5 | 4.3 | 28000 | All Heating | 07/10/2023 |  | 11/13/2023
ClimateMaster Inc. | CLIMATEMASTER | TSM36 A |  | Voluntarily Certified | HPWaterSAllPhase&gt;=17k&lt;65 | False | False |  |  |  |  | 14.1 | 12 | [6 empty] | 4.9 | 4.3 | 35000 | All Heating | 07/10/2023 |  | 11/13/2023
ClimateMaster Inc. | CLIMATEMASTER | TSM36 B |  | Voluntarily Certified | HPWaterSAllPhase&gt;=17k&lt;65 | False | False |  |  |  |  | 14.6 | 12 | [6 empty] | 5 | 4.3 | 35000 | All Heating | 07/10/2023 |  | 11/13/2023
ClimateMaster Inc. | CLIMATEMASTER | TCH/V018A*W/K |  | Voluntarily Certified | HPWaterSAllPhase&gt;=17k&lt;65 | False | False |  |  |  |  | 15 | 12 | [6 empty] | 5.2 | 4.3 | 18700 | All Heating | 07/10/2023 |  | 11/13/2023
ClimateMaster Inc. | CLIMATEMASTER | TCH/V024A*W/K |  | Voluntarily Certified | HPWaterSAllPhase&gt;=17k&lt;65 | False | False |  |  |  |  | 13.5 | 12 | [6 empty] | 4.8 | 4.3 | 23600 | All Heating | 07/10/2023 |  | 11/13/2023
ClimateMaster Inc. | CLIMATEMASTER | TCH/V030A*W/K |  | Voluntarily Certified | HPWaterSAllPhase&gt;=17k&lt;65 | False | False |  |  |  |  | 13.6 | 12 | [6 empty] | 4.9 | 4.3 | 28600 | All Heating | 07/10/2023 |  | 11/13/2023
ClimateMaster Inc. | CLIMATEMASTER | TCH/V036A*W/K |  | Voluntarily Certified | HPWaterSAllPhase&gt;=17k&lt;65 | False | False |  |  |  |  | 14 | 12 | [6 empty] | 4.5 | 4.3 | 34500 | All Heating | 07/10/2023 |  | 11/13/2023
ClimateMaster Inc. | CLIMATEMASTER | TCH/V042A*W/K |  | Voluntarily Certified | HPWaterSAllPhase&gt;=17k&lt;65 | False | False |  |  |  |  | 14.9 | 12 | [6 empty] | 4.5 | 4.3 | 41000 | All Heating | 07/10/2023 |  | 11/13/2023
ClimateMaster Inc. | CLIMATEMASTER | TCH/V048A*W/K |  | Voluntarily Certified | HPWaterSAllPhase&gt;=17k&lt;65 | False | False |  |  |  |  | 14 | 12 | [6 empty] | 4.8 | 4.3 | 48000 | All Heating | 07/10/2023 |  | 11/13/2023
ClimateMaster Inc. | CLIMATEMASTER | TCH/V060A*W/K |  | Voluntarily Certified | HPWaterSAllPhase&gt;=17k&lt;65 | False | False |  |  |  |  | 14.6 | 12 | [6 empty] | 4.4 | 4.3 | 59500 | All Heating | 07/10/2023 |  | 11/13/2023
ClimateMaster Inc. | CLIMATEMASTER | TRH/V018A*W/K |  | Voluntarily Certified | HPWaterSAllPhase&gt;=17k&lt;65 | False | False |  |  |  |  | 15 | 12 | [6 empty] | 5.2 | 4.3 | 18700 | All Heating | 07/10/2023 |  | 11/13/2023
ClimateMaster Inc. | CLIMATEMASTER | TRH/V024A*W/K |  | Voluntarily Certified | HPWaterSAllPhase&gt;=17k&lt;65 | False | False |  |  |  |  | 13.5 | 12 | [6 empty] | 4.8 | 4.3 | 23600 | All Heating | 07/10/2023 |  | 11/13/2023
ClimateMaster Inc. | CLIMATEMASTER | TRH/V030A*W/K |  | Voluntarily Certified | HPWaterSAllPhase&gt;=17k&lt;65 | False | False |  |  |  |  | 13.6 | 12 | [6 empty] | 4.9 | 4.3 | 28600 | All Heating | 07/10/2023 |  | 11/13/2023
ClimateMaster Inc. | CLIMATEMASTER | TRH/V042A*W/K |  | Voluntarily Certified | HPWaterSAllPhase&gt;=17k&lt;65 | False | False |  |  |  |  | 14.9 | 12 | [6 empty] | 4.5 | 4.3 | 41000 | All Heating | 07/10/2023 |  | 11/13/2023
ClimateMaster Inc. | CLIMATEMASTER | TRH/V048A*W/K |  | Voluntarily Certified | HPWaterSAllPhase&gt;=17k&lt;65 | False | False |  |  |  |  | 14 | 12 | [6 empty] | 4.8 | 4.3 | 48000 | All Heating | 07/10/2023 |  | 11/13/2023
ClimateMaster Inc. | CLIMATEMASTER | TRH/V060A*W/K |  | Voluntarily Certified | HPWaterSAllPhase&gt;=17k&lt;65 | False | False |  |  |  |  | 14.6 | 12 | [6 empty] | 4.4 | 4.3 | 59500 | All Heating | 07/10/2023 |  | 11/13/2023
ClimateMaster Inc. | CLIMATEMASTER | TZV/H024C |  | Voluntarily Certified | HPWaterSAllPhase&gt;=17k&lt;65 | False | False |  |  |  |  | 14.3 | 12 | [6 empty] | 4.6 | 4.3 | 23700 | All Heating | 07/10/2023 |  | 11/13/2023
ClimateMaster Inc. | CLIMATEMASTER | TZV/H030C |  | Voluntarily Certified | HPWaterSAllPhase&gt;=17k&lt;65 | False | False |  |  |  |  | 14 | 12 | [6 empty] | 4.6 | 4.3 | 28500 | All Heating | 07/10/2023 |  | 11/13/2023
ClimateMaster Inc. | CLIMATEMASTER | TZV/H036C |  | Voluntarily Certified | HPWaterSAllPhase&gt;=17k&lt;65 | False | False |  |  |  |  | 15.1 | 12 | [6 empty] | 4.6 | 4.3 | 34300 | All Heating | 07/10/2023 |  | 11/13/2023
ClimateMaster Inc. | CLIMATEMASTER | TZV/H042C |  | Voluntarily Certified | HPWaterSAllPhase&gt;=17k&lt;65 | False | False |  |  |  |  | 14.3 | 12 | [6 empty] | 4.6 | 4.3 | 41100 | All Heating | 07/10/2023 |  | 11/13/2023
ClimateMaster Inc. | CLIMATEMASTER | TSL09 A |  | Voluntarily Certified | HPWaterSAllPhase&lt;17kAllHeat | False | False |  |  |  |  | 13.5 | 11.2 | [6 empty] | 5.2 | 4.3 | 9300 | All Heating | 07/10/2023 |  | 11/13/2023
ClimateMaster Inc. | CLIMATEMASTER | TSL09 B |  | Voluntarily Certified | HPWaterSAllPhase&lt;17kAllHeat | False | False |  |  |  |  | 14.8 | 11.2 | [6 empty] | 5.6 | 4.3 | 9300 | All Heating | 07/10/2023 |  | 11/13/2023
ClimateMaster Inc. | CLIMATEMASTER | TSL12 A |  | Voluntarily Certified | HPWaterSAllPhase&lt;17kAllHeat | False | False |  |  |  |  | 14.2 | 11.2 | [6 empty] | 5.2 | 4.3 | 12000 | All Heating | 07/10/2023 |  | 11/13/2023
ClimateMaster Inc. | CLIMATEMASTER | TSL12 B |  | Voluntarily Certified | HPWaterSAllPhase&lt;17kAllHeat | False | False |  |  |  |  | 15.4 | 11.2 | [6 empty] | 5.3 | 4.3 | 12000 | All Heating | 07/10/2023 |  | 11/13/2023
ClimateMaster Inc. | CLIMATEMASTER | TSL15 A |  | Voluntarily Certified | HPWaterSAllPhase&lt;17kAllHeat | False | False |  |  |  |  | 14.3 | 11.2 | [6 empty] | 5 | 4.3 | 14000 | All Heating | 07/10/2023 |  | 11/13/2023
ClimateMaster Inc. | CLIMATEMASTER | TSL15 B |  | Voluntarily Certified | HPWaterSAllPhase&lt;17kAllHeat | False | False |  |  |  |  | 16.3 | 11.2 | [6 empty] | 5.4 | 4.3 | 14600 | All Heating | 07/10/2023 |  | 11/13/2023
ClimateMaster Inc. | CLIMATEMASTER | TSL18 A |  | Voluntarily Certified | HPWaterSAllPhase&lt;17kAllHeat | False | False |  |  |  |  | 13.2 | 11.2 | [6 empty] | 5 | 4.3 | 16800 | All Heating | 07/10/2023 |  | 11/13/2023
ClimateMaster Inc. | CLIMATEMASTER | TSL18 B |  | Voluntarily Certified | HPWaterSAllPhase&gt;=17k&lt;65 | False | False |  |  |  |  | 15.1 | 12 | [6 empty] | 5.4 | 4.3 | 17100 | All Heating | 07/10/2023 |  | 11/13/2023
ClimateMaster Inc. | CLIMATEMASTER | TSL24 A |  | Voluntarily Certified | HPWaterSAllPhase&gt;=17k&lt;65 | False | False |  |  |  |  | 15.2 | 12 | [6 empty] | 5 | 4.3 | 24500 | All Heating | 07/10/2023 |  | 11/13/2023
ClimateMaster Inc. | CLIMATEMASTER | TSL24 B |  | Voluntarily Certified | HPWaterSAllPhase&gt;=17k&lt;65 | False | False |  |  |  |  | 16.4 | 12 | [6 empty] | 5.3 | 4.3 | 25000 | All Heating | 07/10/2023 |  | 11/13/2023
ClimateMaster Inc. | CLIMATEMASTER | TSL30 A |  | Voluntarily Certified | HPWaterSAllPhase&gt;=17k&lt;65 | False | False |  |  |  |  | 15.2 | 12 | [6 empty] | 5.2 | 4.3 | 28000 | All Heating | 07/10/2023 |  | 11/13/2023
ClimateMaster Inc. | CLIMATEMASTER | TSL30 B |  | Voluntarily Certified | HPWaterSAllPhase&gt;=17k&lt;65 | False | False |  |  |  |  | 16.1 | 12 | [6 empty] | 5.3 | 4.3 | 28500 | All Heating | 07/10/2023 |  | 11/13/2023
ClimateMaster Inc. | CLIMATEMASTER | TSL36 A |  | Voluntarily Certified | HPWaterSAllPhase&gt;=17k&lt;65 | False | False |  |  |  |  | 14.3 | 12 | [6 empty] | 5 | 4.3 | 35000 | All Heating | 07/10/2023 |  | 11/13/2023
ClimateMaster Inc. | CLIMATEMASTER | TSL36 B |  | Voluntarily Certified | HPWaterSAllPhase&gt;=17k&lt;65 | False | False |  |  |  |  | 15 | 12 | [6 empty] | 5 | 4.3 | 35000 | All Heating | 07/10/2023 |  | 11/13/2023
ClimateMaster Inc. | CLIMATEMASTER | TCV120A |  | Voluntarily Certified | HPWaterSAllPhase&gt;=65k&lt;13 | False | False |  |  |  |  | 13.3 | 12 | [6 empty] | 4.6 | 4.3 | 119000 | All Heating | 07/10/2023 |  | 11/13/2023
ClimateMaster Inc. | CLIMATEMASTER | TCH/V015A*W/K |  | Voluntarily Certified | HPWaterSAllPhase&lt;17kAllHeat | False | False |  |  |  |  | 15.5 | 11.2 | [6 empty] | 5.3 | 4.3 | 14300 | All Heating | 07/10/2023 |  | 11/13/2023
ClimateMaster Inc. | CLIMATEMASTER | TRH/V015A*W/K |  | Voluntarily Certified | HPWaterSAllPhase&lt;17kAllHeat | False | False |  |  |  |  | 15.5 | 11.2 | [6 empty] | 5.3 | 4.3 | 14300 | All Heating | 07/10/2023 |  | 11/13/2023
ClimateMaster Inc. | CLIMATEMASTER | TRH/V036A*W/K |  | Voluntarily Certified | HPWaterSAllPhase&gt;=17k&lt;65 | False | False |  |  |  |  | 14 | 12 | [6 empty] | 4.5 | 4.3 | 34500 | All Heating | 07/10/2023 |  | 11/13/2023
ClimateMaster Inc. | CLIMATEMASTER | TLV120 |  | Voluntarily Certified | HPWaterSAllPhase&gt;=65k&lt;13 | False | False |  |  |  |  | 15 | 12 | [6 empty] | 5 | 4.3 | 118000 | All Heating | 07/10/2023 |  | 11/13/2023
ClimateMaster Inc. | CLIMATEMASTER | TCH096A |  | Voluntarily Certified | HPWaterSAllPhase&gt;=65k&lt;13 | False | False |  |  |  |  | 13.7 | 12 | [6 empty] | 5 | 4.3 | 95000 | All Heating | 07/10/2023 |  | 11/13/2023
ClimateMaster Inc. | CLIMATEMASTER | TCH120A |  | Voluntarily Certified | HPWaterSAllPhase&gt;=65k&lt;13 | False | False |  |  |  |  | 13.3 | 12 | [6 empty] | 4.6 | 4.3 | 119000 | All Heating | 07/10/2023 |  | 11/13/2023
ClimateMaster Inc. | CLIMATEMASTER | TCV096A |  | Voluntarily Certified | HPWaterSAllPhase&gt;=65k&lt;13 | False | False |  |  |  |  | 13.7 | 12 | [6 empty] | 5 | 4.3 | 95000 | All Heating | 07/10/2023 |  | 11/13/2023
ClimateMaster Inc. | CLIMATEMASTER | VEV/H/D1860 |  | Voluntarily Certified | HPWaterSAllPhase&gt;=17k&lt;65 | False | False |  |  |  |  | 17.3 | 12 | [6 empty] | 5.5 | 4.3 | 48000 | All Heating | 07/10/2023 |  | 11/13/2023
ClimateMaster Inc. | CLIMATEMASTER | VEV/H/D0930 |  | Voluntarily Certified | HPWaterSAllPhase&gt;=17k&lt;65 | False | False |  |  |  |  | 19.3 | 12 | [6 empty] | 6.6 | 4.3 | 24000 | All Heating | 07/10/2023 |  | 11/13/2023
ClimateMaster Inc. | CLIMATEMASTER | TZV/H036D |  | Voluntarily Certified | HPWaterSAllPhase&gt;=17k&lt;65 | False | False |  |  |  |  | 15.1 | 12 | [6 empty] | 4.6 | 4.3 | 34300 | All Heating | 07/10/2023 |  | 11/13/2023
ClimateMaster Inc. | CLIMATEMASTER | TZV/H024D |  | Voluntarily Certified | HPWaterSAllPhase&gt;=17k&lt;65 | False | False |  |  |  |  | 14.3 | 12 | [6 empty] | 4.6 | 4.3 | 23700 | All Heating | 07/10/2023 |  | 11/13/2023
ClimateMaster Inc. | CLIMATEMASTER | TZV/H030D |  | Voluntarily Certified | HPWaterSAllPhase&gt;=17k&lt;65 | False | False |  |  |  |  | 14 | 12 | [6 empty] | 4.6 | 4.3 | 28500 | All Heating | 07/10/2023 |  | 11/13/2023
ClimateMaster Inc. | CLIMATEMASTER | TZV/H042D |  | Voluntarily Certified | HPWaterSAllPhase&gt;=17k&lt;65 | False | False |  |  |  |  | 14.3 | 12 | [6 empty] | 4.6 | 4.3 | 41100 | All Heating | 07/10/2023 |  | 11/13/2023
ClimateMaster Inc. | CLIMATEMASTER | TZV/H048D |  | Voluntarily Certified | HPWaterSAllPhase&gt;=17k&lt;65 | False | False |  |  |  |  | 14 | 12 | [6 empty] | 4.9 | 4.3 | 45900 | All Heating | 07/10/2023 |  | 11/13/2023
ClimateMaster Inc. | CLIMATEMASTER | TZV/H060D |  | Voluntarily Certified | HPWaterSAllPhase&gt;=17k&lt;65 | False | False |  |  |  |  | 15.7 | 12 | [6 empty] | 4.8 | 4.3 | 61700 | All Heating | 07/10/2023 |  | 11/13/2023
ClimateMaster Inc. | CLIMATEMASTER | TRE036D |  | Voluntarily Certified | HPWaterSAllPhase&gt;=17k&lt;65 | False | False |  |  |  |  | 14.2 | 12 | [6 empty] | 5 | 4.3 | 35000 | All Heating | 07/10/2023 |  | 11/13/2023
ClimateMaster Inc. | CLIMATEMASTER | TRE048D |  | Voluntarily Certified | HPWaterSAllPhase&gt;=17k&lt;65 | False | False |  |  |  |  | 14.4 | 12 | [6 empty] | 4.7 | 4.3 | 48500 | All Heating | 07/10/2023 |  | 11/13/2023
ClimateMaster Inc. | CLIMATEMASTER | TRE060D |  | Voluntarily Certified | HPWaterSAllPhase&gt;=17k&lt;65 | False | False |  |  |  |  | 15.7 | 12 | [6 empty] | 5.1 | 4.3 | 61100 | All Heating | 07/10/2023 |  | 11/13/2023
ClimateMaster Inc. | CLIMATEMASTER | TRE072D |  | Voluntarily Certified | HPWaterSAllPhase&gt;=65k&lt;13 | False | False |  |  |  |  | 15 | 12 | [6 empty] | 5 | 4.3 | 71000 | All Heating | 07/10/2023 |  | 11/13/2023
ClimateMaster Inc. | CLIMATEMASTER | TRE096D |  | Voluntarily Certified | HPWaterSAllPhase&gt;=65k&lt;13 | False | False |  |  |  |  | 14 | 12 | [6 empty] | 4.4 | 4.3 | 97000 | All Heating | 07/10/2023 |  | 11/13/2023
ClimateMaster Inc. | CLIMATEMASTER | TRE120D |  | Voluntarily Certified | HPWaterSAllPhase&gt;=65k&lt;13 | False | False |  |  |  |  | 13.9 | 12 | [6 empty] | 4.4 | 4.3 | 122500 | All Heating | 07/10/2023 |  | 11/13/2023
ClimateMaster Inc. | CLIMATEMASTER | TSM09 A/B B |  | Voluntarily Certified | HPWaterSAllPhase&lt;17kAllHeat | False | False |  |  |  |  | 13.9 | 11.2 | [6 empty] | 5.2 | 4.3 | 9700 | All Heating | 07/10/2023 |  | 11/13/2023
ClimateMaster Inc. | CLIMATEMASTER | TSM09 C/D B |  | Voluntarily Certified | HPWaterSAllPhase&lt;17kAllHeat | False | False |  |  |  |  | 15 | 11.2 | [6 empty] | 5.4 | 4.3 | 9800 | All Heating | 07/10/2023 |  | 11/13/2023
ClimateMaster Inc. | CLIMATEMASTER | TSM12 A/B B |  | Voluntarily Certified | HPWaterSAllPhase&lt;17kAllHeat | False | False |  |  |  |  | 13.8 | 11.2 | [6 empty] | 5.1 | 4.3 | 11400 | All Heating | 07/10/2023 |  | 11/13/2023
ClimateMaster Inc. | CLIMATEMASTER | TSM12 C/D B |  | Voluntarily Certified | HPWaterSAllPhase&lt;17kAllHeat | False | False |  |  |  |  | 14.7 | 11.2 | [6 empty] | 5.2 | 4.3 | 11600 | All Heating | 07/10/2023 |  | 11/13/2023
ClimateMaster Inc. | CLIMATEMASTER | QEV/H/D1860 |  | Voluntarily Certified | HPWaterSAllPhase&gt;=17k&lt;65 | False | False |  |  |  |  | 17.3 | 12 | [6 empty] | 5.5 | 4.3 | 48000 | All Heating | 07/10/2023 |  | 11/13/2023
ClimateMaster Inc. | CLIMATEMASTER | TYV/H024B |  | Voluntarily Certified | HPWaterSAllPhase&gt;=17k&lt;65 | False | False |  |  |  |  | 14.3 | 12 | [6 empty] | 4.6 | 4.3 | 23700 | All Heating | 07/10/2023 |  | 11/13/2023
ClimateMaster Inc. | CLIMATEMASTER | TYV/H030 |  | Voluntarily Certified | HPWaterSAllPhase&gt;=17k&lt;65 | False | False |  |  |  |  | 14 | 12 | [6 empty] | 4.6 | 4.3 | 28500 | All Heating | 07/10/2023 |  | 11/13/2023
ClimateMaster Inc. | CLIMATEMASTER | TCH/V006A*W/K |  | Voluntarily Certified | HPWaterSAllPhase&lt;17kAllHeat | False | False |  |  |  |  | 14 | 11.2 | [6 empty] | 4.8 | 4.3 | 5800 | All Heating | 07/10/2023 |  | 11/13/2023
ClimateMaster Inc. | CLIMATEMASTER | TCH/V009A*W/K |  | Voluntarily Certified | HPWaterSAllPhase&lt;17kAllHeat | False | False |  |  |  |  | 14.2 | 11.2 | [6 empty] | 4.4 | 4.3 | 8600 | All Heating | 07/10/2023 |  | 11/13/2023
ClimateMaster Inc. | CLIMATEMASTER | TCH/V012A*W/K |  | Voluntarily Certified | HPWaterSAllPhase&lt;17kAllHeat | False | False |  |  |  |  | 13 | 11.2 | [6 empty] | 4.4 | 4.3 | 11100 | All Heating | 07/10/2023 |  | 11/13/2023
ClimateMaster Inc. | CLIMATEMASTER | TRL006A |  | Voluntarily Certified | HPWaterSAllPhase&lt;17kAllHeat | False | False |  |  |  |  | 15.5 | 11.2 | [6 empty] | 4.6 | 4.3 | 6400 | All Heating | 07/10/2023 |  | 11/13/2023
ClimateMaster Inc. | CLIMATEMASTER | TRL009A |  | Voluntarily Certified | HPWaterSAllPhase&lt;17kAllHeat | False | False |  |  |  |  | 15.5 | 11.2 | [6 empty] | 4.5 | 4.3 | 9200 | All Heating | 07/10/2023 |  | 11/13/2023
ClimateMaster Inc. | CLIMATEMASTER | TRL012A |  | Voluntarily Certified | HPWaterSAllPhase&lt;17kAllHeat | False | False |  |  |  |  | 15 | 11.2 | [6 empty] | 4.5 | 4.3 | 12100 | All Heating | 07/10/2023 |  | 11/13/2023
ClimateMaster Inc. | CLIMATEMASTER | TRL015A |  | Voluntarily Certified | HPWaterSAllPhase&lt;17kAllHeat | False | False |  |  |  |  | 14.7 | 11.2 | [6 empty] | 4.5 | 4.3 | 14100 | All Heating | 07/10/2023 |  | 11/13/2023
ClimateMaster Inc. | CLIMATEMASTER | TSM09 B/C |  | Voluntarily Certified | HPWaterSAllPhase&lt;17kAllHeat | False | False |  |  |  |  | 13.9 | 11.2 | [6 empty] | 5.2 | 4.3 | 9700 | All Heating | 07/10/2023 |  | 11/13/2023
ClimateMaster Inc. | CLIMATEMASTER | TSM09 D |  | Voluntarily Certified | HPWaterSAllPhase&lt;17kAllHeat | False | False |  |  |  |  | 15 | 11.2 | [6 empty] | 5.4 | 4.3 | 9800 | All Heating | 07/10/2023 |  | 11/13/2023
ClimateMaster Inc. | CLIMATEMASTER | TSM12 B/C |  | Voluntarily Certified | HPWaterSAllPhase&lt;17kAllHeat | False | False |  |  |  |  | 13.8 | 11.2 | [6 empty] | 5.1 | 4.3 | 11400 | All Heating | 07/10/2023 |  | 11/13/2023
ClimateMaster Inc. | CLIMATEMASTER | TSM12 D |  | Voluntarily Certified | HPWaterSAllPhase&lt;17kAllHeat | False | False |  |  |  |  | 14.7 | 11.2 | [6 empty] | 5.2 | 4.3 | 11600 | All Heating | 07/10/2023 |  | 11/13/2023
ClimateMaster Inc. | CLIMATEMASTER | TSM15 B/C |  | Voluntarily Certified | HPWaterSAllPhase&lt;17kAllHeat | False | False |  |  |  |  | 13.3 | 11.2 | [6 empty] | 4.8 | 4.3 | 14300 | All Heating | 07/10/2023 |  | 11/13/2023
ClimateMaster Inc. | CLIMATEMASTER | TSM15 D |  | Voluntarily Certified | HPWaterSAllPhase&lt;17kAllHeat | False | False |  |  |  |  | 15.9 | 11.2 | [6 empty] | 5.3 | 4.3 | 14600 | All Heating | 07/10/2023 |  | 11/13/2023
ClimateMaster Inc. | CLIMATEMASTER | TSM18 B/C |  | Voluntarily Certified | HPWaterSAllPhase&gt;=17k&lt;65 | False | False |  |  |  |  | 13.2 | 12 | [6 empty] | 4.8 | 4.3 | 17300 | All Heating | 07/10/2023 |  | 11/13/2023
ClimateMaster Inc. | CLIMATEMASTER | TSM18 D |  | Voluntarily Certified | HPWaterSAllPhase&gt;=17k&lt;65 | False | False |  |  |  |  | 15.2 | 12 | [6 empty] | 5.1 | 4.3 | 18000 | All Heating | 07/10/2023 |  | 11/13/2023
ClimateMaster Inc. | CLIMATEMASTER | TSM24 B/C |  | Voluntarily Certified | HPWaterSAllPhase&gt;=17k&lt;65 | False | False |  |  |  |  | 14.4 | 12 | [6 empty] | 4.9 | 4.3 | 25000 | All Heating | 07/10/2023 |  | 11/13/2023
ClimateMaster Inc. | CLIMATEMASTER | TSM24 D |  | Voluntarily Certified | HPWaterSAllPhase&gt;=17k&lt;65 | False | False |  |  |  |  | 15.7 | 12 | [6 empty] | 5.1 | 4.3 | 25000 | All Heating | 07/10/2023 |  | 11/13/2023
ClimateMaster Inc. | CLIMATEMASTER | TSM30 B/C |  | Voluntarily Certified | HPWaterSAllPhase&gt;=17k&lt;65 | False | False |  |  |  |  | 13.4 | 12 | [6 empty] | 4.7 | 4.3 | 27500 | All Heating | 07/10/2023 |  | 11/13/2023
ClimateMaster Inc. | CLIMATEMASTER | TSM30 D |  | Voluntarily Certified | HPWaterSAllPhase&gt;=17k&lt;65 | False | False |  |  |  |  | 15.1 | 12 | [6 empty] | 5 | 4.3 | 28000 | All Heating | 07/10/2023 |  | 11/13/2023
ClimateMaster Inc. | CLIMATEMASTER | TSM36 B/C |  | Voluntarily Certified | HPWaterSAllPhase&gt;=17k&lt;65 | False | False |  |  |  |  | 14.1 | 12 | [6 empty] | 4.9 | 4.3 | 35000 | All Heating | 07/10/2023 |  | 11/13/2023
ClimateMaster Inc. | CLIMATEMASTER | TSM36 D |  | Voluntarily Certified | HPWaterSAllPhase&gt;=17k&lt;65 | False | False |  |  |  |  | 14.6 | 12 | [6 empty] | 5 | 4.3 | 35000 | All Heating | 07/10/2023 |  | 11/13/2023
ClimateMaster Inc. | CLIMATEMASTER | TSL09 A/C |  | Voluntarily Certified | HPWaterSAllPhase&lt;17kAllHeat | False | False |  |  |  |  | 14.1 | 11.2 | [6 empty] | 5 | 4.3 | 9500 | All Heating | 07/10/2023 |  | 11/13/2023
ClimateMaster Inc. | CLIMATEMASTER | TSL09 D |  | Voluntarily Certified | HPWaterSAllPhase&lt;17kAllHeat | False | False |  |  |  |  | 15.2 | 11.2 | [6 empty] | 5.4 | 4.3 | 10000 | All Heating | 07/10/2023 |  | 11/13/2023
ClimateMaster Inc. | CLIMATEMASTER | TSL12 A/C |  | Voluntarily Certified | HPWaterSAllPhase&lt;17kAllHeat | False | False |  |  |  |  | 14.3 | 11.2 | [6 empty] | 4.7 | 4.3 | 11600 | All Heating | 07/10/2023 |  | 11/13/2023
ClimateMaster Inc. | CLIMATEMASTER | TSL12 D |  | Voluntarily Certified | HPWaterSAllPhase&lt;17kAllHeat | False | False |  |  |  |  | 14.9 | 11.2 | [6 empty] | 5.1 | 4.3 | 11600 | All Heating | 07/10/2023 |  | 11/13/2023
ClimateMaster Inc. | CLIMATEMASTER | TSL15 A/C |  | Voluntarily Certified | HPWaterSAllPhase&lt;17kAllHeat | False | False |  |  |  |  | 14.3 | 11.2 | [6 empty] | 5 | 4.3 | 14000 | All Heating | 07/10/2023 |  | 11/13/2023
ClimateMaster Inc. | CLIMATEMASTER | TSL15 D |  | Voluntarily Certified | HPWaterSAllPhase&lt;17kAllHeat | False | False |  |  |  |  | 16.3 | 11.2 | [6 empty] | 5.4 | 4.3 | 14600 | All Heating | 07/10/2023 |  | 11/13/2023
ClimateMaster Inc. | CLIMATEMASTER | TSL18 A/C |  | Voluntarily Certified | HPWaterSAllPhase&lt;17kAllHeat | False | False |  |  |  |  | 13.2 | 11.2 | [6 empty] | 5 | 4.3 | 16800 | All Heating | 07/10/2023 |  | 11/13/2023
ClimateMaster Inc. | CLIMATEMASTER | TSL18 D |  | Voluntarily Certified | HPWaterSAllPhase&gt;=17k&lt;65 | False | False |  |  |  |  | 15.1 | 12 | [6 empty] | 5.4 | 4.3 | 17100 | All Heating | 07/10/2023 |  | 11/13/2023
ClimateMaster Inc. | CLIMATEMASTER | TSL24 A/C |  | Voluntarily Certified | HPWaterSAllPhase&gt;=17k&lt;65 | False | False |  |  |  |  | 15.2 | 12 | [6 empty] | 5 | 4.3 | 24500 | All Heating | 07/10/2023 |  | 11/13/2023
ClimateMaster Inc. | CLIMATEMASTER | TSL24 D |  | Voluntarily Certified | HPWaterSAllPhase&gt;=17k&lt;65 | False | False |  |  |  |  | 16.4 | 12 | [6 empty] | 5.3 | 4.3 | 25000 | All Heating | 07/10/2023 |  | 11/13/2023
ClimateMaster Inc. | CLIMATEMASTER | TSL30 A/C |  | Voluntarily Certified | HPWaterSAllPhase&gt;=17k&lt;65 | False | False |  |  |  |  | 15.2 | 12 | [6 empty] | 5.2 | 4.3 | 28000 | All Heating | 07/10/2023 |  | 11/13/2023
ClimateMaster Inc. | CLIMATEMASTER | TSL30 D |  | Voluntarily Certified | HPWaterSAllPhase&gt;=17k&lt;65 | False | False |  |  |  |  | 16.1 | 12 | [6 empty] | 5.3 | 4.3 | 28500 | All Heating | 07/10/2023 |  | 11/13/2023
ClimateMaster Inc. | CLIMATEMASTER | TSL36 A/C |  | Voluntarily Certified | HPWaterSAllPhase&gt;=17k&lt;65 | False | False |  |  |  |  | 14.3 | 12 | [6 empty] | 5 | 4.3 | 35000 | All Heating | 07/10/2023 |  | 11/13/2023
ClimateMaster Inc. | CLIMATEMASTER | TSL36 D |  | Voluntarily Certified | HPWaterSAllPhase&gt;=17k&lt;65 | False | False |  |  |  |  | 15 | 12 | [6 empty] | 5 | 4.3 | 35000 | All Heating | 07/10/2023 |  | 11/13/2023
ClimateMaster Inc. | CLIMATEMASTER | TRT060D |  | Voluntarily Certified | HPWaterSAllPhase&gt;=17k&lt;65 | False | False |  |  |  |  | 16.2 | 12 | [6 empty] | 5.1 | 4.3 | 62400 | All Heating | 07/10/2023 |  | 11/13/2023
ClimateMaster Inc. | CLIMATEMASTER | TRT036D |  | Voluntarily Certified | HPWaterSAllPhase&gt;=17k&lt;65 | False | False |  |  |  |  | 15 | 12 | [6 empty] | 5.1 | 4.3 | 35000 | All Heating | 07/10/2023 |  | 11/13/2023
ClimateMaster Inc. | CLIMATEMASTER | TRT048D |  | Voluntarily Certified | HPWaterSAllPhase&gt;=17k&lt;65 | False | False |  |  |  |  | 14 | 12 | [6 empty] | 4.7 | 4.3 | 46500 | All Heating | 07/10/2023 |  | 11/13/2023
ClimateMaster Inc. | CLIMATEMASTER | TRH/V006A*W/K |  | Voluntarily Certified | HPWaterSAllPhase&lt;17kAllHeat | False | False |  |  |  |  | 14 | 11.2 | [6 empty] | 4.8 | 4.3 | 5800 | All Heating | 07/10/2023 |  | 11/13/2023
ClimateMaster Inc. | CLIMATEMASTER | TRH/V009A*W/K |  | Voluntarily Certified | HPWaterSAllPhase&lt;17kAllHeat | False | False |  |  |  |  | 14.2 | 11.2 | [6 empty] | 4.4 | 4.3 | 8600 | All Heating | 07/10/2023 |  | 11/13/2023
ClimateMaster Inc. | CLIMATEMASTER | TRH/V012A*W/K |  | Voluntarily Certified | HPWaterSAllPhase&lt;17kAllHeat | False | False |  |  |  |  | 13 | 11.2 | [6 empty] | 4.4 | 4.3 | 11100 | All Heating | 07/10/2023 |  | 11/13/2023
ClimateMaster Inc. | Comfort-Aire | HBV041 |  | Voluntarily Certified | HPWaterSAllPhase&gt;=17k&lt;65 | False | False |  |  |  |  | 13.2 | 12 | [6 empty] | 4.3 | 4.3 | 36500 | All Heating | 07/10/2023 |  | 11/13/2023
ClimateMaster Inc. | Comfort-Aire | HEV/H030D |  | Voluntarily Certified | HPWaterSAllPhase&gt;=17k&lt;65 | False | False |  |  |  |  | 14 | 12 | [6 empty] | 4.6 | 4.3 | 28500 | All Heating | 07/10/2023 |  | 11/13/2023
ClimateMaster Inc. | Comfort-Aire | HEV/H042D |  | Voluntarily Certified | HPWaterSAllPhase&gt;=17k&lt;65 | False | False |  |  |  |  | 14.3 | 12 | [6 empty] | 4.6 | 4.3 | 41100 | All Heating | 07/10/2023 |  | 11/13/2023
ClimateMaster Inc. | Comfort-Aire | HEV/H048D |  | Voluntarily Certified | HPWaterSAllPhase&gt;=17k&lt;65 | False | False |  |  |  |  | 14 | 12 | [6 empty] | 4.9 | 4.3 | 45900 | All Heating | 07/10/2023 |  | 11/13/2023
ClimateMaster Inc. | Comfort-Aire | HEV/H060D |  | Voluntarily Certified | HPWaterSAllPhase&gt;=17k&lt;65 | False | False |  |  |  |  | 15.7 | 12 | [6 empty] | 4.8 | 4.3 | 61700 | All Heating | 07/10/2023 |  | 11/13/2023
ClimateMaster Inc. | Comfort-Aire | HEH/V030C |  | Voluntarily Certified | HPWaterSAllPhase&gt;=17k&lt;65 | False | False |  |  |  |  | 14 | 12 | [6 empty] | 4.6 | 4.3 | 28500 | All Heating | 07/10/2023 |  | 11/13/2023
ClimateMaster Inc. | Comfort-Aire | HEH/V036C |  | Voluntarily Certified | HPWaterSAllPhase&gt;=17k&lt;65 | False | False |  |  |  |  | 15.1 | 12 | [6 empty] | 4.6 | 4.3 | 34300 | All Heating | 07/10/2023 |  | 11/13/2023
ClimateMaster Inc. | Comfort-Aire | HEH/V042C |  | Voluntarily Certified | HPWaterSAllPhase&gt;=17k&lt;65 | False | False |  |  |  |  | 14.3 | 12 | [6 empty] | 4.6 | 4.3 | 41100 | All Heating | 07/10/2023 |  | 11/13/2023
ClimateMaster Inc. | Comfort-Aire | HEH/V048C |  | Voluntarily Certified | HPWaterSAllPhase&gt;=17k&lt;65 | False | False |  |  |  |  | 14 | 12 | [6 empty] | 4.9 | 4.3 | 45900 | All Heating | 07/10/2023 |  | 11/13/2023
ClimateMaster Inc. | Comfort-Aire | HEH/V060C |  | Voluntarily Certified | HPWaterSAllPhase&gt;=17k&lt;65 | False | False |  |  |  |  | 15.7 | 12 | [6 empty] | 4.8 | 4.3 | 61700 | All Heating | 07/10/2023 |  | 11/13/2023
ClimateMaster Inc. | Comfort-Aire | HBH/V018*W/K |  | Voluntarily Certified | HPWaterSAllPhase&gt;=17k&lt;65 | False | False |  |  |  |  | 15 | 12 | [6 empty] | 5.2 | 4.3 | 18700 | All Heating | 07/10/2023 |  | 11/13/2023
ClimateMaster Inc. | Comfort-Aire | HBH/V024*W/K |  | Voluntarily Certified | HPWaterSAllPhase&gt;=17k&lt;65 | False | False |  |  |  |  | 13.5 | 12 | [6 empty] | 4.8 | 4.3 | 23600 | All Heating | 07/10/2023 |  | 11/13/2023
ClimateMaster Inc. | Comfort-Aire | HRC09 |  | Voluntarily Certified | HPWaterSAllPhase&lt;17kAllHeat | False | False |  |  |  |  | 13.3 | 11.2 | [6 empty] | 4.6 | 4.3 | 8600 | All Heating | 07/10/2023 |  | 11/13/2023
ClimateMaster Inc. | Comfort-Aire | HRC12 |  | Voluntarily Certified | HPWaterSAllPhase&lt;17kAllHeat | False | False |  |  |  |  | 12.8 | 11.2 | [6 empty] | 4.5 | 4.3 | 11300 | All Heating | 07/10/2023 |  | 11/13/2023
ClimateMaster Inc. | Comfort-Aire | HRC15 |  | Voluntarily Certified | HPWaterSAllPhase&lt;17kAllHeat | False | False |  |  |  |  | 12.8 | 11.2 | [6 empty] | 5.1 | 4.3 | 13700 | All Heating | 07/10/2023 |  | 11/13/2023
ClimateMaster Inc. | Comfort-Aire | HRC18 |  | Voluntarily Certified | HPWaterSAllPhase&lt;17kAllHeat | False | False |  |  |  |  | 12.2 | 11.2 | [6 empty] | 4.5 | 4.3 | 15600 | All Heating | 07/10/2023 |  | 11/13/2023
ClimateMaster Inc. | Comfort-Aire | HEV/H024D |  | Voluntarily Certified | HPWaterSAllPhase&gt;=17k&lt;65 | False | False |  |  |  |  | 14.3 | 12 | [6 empty] | 4.6 | 4.3 | 23700 | All Heating | 07/10/2023 |  | 11/13/2023
ClimateMaster Inc. | Comfort-Aire | HEH/V024C |  | Voluntarily Certified | HPWaterSAllPhase&gt;=17k&lt;65 | False | False |  |  |  |  | 14.3 | 12 | [6 empty] | 4.6 | 4.3 | 23700 | All Heating | 07/10/2023 |  | 11/13/2023
ClimateMaster Inc. | Comfort-Aire | HBH/V030*W/K |  | Voluntarily Certified | HPWaterSAllPhase&gt;=17k&lt;65 | False | False |  |  |  |  | 13.6 | 12 | [6 empty] | 4.9 | 4.3 | 28600 | All Heating | 07/10/2023 |  | 11/13/2023
ClimateMaster Inc. | Comfort-Aire | HBH/V036*W/K |  | Voluntarily Certified | HPWaterSAllPhase&gt;=17k&lt;65 | False | False |  |  |  |  | 14 | 12 | [6 empty] | 4.5 | 4.3 | 34500 | All Heating | 07/10/2023 |  | 11/13/2023
ClimateMaster Inc. | Comfort-Aire | HBH/V042*W/K |  | Voluntarily Certified | HPWaterSAllPhase&gt;=17k&lt;65 | False | False |  |  |  |  | 14.9 | 12 | [6 empty] | 4.5 | 4.3 | 41000 | All Heating | 07/10/2023 |  | 11/13/2023
ClimateMaster Inc. | Comfort-Aire | HBH/V048*W/K |  | Voluntarily Certified | HPWaterSAllPhase&gt;=17k&lt;65 | False | False |  |  |  |  | 14 | 12 | [6 empty] | 4.8 | 4.3 | 48000 | All Heating | 07/10/2023 |  | 11/13/2023
ClimateMaster Inc. | Comfort-Aire | HBH/V060*W/K |  | Voluntarily Certified | HPWaterSAllPhase&gt;=17k&lt;65 | False | False |  |  |  |  | 14.6 | 12 | [6 empty] | 4.4 | 4.3 | 59500 | All Heating | 07/10/2023 |  | 11/13/2023
ClimateMaster Inc. | Comfort-Aire | HEV/H036D |  | Voluntarily Certified | HPWaterSAllPhase&gt;=17k&lt;65 | False | False |  |  |  |  | 15.1 | 12 | [6 empty] | 4.6 | 4.3 | 34300 | All Heating | 07/10/2023 |  | 11/13/2023
ClimateMaster Inc. | Comfort-Aire | HBH/V015*W/K |  | Voluntarily Certified | HPWaterSAllPhase&lt;17kAllHeat | False | False |  |  |  |  | 15.5 | 11.2 | [6 empty] | 5.3 | 4.3 | 14300 | All Heating | 07/10/2023 |  | 11/13/2023
ClimateMaster Inc. | Comfort-Aire | HZV/H/D048B |  | Voluntarily Certified | HPWaterSAllPhase&gt;=17k&lt;65 | False | False |  |  |  |  | 16.8 | 12 | [6 empty] | 5.1 | 4.3 | 48600 | All Heating | 07/10/2023 |  | 11/13/2023
ClimateMaster Inc. | Comfort-Aire | HZV/H/D060B |  | Voluntarily Certified | HPWaterSAllPhase&gt;=17k&lt;65 | False | False |  |  |  |  | 16.2 | 12 | [6 empty] | 5.4 | 4.3 | 61500 | All Heating | 07/10/2023 |  | 11/13/2023
ClimateMaster Inc. | Comfort-Aire | HZV/H/D070B |  | Voluntarily Certified | HPWaterSAllPhase&gt;=65k&lt;13 | False | False |  |  |  |  | 15.1 | 12 | [6 empty] | 4.8 | 4.3 | 68300 | All Heating | 07/10/2023 |  | 11/13/2023
ClimateMaster Inc. | Comfort-Aire | HBH/V024 |  | Voluntarily Certified | HPWaterSAllPhase&gt;=17k&lt;65 | False | False |  |  |  |  | 13 | 12 | [6 empty] | 4.6 | 4.3 | 23600 | All Heating | 07/10/2023 |  | 11/13/2023
ClimateMaster Inc. | Comfort-Aire | HBH/V030 |  | Voluntarily Certified | HPWaterSAllPhase&gt;=17k&lt;65 | False | False |  |  |  |  | 13 | 12 | [6 empty] | 4.7 | 4.3 | 28600 | All Heating | 07/10/2023 |  | 11/13/2023
ClimateMaster Inc. | Comfort-Aire | HBH/V036 |  | Voluntarily Certified | HPWaterSAllPhase&gt;=17k&lt;65 | False | False |  |  |  |  | 13.2 | 12 | [6 empty] | 4.4 | 4.3 | 34500 | All Heating | 07/10/2023 |  | 11/13/2023
ClimateMaster Inc. | Comfort-Aire | HKV084 |  | Voluntarily Certified | HPWaterSAllPhase&gt;=65k&lt;13 | False | False |  |  |  |  | 15.2 | 12 | [6 empty] | 4.8 | 4.3 | 82000 | All Heating | 07/10/2023 |  | 11/13/2023
ClimateMaster Inc. | Comfort-Aire | HKV096 |  | Voluntarily Certified | HPWaterSAllPhase&gt;=65k&lt;13 | False | False |  |  |  |  | 15 | 12 | [6 empty] | 4.7 | 4.3 | 94000 | All Heating | 07/10/2023 |  | 11/13/2023
ClimateMaster Inc. | Comfort-Aire | HKV120 |  | Voluntarily Certified | HPWaterSAllPhase&gt;=65k&lt;13 | False | False |  |  |  |  | 15 | 12 | [6 empty] | 5 | 4.3 | 118000 | All Heating | 07/10/2023 |  | 11/13/2023
ClimateMaster Inc. | Comfort-Aire | HBH/V042 |  | Voluntarily Certified | HPWaterSAllPhase&gt;=17k&lt;65 | False | False |  |  |  |  | 13.2 | 12 | [6 empty] | 4.3 | 4.3 | 41000 | All Heating | 07/10/2023 |  | 11/13/2023
ClimateMaster Inc. | Comfort-Aire | HBH/V006 |  | Voluntarily Certified | HPWaterSAllPhase&lt;17kAllHeat | False | False |  |  |  |  | 13.2 | 11.2 | [6 empty] | 4.7 | 4.3 | 5800 | All Heating | 07/10/2023 |  | 11/13/2023
ClimateMaster Inc. | Comfort-Aire | HBH/V009 |  | Voluntarily Certified | HPWaterSAllPhase&lt;17kAllHeat | False | False |  |  |  |  | 13.4 | 11.2 | [6 empty] | 4.3 | 4.3 | 8600 | All Heating | 07/10/2023 |  | 11/13/2023
ClimateMaster Inc. | Comfort-Aire | HBH/V012 |  | Voluntarily Certified | HPWaterSAllPhase&lt;17kAllHeat | False | False |  |  |  |  | 12.5 | 11.2 | [6 empty] | 4.3 | 4.3 | 11100 | All Heating | 07/10/2023 |  | 11/13/2023
ClimateMaster Inc. | Comfort-Aire | HBH/V015 |  | Voluntarily Certified | HPWaterSAllPhase&lt;17kAllHeat | False | False |  |  |  |  | 14.5 | 11.2 | [6 empty] | 5 | 4.3 | 14300 | All Heating | 07/10/2023 |  | 11/13/2023
ClimateMaster Inc. | Comfort-Aire | HBH/V018 |  | Voluntarily Certified | HPWaterSAllPhase&gt;=17k&lt;65 | False | False |  |  |  |  | 14 | 12 | [6 empty] | 5 | 4.3 | 18700 | All Heating | 07/10/2023 |  | 11/13/2023
ClimateMaster Inc. | Comfort-Aire | HBH/V048 |  | Voluntarily Certified | HPWaterSAllPhase&gt;=17k&lt;65 | False | False |  |  |  |  | 13.3 | 12 | [6 empty] | 4.7 | 4.3 | 48000 | All Heating | 07/10/2023 |  | 11/13/2023
ClimateMaster Inc. | Comfort-Aire | HBH/V060 |  | Voluntarily Certified | HPWaterSAllPhase&gt;=17k&lt;65 | False | False |  |  |  |  | 13 | 12 | [6 empty] | 4.3 | 4.3 | 59500 | All Heating | 07/10/2023 |  | 11/13/2023
ClimateMaster Inc. | Comfort-Aire | HBH072 |  | Voluntarily Certified | HPWaterSAllPhase&gt;=65k&lt;13 | False | False |  |  |  |  | 13.3 | 12 | [6 empty] | 5 | 4.3 | 69000 | All Heating | 07/10/2023 |  | 11/13/2023
ClimateMaster Inc. | Comfort-Aire | HBH096 |  | Voluntarily Certified | HPWaterSAllPhase&gt;=65k&lt;13 | False | False |  |  |  |  | 13.7 | 12 | [6 empty] | 5 | 4.3 | 95000 | All Heating | 07/10/2023 |  | 11/13/2023
ClimateMaster Inc. | Comfort-Aire | HBH120 |  | Voluntarily Certified | HPWaterSAllPhase&gt;=65k&lt;13 | False | False |  |  |  |  | 13.3 | 12 | [6 empty] | 4.6 | 4.3 | 119000 | All Heating | 07/10/2023 |  | 11/13/2023
ClimateMaster Inc. | Comfort-Aire | HBV072 |  | Voluntarily Certified | HPWaterSAllPhase&gt;=65k&lt;13 | False | False |  |  |  |  | 13.3 | 12 | [6 empty] | 5 | 4.3 | 69000 | All Heating | 07/10/2023 |  | 11/13/2023
ClimateMaster Inc. | Comfort-Aire | HBV096 |  | Voluntarily Certified | HPWaterSAllPhase&gt;=65k&lt;13 | False | False |  |  |  |  | 13.7 | 12 | [6 empty] | 5 | 4.3 | 95000 | All Heating | 07/10/2023 |  | 11/13/2023
ClimateMaster Inc. | Comfort-Aire | HBV120 |  | Voluntarily Certified | HPWaterSAllPhase&gt;=65k&lt;13 | False | False |  |  |  |  | 13.3 | 12 | [6 empty] | 4.6 | 4.3 | 119000 | All Heating | 07/10/2023 |  | 11/13/2023
ClimateMaster Inc. | Comfort-Aire | HZV/H/D036B |  | Voluntarily Certified | HPWaterSAllPhase&gt;=17k&lt;65 | False | False |  |  |  |  | 17.9 | 12 | [6 empty] | 5.8 | 4.3 | 37700 | All Heating | 07/10/2023 |  | 11/13/2023
ClimateMaster Inc. | Comfort-Aire | HZV/H/D024B |  | Voluntarily Certified | HPWaterSAllPhase&gt;=17k&lt;65 | False | False |  |  |  |  | 17.4 | 12 | [6 empty] | 6 | 4.3 | 25000 | All Heating | 07/10/2023 |  | 11/13/2023
ClimateMaster Inc. | Century | HEV/H024D |  | Voluntarily Certified | HPWaterSAllPhase&gt;=17k&lt;65 | False | False |  |  |  |  | 14.3 | 12 | [6 empty] | 4.6 | 4.3 | 23700 | All Heating | 07/10/2023 |  | 11/13/2023
ClimateMaster Inc. | Century | HZV/H/D036B |  | Voluntarily Certified | HPWaterSAllPhase&gt;=17k&lt;65 | False | False |  |  |  |  | 17.9 | 12 | [6 empty] | 5.8 | 4.3 | 37700 | All Heating | 07/10/2023 |  | 11/13/2023
ClimateMaster Inc. | Century | HBV120 |  | Voluntarily Certified | HPWaterSAllPhase&gt;=65k&lt;13 | False | False |  |  |  |  | 13.3 | 12 | [6 empty] | 4.6 | 4.3 | 119000 | All Heating | 07/10/2023 |  | 11/13/2023
ClimateMaster Inc. | Century | HBV096 |  | Voluntarily Certified | HPWaterSAllPhase&gt;=65k&lt;13 | False | False |  |  |  |  | 13.7 | 12 | [6 empty] | 5 | 4.3 | 95000 | All Heating | 07/10/2023 |  | 11/13/2023
ClimateMaster Inc. | Century | HBV072 |  | Voluntarily Certified | HPWaterSAllPhase&gt;=65k&lt;13 | False | False |  |  |  |  | 13.3 | 12 | [6 empty] | 5 | 4.3 | 69000 | All Heating | 07/10/2023 |  | 11/13/2023
ClimateMaster Inc. | Century | HBH120 |  | Voluntarily Certified | HPWaterSAllPhase&gt;=65k&lt;13 | False | False |  |  |  |  | 13.3 | 12 | [6 empty] | 4.6 | 4.3 | 119000 | All Heating | 07/10/2023 |  | 11/13/2023
ClimateMaster Inc. | Century | HBH096 |  | Voluntarily Certified | HPWaterSAllPhase&gt;=65k&lt;13 | False | False |  |  |  |  | 13.7 | 12 | [6 empty] | 5 | 4.3 | 95000 | All Heating | 07/10/2023 |  | 11/13/2023
ClimateMaster Inc. | Century | HBH072 |  | Voluntarily Certified | HPWaterSAllPhase&gt;=65k&lt;13 | False | False |  |  |  |  | 13.3 | 12 | [6 empty] | 5 | 4.3 | 69000 | All Heating | 07/10/2023 |  | 11/13/2023
ClimateMaster Inc. | Century | HBH/V060 |  | Voluntarily Certified | HPWaterSAllPhase&gt;=17k&lt;65 | False | False |  |  |  |  | 13 | 12 | [6 empty] | 4.3 | 4.3 | 59500 | All Heating | 07/10/2023 |  | 11/13/2023
ClimateMaster Inc. | Century | HBH/V048 |  | Voluntarily Certified | HPWaterSAllPhase&gt;=17k&lt;65 | False | False |  |  |  |  | 13.3 | 12 | [6 empty] | 4.7 | 4.3 | 48000 | All Heating | 07/10/2023 |  | 11/13/2023
ClimateMaster Inc. | Century | HBH/V018 |  | Voluntarily Certified | HPWaterSAllPhase&gt;=17k&lt;65 | False | False |  |  |  |  | 14 | 12 | [6 empty] | 5 | 4.3 | 18700 | All Heating | 07/10/2023 |  | 11/13/2023
ClimateMaster Inc. | Century | HBH/V015 |  | Voluntarily Certified | HPWaterSAllPhase&lt;17kAllHeat | False | False |  |  |  |  | 14.5 | 11.2 | [6 empty] | 5 | 4.3 | 14300 | All Heating | 07/10/2023 |  | 11/13/2023
ClimateMaster Inc. | Century | HBH/V012 |  | Voluntarily Certified | HPWaterSAllPhase&lt;17kAllHeat | False | False |  |  |  |  | 12.5 | 11.2 | [6 empty] | 4.3 | 4.3 | 11100 | All Heating | 07/10/2023 |  | 11/13/2023
ClimateMaster Inc. | Century | HBH/V009 |  | Voluntarily Certified | HPWaterSAllPhase&lt;17kAllHeat | False | False |  |  |  |  | 13.4 | 11.2 | [6 empty] | 4.3 | 4.3 | 8600 | All Heating | 07/10/2023 |  | 11/13/2023
ClimateMaster Inc. | Century | HBH/V006 |  | Voluntarily Certified | HPWaterSAllPhase&lt;17kAllHeat | False | False |  |  |  |  | 13.2 | 11.2 | [6 empty] | 4.7 | 4.3 | 5800 | All Heating | 07/10/2023 |  | 11/13/2023
ClimateMaster Inc. | Century | HBH/V042 |  | Voluntarily Certified | HPWaterSAllPhase&gt;=17k&lt;65 | False | False |  |  |  |  | 13.2 | 12 | [6 empty] | 4.3 | 4.3 | 41000 | All Heating | 07/10/2023 |  | 11/13/2023
ClimateMaster Inc. | Century | HKV120 |  | Voluntarily Certified | HPWaterSAllPhase&gt;=65k&lt;13 | False | False |  |  |  |  | 15 | 12 | [6 empty] | 5 | 4.3 | 118000 | All Heating | 07/10/2023 |  | 11/13/2023
ClimateMaster Inc. | Century | HKV096 |  | Voluntarily Certified | HPWaterSAllPhase&gt;=65k&lt;13 | False | False |  |  |  |  | 15 | 12 | [6 empty] | 4.7 | 4.3 | 94000 | All Heating | 07/10/2023 |  | 11/13/2023
ClimateMaster Inc. | Century | HKV084 |  | Voluntarily Certified | HPWaterSAllPhase&gt;=65k&lt;13 | False | False |  |  |  |  | 15.2 | 12 | [6 empty] | 4.8 | 4.3 | 82000 | All Heating | 07/10/2023 |  | 11/13/2023
ClimateMaster Inc. | Century | HBH/V036 |  | Voluntarily Certified | HPWaterSAllPhase&gt;=17k&lt;65 | False | False |  |  |  |  | 13.2 | 12 | [6 empty] | 4.4 | 4.3 | 34500 | All Heating | 07/10/2023 |  | 11/13/2023
ClimateMaster Inc. | Century | HBH/V030 |  | Voluntarily Certified | HPWaterSAllPhase&gt;=17k&lt;65 | False | False |  |  |  |  | 13 | 12 | [6 empty] | 4.7 | 4.3 | 28600 | All Heating | 07/10/2023 |  | 11/13/2023
ClimateMaster Inc. | Century | HBH/V024 |  | Voluntarily Certified | HPWaterSAllPhase&gt;=17k&lt;65 | False | False |  |  |  |  | 13 | 12 | [6 empty] | 4.6 | 4.3 | 23600 | All Heating | 07/10/2023 |  | 11/13/2023
ClimateMaster Inc. | Century | HZV/H/D070B |  | Voluntarily Certified | HPWaterSAllPhase&gt;=65k&lt;13 | False | False |  |  |  |  | 15.1 | 12 | [6 empty] | 4.8 | 4.3 | 68300 | All Heating | 07/10/2023 |  | 11/13/2023
ClimateMaster Inc. | Century | HZV/H/D060B |  | Voluntarily Certified | HPWaterSAllPhase&gt;=17k&lt;65 | False | False |  |  |  |  | 16.2 | 12 | [6 empty] | 5.4 | 4.3 | 61500 | All Heating | 07/10/2023 |  | 11/13/2023
ClimateMaster Inc. | Century | HZV/H/D048B |  | Voluntarily Certified | HPWaterSAllPhase&gt;=17k&lt;65 | False | False |  |  |  |  | 16.8 | 12 | [6 empty] | 5.1 | 4.3 | 48600 | All Heating | 07/10/2023 |  | 11/13/2023
ClimateMaster Inc. | Century | HBH/V018*W/K |  | Voluntarily Certified | HPWaterSAllPhase&gt;=17k&lt;65 | False | False |  |  |  |  | 15 | 12 | [6 empty] | 5.2 | 4.3 | 18700 | All Heating | 07/10/2023 |  | 11/13/2023
ClimateMaster Inc. | Century | HZV/H/D024B |  | Voluntarily Certified | HPWaterSAllPhase&gt;=17k&lt;65 | False | False |  |  |  |  | 17.4 | 12 | [6 empty] | 6 | 4.3 | 25000 | All Heating | 07/10/2023 |  | 11/13/2023
ClimateMaster Inc. | Century | HEV/H036D |  | Voluntarily Certified | HPWaterSAllPhase&gt;=17k&lt;65 | False | False |  |  |  |  | 15.1 | 12 | [6 empty] | 4.6 | 4.3 | 34300 | All Heating | 07/10/2023 |  | 11/13/2023
ClimateMaster Inc. | Century | HBH/V015*W/K |  | Voluntarily Certified | HPWaterSAllPhase&lt;17kAllHeat | False | False |  |  |  |  | 15.5 | 11.2 | [6 empty] | 5.3 | 4.3 | 14300 | All Heating | 07/10/2023 |  | 11/13/2023
ClimateMaster Inc. | Century | HBH/V060*W/K |  | Voluntarily Certified | HPWaterSAllPhase&gt;=17k&lt;65 | False | False |  |  |  |  | 14.6 | 12 | [6 empty] | 4.4 | 4.3 | 59500 | All Heating | 07/10/2023 |  | 11/13/2023
ClimateMaster Inc. | Century | HBH/V048*W/K |  | Voluntarily Certified | HPWaterSAllPhase&gt;=17k&lt;65 | False | False |  |  |  |  | 14 | 12 | [6 empty] | 4.8 | 4.3 | 48000 | All Heating | 07/10/2023 |  | 11/13/2023
ClimateMaster Inc. | Century | HBH/V042*W/K |  | Voluntarily Certified | HPWaterSAllPhase&gt;=17k&lt;65 | False | False |  |  |  |  | 14.9 | 12 | [6 empty] | 4.5 | 4.3 | 41000 | All Heating | 07/10/2023 |  | 11/13/2023
ClimateMaster Inc. | Century | HBH/V036*W/K |  | Voluntarily Certified | HPWaterSAllPhase&gt;=17k&lt;65 | False | False |  |  |  |  | 14 | 12 | [6 empty] | 4.5 | 4.3 | 34500 | All Heating | 07/10/2023 |  | 11/13/2023
ClimateMaster Inc. | Century | HEH/V024C |  | Voluntarily Certified | HPWaterSAllPhase&gt;=17k&lt;65 | False | False |  |  |  |  | 14.3 | 12 | [6 empty] | 4.6 | 4.3 | 23700 | All Heating | 07/10/2023 |  | 11/13/2023
ClimateMaster Inc. | Century | HRC09 |  | Voluntarily Certified | HPWaterSAllPhase&lt;17kAllHeat | False | False |  |  |  |  | 13.3 | 11.2 | [6 empty] | 4.6 | 4.3 | 8600 | All Heating | 07/10/2023 |  | 11/13/2023
ClimateMaster Inc. | Century | HRC12 |  | Voluntarily Certified | HPWaterSAllPhase&lt;17kAllHeat | False | False |  |  |  |  | 12.8 | 11.2 | [6 empty] | 4.5 | 4.3 | 11300 | All Heating | 07/10/2023 |  | 11/13/2023
ClimateMaster Inc. | Century | HRC15 |  | Voluntarily Certified | HPWaterSAllPhase&lt;17kAllHeat | False | False |  |  |  |  | 12.8 | 11.2 | [6 empty] | 5.1 | 4.3 | 13700 | All Heating | 07/10/2023 |  | 11/13/2023
ClimateMaster Inc. | Century | HRC18 |  | Voluntarily Certified | HPWaterSAllPhase&lt;17kAllHeat | False | False |  |  |  |  | 12.2 | 11.2 | [6 empty] | 4.5 | 4.3 | 15600 | All Heating | 07/10/2023 |  | 11/13/2023
ClimateMaster Inc. | Century | HBH/V030*W/K |  | Voluntarily Certified | HPWaterSAllPhase&gt;=17k&lt;65 | False | False |  |  |  |  | 13.6 | 12 | [6 empty] | 4.9 | 4.3 | 28600 | All Heating | 07/10/2023 |  | 11/13/2023
ClimateMaster Inc. | Century | HBH/V024*W/K |  | Voluntarily Certified | HPWaterSAllPhase&gt;=17k&lt;65 | False | False |  |  |  |  | 13.5 | 12 | [6 empty] | 4.8 | 4.3 | 23600 | All Heating | 07/10/2023 |  | 11/13/2023
ClimateMaster Inc. | Century | HEH/V060C |  | Voluntarily Certified | HPWaterSAllPhase&gt;=17k&lt;65 | False | False |  |  |  |  | 15.7 | 12 | [6 empty] | 4.8 | 4.3 | 61700 | All Heating | 07/10/2023 |  | 11/13/2023
ClimateMaster Inc. | Century | HEH/V048C |  | Voluntarily Certified | HPWaterSAllPhase&gt;=17k&lt;65 | False | False |  |  |  |  | 14 | 12 | [6 empty] | 4.9 | 4.3 | 45900 | All Heating | 07/10/2023 |  | 11/13/2023
ClimateMaster Inc. | Century | HEH/V042C |  | Voluntarily Certified | HPWaterSAllPhase&gt;=17k&lt;65 | False | False |  |  |  |  | 14.3 | 12 | [6 empty] | 4.6 | 4.3 | 41100 | All Heating | 07/10/2023 |  | 11/13/2023
ClimateMaster Inc. | Century | HEH/V036C |  | Voluntarily Certified | HPWaterSAllPhase&gt;=17k&lt;65 | False | False |  |  |  |  | 15.1 | 12 | [6 empty] | 4.6 | 4.3 | 34300 | All Heating | 07/10/2023 |  | 11/13/2023
ClimateMaster Inc. | Century | HEH/V030C |  | Voluntarily Certified | HPWaterSAllPhase&gt;=17k&lt;65 | False | False |  |  |  |  | 14 | 12 | [6 empty] | 4.6 | 4.3 | 28500 | All Heating | 07/10/2023 |  | 11/13/2023
ClimateMaster Inc. | Century | HEV/H060D |  | Voluntarily Certified | HPWaterSAllPhase&gt;=17k&lt;65 | False | False |  |  |  |  | 15.7 | 12 | [6 empty] | 4.8 | 4.3 | 61700 | All Heating | 07/10/2023 |  | 11/13/2023
ClimateMaster Inc. | Century | HBV041 |  | Voluntarily Certified | HPWaterSAllPhase&gt;=17k&lt;65 | False | False |  |  |  |  | 13.2 | 12 | [6 empty] | 4.3 | 4.3 | 36500 | All Heating | 07/10/2023 |  | 11/13/2023
ClimateMaster Inc. | Century | HEV/H048D |  | Voluntarily Certified | HPWaterSAllPhase&gt;=17k&lt;65 | False | False |  |  |  |  | 14 | 12 | [6 empty] | 4.9 | 4.3 | 45900 | All Heating | 07/10/2023 |  | 11/13/2023
ClimateMaster Inc. | Century | HEV/H042D |  | Voluntarily Certified | HPWaterSAllPhase&gt;=17k&lt;65 | False | False |  |  |  |  | 14.3 | 12 | [6 empty] | 4.6 | 4.3 | 41100 | All Heating | 07/10/2023 |  | 11/13/2023
ClimateMaster Inc. | Century | HEV/H030D |  | Voluntarily Certified | HPWaterSAllPhase&gt;=17k&lt;65 | False | False |  |  |  |  | 14 | 12 | [6 empty] | 4.6 | 4.3 | 28500 | All Heating | 07/10/2023 |  | 11/13/2023
ClimateMaster Inc. | Rheem | RPVV/H/D026D |  | Voluntarily Certified | HPWaterSAllPhase&gt;=17k&lt;65 | False | False |  |  |  |  | 17.4 | 12 | [6 empty] | 6 | 4.3 | 25000 | All Heating | 07/10/2023 |  | 11/13/2023
ClimateMaster Inc. | Rheem | RPVV/H/D038D |  | Voluntarily Certified | HPWaterSAllPhase&gt;=17k&lt;65 | False | False |  |  |  |  | 17.9 | 12 | [6 empty] | 5.8 | 4.3 | 37700 | All Heating | 07/10/2023 |  | 11/13/2023
ClimateMaster Inc. | Rheem | RPVV/H/D049D |  | Voluntarily Certified | HPWaterSAllPhase&gt;=17k&lt;65 | False | False |  |  |  |  | 16.8 | 12 | [6 empty] | 5.1 | 4.3 | 48600 | All Heating | 07/10/2023 |  | 11/13/2023
ClimateMaster Inc. | Rheem | RPVV/H/D064D |  | Voluntarily Certified | HPWaterSAllPhase&gt;=17k&lt;65 | False | False |  |  |  |  | 16.2 | 12 | [6 empty] | 5.4 | 4.3 | 61500 | All Heating | 07/10/2023 |  | 11/13/2023
ClimateMaster Inc. | Rheem | RPVV/H/D072D |  | Voluntarily Certified | HPWaterSAllPhase&gt;=65k&lt;13 | False | False |  |  |  |  | 15.1 | 12 | [6 empty] | 4.8 | 4.3 | 68300 | All Heating | 07/10/2023 |  | 11/13/2023
ClimateMaster Inc. | Johnson Controls | JCH/V024A*W/K B |  | Voluntarily Certified | HPWaterSAllPhase&gt;=17k&lt;65 | False | False |  |  |  |  | 13.5 | 12 | [6 empty] | 4.8 | 4.3 | 23600 | All Heating | 07/10/2023 |  | 11/13/2023
ClimateMaster Inc. | Johnson Controls | JCH/V036A*W/K B |  | Voluntarily Certified | HPWaterSAllPhase&gt;=17k&lt;65 | False | False |  |  |  |  | 14 | 12 | [6 empty] | 4.5 | 4.3 | 34500 | All Heating | 07/10/2023 |  | 11/13/2023
ClimateMaster Inc. | Johnson Controls | JEV/H/D026B B |  | Voluntarily Certified | HPWaterSAllPhase&gt;=17k&lt;65 | False | False |  |  |  |  | 17.4 | 12 | [6 empty] | 6 | 4.3 | 25000 | All Heating | 07/10/2023 |  | 11/13/2023
ClimateMaster Inc. | Johnson Controls | JEV/H/D038B B |  | Voluntarily Certified | HPWaterSAllPhase&gt;=17k&lt;65 | False | False |  |  |  |  | 17.9 | 12 | [6 empty] | 5.8 | 4.3 | 37700 | All Heating | 07/10/2023 |  | 11/13/2023
ClimateMaster Inc. | Johnson Controls | JEV/H/D049B B |  | Voluntarily Certified | HPWaterSAllPhase&gt;=17k&lt;65 | False | False |  |  |  |  | 16.8 | 12 | [6 empty] | 5.1 | 4.3 | 48600 | All Heating | 07/10/2023 |  | 11/13/2023
ClimateMaster Inc. | Johnson Controls | JEV/H/D064B B |  | Voluntarily Certified | HPWaterSAllPhase&gt;=17k&lt;65 | False | False |  |  |  |  | 16.2 | 12 | [6 empty] | 5.4 | 4.3 | 61500 | All Heating | 07/10/2023 |  | 11/13/2023
ClimateMaster Inc. | Johnson Controls | JEV/H/D072B B |  | Voluntarily Certified | HPWaterSAllPhase&gt;=65k&lt;13 | False | False |  |  |  |  | 15.1 | 12 | [6 empty] | 4.8 | 4.3 | 68300 | All Heating | 07/10/2023 |  | 11/13/2023
ClimateMaster Inc. | Johnson Controls | JCH/V006A*W/K B |  | Voluntarily Certified | HPWaterSAllPhase&lt;17kAllHeat | False | False |  |  |  |  | 14 | 11.2 | [6 empty] | 4.8 | 4.3 | 5800 | All Heating | 07/10/2023 |  | 11/13/2023
ClimateMaster Inc. | Johnson Controls | JCH/V048A*W/K B |  | Voluntarily Certified | HPWaterSAllPhase&gt;=17k&lt;65 | False | False |  |  |  |  | 14 | 12 | [6 empty] | 4.8 | 4.3 | 48000 | All Heating | 07/10/2023 |  | 11/13/2023
ClimateMaster Inc. | Johnson Controls | JCH/V009A*W/K B |  | Voluntarily Certified | HPWaterSAllPhase&lt;17kAllHeat | False | False |  |  |  |  | 14.2 | 11.2 | [6 empty] | 4.4 | 4.3 | 8600 | All Heating | 07/10/2023 |  | 11/13/2023
ClimateMaster Inc. | Johnson Controls | JCH/V012A*W/K B |  | Voluntarily Certified | HPWaterSAllPhase&lt;17kAllHeat | False | False |  |  |  |  | 13 | 11.2 | [6 empty] | 4.4 | 4.3 | 11100 | All Heating | 07/10/2023 |  | 11/13/2023
ClimateMaster Inc. | Johnson Controls | JSH/V/D030C*K B |  | Voluntarily Certified | HPWaterSAllPhase&gt;=17k&lt;65 | False | False |  |  |  |  | 17.3 | 12 | [6 empty] | 5.8 | 4.3 | 28000 | All Heating | 07/10/2023 |  | 11/13/2023
ClimateMaster Inc. | Johnson Controls | JSH/V/D048C*K B |  | Voluntarily Certified | HPWaterSAllPhase&gt;=17k&lt;65 | False | False |  |  |  |  | 17.2 | 12 | [6 empty] | 5.2 | 4.3 | 48900 | All Heating | 07/10/2023 |  | 11/13/2023
ClimateMaster Inc. | Johnson Controls | JSH/V/D060C*K B |  | Voluntarily Certified | HPWaterSAllPhase&gt;=17k&lt;65 | False | False |  |  |  |  | 17.2 | 12 | [6 empty] | 5.4 | 4.3 | 63200 | All Heating | 07/10/2023 |  | 11/13/2023
ClimateMaster Inc. | Johnson Controls | JSH/V/D070C*K B |  | Voluntarily Certified | HPWaterSAllPhase&gt;=65k&lt;13 | False | False |  |  |  |  | 15.7 | 12 | [6 empty] | 4.8 | 4.3 | 71100 | All Heating | 07/10/2023 |  | 11/13/2023
ClimateMaster Inc. | Johnson Controls | JRC15 |  | Voluntarily Certified | HPWaterSAllPhase&lt;17kAllHeat | False | False |  |  |  |  | 12.8 | 11.2 | [6 empty] | 5.1 | 4.3 | 13700 | All Heating | 07/10/2023 |  | 11/13/2023
ClimateMaster Inc. | Johnson Controls | JRE036D |  | Voluntarily Certified | HPWaterSAllPhase&gt;=17k&lt;65 | False | False |  |  |  |  | 14.2 | 12 | [6 empty] | 5 | 4.3 | 35000 | All Heating | 07/10/2023 |  | 11/13/2023
ClimateMaster Inc. | Johnson Controls | JRE048D |  | Voluntarily Certified | HPWaterSAllPhase&gt;=17k&lt;65 | False | False |  |  |  |  | 14.4 | 12 | [6 empty] | 4.7 | 4.3 | 48500 | All Heating | 07/10/2023 |  | 11/13/2023
ClimateMaster Inc. | Johnson Controls | JRE060D |  | Voluntarily Certified | HPWaterSAllPhase&gt;=17k&lt;65 | False | False |  |  |  |  | 15.7 | 12 | [6 empty] | 5.1 | 4.3 | 61100 | All Heating | 07/10/2023 |  | 11/13/2023
ClimateMaster Inc. | Johnson Controls | JRE072D |  | Voluntarily Certified | HPWaterSAllPhase&gt;=65k&lt;13 | False | False |  |  |  |  | 15 | 12 | [6 empty] | 5 | 4.3 | 71000 | All Heating | 07/10/2023 |  | 11/13/2023
ClimateMaster Inc. | Johnson Controls | JRE096D |  | Voluntarily Certified | HPWaterSAllPhase&gt;=65k&lt;13 | False | False |  |  |  |  | 14 | 12 | [6 empty] | 4.4 | 4.3 | 97000 | All Heating | 07/10/2023 |  | 11/13/2023
ClimateMaster Inc. | Johnson Controls | JRE120D |  | Voluntarily Certified | HPWaterSAllPhase&gt;=65k&lt;13 | False | False |  |  |  |  | 13.9 | 12 | [6 empty] | 4.4 | 4.3 | 122500 | All Heating | 07/10/2023 |  | 11/13/2023
ClimateMaster Inc. | Johnson Controls | JRC09 |  | Voluntarily Certified | HPWaterSAllPhase&lt;17kAllHeat | False | False |  |  |  |  | 13.3 | 11.2 | [6 empty] | 4.6 | 4.3 | 8600 | All Heating | 07/10/2023 |  | 11/13/2023
ClimateMaster Inc. | Johnson Controls | JRC18 |  | Voluntarily Certified | HPWaterSAllPhase&lt;17kAllHeat | False | False |  |  |  |  | 12.2 | 11.2 | [6 empty] | 4.5 | 4.3 | 15600 | All Heating | 07/10/2023 |  | 11/13/2023
ClimateMaster Inc. | Johnson Controls | JRC12 |  | Voluntarily Certified | HPWaterSAllPhase&lt;17kAllHeat | False | False |  |  |  |  | 12.8 | 11.2 | [6 empty] | 4.5 | 4.3 | 11300 | All Heating | 07/10/2023 |  | 11/13/2023
ClimateMaster Inc. | Johnson Controls | JSH/V/D036C*K B |  | Voluntarily Certified | HPWaterSAllPhase&gt;=17k&lt;65 | False | False |  |  |  |  | 18.1 | 12 | [6 empty] | 5.9 | 4.3 | 33500 | All Heating | 07/10/2023 |  | 11/13/2023
ClimateMaster Inc. | Johnson Controls | JSH/V/D042C B |  | Voluntarily Certified | HPWaterSAllPhase&gt;=17k&lt;65 | False | False |  |  |  |  | 17.2 | 12 | [6 empty] | 5.6 | 4.3 | 38500 | All Heating | 07/10/2023 |  | 11/13/2023
ClimateMaster Inc. | Johnson Controls | JSH/V/D042C*K B |  | Voluntarily Certified | HPWaterSAllPhase&gt;=17k&lt;65 | False | False |  |  |  |  | 19.6 | 12 | [6 empty] | 6 | 4.3 | 39400 | All Heating | 07/10/2023 |  | 11/13/2023
ClimateMaster Inc. | Johnson Controls | JSH/V/D048C B |  | Voluntarily Certified | HPWaterSAllPhase&gt;=17k&lt;65 | False | False |  |  |  |  | 14.8 | 12 | [6 empty] | 4.7 | 4.3 | 47100 | All Heating | 07/10/2023 |  | 11/13/2023
ClimateMaster Inc. | Johnson Controls | JSH/V/D060C B |  | Voluntarily Certified | HPWaterSAllPhase&gt;=17k&lt;65 | False | False |  |  |  |  | 15.9 | 12 | [6 empty] | 5 | 4.3 | 62400 | All Heating | 07/10/2023 |  | 11/13/2023
ClimateMaster Inc. | Johnson Controls | JSH/V/D018B B |  | Voluntarily Certified | HPWaterSAllPhase&gt;=17k&lt;65 | False | False |  |  |  |  | 15 | 12 | [6 empty] | 5.2 | 4.3 | 18600 | All Heating | 07/10/2023 |  | 11/13/2023
ClimateMaster Inc. | Johnson Controls | JSH/V/D018B*K B |  | Voluntarily Certified | HPWaterSAllPhase&gt;=17k&lt;65 | False | False |  |  |  |  | 16.5 | 12 | [6 empty] | 5.9 | 4.3 | 19200 | All Heating | 07/10/2023 |  | 11/13/2023
ClimateMaster Inc. | Johnson Controls | JSH/V/D024C B |  | Voluntarily Certified | HPWaterSAllPhase&gt;=17k&lt;65 | False | False |  |  |  |  | 16.9 | 12 | [6 empty] | 5.9 | 4.3 | 23800 | All Heating | 07/10/2023 |  | 11/13/2023
ClimateMaster Inc. | Johnson Controls | JSH/V/D024C*K B |  | Voluntarily Certified | HPWaterSAllPhase&gt;=17k&lt;65 | False | False |  |  |  |  | 17.9 | 12 | [6 empty] | 6.1 | 4.3 | 23900 | All Heating | 07/10/2023 |  | 11/13/2023
ClimateMaster Inc. | Johnson Controls | JCH/V015A B |  | Voluntarily Certified | HPWaterSAllPhase&lt;17kAllHeat | False | False |  |  |  |  | 14.5 | 11.2 | [6 empty] | 5 | 4.3 | 14300 | All Heating | 07/10/2023 |  | 11/13/2023
ClimateMaster Inc. | Johnson Controls | JSH/V/D030C B |  | Voluntarily Certified | HPWaterSAllPhase&gt;=17k&lt;65 | False | False |  |  |  |  | 16.3 | 12 | [6 empty] | 5.5 | 4.3 | 28000 | All Heating | 07/10/2023 |  | 11/13/2023
ClimateMaster Inc. | Johnson Controls | JSH/V/D036C B |  | Voluntarily Certified | HPWaterSAllPhase&gt;=17k&lt;65 | False | False |  |  |  |  | 17 | 12 | [6 empty] | 5.6 | 4.3 | 33400 | All Heating | 07/10/2023 |  | 11/13/2023
ClimateMaster Inc. | Johnson Controls | JSH/V/D070C B |  | Voluntarily Certified | HPWaterSAllPhase&gt;=65k&lt;13 | False | False |  |  |  |  | 14.6 | 12 | [6 empty] | 4.6 | 4.3 | 71000 | All Heating | 07/10/2023 |  | 11/13/2023
ClimateMaster Inc. | Johnson Controls | JCH/V036A B |  | Voluntarily Certified | HPWaterSAllPhase&gt;=17k&lt;65 | False | False |  |  |  |  | 13.2 | 12 | [6 empty] | 4.4 | 4.3 | 34500 | All Heating | 07/10/2023 |  | 11/13/2023
ClimateMaster Inc. | Johnson Controls | JCH/V042A B |  | Voluntarily Certified | HPWaterSAllPhase&gt;=17k&lt;65 | False | False |  |  |  |  | 13.2 | 12 | [6 empty] | 4.3 | 4.3 | 41000 | All Heating | 07/10/2023 |  | 11/13/2023
ClimateMaster Inc. | Johnson Controls | JCH/V024A B |  | Voluntarily Certified | HPWaterSAllPhase&gt;=17k&lt;65 | False | False |  |  |  |  | 13 | 12 | [6 empty] | 4.6 | 4.3 | 23600 | All Heating | 07/10/2023 |  | 11/13/2023
ClimateMaster Inc. | Johnson Controls | JCH/V030A B |  | Voluntarily Certified | HPWaterSAllPhase&gt;=17k&lt;65 | False | False |  |  |  |  | 13 | 12 | [6 empty] | 4.7 | 4.3 | 28600 | All Heating | 07/10/2023 |  | 11/13/2023
ClimateMaster Inc. | Johnson Controls | JCH/V030A*W/K B |  | Voluntarily Certified | HPWaterSAllPhase&gt;=17k&lt;65 | False | False |  |  |  |  | 13.6 | 12 | [6 empty] | 4.9 | 4.3 | 28600 | All Heating | 07/10/2023 |  | 11/13/2023
ClimateMaster Inc. | Johnson Controls | JCH/V042A*W/K B |  | Voluntarily Certified | HPWaterSAllPhase&gt;=17k&lt;65 | False | False |  |  |  |  | 14.9 | 12 | [6 empty] | 4.5 | 4.3 | 41000 | All Heating | 07/10/2023 |  | 11/13/2023
ClimateMaster Inc. | Johnson Controls | JCH/V048A B |  | Voluntarily Certified | HPWaterSAllPhase&gt;=17k&lt;65 | False | False |  |  |  |  | 13.3 | 12 | [6 empty] | 4.7 | 4.3 | 48000 | All Heating | 07/10/2023 |  | 11/13/2023
ClimateMaster Inc. | Johnson Controls | JCH/V060A B |  | Voluntarily Certified | HPWaterSAllPhase&gt;=17k&lt;65 | False | False |  |  |  |  | 13 | 12 | [6 empty] | 4.3 | 4.3 | 59500 | All Heating | 07/10/2023 |  | 11/13/2023
ClimateMaster Inc. | Johnson Controls | JCH/V060A*W/K B |  | Voluntarily Certified | HPWaterSAllPhase&gt;=17k&lt;65 | False | False |  |  |  |  | 14.6 | 12 | [6 empty] | 4.4 | 4.3 | 59500 | All Heating | 07/10/2023 |  | 11/13/2023
ClimateMaster Inc. | Johnson Controls | JCH072A B |  | Voluntarily Certified | HPWaterSAllPhase&gt;=65k&lt;13 | False | False |  |  |  |  | 13.3 | 12 | [6 empty] | 5 | 4.3 | 69000 | All Heating | 07/10/2023 |  | 11/13/2023
ClimateMaster Inc. | Johnson Controls | JCH096A B |  | Voluntarily Certified | HPWaterSAllPhase&gt;=65k&lt;13 | False | False |  |  |  |  | 13.7 | 12 | [6 empty] | 5 | 4.3 | 95000 | All Heating | 07/10/2023 |  | 11/13/2023
ClimateMaster Inc. | Johnson Controls | JCH120A B |  | Voluntarily Certified | HPWaterSAllPhase&gt;=65k&lt;13 | False | False |  |  |  |  | 13.3 | 12 | [6 empty] | 4.6 | 4.3 | 119000 | All Heating | 07/10/2023 |  | 11/13/2023
ClimateMaster Inc. | Johnson Controls | JCV072A B |  | Voluntarily Certified | HPWaterSAllPhase&gt;=65k&lt;13 | False | False |  |  |  |  | 13.3 | 12 | [6 empty] | 5 | 4.3 | 69000 | All Heating | 07/10/2023 |  | 11/13/2023
ClimateMaster Inc. | Johnson Controls | JCV096A B |  | Voluntarily Certified | HPWaterSAllPhase&gt;=65k&lt;13 | False | False |  |  |  |  | 13.7 | 12 | [6 empty] | 5 | 4.3 | 95000 | All Heating | 07/10/2023 |  | 11/13/2023
ClimateMaster Inc. | Johnson Controls | JCV120A B |  | Voluntarily Certified | HPWaterSAllPhase&gt;=65k&lt;13 | False | False |  |  |  |  | 13.3 | 12 | [6 empty] | 4.6 | 4.3 | 119000 | All Heating | 07/10/2023 |  | 11/13/2023
ClimateMaster Inc. | Johnson Controls | JSH/V009A B |  | Voluntarily Certified | HPWaterSAllPhase&lt;17kAllHeat | False | False |  |  |  |  | 15.3 | 11.2 | [6 empty] | 4.8 | 4.3 | 9300 | All Heating | 07/10/2023 |  | 11/13/2023
ClimateMaster Inc. | Johnson Controls | JSH/V012A B |  | Voluntarily Certified | HPWaterSAllPhase&lt;17kAllHeat | False | False |  |  |  |  | 15.4 | 11.2 | [6 empty] | 4.5 | 4.3 | 11700 | All Heating | 07/10/2023 |  | 11/13/2023
ClimateMaster Inc. | Johnson Controls | JCH/V006A B |  | Voluntarily Certified | HPWaterSAllPhase&lt;17kAllHeat | False | False |  |  |  |  | 13.2 | 11.2 | [6 empty] | 4.7 | 4.3 | 5800 | All Heating | 07/10/2023 |  | 11/13/2023
ClimateMaster Inc. | Johnson Controls | JCH/V009A B |  | Voluntarily Certified | HPWaterSAllPhase&lt;17kAllHeat | False | False |  |  |  |  | 13.4 | 11.2 | [6 empty] | 4.3 | 4.3 | 8600 | All Heating | 07/10/2023 |  | 11/13/2023
ClimateMaster Inc. | Johnson Controls | JCH/V012A B |  | Voluntarily Certified | HPWaterSAllPhase&lt;17kAllHeat | False | False |  |  |  |  | 12.5 | 11.2 | [6 empty] | 4.3 | 4.3 | 11100 | All Heating | 07/10/2023 |  | 11/13/2023
ClimateMaster Inc. | Johnson Controls | JCH/V015A*W/K B |  | Voluntarily Certified | HPWaterSAllPhase&lt;17kAllHeat | False | False |  |  |  |  | 15.5 | 11.2 | [6 empty] | 5.3 | 4.3 | 14300 | All Heating | 07/10/2023 |  | 11/13/2023
ClimateMaster Inc. | Johnson Controls | JCH/V018A B |  | Voluntarily Certified | HPWaterSAllPhase&gt;=17k&lt;65 | False | False |  |  |  |  | 14 | 12 | [6 empty] | 5 | 4.3 | 18700 | All Heating | 07/10/2023 |  | 11/13/2023
ClimateMaster Inc. | Johnson Controls | JCH/V018A*W/K B |  | Voluntarily Certified | HPWaterSAllPhase&gt;=17k&lt;65 | False | False |  |  |  |  | 15 | 12 | [6 empty] | 5.2 | 4.3 | 18700 | All Heating | 07/10/2023 |  | 11/13/2023
ClimateMaster Inc. | Johnson Controls | JSH/V006A B |  | Voluntarily Certified | HPWaterSAllPhase&lt;17kAllHeat | False | False |  |  |  |  | 15.7 | 11.2 | [6 empty] | 5.4 | 4.3 | 6300 | All Heating | 07/10/2023 |  | 11/13/2023
ClimateMaster Inc. | Skymark | JSH/V006A C |  | Voluntarily Certified | HPWaterSAllPhase&lt;17kAllHeat | False | False |  |  |  |  | 15.7 | 11.2 | [6 empty] | 5.4 | 4.3 | 6300 | All Heating | 07/10/2023 |  | 11/13/2023
ClimateMaster Inc. | Skymark | JCH/V018A*W/K C |  | Voluntarily Certified | HPWaterSAllPhase&gt;=17k&lt;65 | False | False |  |  |  |  | 15 | 12 | [6 empty] | 5.2 | 4.3 | 18700 | All Heating | 07/10/2023 |  | 11/13/2023
ClimateMaster Inc. | Skymark | JCH/V018A C |  | Voluntarily Certified | HPWaterSAllPhase&gt;=17k&lt;65 | False | False |  |  |  |  | 14 | 12 | [6 empty] | 5 | 4.3 | 18700 | All Heating | 07/10/2023 |  | 11/13/2023
ClimateMaster Inc. | Skymark | JCH/V015A*W/K C |  | Voluntarily Certified | HPWaterSAllPhase&lt;17kAllHeat | False | False |  |  |  |  | 15.5 | 11.2 | [6 empty] | 5.3 | 4.3 | 14300 | All Heating | 07/10/2023 |  | 11/13/2023
ClimateMaster Inc. | Skymark | JCH/V012A C |  | Voluntarily Certified | HPWaterSAllPhase&lt;17kAllHeat | False | False |  |  |  |  | 12.5 | 11.2 | [6 empty] | 4.3 | 4.3 | 11100 | All Heating | 07/10/2023 |  | 11/13/2023
ClimateMaster Inc. | Skymark | JCH/V009A C |  | Voluntarily Certified | HPWaterSAllPhase&lt;17kAllHeat | False | False |  |  |  |  | 13.4 | 11.2 | [6 empty] | 4.3 | 4.3 | 8600 | All Heating | 07/10/2023 |  | 11/13/2023
ClimateMaster Inc. | Skymark | JCH/V006A C |  | Voluntarily Certified | HPWaterSAllPhase&lt;17kAllHeat | False | False |  |  |  |  | 13.2 | 11.2 | [6 empty] | 4.7 | 4.3 | 5800 | All Heating | 07/10/2023 |  | 11/13/2023
ClimateMaster Inc. | Skymark | JSH/V012A C |  | Voluntarily Certified | HPWaterSAllPhase&lt;17kAllHeat | False | False |  |  |  |  | 15.4 | 11.2 | [6 empty] | 4.5 | 4.3 | 11700 | All Heating | 07/10/2023 |  | 11/13/2023
ClimateMaster Inc. | Skymark | JSH/V009A C |  | Voluntarily Certified | HPWaterSAllPhase&lt;17kAllHeat | False | False |  |  |  |  | 15.3 | 11.2 | [6 empty] | 4.8 | 4.3 | 9300 | All Heating | 07/10/2023 |  | 11/13/2023
ClimateMaster Inc. | Skymark | JCV120A C |  | Voluntarily Certified | HPWaterSAllPhase&gt;=65k&lt;13 | False | False |  |  |  |  | 13.3 | 12 | [6 empty] | 4.6 | 4.3 | 119000 | All Heating | 07/10/2023 |  | 11/13/2023
ClimateMaster Inc. | Skymark | JCV096A C |  | Voluntarily Certified | HPWaterSAllPhase&gt;=65k&lt;13 | False | False |  |  |  |  | 13.7 | 12 | [6 empty] | 5 | 4.3 | 95000 | All Heating | 07/10/2023 |  | 11/13/2023
ClimateMaster Inc. | Skymark | JCV072A C |  | Voluntarily Certified | HPWaterSAllPhase&gt;=65k&lt;13 | False | False |  |  |  |  | 13.3 | 12 | [6 empty] | 5 | 4.3 | 69000 | All Heating | 07/10/2023 |  | 11/13/2023
ClimateMaster Inc. | Skymark | JCH120A C |  | Voluntarily Certified | HPWaterSAllPhase&gt;=65k&lt;13 | False | False |  |  |  |  | 13.3 | 12 | [6 empty] | 4.6 | 4.3 | 119000 | All Heating | 07/10/2023 |  | 11/13/2023
ClimateMaster Inc. | Skymark | JCH096A C |  | Voluntarily Certified | HPWaterSAllPhase&gt;=65k&lt;13 | False | False |  |  |  |  | 13.7 | 12 | [6 empty] | 5 | 4.3 | 95000 | All Heating | 07/10/2023 |  | 11/13/2023
ClimateMaster Inc. | Skymark | JCH072A C |  | Voluntarily Certified | HPWaterSAllPhase&gt;=65k&lt;13 | False | False |  |  |  |  | 13.3 | 12 | [6 empty] | 5 | 4.3 | 69000 | All Heating | 07/10/2023 |  | 11/13/2023
ClimateMaster Inc. | Skymark | JCH/V060A*W/K C |  | Voluntarily Certified | HPWaterSAllPhase&gt;=17k&lt;65 | False | False |  |  |  |  | 14.6 | 12 | [6 empty] | 4.4 | 4.3 | 59500 | All Heating | 07/10/2023 |  | 11/13/2023
ClimateMaster Inc. | Skymark | JCH/V060A C |  | Voluntarily Certified | HPWaterSAllPhase&gt;=17k&lt;65 | False | False |  |  |  |  | 13 | 12 | [6 empty] | 4.3 | 4.3 | 59500 | All Heating | 07/10/2023 |  | 11/13/2023
ClimateMaster Inc. | Skymark | JCH/V048A C |  | Voluntarily Certified | HPWaterSAllPhase&gt;=17k&lt;65 | False | False |  |  |  |  | 13.3 | 12 | [6 empty] | 4.7 | 4.3 | 48000 | All Heating | 07/10/2023 |  | 11/13/2023
ClimateMaster Inc. | Skymark | JCH/V042A*W/K C |  | Voluntarily Certified | HPWaterSAllPhase&gt;=17k&lt;65 | False | False |  |  |  |  | 14.9 | 12 | [6 empty] | 4.5 | 4.3 | 41000 | All Heating | 07/10/2023 |  | 11/13/2023
ClimateMaster Inc. | Skymark | JCH/V030A*W/K C |  | Voluntarily Certified | HPWaterSAllPhase&gt;=17k&lt;65 | False | False |  |  |  |  | 13.6 | 12 | [6 empty] | 4.9 | 4.3 | 28600 | All Heating | 07/10/2023 |  | 11/13/2023
ClimateMaster Inc. | Skymark | JCH/V030A C |  | Voluntarily Certified | HPWaterSAllPhase&gt;=17k&lt;65 | False | False |  |  |  |  | 13 | 12 | [6 empty] | 4.7 | 4.3 | 28600 | All Heating | 07/10/2023 |  | 11/13/2023
ClimateMaster Inc. | Skymark | JCH/V024A C |  | Voluntarily Certified | HPWaterSAllPhase&gt;=17k&lt;65 | False | False |  |  |  |  | 13 | 12 | [6 empty] | 4.6 | 4.3 | 23600 | All Heating | 07/10/2023 |  | 11/13/2023
ClimateMaster Inc. | Skymark | JCH/V042A C |  | Voluntarily Certified | HPWaterSAllPhase&gt;=17k&lt;65 | False | False |  |  |  |  | 13.2 | 12 | [6 empty] | 4.3 | 4.3 | 41000 | All Heating | 07/10/2023 |  | 11/13/2023
ClimateMaster Inc. | Skymark | JCH/V036A C |  | Voluntarily Certified | HPWaterSAllPhase&gt;=17k&lt;65 | False | False |  |  |  |  | 13.2 | 12 | [6 empty] | 4.4 | 4.3 | 34500 | All Heating | 07/10/2023 |  | 11/13/2023
ClimateMaster Inc. | Skymark | JSH/V/D070C C |  | Voluntarily Certified | HPWaterSAllPhase&gt;=65k&lt;13 | False | False |  |  |  |  | 14.6 | 12 | [6 empty] | 4.6 | 4.3 | 71000 | All Heating | 07/10/2023 |  | 11/13/2023
ClimateMaster Inc. | Skymark | JSH/V/D060C C |  | Voluntarily Certified | HPWaterSAllPhase&gt;=17k&lt;65 | False | False |  |  |  |  | 15.9 | 12 | [6 empty] | 5 | 4.3 | 62400 | All Heating | 07/10/2023 |  | 11/13/2023
ClimateMaster Inc. | Skymark | JSH/V/D030C C |  | Voluntarily Certified | HPWaterSAllPhase&gt;=17k&lt;65 | False | False |  |  |  |  | 16.3 | 12 | [6 empty] | 5.5 | 4.3 | 28000 | All Heating | 07/10/2023 |  | 11/13/2023
ClimateMaster Inc. | Skymark | JSH/V/D024C*K C |  | Voluntarily Certified | HPWaterSAllPhase&gt;=17k&lt;65 | False | False |  |  |  |  | 17.9 | 12 | [6 empty] | 6.1 | 4.3 | 23900 | All Heating | 07/10/2023 |  | 11/13/2023
ClimateMaster Inc. | Skymark | JCH/V015A C |  | Voluntarily Certified | HPWaterSAllPhase&lt;17kAllHeat | False | False |  |  |  |  | 14.5 | 11.2 | [6 empty] | 5 | 4.3 | 14300 | All Heating | 07/10/2023 |  | 11/13/2023
ClimateMaster Inc. | Skymark | JSH/V/D024C C |  | Voluntarily Certified | HPWaterSAllPhase&gt;=17k&lt;65 | False | False |  |  |  |  | 16.9 | 12 | [6 empty] | 5.9 | 4.3 | 23800 | All Heating | 07/10/2023 |  | 11/13/2023
ClimateMaster Inc. | Skymark | JSH/V/D018B*K C |  | Voluntarily Certified | HPWaterSAllPhase&gt;=17k&lt;65 | False | False |  |  |  |  | 16.5 | 12 | [6 empty] | 5.9 | 4.3 | 19200 | All Heating | 07/10/2023 |  | 11/13/2023
ClimateMaster Inc. | Skymark | JSH/V/D018B C |  | Voluntarily Certified | HPWaterSAllPhase&gt;=17k&lt;65 | False | False |  |  |  |  | 15 | 12 | [6 empty] | 5.2 | 4.3 | 18600 | All Heating | 07/10/2023 |  | 11/13/2023
ClimateMaster Inc. | Skymark | JSH/V/D048C C |  | Voluntarily Certified | HPWaterSAllPhase&gt;=17k&lt;65 | False | False |  |  |  |  | 14.8 | 12 | [6 empty] | 4.7 | 4.3 | 47100 | All Heating | 07/10/2023 |  | 11/13/2023
ClimateMaster Inc. | Skymark | JSH/V/D042C*K C |  | Voluntarily Certified | HPWaterSAllPhase&gt;=17k&lt;65 | False | False |  |  |  |  | 19.6 | 12 | [6 empty] | 6 | 4.3 | 39400 | All Heating | 07/10/2023 |  | 11/13/2023
ClimateMaster Inc. | Skymark | JSH/V/D042C C |  | Voluntarily Certified | HPWaterSAllPhase&gt;=17k&lt;65 | False | False |  |  |  |  | 17.2 | 12 | [6 empty] | 5.6 | 4.3 | 38500 | All Heating | 07/10/2023 |  | 11/13/2023
ClimateMaster Inc. | Skymark | JSH/V/D036C*K C |  | Voluntarily Certified | HPWaterSAllPhase&gt;=17k&lt;65 | False | False |  |  |  |  | 18.1 | 12 | [6 empty] | 5.9 | 4.3 | 33500 | All Heating | 07/10/2023 |  | 11/13/2023
ClimateMaster Inc. | Skymark | JSH/V/D036C C |  | Voluntarily Certified | HPWaterSAllPhase&gt;=17k&lt;65 | False | False |  |  |  |  | 17 | 12 | [6 empty] | 5.6 | 4.3 | 33400 | All Heating | 07/10/2023 |  | 11/13/2023
ClimateMaster Inc. | Skymark | JRC18 |  | Voluntarily Certified | HPWaterSAllPhase&lt;17kAllHeat | False | False |  |  |  |  | 12.2 | 11.2 | [6 empty] | 4.5 | 4.3 | 15600 | All Heating | 07/10/2023 |  | 11/13/2023
ClimateMaster Inc. | Skymark | JRC09 |  | Voluntarily Certified | HPWaterSAllPhase&lt;17kAllHeat | False | False |  |  |  |  | 13.3 | 11.2 | [6 empty] | 4.6 | 4.3 | 8600 | All Heating | 07/10/2023 |  | 11/13/2023
ClimateMaster Inc. | Skymark | JRC15 |  | Voluntarily Certified | HPWaterSAllPhase&lt;17kAllHeat | False | False |  |  |  |  | 12.8 | 11.2 | [6 empty] | 5.1 | 4.3 | 13700 | All Heating | 07/10/2023 |  | 11/13/2023
ClimateMaster Inc. | Skymark | JSH/V/D070C*K C |  | Voluntarily Certified | HPWaterSAllPhase&gt;=65k&lt;13 | False | False |  |  |  |  | 15.7 | 12 | [6 empty] | 4.8 | 4.3 | 71100 | All Heating | 07/10/2023 |  | 11/13/2023
ClimateMaster Inc. | Skymark | JRC12 |  | Voluntarily Certified | HPWaterSAllPhase&lt;17kAllHeat | False | False |  |  |  |  | 12.8 | 11.2 | [6 empty] | 4.5 | 4.3 | 11300 | All Heating | 07/10/2023 |  | 11/13/2023
ClimateMaster Inc. | Skymark | JSH/V/D060C*K C |  | Voluntarily Certified | HPWaterSAllPhase&gt;=17k&lt;65 | False | False |  |  |  |  | 17.2 | 12 | [6 empty] | 5.4 | 4.3 | 63200 | All Heating | 07/10/2023 |  | 11/13/2023
ClimateMaster Inc. | Skymark | JSH/V/D048C*K C |  | Voluntarily Certified | HPWaterSAllPhase&gt;=17k&lt;65 | False | False |  |  |  |  | 17.2 | 12 | [6 empty] | 5.2 | 4.3 | 48900 | All Heating | 07/10/2023 |  | 11/13/2023
ClimateMaster Inc. | Skymark | JSH/V/D030C*K C |  | Voluntarily Certified | HPWaterSAllPhase&gt;=17k&lt;65 | False | False |  |  |  |  | 17.3 | 12 | [6 empty] | 5.8 | 4.3 | 28000 | All Heating | 07/10/2023 |  | 11/13/2023
ClimateMaster Inc. | Skymark | JCH/V012A*W/K C |  | Voluntarily Certified | HPWaterSAllPhase&lt;17kAllHeat | False | False |  |  |  |  | 13 | 11.2 | [6 empty] | 4.4 | 4.3 | 11100 | All Heating | 07/10/2023 |  | 11/13/2023
ClimateMaster Inc. | Skymark | JCH/V009A*W/K C |  | Voluntarily Certified | HPWaterSAllPhase&lt;17kAllHeat | False | False |  |  |  |  | 14.2 | 11.2 | [6 empty] | 4.4 | 4.3 | 8600 | All Heating | 07/10/2023 |  | 11/13/2023
ClimateMaster Inc. | Skymark | JCH/V048A*W/K C |  | Voluntarily Certified | HPWaterSAllPhase&gt;=17k&lt;65 | False | False |  |  |  |  | 14 | 12 | [6 empty] | 4.8 | 4.3 | 48000 | All Heating | 07/10/2023 |  | 11/13/2023
ClimateMaster Inc. | Skymark | JCH/V006A*W/K C |  | Voluntarily Certified | HPWaterSAllPhase&lt;17kAllHeat | False | False |  |  |  |  | 14 | 11.2 | [6 empty] | 4.8 | 4.3 | 5800 | All Heating | 07/10/2023 |  | 11/13/2023
ClimateMaster Inc. | Skymark | JCH/V036A*W/K C |  | Voluntarily Certified | HPWaterSAllPhase&gt;=17k&lt;65 | False | False |  |  |  |  | 14 | 12 | [6 empty] | 4.5 | 4.3 | 34500 | All Heating | 07/10/2023 |  | 11/13/2023
ClimateMaster Inc. | Skymark | JCH/V024A*W/K C |  | Voluntarily Certified | HPWaterSAllPhase&gt;=17k&lt;65 | False | False |  |  |  |  | 13.5 | 12 | [6 empty] | 4.8 | 4.3 | 23600 | All Heating | 07/10/2023 |  | 11/13/2023
ClimateMaster Inc. | Enertech | ECH072A |  | Voluntarily Certified | HPWaterSAllPhase&gt;=65k&lt;13 | False | False |  |  |  |  | 13.3 | 12 | [6 empty] | 5 | 4.3 | 69000 | All Heating | 07/10/2023 |  | 11/13/2023
ClimateMaster Inc. | Enertech | ECH096A |  | Voluntarily Certified | HPWaterSAllPhase&gt;=65k&lt;13 | False | False |  |  |  |  | 13.7 | 12 | [6 empty] | 5 | 4.3 | 95000 | All Heating | 07/10/2023 |  | 11/13/2023
ClimateMaster Inc. | Enertech | ECH120A |  | Voluntarily Certified | HPWaterSAllPhase&gt;=65k&lt;13 | False | False |  |  |  |  | 13.3 | 12 | [6 empty] | 4.6 | 4.3 | 119000 | All Heating | 07/10/2023 |  | 11/13/2023
ClimateMaster Inc. | Enertech | ECV072A |  | Voluntarily Certified | HPWaterSAllPhase&gt;=65k&lt;13 | False | False |  |  |  |  | 13.3 | 12 | [6 empty] | 5 | 4.3 | 69000 | All Heating | 07/10/2023 |  | 11/13/2023
ClimateMaster Inc. | Enertech | ECV096A |  | Voluntarily Certified | HPWaterSAllPhase&gt;=65k&lt;13 | False | False |  |  |  |  | 13.7 | 12 | [6 empty] | 5 | 4.3 | 95000 | All Heating | 07/10/2023 |  | 11/13/2023
ClimateMaster Inc. | Enertech | ECV120A |  | Voluntarily Certified | HPWaterSAllPhase&gt;=65k&lt;13 | False | False |  |  |  |  | 13.3 | 12 | [6 empty] | 4.6 | 4.3 | 119000 | All Heating | 07/10/2023 |  | 11/13/2023
ClimateMaster Inc. | Enertech | ELV084 |  | Voluntarily Certified | HPWaterSAllPhase&gt;=65k&lt;13 | False | False |  |  |  |  | 15.2 | 12 | [6 empty] | 4.8 | 4.3 | 82000 | All Heating | 07/10/2023 |  | 11/13/2023
ClimateMaster Inc. | Enertech | ELV096 |  | Voluntarily Certified | HPWaterSAllPhase&gt;=65k&lt;13 | False | False |  |  |  |  | 15 | 12 | [6 empty] | 4.7 | 4.3 | 94000 | All Heating | 07/10/2023 |  | 11/13/2023
ClimateMaster Inc. | Enertech | ELV120 |  | Voluntarily Certified | HPWaterSAllPhase&gt;=65k&lt;13 | False | False |  |  |  |  | 15 | 12 | [6 empty] | 5 | 4.3 | 118000 | All Heating | 07/10/2023 |  | 11/13/2023
ClimateMaster Inc. | Enertech | ERC09 |  | Voluntarily Certified | HPWaterSAllPhase&lt;17kAllHeat | False | False |  |  |  |  | 13.3 | 11.2 | [6 empty] | 4.6 | 4.3 | 8600 | All Heating | 07/10/2023 |  | 11/13/2023
ClimateMaster Inc. | Enertech | ERC12 |  | Voluntarily Certified | HPWaterSAllPhase&lt;17kAllHeat | False | False |  |  |  |  | 12.8 | 11.2 | [6 empty] | 4.5 | 4.3 | 11300 | All Heating | 07/10/2023 |  | 11/13/2023
ClimateMaster Inc. | Enertech | ERC15 |  | Voluntarily Certified | HPWaterSAllPhase&lt;17kAllHeat | False | False |  |  |  |  | 12.8 | 11.2 | [6 empty] | 5.1 | 4.3 | 13700 | All Heating | 07/10/2023 |  | 11/13/2023
ClimateMaster Inc. | Enertech | ERC18 |  | Voluntarily Certified | HPWaterSAllPhase&lt;17kAllHeat | False | False |  |  |  |  | 12.2 | 11.2 | [6 empty] | 4.5 | 4.3 | 15600 | All Heating | 07/10/2023 |  | 11/13/2023
ClimateMaster Inc. | Enertech | ERE036D |  | Voluntarily Certified | HPWaterSAllPhase&gt;=17k&lt;65 | False | False |  |  |  |  | 14.2 | 12 | [6 empty] | 5 | 4.3 | 35000 | All Heating | 07/10/2023 |  | 11/13/2023
ClimateMaster Inc. | Enertech | ERE048D |  | Voluntarily Certified | HPWaterSAllPhase&gt;=17k&lt;65 | False | False |  |  |  |  | 14.4 | 12 | [6 empty] | 4.7 | 4.3 | 48500 | All Heating | 07/10/2023 |  | 11/13/2023
ClimateMaster Inc. | Enertech | ERE060D |  | Voluntarily Certified | HPWaterSAllPhase&gt;=17k&lt;65 | False | False |  |  |  |  | 15.7 | 12 | [6 empty] | 5.1 | 4.3 | 61100 | All Heating | 07/10/2023 |  | 11/13/2023
ClimateMaster Inc. | Enertech | ERE072D |  | Voluntarily Certified | HPWaterSAllPhase&gt;=65k&lt;13 | False | False |  |  |  |  | 15 | 12 | [6 empty] | 5 | 4.3 | 71000 | All Heating | 07/10/2023 |  | 11/13/2023
ClimateMaster Inc. | Enertech | ERE096D |  | Voluntarily Certified | HPWaterSAllPhase&gt;=65k&lt;13 | False | False |  |  |  |  | 14 | 12 | [6 empty] | 4.4 | 4.3 | 97000 | All Heating | 07/10/2023 |  | 11/13/2023
ClimateMaster Inc. | Enertech | ERE120D |  | Voluntarily Certified | HPWaterSAllPhase&gt;=65k&lt;13 | False | False |  |  |  |  | 13.9 | 12 | [6 empty] | 4.4 | 4.3 | 122500 | All Heating | 07/10/2023 |  | 11/13/2023
Enertech Global, LLC | GEOEXCEL | AVS006 |  | Voluntarily Certified | HPWaterSAllPhase&lt;17kAllHeat | False | False |  |  |  |  | 16 | 11.2 | [6 empty] | 5.5 | 4.3 | 6800 | All Heating | 07/10/2023 |  | 11/13/2023
Enertech Global, LLC | GEOEXCEL | AVS006*9 |  | Voluntarily Certified | HPWaterSAllPhase&lt;17kAllHeat | False | False |  |  |  |  | 15 | 11.2 | [6 empty] | 5.2 | 4.3 | 6800 | All Heating | 07/10/2023 |  | 11/13/2023
Enertech Global, LLC | GEOEXCEL | AVS006*A |  | Voluntarily Certified | HPWaterSAllPhase&lt;17kAllHeat | False | False |  |  |  |  | 15 | 11.2 | [6 empty] | 5.2 | 4.3 | 6800 | All Heating | 07/10/2023 |  | 11/13/2023
Enertech Global, LLC | GEOEXCEL | AVS009 |  | Voluntarily Certified | HPWaterSAllPhase&lt;17kAllHeat | False | False |  |  |  |  | 15 | 11.2 | [6 empty] | 5.2 | 4.3 | 10200 | All Heating | 07/10/2023 |  | 11/13/2023
Enertech Global, LLC | GEOEXCEL | AVS009*9 |  | Voluntarily Certified | HPWaterSAllPhase&lt;17kAllHeat | False | False |  |  |  |  | 15 | 11.2 | [6 empty] | 5.2 | 4.3 | 10200 | All Heating | 07/10/2023 |  | 11/13/2023
Enertech Global, LLC | GEOEXCEL | AVS009*A |  | Voluntarily Certified | HPWaterSAllPhase&lt;17kAllHeat | False | False |  |  |  |  | 15 | 11.2 | [6 empty] | 5.2 | 4.3 | 10200 | All Heating | 07/10/2023 |  | 11/13/2023
Enertech Global, LLC | GEOEXCEL | AVS012 |  | Voluntarily Certified | HPWaterSAllPhase&lt;17kAllHeat | False | False |  |  |  |  | 15.5 | 11.2 | [6 empty] | 5 | 4.3 | 11400 | All Heating | 07/10/2023 |  | 11/13/2023
Enertech Global, LLC | GEOEXCEL | AVS012*A |  | Voluntarily Certified | HPWaterSAllPhase&lt;17kAllHeat | False | False |  |  |  |  | 13.7 | 11.2 | [6 empty] | 4.4 | 4.3 | 11400 | All Heating | 07/10/2023 |  | 11/13/2023
Enertech Global, LLC | GEOEXCEL | AVS015 |  | Voluntarily Certified | HPWaterSAllPhase&lt;17kAllHeat | False | False |  |  |  |  | 17.5 | 11.2 | [6 empty] | 6 | 4.3 | 15100 | All Heating | 07/10/2023 |  | 11/13/2023
Enertech Global, LLC | GEOEXCEL | AVS015*****1 |  | Voluntarily Certified | HPWaterSAllPhase&lt;17kAllHeat | False | False |  |  |  |  | 18.8 | 11.2 | [6 empty] | 6.4 | 4.3 | 15200 | All Heating | 07/10/2023 |  | 11/13/2023
Enertech Global, LLC | GEOEXCEL | AVS015*A |  | Voluntarily Certified | HPWaterSAllPhase&lt;17kAllHeat | False | False |  |  |  |  | 17.5 | 11.2 | [6 empty] | 6 | 4.3 | 15100 | All Heating | 07/10/2023 |  | 11/13/2023
Enertech Global, LLC | GEOEXCEL | AVS015*A***1 |  | Voluntarily Certified | HPWaterSAllPhase&lt;17kAllHeat | False | False |  |  |  |  | 18.8 | 11.2 | [6 empty] | 6.4 | 4.3 | 15200 | All Heating | 07/10/2023 |  | 11/13/2023
Enertech Global, LLC | GEOEXCEL | AVS018 |  | Voluntarily Certified | HPWaterSAllPhase&gt;=17k&lt;65 | False | False |  |  |  |  | 16.9 | 12 | [6 empty] | 5.8 | 4.3 | 20500 | All Heating | 07/10/2023 |  | 11/13/2023
Enertech Global, LLC | GEOEXCEL | AVS018*****1 |  | Voluntarily Certified | HPWaterSAllPhase&gt;=17k&lt;65 | False | False |  |  |  |  | 18.8 | 12 | [6 empty] | 6.2 | 4.3 | 20700 | All Heating | 07/10/2023 |  | 11/13/2023
Enertech Global, LLC | GEOEXCEL | AVS018*A |  | Voluntarily Certified | HPWaterSAllPhase&gt;=17k&lt;65 | False | False |  |  |  |  | 16.9 | 12 | [6 empty] | 5.8 | 4.3 | 20500 | All Heating | 07/10/2023 |  | 11/13/2023
Enertech Global, LLC | GEOEXCEL | AVS018*A***1 |  | Voluntarily Certified | HPWaterSAllPhase&gt;=17k&lt;65 | False | False |  |  |  |  | 18.8 | 12 | [6 empty] | 6.2 | 4.3 | 20700 | All Heating | 07/10/2023 |  | 11/13/2023
Enertech Global, LLC | GEOEXCEL | AVS024 |  | Voluntarily Certified | HPWaterSAllPhase&gt;=17k&lt;65 | False | False |  |  |  |  | 16.8 | 12 | [6 empty] | 5.6 | 4.3 | 24800 | All Heating | 07/10/2023 |  | 11/13/2023
Enertech Global, LLC | GEOEXCEL | AVS024*****1 |  | Voluntarily Certified | HPWaterSAllPhase&gt;=17k&lt;65 | False | False |  |  |  |  | 18.4 | 12 | [6 empty] | 5.9 | 4.3 | 25900 | All Heating | 07/10/2023 |  | 11/13/2023
Enertech Global, LLC | GEOEXCEL | AVS024*2 |  | Voluntarily Certified | HPWaterSAllPhase&gt;=17k&lt;65 | False | False |  |  |  |  | 16.8 | 12 | [6 empty] | 5.6 | 4.3 | 24800 | All Heating | 07/10/2023 |  | 11/13/2023
Enertech Global, LLC | GEOEXCEL | AVS024*2***1 |  | Voluntarily Certified | HPWaterSAllPhase&gt;=17k&lt;65 | False | False |  |  |  |  | 18.4 | 12 | [6 empty] | 5.9 | 4.3 | 25900 | All Heating | 07/10/2023 |  | 11/13/2023
Enertech Global, LLC | GEOEXCEL | AVS024*3 |  | Voluntarily Certified | HPWaterSAllPhase&gt;=17k&lt;65 | False | False |  |  |  |  | 16.8 | 12 | [6 empty] | 5.6 | 4.3 | 24800 | All Heating | 07/10/2023 |  | 11/13/2023
Enertech Global, LLC | GEOEXCEL | AVS024*3***1 |  | Voluntarily Certified | HPWaterSAllPhase&gt;=17k&lt;65 | False | False |  |  |  |  | 18.4 | 12 | [6 empty] | 5.9 | 4.3 | 25900 | All Heating | 07/10/2023 |  | 11/13/2023
Enertech Global, LLC | GEOEXCEL | AVS024*4 |  | Voluntarily Certified | HPWaterSAllPhase&gt;=17k&lt;65 | False | False |  |  |  |  | 16.8 | 12 | [6 empty] | 5.6 | 4.3 | 24800 | All Heating | 07/10/2023 |  | 11/13/2023
Enertech Global, LLC | GEOEXCEL | AVS024*A |  | Voluntarily Certified | HPWaterSAllPhase&gt;=17k&lt;65 | False | False |  |  |  |  | 16.8 | 12 | [6 empty] | 5.6 | 4.3 | 24800 | All Heating | 07/10/2023 |  | 11/13/2023
Enertech Global, LLC | GEOEXCEL | AVS024*A***1 |  | Voluntarily Certified | HPWaterSAllPhase&gt;=17k&lt;65 | False | False |  |  |  |  | 18.4 | 12 | [6 empty] | 5.9 | 4.3 | 25900 | All Heating | 07/10/2023 |  | 11/13/2023
Enertech Global, LLC | GEOEXCEL | AVS030 |  | Voluntarily Certified | HPWaterSAllPhase&gt;=17k&lt;65 | False | False |  |  |  |  | 15.9 | 12 | [6 empty] | 5.4 | 4.3 | 28600 | All Heating | 07/10/2023 |  | 11/13/2023
Enertech Global, LLC | GEOEXCEL | AVS030*****1 |  | Voluntarily Certified | HPWaterSAllPhase&gt;=17k&lt;65 | False | False |  |  |  |  | 17.6 | 12 | [6 empty] | 5.9 | 4.3 | 30100 | All Heating | 07/10/2023 |  | 11/13/2023
Enertech Global, LLC | GEOEXCEL | AVS030*2 |  | Voluntarily Certified | HPWaterSAllPhase&gt;=17k&lt;65 | False | False |  |  |  |  | 15.9 | 12 | [6 empty] | 5.4 | 4.3 | 28600 | All Heating | 07/10/2023 |  | 11/13/2023
Enertech Global, LLC | GEOEXCEL | AVS030*2***1 |  | Voluntarily Certified | HPWaterSAllPhase&gt;=17k&lt;65 | False | False |  |  |  |  | 17.6 | 12 | [6 empty] | 5.9 | 4.3 | 30100 | All Heating | 07/10/2023 |  | 11/13/2023
Enertech Global, LLC | GEOEXCEL | AVS030*3 |  | Voluntarily Certified | HPWaterSAllPhase&gt;=17k&lt;65 | False | False |  |  |  |  | 15.9 | 12 | [6 empty] | 5.4 | 4.3 | 28600 | All Heating | 07/10/2023 |  | 11/13/2023
Enertech Global, LLC | GEOEXCEL | AVS030*3***1 |  | Voluntarily Certified | HPWaterSAllPhase&gt;=17k&lt;65 | False | False |  |  |  |  | 17.6 | 12 | [6 empty] | 5.9 | 4.3 | 30100 | All Heating | 07/10/2023 |  | 11/13/2023
Enertech Global, LLC | GEOEXCEL | AVS030*4 |  | Voluntarily Certified | HPWaterSAllPhase&gt;=17k&lt;65 | False | False |  |  |  |  | 15.9 | 12 | [6 empty] | 5.4 | 4.3 | 28600 | All Heating | 07/10/2023 |  | 11/13/2023
Enertech Global, LLC | GEOEXCEL | AVS030*A |  | Voluntarily Certified | HPWaterSAllPhase&gt;=17k&lt;65 | False | False |  |  |  |  | 15.9 | 12 | [6 empty] | 5.4 | 4.3 | 28600 | All Heating | 07/10/2023 |  | 11/13/2023
Enertech Global, LLC | GEOEXCEL | AVS030*A***1 |  | Voluntarily Certified | HPWaterSAllPhase&gt;=17k&lt;65 | False | False |  |  |  |  | 17.6 | 12 | [6 empty] | 5.9 | 4.3 | 30100 | All Heating | 07/10/2023 |  | 11/13/2023
Enertech Global, LLC | GEOEXCEL | AVS036 |  | Voluntarily Certified | HPWaterSAllPhase&gt;=17k&lt;65 | False | False |  |  |  |  | 15.5 | 12 | [6 empty] | 5.2 | 4.3 | 36000 | All Heating | 07/10/2023 |  | 11/13/2023
Enertech Global, LLC | GEOEXCEL | AVS036*****1 |  | Voluntarily Certified | HPWaterSAllPhase&gt;=17k&lt;65 | False | False |  |  |  |  | 16.4 | 12 | [6 empty] | 5.4 | 4.3 | 37100 | All Heating | 07/10/2023 |  | 11/13/2023
Enertech Global, LLC | GEOEXCEL | AVS036*2 |  | Voluntarily Certified | HPWaterSAllPhase&gt;=17k&lt;65 | False | False |  |  |  |  | 15.5 | 12 | [6 empty] | 5.2 | 4.3 | 36000 | All Heating | 07/10/2023 |  | 11/13/2023
Enertech Global, LLC | GEOEXCEL | AVS036*2***1 |  | Voluntarily Certified | HPWaterSAllPhase&gt;=17k&lt;65 | False | False |  |  |  |  | 16.4 | 12 | [6 empty] | 5.4 | 4.3 | 37100 | All Heating | 07/10/2023 |  | 11/13/2023
Enertech Global, LLC | GEOEXCEL | AVS036*3 |  | Voluntarily Certified | HPWaterSAllPhase&gt;=17k&lt;65 | False | False |  |  |  |  | 15.5 | 12 | [6 empty] | 5.2 | 4.3 | 36000 | All Heating | 07/10/2023 |  | 11/13/2023
Enertech Global, LLC | GEOEXCEL | AVS036*3***1 |  | Voluntarily Certified | HPWaterSAllPhase&gt;=17k&lt;65 | False | False |  |  |  |  | 16.4 | 12 | [6 empty] | 5.4 | 4.3 | 37100 | All Heating | 07/10/2023 |  | 11/13/2023
Enertech Global, LLC | GEOEXCEL | AVS036*4 |  | Voluntarily Certified | HPWaterSAllPhase&gt;=17k&lt;65 | False | False |  |  |  |  | 15.5 | 12 | [6 empty] | 5.2 | 4.3 | 36000 | All Heating | 07/10/2023 |  | 11/13/2023
Enertech Global, LLC | GEOEXCEL | AVS036*A |  | Voluntarily Certified | HPWaterSAllPhase&gt;=17k&lt;65 | False | False |  |  |  |  | 15.5 | 12 | [6 empty] | 5.2 | 4.3 | 36000 | All Heating | 07/10/2023 |  | 11/13/2023
Enertech Global, LLC | GEOEXCEL | AVS036*A***1 |  | Voluntarily Certified | HPWaterSAllPhase&gt;=17k&lt;65 | False | False |  |  |  |  | 16.4 | 12 | [6 empty] | 5.4 | 4.3 | 37100 | All Heating | 07/10/2023 |  | 11/13/2023
Enertech Global, LLC | GEOEXCEL | AVS041 |  | Voluntarily Certified | HPWaterSAllPhase&gt;=17k&lt;65 | False | False |  |  |  |  | 14.8 | 12 | [6 empty] | 4.6 | 4.3 | 37100 | All Heating | 07/10/2023 |  | 11/13/2023
Enertech Global, LLC | GEOEXCEL | AVS041*****1 |  | Voluntarily Certified | HPWaterSAllPhase&gt;=17k&lt;65 | False | False |  |  |  |  | 15.4 | 12 | [6 empty] | 5.1 | 4.3 | 38300 | All Heating | 07/10/2023 |  | 11/13/2023
Enertech Global, LLC | GEOEXCEL | AVS041*2 |  | Voluntarily Certified | HPWaterSAllPhase&gt;=17k&lt;65 | False | False |  |  |  |  | 14.8 | 12 | [6 empty] | 4.6 | 4.3 | 37100 | All Heating | 07/10/2023 |  | 11/13/2023
Enertech Global, LLC | GEOEXCEL | AVS041*2***1 |  | Voluntarily Certified | HPWaterSAllPhase&gt;=17k&lt;65 | False | False |  |  |  |  | 15.4 | 12 | [6 empty] | 5.1 | 4.3 | 38300 | All Heating | 07/10/2023 |  | 11/13/2023
Enertech Global, LLC | GEOEXCEL | AVS041*3 |  | Voluntarily Certified | HPWaterSAllPhase&gt;=17k&lt;65 | False | False |  |  |  |  | 14.8 | 12 | [6 empty] | 4.6 | 4.3 | 37100 | All Heating | 07/10/2023 |  | 11/13/2023
Enertech Global, LLC | GEOEXCEL | AVS041*3***1 |  | Voluntarily Certified | HPWaterSAllPhase&gt;=17k&lt;65 | False | False |  |  |  |  | 15.4 | 12 | [6 empty] | 5.1 | 4.3 | 38300 | All Heating | 07/10/2023 |  | 11/13/2023
Enertech Global, LLC | GEOEXCEL | AVS041*4 |  | Voluntarily Certified | HPWaterSAllPhase&gt;=17k&lt;65 | False | False |  |  |  |  | 14.8 | 12 | [6 empty] | 4.6 | 4.3 | 37100 | All Heating | 07/10/2023 |  | 11/13/2023
Enertech Global, LLC | GEOEXCEL | AVS042 |  | Voluntarily Certified | HPWaterSAllPhase&gt;=17k&lt;65 | False | False |  |  |  |  | 16 | 12 | [6 empty] | 5.6 | 4.3 | 41800 | All Heating | 07/10/2023 |  | 11/13/2023
Enertech Global, LLC | GEOEXCEL | AVS042*****1 |  | Voluntarily Certified | HPWaterSAllPhase&gt;=17k&lt;65 | False | False |  |  |  |  | 18.3 | 12 | [6 empty] | 5.9 | 4.3 | 42900 | All Heating | 07/10/2023 |  | 11/13/2023
Enertech Global, LLC | GEOEXCEL | AVS042*2 |  | Voluntarily Certified | HPWaterSAllPhase&gt;=17k&lt;65 | False | False |  |  |  |  | 16 | 12 | [6 empty] | 5.6 | 4.3 | 41800 | All Heating | 07/10/2023 |  | 11/13/2023
Enertech Global, LLC | GEOEXCEL | AVS042*2***1 |  | Voluntarily Certified | HPWaterSAllPhase&gt;=17k&lt;65 | False | False |  |  |  |  | 18.3 | 12 | [6 empty] | 5.9 | 4.3 | 42900 | All Heating | 07/10/2023 |  | 11/13/2023
Enertech Global, LLC | GEOEXCEL | AVS042*3 |  | Voluntarily Certified | HPWaterSAllPhase&gt;=17k&lt;65 | False | False |  |  |  |  | 16 | 12 | [6 empty] | 5.6 | 4.3 | 41800 | All Heating | 07/10/2023 |  | 11/13/2023
Enertech Global, LLC | GEOEXCEL | AVS042*3***1 |  | Voluntarily Certified | HPWaterSAllPhase&gt;=17k&lt;65 | False | False |  |  |  |  | 18.3 | 12 | [6 empty] | 5.9 | 4.3 | 42900 | All Heating | 07/10/2023 |  | 11/13/2023
Enertech Global, LLC | GEOEXCEL | AVS042*4 |  | Voluntarily Certified | HPWaterSAllPhase&gt;=17k&lt;65 | False | False |  |  |  |  | 16 | 12 | [6 empty] | 5.6 | 4.3 | 41800 | All Heating | 07/10/2023 |  | 11/13/2023
Enertech Global, LLC | GEOEXCEL | AVS048 |  | Voluntarily Certified | HPWaterSAllPhase&gt;=17k&lt;65 | False | False |  |  |  |  | 15.2 | 12 | [6 empty] | 5 | 4.3 | 48500 | All Heating | 07/10/2023 |  | 11/13/2023
Enertech Global, LLC | GEOEXCEL | AVS048*****1 |  | Voluntarily Certified | HPWaterSAllPhase&gt;=17k&lt;65 | False | False |  |  |  |  | 17.3 | 12 | [6 empty] | 5.5 | 4.3 | 49900 | All Heating | 07/10/2023 |  | 11/13/2023
Enertech Global, LLC | GEOEXCEL | AVS048*2 |  | Voluntarily Certified | HPWaterSAllPhase&gt;=17k&lt;65 | False | False |  |  |  |  | 15.2 | 12 | [6 empty] | 5 | 4.3 | 48500 | All Heating | 07/10/2023 |  | 11/13/2023
Enertech Global, LLC | GEOEXCEL | AVS048*2***1 |  | Voluntarily Certified | HPWaterSAllPhase&gt;=17k&lt;65 | False | False |  |  |  |  | 17.3 | 12 | [6 empty] | 5.5 | 4.3 | 49900 | All Heating | 07/10/2023 |  | 11/13/2023
Enertech Global, LLC | GEOEXCEL | AVS048*3 |  | Voluntarily Certified | HPWaterSAllPhase&gt;=17k&lt;65 | False | False |  |  |  |  | 15.2 | 12 | [6 empty] | 5 | 4.3 | 48500 | All Heating | 07/10/2023 |  | 11/13/2023
Enertech Global, LLC | GEOEXCEL | AVS048*3***1 |  | Voluntarily Certified | HPWaterSAllPhase&gt;=17k&lt;65 | False | False |  |  |  |  | 17.3 | 12 | [6 empty] | 5.5 | 4.3 | 49900 | All Heating | 07/10/2023 |  | 11/13/2023
Enertech Global, LLC | GEOEXCEL | AVS048*4 |  | Voluntarily Certified | HPWaterSAllPhase&gt;=17k&lt;65 | False | False |  |  |  |  | 15.2 | 12 | [6 empty] | 5 | 4.3 | 48500 | All Heating | 07/10/2023 |  | 11/13/2023
Enertech Global, LLC | GEOEXCEL | AVS060 |  | Voluntarily Certified | HPWaterSAllPhase&gt;=17k&lt;65 | False | False |  |  |  |  | 14.8 | 12 | [6 empty] | 4.9 | 4.3 | 57700 | All Heating | 07/10/2023 |  | 11/13/2023
Enertech Global, LLC | GEOEXCEL | AVS060*****1 |  | Voluntarily Certified | HPWaterSAllPhase&gt;=17k&lt;65 | False | False |  |  |  |  | 15.8 | 12 | [6 empty] | 5.2 | 4.3 | 58800 | All Heating | 07/10/2023 |  | 11/13/2023
Enertech Global, LLC | GEOEXCEL | AVS060*2 |  | Voluntarily Certified | HPWaterSAllPhase&gt;=17k&lt;65 | False | False |  |  |  |  | 14.8 | 12 | [6 empty] | 4.9 | 4.3 | 57700 | All Heating | 07/10/2023 |  | 11/13/2023
Enertech Global, LLC | GEOEXCEL | AVS060*2***1 |  | Voluntarily Certified | HPWaterSAllPhase&gt;=17k&lt;65 | False | False |  |  |  |  | 15.8 | 12 | [6 empty] | 5.2 | 4.3 | 58800 | All Heating | 07/10/2023 |  | 11/13/2023
Enertech Global, LLC | GEOEXCEL | AVS060*3 |  | Voluntarily Certified | HPWaterSAllPhase&gt;=17k&lt;65 | False | False |  |  |  |  | 14.8 | 12 | [6 empty] | 4.9 | 4.3 | 57700 | All Heating | 07/10/2023 |  | 11/13/2023
Enertech Global, LLC | GEOEXCEL | AVS060*3***1 |  | Voluntarily Certified | HPWaterSAllPhase&gt;=17k&lt;65 | False | False |  |  |  |  | 15.8 | 12 | [6 empty] | 5.2 | 4.3 | 58800 | All Heating | 07/10/2023 |  | 11/13/2023
Enertech Global, LLC | GEOEXCEL | AVS060*4 |  | Voluntarily Certified | HPWaterSAllPhase&gt;=17k&lt;65 | False | False |  |  |  |  | 14.8 | 12 | [6 empty] | 4.9 | 4.3 | 57700 | All Heating | 07/10/2023 |  | 11/13/2023
Enertech Global, LLC | GEOEXCEL | AVS072 |  | Voluntarily Certified | HPWaterSAllPhase&gt;=65k&lt;13 | False | False |  |  |  |  | 13.2 | 12 | [6 empty] | 4.4 | 4.3 | 67100 | All Heating | 07/10/2023 |  | 11/13/2023
Enertech Global, LLC | GEOEXCEL | AVS072*****1 |  | Voluntarily Certified | HPWaterSAllPhase&gt;=65k&lt;13 | False | False |  |  |  |  | 13.6 | 12 | [6 empty] | 4.6 | 4.3 | 68000 | All Heating | 07/10/2023 |  | 11/13/2023
Enertech Global, LLC | GEOEXCEL | AVS072*2 |  | Voluntarily Certified | HPWaterSAllPhase&gt;=65k&lt;13 | False | False |  |  |  |  | 13.2 | 12 | [6 empty] | 4.4 | 4.3 | 67100 | All Heating | 07/10/2023 |  | 11/13/2023
Enertech Global, LLC | GEOEXCEL | AVS072*2***1 |  | Voluntarily Certified | HPWaterSAllPhase&gt;=65k&lt;13 | False | False |  |  |  |  | 13.6 | 12 | [6 empty] | 4.6 | 4.3 | 68000 | All Heating | 07/10/2023 |  | 11/13/2023
Enertech Global, LLC | GEOEXCEL | AVS072*3 |  | Voluntarily Certified | HPWaterSAllPhase&gt;=65k&lt;13 | False | False |  |  |  |  | 13.2 | 12 | [6 empty] | 4.4 | 4.3 | 67100 | All Heating | 07/10/2023 |  | 11/13/2023
Enertech Global, LLC | GEOEXCEL | AVS072*3***1 |  | Voluntarily Certified | HPWaterSAllPhase&gt;=65k&lt;13 | False | False |  |  |  |  | 13.6 | 12 | [6 empty] | 4.6 | 4.3 | 68000 | All Heating | 07/10/2023 |  | 11/13/2023
Enertech Global, LLC | GEOEXCEL | AVS072*4 |  | Voluntarily Certified | HPWaterSAllPhase&gt;=65k&lt;13 | False | False |  |  |  |  | 13.2 | 12 | [6 empty] | 4.4 | 4.3 | 67100 | All Heating | 07/10/2023 |  | 11/13/2023
Enertech Global, LLC | GEOEXCEL | AVT024 |  | Voluntarily Certified | HPWaterSAllPhase&gt;=17k&lt;65 | False | False |  |  |  |  | 16.1 | 12 | [6 empty] | 5.2 | 4.3 | 24600 | All Heating | 07/10/2023 |  | 11/13/2023
Enertech Global, LLC | GEOEXCEL | AVT024*2 |  | Voluntarily Certified | HPWaterSAllPhase&gt;=17k&lt;65 | False | False |  |  |  |  | 16.1 | 12 | [6 empty] | 5.2 | 4.3 | 24600 | All Heating | 07/10/2023 |  | 11/13/2023
Enertech Global, LLC | GEOEXCEL | AVT024*3 |  | Voluntarily Certified | HPWaterSAllPhase&gt;=17k&lt;65 | False | False |  |  |  |  | 16.1 | 12 | [6 empty] | 5.2 | 4.3 | 24600 | All Heating | 07/10/2023 |  | 11/13/2023
Enertech Global, LLC | GEOEXCEL | AVT024*A |  | Voluntarily Certified | HPWaterSAllPhase&gt;=17k&lt;65 | False | False |  |  |  |  | 16.1 | 12 | [6 empty] | 5.2 | 4.3 | 24600 | All Heating | 07/10/2023 |  | 11/13/2023
Enertech Global, LLC | GEOEXCEL | AVT036 |  | Voluntarily Certified | HPWaterSAllPhase&gt;=17k&lt;65 | False | False |  |  |  |  | 15.4 | 12 | [6 empty] | 5.1 | 4.3 | 35800 | All Heating | 07/10/2023 |  | 11/13/2023
Enertech Global, LLC | GEOEXCEL | AVT036*2 |  | Voluntarily Certified | HPWaterSAllPhase&gt;=17k&lt;65 | False | False |  |  |  |  | 15.4 | 12 | [6 empty] | 5.1 | 4.3 | 35800 | All Heating | 07/10/2023 |  | 11/13/2023
Enertech Global, LLC | GEOEXCEL | AVT036*3 |  | Voluntarily Certified | HPWaterSAllPhase&gt;=17k&lt;65 | False | False |  |  |  |  | 15.4 | 12 | [6 empty] | 5.1 | 4.3 | 35800 | All Heating | 07/10/2023 |  | 11/13/2023
Enertech Global, LLC | GEOEXCEL | AVT036*A |  | Voluntarily Certified | HPWaterSAllPhase&gt;=17k&lt;65 | False | False |  |  |  |  | 15.4 | 12 | [6 empty] | 5.1 | 4.3 | 35800 | All Heating | 07/10/2023 |  | 11/13/2023
Enertech Global, LLC | GEOEXCEL | AVT048 |  | Voluntarily Certified | HPWaterSAllPhase&gt;=17k&lt;65 | False | False |  |  |  |  | 16.2 | 12 | [6 empty] | 5.3 | 4.3 | 49300 | All Heating | 07/10/2023 |  | 11/13/2023
Enertech Global, LLC | GEOEXCEL | AVT048*2 |  | Voluntarily Certified | HPWaterSAllPhase&gt;=17k&lt;65 | False | False |  |  |  |  | 16.2 | 12 | [6 empty] | 5.3 | 4.3 | 49300 | All Heating | 07/10/2023 |  | 11/13/2023
Enertech Global, LLC | GEOEXCEL | AVT048*3 |  | Voluntarily Certified | HPWaterSAllPhase&gt;=17k&lt;65 | False | False |  |  |  |  | 16.2 | 12 | [6 empty] | 5.3 | 4.3 | 49300 | All Heating | 07/10/2023 |  | 11/13/2023
Enertech Global, LLC | GEOEXCEL | AVT048*A |  | Voluntarily Certified | HPWaterSAllPhase&gt;=17k&lt;65 | False | False |  |  |  |  | 16.2 | 12 | [6 empty] | 5.3 | 4.3 | 49300 | All Heating | 07/10/2023 |  | 11/13/2023
Enertech Global, LLC | GEOEXCEL | AVT060 |  | Voluntarily Certified | HPWaterSAllPhase&gt;=17k&lt;65 | False | False |  |  |  |  | 15.4 | 12 | [6 empty] | 5.1 | 4.3 | 58600 | All Heating | 07/10/2023 |  | 11/13/2023
Enertech Global, LLC | GEOEXCEL | AVT060*2 |  | Voluntarily Certified | HPWaterSAllPhase&gt;=17k&lt;65 | False | False |  |  |  |  | 15.4 | 12 | [6 empty] | 5.1 | 4.3 | 58600 | All Heating | 07/10/2023 |  | 11/13/2023
Enertech Global, LLC | GEOEXCEL | AVT060*3 |  | Voluntarily Certified | HPWaterSAllPhase&gt;=17k&lt;65 | False | False |  |  |  |  | 15.4 | 12 | [6 empty] | 5.1 | 4.3 | 58600 | All Heating | 07/10/2023 |  | 11/13/2023
Enertech Global, LLC | GEOEXCEL | AVT060*A |  | Voluntarily Certified | HPWaterSAllPhase&gt;=17k&lt;65 | False | False |  |  |  |  | 14.9 | 12 | [6 empty] | 4.9 | 4.3 | 58600 | All Heating | 07/10/2023 |  | 11/13/2023
Enertech Global, LLC | GEOEXCEL | AVT072 |  | Voluntarily Certified | HPWaterSAllPhase&gt;=65k&lt;13 | False | False |  |  |  |  | 13.8 | 12 | [6 empty] | 4.6 | 4.3 | 66200 | All Heating | 07/10/2023 |  | 11/13/2023
Enertech Global, LLC | GEOEXCEL | AVT072*2 |  | Voluntarily Certified | HPWaterSAllPhase&gt;=65k&lt;13 | False | False |  |  |  |  | 13.8 | 12 | [6 empty] | 4.6 | 4.3 | 66200 | All Heating | 07/10/2023 |  | 11/13/2023
Enertech Global, LLC | GEOEXCEL | AVT072*3 |  | Voluntarily Certified | HPWaterSAllPhase&gt;=65k&lt;13 | False | False |  |  |  |  | 13.8 | 12 | [6 empty] | 4.6 | 4.3 | 66200 | All Heating | 07/10/2023 |  | 11/13/2023
Enertech Global, LLC | GEOEXCEL | AZS006 |  | Voluntarily Certified | HPWaterSAllPhase&lt;17kAllHeat | False | False |  |  |  |  | 14.6 | 11.2 | [6 empty] | 5.2 | 4.3 | 6500 | All Heating | 07/10/2023 |  | 11/13/2023
Enertech Global, LLC | GEOEXCEL | AZS006*9 |  | Voluntarily Certified | HPWaterSAllPhase&lt;17kAllHeat | False | False |  |  |  |  | 13.9 | 11.2 | [6 empty] | 4.9 | 4.3 | 6200 | All Heating | 07/10/2023 |  | 11/13/2023
Enertech Global, LLC | GEOEXCEL | AZS006*A |  | Voluntarily Certified | HPWaterSAllPhase&lt;17kAllHeat | False | False |  |  |  |  | 13.9 | 11.2 | [6 empty] | 4.9 | 4.3 | 6200 | All Heating | 07/10/2023 |  | 11/13/2023
Enertech Global, LLC | GEOEXCEL | AZS009 |  | Voluntarily Certified | HPWaterSAllPhase&lt;17kAllHeat | False | False |  |  |  |  | 14.3 | 11.2 | [6 empty] | 4.9 | 4.3 | 9200 | All Heating | 07/10/2023 |  | 11/13/2023
Enertech Global, LLC | GEOEXCEL | AZS009*9 |  | Voluntarily Certified | HPWaterSAllPhase&lt;17kAllHeat | False | False |  |  |  |  | 13.6 | 11.2 | [6 empty] | 4.7 | 4.3 | 8700 | All Heating | 07/10/2023 |  | 11/13/2023
Enertech Global, LLC | GEOEXCEL | AZS009*A |  | Voluntarily Certified | HPWaterSAllPhase&lt;17kAllHeat | False | False |  |  |  |  | 13.6 | 11.2 | [6 empty] | 4.7 | 4.3 | 8700 | All Heating | 07/10/2023 |  | 11/13/2023
Enertech Global, LLC | GEOEXCEL | AZS012 |  | Voluntarily Certified | HPWaterSAllPhase&lt;17kAllHeat | False | False |  |  |  |  | 12.5 | 11.2 | [6 empty] | 4.3 | 4.3 | 11000 | All Heating | 07/10/2023 |  | 11/13/2023
Enertech Global, LLC | GEOEXCEL | AZS012*9 |  | Voluntarily Certified | HPWaterSAllPhase&lt;17kAllHeat | False | False |  |  |  |  | 12.5 | 11.2 | [6 empty] | 4.3 | 4.3 | 11000 | All Heating | 07/10/2023 |  | 11/13/2023
Enertech Global, LLC | GEOEXCEL | AZS012*A |  | Voluntarily Certified | HPWaterSAllPhase&lt;17kAllHeat | False | False |  |  |  |  | 12.5 | 11.2 | [6 empty] | 4.3 | 4.3 | 11000 | All Heating | 07/10/2023 |  | 11/13/2023
Enertech Global, LLC | GEOEXCEL | AZS015 |  | Voluntarily Certified | HPWaterSAllPhase&lt;17kAllHeat | False | False |  |  |  |  | 14.7 | 11.2 | [6 empty] | 5.6 | 4.3 | 14000 | All Heating | 07/10/2023 |  | 11/13/2023
Enertech Global, LLC | GEOEXCEL | AZS015******B |  | Voluntarily Certified | HPWaterSAllPhase&lt;17kAllHeat | False | False |  |  |  |  | 16.3 | 11.2 | [6 empty] | 5.4 | 4.3 | 14600 | All Heating | 07/10/2023 |  | 11/13/2023
Enertech Global, LLC | GEOEXCEL | AZS015*****1 |  | Voluntarily Certified | HPWaterSAllPhase&lt;17kAllHeat | False | False |  |  |  |  | 14.7 | 11.2 | [6 empty] | 5.7 | 4.3 | 13500 | All Heating | 07/10/2023 |  | 11/13/2023
Enertech Global, LLC | GEOEXCEL | AZS015*****1B |  | Voluntarily Certified | HPWaterSAllPhase&lt;17kAllHeat | False | False |  |  |  |  | 17.3 | 11.2 | [6 empty] | 5.5 | 4.3 | 14600 | All Heating | 07/10/2023 |  | 11/13/2023
Enertech Global, LLC | GEOEXCEL | AZS015*A |  | Voluntarily Certified | HPWaterSAllPhase&lt;17kAllHeat | False | False |  |  |  |  | 14.7 | 11.2 | [6 empty] | 5.6 | 4.3 | 14000 | All Heating | 07/10/2023 |  | 11/13/2023
Enertech Global, LLC | GEOEXCEL | AZS015*A****B |  | Voluntarily Certified | HPWaterSAllPhase&lt;17kAllHeat | False | False |  |  |  |  | 16.3 | 11.2 | [6 empty] | 5.4 | 4.3 | 14600 | All Heating | 07/10/2023 |  | 11/13/2023
Enertech Global, LLC | GEOEXCEL | AZS015*A***1 |  | Voluntarily Certified | HPWaterSAllPhase&lt;17kAllHeat | False | False |  |  |  |  | 14.7 | 11.2 | [6 empty] | 5.7 | 4.3 | 13500 | All Heating | 07/10/2023 |  | 11/13/2023
Enertech Global, LLC | GEOEXCEL | AZS015*A***1B |  | Voluntarily Certified | HPWaterSAllPhase&lt;17kAllHeat | False | False |  |  |  |  | 17.3 | 11.2 | [6 empty] | 5.5 | 4.3 | 14600 | All Heating | 07/10/2023 |  | 11/13/2023
Enertech Global, LLC | GEOEXCEL | AZS017 |  | Voluntarily Certified | HPWaterSAllPhase&lt;17kAllHeat | False | False |  |  |  |  | 14.7 | 11.2 | [6 empty] | 5.3 | 4.3 | 16900 | All Heating | 07/10/2023 |  | 11/13/2023
Enertech Global, LLC | GEOEXCEL | AZS017******B |  | Voluntarily Certified | HPWaterSAllPhase&gt;=17k&lt;65 | False | False |  |  |  |  | 15.8 | 12 | [6 empty] | 5.3 | 4.3 | 17000 | All Heating | 07/10/2023 |  | 11/13/2023
Enertech Global, LLC | GEOEXCEL | AZS017*****1 |  | Voluntarily Certified | HPWaterSAllPhase&gt;=17k&lt;65 | False | False |  |  |  |  | 15.6 | 12 | [6 empty] | 5.5 | 4.3 | 17000 | All Heating | 07/10/2023 |  | 11/13/2023
Enertech Global, LLC | GEOEXCEL | AZS017*****1B |  | Voluntarily Certified | HPWaterSAllPhase&gt;=17k&lt;65 | False | False |  |  |  |  | 17.4 | 12 | [6 empty] | 5.6 | 4.3 | 17300 | All Heating | 07/10/2023 |  | 11/13/2023
Enertech Global, LLC | GEOEXCEL | AZS017*A |  | Voluntarily Certified | HPWaterSAllPhase&lt;17kAllHeat | False | False |  |  |  |  | 14.7 | 11.2 | [6 empty] | 5.3 | 4.3 | 16900 | All Heating | 07/10/2023 |  | 11/13/2023
Enertech Global, LLC | GEOEXCEL | AZS017*A****B |  | Voluntarily Certified | HPWaterSAllPhase&gt;=17k&lt;65 | False | False |  |  |  |  | 15.8 | 12 | [6 empty] | 5.3 | 4.3 | 17000 | All Heating | 07/10/2023 |  | 11/13/2023
Enertech Global, LLC | GEOEXCEL | AZS017*A***1 |  | Voluntarily Certified | HPWaterSAllPhase&gt;=17k&lt;65 | False | False |  |  |  |  | 15.6 | 12 | [6 empty] | 5.5 | 4.3 | 17000 | All Heating | 07/10/2023 |  | 11/13/2023
Enertech Global, LLC | GEOEXCEL | AZS017*A***1B |  | Voluntarily Certified | HPWaterSAllPhase&gt;=17k&lt;65 | False | False |  |  |  |  | 17.4 | 12 | [6 empty] | 5.6 | 4.3 | 17300 | All Heating | 07/10/2023 |  | 11/13/2023
Enertech Global, LLC | GEOEXCEL | AZS018 |  | Voluntarily Certified | HPWaterSAllPhase&gt;=17k&lt;65 | False | False |  |  |  |  | 13.2 | 12 | [6 empty] | 4.8 | 4.3 | 18500 | All Heating | 07/10/2023 |  | 11/13/2023
Enertech Global, LLC | GEOEXCEL | AZS018******B |  | Voluntarily Certified | HPWaterSAllPhase&gt;=17k&lt;65 | False | False |  |  |  |  | 15.3 | 12 | [6 empty] | 5 | 4.3 | 19400 | All Heating | 07/10/2023 |  | 11/13/2023
Enertech Global, LLC | GEOEXCEL | AZS018*****1 |  | Voluntarily Certified | HPWaterSAllPhase&gt;=17k&lt;65 | False | False |  |  |  |  | 15.4 | 12 | [6 empty] | 5.5 | 4.3 | 19100 | All Heating | 07/10/2023 |  | 11/13/2023
Enertech Global, LLC | GEOEXCEL | AZS018*****1B |  | Voluntarily Certified | HPWaterSAllPhase&gt;=17k&lt;65 | False | False |  |  |  |  | 17.3 | 12 | [6 empty] | 5.4 | 4.3 | 19900 | All Heating | 07/10/2023 |  | 11/13/2023
Enertech Global, LLC | GEOEXCEL | AZS018*A |  | Voluntarily Certified | HPWaterSAllPhase&gt;=17k&lt;65 | False | False |  |  |  |  | 13.2 | 12 | [6 empty] | 4.8 | 4.3 | 18500 | All Heating | 07/10/2023 |  | 11/13/2023
Enertech Global, LLC | GEOEXCEL | AZS018*A****B |  | Voluntarily Certified | HPWaterSAllPhase&gt;=17k&lt;65 | False | False |  |  |  |  | 15.3 | 12 | [6 empty] | 5 | 4.3 | 19400 | All Heating | 07/10/2023 |  | 11/13/2023
Enertech Global, LLC | GEOEXCEL | AZS018*A***1 |  | Voluntarily Certified | HPWaterSAllPhase&gt;=17k&lt;65 | False | False |  |  |  |  | 15.4 | 12 | [6 empty] | 5.5 | 4.3 | 19100 | All Heating | 07/10/2023 |  | 11/13/2023
Enertech Global, LLC | GEOEXCEL | AZS018*A***1B |  | Voluntarily Certified | HPWaterSAllPhase&gt;=17k&lt;65 | False | False |  |  |  |  | 17.3 | 12 | [6 empty] | 5.4 | 4.3 | 19900 | All Heating | 07/10/2023 |  | 11/13/2023
Enertech Global, LLC | GEOEXCEL | AZS024 |  | Voluntarily Certified | HPWaterSAllPhase&gt;=17k&lt;65 | False | False |  |  |  |  | 14.9 | 12 | [6 empty] | 4.9 | 4.3 | 24600 | All Heating | 07/10/2023 |  | 11/13/2023
Enertech Global, LLC | GEOEXCEL | AZS024******B |  | Voluntarily Certified | HPWaterSAllPhase&gt;=17k&lt;65 | False | False |  |  |  |  | 15.8 | 12 | [6 empty] | 5 | 4.3 | 24100 | All Heating | 07/10/2023 |  | 11/13/2023
Enertech Global, LLC | GEOEXCEL | AZS024*****1 |  | Voluntarily Certified | HPWaterSAllPhase&gt;=17k&lt;65 | False | False |  |  |  |  | 16.9 | 12 | [6 empty] | 5.5 | 4.3 | 25300 | All Heating | 07/10/2023 |  | 11/13/2023
Enertech Global, LLC | GEOEXCEL | AZS024*****1B |  | Voluntarily Certified | HPWaterSAllPhase&gt;=17k&lt;65 | False | False |  |  |  |  | 17.9 | 12 | [6 empty] | 5.6 | 4.3 | 25000 | All Heating | 07/10/2023 |  | 11/13/2023
Enertech Global, LLC | GEOEXCEL | AZS024*2 |  | Voluntarily Certified | HPWaterSAllPhase&gt;=17k&lt;65 | False | False |  |  |  |  | 14.9 | 12 | [6 empty] | 4.9 | 4.3 | 24600 | All Heating | 07/10/2023 |  | 11/13/2023
Enertech Global, LLC | GEOEXCEL | AZS024*2****B |  | Voluntarily Certified | HPWaterSAllPhase&gt;=17k&lt;65 | False | False |  |  |  |  | 15.8 | 12 | [6 empty] | 5 | 4.3 | 24100 | All Heating | 07/10/2023 |  | 11/13/2023
Enertech Global, LLC | GEOEXCEL | AZS024*2***1 |  | Voluntarily Certified | HPWaterSAllPhase&gt;=17k&lt;65 | False | False |  |  |  |  | 16.9 | 12 | [6 empty] | 5.5 | 4.3 | 25300 | All Heating | 07/10/2023 |  | 11/13/2023
Enertech Global, LLC | GEOEXCEL | AZS024*2***1B |  | Voluntarily Certified | HPWaterSAllPhase&gt;=17k&lt;65 | False | False |  |  |  |  | 17.9 | 12 | [6 empty] | 5.6 | 4.3 | 25000 | All Heating | 07/10/2023 |  | 11/13/2023
Enertech Global, LLC | GEOEXCEL | AZS024*3 |  | Voluntarily Certified | HPWaterSAllPhase&gt;=17k&lt;65 | False | False |  |  |  |  | 14.9 | 12 | [6 empty] | 4.9 | 4.3 | 24600 | All Heating | 07/10/2023 |  | 11/13/2023
Enertech Global, LLC | GEOEXCEL | AZS024*3****B |  | Voluntarily Certified | HPWaterSAllPhase&gt;=17k&lt;65 | False | False |  |  |  |  | 15.8 | 12 | [6 empty] | 5 | 4.3 | 24100 | All Heating | 07/10/2023 |  | 11/13/2023
Enertech Global, LLC | GEOEXCEL | AZS024*3***1 |  | Voluntarily Certified | HPWaterSAllPhase&gt;=17k&lt;65 | False | False |  |  |  |  | 16.9 | 12 | [6 empty] | 5.5 | 4.3 | 25300 | All Heating | 07/10/2023 |  | 11/13/2023
Enertech Global, LLC | GEOEXCEL | AZS024*3***1B |  | Voluntarily Certified | HPWaterSAllPhase&gt;=17k&lt;65 | False | False |  |  |  |  | 17.9 | 12 | [6 empty] | 5.6 | 4.3 | 25000 | All Heating | 07/10/2023 |  | 11/13/2023
Enertech Global, LLC | GEOEXCEL | AZS024*4 |  | Voluntarily Certified | HPWaterSAllPhase&gt;=17k&lt;65 | False | False |  |  |  |  | 14.9 | 12 | [6 empty] | 4.9 | 4.3 | 24600 | All Heating | 07/10/2023 |  | 11/13/2023
Enertech Global, LLC | GEOEXCEL | AZS024*4****B |  | Voluntarily Certified | HPWaterSAllPhase&gt;=17k&lt;65 | False | False |  |  |  |  | 15.8 | 12 | [6 empty] | 5 | 4.3 | 24100 | All Heating | 07/10/2023 |  | 11/13/2023
Enertech Global, LLC | GEOEXCEL | AZS024*A |  | Voluntarily Certified | HPWaterSAllPhase&gt;=17k&lt;65 | False | False |  |  |  |  | 14.9 | 12 | [6 empty] | 4.9 | 4.3 | 24600 | All Heating | 07/10/2023 |  | 11/13/2023
Enertech Global, LLC | GEOEXCEL | AZS024*A****B |  | Voluntarily Certified | HPWaterSAllPhase&gt;=17k&lt;65 | False | False |  |  |  |  | 15.8 | 12 | [6 empty] | 5 | 4.3 | 24100 | All Heating | 07/10/2023 |  | 11/13/2023
Enertech Global, LLC | GEOEXCEL | AZS024*A***1 |  | Voluntarily Certified | HPWaterSAllPhase&gt;=17k&lt;65 | False | False |  |  |  |  | 16.9 | 12 | [6 empty] | 5.5 | 4.3 | 25300 | All Heating | 07/10/2023 |  | 11/13/2023
Enertech Global, LLC | GEOEXCEL | AZS024*A***1B |  | Voluntarily Certified | HPWaterSAllPhase&gt;=17k&lt;65 | False | False |  |  |  |  | 17.9 | 12 | [6 empty] | 5.6 | 4.3 | 25000 | All Heating | 07/10/2023 |  | 11/13/2023
Enertech Global, LLC | GEOEXCEL | AZS030 |  | Voluntarily Certified | HPWaterSAllPhase&gt;=17k&lt;65 | False | False |  |  |  |  | 15.3 | 12 | [6 empty] | 5.3 | 4.3 | 28400 | All Heating | 07/10/2023 |  | 11/13/2023
Enertech Global, LLC | GEOEXCEL | AZS030******B |  | Voluntarily Certified | HPWaterSAllPhase&gt;=17k&lt;65 | False | False |  |  |  |  | 16.2 | 12 | [6 empty] | 5.3 | 4.3 | 29000 | All Heating | 07/10/2023 |  | 11/13/2023
Enertech Global, LLC | GEOEXCEL | AZS030*****1 |  | Voluntarily Certified | HPWaterSAllPhase&gt;=17k&lt;65 | False | False |  |  |  |  | 16.2 | 12 | [6 empty] | 5.5 | 4.3 | 27800 | All Heating | 07/10/2023 |  | 11/13/2023
Enertech Global, LLC | GEOEXCEL | AZS030*****1B |  | Voluntarily Certified | HPWaterSAllPhase&gt;=17k&lt;65 | False | False |  |  |  |  | 17.5 | 12 | [6 empty] | 5.7 | 4.3 | 29500 | All Heating | 07/10/2023 |  | 11/13/2023
Enertech Global, LLC | GEOEXCEL | AZS030*2 |  | Voluntarily Certified | HPWaterSAllPhase&gt;=17k&lt;65 | False | False |  |  |  |  | 15.3 | 12 | [6 empty] | 5.3 | 4.3 | 28400 | All Heating | 07/10/2023 |  | 11/13/2023
Enertech Global, LLC | GEOEXCEL | AZS030*2****B |  | Voluntarily Certified | HPWaterSAllPhase&gt;=17k&lt;65 | False | False |  |  |  |  | 16.2 | 12 | [6 empty] | 5.3 | 4.3 | 29000 | All Heating | 07/10/2023 |  | 11/13/2023
Enertech Global, LLC | GEOEXCEL | AZS030*2***1 |  | Voluntarily Certified | HPWaterSAllPhase&gt;=17k&lt;65 | False | False |  |  |  |  | 16.2 | 12 | [6 empty] | 5.5 | 4.3 | 27800 | All Heating | 07/10/2023 |  | 11/13/2023
Enertech Global, LLC | GEOEXCEL | AZS030*2***1B |  | Voluntarily Certified | HPWaterSAllPhase&gt;=17k&lt;65 | False | False |  |  |  |  | 17.5 | 12 | [6 empty] | 5.7 | 4.3 | 29500 | All Heating | 07/10/2023 |  | 11/13/2023
Enertech Global, LLC | GEOEXCEL | AZS030*3 |  | Voluntarily Certified | HPWaterSAllPhase&gt;=17k&lt;65 | False | False |  |  |  |  | 15.3 | 12 | [6 empty] | 5.3 | 4.3 | 28400 | All Heating | 07/10/2023 |  | 11/13/2023
Enertech Global, LLC | GEOEXCEL | AZS030*3****B |  | Voluntarily Certified | HPWaterSAllPhase&gt;=17k&lt;65 | False | False |  |  |  |  | 16.2 | 12 | [6 empty] | 5.3 | 4.3 | 29000 | All Heating | 07/10/2023 |  | 11/13/2023
Enertech Global, LLC | GEOEXCEL | AZS030*3***1 |  | Voluntarily Certified | HPWaterSAllPhase&gt;=17k&lt;65 | False | False |  |  |  |  | 16.2 | 12 | [6 empty] | 5.5 | 4.3 | 27800 | All Heating | 07/10/2023 |  | 11/13/2023
Enertech Global, LLC | GEOEXCEL | AZS030*3***1B |  | Voluntarily Certified | HPWaterSAllPhase&gt;=17k&lt;65 | False | False |  |  |  |  | 17.5 | 12 | [6 empty] | 5.7 | 4.3 | 29500 | All Heating | 07/10/2023 |  | 11/13/2023
Enertech Global, LLC | GEOEXCEL | AZS030*4 |  | Voluntarily Certified | HPWaterSAllPhase&gt;=17k&lt;65 | False | False |  |  |  |  | 15.3 | 12 | [6 empty] | 5.3 | 4.3 | 28400 | All Heating | 07/10/2023 |  | 11/13/2023
Enertech Global, LLC | GEOEXCEL | AZS030*4****B |  | Voluntarily Certified | HPWaterSAllPhase&gt;=17k&lt;65 | False | False |  |  |  |  | 16.2 | 12 | [6 empty] | 5.3 | 4.3 | 29000 | All Heating | 07/10/2023 |  | 11/13/2023
Enertech Global, LLC | GEOEXCEL | AZS030*A |  | Voluntarily Certified | HPWaterSAllPhase&gt;=17k&lt;65 | False | False |  |  |  |  | 15.3 | 12 | [6 empty] | 5.3 | 4.3 | 28400 | All Heating | 07/10/2023 |  | 11/13/2023
Enertech Global, LLC | GEOEXCEL | AZS030*A****B |  | Voluntarily Certified | HPWaterSAllPhase&gt;=17k&lt;65 | False | False |  |  |  |  | 16.2 | 12 | [6 empty] | 5.3 | 4.3 | 29000 | All Heating | 07/10/2023 |  | 11/13/2023
Enertech Global, LLC | GEOEXCEL | AZS030*A***1 |  | Voluntarily Certified | HPWaterSAllPhase&gt;=17k&lt;65 | False | False |  |  |  |  | 16.2 | 12 | [6 empty] | 5.5 | 4.3 | 27800 | All Heating | 07/10/2023 |  | 11/13/2023
Enertech Global, LLC | GEOEXCEL | AZS030*A***1B |  | Voluntarily Certified | HPWaterSAllPhase&gt;=17k&lt;65 | False | False |  |  |  |  | 17.5 | 12 | [6 empty] | 5.7 | 4.3 | 29500 | All Heating | 07/10/2023 |  | 11/13/2023
Enertech Global, LLC | GEOEXCEL | AZS036 |  | Voluntarily Certified | HPWaterSAllPhase&gt;=17k&lt;65 | False | False |  |  |  |  | 15.4 | 12 | [6 empty] | 4.9 | 4.3 | 35100 | All Heating | 07/10/2023 |  | 11/13/2023
Enertech Global, LLC | GEOEXCEL | AZS036******B |  | Voluntarily Certified | HPWaterSAllPhase&gt;=17k&lt;65 | False | False |  |  |  |  | 15.6 | 12 | [6 empty] | 4.9 | 4.3 | 35900 | All Heating | 07/10/2023 |  | 11/13/2023
Enertech Global, LLC | GEOEXCEL | AZS036*****1 |  | Voluntarily Certified | HPWaterSAllPhase&gt;=17k&lt;65 | False | False |  |  |  |  | 16 | 12 | [6 empty] | 5.1 | 4.3 | 35300 | All Heating | 07/10/2023 |  | 11/13/2023
Enertech Global, LLC | GEOEXCEL | AZS036*****1B |  | Voluntarily Certified | HPWaterSAllPhase&gt;=17k&lt;65 | False | False |  |  |  |  | 16.8 | 12 | [6 empty] | 5.3 | 4.3 | 36800 | All Heating | 07/10/2023 |  | 11/13/2023
Enertech Global, LLC | GEOEXCEL | AZS036*2 |  | Voluntarily Certified | HPWaterSAllPhase&gt;=17k&lt;65 | False | False |  |  |  |  | 15.4 | 12 | [6 empty] | 4.9 | 4.3 | 35100 | All Heating | 07/10/2023 |  | 11/13/2023
Enertech Global, LLC | GEOEXCEL | AZS036*2****B |  | Voluntarily Certified | HPWaterSAllPhase&gt;=17k&lt;65 | False | False |  |  |  |  | 15.6 | 12 | [6 empty] | 4.9 | 4.3 | 35900 | All Heating | 07/10/2023 |  | 11/13/2023
Enertech Global, LLC | GEOEXCEL | AZS036*2***1 |  | Voluntarily Certified | HPWaterSAllPhase&gt;=17k&lt;65 | False | False |  |  |  |  | 16 | 12 | [6 empty] | 5.1 | 4.3 | 35300 | All Heating | 07/10/2023 |  | 11/13/2023
Enertech Global, LLC | GEOEXCEL | AZS036*2***1B |  | Voluntarily Certified | HPWaterSAllPhase&gt;=17k&lt;65 | False | False |  |  |  |  | 16.8 | 12 | [6 empty] | 5.3 | 4.3 | 36800 | All Heating | 07/10/2023 |  | 11/13/2023
Enertech Global, LLC | GEOEXCEL | AZS036*3 |  | Voluntarily Certified | HPWaterSAllPhase&gt;=17k&lt;65 | False | False |  |  |  |  | 15.4 | 12 | [6 empty] | 4.9 | 4.3 | 35100 | All Heating | 07/10/2023 |  | 11/13/2023
Enertech Global, LLC | GEOEXCEL | AZS036*3****B |  | Voluntarily Certified | HPWaterSAllPhase&gt;=17k&lt;65 | False | False |  |  |  |  | 15.6 | 12 | [6 empty] | 4.9 | 4.3 | 35900 | All Heating | 07/10/2023 |  | 11/13/2023
Enertech Global, LLC | GEOEXCEL | AZS036*3***1 |  | Voluntarily Certified | HPWaterSAllPhase&gt;=17k&lt;65 | False | False |  |  |  |  | 16 | 12 | [6 empty] | 5.1 | 4.3 | 35300 | All Heating | 07/10/2023 |  | 11/13/2023
Enertech Global, LLC | GEOEXCEL | AZS036*3***1B |  | Voluntarily Certified | HPWaterSAllPhase&gt;=17k&lt;65 | False | False |  |  |  |  | 16.8 | 12 | [6 empty] | 5.3 | 4.3 | 36800 | All Heating | 07/10/2023 |  | 11/13/2023
Enertech Global, LLC | GEOEXCEL | AZS036*4 |  | Voluntarily Certified | HPWaterSAllPhase&gt;=17k&lt;65 | False | False |  |  |  |  | 15.4 | 12 | [6 empty] | 4.9 | 4.3 | 35100 | All Heating | 07/10/2023 |  | 11/13/2023
Enertech Global, LLC | GEOEXCEL | AZS036*4****B |  | Voluntarily Certified | HPWaterSAllPhase&gt;=17k&lt;65 | False | False |  |  |  |  | 15.6 | 12 | [6 empty] | 4.9 | 4.3 | 35900 | All Heating | 07/10/2023 |  | 11/13/2023
Enertech Global, LLC | GEOEXCEL | AZS036*A |  | Voluntarily Certified | HPWaterSAllPhase&gt;=17k&lt;65 | False | False |  |  |  |  | 15.4 | 12 | [6 empty] | 4.9 | 4.3 | 35100 | All Heating | 07/10/2023 |  | 11/13/2023
Enertech Global, LLC | GEOEXCEL | AZS036*A****B |  | Voluntarily Certified | HPWaterSAllPhase&gt;=17k&lt;65 | False | False |  |  |  |  | 15.6 | 12 | [6 empty] | 4.9 | 4.3 | 35900 | All Heating | 07/10/2023 |  | 11/13/2023
Enertech Global, LLC | GEOEXCEL | AZS036*A***1 |  | Voluntarily Certified | HPWaterSAllPhase&gt;=17k&lt;65 | False | False |  |  |  |  | 16 | 12 | [6 empty] | 5.1 | 4.3 | 35300 | All Heating | 07/10/2023 |  | 11/13/2023
Enertech Global, LLC | GEOEXCEL | AZS036*A***1B |  | Voluntarily Certified | HPWaterSAllPhase&gt;=17k&lt;65 | False | False |  |  |  |  | 16.8 | 12 | [6 empty] | 5.3 | 4.3 | 36800 | All Heating | 07/10/2023 |  | 11/13/2023
Enertech Global, LLC | GEOEXCEL | AZS042 |  | Voluntarily Certified | HPWaterSAllPhase&gt;=17k&lt;65 | False | False |  |  |  |  | 15.4 | 12 | [6 empty] | 5.2 | 4.3 | 39500 | All Heating | 07/10/2023 |  | 11/13/2023
Enertech Global, LLC | GEOEXCEL | AZS042******B |  | Voluntarily Certified | HPWaterSAllPhase&gt;=17k&lt;65 | False | False |  |  |  |  | 16.9 | 12 | [6 empty] | 5.4 | 4.3 | 41700 | All Heating | 07/10/2023 |  | 11/13/2023
Enertech Global, LLC | GEOEXCEL | AZS042*****1 |  | Voluntarily Certified | HPWaterSAllPhase&gt;=17k&lt;65 | False | False |  |  |  |  | 16.4 | 12 | [6 empty] | 5 | 4.3 | 39100 | All Heating | 07/10/2023 |  | 11/13/2023
Enertech Global, LLC | GEOEXCEL | AZS042*****1B |  | Voluntarily Certified | HPWaterSAllPhase&gt;=17k&lt;65 | False | False |  |  |  |  | 17.7 | 12 | [6 empty] | 5.4 | 4.3 | 42500 | All Heating | 07/10/2023 |  | 11/13/2023
Enertech Global, LLC | GEOEXCEL | AZS042*2 |  | Voluntarily Certified | HPWaterSAllPhase&gt;=17k&lt;65 | False | False |  |  |  |  | 15.4 | 12 | [6 empty] | 5.2 | 4.3 | 39500 | All Heating | 07/10/2023 |  | 11/13/2023
Enertech Global, LLC | GEOEXCEL | AZS042*2****B |  | Voluntarily Certified | HPWaterSAllPhase&gt;=17k&lt;65 | False | False |  |  |  |  | 16.9 | 12 | [6 empty] | 5.4 | 4.3 | 41700 | All Heating | 07/10/2023 |  | 11/13/2023
Enertech Global, LLC | GEOEXCEL | AZS042*2***1 |  | Voluntarily Certified | HPWaterSAllPhase&gt;=17k&lt;65 | False | False |  |  |  |  | 16.4 | 12 | [6 empty] | 5 | 4.3 | 39100 | All Heating | 07/10/2023 |  | 11/13/2023
Enertech Global, LLC | GEOEXCEL | AZS042*2***1B |  | Voluntarily Certified | HPWaterSAllPhase&gt;=17k&lt;65 | False | False |  |  |  |  | 17.7 | 12 | [6 empty] | 5.4 | 4.3 | 42500 | All Heating | 07/10/2023 |  | 11/13/2023
Enertech Global, LLC | GEOEXCEL | AZS042*3 |  | Voluntarily Certified | HPWaterSAllPhase&gt;=17k&lt;65 | False | False |  |  |  |  | 15.4 | 12 | [6 empty] | 5.2 | 4.3 | 39500 | All Heating | 07/10/2023 |  | 11/13/2023
Enertech Global, LLC | GEOEXCEL | AZS042*3****B |  | Voluntarily Certified | HPWaterSAllPhase&gt;=17k&lt;65 | False | False |  |  |  |  | 16.9 | 12 | [6 empty] | 5.4 | 4.3 | 41700 | All Heating | 07/10/2023 |  | 11/13/2023
Enertech Global, LLC | GEOEXCEL | AZS042*3***1 |  | Voluntarily Certified | HPWaterSAllPhase&gt;=17k&lt;65 | False | False |  |  |  |  | 16.4 | 12 | [6 empty] | 5 | 4.3 | 39100 | All Heating | 07/10/2023 |  | 11/13/2023
Enertech Global, LLC | GEOEXCEL | AZS042*3***1B |  | Voluntarily Certified | HPWaterSAllPhase&gt;=17k&lt;65 | False | False |  |  |  |  | 17.7 | 12 | [6 empty] | 5.4 | 4.3 | 42500 | All Heating | 07/10/2023 |  | 11/13/2023
Enertech Global, LLC | GEOEXCEL | AZS042*4 |  | Voluntarily Certified | HPWaterSAllPhase&gt;=17k&lt;65 | False | False |  |  |  |  | 15.4 | 12 | [6 empty] | 5.2 | 4.3 | 39500 | All Heating | 07/10/2023 |  | 11/13/2023
Enertech Global, LLC | GEOEXCEL | AZS042*4****B |  | Voluntarily Certified | HPWaterSAllPhase&gt;=17k&lt;65 | False | False |  |  |  |  | 16.9 | 12 | [6 empty] | 5.4 | 4.3 | 41700 | All Heating | 07/10/2023 |  | 11/13/2023
Enertech Global, LLC | GEOEXCEL | AZS048 |  | Voluntarily Certified | HPWaterSAllPhase&gt;=17k&lt;65 | False | False |  |  |  |  | 14.7 | 12 | [6 empty] | 4.7 | 4.3 | 46600 | All Heating | 07/10/2023 |  | 11/13/2023
Enertech Global, LLC | GEOEXCEL | AZS048******B |  | Voluntarily Certified | HPWaterSAllPhase&gt;=17k&lt;65 | False | False |  |  |  |  | 15.4 | 12 | [6 empty] | 4.6 | 4.3 | 46800 | All Heating | 07/10/2023 |  | 11/13/2023
Enertech Global, LLC | GEOEXCEL | AZS048*****1 |  | Voluntarily Certified | HPWaterSAllPhase&gt;=17k&lt;65 | False | False |  |  |  |  | 15.1 | 12 | [6 empty] | 4.9 | 4.3 | 47300 | All Heating | 07/10/2023 |  | 11/13/2023
Enertech Global, LLC | GEOEXCEL | AZS048*****1B |  | Voluntarily Certified | HPWaterSAllPhase&gt;=17k&lt;65 | False | False |  |  |  |  | 16.3 | 12 | [6 empty] | 4.9 | 4.3 | 48100 | All Heating | 07/10/2023 |  | 11/13/2023
Enertech Global, LLC | GEOEXCEL | AZS048*2 |  | Voluntarily Certified | HPWaterSAllPhase&gt;=17k&lt;65 | False | False |  |  |  |  | 14.7 | 12 | [6 empty] | 4.7 | 4.3 | 46600 | All Heating | 07/10/2023 |  | 11/13/2023
Enertech Global, LLC | GEOEXCEL | AZS048*2****B |  | Voluntarily Certified | HPWaterSAllPhase&gt;=17k&lt;65 | False | False |  |  |  |  | 15.4 | 12 | [6 empty] | 4.6 | 4.3 | 46800 | All Heating | 07/10/2023 |  | 11/13/2023
Enertech Global, LLC | GEOEXCEL | AZS048*2***1 |  | Voluntarily Certified | HPWaterSAllPhase&gt;=17k&lt;65 | False | False |  |  |  |  | 15.1 | 12 | [6 empty] | 4.9 | 4.3 | 47300 | All Heating | 07/10/2023 |  | 11/13/2023
Enertech Global, LLC | GEOEXCEL | AZS048*2***1B |  | Voluntarily Certified | HPWaterSAllPhase&gt;=17k&lt;65 | False | False |  |  |  |  | 16.3 | 12 | [6 empty] | 4.9 | 4.3 | 48100 | All Heating | 07/10/2023 |  | 11/13/2023
Enertech Global, LLC | GEOEXCEL | AZS048*3 |  | Voluntarily Certified | HPWaterSAllPhase&gt;=17k&lt;65 | False | False |  |  |  |  | 14.7 | 12 | [6 empty] | 4.7 | 4.3 | 46600 | All Heating | 07/10/2023 |  | 11/13/2023
Enertech Global, LLC | GEOEXCEL | AZS048*3****B |  | Voluntarily Certified | HPWaterSAllPhase&gt;=17k&lt;65 | False | False |  |  |  |  | 15.4 | 12 | [6 empty] | 4.6 | 4.3 | 46800 | All Heating | 07/10/2023 |  | 11/13/2023
Enertech Global, LLC | GEOEXCEL | AZS048*3***1 |  | Voluntarily Certified | HPWaterSAllPhase&gt;=17k&lt;65 | False | False |  |  |  |  | 15.1 | 12 | [6 empty] | 4.9 | 4.3 | 47300 | All Heating | 07/10/2023 |  | 11/13/2023
Enertech Global, LLC | GEOEXCEL | AZS048*3***1B |  | Voluntarily Certified | HPWaterSAllPhase&gt;=17k&lt;65 | False | False |  |  |  |  | 16.3 | 12 | [6 empty] | 4.9 | 4.3 | 48100 | All Heating | 07/10/2023 |  | 11/13/2023
Enertech Global, LLC | GEOEXCEL | AZS048*4 |  | Voluntarily Certified | HPWaterSAllPhase&gt;=17k&lt;65 | False | False |  |  |  |  | 14.7 | 12 | [6 empty] | 4.7 | 4.3 | 46600 | All Heating | 07/10/2023 |  | 11/13/2023
Enertech Global, LLC | GEOEXCEL | AZS048*4****B |  | Voluntarily Certified | HPWaterSAllPhase&gt;=17k&lt;65 | False | False |  |  |  |  | 15.4 | 12 | [6 empty] | 4.6 | 4.3 | 46800 | All Heating | 07/10/2023 |  | 11/13/2023
Enertech Global, LLC | GEOEXCEL | AZS060 |  | Voluntarily Certified | HPWaterSAllPhase&gt;=17k&lt;65 | False | False |  |  |  |  | 14.5 | 12 | [6 empty] | 4.7 | 4.3 | 56400 | All Heating | 07/10/2023 |  | 11/13/2023
Enertech Global, LLC | GEOEXCEL | AZS060******B |  | Voluntarily Certified | HPWaterSAllPhase&gt;=17k&lt;65 | False | False |  |  |  |  | 15.4 | 12 | [6 empty] | 4.9 | 4.3 | 58400 | All Heating | 07/10/2023 |  | 11/13/2023
Enertech Global, LLC | GEOEXCEL | AZS060*****1 |  | Voluntarily Certified | HPWaterSAllPhase&gt;=17k&lt;65 | False | False |  |  |  |  | 15 | 12 | [6 empty] | 4.9 | 4.3 | 53500 | All Heating | 07/10/2023 |  | 11/13/2023
Enertech Global, LLC | GEOEXCEL | AZS060*****1B |  | Voluntarily Certified | HPWaterSAllPhase&gt;=17k&lt;65 | False | False |  |  |  |  | 17 | 12 | [6 empty] | 5.3 | 4.3 | 59300 | All Heating | 07/10/2023 |  | 11/13/2023
Enertech Global, LLC | GEOEXCEL | AZS060*2 |  | Voluntarily Certified | HPWaterSAllPhase&gt;=17k&lt;65 | False | False |  |  |  |  | 14.5 | 12 | [6 empty] | 4.7 | 4.3 | 56400 | All Heating | 07/10/2023 |  | 11/13/2023
Enertech Global, LLC | GEOEXCEL | AZS060*2****B |  | Voluntarily Certified | HPWaterSAllPhase&gt;=17k&lt;65 | False | False |  |  |  |  | 15.4 | 12 | [6 empty] | 4.9 | 4.3 | 58400 | All Heating | 07/10/2023 |  | 11/13/2023
Enertech Global, LLC | GEOEXCEL | AZS060*2***1 |  | Voluntarily Certified | HPWaterSAllPhase&gt;=17k&lt;65 | False | False |  |  |  |  | 15 | 12 | [6 empty] | 4.9 | 4.3 | 53500 | All Heating | 07/10/2023 |  | 11/13/2023
Enertech Global, LLC | GEOEXCEL | AZS060*2***1B |  | Voluntarily Certified | HPWaterSAllPhase&gt;=17k&lt;65 | False | False |  |  |  |  | 17 | 12 | [6 empty] | 5.3 | 4.3 | 59300 | All Heating | 07/10/2023 |  | 11/13/2023
Enertech Global, LLC | GEOEXCEL | AZS060*3 |  | Voluntarily Certified | HPWaterSAllPhase&gt;=17k&lt;65 | False | False |  |  |  |  | 14.5 | 12 | [6 empty] | 4.7 | 4.3 | 56400 | All Heating | 07/10/2023 |  | 11/13/2023
Enertech Global, LLC | GEOEXCEL | AZS060*3****B |  | Voluntarily Certified | HPWaterSAllPhase&gt;=17k&lt;65 | False | False |  |  |  |  | 15.4 | 12 | [6 empty] | 4.9 | 4.3 | 58400 | All Heating | 07/10/2023 |  | 11/13/2023
Enertech Global, LLC | GEOEXCEL | AZS060*3***1 |  | Voluntarily Certified | HPWaterSAllPhase&gt;=17k&lt;65 | False | False |  |  |  |  | 15 | 12 | [6 empty] | 4.9 | 4.3 | 53500 | All Heating | 07/10/2023 |  | 11/13/2023
Enertech Global, LLC | GEOEXCEL | AZS060*3***1B |  | Voluntarily Certified | HPWaterSAllPhase&gt;=17k&lt;65 | False | False |  |  |  |  | 17 | 12 | [6 empty] | 5.3 | 4.3 | 59300 | All Heating | 07/10/2023 |  | 11/13/2023
Enertech Global, LLC | GEOEXCEL | AZS060*4 |  | Voluntarily Certified | HPWaterSAllPhase&gt;=17k&lt;65 | False | False |  |  |  |  | 14.5 | 12 | [6 empty] | 4.7 | 4.3 | 56400 | All Heating | 07/10/2023 |  | 11/13/2023
Enertech Global, LLC | GEOEXCEL | AZS060*4****B |  | Voluntarily Certified | HPWaterSAllPhase&gt;=17k&lt;65 | False | False |  |  |  |  | 15.4 | 12 | [6 empty] | 4.9 | 4.3 | 58400 | All Heating | 07/10/2023 |  | 11/13/2023
Enertech Global, LLC | GEOEXCEL | AZS072 |  | Voluntarily Certified | HPWaterSAllPhase&gt;=65k&lt;13 | False | False |  |  |  |  | 13.4 | 12 | [6 empty] | 4.3 | 4.3 | 66600 | All Heating | 07/10/2023 |  | 11/13/2023
Enertech Global, LLC | GEOEXCEL | AZS072******B |  | Voluntarily Certified | HPWaterSAllPhase&gt;=65k&lt;13 | False | False |  |  |  |  | 15.1 | 12 | [6 empty] | 4.6 | 4.3 | 68600 | All Heating | 07/10/2023 |  | 11/13/2023
Enertech Global, LLC | GEOEXCEL | AZS072*****1 |  | Voluntarily Certified | HPWaterSAllPhase&gt;=65k&lt;13 | False | False |  |  |  |  | 13.7 | 12 | [6 empty] | 4.3 | 4.3 | 68500 | All Heating | 07/10/2023 |  | 11/13/2023
Enertech Global, LLC | GEOEXCEL | AZS072*****1B |  | Voluntarily Certified | HPWaterSAllPhase&gt;=65k&lt;13 | False | False |  |  |  |  | 15.5 | 12 | [6 empty] | 4.7 | 4.3 | 69700 | All Heating | 07/10/2023 |  | 11/13/2023
Enertech Global, LLC | GEOEXCEL | AZS072*2 |  | Voluntarily Certified | HPWaterSAllPhase&gt;=65k&lt;13 | False | False |  |  |  |  | 13.4 | 12 | [6 empty] | 4.3 | 4.3 | 66600 | All Heating | 07/10/2023 |  | 11/13/2023
Enertech Global, LLC | GEOEXCEL | AZS072*2****B |  | Voluntarily Certified | HPWaterSAllPhase&gt;=65k&lt;13 | False | False |  |  |  |  | 15.1 | 12 | [6 empty] | 4.6 | 4.3 | 68600 | All Heating | 07/10/2023 |  | 11/13/2023
Enertech Global, LLC | GEOEXCEL | AZS072*2***1 |  | Voluntarily Certified | HPWaterSAllPhase&gt;=65k&lt;13 | False | False |  |  |  |  | 13.7 | 12 | [6 empty] | 4.3 | 4.3 | 68500 | All Heating | 07/10/2023 |  | 11/13/2023
Enertech Global, LLC | GEOEXCEL | AZS072*2***1B |  | Voluntarily Certified | HPWaterSAllPhase&gt;=65k&lt;13 | False | False |  |  |  |  | 15.5 | 12 | [6 empty] | 4.7 | 4.3 | 69700 | All Heating | 07/10/2023 |  | 11/13/2023
Enertech Global, LLC | GEOEXCEL | AZS072*3 |  | Voluntarily Certified | HPWaterSAllPhase&gt;=65k&lt;13 | False | False |  |  |  |  | 13.4 | 12 | [6 empty] | 4.3 | 4.3 | 66600 | All Heating | 07/10/2023 |  | 11/13/2023
Enertech Global, LLC | GEOEXCEL | AZS072*3****B |  | Voluntarily Certified | HPWaterSAllPhase&gt;=65k&lt;13 | False | False |  |  |  |  | 15.1 | 12 | [6 empty] | 4.6 | 4.3 | 68600 | All Heating | 07/10/2023 |  | 11/13/2023
Enertech Global, LLC | GEOEXCEL | AZS072*3***1 |  | Voluntarily Certified | HPWaterSAllPhase&gt;=65k&lt;13 | False | False |  |  |  |  | 13.7 | 12 | [6 empty] | 4.3 | 4.3 | 68500 | All Heating | 07/10/2023 |  | 11/13/2023
Enertech Global, LLC | GEOEXCEL | AZS072*3***1B |  | Voluntarily Certified | HPWaterSAllPhase&gt;=65k&lt;13 | False | False |  |  |  |  | 15.5 | 12 | [6 empty] | 4.7 | 4.3 | 69700 | All Heating | 07/10/2023 |  | 11/13/2023
Enertech Global, LLC | GEOEXCEL | AZS072*4 |  | Voluntarily Certified | HPWaterSAllPhase&gt;=65k&lt;13 | False | False |  |  |  |  | 13.4 | 12 | [6 empty] | 4.3 | 4.3 | 66600 | All Heating | 07/10/2023 |  | 11/13/2023
Enertech Global, LLC | GEOEXCEL | AZS072*4****B |  | Voluntarily Certified | HPWaterSAllPhase&gt;=65k&lt;13 | False | False |  |  |  |  | 15.1 | 12 | [6 empty] | 4.6 | 4.3 | 68600 | All Heating | 07/10/2023 |  | 11/13/2023
Enertech Global, LLC | GEOEXCEL | AZT024 |  | Voluntarily Certified | HPWaterSAllPhase&gt;=17k&lt;65 | False | False |  |  |  |  | 15.9 | 12 | [6 empty] | 5.2 | 4.3 | 25300 | All Heating | 07/10/2023 |  | 11/13/2023
Enertech Global, LLC | GEOEXCEL | AZT024******B |  | Voluntarily Certified | HPWaterSAllPhase&gt;=17k&lt;65 | False | False |  |  |  |  | 17 | 12 | [6 empty] | 5.5 | 4.3 | 25600 | All Heating | 07/10/2023 |  | 11/13/2023
Enertech Global, LLC | GEOEXCEL | AZT024*2 |  | Voluntarily Certified | HPWaterSAllPhase&gt;=17k&lt;65 | False | False |  |  |  |  | 15.9 | 12 | [6 empty] | 5.2 | 4.3 | 25300 | All Heating | 07/10/2023 |  | 11/13/2023
Enertech Global, LLC | GEOEXCEL | AZT024*2****B |  | Voluntarily Certified | HPWaterSAllPhase&gt;=17k&lt;65 | False | False |  |  |  |  | 17 | 12 | [6 empty] | 5.5 | 4.3 | 25600 | All Heating | 07/10/2023 |  | 11/13/2023
Enertech Global, LLC | GEOEXCEL | AZT024*3 |  | Voluntarily Certified | HPWaterSAllPhase&gt;=17k&lt;65 | False | False |  |  |  |  | 15.9 | 12 | [6 empty] | 5.2 | 4.3 | 25300 | All Heating | 07/10/2023 |  | 11/13/2023
Enertech Global, LLC | GEOEXCEL | AZT024*3****B |  | Voluntarily Certified | HPWaterSAllPhase&gt;=17k&lt;65 | False | False |  |  |  |  | 17 | 12 | [6 empty] | 5.5 | 4.3 | 25600 | All Heating | 07/10/2023 |  | 11/13/2023
Enertech Global, LLC | GEOEXCEL | AZT024*A |  | Voluntarily Certified | HPWaterSAllPhase&gt;=17k&lt;65 | False | False |  |  |  |  | 15.9 | 12 | [6 empty] | 5.2 | 4.3 | 25300 | All Heating | 07/10/2023 |  | 11/13/2023
Enertech Global, LLC | GEOEXCEL | AZT024*A****B |  | Voluntarily Certified | HPWaterSAllPhase&gt;=17k&lt;65 | False | False |  |  |  |  | 17 | 12 | [6 empty] | 5.5 | 4.3 | 25600 | All Heating | 07/10/2023 |  | 11/13/2023
Enertech Global, LLC | GEOEXCEL | AZT030 |  | Voluntarily Certified | HPWaterSAllPhase&gt;=17k&lt;65 | False | False |  |  |  |  | 15.1 | 12 | [6 empty] | 5.1 | 4.3 | 30200 | All Heating | 07/10/2023 |  | 11/13/2023
Enertech Global, LLC | GEOEXCEL | AZT030******B |  | Voluntarily Certified | HPWaterSAllPhase&gt;=17k&lt;65 | False | False |  |  |  |  | 15.4 | 12 | [6 empty] | 5 | 4.3 | 30600 | All Heating | 07/10/2023 |  | 11/13/2023
Enertech Global, LLC | GEOEXCEL | AZT030*2 |  | Voluntarily Certified | HPWaterSAllPhase&gt;=17k&lt;65 | False | False |  |  |  |  | 15.1 | 12 | [6 empty] | 5.1 | 4.3 | 30200 | All Heating | 07/10/2023 |  | 11/13/2023
Enertech Global, LLC | GEOEXCEL | AZT030*2****B |  | Voluntarily Certified | HPWaterSAllPhase&gt;=17k&lt;65 | False | False |  |  |  |  | 15.4 | 12 | [6 empty] | 5 | 4.3 | 30600 | All Heating | 07/10/2023 |  | 11/13/2023
Enertech Global, LLC | GEOEXCEL | AZT030*3 |  | Voluntarily Certified | HPWaterSAllPhase&gt;=17k&lt;65 | False | False |  |  |  |  | 15.1 | 12 | [6 empty] | 5.1 | 4.3 | 30200 | All Heating | 07/10/2023 |  | 11/13/2023
Enertech Global, LLC | GEOEXCEL | AZT030*3****B |  | Voluntarily Certified | HPWaterSAllPhase&gt;=17k&lt;65 | False | False |  |  |  |  | 15.4 | 12 | [6 empty] | 5 | 4.3 | 30600 | All Heating | 07/10/2023 |  | 11/13/2023
Enertech Global, LLC | GEOEXCEL | AZT030*A |  | Voluntarily Certified | HPWaterSAllPhase&gt;=17k&lt;65 | False | False |  |  |  |  | 15.1 | 12 | [6 empty] | 5.1 | 4.3 | 30200 | All Heating | 07/10/2023 |  | 11/13/2023
Enertech Global, LLC | GEOEXCEL | AZT030*A****B |  | Voluntarily Certified | HPWaterSAllPhase&gt;=17k&lt;65 | False | False |  |  |  |  | 15.4 | 12 | [6 empty] | 5 | 4.3 | 30600 | All Heating | 07/10/2023 |  | 11/13/2023
Enertech Global, LLC | GEOEXCEL | AZT036 |  | Voluntarily Certified | HPWaterSAllPhase&gt;=17k&lt;65 | False | False |  |  |  |  | 15.5 | 12 | [6 empty] | 5 | 4.3 | 35100 | All Heating | 07/10/2023 |  | 11/13/2023
Enertech Global, LLC | GEOEXCEL | AZT036******B |  | Voluntarily Certified | HPWaterSAllPhase&gt;=17k&lt;65 | False | False |  |  |  |  | 17 | 12 | [6 empty] | 5.3 | 4.3 | 36500 | All Heating | 07/10/2023 |  | 11/13/2023
Enertech Global, LLC | GEOEXCEL | AZT036*2 |  | Voluntarily Certified | HPWaterSAllPhase&gt;=17k&lt;65 | False | False |  |  |  |  | 15.5 | 12 | [6 empty] | 5 | 4.3 | 35100 | All Heating | 07/10/2023 |  | 11/13/2023
Enertech Global, LLC | GEOEXCEL | AZT036*2****B |  | Voluntarily Certified | HPWaterSAllPhase&gt;=17k&lt;65 | False | False |  |  |  |  | 17 | 12 | [6 empty] | 5.3 | 4.3 | 36500 | All Heating | 07/10/2023 |  | 11/13/2023
Enertech Global, LLC | GEOEXCEL | AZT036*3 |  | Voluntarily Certified | HPWaterSAllPhase&gt;=17k&lt;65 | False | False |  |  |  |  | 15.5 | 12 | [6 empty] | 5 | 4.3 | 35100 | All Heating | 07/10/2023 |  | 11/13/2023
Enertech Global, LLC | GEOEXCEL | AZT036*3****B |  | Voluntarily Certified | HPWaterSAllPhase&gt;=17k&lt;65 | False | False |  |  |  |  | 17 | 12 | [6 empty] | 5.3 | 4.3 | 36500 | All Heating | 07/10/2023 |  | 11/13/2023
Enertech Global, LLC | GEOEXCEL | AZT036*A |  | Voluntarily Certified | HPWaterSAllPhase&gt;=17k&lt;65 | False | False |  |  |  |  | 15.5 | 12 | [6 empty] | 5 | 4.3 | 35100 | All Heating | 07/10/2023 |  | 11/13/2023
Enertech Global, LLC | GEOEXCEL | AZT036*A****B |  | Voluntarily Certified | HPWaterSAllPhase&gt;=17k&lt;65 | False | False |  |  |  |  | 17 | 12 | [6 empty] | 5.3 | 4.3 | 36500 | All Heating | 07/10/2023 |  | 11/13/2023
Enertech Global, LLC | GEOEXCEL | AZT042 |  | Voluntarily Certified | HPWaterSAllPhase&gt;=17k&lt;65 | False | False |  |  |  |  | 15.5 | 12 | [6 empty] | 4.7 | 4.3 | 41200 | All Heating | 07/10/2023 |  | 11/13/2023
Enertech Global, LLC | GEOEXCEL | AZT042******B |  | Voluntarily Certified | HPWaterSAllPhase&gt;=17k&lt;65 | False | False |  |  |  |  | 16.5 | 12 | [6 empty] | 4.6 | 4.3 | 41000 | All Heating | 07/10/2023 |  | 11/13/2023
Enertech Global, LLC | GEOEXCEL | AZT042*2 |  | Voluntarily Certified | HPWaterSAllPhase&gt;=17k&lt;65 | False | False |  |  |  |  | 15.5 | 12 | [6 empty] | 4.7 | 4.3 | 41200 | All Heating | 07/10/2023 |  | 11/13/2023
Enertech Global, LLC | GEOEXCEL | AZT042*2****B |  | Voluntarily Certified | HPWaterSAllPhase&gt;=17k&lt;65 | False | False |  |  |  |  | 16.5 | 12 | [6 empty] | 4.6 | 4.3 | 41000 | All Heating | 07/10/2023 |  | 11/13/2023
Enertech Global, LLC | GEOEXCEL | AZT042*3 |  | Voluntarily Certified | HPWaterSAllPhase&gt;=17k&lt;65 | False | False |  |  |  |  | 15.5 | 12 | [6 empty] | 4.7 | 4.3 | 41200 | All Heating | 07/10/2023 |  | 11/13/2023
Enertech Global, LLC | GEOEXCEL | AZT042*3****B |  | Voluntarily Certified | HPWaterSAllPhase&gt;=17k&lt;65 | False | False |  |  |  |  | 16.5 | 12 | [6 empty] | 4.6 | 4.3 | 41000 | All Heating | 07/10/2023 |  | 11/13/2023
Enertech Global, LLC | GEOEXCEL | AZT048 |  | Voluntarily Certified | HPWaterSAllPhase&gt;=17k&lt;65 | False | False |  |  |  |  | 15.1 | 12 | [6 empty] | 4.8 | 4.3 | 46500 | All Heating | 07/10/2023 |  | 11/13/2023
Enertech Global, LLC | GEOEXCEL | AZT048******B |  | Voluntarily Certified | HPWaterSAllPhase&gt;=17k&lt;65 | False | False |  |  |  |  | 15.8 | 12 | [6 empty] | 4.9 | 4.3 | 47600 | All Heating | 07/10/2023 |  | 11/13/2023
Enertech Global, LLC | GEOEXCEL | AZT048*2 |  | Voluntarily Certified | HPWaterSAllPhase&gt;=17k&lt;65 | False | False |  |  |  |  | 15.1 | 12 | [6 empty] | 4.8 | 4.3 | 46500 | All Heating | 07/10/2023 |  | 11/13/2023
Enertech Global, LLC | GEOEXCEL | AZT048*2****B |  | Voluntarily Certified | HPWaterSAllPhase&gt;=17k&lt;65 | False | False |  |  |  |  | 15.8 | 12 | [6 empty] | 4.9 | 4.3 | 47600 | All Heating | 07/10/2023 |  | 11/13/2023
Enertech Global, LLC | GEOEXCEL | AZT048*3 |  | Voluntarily Certified | HPWaterSAllPhase&gt;=17k&lt;65 | False | False |  |  |  |  | 15.1 | 12 | [6 empty] | 4.8 | 4.3 | 46500 | All Heating | 07/10/2023 |  | 11/13/2023
Enertech Global, LLC | GEOEXCEL | AZT048*3****B |  | Voluntarily Certified | HPWaterSAllPhase&gt;=17k&lt;65 | False | False |  |  |  |  | 15.8 | 12 | [6 empty] | 4.9 | 4.3 | 47600 | All Heating | 07/10/2023 |  | 11/13/2023
Enertech Global, LLC | GEOEXCEL | AZT048*A |  | Voluntarily Certified | HPWaterSAllPhase&gt;=17k&lt;65 | False | False |  |  |  |  | 15.1 | 12 | [6 empty] | 4.8 | 4.3 | 46500 | All Heating | 07/10/2023 |  | 11/13/2023
Enertech Global, LLC | GEOEXCEL | AZT048*A****B |  | Voluntarily Certified | HPWaterSAllPhase&gt;=17k&lt;65 | False | False |  |  |  |  | 15.8 | 12 | [6 empty] | 4.9 | 4.3 | 47600 | All Heating | 07/10/2023 |  | 11/13/2023
Enertech Global, LLC | GEOEXCEL | AZT060 |  | Voluntarily Certified | HPWaterSAllPhase&gt;=17k&lt;65 | False | False |  |  |  |  | 14.6 | 12 | [6 empty] | 4.7 | 4.3 | 55100 | All Heating | 07/10/2023 |  | 11/13/2023
Enertech Global, LLC | GEOEXCEL | AZT060******B |  | Voluntarily Certified | HPWaterSAllPhase&gt;=17k&lt;65 | False | False |  |  |  |  | 16.3 | 12 | [6 empty] | 5.1 | 4.3 | 59400 | All Heating | 07/10/2023 |  | 11/13/2023
Enertech Global, LLC | GEOEXCEL | AZT060*2 |  | Voluntarily Certified | HPWaterSAllPhase&gt;=17k&lt;65 | False | False |  |  |  |  | 14.6 | 12 | [6 empty] | 4.7 | 4.3 | 55100 | All Heating | 07/10/2023 |  | 11/13/2023
Enertech Global, LLC | GEOEXCEL | AZT060*2****B |  | Voluntarily Certified | HPWaterSAllPhase&gt;=17k&lt;65 | False | False |  |  |  |  | 16.3 | 12 | [6 empty] | 5.1 | 4.3 | 59400 | All Heating | 07/10/2023 |  | 11/13/2023
Enertech Global, LLC | GEOEXCEL | AZT060*3 |  | Voluntarily Certified | HPWaterSAllPhase&gt;=17k&lt;65 | False | False |  |  |  |  | 14.6 | 12 | [6 empty] | 4.7 | 4.3 | 55100 | All Heating | 07/10/2023 |  | 11/13/2023
Enertech Global, LLC | GEOEXCEL | AZT060*3****B |  | Voluntarily Certified | HPWaterSAllPhase&gt;=17k&lt;65 | False | False |  |  |  |  | 16.3 | 12 | [6 empty] | 5.1 | 4.3 | 59400 | All Heating | 07/10/2023 |  | 11/13/2023
Enertech Global, LLC | GEOEXCEL | AZT060*A |  | Voluntarily Certified | HPWaterSAllPhase&gt;=17k&lt;65 | False | False |  |  |  |  | 14.6 | 12 | [6 empty] | 4.7 | 4.3 | 55100 | All Heating | 07/10/2023 |  | 11/13/2023
Enertech Global, LLC | GEOEXCEL | AZT060*A****B |  | Voluntarily Certified | HPWaterSAllPhase&gt;=17k&lt;65 | False | False |  |  |  |  | 16.3 | 12 | [6 empty] | 5.1 | 4.3 | 59400 | All Heating | 07/10/2023 |  | 11/13/2023
Enertech Global, LLC | GEOEXCEL | AZT072 |  | Voluntarily Certified | HPWaterSAllPhase&gt;=65k&lt;13 | False | False |  |  |  |  | 13.7 | 12 | [6 empty] | 4.5 | 4.3 | 66600 | All Heating | 07/10/2023 |  | 11/13/2023
Enertech Global, LLC | GEOEXCEL | AZT072******B |  | Voluntarily Certified | HPWaterSAllPhase&gt;=65k&lt;13 | False | False |  |  |  |  | 15.7 | 12 | [6 empty] | 4.8 | 4.3 | 68100 | All Heating | 07/10/2023 |  | 11/13/2023
Enertech Global, LLC | GEOEXCEL | AZT072*2 |  | Voluntarily Certified | HPWaterSAllPhase&gt;=65k&lt;13 | False | False |  |  |  |  | 13.7 | 12 | [6 empty] | 4.5 | 4.3 | 66600 | All Heating | 07/10/2023 |  | 11/13/2023
Enertech Global, LLC | GEOEXCEL | AZT072*2****B |  | Voluntarily Certified | HPWaterSAllPhase&gt;=65k&lt;13 | False | False |  |  |  |  | 15.7 | 12 | [6 empty] | 4.8 | 4.3 | 68100 | All Heating | 07/10/2023 |  | 11/13/2023
Enertech Global, LLC | GEOEXCEL | AZT072*3 |  | Voluntarily Certified | HPWaterSAllPhase&gt;=65k&lt;13 | False | False |  |  |  |  | 13.7 | 12 | [6 empty] | 4.5 | 4.3 | 66600 | All Heating | 07/10/2023 |  | 11/13/2023
Enertech Global, LLC | GEOEXCEL | AZT072*3****B |  | Voluntarily Certified | HPWaterSAllPhase&gt;=65k&lt;13 | False | False |  |  |  |  | 15.7 | 12 | [6 empty] | 4.8 | 4.3 | 68100 | All Heating | 07/10/2023 |  | 11/13/2023
Enertech Global, LLC | GEOCOMFORT | GVS006 |  | Voluntarily Certified | HPWaterSAllPhase&lt;17kAllHeat | False | False |  |  |  |  | 16 | 11.2 | [6 empty] | 5.5 | 4.3 | 6800 | All Heating | 07/10/2023 |  | 11/13/2023
Enertech Global, LLC | GEOCOMFORT | GVS006*9 |  | Voluntarily Certified | HPWaterSAllPhase&lt;17kAllHeat | False | False |  |  |  |  | 15 | 11.2 | [6 empty] | 5.2 | 4.3 | 6800 | All Heating | 07/10/2023 |  | 11/13/2023
Enertech Global, LLC | GEOCOMFORT | GVS006*A |  | Voluntarily Certified | HPWaterSAllPhase&lt;17kAllHeat | False | False |  |  |  |  | 15 | 11.2 | [6 empty] | 5.2 | 4.3 | 6800 | All Heating | 07/10/2023 |  | 11/13/2023
Enertech Global, LLC | GEOCOMFORT | GVS009 |  | Voluntarily Certified | HPWaterSAllPhase&lt;17kAllHeat | False | False |  |  |  |  | 15 | 11.2 | [6 empty] | 5.2 | 4.3 | 10200 | All Heating | 07/10/2023 |  | 11/13/2023
Enertech Global, LLC | GEOCOMFORT | GVS009*9 |  | Voluntarily Certified | HPWaterSAllPhase&lt;17kAllHeat | False | False |  |  |  |  | 15 | 11.2 | [6 empty] | 5.2 | 4.3 | 10200 | All Heating | 07/10/2023 |  | 11/13/2023
Enertech Global, LLC | GEOCOMFORT | GVS009*A |  | Voluntarily Certified | HPWaterSAllPhase&lt;17kAllHeat | False | False |  |  |  |  | 15 | 11.2 | [6 empty] | 5.2 | 4.3 | 10200 | All Heating | 07/10/2023 |  | 11/13/2023
Enertech Global, LLC | GEOCOMFORT | GVS012 |  | Voluntarily Certified | HPWaterSAllPhase&lt;17kAllHeat | False | False |  |  |  |  | 15.5 | 11.2 | [6 empty] | 5 | 4.3 | 11400 | All Heating | 07/10/2023 |  | 11/13/2023
Enertech Global, LLC | GEOCOMFORT | GVS012*A |  | Voluntarily Certified | HPWaterSAllPhase&lt;17kAllHeat | False | False |  |  |  |  | 13.7 | 11.2 | [6 empty] | 4.4 | 4.3 | 11400 | All Heating | 07/10/2023 |  | 11/13/2023
Enertech Global, LLC | GEOCOMFORT | GVS015 |  | Voluntarily Certified | HPWaterSAllPhase&lt;17kAllHeat | False | False |  |  |  |  | 17.5 | 11.2 | [6 empty] | 6 | 4.3 | 15100 | All Heating | 07/10/2023 |  | 11/13/2023
Enertech Global, LLC | GEOCOMFORT | GVS015*****1 |  | Voluntarily Certified | HPWaterSAllPhase&lt;17kAllHeat | False | False |  |  |  |  | 18.8 | 11.2 | [6 empty] | 6.4 | 4.3 | 15200 | All Heating | 07/10/2023 |  | 11/13/2023
Enertech Global, LLC | GEOCOMFORT | GVS015*A |  | Voluntarily Certified | HPWaterSAllPhase&lt;17kAllHeat | False | False |  |  |  |  | 17.5 | 11.2 | [6 empty] | 6 | 4.3 | 15100 | All Heating | 07/10/2023 |  | 11/13/2023
Enertech Global, LLC | GEOCOMFORT | GVS015*A***1 |  | Voluntarily Certified | HPWaterSAllPhase&lt;17kAllHeat | False | False |  |  |  |  | 18.8 | 11.2 | [6 empty] | 6.4 | 4.3 | 15200 | All Heating | 07/10/2023 |  | 11/13/2023
Enertech Global, LLC | GEOCOMFORT | GVS018 |  | Voluntarily Certified | HPWaterSAllPhase&gt;=17k&lt;65 | False | False |  |  |  |  | 16.9 | 12 | [6 empty] | 5.8 | 4.3 | 20500 | All Heating | 07/10/2023 |  | 11/13/2023
Enertech Global, LLC | GEOCOMFORT | GVS018*****1 |  | Voluntarily Certified | HPWaterSAllPhase&gt;=17k&lt;65 | False | False |  |  |  |  | 18.8 | 12 | [6 empty] | 6.2 | 4.3 | 20700 | All Heating | 07/10/2023 |  | 11/13/2023
Enertech Global, LLC | GEOCOMFORT | GVS018*A |  | Voluntarily Certified | HPWaterSAllPhase&gt;=17k&lt;65 | False | False |  |  |  |  | 16.9 | 12 | [6 empty] | 5.8 | 4.3 | 20500 | All Heating | 07/10/2023 |  | 11/13/2023
Enertech Global, LLC | GEOCOMFORT | GVS018*A***1 |  | Voluntarily Certified | HPWaterSAllPhase&gt;=17k&lt;65 | False | False |  |  |  |  | 18.8 | 12 | [6 empty] | 6.2 | 4.3 | 20700 | All Heating | 07/10/2023 |  | 11/13/2023
Enertech Global, LLC | GEOCOMFORT | GVS024 |  | Voluntarily Certified | HPWaterSAllPhase&gt;=17k&lt;65 | False | False |  |  |  |  | 16.8 | 12 | [6 empty] | 5.6 | 4.3 | 24800 | All Heating | 07/10/2023 |  | 11/13/2023
Enertech Global, LLC | GEOCOMFORT | GVS024*****1 |  | Voluntarily Certified | HPWaterSAllPhase&gt;=17k&lt;65 | False | False |  |  |  |  | 18.4 | 12 | [6 empty] | 5.9 | 4.3 | 25900 | All Heating | 07/10/2023 |  | 11/13/2023
Enertech Global, LLC | GEOCOMFORT | GVS024*2 |  | Voluntarily Certified | HPWaterSAllPhase&gt;=17k&lt;65 | False | False |  |  |  |  | 16.8 | 12 | [6 empty] | 5.6 | 4.3 | 24800 | All Heating | 07/10/2023 |  | 11/13/2023
Enertech Global, LLC | GEOCOMFORT | GVS024*2***1 |  | Voluntarily Certified | HPWaterSAllPhase&gt;=17k&lt;65 | False | False |  |  |  |  | 18.4 | 12 | [6 empty] | 5.9 | 4.3 | 25900 | All Heating | 07/10/2023 |  | 11/13/2023
Enertech Global, LLC | GEOCOMFORT | GVS024*3 |  | Voluntarily Certified | HPWaterSAllPhase&gt;=17k&lt;65 | False | False |  |  |  |  | 16.8 | 12 | [6 empty] | 5.6 | 4.3 | 24800 | All Heating | 07/10/2023 |  | 11/13/2023
Enertech Global, LLC | GEOCOMFORT | GVS024*3***1 |  | Voluntarily Certified | HPWaterSAllPhase&gt;=17k&lt;65 | False | False |  |  |  |  | 18.4 | 12 | [6 empty] | 5.9 | 4.3 | 25900 | All Heating | 07/10/2023 |  | 11/13/2023
Enertech Global, LLC | GEOCOMFORT | GVS024*4 |  | Voluntarily Certified | HPWaterSAllPhase&gt;=17k&lt;65 | False | False |  |  |  |  | 16.8 | 12 | [6 empty] | 5.6 | 4.3 | 24800 | All Heating | 07/10/2023 |  | 11/13/2023
Enertech Global, LLC | GEOCOMFORT | GVS024*A |  | Voluntarily Certified | HPWaterSAllPhase&gt;=17k&lt;65 | False | False |  |  |  |  | 16.8 | 12 | [6 empty] | 5.6 | 4.3 | 24800 | All Heating | 07/10/2023 |  | 11/13/2023
Enertech Global, LLC | GEOCOMFORT | GVS024*A***1 |  | Voluntarily Certified | HPWaterSAllPhase&gt;=17k&lt;65 | False | False |  |  |  |  | 18.4 | 12 | [6 empty] | 5.9 | 4.3 | 25900 | All Heating | 07/10/2023 |  | 11/13/2023
Enertech Global, LLC | GEOCOMFORT | GVS030 |  | Voluntarily Certified | HPWaterSAllPhase&gt;=17k&lt;65 | False | False |  |  |  |  | 15.9 | 12 | [6 empty] | 5.4 | 4.3 | 28600 | All Heating | 07/10/2023 |  | 11/13/2023
Enertech Global, LLC | GEOCOMFORT | GVS030*****1 |  | Voluntarily Certified | HPWaterSAllPhase&gt;=17k&lt;65 | False | False |  |  |  |  | 17.6 | 12 | [6 empty] | 5.9 | 4.3 | 30100 | All Heating | 07/10/2023 |  | 11/13/2023
Enertech Global, LLC | GEOCOMFORT | GVS030*2 |  | Voluntarily Certified | HPWaterSAllPhase&gt;=17k&lt;65 | False | False |  |  |  |  | 15.9 | 12 | [6 empty] | 5.4 | 4.3 | 28600 | All Heating | 07/10/2023 |  | 11/13/2023
Enertech Global, LLC | GEOCOMFORT | GVS030*2***1 |  | Voluntarily Certified | HPWaterSAllPhase&gt;=17k&lt;65 | False | False |  |  |  |  | 17.6 | 12 | [6 empty] | 5.9 | 4.3 | 30100 | All Heating | 07/10/2023 |  | 11/13/2023
Enertech Global, LLC | GEOCOMFORT | GVS030*3 |  | Voluntarily Certified | HPWaterSAllPhase&gt;=17k&lt;65 | False | False |  |  |  |  | 15.9 | 12 | [6 empty] | 5.4 | 4.3 | 28600 | All Heating | 07/10/2023 |  | 11/13/2023
Enertech Global, LLC | GEOCOMFORT | GVS030*3***1 |  | Voluntarily Certified | HPWaterSAllPhase&gt;=17k&lt;65 | False | False |  |  |  |  | 17.6 | 12 | [6 empty] | 5.9 | 4.3 | 30100 | All Heating | 07/10/2023 |  | 11/13/2023
Enertech Global, LLC | GEOCOMFORT | GVS030*4 |  | Voluntarily Certified | HPWaterSAllPhase&gt;=17k&lt;65 | False | False |  |  |  |  | 15.9 | 12 | [6 empty] | 5.4 | 4.3 | 28600 | All Heating | 07/10/2023 |  | 11/13/2023
Enertech Global, LLC | GEOCOMFORT | GVS030*A |  | Voluntarily Certified | HPWaterSAllPhase&gt;=17k&lt;65 | False | False |  |  |  |  | 15.9 | 12 | [6 empty] | 5.4 | 4.3 | 28600 | All Heating | 07/10/2023 |  | 11/13/2023
Enertech Global, LLC | GEOCOMFORT | GVS030*A***1 |  | Voluntarily Certified | HPWaterSAllPhase&gt;=17k&lt;65 | False | False |  |  |  |  | 17.6 | 12 | [6 empty] | 5.9 | 4.3 | 30100 | All Heating | 07/10/2023 |  | 11/13/2023
Enertech Global, LLC | GEOCOMFORT | GVS036 |  | Voluntarily Certified | HPWaterSAllPhase&gt;=17k&lt;65 | False | False |  |  |  |  | 15.5 | 12 | [6 empty] | 5.2 | 4.3 | 36000 | All Heating | 07/10/2023 |  | 11/13/2023
Enertech Global, LLC | GEOCOMFORT | GVS036*****1 |  | Voluntarily Certified | HPWaterSAllPhase&gt;=17k&lt;65 | False | False |  |  |  |  | 16.4 | 12 | [6 empty] | 5.4 | 4.3 | 37100 | All Heating | 07/10/2023 |  | 11/13/2023
Enertech Global, LLC | GEOCOMFORT | GVS036*2 |  | Voluntarily Certified | HPWaterSAllPhase&gt;=17k&lt;65 | False | False |  |  |  |  | 15.5 | 12 | [6 empty] | 5.2 | 4.3 | 36000 | All Heating | 07/10/2023 |  | 11/13/2023
Enertech Global, LLC | GEOCOMFORT | GVS036*2***1 |  | Voluntarily Certified | HPWaterSAllPhase&gt;=17k&lt;65 | False | False |  |  |  |  | 16.4 | 12 | [6 empty] | 5.4 | 4.3 | 37100 | All Heating | 07/10/2023 |  | 11/13/2023
Enertech Global, LLC | GEOCOMFORT | GVS036*3 |  | Voluntarily Certified | HPWaterSAllPhase&gt;=17k&lt;65 | False | False |  |  |  |  | 15.5 | 12 | [6 empty] | 5.2 | 4.3 | 36000 | All Heating | 07/10/2023 |  | 11/13/2023
Enertech Global, LLC | GEOCOMFORT | GVS036*3***1 |  | Voluntarily Certified | HPWaterSAllPhase&gt;=17k&lt;65 | False | False |  |  |  |  | 16.4 | 12 | [6 empty] | 5.4 | 4.3 | 37100 | All Heating | 07/10/2023 |  | 11/13/2023
Enertech Global, LLC | GEOCOMFORT | GVS036*4 |  | Voluntarily Certified | HPWaterSAllPhase&gt;=17k&lt;65 | False | False |  |  |  |  | 15.5 | 12 | [6 empty] | 5.2 | 4.3 | 36000 | All Heating | 07/10/2023 |  | 11/13/2023
Enertech Global, LLC | GEOCOMFORT | GVS036*A |  | Voluntarily Certified | HPWaterSAllPhase&gt;=17k&lt;65 | False | False |  |  |  |  | 15.5 | 12 | [6 empty] | 5.2 | 4.3 | 36000 | All Heating | 07/10/2023 |  | 11/13/2023
Enertech Global, LLC | GEOCOMFORT | GVS036*A***1 |  | Voluntarily Certified | HPWaterSAllPhase&gt;=17k&lt;65 | False | False |  |  |  |  | 16.4 | 12 | [6 empty] | 5.4 | 4.3 | 37100 | All Heating | 07/10/2023 |  | 11/13/2023
Enertech Global, LLC | GEOCOMFORT | GVS041 |  | Voluntarily Certified | HPWaterSAllPhase&gt;=17k&lt;65 | False | False |  |  |  |  | 14.8 | 12 | [6 empty] | 4.6 | 4.3 | 37100 | All Heating | 07/10/2023 |  | 11/13/2023
Enertech Global, LLC | GEOCOMFORT | GVS041*****1 |  | Voluntarily Certified | HPWaterSAllPhase&gt;=17k&lt;65 | False | False |  |  |  |  | 15.4 | 12 | [6 empty] | 5.1 | 4.3 | 38300 | All Heating | 07/10/2023 |  | 11/13/2023
Enertech Global, LLC | GEOCOMFORT | GVS041*2 |  | Voluntarily Certified | HPWaterSAllPhase&gt;=17k&lt;65 | False | False |  |  |  |  | 14.8 | 12 | [6 empty] | 4.6 | 4.3 | 37100 | All Heating | 07/10/2023 |  | 11/13/2023
Enertech Global, LLC | GEOCOMFORT | GVS041*2***1 |  | Voluntarily Certified | HPWaterSAllPhase&gt;=17k&lt;65 | False | False |  |  |  |  | 15.4 | 12 | [6 empty] | 5.1 | 4.3 | 38300 | All Heating | 07/10/2023 |  | 11/13/2023
Enertech Global, LLC | GEOCOMFORT | GVS041*3 |  | Voluntarily Certified | HPWaterSAllPhase&gt;=17k&lt;65 | False | False |  |  |  |  | 14.8 | 12 | [6 empty] | 4.6 | 4.3 | 37100 | All Heating | 07/10/2023 |  | 11/13/2023
Enertech Global, LLC | GEOCOMFORT | GVS041*3***1 |  | Voluntarily Certified | HPWaterSAllPhase&gt;=17k&lt;65 | False | False |  |  |  |  | 15.4 | 12 | [6 empty] | 5.1 | 4.3 | 38300 | All Heating | 07/10/2023 |  | 11/13/2023
Enertech Global, LLC | GEOCOMFORT | GVS041*4 |  | Voluntarily Certified | HPWaterSAllPhase&gt;=17k&lt;65 | False | False |  |  |  |  | 14.8 | 12 | [6 empty] | 4.6 | 4.3 | 37100 | All Heating | 07/10/2023 |  | 11/13/2023
Enertech Global, LLC | GEOCOMFORT | GVS042 |  | Voluntarily Certified | HPWaterSAllPhase&gt;=17k&lt;65 | False | False |  |  |  |  | 16 | 12 | [6 empty] | 5.6 | 4.3 | 41800 | All Heating | 07/10/2023 |  | 11/13/2023
Enertech Global, LLC | GEOCOMFORT | GVS042*****1 |  | Voluntarily Certified | HPWaterSAllPhase&gt;=17k&lt;65 | False | False |  |  |  |  | 18.3 | 12 | [6 empty] | 5.9 | 4.3 | 42900 | All Heating | 07/10/2023 |  | 11/13/2023
Enertech Global, LLC | GEOCOMFORT | GVS042*2 |  | Voluntarily Certified | HPWaterSAllPhase&gt;=17k&lt;65 | False | False |  |  |  |  | 16 | 12 | [6 empty] | 5.6 | 4.3 | 41800 | All Heating | 07/10/2023 |  | 11/13/2023
Enertech Global, LLC | GEOCOMFORT | GVS042*2***1 |  | Voluntarily Certified | HPWaterSAllPhase&gt;=17k&lt;65 | False | False |  |  |  |  | 18.3 | 12 | [6 empty] | 5.9 | 4.3 | 42900 | All Heating | 07/10/2023 |  | 11/13/2023
Enertech Global, LLC | GEOCOMFORT | GVS042*3 |  | Voluntarily Certified | HPWaterSAllPhase&gt;=17k&lt;65 | False | False |  |  |  |  | 16 | 12 | [6 empty] | 5.6 | 4.3 | 41800 | All Heating | 07/10/2023 |  | 11/13/2023
Enertech Global, LLC | GEOCOMFORT | GVS042*3***1 |  | Voluntarily Certified | HPWaterSAllPhase&gt;=17k&lt;65 | False | False |  |  |  |  | 18.3 | 12 | [6 empty] | 5.9 | 4.3 | 42900 | All Heating | 07/10/2023 |  | 11/13/2023
Enertech Global, LLC | GEOCOMFORT | GVS042*4 |  | Voluntarily Certified | HPWaterSAllPhase&gt;=17k&lt;65 | False | False |  |  |  |  | 16 | 12 | [6 empty] | 5.6 | 4.3 | 41800 | All Heating | 07/10/2023 |  | 11/13/2023
Enertech Global, LLC | GEOCOMFORT | GVS048 |  | Voluntarily Certified | HPWaterSAllPhase&gt;=17k&lt;65 | False | False |  |  |  |  | 15.2 | 12 | [6 empty] | 5 | 4.3 | 48500 | All Heating | 07/10/2023 |  | 11/13/2023
Enertech Global, LLC | GEOCOMFORT | GVS048*****1 |  | Voluntarily Certified | HPWaterSAllPhase&gt;=17k&lt;65 | False | False |  |  |  |  | 17.3 | 12 | [6 empty] | 5.5 | 4.3 | 49900 | All Heating | 07/10/2023 |  | 11/13/2023
Enertech Global, LLC | GEOCOMFORT | GVS048*2 |  | Voluntarily Certified | HPWaterSAllPhase&gt;=17k&lt;65 | False | False |  |  |  |  | 15.2 | 12 | [6 empty] | 5 | 4.3 | 48500 | All Heating | 07/10/2023 |  | 11/13/2023
Enertech Global, LLC | GEOCOMFORT | GVS048*2***1 |  | Voluntarily Certified | HPWaterSAllPhase&gt;=17k&lt;65 | False | False |  |  |  |  | 17.3 | 12 | [6 empty] | 5.5 | 4.3 | 49900 | All Heating | 07/10/2023 |  | 11/13/2023
Enertech Global, LLC | GEOCOMFORT | GVS048*3 |  | Voluntarily Certified | HPWaterSAllPhase&gt;=17k&lt;65 | False | False |  |  |  |  | 15.2 | 12 | [6 empty] | 5 | 4.3 | 48500 | All Heating | 07/10/2023 |  | 11/13/2023
Enertech Global, LLC | GEOCOMFORT | GVS048*3***1 |  | Voluntarily Certified | HPWaterSAllPhase&gt;=17k&lt;65 | False | False |  |  |  |  | 17.3 | 12 | [6 empty] | 5.5 | 4.3 | 49900 | All Heating | 07/10/2023 |  | 11/13/2023
Enertech Global, LLC | GEOCOMFORT | GVS048*4 |  | Voluntarily Certified | HPWaterSAllPhase&gt;=17k&lt;65 | False | False |  |  |  |  | 15.2 | 12 | [6 empty] | 5 | 4.3 | 48500 | All Heating | 07/10/2023 |  | 11/13/2023
Enertech Global, LLC | GEOCOMFORT | GVS060 |  | Voluntarily Certified | HPWaterSAllPhase&gt;=17k&lt;65 | False | False |  |  |  |  | 14.8 | 12 | [6 empty] | 4.9 | 4.3 | 57700 | All Heating | 07/10/2023 |  | 11/13/2023
Enertech Global, LLC | GEOCOMFORT | GVS060*****1 |  | Voluntarily Certified | HPWaterSAllPhase&gt;=17k&lt;65 | False | False |  |  |  |  | 15.8 | 12 | [6 empty] | 5.2 | 4.3 | 58800 | All Heating | 07/10/2023 |  | 11/13/2023
Enertech Global, LLC | GEOCOMFORT | GVS060*2 |  | Voluntarily Certified | HPWaterSAllPhase&gt;=17k&lt;65 | False | False |  |  |  |  | 14.8 | 12 | [6 empty] | 4.9 | 4.3 | 57700 | All Heating | 07/10/2023 |  | 11/13/2023
Enertech Global, LLC | GEOCOMFORT | GVS060*2***1 |  | Voluntarily Certified | HPWaterSAllPhase&gt;=17k&lt;65 | False | False |  |  |  |  | 15.8 | 12 | [6 empty] | 5.2 | 4.3 | 58800 | All Heating | 07/10/2023 |  | 11/13/2023
Enertech Global, LLC | GEOCOMFORT | GVS060*3 |  | Voluntarily Certified | HPWaterSAllPhase&gt;=17k&lt;65 | False | False |  |  |  |  | 14.8 | 12 | [6 empty] | 4.9 | 4.3 | 57700 | All Heating | 07/10/2023 |  | 11/13/2023
Enertech Global, LLC | GEOCOMFORT | GVS060*3***1 |  | Voluntarily Certified | HPWaterSAllPhase&gt;=17k&lt;65 | False | False |  |  |  |  | 15.8 | 12 | [6 empty] | 5.2 | 4.3 | 58800 | All Heating | 07/10/2023 |  | 11/13/2023
Enertech Global, LLC | GEOCOMFORT | GVS060*4 |  | Voluntarily Certified | HPWaterSAllPhase&gt;=17k&lt;65 | False | False |  |  |  |  | 14.8 | 12 | [6 empty] | 4.9 | 4.3 | 57700 | All Heating | 07/10/2023 |  | 11/13/2023
Enertech Global, LLC | GEOCOMFORT | GVS072 |  | Voluntarily Certified | HPWaterSAllPhase&gt;=65k&lt;13 | False | False |  |  |  |  | 13.2 | 12 | [6 empty] | 4.4 | 4.3 | 67100 | All Heating | 07/10/2023 |  | 11/13/2023
Enertech Global, LLC | GEOCOMFORT | GVS072*****1 |  | Voluntarily Certified | HPWaterSAllPhase&gt;=65k&lt;13 | False | False |  |  |  |  | 13.6 | 12 | [6 empty] | 4.6 | 4.3 | 68000 | All Heating | 07/10/2023 |  | 11/13/2023
Enertech Global, LLC | GEOCOMFORT | GVS072*2 |  | Voluntarily Certified | HPWaterSAllPhase&gt;=65k&lt;13 | False | False |  |  |  |  | 13.2 | 12 | [6 empty] | 4.4 | 4.3 | 67100 | All Heating | 07/10/2023 |  | 11/13/2023
Enertech Global, LLC | GEOCOMFORT | GVS072*2***1 |  | Voluntarily Certified | HPWaterSAllPhase&gt;=65k&lt;13 | False | False |  |  |  |  | 13.6 | 12 | [6 empty] | 4.6 | 4.3 | 68000 | All Heating | 07/10/2023 |  | 11/13/2023
Enertech Global, LLC | GEOCOMFORT | GVS072*3 |  | Voluntarily Certified | HPWaterSAllPhase&gt;=65k&lt;13 | False | False |  |  |  |  | 13.2 | 12 | [6 empty] | 4.4 | 4.3 | 67100 | All Heating | 07/10/2023 |  | 11/13/2023
Enertech Global, LLC | GEOCOMFORT | GVS072*3***1 |  | Voluntarily Certified | HPWaterSAllPhase&gt;=65k&lt;13 | False | False |  |  |  |  | 13.6 | 12 | [6 empty] | 4.6 | 4.3 | 68000 | All Heating | 07/10/2023 |  | 11/13/2023
Enertech Global, LLC | GEOCOMFORT | GVS072*4 |  | Voluntarily Certified | HPWaterSAllPhase&gt;=65k&lt;13 | False | False |  |  |  |  | 13.2 | 12 | [6 empty] | 4.4 | 4.3 | 67100 | All Heating | 07/10/2023 |  | 11/13/2023
Enertech Global, LLC | GEOCOMFORT | GVT024 |  | Voluntarily Certified | HPWaterSAllPhase&gt;=17k&lt;65 | False | False |  |  |  |  | 16.1 | 12 | [6 empty] | 5.2 | 4.3 | 24600 | All Heating | 07/10/2023 |  | 11/13/2023
Enertech Global, LLC | GEOCOMFORT | GVT024*2 |  | Voluntarily Certified | HPWaterSAllPhase&gt;=17k&lt;65 | False | False |  |  |  |  | 16.1 | 12 | [6 empty] | 5.2 | 4.3 | 24600 | All Heating | 07/10/2023 |  | 11/13/2023
Enertech Global, LLC | GEOCOMFORT | GVT024*3 |  | Voluntarily Certified | HPWaterSAllPhase&gt;=17k&lt;65 | False | False |  |  |  |  | 16.1 | 12 | [6 empty] | 5.2 | 4.3 | 24600 | All Heating | 07/10/2023 |  | 11/13/2023
Enertech Global, LLC | GEOCOMFORT | GVT024*A |  | Voluntarily Certified | HPWaterSAllPhase&gt;=17k&lt;65 | False | False |  |  |  |  | 16.1 | 12 | [6 empty] | 5.2 | 4.3 | 24600 | All Heating | 07/10/2023 |  | 11/13/2023
Enertech Global, LLC | GEOCOMFORT | GVT030*****1 |  | Voluntarily Certified | HPWaterSAllPhase&gt;=17k&lt;65 | False | False |  |  |  |  | 15.9 | 12 | [6 empty] | 5.1 | 4.3 | 30700 | All Heating | 07/10/2023 |  | 11/13/2023
Enertech Global, LLC | GEOCOMFORT | GVT030*2***1 |  | Voluntarily Certified | HPWaterSAllPhase&gt;=17k&lt;65 | False | False |  |  |  |  | 15.9 | 12 | [6 empty] | 5.1 | 4.3 | 30700 | All Heating | 07/10/2023 |  | 11/13/2023
Enertech Global, LLC | GEOCOMFORT | GVT030*3***1 |  | Voluntarily Certified | HPWaterSAllPhase&gt;=17k&lt;65 | False | False |  |  |  |  | 15.9 | 12 | [6 empty] | 5.1 | 4.3 | 30700 | All Heating | 07/10/2023 |  | 11/13/2023
Enertech Global, LLC | GEOCOMFORT | GVT030*A***1 |  | Voluntarily Certified | HPWaterSAllPhase&gt;=17k&lt;65 | False | False |  |  |  |  | 15.9 | 12 | [6 empty] | 5.1 | 4.3 | 30700 | All Heating | 07/10/2023 |  | 11/13/2023
Enertech Global, LLC | GEOCOMFORT | GVT036 |  | Voluntarily Certified | HPWaterSAllPhase&gt;=17k&lt;65 | False | False |  |  |  |  | 15.4 | 12 | [6 empty] | 5.1 | 4.3 | 35800 | All Heating | 07/10/2023 |  | 11/13/2023
Enertech Global, LLC | GEOCOMFORT | GVT036*2 |  | Voluntarily Certified | HPWaterSAllPhase&gt;=17k&lt;65 | False | False |  |  |  |  | 15.4 | 12 | [6 empty] | 5.1 | 4.3 | 35800 | All Heating | 07/10/2023 |  | 11/13/2023
Enertech Global, LLC | GEOCOMFORT | GVT036*3 |  | Voluntarily Certified | HPWaterSAllPhase&gt;=17k&lt;65 | False | False |  |  |  |  | 15.4 | 12 | [6 empty] | 5.1 | 4.3 | 35800 | All Heating | 07/10/2023 |  | 11/13/2023
Enertech Global, LLC | GEOCOMFORT | GVT036*A |  | Voluntarily Certified | HPWaterSAllPhase&gt;=17k&lt;65 | False | False |  |  |  |  | 15.4 | 12 | [6 empty] | 5.1 | 4.3 | 35800 | All Heating | 07/10/2023 |  | 11/13/2023
Enertech Global, LLC | GEOCOMFORT | GVT042*****1 |  | Voluntarily Certified | HPWaterSAllPhase&gt;=17k&lt;65 | False | False |  |  |  |  | 16 | 12 | [6 empty] | 5.2 | 4.3 | 44000 | All Heating | 07/10/2023 |  | 11/13/2023
Enertech Global, LLC | GEOCOMFORT | GVT042*2***1 |  | Voluntarily Certified | HPWaterSAllPhase&gt;=17k&lt;65 | False | False |  |  |  |  | 16 | 12 | [6 empty] | 5.2 | 4.3 | 44000 | All Heating | 07/10/2023 |  | 11/13/2023
Enertech Global, LLC | GEOCOMFORT | GVT042*3***1 |  | Voluntarily Certified | HPWaterSAllPhase&gt;=17k&lt;65 | False | False |  |  |  |  | 16 | 12 | [6 empty] | 5.2 | 4.3 | 44000 | All Heating | 07/10/2023 |  | 11/13/2023
Enertech Global, LLC | GEOCOMFORT | GVT048 |  | Voluntarily Certified | HPWaterSAllPhase&gt;=17k&lt;65 | False | False |  |  |  |  | 16.2 | 12 | [6 empty] | 5.3 | 4.3 | 49300 | All Heating | 07/10/2023 |  | 11/13/2023
Enertech Global, LLC | GEOCOMFORT | GVT048*2 |  | Voluntarily Certified | HPWaterSAllPhase&gt;=17k&lt;65 | False | False |  |  |  |  | 16.2 | 12 | [6 empty] | 5.3 | 4.3 | 49300 | All Heating | 07/10/2023 |  | 11/13/2023
Enertech Global, LLC | GEOCOMFORT | GVT048*3 |  | Voluntarily Certified | HPWaterSAllPhase&gt;=17k&lt;65 | False | False |  |  |  |  | 16.2 | 12 | [6 empty] | 5.3 | 4.3 | 49300 | All Heating | 07/10/2023 |  | 11/13/2023
Enertech Global, LLC | GEOCOMFORT | GVT048*A |  | Voluntarily Certified | HPWaterSAllPhase&gt;=17k&lt;65 | False | False |  |  |  |  | 16.2 | 12 | [6 empty] | 5.3 | 4.3 | 49300 | All Heating | 07/10/2023 |  | 11/13/2023
Enertech Global, LLC | GEOCOMFORT | GVT060 |  | Voluntarily Certified | HPWaterSAllPhase&gt;=17k&lt;65 | False | False |  |  |  |  | 15.4 | 12 | [6 empty] | 5.1 | 4.3 | 58600 | All Heating | 07/10/2023 |  | 11/13/2023
Enertech Global, LLC | GEOCOMFORT | GVT060*2 |  | Voluntarily Certified | HPWaterSAllPhase&gt;=17k&lt;65 | False | False |  |  |  |  | 15.4 | 12 | [6 empty] | 5.1 | 4.3 | 58600 | All Heating | 07/10/2023 |  | 11/13/2023
Enertech Global, LLC | GEOCOMFORT | GVT060*3 |  | Voluntarily Certified | HPWaterSAllPhase&gt;=17k&lt;65 | False | False |  |  |  |  | 15.4 | 12 | [6 empty] | 5.1 | 4.3 | 58600 | All Heating | 07/10/2023 |  | 11/13/2023
Enertech Global, LLC | GEOCOMFORT | GVT060*A |  | Voluntarily Certified | HPWaterSAllPhase&gt;=17k&lt;65 | False | False |  |  |  |  | 14.9 | 12 | [6 empty] | 4.9 | 4.3 | 58600 | All Heating | 07/10/2023 |  | 11/13/2023
Enertech Global, LLC | GEOCOMFORT | GVT072 |  | Voluntarily Certified | HPWaterSAllPhase&gt;=65k&lt;13 | False | False |  |  |  |  | 13.8 | 12 | [6 empty] | 4.6 | 4.3 | 66200 | All Heating | 07/10/2023 |  | 11/13/2023
Enertech Global, LLC | GEOCOMFORT | GVT072*2 |  | Voluntarily Certified | HPWaterSAllPhase&gt;=65k&lt;13 | False | False |  |  |  |  | 13.8 | 12 | [6 empty] | 4.6 | 4.3 | 66200 | All Heating | 07/10/2023 |  | 11/13/2023
Enertech Global, LLC | GEOCOMFORT | GVT072*3 |  | Voluntarily Certified | HPWaterSAllPhase&gt;=65k&lt;13 | False | False |  |  |  |  | 13.8 | 12 | [6 empty] | 4.6 | 4.3 | 66200 | All Heating | 07/10/2023 |  | 11/13/2023
Enertech Global, LLC | GEOCOMFORT | GZS006 |  | Voluntarily Certified | HPWaterSAllPhase&lt;17kAllHeat | False | False |  |  |  |  | 14.6 | 11.2 | [6 empty] | 5.2 | 4.3 | 6500 | All Heating | 07/10/2023 |  | 11/13/2023
Enertech Global, LLC | GEOCOMFORT | GZS006*9 |  | Voluntarily Certified | HPWaterSAllPhase&lt;17kAllHeat | False | False |  |  |  |  | 13.9 | 11.2 | [6 empty] | 4.9 | 4.3 | 6200 | All Heating | 07/10/2023 |  | 11/13/2023
Enertech Global, LLC | GEOCOMFORT | GZS006*A |  | Voluntarily Certified | HPWaterSAllPhase&lt;17kAllHeat | False | False |  |  |  |  | 13.9 | 11.2 | [6 empty] | 4.9 | 4.3 | 6200 | All Heating | 07/10/2023 |  | 11/13/2023
Enertech Global, LLC | GEOCOMFORT | GZS009 |  | Voluntarily Certified | HPWaterSAllPhase&lt;17kAllHeat | False | False |  |  |  |  | 14.3 | 11.2 | [6 empty] | 4.9 | 4.3 | 9200 | All Heating | 07/10/2023 |  | 11/13/2023
Enertech Global, LLC | GEOCOMFORT | GZS009*9 |  | Voluntarily Certified | HPWaterSAllPhase&lt;17kAllHeat | False | False |  |  |  |  | 13.6 | 11.2 | [6 empty] | 4.7 | 4.3 | 8700 | All Heating | 07/10/2023 |  | 11/13/2023
Enertech Global, LLC | GEOCOMFORT | GZS009*A |  | Voluntarily Certified | HPWaterSAllPhase&lt;17kAllHeat | False | False |  |  |  |  | 13.6 | 11.2 | [6 empty] | 4.7 | 4.3 | 8700 | All Heating | 07/10/2023 |  | 11/13/2023
Enertech Global, LLC | GEOCOMFORT | GZS012 |  | Voluntarily Certified | HPWaterSAllPhase&lt;17kAllHeat | False | False |  |  |  |  | 12.5 | 11.2 | [6 empty] | 4.3 | 4.3 | 11000 | All Heating | 07/10/2023 |  | 11/13/2023
Enertech Global, LLC | GEOCOMFORT | GZS012*9 |  | Voluntarily Certified | HPWaterSAllPhase&lt;17kAllHeat | False | False |  |  |  |  | 12.5 | 11.2 | [6 empty] | 4.3 | 4.3 | 11000 | All Heating | 07/10/2023 |  | 11/13/2023
Enertech Global, LLC | GEOCOMFORT | GZS012*A |  | Voluntarily Certified | HPWaterSAllPhase&lt;17kAllHeat | False | False |  |  |  |  | 12.5 | 11.2 | [6 empty] | 4.3 | 4.3 | 11000 | All Heating | 07/10/2023 |  | 11/13/2023
Enertech Global, LLC | GEOCOMFORT | GZS015 |  | Voluntarily Certified | HPWaterSAllPhase&lt;17kAllHeat | False | False |  |  |  |  | 14.7 | 11.2 | [6 empty] | 5.6 | 4.3 | 14000 | All Heating | 07/10/2023 |  | 11/13/2023
Enertech Global, LLC | GEOCOMFORT | GZS015******B |  | Voluntarily Certified | HPWaterSAllPhase&lt;17kAllHeat | False | False |  |  |  |  | 16.3 | 11.2 | [6 empty] | 5.4 | 4.3 | 14600 | All Heating | 07/10/2023 |  | 11/13/2023
Enertech Global, LLC | GEOCOMFORT | GZS015*****1 |  | Voluntarily Certified | HPWaterSAllPhase&lt;17kAllHeat | False | False |  |  |  |  | 14.7 | 11.2 | [6 empty] | 5.7 | 4.3 | 13500 | All Heating | 07/10/2023 |  | 11/13/2023
Enertech Global, LLC | GEOCOMFORT | GZS015*****1B |  | Voluntarily Certified | HPWaterSAllPhase&lt;17kAllHeat | False | False |  |  |  |  | 17.3 | 11.2 | [6 empty] | 5.5 | 4.3 | 14600 | All Heating | 07/10/2023 |  | 11/13/2023
Enertech Global, LLC | GEOCOMFORT | GZS015*A |  | Voluntarily Certified | HPWaterSAllPhase&lt;17kAllHeat | False | False |  |  |  |  | 14.7 | 11.2 | [6 empty] | 5.6 | 4.3 | 14000 | All Heating | 07/10/2023 |  | 11/13/2023
Enertech Global, LLC | GEOCOMFORT | GZS015*A****B |  | Voluntarily Certified | HPWaterSAllPhase&lt;17kAllHeat | False | False |  |  |  |  | 16.3 | 11.2 | [6 empty] | 5.4 | 4.3 | 14600 | All Heating | 07/10/2023 |  | 11/13/2023
Enertech Global, LLC | GEOCOMFORT | GZS015*A***1 |  | Voluntarily Certified | HPWaterSAllPhase&lt;17kAllHeat | False | False |  |  |  |  | 14.7 | 11.2 | [6 empty] | 5.7 | 4.3 | 13500 | All Heating | 07/10/2023 |  | 11/13/2023
Enertech Global, LLC | GEOCOMFORT | GZS015*A***1B |  | Voluntarily Certified | HPWaterSAllPhase&lt;17kAllHeat | False | False |  |  |  |  | 17.3 | 11.2 | [6 empty] | 5.5 | 4.3 | 14600 | All Heating | 07/10/2023 |  | 11/13/2023
Enertech Global, LLC | GEOCOMFORT | GZS017 |  | Voluntarily Certified | HPWaterSAllPhase&lt;17kAllHeat | False | False |  |  |  |  | 14.7 | 11.2 | [6 empty] | 5.3 | 4.3 | 16900 | All Heating | 07/10/2023 |  | 11/13/2023
Enertech Global, LLC | GEOCOMFORT | GZS017******B |  | Voluntarily Certified | HPWaterSAllPhase&gt;=17k&lt;65 | False | False |  |  |  |  | 15.8 | 12 | [6 empty] | 5.3 | 4.3 | 17000 | All Heating | 07/10/2023 |  | 11/13/2023
Enertech Global, LLC | GEOCOMFORT | GZS017*****1 |  | Voluntarily Certified | HPWaterSAllPhase&gt;=17k&lt;65 | False | False |  |  |  |  | 15.6 | 12 | [6 empty] | 5.5 | 4.3 | 17000 | All Heating | 07/10/2023 |  | 11/13/2023
Enertech Global, LLC | GEOCOMFORT | GZS017*****1B |  | Voluntarily Certified | HPWaterSAllPhase&gt;=17k&lt;65 | False | False |  |  |  |  | 17.4 | 12 | [6 empty] | 5.6 | 4.3 | 17300 | All Heating | 07/10/2023 |  | 11/13/2023
Enertech Global, LLC | GEOCOMFORT | GZS017*A |  | Voluntarily Certified | HPWaterSAllPhase&lt;17kAllHeat | False | False |  |  |  |  | 14.7 | 11.2 | [6 empty] | 5.3 | 4.3 | 16900 | All Heating | 07/10/2023 |  | 11/13/2023
Enertech Global, LLC | GEOCOMFORT | GZS017*A****B |  | Voluntarily Certified | HPWaterSAllPhase&gt;=17k&lt;65 | False | False |  |  |  |  | 15.8 | 12 | [6 empty] | 5.3 | 4.3 | 17000 | All Heating | 07/10/2023 |  | 11/13/2023
Enertech Global, LLC | GEOCOMFORT | GZS017*A***1 |  | Voluntarily Certified | HPWaterSAllPhase&gt;=17k&lt;65 | False | False |  |  |  |  | 15.6 | 12 | [6 empty] | 5.5 | 4.3 | 17000 | All Heating | 07/10/2023 |  | 11/13/2023
Enertech Global, LLC | GEOCOMFORT | GZS017*A***1B |  | Voluntarily Certified | HPWaterSAllPhase&gt;=17k&lt;65 | False | False |  |  |  |  | 17.4 | 12 | [6 empty] | 5.6 | 4.3 | 17300 | All Heating | 07/10/2023 |  | 11/13/2023
Enertech Global, LLC | GEOCOMFORT | GZS018 |  | Voluntarily Certified | HPWaterSAllPhase&gt;=17k&lt;65 | False | False |  |  |  |  | 13.2 | 12 | [6 empty] | 4.8 | 4.3 | 18500 | All Heating | 07/10/2023 |  | 11/13/2023
Enertech Global, LLC | GEOCOMFORT | GZS018******B |  | Voluntarily Certified | HPWaterSAllPhase&gt;=17k&lt;65 | False | False |  |  |  |  | 15.3 | 12 | [6 empty] | 5 | 4.3 | 19400 | All Heating | 07/10/2023 |  | 11/13/2023
Enertech Global, LLC | GEOCOMFORT | GZS018*****1 |  | Voluntarily Certified | HPWaterSAllPhase&gt;=17k&lt;65 | False | False |  |  |  |  | 15.4 | 12 | [6 empty] | 5.5 | 4.3 | 19100 | All Heating | 07/10/2023 |  | 11/13/2023
Enertech Global, LLC | GEOCOMFORT | GZS018*****1B |  | Voluntarily Certified | HPWaterSAllPhase&gt;=17k&lt;65 | False | False |  |  |  |  | 17.3 | 12 | [6 empty] | 5.4 | 4.3 | 19900 | All Heating | 07/10/2023 |  | 11/13/2023
Enertech Global, LLC | GEOCOMFORT | GZS018*A |  | Voluntarily Certified | HPWaterSAllPhase&gt;=17k&lt;65 | False | False |  |  |  |  | 13.2 | 12 | [6 empty] | 4.8 | 4.3 | 18500 | All Heating | 07/10/2023 |  | 11/13/2023
Enertech Global, LLC | GEOCOMFORT | GZS018*A****B |  | Voluntarily Certified | HPWaterSAllPhase&gt;=17k&lt;65 | False | False |  |  |  |  | 15.3 | 12 | [6 empty] | 5 | 4.3 | 19400 | All Heating | 07/10/2023 |  | 11/13/2023
Enertech Global, LLC | GEOCOMFORT | GZS018*A***1 |  | Voluntarily Certified | HPWaterSAllPhase&gt;=17k&lt;65 | False | False |  |  |  |  | 15.4 | 12 | [6 empty] | 5.5 | 4.3 | 19100 | All Heating | 07/10/2023 |  | 11/13/2023
Enertech Global, LLC | GEOCOMFORT | GZS018*A***1B |  | Voluntarily Certified | HPWaterSAllPhase&gt;=17k&lt;65 | False | False |  |  |  |  | 17.3 | 12 | [6 empty] | 5.4 | 4.3 | 19900 | All Heating | 07/10/2023 |  | 11/13/2023
Enertech Global, LLC | GEOCOMFORT | GZS024 |  | Voluntarily Certified | HPWaterSAllPhase&gt;=17k&lt;65 | False | False |  |  |  |  | 14.9 | 12 | [6 empty] | 4.9 | 4.3 | 24600 | All Heating | 07/10/2023 |  | 11/13/2023
Enertech Global, LLC | GEOCOMFORT | GZS024******B |  | Voluntarily Certified | HPWaterSAllPhase&gt;=17k&lt;65 | False | False |  |  |  |  | 15.8 | 12 | [6 empty] | 5 | 4.3 | 24100 | All Heating | 07/10/2023 |  | 11/13/2023
Enertech Global, LLC | GEOCOMFORT | GZS024*****1 |  | Voluntarily Certified | HPWaterSAllPhase&gt;=17k&lt;65 | False | False |  |  |  |  | 16.9 | 12 | [6 empty] | 5.5 | 4.3 | 25300 | All Heating | 07/10/2023 |  | 11/13/2023
Enertech Global, LLC | GEOCOMFORT | GZS024*****1B |  | Voluntarily Certified | HPWaterSAllPhase&gt;=17k&lt;65 | False | False |  |  |  |  | 17.9 | 12 | [6 empty] | 5.6 | 4.3 | 25000 | All Heating | 07/10/2023 |  | 11/13/2023
Enertech Global, LLC | GEOCOMFORT | GZS024*2 |  | Voluntarily Certified | HPWaterSAllPhase&gt;=17k&lt;65 | False | False |  |  |  |  | 14.9 | 12 | [6 empty] | 4.9 | 4.3 | 24600 | All Heating | 07/10/2023 |  | 11/13/2023
Enertech Global, LLC | GEOCOMFORT | GZS024*2****B |  | Voluntarily Certified | HPWaterSAllPhase&gt;=17k&lt;65 | False | False |  |  |  |  | 15.8 | 12 | [6 empty] | 5 | 4.3 | 24100 | All Heating | 07/10/2023 |  | 11/13/2023
Enertech Global, LLC | GEOCOMFORT | GZS024*2***1 |  | Voluntarily Certified | HPWaterSAllPhase&gt;=17k&lt;65 | False | False |  |  |  |  | 16.9 | 12 | [6 empty] | 5.5 | 4.3 | 25300 | All Heating | 07/10/2023 |  | 11/13/2023
Enertech Global, LLC | GEOCOMFORT | GZS024*2***1B |  | Voluntarily Certified | HPWaterSAllPhase&gt;=17k&lt;65 | False | False |  |  |  |  | 17.9 | 12 | [6 empty] | 5.6 | 4.3 | 25000 | All Heating | 07/10/2023 |  | 11/13/2023
Enertech Global, LLC | GEOCOMFORT | GZS024*3 |  | Voluntarily Certified | HPWaterSAllPhase&gt;=17k&lt;65 | False | False |  |  |  |  | 14.9 | 12 | [6 empty] | 4.9 | 4.3 | 24600 | All Heating | 07/10/2023 |  | 11/13/2023
Enertech Global, LLC | GEOCOMFORT | GZS024*3****B |  | Voluntarily Certified | HPWaterSAllPhase&gt;=17k&lt;65 | False | False |  |  |  |  | 15.8 | 12 | [6 empty] | 5 | 4.3 | 24100 | All Heating | 07/10/2023 |  | 11/13/2023
Enertech Global, LLC | GEOCOMFORT | GZS024*3***1 |  | Voluntarily Certified | HPWaterSAllPhase&gt;=17k&lt;65 | False | False |  |  |  |  | 16.9 | 12 | [6 empty] | 5.5 | 4.3 | 25300 | All Heating | 07/10/2023 |  | 11/13/2023
Enertech Global, LLC | GEOCOMFORT | GZS024*3***1B |  | Voluntarily Certified | HPWaterSAllPhase&gt;=17k&lt;65 | False | False |  |  |  |  | 17.9 | 12 | [6 empty] | 5.6 | 4.3 | 25000 | All Heating | 07/10/2023 |  | 11/13/2023
Enertech Global, LLC | GEOCOMFORT | GZS024*4 |  | Voluntarily Certified | HPWaterSAllPhase&gt;=17k&lt;65 | False | False |  |  |  |  | 14.9 | 12 | [6 empty] | 4.9 | 4.3 | 24600 | All Heating | 07/10/2023 |  | 11/13/2023
Enertech Global, LLC | GEOCOMFORT | GZS024*4****B |  | Voluntarily Certified | HPWaterSAllPhase&gt;=17k&lt;65 | False | False |  |  |  |  | 15.8 | 12 | [6 empty] | 5 | 4.3 | 24100 | All Heating | 07/10/2023 |  | 11/13/2023
Enertech Global, LLC | GEOCOMFORT | GZS024*A |  | Voluntarily Certified | HPWaterSAllPhase&gt;=17k&lt;65 | False | False |  |  |  |  | 14.9 | 12 | [6 empty] | 4.9 | 4.3 | 24600 | All Heating | 07/10/2023 |  | 11/13/2023
Enertech Global, LLC | GEOCOMFORT | GZS024*A****B |  | Voluntarily Certified | HPWaterSAllPhase&gt;=17k&lt;65 | False | False |  |  |  |  | 15.8 | 12 | [6 empty] | 5 | 4.3 | 24100 | All Heating | 07/10/2023 |  | 11/13/2023
Enertech Global, LLC | GEOCOMFORT | GZS024*A***1 |  | Voluntarily Certified | HPWaterSAllPhase&gt;=17k&lt;65 | False | False |  |  |  |  | 16.9 | 12 | [6 empty] | 5.5 | 4.3 | 25300 | All Heating | 07/10/2023 |  | 11/13/2023
Enertech Global, LLC | GEOCOMFORT | GZS024*A***1B |  | Voluntarily Certified | HPWaterSAllPhase&gt;=17k&lt;65 | False | False |  |  |  |  | 17.9 | 12 | [6 empty] | 5.6 | 4.3 | 25000 | All Heating | 07/10/2023 |  | 11/13/2023
Enertech Global, LLC | GEOCOMFORT | GZS030 |  | Voluntarily Certified | HPWaterSAllPhase&gt;=17k&lt;65 | False | False |  |  |  |  | 15.3 | 12 | [6 empty] | 5.3 | 4.3 | 28400 | All Heating | 07/10/2023 |  | 11/13/2023
Enertech Global, LLC | GEOCOMFORT | GZS030******B |  | Voluntarily Certified | HPWaterSAllPhase&gt;=17k&lt;65 | False | False |  |  |  |  | 16.2 | 12 | [6 empty] | 5.3 | 4.3 | 29000 | All Heating | 07/10/2023 |  | 11/13/2023
Enertech Global, LLC | GEOCOMFORT | GZS030*****1 |  | Voluntarily Certified | HPWaterSAllPhase&gt;=17k&lt;65 | False | False |  |  |  |  | 16.2 | 12 | [6 empty] | 5.5 | 4.3 | 27800 | All Heating | 07/10/2023 |  | 11/13/2023
Enertech Global, LLC | GEOCOMFORT | GZS030*****1B |  | Voluntarily Certified | HPWaterSAllPhase&gt;=17k&lt;65 | False | False |  |  |  |  | 17.5 | 12 | [6 empty] | 5.7 | 4.3 | 29500 | All Heating | 07/10/2023 |  | 11/13/2023
Enertech Global, LLC | GEOCOMFORT | GZS030*2 |  | Voluntarily Certified | HPWaterSAllPhase&gt;=17k&lt;65 | False | False |  |  |  |  | 15.3 | 12 | [6 empty] | 5.3 | 4.3 | 28400 | All Heating | 07/10/2023 |  | 11/13/2023
Enertech Global, LLC | GEOCOMFORT | GZS030*2****B |  | Voluntarily Certified | HPWaterSAllPhase&gt;=17k&lt;65 | False | False |  |  |  |  | 16.2 | 12 | [6 empty] | 5.3 | 4.3 | 29000 | All Heating | 07/10/2023 |  | 11/13/2023
Enertech Global, LLC | GEOCOMFORT | GZS030*2***1 |  | Voluntarily Certified | HPWaterSAllPhase&gt;=17k&lt;65 | False | False |  |  |  |  | 16.2 | 12 | [6 empty] | 5.5 | 4.3 | 27800 | All Heating | 07/10/2023 |  | 11/13/2023
Enertech Global, LLC | GEOCOMFORT | GZS030*2***1B |  | Voluntarily Certified | HPWaterSAllPhase&gt;=17k&lt;65 | False | False |  |  |  |  | 17.5 | 12 | [6 empty] | 5.7 | 4.3 | 29500 | All Heating | 07/10/2023 |  | 11/13/2023
Enertech Global, LLC | GEOCOMFORT | GZS030*3 |  | Voluntarily Certified | HPWaterSAllPhase&gt;=17k&lt;65 | False | False |  |  |  |  | 15.3 | 12 | [6 empty] | 5.3 | 4.3 | 28400 | All Heating | 07/10/2023 |  | 11/13/2023
Enertech Global, LLC | GEOCOMFORT | GZS030*3****B |  | Voluntarily Certified | HPWaterSAllPhase&gt;=17k&lt;65 | False | False |  |  |  |  | 16.2 | 12 | [6 empty] | 5.3 | 4.3 | 29000 | All Heating | 07/10/2023 |  | 11/13/2023
Enertech Global, LLC | GEOCOMFORT | GZS030*3***1 |  | Voluntarily Certified | HPWaterSAllPhase&gt;=17k&lt;65 | False | False |  |  |  |  | 16.2 | 12 | [6 empty] | 5.5 | 4.3 | 27800 | All Heating | 07/10/2023 |  | 11/13/2023
Enertech Global, LLC | GEOCOMFORT | GZS030*3***1B |  | Voluntarily Certified | HPWaterSAllPhase&gt;=17k&lt;65 | False | False |  |  |  |  | 17.5 | 12 | [6 empty] | 5.7 | 4.3 | 29500 | All Heating | 07/10/2023 |  | 11/13/2023
Enertech Global, LLC | GEOCOMFORT | GZS030*4 |  | Voluntarily Certified | HPWaterSAllPhase&gt;=17k&lt;65 | False | False |  |  |  |  | 15.3 | 12 | [6 empty] | 5.3 | 4.3 | 28400 | All Heating | 07/10/2023 |  | 11/13/2023
Enertech Global, LLC | GEOCOMFORT | GZS030*4****B |  | Voluntarily Certified | HPWaterSAllPhase&gt;=17k&lt;65 | False | False |  |  |  |  | 16.2 | 12 | [6 empty] | 5.3 | 4.3 | 29000 | All Heating | 07/10/2023 |  | 11/13/2023
Enertech Global, LLC | GEOCOMFORT | GZS030*A |  | Voluntarily Certified | HPWaterSAllPhase&gt;=17k&lt;65 | False | False |  |  |  |  | 15.3 | 12 | [6 empty] | 5.3 | 4.3 | 28400 | All Heating | 07/10/2023 |  | 11/13/2023
Enertech Global, LLC | GEOCOMFORT | GZS030*A****B |  | Voluntarily Certified | HPWaterSAllPhase&gt;=17k&lt;65 | False | False |  |  |  |  | 16.2 | 12 | [6 empty] | 5.3 | 4.3 | 29000 | All Heating | 07/10/2023 |  | 11/13/2023
Enertech Global, LLC | GEOCOMFORT | GZS030*A***1 |  | Voluntarily Certified | HPWaterSAllPhase&gt;=17k&lt;65 | False | False |  |  |  |  | 16.2 | 12 | [6 empty] | 5.5 | 4.3 | 27800 | All Heating | 07/10/2023 |  | 11/13/2023
Enertech Global, LLC | GEOCOMFORT | GZS030*A***1B |  | Voluntarily Certified | HPWaterSAllPhase&gt;=17k&lt;65 | False | False |  |  |  |  | 17.5 | 12 | [6 empty] | 5.7 | 4.3 | 29500 | All Heating | 07/10/2023 |  | 11/13/2023
Enertech Global, LLC | GEOCOMFORT | GZS036 |  | Voluntarily Certified | HPWaterSAllPhase&gt;=17k&lt;65 | False | False |  |  |  |  | 15.4 | 12 | [6 empty] | 4.9 | 4.3 | 35100 | All Heating | 07/10/2023 |  | 11/13/2023
Enertech Global, LLC | GEOCOMFORT | GZS036******B |  | Voluntarily Certified | HPWaterSAllPhase&gt;=17k&lt;65 | False | False |  |  |  |  | 15.6 | 12 | [6 empty] | 4.9 | 4.3 | 35900 | All Heating | 07/10/2023 |  | 11/13/2023
Enertech Global, LLC | GEOCOMFORT | GZS036*****1 |  | Voluntarily Certified | HPWaterSAllPhase&gt;=17k&lt;65 | False | False |  |  |  |  | 16 | 12 | [6 empty] | 5.1 | 4.3 | 35300 | All Heating | 07/10/2023 |  | 11/13/2023
Enertech Global, LLC | GEOCOMFORT | GZS036*****1B |  | Voluntarily Certified | HPWaterSAllPhase&gt;=17k&lt;65 | False | False |  |  |  |  | 16.8 | 12 | [6 empty] | 5.3 | 4.3 | 36800 | All Heating | 07/10/2023 |  | 11/13/2023
Enertech Global, LLC | GEOCOMFORT | GZS036*2 |  | Voluntarily Certified | HPWaterSAllPhase&gt;=17k&lt;65 | False | False |  |  |  |  | 15.4 | 12 | [6 empty] | 4.9 | 4.3 | 35100 | All Heating | 07/10/2023 |  | 11/13/2023
Enertech Global, LLC | GEOCOMFORT | GZS036*2****B |  | Voluntarily Certified | HPWaterSAllPhase&gt;=17k&lt;65 | False | False |  |  |  |  | 15.6 | 12 | [6 empty] | 4.9 | 4.3 | 35900 | All Heating | 07/10/2023 |  | 11/13/2023
Enertech Global, LLC | GEOCOMFORT | GZS036*2***1 |  | Voluntarily Certified | HPWaterSAllPhase&gt;=17k&lt;65 | False | False |  |  |  |  | 16 | 12 | [6 empty] | 5.1 | 4.3 | 35300 | All Heating | 07/10/2023 |  | 11/13/2023
Enertech Global, LLC | GEOCOMFORT | GZS036*2***1B |  | Voluntarily Certified | HPWaterSAllPhase&gt;=17k&lt;65 | False | False |  |  |  |  | 16.8 | 12 | [6 empty] | 5.3 | 4.3 | 36800 | All Heating | 07/10/2023 |  | 11/13/2023
Enertech Global, LLC | GEOCOMFORT | GZS036*3 |  | Voluntarily Certified | HPWaterSAllPhase&gt;=17k&lt;65 | False | False |  |  |  |  | 15.4 | 12 | [6 empty] | 4.9 | 4.3 | 35100 | All Heating | 07/10/2023 |  | 11/13/2023
Enertech Global, LLC | GEOCOMFORT | GZS036*3****B |  | Voluntarily Certified | HPWaterSAllPhase&gt;=17k&lt;65 | False | False |  |  |  |  | 15.6 | 12 | [6 empty] | 4.9 | 4.3 | 35900 | All Heating | 07/10/2023 |  | 11/13/2023
Enertech Global, LLC | GEOCOMFORT | GZS036*3***1 |  | Voluntarily Certified | HPWaterSAllPhase&gt;=17k&lt;65 | False | False |  |  |  |  | 16 | 12 | [6 empty] | 5.1 | 4.3 | 35300 | All Heating | 07/10/2023 |  | 11/13/2023
Enertech Global, LLC | GEOCOMFORT | GZS036*3***1B |  | Voluntarily Certified | HPWaterSAllPhase&gt;=17k&lt;65 | False | False |  |  |  |  | 16.8 | 12 | [6 empty] | 5.3 | 4.3 | 36800 | All Heating | 07/10/2023 |  | 11/13/2023
Enertech Global, LLC | GEOCOMFORT | GZS036*4 |  | Voluntarily Certified | HPWaterSAllPhase&gt;=17k&lt;65 | False | False |  |  |  |  | 15.4 | 12 | [6 empty] | 4.9 | 4.3 | 35100 | All Heating | 07/10/2023 |  | 11/13/2023
Enertech Global, LLC | GEOCOMFORT | GZS036*4****B |  | Voluntarily Certified | HPWaterSAllPhase&gt;=17k&lt;65 | False | False |  |  |  |  | 15.6 | 12 | [6 empty] | 4.9 | 4.3 | 35900 | All Heating | 07/10/2023 |  | 11/13/2023
Enertech Global, LLC | GEOCOMFORT | GZS036*A |  | Voluntarily Certified | HPWaterSAllPhase&gt;=17k&lt;65 | False | False |  |  |  |  | 15.4 | 12 | [6 empty] | 4.9 | 4.3 | 35100 | All Heating | 07/10/2023 |  | 11/13/2023
Enertech Global, LLC | GEOCOMFORT | GZS036*A****B |  | Voluntarily Certified | HPWaterSAllPhase&gt;=17k&lt;65 | False | False |  |  |  |  | 15.6 | 12 | [6 empty] | 4.9 | 4.3 | 35900 | All Heating | 07/10/2023 |  | 11/13/2023
Enertech Global, LLC | GEOCOMFORT | GZS036*A***1 |  | Voluntarily Certified | HPWaterSAllPhase&gt;=17k&lt;65 | False | False |  |  |  |  | 16 | 12 | [6 empty] | 5.1 | 4.3 | 35300 | All Heating | 07/10/2023 |  | 11/13/2023
Enertech Global, LLC | GEOCOMFORT | GZS036*A***1B |  | Voluntarily Certified | HPWaterSAllPhase&gt;=17k&lt;65 | False | False |  |  |  |  | 16.8 | 12 | [6 empty] | 5.3 | 4.3 | 36800 | All Heating | 07/10/2023 |  | 11/13/2023
Enertech Global, LLC | GEOCOMFORT | GZS042 |  | Voluntarily Certified | HPWaterSAllPhase&gt;=17k&lt;65 | False | False |  |  |  |  | 15.4 | 12 | [6 empty] | 5.2 | 4.3 | 39500 | All Heating | 07/10/2023 |  | 11/13/2023
Enertech Global, LLC | GEOCOMFORT | GZS042******B |  | Voluntarily Certified | HPWaterSAllPhase&gt;=17k&lt;65 | False | False |  |  |  |  | 16.9 | 12 | [6 empty] | 5.4 | 4.3 | 41700 | All Heating | 07/10/2023 |  | 11/13/2023
Enertech Global, LLC | GEOCOMFORT | GZS042*****1 |  | Voluntarily Certified | HPWaterSAllPhase&gt;=17k&lt;65 | False | False |  |  |  |  | 16.4 | 12 | [6 empty] | 5 | 4.3 | 39100 | All Heating | 07/10/2023 |  | 11/13/2023
Enertech Global, LLC | GEOCOMFORT | GZS042*****1B |  | Voluntarily Certified | HPWaterSAllPhase&gt;=17k&lt;65 | False | False |  |  |  |  | 17.7 | 12 | [6 empty] | 5.4 | 4.3 | 42500 | All Heating | 07/10/2023 |  | 11/13/2023
Enertech Global, LLC | GEOCOMFORT | GZS042*2 |  | Voluntarily Certified | HPWaterSAllPhase&gt;=17k&lt;65 | False | False |  |  |  |  | 15.4 | 12 | [6 empty] | 5.2 | 4.3 | 39500 | All Heating | 07/10/2023 |  | 11/13/2023
Enertech Global, LLC | GEOCOMFORT | GZS042*2****B |  | Voluntarily Certified | HPWaterSAllPhase&gt;=17k&lt;65 | False | False |  |  |  |  | 16.9 | 12 | [6 empty] | 5.4 | 4.3 | 41700 | All Heating | 07/10/2023 |  | 11/13/2023
Enertech Global, LLC | GEOCOMFORT | GZS042*2***1 |  | Voluntarily Certified | HPWaterSAllPhase&gt;=17k&lt;65 | False | False |  |  |  |  | 16.4 | 12 | [6 empty] | 5 | 4.3 | 39100 | All Heating | 07/10/2023 |  | 11/13/2023
Enertech Global, LLC | GEOCOMFORT | GZS042*2***1B |  | Voluntarily Certified | HPWaterSAllPhase&gt;=17k&lt;65 | False | False |  |  |  |  | 17.7 | 12 | [6 empty] | 5.4 | 4.3 | 42500 | All Heating | 07/10/2023 |  | 11/13/2023
Enertech Global, LLC | GEOCOMFORT | GZS042*3 |  | Voluntarily Certified | HPWaterSAllPhase&gt;=17k&lt;65 | False | False |  |  |  |  | 15.4 | 12 | [6 empty] | 5.2 | 4.3 | 39500 | All Heating | 07/10/2023 |  | 11/13/2023
Enertech Global, LLC | GEOCOMFORT | GZS042*3****B |  | Voluntarily Certified | HPWaterSAllPhase&gt;=17k&lt;65 | False | False |  |  |  |  | 16.9 | 12 | [6 empty] | 5.4 | 4.3 | 41700 | All Heating | 07/10/2023 |  | 11/13/2023
Enertech Global, LLC | GEOCOMFORT | GZS042*3***1 |  | Voluntarily Certified | HPWaterSAllPhase&gt;=17k&lt;65 | False | False |  |  |  |  | 16.4 | 12 | [6 empty] | 5 | 4.3 | 39100 | All Heating | 07/10/2023 |  | 11/13/2023
Enertech Global, LLC | GEOCOMFORT | GZS042*3***1B |  | Voluntarily Certified | HPWaterSAllPhase&gt;=17k&lt;65 | False | False |  |  |  |  | 17.7 | 12 | [6 empty] | 5.4 | 4.3 | 42500 | All Heating | 07/10/2023 |  | 11/13/2023
Enertech Global, LLC | GEOCOMFORT | GZS042*4 |  | Voluntarily Certified | HPWaterSAllPhase&gt;=17k&lt;65 | False | False |  |  |  |  | 15.4 | 12 | [6 empty] | 5.2 | 4.3 | 39500 | All Heating | 07/10/2023 |  | 11/13/2023
Enertech Global, LLC | GEOCOMFORT | GZS042*4****B |  | Voluntarily Certified | HPWaterSAllPhase&gt;=17k&lt;65 | False | False |  |  |  |  | 16.9 | 12 | [6 empty] | 5.4 | 4.3 | 41700 | All Heating | 07/10/2023 |  | 11/13/2023
Enertech Global, LLC | GEOCOMFORT | GZS048 |  | Voluntarily Certified | HPWaterSAllPhase&gt;=17k&lt;65 | False | False |  |  |  |  | 14.7 | 12 | [6 empty] | 4.7 | 4.3 | 46600 | All Heating | 07/10/2023 |  | 11/13/2023
Enertech Global, LLC | GEOCOMFORT | GZS048******B |  | Voluntarily Certified | HPWaterSAllPhase&gt;=17k&lt;65 | False | False |  |  |  |  | 15.4 | 12 | [6 empty] | 4.6 | 4.3 | 46800 | All Heating | 07/10/2023 |  | 11/13/2023
Enertech Global, LLC | GEOCOMFORT | GZS048*****1 |  | Voluntarily Certified | HPWaterSAllPhase&gt;=17k&lt;65 | False | False |  |  |  |  | 15.1 | 12 | [6 empty] | 4.9 | 4.3 | 47300 | All Heating | 07/10/2023 |  | 11/13/2023
Enertech Global, LLC | GEOCOMFORT | GZS048*****1B |  | Voluntarily Certified | HPWaterSAllPhase&gt;=17k&lt;65 | False | False |  |  |  |  | 16.3 | 12 | [6 empty] | 4.9 | 4.3 | 48100 | All Heating | 07/10/2023 |  | 11/13/2023
Enertech Global, LLC | GEOCOMFORT | GZS048*2 |  | Voluntarily Certified | HPWaterSAllPhase&gt;=17k&lt;65 | False | False |  |  |  |  | 14.7 | 12 | [6 empty] | 4.7 | 4.3 | 46600 | All Heating | 07/10/2023 |  | 11/13/2023
Enertech Global, LLC | GEOCOMFORT | GZS048*2****B |  | Voluntarily Certified | HPWaterSAllPhase&gt;=17k&lt;65 | False | False |  |  |  |  | 15.4 | 12 | [6 empty] | 4.6 | 4.3 | 46800 | All Heating | 07/10/2023 |  | 11/13/2023
Enertech Global, LLC | GEOCOMFORT | GZS048*2***1 |  | Voluntarily Certified | HPWaterSAllPhase&gt;=17k&lt;65 | False | False |  |  |  |  | 15.1 | 12 | [6 empty] | 4.9 | 4.3 | 47300 | All Heating | 07/10/2023 |  | 11/13/2023
Enertech Global, LLC | GEOCOMFORT | GZS048*2***1B |  | Voluntarily Certified | HPWaterSAllPhase&gt;=17k&lt;65 | False | False |  |  |  |  | 16.3 | 12 | [6 empty] | 4.9 | 4.3 | 48100 | All Heating | 07/10/2023 |  | 11/13/2023
Enertech Global, LLC | GEOCOMFORT | GZS048*3 |  | Voluntarily Certified | HPWaterSAllPhase&gt;=17k&lt;65 | False | False |  |  |  |  | 14.7 | 12 | [6 empty] | 4.7 | 4.3 | 46600 | All Heating | 07/10/2023 |  | 11/13/2023
Enertech Global, LLC | GEOCOMFORT | GZS048*3****B |  | Voluntarily Certified | HPWaterSAllPhase&gt;=17k&lt;65 | False | False |  |  |  |  | 15.4 | 12 | [6 empty] | 4.6 | 4.3 | 46800 | All Heating | 07/10/2023 |  | 11/13/2023
Enertech Global, LLC | GEOCOMFORT | GZS048*3***1 |  | Voluntarily Certified | HPWaterSAllPhase&gt;=17k&lt;65 | False | False |  |  |  |  | 15.1 | 12 | [6 empty] | 4.9 | 4.3 | 47300 | All Heating | 07/10/2023 |  | 11/13/2023
Enertech Global, LLC | GEOCOMFORT | GZS048*3***1B |  | Voluntarily Certified | HPWaterSAllPhase&gt;=17k&lt;65 | False | False |  |  |  |  | 16.3 | 12 | [6 empty] | 4.9 | 4.3 | 48100 | All Heating | 07/10/2023 |  | 11/13/2023
Enertech Global, LLC | GEOCOMFORT | GZS048*4 |  | Voluntarily Certified | HPWaterSAllPhase&gt;=17k&lt;65 | False | False |  |  |  |  | 14.7 | 12 | [6 empty] | 4.7 | 4.3 | 46600 | All Heating | 07/10/2023 |  | 11/13/2023
Enertech Global, LLC | GEOCOMFORT | GZS048*4****B |  | Voluntarily Certified | HPWaterSAllPhase&gt;=17k&lt;65 | False | False |  |  |  |  | 15.4 | 12 | [6 empty] | 4.6 | 4.3 | 46800 | All Heating | 07/10/2023 |  | 11/13/2023
Enertech Global, LLC | GEOCOMFORT | GZS060 |  | Voluntarily Certified | HPWaterSAllPhase&gt;=17k&lt;65 | False | False |  |  |  |  | 14.5 | 12 | [6 empty] | 4.7 | 4.3 | 56400 | All Heating | 07/10/2023 |  | 11/13/2023
Enertech Global, LLC | GEOCOMFORT | GZS060******B |  | Voluntarily Certified | HPWaterSAllPhase&gt;=17k&lt;65 | False | False |  |  |  |  | 15.4 | 12 | [6 empty] | 4.9 | 4.3 | 58400 | All Heating | 07/10/2023 |  | 11/13/2023
Enertech Global, LLC | GEOCOMFORT | GZS060*****1 |  | Voluntarily Certified | HPWaterSAllPhase&gt;=17k&lt;65 | False | False |  |  |  |  | 15 | 12 | [6 empty] | 4.9 | 4.3 | 53500 | All Heating | 07/10/2023 |  | 11/13/2023
Enertech Global, LLC | GEOCOMFORT | GZS060*****1B |  | Voluntarily Certified | HPWaterSAllPhase&gt;=17k&lt;65 | False | False |  |  |  |  | 17 | 12 | [6 empty] | 5.3 | 4.3 | 59300 | All Heating | 07/10/2023 |  | 11/13/2023
Enertech Global, LLC | GEOCOMFORT | GZS060*2 |  | Voluntarily Certified | HPWaterSAllPhase&gt;=17k&lt;65 | False | False |  |  |  |  | 14.5 | 12 | [6 empty] | 4.7 | 4.3 | 56400 | All Heating | 07/10/2023 |  | 11/13/2023
Enertech Global, LLC | GEOCOMFORT | GZS060*2****B |  | Voluntarily Certified | HPWaterSAllPhase&gt;=17k&lt;65 | False | False |  |  |  |  | 15.4 | 12 | [6 empty] | 4.9 | 4.3 | 58400 | All Heating | 07/10/2023 |  | 11/13/2023
Enertech Global, LLC | GEOCOMFORT | GZS060*2***1 |  | Voluntarily Certified | HPWaterSAllPhase&gt;=17k&lt;65 | False | False |  |  |  |  | 15 | 12 | [6 empty] | 4.9 | 4.3 | 53500 | All Heating | 07/10/2023 |  | 11/13/2023
Enertech Global, LLC | GEOCOMFORT | GZS060*2***1B |  | Voluntarily Certified | HPWaterSAllPhase&gt;=17k&lt;65 | False | False |  |  |  |  | 17 | 12 | [6 empty] | 5.3 | 4.3 | 59300 | All Heating | 07/10/2023 |  | 11/13/2023
Enertech Global, LLC | GEOCOMFORT | GZS060*3 |  | Voluntarily Certified | HPWaterSAllPhase&gt;=17k&lt;65 | False | False |  |  |  |  | 14.5 | 12 | [6 empty] | 4.7 | 4.3 | 56400 | All Heating | 07/10/2023 |  | 11/13/2023
Enertech Global, LLC | GEOCOMFORT | GZS060*3****B |  | Voluntarily Certified | HPWaterSAllPhase&gt;=17k&lt;65 | False | False |  |  |  |  | 15.4 | 12 | [6 empty] | 4.9 | 4.3 | 58400 | All Heating | 07/10/2023 |  | 11/13/2023
Enertech Global, LLC | GEOCOMFORT | GZS060*3***1 |  | Voluntarily Certified | HPWaterSAllPhase&gt;=17k&lt;65 | False | False |  |  |  |  | 15 | 12 | [6 empty] | 4.9 | 4.3 | 53500 | All Heating | 07/10/2023 |  | 11/13/2023
Enertech Global, LLC | GEOCOMFORT | GZS060*3***1B |  | Voluntarily Certified | HPWaterSAllPhase&gt;=17k&lt;65 | False | False |  |  |  |  | 17 | 12 | [6 empty] | 5.3 | 4.3 | 59300 | All Heating | 07/10/2023 |  | 11/13/2023
Enertech Global, LLC | GEOCOMFORT | GZS060*4 |  | Voluntarily Certified | HPWaterSAllPhase&gt;=17k&lt;65 | False | False |  |  |  |  | 14.5 | 12 | [6 empty] | 4.7 | 4.3 | 56400 | All Heating | 07/10/2023 |  | 11/13/2023
Enertech Global, LLC | GEOCOMFORT | GZS060*4****B |  | Voluntarily Certified | HPWaterSAllPhase&gt;=17k&lt;65 | False | False |  |  |  |  | 15.4 | 12 | [6 empty] | 4.9 | 4.3 | 58400 | All Heating | 07/10/2023 |  | 11/13/2023
Enertech Global, LLC | GEOCOMFORT | GZS072 |  | Voluntarily Certified | HPWaterSAllPhase&gt;=65k&lt;13 | False | False |  |  |  |  | 13.4 | 12 | [6 empty] | 4.3 | 4.3 | 66600 | All Heating | 07/10/2023 |  | 11/13/2023
Enertech Global, LLC | GEOCOMFORT | GZS072******B |  | Voluntarily Certified | HPWaterSAllPhase&gt;=65k&lt;13 | False | False |  |  |  |  | 15.1 | 12 | [6 empty] | 4.6 | 4.3 | 68600 | All Heating | 07/10/2023 |  | 11/13/2023
Enertech Global, LLC | GEOCOMFORT | GZS072*****1 |  | Voluntarily Certified | HPWaterSAllPhase&gt;=65k&lt;13 | False | False |  |  |  |  | 13.7 | 12 | [6 empty] | 4.3 | 4.3 | 68500 | All Heating | 07/10/2023 |  | 11/13/2023
Enertech Global, LLC | GEOCOMFORT | GZS072*****1B |  | Voluntarily Certified | HPWaterSAllPhase&gt;=65k&lt;13 | False | False |  |  |  |  | 15.5 | 12 | [6 empty] | 4.7 | 4.3 | 69700 | All Heating | 07/10/2023 |  | 11/13/2023
Enertech Global, LLC | GEOCOMFORT | GZS072*2 |  | Voluntarily Certified | HPWaterSAllPhase&gt;=65k&lt;13 | False | False |  |  |  |  | 13.4 | 12 | [6 empty] | 4.3 | 4.3 | 66600 | All Heating | 07/10/2023 |  | 11/13/2023
Enertech Global, LLC | GEOCOMFORT | GZS072*2****B |  | Voluntarily Certified | HPWaterSAllPhase&gt;=65k&lt;13 | False | False |  |  |  |  | 15.1 | 12 | [6 empty] | 4.6 | 4.3 | 68600 | All Heating | 07/10/2023 |  | 11/13/2023
Enertech Global, LLC | GEOCOMFORT | GZS072*2***1 |  | Voluntarily Certified | HPWaterSAllPhase&gt;=65k&lt;13 | False | False |  |  |  |  | 13.7 | 12 | [6 empty] | 4.3 | 4.3 | 68500 | All Heating | 07/10/2023 |  | 11/13/2023
Enertech Global, LLC | GEOCOMFORT | GZS072*2***1B |  | Voluntarily Certified | HPWaterSAllPhase&gt;=65k&lt;13 | False | False |  |  |  |  | 15.5 | 12 | [6 empty] | 4.7 | 4.3 | 69700 | All Heating | 07/10/2023 |  | 11/13/2023
Enertech Global, LLC | GEOCOMFORT | GZS072*3 |  | Voluntarily Certified | HPWaterSAllPhase&gt;=65k&lt;13 | False | False |  |  |  |  | 13.4 | 12 | [6 empty] | 4.3 | 4.3 | 66600 | All Heating | 07/10/2023 |  | 11/13/2023
Enertech Global, LLC | GEOCOMFORT | GZS072*3****B |  | Voluntarily Certified | HPWaterSAllPhase&gt;=65k&lt;13 | False | False |  |  |  |  | 15.1 | 12 | [6 empty] | 4.6 | 4.3 | 68600 | All Heating | 07/10/2023 |  | 11/13/2023
Enertech Global, LLC | GEOCOMFORT | GZS072*3***1 |  | Voluntarily Certified | HPWaterSAllPhase&gt;=65k&lt;13 | False | False |  |  |  |  | 13.7 | 12 | [6 empty] | 4.3 | 4.3 | 68500 | All Heating | 07/10/2023 |  | 11/13/2023
Enertech Global, LLC | GEOCOMFORT | GZS072*3***1B |  | Voluntarily Certified | HPWaterSAllPhase&gt;=65k&lt;13 | False | False |  |  |  |  | 15.5 | 12 | [6 empty] | 4.7 | 4.3 | 69700 | All Heating | 07/10/2023 |  | 11/13/2023
Enertech Global, LLC | GEOCOMFORT | GZS072*4 |  | Voluntarily Certified | HPWaterSAllPhase&gt;=65k&lt;13 | False | False |  |  |  |  | 13.4 | 12 | [6 empty] | 4.3 | 4.3 | 66600 | All Heating | 07/10/2023 |  | 11/13/2023
Enertech Global, LLC | GEOCOMFORT | GZS072*4****B |  | Voluntarily Certified | HPWaterSAllPhase&gt;=65k&lt;13 | False | False |  |  |  |  | 15.1 | 12 | [6 empty] | 4.6 | 4.3 | 68600 | All Heating | 07/10/2023 |  | 11/13/2023
Enertech Global, LLC | GEOCOMFORT | GZT024 |  | Voluntarily Certified | HPWaterSAllPhase&gt;=17k&lt;65 | False | False |  |  |  |  | 15.9 | 12 | [6 empty] | 5.2 | 4.3 | 25300 | All Heating | 07/10/2023 |  | 11/13/2023
Enertech Global, LLC | GEOCOMFORT | GZT024******B |  | Voluntarily Certified | HPWaterSAllPhase&gt;=17k&lt;65 | False | False |  |  |  |  | 17 | 12 | [6 empty] | 5.5 | 4.3 | 25600 | All Heating | 07/10/2023 |  | 11/13/2023
Enertech Global, LLC | GEOCOMFORT | GZT024*2 |  | Voluntarily Certified | HPWaterSAllPhase&gt;=17k&lt;65 | False | False |  |  |  |  | 15.9 | 12 | [6 empty] | 5.2 | 4.3 | 25300 | All Heating | 07/10/2023 |  | 11/13/2023
Enertech Global, LLC | GEOCOMFORT | GZT024*2****B |  | Voluntarily Certified | HPWaterSAllPhase&gt;=17k&lt;65 | False | False |  |  |  |  | 17 | 12 | [6 empty] | 5.5 | 4.3 | 25600 | All Heating | 07/10/2023 |  | 11/13/2023
Enertech Global, LLC | GEOCOMFORT | GZT024*3 |  | Voluntarily Certified | HPWaterSAllPhase&gt;=17k&lt;65 | False | False |  |  |  |  | 15.9 | 12 | [6 empty] | 5.2 | 4.3 | 25300 | All Heating | 07/10/2023 |  | 11/13/2023
Enertech Global, LLC | GEOCOMFORT | GZT024*3****B |  | Voluntarily Certified | HPWaterSAllPhase&gt;=17k&lt;65 | False | False |  |  |  |  | 17 | 12 | [6 empty] | 5.5 | 4.3 | 25600 | All Heating | 07/10/2023 |  | 11/13/2023
Enertech Global, LLC | GEOCOMFORT | GZT024*A |  | Voluntarily Certified | HPWaterSAllPhase&gt;=17k&lt;65 | False | False |  |  |  |  | 15.9 | 12 | [6 empty] | 5.2 | 4.3 | 25300 | All Heating | 07/10/2023 |  | 11/13/2023
Enertech Global, LLC | GEOCOMFORT | GZT024*A****B |  | Voluntarily Certified | HPWaterSAllPhase&gt;=17k&lt;65 | False | False |  |  |  |  | 17 | 12 | [6 empty] | 5.5 | 4.3 | 25600 | All Heating | 07/10/2023 |  | 11/13/2023
Enertech Global, LLC | GEOCOMFORT | GZT030 |  | Voluntarily Certified | HPWaterSAllPhase&gt;=17k&lt;65 | False | False |  |  |  |  | 15.1 | 12 | [6 empty] | 5.1 | 4.3 | 30200 | All Heating | 07/10/2023 |  | 11/13/2023
Enertech Global, LLC | GEOCOMFORT | GZT030******B |  | Voluntarily Certified | HPWaterSAllPhase&gt;=17k&lt;65 | False | False |  |  |  |  | 15.4 | 12 | [6 empty] | 5 | 4.3 | 30600 | All Heating | 07/10/2023 |  | 11/13/2023
Enertech Global, LLC | GEOCOMFORT | GZT030*2 |  | Voluntarily Certified | HPWaterSAllPhase&gt;=17k&lt;65 | False | False |  |  |  |  | 15.1 | 12 | [6 empty] | 5.1 | 4.3 | 30200 | All Heating | 07/10/2023 |  | 11/13/2023
Enertech Global, LLC | GEOCOMFORT | GZT030*2****B |  | Voluntarily Certified | HPWaterSAllPhase&gt;=17k&lt;65 | False | False |  |  |  |  | 15.4 | 12 | [6 empty] | 5 | 4.3 | 30600 | All Heating | 07/10/2023 |  | 11/13/2023
Enertech Global, LLC | GEOCOMFORT | GZT030*3 |  | Voluntarily Certified | HPWaterSAllPhase&gt;=17k&lt;65 | False | False |  |  |  |  | 15.1 | 12 | [6 empty] | 5.1 | 4.3 | 30200 | All Heating | 07/10/2023 |  | 11/13/2023
Enertech Global, LLC | GEOCOMFORT | GZT030*3****B |  | Voluntarily Certified | HPWaterSAllPhase&gt;=17k&lt;65 | False | False |  |  |  |  | 15.4 | 12 | [6 empty] | 5 | 4.3 | 30600 | All Heating | 07/10/2023 |  | 11/13/2023
Enertech Global, LLC | GEOCOMFORT | GZT030*A |  | Voluntarily Certified | HPWaterSAllPhase&gt;=17k&lt;65 | False | False |  |  |  |  | 15.1 | 12 | [6 empty] | 5.1 | 4.3 | 30200 | All Heating | 07/10/2023 |  | 11/13/2023
Enertech Global, LLC | GEOCOMFORT | GZT030*A****B |  | Voluntarily Certified | HPWaterSAllPhase&gt;=17k&lt;65 | False | False |  |  |  |  | 15.4 | 12 | [6 empty] | 5 | 4.3 | 30600 | All Heating | 07/10/2023 |  | 11/13/2023
Enertech Global, LLC | GEOCOMFORT | GZT036 |  | Voluntarily Certified | HPWaterSAllPhase&gt;=17k&lt;65 | False | False |  |  |  |  | 15.5 | 12 | [6 empty] | 5 | 4.3 | 35100 | All Heating | 07/10/2023 |  | 11/13/2023
Enertech Global, LLC | GEOCOMFORT | GZT036******B |  | Voluntarily Certified | HPWaterSAllPhase&gt;=17k&lt;65 | False | False |  |  |  |  | 17 | 12 | [6 empty] | 5.3 | 4.3 | 36500 | All Heating | 07/10/2023 |  | 11/13/2023
Enertech Global, LLC | GEOCOMFORT | GZT036*2 |  | Voluntarily Certified | HPWaterSAllPhase&gt;=17k&lt;65 | False | False |  |  |  |  | 15.5 | 12 | [6 empty] | 5 | 4.3 | 35100 | All Heating | 07/10/2023 |  | 11/13/2023
Enertech Global, LLC | GEOCOMFORT | GZT036*2****B |  | Voluntarily Certified | HPWaterSAllPhase&gt;=17k&lt;65 | False | False |  |  |  |  | 17 | 12 | [6 empty] | 5.3 | 4.3 | 36500 | All Heating | 07/10/2023 |  | 11/13/2023
Enertech Global, LLC | GEOCOMFORT | GZT036*3 |  | Voluntarily Certified | HPWaterSAllPhase&gt;=17k&lt;65 | False | False |  |  |  |  | 15.5 | 12 | [6 empty] | 5 | 4.3 | 35100 | All Heating | 07/10/2023 |  | 11/13/2023
Enertech Global, LLC | GEOCOMFORT | GZT036*3****B |  | Voluntarily Certified | HPWaterSAllPhase&gt;=17k&lt;65 | False | False |  |  |  |  | 17 | 12 | [6 empty] | 5.3 | 4.3 | 36500 | All Heating | 07/10/2023 |  | 11/13/2023
Enertech Global, LLC | GEOCOMFORT | GZT036*A |  | Voluntarily Certified | HPWaterSAllPhase&gt;=17k&lt;65 | False | False |  |  |  |  | 15.5 | 12 | [6 empty] | 5 | 4.3 | 35100 | All Heating | 07/10/2023 |  | 11/13/2023
Enertech Global, LLC | GEOCOMFORT | GZT036*A****B |  | Voluntarily Certified | HPWaterSAllPhase&gt;=17k&lt;65 | False | False |  |  |  |  | 17 | 12 | [6 empty] | 5.3 | 4.3 | 36500 | All Heating | 07/10/2023 |  | 11/13/2023
Enertech Global, LLC | GEOCOMFORT | GZT042 |  | Voluntarily Certified | HPWaterSAllPhase&gt;=17k&lt;65 | False | False |  |  |  |  | 15.5 | 12 | [6 empty] | 4.7 | 4.3 | 41200 | All Heating | 07/10/2023 |  | 11/13/2023
Enertech Global, LLC | GEOCOMFORT | GZT042******B |  | Voluntarily Certified | HPWaterSAllPhase&gt;=17k&lt;65 | False | False |  |  |  |  | 16.5 | 12 | [6 empty] | 4.6 | 4.3 | 41000 | All Heating | 07/10/2023 |  | 11/13/2023
Enertech Global, LLC | GEOCOMFORT | GZT042*2 |  | Voluntarily Certified | HPWaterSAllPhase&gt;=17k&lt;65 | False | False |  |  |  |  | 15.5 | 12 | [6 empty] | 4.7 | 4.3 | 41200 | All Heating | 07/10/2023 |  | 11/13/2023
Enertech Global, LLC | GEOCOMFORT | GZT042*2****B |  | Voluntarily Certified | HPWaterSAllPhase&gt;=17k&lt;65 | False | False |  |  |  |  | 16.5 | 12 | [6 empty] | 4.6 | 4.3 | 41000 | All Heating | 07/10/2023 |  | 11/13/2023
Enertech Global, LLC | GEOCOMFORT | GZT042*3 |  | Voluntarily Certified | HPWaterSAllPhase&gt;=17k&lt;65 | False | False |  |  |  |  | 15.5 | 12 | [6 empty] | 4.7 | 4.3 | 41200 | All Heating | 07/10/2023 |  | 11/13/2023
Enertech Global, LLC | GEOCOMFORT | GZT042*3****B |  | Voluntarily Certified | HPWaterSAllPhase&gt;=17k&lt;65 | False | False |  |  |  |  | 16.5 | 12 | [6 empty] | 4.6 | 4.3 | 41000 | All Heating | 07/10/2023 |  | 11/13/2023
Enertech Global, LLC | GEOCOMFORT | GZT048 |  | Voluntarily Certified | HPWaterSAllPhase&gt;=17k&lt;65 | False | False |  |  |  |  | 15.1 | 12 | [6 empty] | 4.8 | 4.3 | 46500 | All Heating | 07/10/2023 |  | 11/13/2023
Enertech Global, LLC | GEOCOMFORT | GZT048******B |  | Voluntarily Certified | HPWaterSAllPhase&gt;=17k&lt;65 | False | False |  |  |  |  | 15.8 | 12 | [6 empty] | 4.9 | 4.3 | 47600 | All Heating | 07/10/2023 |  | 11/13/2023
Enertech Global, LLC | GEOCOMFORT | GZT048*2 |  | Voluntarily Certified | HPWaterSAllPhase&gt;=17k&lt;65 | False | False |  |  |  |  | 15.1 | 12 | [6 empty] | 4.8 | 4.3 | 46500 | All Heating | 07/10/2023 |  | 11/13/2023
Enertech Global, LLC | GEOCOMFORT | GZT048*2****B |  | Voluntarily Certified | HPWaterSAllPhase&gt;=17k&lt;65 | False | False |  |  |  |  | 15.8 | 12 | [6 empty] | 4.9 | 4.3 | 47600 | All Heating | 07/10/2023 |  | 11/13/2023
Enertech Global, LLC | GEOCOMFORT | GZT048*3 |  | Voluntarily Certified | HPWaterSAllPhase&gt;=17k&lt;65 | False | False |  |  |  |  | 15.1 | 12 | [6 empty] | 4.8 | 4.3 | 46500 | All Heating | 07/10/2023 |  | 11/13/2023
Enertech Global, LLC | GEOCOMFORT | GZT048*3****B |  | Voluntarily Certified | HPWaterSAllPhase&gt;=17k&lt;65 | False | False |  |  |  |  | 15.8 | 12 | [6 empty] | 4.9 | 4.3 | 47600 | All Heating | 07/10/2023 |  | 11/13/2023
Enertech Global, LLC | GEOCOMFORT | GZT048*A |  | Voluntarily Certified | HPWaterSAllPhase&gt;=17k&lt;65 | False | False |  |  |  |  | 15.1 | 12 | [6 empty] | 4.8 | 4.3 | 46500 | All Heating | 07/10/2023 |  | 11/13/2023
Enertech Global, LLC | GEOCOMFORT | GZT048*A****B |  | Voluntarily Certified | HPWaterSAllPhase&gt;=17k&lt;65 | False | False |  |  |  |  | 15.8 | 12 | [6 empty] | 4.9 | 4.3 | 47600 | All Heating | 07/10/2023 |  | 11/13/2023
Enertech Global, LLC | GEOCOMFORT | GZT060 |  | Voluntarily Certified | HPWaterSAllPhase&gt;=17k&lt;65 | False | False |  |  |  |  | 14.6 | 12 | [6 empty] | 4.7 | 4.3 | 55100 | All Heating | 07/10/2023 |  | 11/13/2023
Enertech Global, LLC | GEOCOMFORT | GZT060******B |  | Voluntarily Certified | HPWaterSAllPhase&gt;=17k&lt;65 | False | False |  |  |  |  | 16.3 | 12 | [6 empty] | 5.1 | 4.3 | 59400 | All Heating | 07/10/2023 |  | 11/13/2023
Enertech Global, LLC | GEOCOMFORT | GZT060*2 |  | Voluntarily Certified | HPWaterSAllPhase&gt;=17k&lt;65 | False | False |  |  |  |  | 14.6 | 12 | [6 empty] | 4.7 | 4.3 | 55100 | All Heating | 07/10/2023 |  | 11/13/2023
Enertech Global, LLC | GEOCOMFORT | GZT060*2****B |  | Voluntarily Certified | HPWaterSAllPhase&gt;=17k&lt;65 | False | False |  |  |  |  | 16.3 | 12 | [6 empty] | 5.1 | 4.3 | 59400 | All Heating | 07/10/2023 |  | 11/13/2023
Enertech Global, LLC | GEOCOMFORT | GZT060*3 |  | Voluntarily Certified | HPWaterSAllPhase&gt;=17k&lt;65 | False | False |  |  |  |  | 14.6 | 12 | [6 empty] | 4.7 | 4.3 | 55100 | All Heating | 07/10/2023 |  | 11/13/2023
Enertech Global, LLC | GEOCOMFORT | GZT060*3****B |  | Voluntarily Certified | HPWaterSAllPhase&gt;=17k&lt;65 | False | False |  |  |  |  | 16.3 | 12 | [6 empty] | 5.1 | 4.3 | 59400 | All Heating | 07/10/2023 |  | 11/13/2023
Enertech Global, LLC | GEOCOMFORT | GZT060*A |  | Voluntarily Certified | HPWaterSAllPhase&gt;=17k&lt;65 | False | False |  |  |  |  | 14.6 | 12 | [6 empty] | 4.7 | 4.3 | 55100 | All Heating | 07/10/2023 |  | 11/13/2023
Enertech Global, LLC | GEOCOMFORT | GZT060*A****B |  | Voluntarily Certified | HPWaterSAllPhase&gt;=17k&lt;65 | False | False |  |  |  |  | 16.3 | 12 | [6 empty] | 5.1 | 4.3 | 59400 | All Heating | 07/10/2023 |  | 11/13/2023
Enertech Global, LLC | GEOCOMFORT | GZT072 |  | Voluntarily Certified | HPWaterSAllPhase&gt;=65k&lt;13 | False | False |  |  |  |  | 13.7 | 12 | [6 empty] | 4.5 | 4.3 | 66600 | All Heating | 07/10/2023 |  | 11/13/2023
Enertech Global, LLC | GEOCOMFORT | GZT072******B |  | Voluntarily Certified | HPWaterSAllPhase&gt;=65k&lt;13 | False | False |  |  |  |  | 15.7 | 12 | [6 empty] | 4.8 | 4.3 | 68100 | All Heating | 07/10/2023 |  | 11/13/2023
Enertech Global, LLC | GEOCOMFORT | GZT072*2 |  | Voluntarily Certified | HPWaterSAllPhase&gt;=65k&lt;13 | False | False |  |  |  |  | 13.7 | 12 | [6 empty] | 4.5 | 4.3 | 66600 | All Heating | 07/10/2023 |  | 11/13/2023
Enertech Global, LLC | GEOCOMFORT | GZT072*2****B |  | Voluntarily Certified | HPWaterSAllPhase&gt;=65k&lt;13 | False | False |  |  |  |  | 15.7 | 12 | [6 empty] | 4.8 | 4.3 | 68100 | All Heating | 07/10/2023 |  | 11/13/2023
Enertech Global, LLC | GEOCOMFORT | GZT072*3 |  | Voluntarily Certified | HPWaterSAllPhase&gt;=65k&lt;13 | False | False |  |  |  |  | 13.7 | 12 | [6 empty] | 4.5 | 4.3 | 66600 | All Heating | 07/10/2023 |  | 11/13/2023
Enertech Global, LLC | GEOCOMFORT | GZT072*3****B |  | Voluntarily Certified | HPWaterSAllPhase&gt;=65k&lt;13 | False | False |  |  |  |  | 15.7 | 12 | [6 empty] | 4.8 | 4.3 | 68100 | All Heating | 07/10/2023 |  | 11/13/2023
Enertech Global, LLC | Hydron Module | HVS006 |  | Voluntarily Certified | HPWaterSAllPhase&lt;17kAllHeat | False | False |  |  |  |  | 16 | 11.2 | [6 empty] | 5.5 | 4.3 | 6800 | All Heating | 07/10/2023 |  | 11/13/2023
Enertech Global, LLC | Hydron Module | HVS006*9 |  | Voluntarily Certified | HPWaterSAllPhase&lt;17kAllHeat | False | False |  |  |  |  | 15 | 11.2 | [6 empty] | 5.2 | 4.3 | 6800 | All Heating | 07/10/2023 |  | 11/13/2023
Enertech Global, LLC | Hydron Module | HVS006*A |  | Voluntarily Certified | HPWaterSAllPhase&lt;17kAllHeat | False | False |  |  |  |  | 15 | 11.2 | [6 empty] | 5.2 | 4.3 | 6800 | All Heating | 07/10/2023 |  | 11/13/2023
Enertech Global, LLC | Hydron Module | HVS009 |  | Voluntarily Certified | HPWaterSAllPhase&lt;17kAllHeat | False | False |  |  |  |  | 15 | 11.2 | [6 empty] | 5.2 | 4.3 | 10200 | All Heating | 07/10/2023 |  | 11/13/2023
Enertech Global, LLC | Hydron Module | HVS009*9 |  | Voluntarily Certified | HPWaterSAllPhase&lt;17kAllHeat | False | False |  |  |  |  | 15 | 11.2 | [6 empty] | 5.2 | 4.3 | 10200 | All Heating | 07/10/2023 |  | 11/13/2023
Enertech Global, LLC | Hydron Module | HVS009*A |  | Voluntarily Certified | HPWaterSAllPhase&lt;17kAllHeat | False | False |  |  |  |  | 15 | 11.2 | [6 empty] | 5.2 | 4.3 | 10200 | All Heating | 07/10/2023 |  | 11/13/2023
Enertech Global, LLC | Hydron Module | HVS012 |  | Voluntarily Certified | HPWaterSAllPhase&lt;17kAllHeat | False | False |  |  |  |  | 15.5 | 11.2 | [6 empty] | 5 | 4.3 | 11400 | All Heating | 07/10/2023 |  | 11/13/2023
Enertech Global, LLC | Hydron Module | HVS012*A |  | Voluntarily Certified | HPWaterSAllPhase&lt;17kAllHeat | False | False |  |  |  |  | 13.7 | 11.2 | [6 empty] | 4.4 | 4.3 | 11400 | All Heating | 07/10/2023 |  | 11/13/2023
Enertech Global, LLC | Hydron Module | HVS015 |  | Voluntarily Certified | HPWaterSAllPhase&lt;17kAllHeat | False | False |  |  |  |  | 17.5 | 11.2 | [6 empty] | 6 | 4.3 | 15100 | All Heating | 07/10/2023 |  | 11/13/2023
Enertech Global, LLC | Hydron Module | HVS015*****1 |  | Voluntarily Certified | HPWaterSAllPhase&lt;17kAllHeat | False | False |  |  |  |  | 18.8 | 11.2 | [6 empty] | 6.4 | 4.3 | 15200 | All Heating | 07/10/2023 |  | 11/13/2023
Enertech Global, LLC | Hydron Module | HVS015*A |  | Voluntarily Certified | HPWaterSAllPhase&lt;17kAllHeat | False | False |  |  |  |  | 17.5 | 11.2 | [6 empty] | 6 | 4.3 | 15100 | All Heating | 07/10/2023 |  | 11/13/2023
Enertech Global, LLC | Hydron Module | HVS015*A***1 |  | Voluntarily Certified | HPWaterSAllPhase&lt;17kAllHeat | False | False |  |  |  |  | 18.8 | 11.2 | [6 empty] | 6.4 | 4.3 | 15200 | All Heating | 07/10/2023 |  | 11/13/2023
Enertech Global, LLC | Hydron Module | HVS018 |  | Voluntarily Certified | HPWaterSAllPhase&gt;=17k&lt;65 | False | False |  |  |  |  | 16.9 | 12 | [6 empty] | 5.8 | 4.3 | 20500 | All Heating | 07/10/2023 |  | 11/13/2023
Enertech Global, LLC | Hydron Module | HVS018*****1 |  | Voluntarily Certified | HPWaterSAllPhase&gt;=17k&lt;65 | False | False |  |  |  |  | 18.8 | 12 | [6 empty] | 6.2 | 4.3 | 20700 | All Heating | 07/10/2023 |  | 11/13/2023
Enertech Global, LLC | Hydron Module | HVS018*A |  | Voluntarily Certified | HPWaterSAllPhase&gt;=17k&lt;65 | False | False |  |  |  |  | 16.9 | 12 | [6 empty] | 5.8 | 4.3 | 20500 | All Heating | 07/10/2023 |  | 11/13/2023
Enertech Global, LLC | Hydron Module | HVS018*A***1 |  | Voluntarily Certified | HPWaterSAllPhase&gt;=17k&lt;65 | False | False |  |  |  |  | 18.8 | 12 | [6 empty] | 6.2 | 4.3 | 20700 | All Heating | 07/10/2023 |  | 11/13/2023
Enertech Global, LLC | Hydron Module | HVS024 |  | Voluntarily Certified | HPWaterSAllPhase&gt;=17k&lt;65 | False | False |  |  |  |  | 16.8 | 12 | [6 empty] | 5.6 | 4.3 | 24800 | All Heating | 07/10/2023 |  | 11/13/2023
Enertech Global, LLC | Hydron Module | HVS024*****1 |  | Voluntarily Certified | HPWaterSAllPhase&gt;=17k&lt;65 | False | False |  |  |  |  | 18.4 | 12 | [6 empty] | 5.9 | 4.3 | 25900 | All Heating | 07/10/2023 |  | 11/13/2023
Enertech Global, LLC | Hydron Module | HVS024*2 |  | Voluntarily Certified | HPWaterSAllPhase&gt;=17k&lt;65 | False | False |  |  |  |  | 16.8 | 12 | [6 empty] | 5.6 | 4.3 | 24800 | All Heating | 07/10/2023 |  | 11/13/2023
Enertech Global, LLC | Hydron Module | HVS024*2***1 |  | Voluntarily Certified | HPWaterSAllPhase&gt;=17k&lt;65 | False | False |  |  |  |  | 18.4 | 12 | [6 empty] | 5.9 | 4.3 | 25900 | All Heating | 07/10/2023 |  | 11/13/2023
Enertech Global, LLC | Hydron Module | HVS024*3 |  | Voluntarily Certified | HPWaterSAllPhase&gt;=17k&lt;65 | False | False |  |  |  |  | 16.8 | 12 | [6 empty] | 5.6 | 4.3 | 24800 | All Heating | 07/10/2023 |  | 11/13/2023
Enertech Global, LLC | Hydron Module | HVS024*3***1 |  | Voluntarily Certified | HPWaterSAllPhase&gt;=17k&lt;65 | False | False |  |  |  |  | 18.4 | 12 | [6 empty] | 5.9 | 4.3 | 25900 | All Heating | 07/10/2023 |  | 11/13/2023
Enertech Global, LLC | Hydron Module | HVS024*4 |  | Voluntarily Certified | HPWaterSAllPhase&gt;=17k&lt;65 | False | False |  |  |  |  | 16.8 | 12 | [6 empty] | 5.6 | 4.3 | 24800 | All Heating | 07/10/2023 |  | 11/13/2023
Enertech Global, LLC | Hydron Module | HVS024*A |  | Voluntarily Certified | HPWaterSAllPhase&gt;=17k&lt;65 | False | False |  |  |  |  | 16.8 | 12 | [6 empty] | 5.6 | 4.3 | 24800 | All Heating | 07/10/2023 |  | 11/13/2023
Enertech Global, LLC | Hydron Module | HVS024*A***1 |  | Voluntarily Certified | HPWaterSAllPhase&gt;=17k&lt;65 | False | False |  |  |  |  | 18.4 | 12 | [6 empty] | 5.9 | 4.3 | 25900 | All Heating | 07/10/2023 |  | 11/13/2023
Enertech Global, LLC | Hydron Module | HVS030 |  | Voluntarily Certified | HPWaterSAllPhase&gt;=17k&lt;65 | False | False |  |  |  |  | 15.9 | 12 | [6 empty] | 5.4 | 4.3 | 28600 | All Heating | 07/10/2023 |  | 11/13/2023
Enertech Global, LLC | Hydron Module | HVS030*****1 |  | Voluntarily Certified | HPWaterSAllPhase&gt;=17k&lt;65 | False | False |  |  |  |  | 17.6 | 12 | [6 empty] | 5.9 | 4.3 | 30100 | All Heating | 07/10/2023 |  | 11/13/2023
Enertech Global, LLC | Hydron Module | HVS030*2 |  | Voluntarily Certified | HPWaterSAllPhase&gt;=17k&lt;65 | False | False |  |  |  |  | 15.9 | 12 | [6 empty] | 5.4 | 4.3 | 28600 | All Heating | 07/10/2023 |  | 11/13/2023
Enertech Global, LLC | Hydron Module | HVS030*2***1 |  | Voluntarily Certified | HPWaterSAllPhase&gt;=17k&lt;65 | False | False |  |  |  |  | 17.6 | 12 | [6 empty] | 5.9 | 4.3 | 30100 | All Heating | 07/10/2023 |  | 11/13/2023
Enertech Global, LLC | Hydron Module | HVS030*3 |  | Voluntarily Certified | HPWaterSAllPhase&gt;=17k&lt;65 | False | False |  |  |  |  | 15.9 | 12 | [6 empty] | 5.4 | 4.3 | 28600 | All Heating | 07/10/2023 |  | 11/13/2023
Enertech Global, LLC | Hydron Module | HVS030*3***1 |  | Voluntarily Certified | HPWaterSAllPhase&gt;=17k&lt;65 | False | False |  |  |  |  | 17.6 | 12 | [6 empty] | 5.9 | 4.3 | 30100 | All Heating | 07/10/2023 |  | 11/13/2023
Enertech Global, LLC | Hydron Module | HVS030*4 |  | Voluntarily Certified | HPWaterSAllPhase&gt;=17k&lt;65 | False | False |  |  |  |  | 15.9 | 12 | [6 empty] | 5.4 | 4.3 | 28600 | All Heating | 07/10/2023 |  | 11/13/2023
Enertech Global, LLC | Hydron Module | HVS030*A |  | Voluntarily Certified | HPWaterSAllPhase&gt;=17k&lt;65 | False | False |  |  |  |  | 15.9 | 12 | [6 empty] | 5.4 | 4.3 | 28600 | All Heating | 07/10/2023 |  | 11/13/2023
Enertech Global, LLC | Hydron Module | HVS030*A***1 |  | Voluntarily Certified | HPWaterSAllPhase&gt;=17k&lt;65 | False | False |  |  |  |  | 17.6 | 12 | [6 empty] | 5.9 | 4.3 | 30100 | All Heating | 07/10/2023 |  | 11/13/2023
Enertech Global, LLC | Hydron Module | HVS036 |  | Voluntarily Certified | HPWaterSAllPhase&gt;=17k&lt;65 | False | False |  |  |  |  | 15.5 | 12 | [6 empty] | 5.2 | 4.3 | 36000 | All Heating | 07/10/2023 |  | 11/13/2023
Enertech Global, LLC | Hydron Module | HVS036*****1 |  | Voluntarily Certified | HPWaterSAllPhase&gt;=17k&lt;65 | False | False |  |  |  |  | 16.4 | 12 | [6 empty] | 5.4 | 4.3 | 37100 | All Heating | 07/10/2023 |  | 11/13/2023
Enertech Global, LLC | Hydron Module | HVS036*2 |  | Voluntarily Certified | HPWaterSAllPhase&gt;=17k&lt;65 | False | False |  |  |  |  | 15.5 | 12 | [6 empty] | 5.2 | 4.3 | 36000 | All Heating | 07/10/2023 |  | 11/13/2023
Enertech Global, LLC | Hydron Module | HVS036*2***1 |  | Voluntarily Certified | HPWaterSAllPhase&gt;=17k&lt;65 | False | False |  |  |  |  | 16.4 | 12 | [6 empty] | 5.4 | 4.3 | 37100 | All Heating | 07/10/2023 |  | 11/13/2023
Enertech Global, LLC | Hydron Module | HVS036*3 |  | Voluntarily Certified | HPWaterSAllPhase&gt;=17k&lt;65 | False | False |  |  |  |  | 15.5 | 12 | [6 empty] | 5.2 | 4.3 | 36000 | All Heating | 07/10/2023 |  | 11/13/2023
Enertech Global, LLC | Hydron Module | HVS036*3***1 |  | Voluntarily Certified | HPWaterSAllPhase&gt;=17k&lt;65 | False | False |  |  |  |  | 16.4 | 12 | [6 empty] | 5.4 | 4.3 | 37100 | All Heating | 07/10/2023 |  | 11/13/2023
Enertech Global, LLC | Hydron Module | HVS036*4 |  | Voluntarily Certified | HPWaterSAllPhase&gt;=17k&lt;65 | False | False |  |  |  |  | 15.5 | 12 | [6 empty] | 5.2 | 4.3 | 36000 | All Heating | 07/10/2023 |  | 11/13/2023
Enertech Global, LLC | Hydron Module | HVS036*A |  | Voluntarily Certified | HPWaterSAllPhase&gt;=17k&lt;65 | False | False |  |  |  |  | 15.5 | 12 | [6 empty] | 5.2 | 4.3 | 36000 | All Heating | 07/10/2023 |  | 11/13/2023
Enertech Global, LLC | Hydron Module | HVS036*A***1 |  | Voluntarily Certified | HPWaterSAllPhase&gt;=17k&lt;65 | False | False |  |  |  |  | 16.4 | 12 | [6 empty] | 5.4 | 4.3 | 37100 | All Heating | 07/10/2023 |  | 11/13/2023
Enertech Global, LLC | Hydron Module | HVS041 |  | Voluntarily Certified | HPWaterSAllPhase&gt;=17k&lt;65 | False | False |  |  |  |  | 14.8 | 12 | [6 empty] | 4.6 | 4.3 | 37100 | All Heating | 07/10/2023 |  | 11/13/2023
Enertech Global, LLC | Hydron Module | HVS041*****1 |  | Voluntarily Certified | HPWaterSAllPhase&gt;=17k&lt;65 | False | False |  |  |  |  | 15.4 | 12 | [6 empty] | 5.1 | 4.3 | 38300 | All Heating | 07/10/2023 |  | 11/13/2023
Enertech Global, LLC | Hydron Module | HVS041*2 |  | Voluntarily Certified | HPWaterSAllPhase&gt;=17k&lt;65 | False | False |  |  |  |  | 14.8 | 12 | [6 empty] | 4.6 | 4.3 | 37100 | All Heating | 07/10/2023 |  | 11/13/2023
Enertech Global, LLC | Hydron Module | HVS041*2***1 |  | Voluntarily Certified | HPWaterSAllPhase&gt;=17k&lt;65 | False | False |  |  |  |  | 15.4 | 12 | [6 empty] | 5.1 | 4.3 | 38300 | All Heating | 07/10/2023 |  | 11/13/2023
Enertech Global, LLC | Hydron Module | HVS041*3 |  | Voluntarily Certified | HPWaterSAllPhase&gt;=17k&lt;65 | False | False |  |  |  |  | 14.8 | 12 | [6 empty] | 4.6 | 4.3 | 37100 | All Heating | 07/10/2023 |  | 11/13/2023
Enertech Global, LLC | Hydron Module | HVS041*3***1 |  | Voluntarily Certified | HPWaterSAllPhase&gt;=17k&lt;65 | False | False |  |  |  |  | 15.4 | 12 | [6 empty] | 5.1 | 4.3 | 38300 | All Heating | 07/10/2023 |  | 11/13/2023
Enertech Global, LLC | Hydron Module | HVS041*4 |  | Voluntarily Certified | HPWaterSAllPhase&gt;=17k&lt;65 | False | False |  |  |  |  | 14.8 | 12 | [6 empty] | 4.6 | 4.3 | 37100 | All Heating | 07/10/2023 |  | 11/13/2023
Enertech Global, LLC | Hydron Module | HVS042 |  | Voluntarily Certified | HPWaterSAllPhase&gt;=17k&lt;65 | False | False |  |  |  |  | 16 | 12 | [6 empty] | 5.6 | 4.3 | 41800 | All Heating | 07/10/2023 |  | 11/13/2023
Enertech Global, LLC | Hydron Module | HVS042*****1 |  | Voluntarily Certified | HPWaterSAllPhase&gt;=17k&lt;65 | False | False |  |  |  |  | 18.3 | 12 | [6 empty] | 5.9 | 4.3 | 42900 | All Heating | 07/10/2023 |  | 11/13/2023
Enertech Global, LLC | Hydron Module | HVS042*2 |  | Voluntarily Certified | HPWaterSAllPhase&gt;=17k&lt;65 | False | False |  |  |  |  | 16 | 12 | [6 empty] | 5.6 | 4.3 | 41800 | All Heating | 07/10/2023 |  | 11/13/2023
Enertech Global, LLC | Hydron Module | HVS042*2***1 |  | Voluntarily Certified | HPWaterSAllPhase&gt;=17k&lt;65 | False | False |  |  |  |  | 18.3 | 12 | [6 empty] | 5.9 | 4.3 | 42900 | All Heating | 07/10/2023 |  | 11/13/2023
Enertech Global, LLC | Hydron Module | HVS042*3 |  | Voluntarily Certified | HPWaterSAllPhase&gt;=17k&lt;65 | False | False |  |  |  |  | 16 | 12 | [6 empty] | 5.6 | 4.3 | 41800 | All Heating | 07/10/2023 |  | 11/13/2023
Enertech Global, LLC | Hydron Module | HVS042*3***1 |  | Voluntarily Certified | HPWaterSAllPhase&gt;=17k&lt;65 | False | False |  |  |  |  | 18.3 | 12 | [6 empty] | 5.9 | 4.3 | 42900 | All Heating | 07/10/2023 |  | 11/13/2023
Enertech Global, LLC | Hydron Module | HVS042*4 |  | Voluntarily Certified | HPWaterSAllPhase&gt;=17k&lt;65 | False | False |  |  |  |  | 16 | 12 | [6 empty] | 5.6 | 4.3 | 41800 | All Heating | 07/10/2023 |  | 11/13/2023
Enertech Global, LLC | Hydron Module | HVS048 |  | Voluntarily Certified | HPWaterSAllPhase&gt;=17k&lt;65 | False | False |  |  |  |  | 15.2 | 12 | [6 empty] | 5 | 4.3 | 48500 | All Heating | 07/10/2023 |  | 11/13/2023
Enertech Global, LLC | Hydron Module | HVS048*****1 |  | Voluntarily Certified | HPWaterSAllPhase&gt;=17k&lt;65 | False | False |  |  |  |  | 17.3 | 12 | [6 empty] | 5.5 | 4.3 | 49900 | All Heating | 07/10/2023 |  | 11/13/2023
Enertech Global, LLC | Hydron Module | HVS048*2 |  | Voluntarily Certified | HPWaterSAllPhase&gt;=17k&lt;65 | False | False |  |  |  |  | 15.2 | 12 | [6 empty] | 5 | 4.3 | 48500 | All Heating | 07/10/2023 |  | 11/13/2023
Enertech Global, LLC | Hydron Module | HVS048*2***1 |  | Voluntarily Certified | HPWaterSAllPhase&gt;=17k&lt;65 | False | False |  |  |  |  | 17.3 | 12 | [6 empty] | 5.5 | 4.3 | 49900 | All Heating | 07/10/2023 |  | 11/13/2023
Enertech Global, LLC | Hydron Module | HVS048*3 |  | Voluntarily Certified | HPWaterSAllPhase&gt;=17k&lt;65 | False | False |  |  |  |  | 15.2 | 12 | [6 empty] | 5 | 4.3 | 48500 | All Heating | 07/10/2023 |  | 11/13/2023
Enertech Global, LLC | Hydron Module | HVS048*3***1 |  | Voluntarily Certified | HPWaterSAllPhase&gt;=17k&lt;65 | False | False |  |  |  |  | 17.3 | 12 | [6 empty] | 5.5 | 4.3 | 49900 | All Heating | 07/10/2023 |  | 11/13/2023
Enertech Global, LLC | Hydron Module | HVS048*4 |  | Voluntarily Certified | HPWaterSAllPhase&gt;=17k&lt;65 | False | False |  |  |  |  | 15.2 | 12 | [6 empty] | 5 | 4.3 | 48500 | All Heating | 07/10/2023 |  | 11/13/2023
Enertech Global, LLC | Hydron Module | HVS060 |  | Voluntarily Certified | HPWaterSAllPhase&gt;=17k&lt;65 | False | False |  |  |  |  | 14.8 | 12 | [6 empty] | 4.9 | 4.3 | 57700 | All Heating | 07/10/2023 |  | 11/13/2023
Enertech Global, LLC | Hydron Module | HVS060*****1 |  | Voluntarily Certified | HPWaterSAllPhase&gt;=17k&lt;65 | False | False |  |  |  |  | 15.8 | 12 | [6 empty] | 5.2 | 4.3 | 58800 | All Heating | 07/10/2023 |  | 11/13/2023
Enertech Global, LLC | Hydron Module | HVS060*2 |  | Voluntarily Certified | HPWaterSAllPhase&gt;=17k&lt;65 | False | False |  |  |  |  | 14.8 | 12 | [6 empty] | 4.9 | 4.3 | 57700 | All Heating | 07/10/2023 |  | 11/13/2023
Enertech Global, LLC | Hydron Module | HVS060*2***1 |  | Voluntarily Certified | HPWaterSAllPhase&gt;=17k&lt;65 | False | False |  |  |  |  | 15.8 | 12 | [6 empty] | 5.2 | 4.3 | 58800 | All Heating | 07/10/2023 |  | 11/13/2023
Enertech Global, LLC | Hydron Module | HVS060*3 |  | Voluntarily Certified | HPWaterSAllPhase&gt;=17k&lt;65 | False | False |  |  |  |  | 14.8 | 12 | [6 empty] | 4.9 | 4.3 | 57700 | All Heating | 07/10/2023 |  | 11/13/2023
Enertech Global, LLC | Hydron Module | HVS060*3***1 |  | Voluntarily Certified | HPWaterSAllPhase&gt;=17k&lt;65 | False | False |  |  |  |  | 15.8 | 12 | [6 empty] | 5.2 | 4.3 | 58800 | All Heating | 07/10/2023 |  | 11/13/2023
Enertech Global, LLC | Hydron Module | HVS060*4 |  | Voluntarily Certified | HPWaterSAllPhase&gt;=17k&lt;65 | False | False |  |  |  |  | 14.8 | 12 | [6 empty] | 4.9 | 4.3 | 57700 | All Heating | 07/10/2023 |  | 11/13/2023
Enertech Global, LLC | Hydron Module | HVS072 |  | Voluntarily Certified | HPWaterSAllPhase&gt;=65k&lt;13 | False | False |  |  |  |  | 13.2 | 12 | [6 empty] | 4.4 | 4.3 | 67100 | All Heating | 07/10/2023 |  | 11/13/2023
Enertech Global, LLC | Hydron Module | HVS072*****1 |  | Voluntarily Certified | HPWaterSAllPhase&gt;=65k&lt;13 | False | False |  |  |  |  | 13.6 | 12 | [6 empty] | 4.6 | 4.3 | 68000 | All Heating | 07/10/2023 |  | 11/13/2023
Enertech Global, LLC | Hydron Module | HVS072*2 |  | Voluntarily Certified | HPWaterSAllPhase&gt;=65k&lt;13 | False | False |  |  |  |  | 13.2 | 12 | [6 empty] | 4.4 | 4.3 | 67100 | All Heating | 07/10/2023 |  | 11/13/2023
Enertech Global, LLC | Hydron Module | HVS072*2***1 |  | Voluntarily Certified | HPWaterSAllPhase&gt;=65k&lt;13 | False | False |  |  |  |  | 13.6 | 12 | [6 empty] | 4.6 | 4.3 | 68000 | All Heating | 07/10/2023 |  | 11/13/2023
Enertech Global, LLC | Hydron Module | HVS072*3 |  | Voluntarily Certified | HPWaterSAllPhase&gt;=65k&lt;13 | False | False |  |  |  |  | 13.2 | 12 | [6 empty] | 4.4 | 4.3 | 67100 | All Heating | 07/10/2023 |  | 11/13/2023
Enertech Global, LLC | Hydron Module | HVS072*3***1 |  | Voluntarily Certified | HPWaterSAllPhase&gt;=65k&lt;13 | False | False |  |  |  |  | 13.6 | 12 | [6 empty] | 4.6 | 4.3 | 68000 | All Heating | 07/10/2023 |  | 11/13/2023
Enertech Global, LLC | Hydron Module | HVS072*4 |  | Voluntarily Certified | HPWaterSAllPhase&gt;=65k&lt;13 | False | False |  |  |  |  | 13.2 | 12 | [6 empty] | 4.4 | 4.3 | 67100 | All Heating | 07/10/2023 |  | 11/13/2023
Enertech Global, LLC | Hydron Module | HVT024 |  | Voluntarily Certified | HPWaterSAllPhase&gt;=17k&lt;65 | False | False |  |  |  |  | 16.1 | 12 | [6 empty] | 5.2 | 4.3 | 24600 | All Heating | 07/10/2023 |  | 11/13/2023
Enertech Global, LLC | Hydron Module | HVT024*2 |  | Voluntarily Certified | HPWaterSAllPhase&gt;=17k&lt;65 | False | False |  |  |  |  | 16.1 | 12 | [6 empty] | 5.2 | 4.3 | 24600 | All Heating | 07/10/2023 |  | 11/13/2023
Enertech Global, LLC | Hydron Module | HVT024*3 |  | Voluntarily Certified | HPWaterSAllPhase&gt;=17k&lt;65 | False | False |  |  |  |  | 16.1 | 12 | [6 empty] | 5.2 | 4.3 | 24600 | All Heating | 07/10/2023 |  | 11/13/2023
Enertech Global, LLC | Hydron Module | HVT024*A |  | Voluntarily Certified | HPWaterSAllPhase&gt;=17k&lt;65 | False | False |  |  |  |  | 16.1 | 12 | [6 empty] | 5.2 | 4.3 | 24600 | All Heating | 07/10/2023 |  | 11/13/2023
Enertech Global, LLC | Hydron Module | HVT030*****1 |  | Voluntarily Certified | HPWaterSAllPhase&gt;=17k&lt;65 | False | False |  |  |  |  | 15.9 | 12 | [6 empty] | 5.1 | 4.3 | 30700 | All Heating | 07/10/2023 |  | 11/13/2023
Enertech Global, LLC | Hydron Module | HVT030*2***1 |  | Voluntarily Certified | HPWaterSAllPhase&gt;=17k&lt;65 | False | False |  |  |  |  | 15.9 | 12 | [6 empty] | 5.1 | 4.3 | 30700 | All Heating | 07/10/2023 |  | 11/13/2023
Enertech Global, LLC | Hydron Module | HVT030*3***1 |  | Voluntarily Certified | HPWaterSAllPhase&gt;=17k&lt;65 | False | False |  |  |  |  | 15.9 | 12 | [6 empty] | 5.1 | 4.3 | 30700 | All Heating | 07/10/2023 |  | 11/13/2023
Enertech Global, LLC | Hydron Module | HVT030*A***1 |  | Voluntarily Certified | HPWaterSAllPhase&gt;=17k&lt;65 | False | False |  |  |  |  | 15.9 | 12 | [6 empty] | 5.1 | 4.3 | 30700 | All Heating | 07/10/2023 |  | 11/13/2023
Enertech Global, LLC | Hydron Module | HVT036 |  | Voluntarily Certified | HPWaterSAllPhase&gt;=17k&lt;65 | False | False |  |  |  |  | 15.4 | 12 | [6 empty] | 5.1 | 4.3 | 35800 | All Heating | 07/10/2023 |  | 11/13/2023
Enertech Global, LLC | Hydron Module | HVT036*2 |  | Voluntarily Certified | HPWaterSAllPhase&gt;=17k&lt;65 | False | False |  |  |  |  | 15.4 | 12 | [6 empty] | 5.1 | 4.3 | 35800 | All Heating | 07/10/2023 |  | 11/13/2023
Enertech Global, LLC | Hydron Module | HVT036*3 |  | Voluntarily Certified | HPWaterSAllPhase&gt;=17k&lt;65 | False | False |  |  |  |  | 15.4 | 12 | [6 empty] | 5.1 | 4.3 | 35800 | All Heating | 07/10/2023 |  | 11/13/2023
Enertech Global, LLC | Hydron Module | HVT036*A |  | Voluntarily Certified | HPWaterSAllPhase&gt;=17k&lt;65 | False | False |  |  |  |  | 15.4 | 12 | [6 empty] | 5.1 | 4.3 | 35800 | All Heating | 07/10/2023 |  | 11/13/2023
Enertech Global, LLC | Hydron Module | HVT042*****1 |  | Voluntarily Certified | HPWaterSAllPhase&gt;=17k&lt;65 | False | False |  |  |  |  | 16 | 12 | [6 empty] | 5.2 | 4.3 | 44000 | All Heating | 07/10/2023 |  | 11/13/2023
Enertech Global, LLC | Hydron Module | HVT042*2***1 |  | Voluntarily Certified | HPWaterSAllPhase&gt;=17k&lt;65 | False | False |  |  |  |  | 16 | 12 | [6 empty] | 5.2 | 4.3 | 44000 | All Heating | 07/10/2023 |  | 11/13/2023
Enertech Global, LLC | Hydron Module | HVT042*3***1 |  | Voluntarily Certified | HPWaterSAllPhase&gt;=17k&lt;65 | False | False |  |  |  |  | 16 | 12 | [6 empty] | 5.2 | 4.3 | 44000 | All Heating | 07/10/2023 |  | 11/13/2023
Enertech Global, LLC | Hydron Module | HVT048 |  | Voluntarily Certified | HPWaterSAllPhase&gt;=17k&lt;65 | False | False |  |  |  |  | 16.2 | 12 | [6 empty] | 5.3 | 4.3 | 49300 | All Heating | 07/10/2023 |  | 11/13/2023
Enertech Global, LLC | Hydron Module | HVT048*2 |  | Voluntarily Certified | HPWaterSAllPhase&gt;=17k&lt;65 | False | False |  |  |  |  | 16.2 | 12 | [6 empty] | 5.3 | 4.3 | 49300 | All Heating | 07/10/2023 |  | 11/13/2023
Enertech Global, LLC | Hydron Module | HVT048*3 |  | Voluntarily Certified | HPWaterSAllPhase&gt;=17k&lt;65 | False | False |  |  |  |  | 16.2 | 12 | [6 empty] | 5.3 | 4.3 | 49300 | All Heating | 07/10/2023 |  | 11/13/2023
Enertech Global, LLC | Hydron Module | HVT048*A |  | Voluntarily Certified | HPWaterSAllPhase&gt;=17k&lt;65 | False | False |  |  |  |  | 16.2 | 12 | [6 empty] | 5.3 | 4.3 | 49300 | All Heating | 07/10/2023 |  | 11/13/2023
Enertech Global, LLC | Hydron Module | HVT060 |  | Voluntarily Certified | HPWaterSAllPhase&gt;=17k&lt;65 | False | False |  |  |  |  | 15.4 | 12 | [6 empty] | 5.1 | 4.3 | 58600 | All Heating | 07/10/2023 |  | 11/13/2023
Enertech Global, LLC | Hydron Module | HVT060*2 |  | Voluntarily Certified | HPWaterSAllPhase&gt;=17k&lt;65 | False | False |  |  |  |  | 15.4 | 12 | [6 empty] | 5.1 | 4.3 | 58600 | All Heating | 07/10/2023 |  | 11/13/2023
Enertech Global, LLC | Hydron Module | HVT060*3 |  | Voluntarily Certified | HPWaterSAllPhase&gt;=17k&lt;65 | False | False |  |  |  |  | 15.4 | 12 | [6 empty] | 5.1 | 4.3 | 58600 | All Heating | 07/10/2023 |  | 11/13/2023
Enertech Global, LLC | Hydron Module | HVT060*A |  | Voluntarily Certified | HPWaterSAllPhase&gt;=17k&lt;65 | False | False |  |  |  |  | 14.9 | 12 | [6 empty] | 4.9 | 4.3 | 58600 | All Heating | 07/10/2023 |  | 11/13/2023
Enertech Global, LLC | Hydron Module | HVT072 |  | Voluntarily Certified | HPWaterSAllPhase&gt;=65k&lt;13 | False | False |  |  |  |  | 13.8 | 12 | [6 empty] | 4.6 | 4.3 | 66200 | All Heating | 07/10/2023 |  | 11/13/2023
Enertech Global, LLC | Hydron Module | HVT072*2 |  | Voluntarily Certified | HPWaterSAllPhase&gt;=65k&lt;13 | False | False |  |  |  |  | 13.8 | 12 | [6 empty] | 4.6 | 4.3 | 66200 | All Heating | 07/10/2023 |  | 11/13/2023
Enertech Global, LLC | Hydron Module | HVT072*3 |  | Voluntarily Certified | HPWaterSAllPhase&gt;=65k&lt;13 | False | False |  |  |  |  | 13.8 | 12 | [6 empty] | 4.6 | 4.3 | 66200 | All Heating | 07/10/2023 |  | 11/13/2023
Enertech Global, LLC | Hydron Module | HZS006 |  | Voluntarily Certified | HPWaterSAllPhase&lt;17kAllHeat | False | False |  |  |  |  | 14.6 | 11.2 | [6 empty] | 5.2 | 4.3 | 6500 | All Heating | 07/10/2023 |  | 11/13/2023
Enertech Global, LLC | Hydron Module | HZS006*9 |  | Voluntarily Certified | HPWaterSAllPhase&lt;17kAllHeat | False | False |  |  |  |  | 13.9 | 11.2 | [6 empty] | 4.9 | 4.3 | 6200 | All Heating | 07/10/2023 |  | 11/13/2023
Enertech Global, LLC | Hydron Module | HZS006*A |  | Voluntarily Certified | HPWaterSAllPhase&lt;17kAllHeat | False | False |  |  |  |  | 13.9 | 11.2 | [6 empty] | 4.9 | 4.3 | 6200 | All Heating | 07/10/2023 |  | 11/13/2023
Enertech Global, LLC | Hydron Module | HZS009 |  | Voluntarily Certified | HPWaterSAllPhase&lt;17kAllHeat | False | False |  |  |  |  | 14.3 | 11.2 | [6 empty] | 4.9 | 4.3 | 9200 | All Heating | 07/10/2023 |  | 11/13/2023
Enertech Global, LLC | Hydron Module | HZS009*9 |  | Voluntarily Certified | HPWaterSAllPhase&lt;17kAllHeat | False | False |  |  |  |  | 13.6 | 11.2 | [6 empty] | 4.7 | 4.3 | 8700 | All Heating | 07/10/2023 |  | 11/13/2023
Enertech Global, LLC | Hydron Module | HZS009*A |  | Voluntarily Certified | HPWaterSAllPhase&lt;17kAllHeat | False | False |  |  |  |  | 13.6 | 11.2 | [6 empty] | 4.7 | 4.3 | 8700 | All Heating | 07/10/2023 |  | 11/13/2023
Enertech Global, LLC | Hydron Module | HZS012 |  | Voluntarily Certified | HPWaterSAllPhase&lt;17kAllHeat | False | False |  |  |  |  | 12.5 | 11.2 | [6 empty] | 4.3 | 4.3 | 11000 | All Heating | 07/10/2023 |  | 11/13/2023
Enertech Global, LLC | Hydron Module | HZS012*9 |  | Voluntarily Certified | HPWaterSAllPhase&lt;17kAllHeat | False | False |  |  |  |  | 12.5 | 11.2 | [6 empty] | 4.3 | 4.3 | 11000 | All Heating | 07/10/2023 |  | 11/13/2023
Enertech Global, LLC | Hydron Module | HZS012*A |  | Voluntarily Certified | HPWaterSAllPhase&lt;17kAllHeat | False | False |  |  |  |  | 12.5 | 11.2 | [6 empty] | 4.3 | 4.3 | 11000 | All Heating | 07/10/2023 |  | 11/13/2023
Enertech Global, LLC | Hydron Module | HZS015 |  | Voluntarily Certified | HPWaterSAllPhase&lt;17kAllHeat | False | False |  |  |  |  | 14.7 | 11.2 | [6 empty] | 5.6 | 4.3 | 14000 | All Heating | 07/10/2023 |  | 11/13/2023
Enertech Global, LLC | Hydron Module | HZS015******B |  | Voluntarily Certified | HPWaterSAllPhase&lt;17kAllHeat | False | False |  |  |  |  | 16.3 | 11.2 | [6 empty] | 5.4 | 4.3 | 14600 | All Heating | 07/10/2023 |  | 11/13/2023
Enertech Global, LLC | Hydron Module | HZS015*****1 |  | Voluntarily Certified | HPWaterSAllPhase&lt;17kAllHeat | False | False |  |  |  |  | 14.7 | 11.2 | [6 empty] | 5.7 | 4.3 | 13500 | All Heating | 07/10/2023 |  | 11/13/2023
Enertech Global, LLC | Hydron Module | HZS015*****1B |  | Voluntarily Certified | HPWaterSAllPhase&lt;17kAllHeat | False | False |  |  |  |  | 17.3 | 11.2 | [6 empty] | 5.5 | 4.3 | 14600 | All Heating | 07/10/2023 |  | 11/13/2023
Enertech Global, LLC | Hydron Module | HZS015*A |  | Voluntarily Certified | HPWaterSAllPhase&lt;17kAllHeat | False | False |  |  |  |  | 14.7 | 11.2 | [6 empty] | 5.6 | 4.3 | 14000 | All Heating | 07/10/2023 |  | 11/13/2023
Enertech Global, LLC | Hydron Module | HZS015*A****B |  | Voluntarily Certified | HPWaterSAllPhase&lt;17kAllHeat | False | False |  |  |  |  | 16.3 | 11.2 | [6 empty] | 5.4 | 4.3 | 14600 | All Heating | 07/10/2023 |  | 11/13/2023
Enertech Global, LLC | Hydron Module | HZS015*A***1 |  | Voluntarily Certified | HPWaterSAllPhase&lt;17kAllHeat | False | False |  |  |  |  | 14.7 | 11.2 | [6 empty] | 5.7 | 4.3 | 13500 | All Heating | 07/10/2023 |  | 11/13/2023
Enertech Global, LLC | Hydron Module | HZS015*A***1B |  | Voluntarily Certified | HPWaterSAllPhase&lt;17kAllHeat | False | False |  |  |  |  | 17.3 | 11.2 | [6 empty] | 5.5 | 4.3 | 14600 | All Heating | 07/10/2023 |  | 11/13/2023
Enertech Global, LLC | Hydron Module | HZS017 |  | Voluntarily Certified | HPWaterSAllPhase&lt;17kAllHeat | False | False |  |  |  |  | 14.7 | 11.2 | [6 empty] | 5.3 | 4.3 | 16900 | All Heating | 07/10/2023 |  | 11/13/2023
Enertech Global, LLC | Hydron Module | HZS017******B |  | Voluntarily Certified | HPWaterSAllPhase&gt;=17k&lt;65 | False | False |  |  |  |  | 15.8 | 12 | [6 empty] | 5.3 | 4.3 | 17000 | All Heating | 07/10/2023 |  | 11/13/2023
Enertech Global, LLC | Hydron Module | HZS017*****1 |  | Voluntarily Certified | HPWaterSAllPhase&gt;=17k&lt;65 | False | False |  |  |  |  | 15.6 | 12 | [6 empty] | 5.5 | 4.3 | 17000 | All Heating | 07/10/2023 |  | 11/13/2023
Enertech Global, LLC | Hydron Module | HZS017*****1B |  | Voluntarily Certified | HPWaterSAllPhase&gt;=17k&lt;65 | False | False |  |  |  |  | 17.4 | 12 | [6 empty] | 5.6 | 4.3 | 17300 | All Heating | 07/10/2023 |  | 11/13/2023
Enertech Global, LLC | Hydron Module | HZS017*A |  | Voluntarily Certified | HPWaterSAllPhase&lt;17kAllHeat | False | False |  |  |  |  | 14.7 | 11.2 | [6 empty] | 5.3 | 4.3 | 16900 | All Heating | 07/10/2023 |  | 11/13/2023
Enertech Global, LLC | Hydron Module | HZS017*A****B |  | Voluntarily Certified | HPWaterSAllPhase&gt;=17k&lt;65 | False | False |  |  |  |  | 15.8 | 12 | [6 empty] | 5.3 | 4.3 | 17000 | All Heating | 07/10/2023 |  | 11/13/2023
Enertech Global, LLC | Hydron Module | HZS017*A***1 |  | Voluntarily Certified | HPWaterSAllPhase&gt;=17k&lt;65 | False | False |  |  |  |  | 15.6 | 12 | [6 empty] | 5.5 | 4.3 | 17000 | All Heating | 07/10/2023 |  | 11/13/2023
Enertech Global, LLC | Hydron Module | HZS017*A***1B |  | Voluntarily Certified | HPWaterSAllPhase&gt;=17k&lt;65 | False | False |  |  |  |  | 17.4 | 12 | [6 empty] | 5.6 | 4.3 | 17300 | All Heating | 07/10/2023 |  | 11/13/2023
Enertech Global, LLC | Hydron Module | HZS018 |  | Voluntarily Certified | HPWaterSAllPhase&gt;=17k&lt;65 | False | False |  |  |  |  | 13.2 | 12 | [6 empty] | 4.8 | 4.3 | 18500 | All Heating | 07/10/2023 |  | 11/13/2023
Enertech Global, LLC | Hydron Module | HZS018******B |  | Voluntarily Certified | HPWaterSAllPhase&gt;=17k&lt;65 | False | False |  |  |  |  | 15.3 | 12 | [6 empty] | 5 | 4.3 | 19400 | All Heating | 07/10/2023 |  | 11/13/2023
Enertech Global, LLC | Hydron Module | HZS018*****1 |  | Voluntarily Certified | HPWaterSAllPhase&gt;=17k&lt;65 | False | False |  |  |  |  | 15.4 | 12 | [6 empty] | 5.5 | 4.3 | 19100 | All Heating | 07/10/2023 |  | 11/13/2023
Enertech Global, LLC | Hydron Module | HZS018*****1B |  | Voluntarily Certified | HPWaterSAllPhase&gt;=17k&lt;65 | False | False |  |  |  |  | 17.3 | 12 | [6 empty] | 5.4 | 4.3 | 19900 | All Heating | 07/10/2023 |  | 11/13/2023
Enertech Global, LLC | Hydron Module | HZS018*A |  | Voluntarily Certified | HPWaterSAllPhase&gt;=17k&lt;65 | False | False |  |  |  |  | 13.2 | 12 | [6 empty] | 4.8 | 4.3 | 18500 | All Heating | 07/10/2023 |  | 11/13/2023
Enertech Global, LLC | Hydron Module | HZS018*A****B |  | Voluntarily Certified | HPWaterSAllPhase&gt;=17k&lt;65 | False | False |  |  |  |  | 15.3 | 12 | [6 empty] | 5 | 4.3 | 19400 | All Heating | 07/10/2023 |  | 11/13/2023
Enertech Global, LLC | Hydron Module | HZS018*A***1 |  | Voluntarily Certified | HPWaterSAllPhase&gt;=17k&lt;65 | False | False |  |  |  |  | 15.4 | 12 | [6 empty] | 5.5 | 4.3 | 19100 | All Heating | 07/10/2023 |  | 11/13/2023
Enertech Global, LLC | Hydron Module | HZS018*A***1B |  | Voluntarily Certified | HPWaterSAllPhase&gt;=17k&lt;65 | False | False |  |  |  |  | 17.3 | 12 | [6 empty] | 5.4 | 4.3 | 19900 | All Heating | 07/10/2023 |  | 11/13/2023
Enertech Global, LLC | Hydron Module | HZS024 |  | Voluntarily Certified | HPWaterSAllPhase&gt;=17k&lt;65 | False | False |  |  |  |  | 14.9 | 12 | [6 empty] | 4.9 | 4.3 | 24600 | All Heating | 07/10/2023 |  | 11/13/2023
Enertech Global, LLC | Hydron Module | HZS024******B |  | Voluntarily Certified | HPWaterSAllPhase&gt;=17k&lt;65 | False | False |  |  |  |  | 15.8 | 12 | [6 empty] | 5 | 4.3 | 24100 | All Heating | 07/10/2023 |  | 11/13/2023
Enertech Global, LLC | Hydron Module | HZS024*****1 |  | Voluntarily Certified | HPWaterSAllPhase&gt;=17k&lt;65 | False | False |  |  |  |  | 16.9 | 12 | [6 empty] | 5.5 | 4.3 | 25300 | All Heating | 07/10/2023 |  | 11/13/2023
Enertech Global, LLC | Hydron Module | HZS024*****1B |  | Voluntarily Certified | HPWaterSAllPhase&gt;=17k&lt;65 | False | False |  |  |  |  | 17.9 | 12 | [6 empty] | 5.6 | 4.3 | 25000 | All Heating | 07/10/2023 |  | 11/13/2023
Enertech Global, LLC | Hydron Module | HZS024*2 |  | Voluntarily Certified | HPWaterSAllPhase&gt;=17k&lt;65 | False | False |  |  |  |  | 14.9 | 12 | [6 empty] | 4.9 | 4.3 | 24600 | All Heating | 07/10/2023 |  | 11/13/2023
Enertech Global, LLC | Hydron Module | HZS024*2****B |  | Voluntarily Certified | HPWaterSAllPhase&gt;=17k&lt;65 | False | False |  |  |  |  | 15.8 | 12 | [6 empty] | 5 | 4.3 | 24100 | All Heating | 07/10/2023 |  | 11/13/2023
Enertech Global, LLC | Hydron Module | HZS024*2***1 |  | Voluntarily Certified | HPWaterSAllPhase&gt;=17k&lt;65 | False | False |  |  |  |  | 16.9 | 12 | [6 empty] | 5.5 | 4.3 | 25300 | All Heating | 07/10/2023 |  | 11/13/2023
Enertech Global, LLC | Hydron Module | HZS024*2***1B |  | Voluntarily Certified | HPWaterSAllPhase&gt;=17k&lt;65 | False | False |  |  |  |  | 17.9 | 12 | [6 empty] | 5.6 | 4.3 | 25000 | All Heating | 07/10/2023 |  | 11/13/2023
Enertech Global, LLC | Hydron Module | HZS024*3 |  | Voluntarily Certified | HPWaterSAllPhase&gt;=17k&lt;65 | False | False |  |  |  |  | 14.9 | 12 | [6 empty] | 4.9 | 4.3 | 24600 | All Heating | 07/10/2023 |  | 11/13/2023
Enertech Global, LLC | Hydron Module | HZS024*3****B |  | Voluntarily Certified | HPWaterSAllPhase&gt;=17k&lt;65 | False | False |  |  |  |  | 15.8 | 12 | [6 empty] | 5 | 4.3 | 24100 | All Heating | 07/10/2023 |  | 11/13/2023
Enertech Global, LLC | Hydron Module | HZS024*3***1 |  | Voluntarily Certified | HPWaterSAllPhase&gt;=17k&lt;65 | False | False |  |  |  |  | 16.9 | 12 | [6 empty] | 5.5 | 4.3 | 25300 | All Heating | 07/10/2023 |  | 11/13/2023
Enertech Global, LLC | Hydron Module | HZS024*3***1B |  | Voluntarily Certified | HPWaterSAllPhase&gt;=17k&lt;65 | False | False |  |  |  |  | 17.9 | 12 | [6 empty] | 5.6 | 4.3 | 25000 | All Heating | 07/10/2023 |  | 11/13/2023
Enertech Global, LLC | Hydron Module | HZS024*4 |  | Voluntarily Certified | HPWaterSAllPhase&gt;=17k&lt;65 | False | False |  |  |  |  | 14.9 | 12 | [6 empty] | 4.9 | 4.3 | 24600 | All Heating | 07/10/2023 |  | 11/13/2023
Enertech Global, LLC | Hydron Module | HZS024*4****B |  | Voluntarily Certified | HPWaterSAllPhase&gt;=17k&lt;65 | False | False |  |  |  |  | 15.8 | 12 | [6 empty] | 5 | 4.3 | 24100 | All Heating | 07/10/2023 |  | 11/13/2023
Enertech Global, LLC | Hydron Module | HZS024*A |  | Voluntarily Certified | HPWaterSAllPhase&gt;=17k&lt;65 | False | False |  |  |  |  | 14.9 | 12 | [6 empty] | 4.9 | 4.3 | 24600 | All Heating | 07/10/2023 |  | 11/13/2023
Enertech Global, LLC | Hydron Module | HZS024*A****B |  | Voluntarily Certified | HPWaterSAllPhase&gt;=17k&lt;65 | False | False |  |  |  |  | 15.8 | 12 | [6 empty] | 5 | 4.3 | 24100 | All Heating | 07/10/2023 |  | 11/13/2023
Enertech Global, LLC | Hydron Module | HZS024*A***1 |  | Voluntarily Certified | HPWaterSAllPhase&gt;=17k&lt;65 | False | False |  |  |  |  | 16.9 | 12 | [6 empty] | 5.5 | 4.3 | 25300 | All Heating | 07/10/2023 |  | 11/13/2023
Enertech Global, LLC | Hydron Module | HZS024*A***1B |  | Voluntarily Certified | HPWaterSAllPhase&gt;=17k&lt;65 | False | False |  |  |  |  | 17.9 | 12 | [6 empty] | 5.6 | 4.3 | 25000 | All Heating | 07/10/2023 |  | 11/13/2023
Enertech Global, LLC | Hydron Module | HZS030 |  | Voluntarily Certified | HPWaterSAllPhase&gt;=17k&lt;65 | False | False |  |  |  |  | 15.3 | 12 | [6 empty] | 5.3 | 4.3 | 28400 | All Heating | 07/10/2023 |  | 11/13/2023
Enertech Global, LLC | Hydron Module | HZS030******B |  | Voluntarily Certified | HPWaterSAllPhase&gt;=17k&lt;65 | False | False |  |  |  |  | 16.2 | 12 | [6 empty] | 5.3 | 4.3 | 29000 | All Heating | 07/10/2023 |  | 11/13/2023
Enertech Global, LLC | Hydron Module | HZS030*****1 |  | Voluntarily Certified | HPWaterSAllPhase&gt;=17k&lt;65 | False | False |  |  |  |  | 16.2 | 12 | [6 empty] | 5.5 | 4.3 | 27800 | All Heating | 07/10/2023 |  | 11/13/2023
Enertech Global, LLC | Hydron Module | HZS030*****1B |  | Voluntarily Certified | HPWaterSAllPhase&gt;=17k&lt;65 | False | False |  |  |  |  | 17.5 | 12 | [6 empty] | 5.7 | 4.3 | 29500 | All Heating | 07/10/2023 |  | 11/13/2023
Enertech Global, LLC | Hydron Module | HZS030*2 |  | Voluntarily Certified | HPWaterSAllPhase&gt;=17k&lt;65 | False | False |  |  |  |  | 15.3 | 12 | [6 empty] | 5.3 | 4.3 | 28400 | All Heating | 07/10/2023 |  | 11/13/2023
Enertech Global, LLC | Hydron Module | HZS030*2****B |  | Voluntarily Certified | HPWaterSAllPhase&gt;=17k&lt;65 | False | False |  |  |  |  | 16.2 | 12 | [6 empty] | 5.3 | 4.3 | 29000 | All Heating | 07/10/2023 |  | 11/13/2023
Enertech Global, LLC | Hydron Module | HZS030*2***1 |  | Voluntarily Certified | HPWaterSAllPhase&gt;=17k&lt;65 | False | False |  |  |  |  | 16.2 | 12 | [6 empty] | 5.5 | 4.3 | 27800 | All Heating | 07/10/2023 |  | 11/13/2023
Enertech Global, LLC | Hydron Module | HZS030*2***1B |  | Voluntarily Certified | HPWaterSAllPhase&gt;=17k&lt;65 | False | False |  |  |  |  | 17.5 | 12 | [6 empty] | 5.7 | 4.3 | 29500 | All Heating | 07/10/2023 |  | 11/13/2023
Enertech Global, LLC | Hydron Module | HZS030*3 |  | Voluntarily Certified | HPWaterSAllPhase&gt;=17k&lt;65 | False | False |  |  |  |  | 15.3 | 12 | [6 empty] | 5.3 | 4.3 | 28400 | All Heating | 07/10/2023 |  | 11/13/2023
Enertech Global, LLC | Hydron Module | HZS030*3****B |  | Voluntarily Certified | HPWaterSAllPhase&gt;=17k&lt;65 | False | False |  |  |  |  | 16.2 | 12 | [6 empty] | 5.3 | 4.3 | 29000 | All Heating | 07/10/2023 |  | 11/13/2023
Enertech Global, LLC | Hydron Module | HZS030*3***1 |  | Voluntarily Certified | HPWaterSAllPhase&gt;=17k&lt;65 | False | False |  |  |  |  | 16.2 | 12 | [6 empty] | 5.5 | 4.3 | 27800 | All Heating | 07/10/2023 |  | 11/13/2023
Enertech Global, LLC | Hydron Module | HZS030*3***1B |  | Voluntarily Certified | HPWaterSAllPhase&gt;=17k&lt;65 | False | False |  |  |  |  | 17.5 | 12 | [6 empty] | 5.7 | 4.3 | 29500 | All Heating | 07/10/2023 |  | 11/13/2023
Enertech Global, LLC | Hydron Module | HZS030*4 |  | Voluntarily Certified | HPWaterSAllPhase&gt;=17k&lt;65 | False | False |  |  |  |  | 15.3 | 12 | [6 empty] | 5.3 | 4.3 | 28400 | All Heating | 07/10/2023 |  | 11/13/2023
Enertech Global, LLC | Hydron Module | HZS030*4****B |  | Voluntarily Certified | HPWaterSAllPhase&gt;=17k&lt;65 | False | False |  |  |  |  | 16.2 | 12 | [6 empty] | 5.3 | 4.3 | 29000 | All Heating | 07/10/2023 |  | 11/13/2023
Enertech Global, LLC | Hydron Module | HZS030*A |  | Voluntarily Certified | HPWaterSAllPhase&gt;=17k&lt;65 | False | False |  |  |  |  | 15.3 | 12 | [6 empty] | 5.3 | 4.3 | 28400 | All Heating | 07/10/2023 |  | 11/13/2023
Enertech Global, LLC | Hydron Module | HZS030*A****B |  | Voluntarily Certified | HPWaterSAllPhase&gt;=17k&lt;65 | False | False |  |  |  |  | 16.2 | 12 | [6 empty] | 5.3 | 4.3 | 29000 | All Heating | 07/10/2023 |  | 11/13/2023
Enertech Global, LLC | Hydron Module | HZS030*A***1 |  | Voluntarily Certified | HPWaterSAllPhase&gt;=17k&lt;65 | False | False |  |  |  |  | 16.2 | 12 | [6 empty] | 5.5 | 4.3 | 27800 | All Heating | 07/10/2023 |  | 11/13/2023
Enertech Global, LLC | Hydron Module | HZS030*A***1B |  | Voluntarily Certified | HPWaterSAllPhase&gt;=17k&lt;65 | False | False |  |  |  |  | 17.5 | 12 | [6 empty] | 5.7 | 4.3 | 29500 | All Heating | 07/10/2023 |  | 11/13/2023
Enertech Global, LLC | Hydron Module | HZS036 |  | Voluntarily Certified | HPWaterSAllPhase&gt;=17k&lt;65 | False | False |  |  |  |  | 15.4 | 12 | [6 empty] | 4.9 | 4.3 | 35100 | All Heating | 07/10/2023 |  | 11/13/2023
Enertech Global, LLC | Hydron Module | HZS036******B |  | Voluntarily Certified | HPWaterSAllPhase&gt;=17k&lt;65 | False | False |  |  |  |  | 15.6 | 12 | [6 empty] | 4.9 | 4.3 | 35900 | All Heating | 07/10/2023 |  | 11/13/2023
Enertech Global, LLC | Hydron Module | HZS036*****1 |  | Voluntarily Certified | HPWaterSAllPhase&gt;=17k&lt;65 | False | False |  |  |  |  | 16 | 12 | [6 empty] | 5.1 | 4.3 | 35300 | All Heating | 07/10/2023 |  | 11/13/2023
Enertech Global, LLC | Hydron Module | HZS036*****1B |  | Voluntarily Certified | HPWaterSAllPhase&gt;=17k&lt;65 | False | False |  |  |  |  | 16.8 | 12 | [6 empty] | 5.3 | 4.3 | 36800 | All Heating | 07/10/2023 |  | 11/13/2023
Enertech Global, LLC | Hydron Module | HZS036*2 |  | Voluntarily Certified | HPWaterSAllPhase&gt;=17k&lt;65 | False | False |  |  |  |  | 15.4 | 12 | [6 empty] | 4.9 | 4.3 | 35100 | All Heating | 07/10/2023 |  | 11/13/2023
Enertech Global, LLC | Hydron Module | HZS036*2****B |  | Voluntarily Certified | HPWaterSAllPhase&gt;=17k&lt;65 | False | False |  |  |  |  | 15.6 | 12 | [6 empty] | 4.9 | 4.3 | 35900 | All Heating | 07/10/2023 |  | 11/13/2023
Enertech Global, LLC | Hydron Module | HZS036*2***1 |  | Voluntarily Certified | HPWaterSAllPhase&gt;=17k&lt;65 | False | False |  |  |  |  | 16 | 12 | [6 empty] | 5.1 | 4.3 | 35300 | All Heating | 07/10/2023 |  | 11/13/2023
Enertech Global, LLC | Hydron Module | HZS036*2***1B |  | Voluntarily Certified | HPWaterSAllPhase&gt;=17k&lt;65 | False | False |  |  |  |  | 16.8 | 12 | [6 empty] | 5.3 | 4.3 | 36800 | All Heating | 07/10/2023 |  | 11/13/2023
Enertech Global, LLC | Hydron Module | HZS036*3 |  | Voluntarily Certified | HPWaterSAllPhase&gt;=17k&lt;65 | False | False |  |  |  |  | 15.4 | 12 | [6 empty] | 4.9 | 4.3 | 35100 | All Heating | 07/10/2023 |  | 11/13/2023
Enertech Global, LLC | Hydron Module | HZS036*3****B |  | Voluntarily Certified | HPWaterSAllPhase&gt;=17k&lt;65 | False | False |  |  |  |  | 15.6 | 12 | [6 empty] | 4.9 | 4.3 | 35900 | All Heating | 07/10/2023 |  | 11/13/2023
Enertech Global, LLC | Hydron Module | HZS036*3***1 |  | Voluntarily Certified | HPWaterSAllPhase&gt;=17k&lt;65 | False | False |  |  |  |  | 16 | 12 | [6 empty] | 5.1 | 4.3 | 35300 | All Heating | 07/10/2023 |  | 11/13/2023
Enertech Global, LLC | Hydron Module | HZS036*3***1B |  | Voluntarily Certified | HPWaterSAllPhase&gt;=17k&lt;65 | False | False |  |  |  |  | 16.8 | 12 | [6 empty] | 5.3 | 4.3 | 36800 | All Heating | 07/10/2023 |  | 11/13/2023
Enertech Global, LLC | Hydron Module | HZS036*4 |  | Voluntarily Certified | HPWaterSAllPhase&gt;=17k&lt;65 | False | False |  |  |  |  | 15.4 | 12 | [6 empty] | 4.9 | 4.3 | 35100 | All Heating | 07/10/2023 |  | 11/13/2023
Enertech Global, LLC | Hydron Module | HZS036*4****B |  | Voluntarily Certified | HPWaterSAllPhase&gt;=17k&lt;65 | False | False |  |  |  |  | 15.6 | 12 | [6 empty] | 4.9 | 4.3 | 35900 | All Heating | 07/10/2023 |  | 11/13/2023
Enertech Global, LLC | Hydron Module | HZS036*A |  | Voluntarily Certified | HPWaterSAllPhase&gt;=17k&lt;65 | False | False |  |  |  |  | 15.4 | 12 | [6 empty] | 4.9 | 4.3 | 35100 | All Heating | 07/10/2023 |  | 11/13/2023
Enertech Global, LLC | Hydron Module | HZS036*A****B |  | Voluntarily Certified | HPWaterSAllPhase&gt;=17k&lt;65 | False | False |  |  |  |  | 15.6 | 12 | [6 empty] | 4.9 | 4.3 | 35900 | All Heating | 07/10/2023 |  | 11/13/2023
Enertech Global, LLC | Hydron Module | HZS036*A***1 |  | Voluntarily Certified | HPWaterSAllPhase&gt;=17k&lt;65 | False | False |  |  |  |  | 16 | 12 | [6 empty] | 5.1 | 4.3 | 35300 | All Heating | 07/10/2023 |  | 11/13/2023
Enertech Global, LLC | Hydron Module | HZS036*A***1B |  | Voluntarily Certified | HPWaterSAllPhase&gt;=17k&lt;65 | False | False |  |  |  |  | 16.8 | 12 | [6 empty] | 5.3 | 4.3 | 36800 | All Heating | 07/10/2023 |  | 11/13/2023
Enertech Global, LLC | Hydron Module | HZS042 |  | Voluntarily Certified | HPWaterSAllPhase&gt;=17k&lt;65 | False | False |  |  |  |  | 15.4 | 12 | [6 empty] | 5.2 | 4.3 | 39500 | All Heating | 07/10/2023 |  | 11/13/2023
Enertech Global, LLC | Hydron Module | HZS042******B |  | Voluntarily Certified | HPWaterSAllPhase&gt;=17k&lt;65 | False | False |  |  |  |  | 16.9 | 12 | [6 empty] | 5.4 | 4.3 | 41700 | All Heating | 07/10/2023 |  | 11/13/2023
Enertech Global, LLC | Hydron Module | HZS042*****1 |  | Voluntarily Certified | HPWaterSAllPhase&gt;=17k&lt;65 | False | False |  |  |  |  | 16.4 | 12 | [6 empty] | 5 | 4.3 | 39100 | All Heating | 07/10/2023 |  | 11/13/2023
Enertech Global, LLC | Hydron Module | HZS042*****1B |  | Voluntarily Certified | HPWaterSAllPhase&gt;=17k&lt;65 | False | False |  |  |  |  | 17.7 | 12 | [6 empty] | 5.4 | 4.3 | 42500 | All Heating | 07/10/2023 |  | 11/13/2023
Enertech Global, LLC | Hydron Module | HZS042*2 |  | Voluntarily Certified | HPWaterSAllPhase&gt;=17k&lt;65 | False | False |  |  |  |  | 15.4 | 12 | [6 empty] | 5.2 | 4.3 | 39500 | All Heating | 07/10/2023 |  | 11/13/2023
Enertech Global, LLC | Hydron Module | HZS042*2****B |  | Voluntarily Certified | HPWaterSAllPhase&gt;=17k&lt;65 | False | False |  |  |  |  | 16.9 | 12 | [6 empty] | 5.4 | 4.3 | 41700 | All Heating | 07/10/2023 |  | 11/13/2023
Enertech Global, LLC | Hydron Module | HZS042*2***1 |  | Voluntarily Certified | HPWaterSAllPhase&gt;=17k&lt;65 | False | False |  |  |  |  | 16.4 | 12 | [6 empty] | 5 | 4.3 | 39100 | All Heating | 07/10/2023 |  | 11/13/2023
Enertech Global, LLC | Hydron Module | HZS042*2***1B |  | Voluntarily Certified | HPWaterSAllPhase&gt;=17k&lt;65 | False | False |  |  |  |  | 17.7 | 12 | [6 empty] | 5.4 | 4.3 | 42500 | All Heating | 07/10/2023 |  | 11/13/2023
Enertech Global, LLC | Hydron Module | HZS042*3 |  | Voluntarily Certified | HPWaterSAllPhase&gt;=17k&lt;65 | False | False |  |  |  |  | 15.4 | 12 | [6 empty] | 5.2 | 4.3 | 39500 | All Heating | 07/10/2023 |  | 11/13/2023
Enertech Global, LLC | Hydron Module | HZS042*3****B |  | Voluntarily Certified | HPWaterSAllPhase&gt;=17k&lt;65 | False | False |  |  |  |  | 16.9 | 12 | [6 empty] | 5.4 | 4.3 | 41700 | All Heating | 07/10/2023 |  | 11/13/2023
Enertech Global, LLC | Hydron Module | HZS042*3***1 |  | Voluntarily Certified | HPWaterSAllPhase&gt;=17k&lt;65 | False | False |  |  |  |  | 16.4 | 12 | [6 empty] | 5 | 4.3 | 39100 | All Heating | 07/10/2023 |  | 11/13/2023
Enertech Global, LLC | Hydron Module | HZS042*3***1B |  | Voluntarily Certified | HPWaterSAllPhase&gt;=17k&lt;65 | False | False |  |  |  |  | 17.7 | 12 | [6 empty] | 5.4 | 4.3 | 42500 | All Heating | 07/10/2023 |  | 11/13/2023
Enertech Global, LLC | Hydron Module | HZS042*4 |  | Voluntarily Certified | HPWaterSAllPhase&gt;=17k&lt;65 | False | False |  |  |  |  | 15.4 | 12 | [6 empty] | 5.2 | 4.3 | 39500 | All Heating | 07/10/2023 |  | 11/13/2023
Enertech Global, LLC | Hydron Module | HZS042*4****B |  | Voluntarily Certified | HPWaterSAllPhase&gt;=17k&lt;65 | False | False |  |  |  |  | 16.9 | 12 | [6 empty] | 5.4 | 4.3 | 41700 | All Heating | 07/10/2023 |  | 11/13/2023
Enertech Global, LLC | Hydron Module | HZS048 |  | Voluntarily Certified | HPWaterSAllPhase&gt;=17k&lt;65 | False | False |  |  |  |  | 14.7 | 12 | [6 empty] | 4.7 | 4.3 | 46600 | All Heating | 07/10/2023 |  | 11/13/2023
Enertech Global, LLC | Hydron Module | HZS048******B |  | Voluntarily Certified | HPWaterSAllPhase&gt;=17k&lt;65 | False | False |  |  |  |  | 15.4 | 12 | [6 empty] | 4.6 | 4.3 | 46800 | All Heating | 07/10/2023 |  | 11/13/2023
Enertech Global, LLC | Hydron Module | HZS048*****1 |  | Voluntarily Certified | HPWaterSAllPhase&gt;=17k&lt;65 | False | False |  |  |  |  | 15.1 | 12 | [6 empty] | 4.9 | 4.3 | 47300 | All Heating | 07/10/2023 |  | 11/13/2023
Enertech Global, LLC | Hydron Module | HZS048*****1B |  | Voluntarily Certified | HPWaterSAllPhase&gt;=17k&lt;65 | False | False |  |  |  |  | 16.3 | 12 | [6 empty] | 4.9 | 4.3 | 48100 | All Heating | 07/10/2023 |  | 11/13/2023
Enertech Global, LLC | Hydron Module | HZS048*2 |  | Voluntarily Certified | HPWaterSAllPhase&gt;=17k&lt;65 | False | False |  |  |  |  | 14.7 | 12 | [6 empty] | 4.7 | 4.3 | 46600 | All Heating | 07/10/2023 |  | 11/13/2023
Enertech Global, LLC | Hydron Module | HZS048*2****B |  | Voluntarily Certified | HPWaterSAllPhase&gt;=17k&lt;65 | False | False |  |  |  |  | 15.4 | 12 | [6 empty] | 4.6 | 4.3 | 46800 | All Heating | 07/10/2023 |  | 11/13/2023
Enertech Global, LLC | Hydron Module | HZS048*2***1 |  | Voluntarily Certified | HPWaterSAllPhase&gt;=17k&lt;65 | False | False |  |  |  |  | 15.1 | 12 | [6 empty] | 4.9 | 4.3 | 47300 | All Heating | 07/10/2023 |  | 11/13/2023
Enertech Global, LLC | Hydron Module | HZS048*2***1B |  | Voluntarily Certified | HPWaterSAllPhase&gt;=17k&lt;65 | False | False |  |  |  |  | 16.3 | 12 | [6 empty] | 4.9 | 4.3 | 48100 | All Heating | 07/10/2023 |  | 11/13/2023
Enertech Global, LLC | Hydron Module | HZS048*3 |  | Voluntarily Certified | HPWaterSAllPhase&gt;=17k&lt;65 | False | False |  |  |  |  | 14.7 | 12 | [6 empty] | 4.7 | 4.3 | 46600 | All Heating | 07/10/2023 |  | 11/13/2023
Enertech Global, LLC | Hydron Module | HZS048*3****B |  | Voluntarily Certified | HPWaterSAllPhase&gt;=17k&lt;65 | False | False |  |  |  |  | 15.4 | 12 | [6 empty] | 4.6 | 4.3 | 46800 | All Heating | 07/10/2023 |  | 11/13/2023
Enertech Global, LLC | Hydron Module | HZS048*3***1 |  | Voluntarily Certified | HPWaterSAllPhase&gt;=17k&lt;65 | False | False |  |  |  |  | 15.1 | 12 | [6 empty] | 4.9 | 4.3 | 47300 | All Heating | 07/10/2023 |  | 11/13/2023
Enertech Global, LLC | Hydron Module | HZS048*3***1B |  | Voluntarily Certified | HPWaterSAllPhase&gt;=17k&lt;65 | False | False |  |  |  |  | 16.3 | 12 | [6 empty] | 4.9 | 4.3 | 48100 | All Heating | 07/10/2023 |  | 11/13/2023
Enertech Global, LLC | Hydron Module | HZS048*4 |  | Voluntarily Certified | HPWaterSAllPhase&gt;=17k&lt;65 | False | False |  |  |  |  | 14.7 | 12 | [6 empty] | 4.7 | 4.3 | 46600 | All Heating | 07/10/2023 |  | 11/13/2023
Enertech Global, LLC | Hydron Module | HZS048*4****B |  | Voluntarily Certified | HPWaterSAllPhase&gt;=17k&lt;65 | False | False |  |  |  |  | 15.4 | 12 | [6 empty] | 4.6 | 4.3 | 46800 | All Heating | 07/10/2023 |  | 11/13/2023
Enertech Global, LLC | Hydron Module | HZS060 |  | Voluntarily Certified | HPWaterSAllPhase&gt;=17k&lt;65 | False | False |  |  |  |  | 14.5 | 12 | [6 empty] | 4.7 | 4.3 | 56400 | All Heating | 07/10/2023 |  | 11/13/2023
Enertech Global, LLC | Hydron Module | HZS060******B |  | Voluntarily Certified | HPWaterSAllPhase&gt;=17k&lt;65 | False | False |  |  |  |  | 15.4 | 12 | [6 empty] | 4.9 | 4.3 | 58400 | All Heating | 07/10/2023 |  | 11/13/2023
Enertech Global, LLC | Hydron Module | HZS060*****1 |  | Voluntarily Certified | HPWaterSAllPhase&gt;=17k&lt;65 | False | False |  |  |  |  | 15 | 12 | [6 empty] | 4.9 | 4.3 | 53500 | All Heating | 07/10/2023 |  | 11/13/2023
Enertech Global, LLC | Hydron Module | HZS060*****1B |  | Voluntarily Certified | HPWaterSAllPhase&gt;=17k&lt;65 | False | False |  |  |  |  | 17 | 12 | [6 empty] | 5.3 | 4.3 | 59300 | All Heating | 07/10/2023 |  | 11/13/2023
Enertech Global, LLC | Hydron Module | HZS060*2 |  | Voluntarily Certified | HPWaterSAllPhase&gt;=17k&lt;65 | False | False |  |  |  |  | 14.5 | 12 | [6 empty] | 4.7 | 4.3 | 56400 | All Heating | 07/10/2023 |  | 11/13/2023
Enertech Global, LLC | Hydron Module | HZS060*2****B |  | Voluntarily Certified | HPWaterSAllPhase&gt;=17k&lt;65 | False | False |  |  |  |  | 15.4 | 12 | [6 empty] | 4.9 | 4.3 | 58400 | All Heating | 07/10/2023 |  | 11/13/2023
Enertech Global, LLC | Hydron Module | HZS060*2***1 |  | Voluntarily Certified | HPWaterSAllPhase&gt;=17k&lt;65 | False | False |  |  |  |  | 15 | 12 | [6 empty] | 4.9 | 4.3 | 53500 | All Heating | 07/10/2023 |  | 11/13/2023
Enertech Global, LLC | Hydron Module | HZS060*2***1B |  | Voluntarily Certified | HPWaterSAllPhase&gt;=17k&lt;65 | False | False |  |  |  |  | 17 | 12 | [6 empty] | 5.3 | 4.3 | 59300 | All Heating | 07/10/2023 |  | 11/13/2023
Enertech Global, LLC | Hydron Module | HZS060*3 |  | Voluntarily Certified | HPWaterSAllPhase&gt;=17k&lt;65 | False | False |  |  |  |  | 14.5 | 12 | [6 empty] | 4.7 | 4.3 | 56400 | All Heating | 07/10/2023 |  | 11/13/2023
Enertech Global, LLC | Hydron Module | HZS060*3****B |  | Voluntarily Certified | HPWaterSAllPhase&gt;=17k&lt;65 | False | False |  |  |  |  | 15.4 | 12 | [6 empty] | 4.9 | 4.3 | 58400 | All Heating | 07/10/2023 |  | 11/13/2023
Enertech Global, LLC | Hydron Module | HZS060*3***1 |  | Voluntarily Certified | HPWaterSAllPhase&gt;=17k&lt;65 | False | False |  |  |  |  | 15 | 12 | [6 empty] | 4.9 | 4.3 | 53500 | All Heating | 07/10/2023 |  | 11/13/2023
Enertech Global, LLC | Hydron Module | HZS060*3***1B |  | Voluntarily Certified | HPWaterSAllPhase&gt;=17k&lt;65 | False | False |  |  |  |  | 17 | 12 | [6 empty] | 5.3 | 4.3 | 59300 | All Heating | 07/10/2023 |  | 11/13/2023
Enertech Global, LLC | Hydron Module | HZS060*4 |  | Voluntarily Certified | HPWaterSAllPhase&gt;=17k&lt;65 | False | False |  |  |  |  | 14.5 | 12 | [6 empty] | 4.7 | 4.3 | 56400 | All Heating | 07/10/2023 |  | 11/13/2023
Enertech Global, LLC | Hydron Module | HZS060*4****B |  | Voluntarily Certified | HPWaterSAllPhase&gt;=17k&lt;65 | False | False |  |  |  |  | 15.4 | 12 | [6 empty] | 4.9 | 4.3 | 58400 | All Heating | 07/10/2023 |  | 11/13/2023
Enertech Global, LLC | Hydron Module | HZS072 |  | Voluntarily Certified | HPWaterSAllPhase&gt;=65k&lt;13 | False | False |  |  |  |  | 13.4 | 12 | [6 empty] | 4.3 | 4.3 | 66600 | All Heating | 07/10/2023 |  | 11/13/2023
Enertech Global, LLC | Hydron Module | HZS072******B |  | Voluntarily Certified | HPWaterSAllPhase&gt;=65k&lt;13 | False | False |  |  |  |  | 15.1 | 12 | [6 empty] | 4.6 | 4.3 | 68600 | All Heating | 07/10/2023 |  | 11/13/2023
Enertech Global, LLC | Hydron Module | HZS072*****1 |  | Voluntarily Certified | HPWaterSAllPhase&gt;=65k&lt;13 | False | False |  |  |  |  | 13.7 | 12 | [6 empty] | 4.3 | 4.3 | 68500 | All Heating | 07/10/2023 |  | 11/13/2023
Enertech Global, LLC | Hydron Module | HZS072*****1B |  | Voluntarily Certified | HPWaterSAllPhase&gt;=65k&lt;13 | False | False |  |  |  |  | 15.5 | 12 | [6 empty] | 4.7 | 4.3 | 69700 | All Heating | 07/10/2023 |  | 11/13/2023
Enertech Global, LLC | Hydron Module | HZS072*2 |  | Voluntarily Certified | HPWaterSAllPhase&gt;=65k&lt;13 | False | False |  |  |  |  | 13.4 | 12 | [6 empty] | 4.3 | 4.3 | 66600 | All Heating | 07/10/2023 |  | 11/13/2023
Enertech Global, LLC | Hydron Module | HZS072*2****B |  | Voluntarily Certified | HPWaterSAllPhase&gt;=65k&lt;13 | False | False |  |  |  |  | 15.1 | 12 | [6 empty] | 4.6 | 4.3 | 68600 | All Heating | 07/10/2023 |  | 11/13/2023
Enertech Global, LLC | Hydron Module | HZS072*2***1 |  | Voluntarily Certified | HPWaterSAllPhase&gt;=65k&lt;13 | False | False |  |  |  |  | 13.7 | 12 | [6 empty] | 4.3 | 4.3 | 68500 | All Heating | 07/10/2023 |  | 11/13/2023
Enertech Global, LLC | Hydron Module | HZS072*2***1B |  | Voluntarily Certified | HPWaterSAllPhase&gt;=65k&lt;13 | False | False |  |  |  |  | 15.5 | 12 | [6 empty] | 4.7 | 4.3 | 69700 | All Heating | 07/10/2023 |  | 11/13/2023
Enertech Global, LLC | Hydron Module | HZS072*3 |  | Voluntarily Certified | HPWaterSAllPhase&gt;=65k&lt;13 | False | False |  |  |  |  | 13.4 | 12 | [6 empty] | 4.3 | 4.3 | 66600 | All Heating | 07/10/2023 |  | 11/13/2023
Enertech Global, LLC | Hydron Module | HZS072*3****B |  | Voluntarily Certified | HPWaterSAllPhase&gt;=65k&lt;13 | False | False |  |  |  |  | 15.1 | 12 | [6 empty] | 4.6 | 4.3 | 68600 | All Heating | 07/10/2023 |  | 11/13/2023
Enertech Global, LLC | Hydron Module | HZS072*3***1 |  | Voluntarily Certified | HPWaterSAllPhase&gt;=65k&lt;13 | False | False |  |  |  |  | 13.7 | 12 | [6 empty] | 4.3 | 4.3 | 68500 | All Heating | 07/10/2023 |  | 11/13/2023
Enertech Global, LLC | Hydron Module | HZS072*3***1B |  | Voluntarily Certified | HPWaterSAllPhase&gt;=65k&lt;13 | False | False |  |  |  |  | 15.5 | 12 | [6 empty] | 4.7 | 4.3 | 69700 | All Heating | 07/10/2023 |  | 11/13/2023
Enertech Global, LLC | Hydron Module | HZS072*4 |  | Voluntarily Certified | HPWaterSAllPhase&gt;=65k&lt;13 | False | False |  |  |  |  | 13.4 | 12 | [6 empty] | 4.3 | 4.3 | 66600 | All Heating | 07/10/2023 |  | 11/13/2023
Enertech Global, LLC | Hydron Module | HZS072*4****B |  | Voluntarily Certified | HPWaterSAllPhase&gt;=65k&lt;13 | False | False |  |  |  |  | 15.1 | 12 | [6 empty] | 4.6 | 4.3 | 68600 | All Heating | 07/10/2023 |  | 11/13/2023
Enertech Global, LLC | Hydron Module | HZT024 |  | Voluntarily Certified | HPWaterSAllPhase&gt;=17k&lt;65 | False | False |  |  |  |  | 15.9 | 12 | [6 empty] | 5.2 | 4.3 | 25300 | All Heating | 07/10/2023 |  | 11/13/2023
Enertech Global, LLC | Hydron Module | HZT024******B |  | Voluntarily Certified | HPWaterSAllPhase&gt;=17k&lt;65 | False | False |  |  |  |  | 17 | 12 | [6 empty] | 5.5 | 4.3 | 25600 | All Heating | 07/10/2023 |  | 11/13/2023
Enertech Global, LLC | Hydron Module | HZT024*2 |  | Voluntarily Certified | HPWaterSAllPhase&gt;=17k&lt;65 | False | False |  |  |  |  | 15.9 | 12 | [6 empty] | 5.2 | 4.3 | 25300 | All Heating | 07/10/2023 |  | 11/13/2023
Enertech Global, LLC | Hydron Module | HZT024*2****B |  | Voluntarily Certified | HPWaterSAllPhase&gt;=17k&lt;65 | False | False |  |  |  |  | 17 | 12 | [6 empty] | 5.5 | 4.3 | 25600 | All Heating | 07/10/2023 |  | 11/13/2023
Enertech Global, LLC | Hydron Module | HZT024*3 |  | Voluntarily Certified | HPWaterSAllPhase&gt;=17k&lt;65 | False | False |  |  |  |  | 15.9 | 12 | [6 empty] | 5.2 | 4.3 | 25300 | All Heating | 07/10/2023 |  | 11/13/2023
Enertech Global, LLC | Hydron Module | HZT024*3****B |  | Voluntarily Certified | HPWaterSAllPhase&gt;=17k&lt;65 | False | False |  |  |  |  | 17 | 12 | [6 empty] | 5.5 | 4.3 | 25600 | All Heating | 07/10/2023 |  | 11/13/2023
Enertech Global, LLC | Hydron Module | HZT024*A |  | Voluntarily Certified | HPWaterSAllPhase&gt;=17k&lt;65 | False | False |  |  |  |  | 15.9 | 12 | [6 empty] | 5.2 | 4.3 | 25300 | All Heating | 07/10/2023 |  | 11/13/2023
Enertech Global, LLC | Hydron Module | HZT024*A****B |  | Voluntarily Certified | HPWaterSAllPhase&gt;=17k&lt;65 | False | False |  |  |  |  | 17 | 12 | [6 empty] | 5.5 | 4.3 | 25600 | All Heating | 07/10/2023 |  | 11/13/2023
Enertech Global, LLC | Hydron Module | HZT030 |  | Voluntarily Certified | HPWaterSAllPhase&gt;=17k&lt;65 | False | False |  |  |  |  | 15.1 | 12 | [6 empty] | 5.1 | 4.3 | 30200 | All Heating | 07/10/2023 |  | 11/13/2023
Enertech Global, LLC | Hydron Module | HZT030******B |  | Voluntarily Certified | HPWaterSAllPhase&gt;=17k&lt;65 | False | False |  |  |  |  | 15.4 | 12 | [6 empty] | 5 | 4.3 | 30600 | All Heating | 07/10/2023 |  | 11/13/2023
Enertech Global, LLC | Hydron Module | HZT030*2 |  | Voluntarily Certified | HPWaterSAllPhase&gt;=17k&lt;65 | False | False |  |  |  |  | 15.1 | 12 | [6 empty] | 5.1 | 4.3 | 30200 | All Heating | 07/10/2023 |  | 11/13/2023
Enertech Global, LLC | Hydron Module | HZT030*2****B |  | Voluntarily Certified | HPWaterSAllPhase&gt;=17k&lt;65 | False | False |  |  |  |  | 15.4 | 12 | [6 empty] | 5 | 4.3 | 30600 | All Heating | 07/10/2023 |  | 11/13/2023
Enertech Global, LLC | Hydron Module | HZT030*3 |  | Voluntarily Certified | HPWaterSAllPhase&gt;=17k&lt;65 | False | False |  |  |  |  | 15.1 | 12 | [6 empty] | 5.1 | 4.3 | 30200 | All Heating | 07/10/2023 |  | 11/13/2023
Enertech Global, LLC | Hydron Module | HZT030*3****B |  | Voluntarily Certified | HPWaterSAllPhase&gt;=17k&lt;65 | False | False |  |  |  |  | 15.4 | 12 | [6 empty] | 5 | 4.3 | 30600 | All Heating | 07/10/2023 |  | 11/13/2023
Enertech Global, LLC | Hydron Module | HZT030*A |  | Voluntarily Certified | HPWaterSAllPhase&gt;=17k&lt;65 | False | False |  |  |  |  | 15.1 | 12 | [6 empty] | 5.1 | 4.3 | 30200 | All Heating | 07/10/2023 |  | 11/13/2023
Enertech Global, LLC | Hydron Module | HZT030*A****B |  | Voluntarily Certified | HPWaterSAllPhase&gt;=17k&lt;65 | False | False |  |  |  |  | 15.4 | 12 | [6 empty] | 5 | 4.3 | 30600 | All Heating | 07/10/2023 |  | 11/13/2023
Enertech Global, LLC | Hydron Module | HZT036 |  | Voluntarily Certified | HPWaterSAllPhase&gt;=17k&lt;65 | False | False |  |  |  |  | 15.5 | 12 | [6 empty] | 5 | 4.3 | 35100 | All Heating | 07/10/2023 |  | 11/13/2023
Enertech Global, LLC | Hydron Module | HZT036******B |  | Voluntarily Certified | HPWaterSAllPhase&gt;=17k&lt;65 | False | False |  |  |  |  | 17 | 12 | [6 empty] | 5.3 | 4.3 | 36500 | All Heating | 07/10/2023 |  | 11/13/2023
Enertech Global, LLC | Hydron Module | HZT036*2 |  | Voluntarily Certified | HPWaterSAllPhase&gt;=17k&lt;65 | False | False |  |  |  |  | 15.5 | 12 | [6 empty] | 5 | 4.3 | 35100 | All Heating | 07/10/2023 |  | 11/13/2023
Enertech Global, LLC | Hydron Module | HZT036*2****B |  | Voluntarily Certified | HPWaterSAllPhase&gt;=17k&lt;65 | False | False |  |  |  |  | 17 | 12 | [6 empty] | 5.3 | 4.3 | 36500 | All Heating | 07/10/2023 |  | 11/13/2023
Enertech Global, LLC | Hydron Module | HZT036*3 |  | Voluntarily Certified | HPWaterSAllPhase&gt;=17k&lt;65 | False | False |  |  |  |  | 15.5 | 12 | [6 empty] | 5 | 4.3 | 35100 | All Heating | 07/10/2023 |  | 11/13/2023
Enertech Global, LLC | Hydron Module | HZT036*3****B |  | Voluntarily Certified | HPWaterSAllPhase&gt;=17k&lt;65 | False | False |  |  |  |  | 17 | 12 | [6 empty] | 5.3 | 4.3 | 36500 | All Heating | 07/10/2023 |  | 11/13/2023
Enertech Global, LLC | Hydron Module | HZT036*A |  | Voluntarily Certified | HPWaterSAllPhase&gt;=17k&lt;65 | False | False |  |  |  |  | 15.5 | 12 | [6 empty] | 5 | 4.3 | 35100 | All Heating | 07/10/2023 |  | 11/13/2023
Enertech Global, LLC | Hydron Module | HZT036*A****B |  | Voluntarily Certified | HPWaterSAllPhase&gt;=17k&lt;65 | False | False |  |  |  |  | 17 | 12 | [6 empty] | 5.3 | 4.3 | 36500 | All Heating | 07/10/2023 |  | 11/13/2023
Enertech Global, LLC | Hydron Module | HZT042 |  | Voluntarily Certified | HPWaterSAllPhase&gt;=17k&lt;65 | False | False |  |  |  |  | 15.5 | 12 | [6 empty] | 4.7 | 4.3 | 41200 | All Heating | 07/10/2023 |  | 11/13/2023
Enertech Global, LLC | Hydron Module | HZT042******B |  | Voluntarily Certified | HPWaterSAllPhase&gt;=17k&lt;65 | False | False |  |  |  |  | 16.5 | 12 | [6 empty] | 4.6 | 4.3 | 41000 | All Heating | 07/10/2023 |  | 11/13/2023
Enertech Global, LLC | Hydron Module | HZT042*2 |  | Voluntarily Certified | HPWaterSAllPhase&gt;=17k&lt;65 | False | False |  |  |  |  | 15.5 | 12 | [6 empty] | 4.7 | 4.3 | 41200 | All Heating | 07/10/2023 |  | 11/13/2023
Enertech Global, LLC | Hydron Module | HZT042*2****B |  | Voluntarily Certified | HPWaterSAllPhase&gt;=17k&lt;65 | False | False |  |  |  |  | 16.5 | 12 | [6 empty] | 4.6 | 4.3 | 41000 | All Heating | 07/10/2023 |  | 11/13/2023
Enertech Global, LLC | Hydron Module | HZT042*3 |  | Voluntarily Certified | HPWaterSAllPhase&gt;=17k&lt;65 | False | False |  |  |  |  | 15.5 | 12 | [6 empty] | 4.7 | 4.3 | 41200 | All Heating | 07/10/2023 |  | 11/13/2023
Enertech Global, LLC | Hydron Module | HZT042*3****B |  | Voluntarily Certified | HPWaterSAllPhase&gt;=17k&lt;65 | False | False |  |  |  |  | 16.5 | 12 | [6 empty] | 4.6 | 4.3 | 41000 | All Heating | 07/10/2023 |  | 11/13/2023
Enertech Global, LLC | Hydron Module | HZT048 |  | Voluntarily Certified | HPWaterSAllPhase&gt;=17k&lt;65 | False | False |  |  |  |  | 15.1 | 12 | [6 empty] | 4.8 | 4.3 | 46500 | All Heating | 07/10/2023 |  | 11/13/2023
Enertech Global, LLC | Hydron Module | HZT048******B |  | Voluntarily Certified | HPWaterSAllPhase&gt;=17k&lt;65 | False | False |  |  |  |  | 15.8 | 12 | [6 empty] | 4.9 | 4.3 | 47600 | All Heating | 07/10/2023 |  | 11/13/2023
Enertech Global, LLC | Hydron Module | HZT048*2 |  | Voluntarily Certified | HPWaterSAllPhase&gt;=17k&lt;65 | False | False |  |  |  |  | 15.1 | 12 | [6 empty] | 4.8 | 4.3 | 46500 | All Heating | 07/10/2023 |  | 11/13/2023
Enertech Global, LLC | Hydron Module | HZT048*2****B |  | Voluntarily Certified | HPWaterSAllPhase&gt;=17k&lt;65 | False | False |  |  |  |  | 15.8 | 12 | [6 empty] | 4.9 | 4.3 | 47600 | All Heating | 07/10/2023 |  | 11/13/2023
Enertech Global, LLC | Hydron Module | HZT048*3 |  | Voluntarily Certified | HPWaterSAllPhase&gt;=17k&lt;65 | False | False |  |  |  |  | 15.1 | 12 | [6 empty] | 4.8 | 4.3 | 46500 | All Heating | 07/10/2023 |  | 11/13/2023
Enertech Global, LLC | Hydron Module | HZT048*3****B |  | Voluntarily Certified | HPWaterSAllPhase&gt;=17k&lt;65 | False | False |  |  |  |  | 15.8 | 12 | [6 empty] | 4.9 | 4.3 | 47600 | All Heating | 07/10/2023 |  | 11/13/2023
Enertech Global, LLC | Hydron Module | HZT048*A |  | Voluntarily Certified | HPWaterSAllPhase&gt;=17k&lt;65 | False | False |  |  |  |  | 15.1 | 12 | [6 empty] | 4.8 | 4.3 | 46500 | All Heating | 07/10/2023 |  | 11/13/2023
Enertech Global, LLC | Hydron Module | HZT048*A****B |  | Voluntarily Certified | HPWaterSAllPhase&gt;=17k&lt;65 | False | False |  |  |  |  | 15.8 | 12 | [6 empty] | 4.9 | 4.3 | 47600 | All Heating | 07/10/2023 |  | 11/13/2023
Enertech Global, LLC | Hydron Module | HZT060 |  | Voluntarily Certified | HPWaterSAllPhase&gt;=17k&lt;65 | False | False |  |  |  |  | 14.6 | 12 | [6 empty] | 4.7 | 4.3 | 55100 | All Heating | 07/10/2023 |  | 11/13/2023
Enertech Global, LLC | Hydron Module | HZT060******B |  | Voluntarily Certified | HPWaterSAllPhase&gt;=17k&lt;65 | False | False |  |  |  |  | 16.3 | 12 | [6 empty] | 5.1 | 4.3 | 59400 | All Heating | 07/10/2023 |  | 11/13/2023
Enertech Global, LLC | Hydron Module | HZT060*2 |  | Voluntarily Certified | HPWaterSAllPhase&gt;=17k&lt;65 | False | False |  |  |  |  | 14.6 | 12 | [6 empty] | 4.7 | 4.3 | 55100 | All Heating | 07/10/2023 |  | 11/13/2023
Enertech Global, LLC | Hydron Module | HZT060*2****B |  | Voluntarily Certified | HPWaterSAllPhase&gt;=17k&lt;65 | False | False |  |  |  |  | 16.3 | 12 | [6 empty] | 5.1 | 4.3 | 59400 | All Heating | 07/10/2023 |  | 11/13/2023
Enertech Global, LLC | Hydron Module | HZT060*3 |  | Voluntarily Certified | HPWaterSAllPhase&gt;=17k&lt;65 | False | False |  |  |  |  | 14.6 | 12 | [6 empty] | 4.7 | 4.3 | 55100 | All Heating | 07/10/2023 |  | 11/13/2023
Enertech Global, LLC | Hydron Module | HZT060*3****B |  | Voluntarily Certified | HPWaterSAllPhase&gt;=17k&lt;65 | False | False |  |  |  |  | 16.3 | 12 | [6 empty] | 5.1 | 4.3 | 59400 | All Heating | 07/10/2023 |  | 11/13/2023
Enertech Global, LLC | Hydron Module | HZT060*A |  | Voluntarily Certified | HPWaterSAllPhase&gt;=17k&lt;65 | False | False |  |  |  |  | 14.6 | 12 | [6 empty] | 4.7 | 4.3 | 55100 | All Heating | 07/10/2023 |  | 11/13/2023
Enertech Global, LLC | Hydron Module | HZT060*A****B |  | Voluntarily Certified | HPWaterSAllPhase&gt;=17k&lt;65 | False | False |  |  |  |  | 16.3 | 12 | [6 empty] | 5.1 | 4.3 | 59400 | All Heating | 07/10/2023 |  | 11/13/2023
Enertech Global, LLC | Hydron Module | HZT072 |  | Voluntarily Certified | HPWaterSAllPhase&gt;=65k&lt;13 | False | False |  |  |  |  | 13.7 | 12 | [6 empty] | 4.5 | 4.3 | 66600 | All Heating | 07/10/2023 |  | 11/13/2023
Enertech Global, LLC | Hydron Module | HZT072******B |  | Voluntarily Certified | HPWaterSAllPhase&gt;=65k&lt;13 | False | False |  |  |  |  | 15.7 | 12 | [6 empty] | 4.8 | 4.3 | 68100 | All Heating | 07/10/2023 |  | 11/13/2023
Enertech Global, LLC | Hydron Module | HZT072*2 |  | Voluntarily Certified | HPWaterSAllPhase&gt;=65k&lt;13 | False | False |  |  |  |  | 13.7 | 12 | [6 empty] | 4.5 | 4.3 | 66600 | All Heating | 07/10/2023 |  | 11/13/2023
Enertech Global, LLC | Hydron Module | HZT072*2****B |  | Voluntarily Certified | HPWaterSAllPhase&gt;=65k&lt;13 | False | False |  |  |  |  | 15.7 | 12 | [6 empty] | 4.8 | 4.3 | 68100 | All Heating | 07/10/2023 |  | 11/13/2023
Enertech Global, LLC | Hydron Module | HZT072*3 |  | Voluntarily Certified | HPWaterSAllPhase&gt;=65k&lt;13 | False | False |  |  |  |  | 13.7 | 12 | [6 empty] | 4.5 | 4.3 | 66600 | All Heating | 07/10/2023 |  | 11/13/2023
Enertech Global, LLC | Hydron Module | HZT072*3****B |  | Voluntarily Certified | HPWaterSAllPhase&gt;=65k&lt;13 | False | False |  |  |  |  | 15.7 | 12 | [6 empty] | 4.8 | 4.3 | 68100 | All Heating | 07/10/2023 |  | 11/13/2023
Enertech Global, LLC | Tetco | TVS006 |  | Voluntarily Certified | HPWaterSAllPhase&lt;17kAllHeat | False | False |  |  |  |  | 16 | 11.2 | [6 empty] | 5.5 | 4.3 | 6800 | All Heating | 07/10/2023 |  | 11/13/2023
Enertech Global, LLC | Tetco | TVS006*9 |  | Voluntarily Certified | HPWaterSAllPhase&lt;17kAllHeat | False | False |  |  |  |  | 15 | 11.2 | [6 empty] | 5.2 | 4.3 | 6800 | All Heating | 07/10/2023 |  | 11/13/2023
Enertech Global, LLC | Tetco | TVS006*A |  | Voluntarily Certified | HPWaterSAllPhase&lt;17kAllHeat | False | False |  |  |  |  | 15 | 11.2 | [6 empty] | 5.2 | 4.3 | 6800 | All Heating | 07/10/2023 |  | 11/13/2023
Enertech Global, LLC | Tetco | TVS009 |  | Voluntarily Certified | HPWaterSAllPhase&lt;17kAllHeat | False | False |  |  |  |  | 15 | 11.2 | [6 empty] | 5.2 | 4.3 | 10200 | All Heating | 07/10/2023 |  | 11/13/2023
Enertech Global, LLC | Tetco | TVS009*9 |  | Voluntarily Certified | HPWaterSAllPhase&lt;17kAllHeat | False | False |  |  |  |  | 15 | 11.2 | [6 empty] | 5.2 | 4.3 | 10200 | All Heating | 07/10/2023 |  | 11/13/2023
Enertech Global, LLC | Tetco | TVS009*A |  | Voluntarily Certified | HPWaterSAllPhase&lt;17kAllHeat | False | False |  |  |  |  | 15 | 11.2 | [6 empty] | 5.2 | 4.3 | 10200 | All Heating | 07/10/2023 |  | 11/13/2023
Enertech Global, LLC | Tetco | TVS012 |  | Voluntarily Certified | HPWaterSAllPhase&lt;17kAllHeat | False | False |  |  |  |  | 15.5 | 11.2 | [6 empty] | 5 | 4.3 | 11400 | All Heating | 07/10/2023 |  | 11/13/2023
Enertech Global, LLC | Tetco | TVS012*A |  | Voluntarily Certified | HPWaterSAllPhase&lt;17kAllHeat | False | False |  |  |  |  | 13.7 | 11.2 | [6 empty] | 4.4 | 4.3 | 11400 | All Heating | 07/10/2023 |  | 11/13/2023
Enertech Global, LLC | Tetco | TVS015 |  | Voluntarily Certified | HPWaterSAllPhase&lt;17kAllHeat | False | False |  |  |  |  | 17.5 | 11.2 | [6 empty] | 6 | 4.3 | 15100 | All Heating | 07/10/2023 |  | 11/13/2023
Enertech Global, LLC | Tetco | TVS015*****1 |  | Voluntarily Certified | HPWaterSAllPhase&lt;17kAllHeat | False | False |  |  |  |  | 18.8 | 11.2 | [6 empty] | 6.4 | 4.3 | 15200 | All Heating | 07/10/2023 |  | 11/13/2023
Enertech Global, LLC | Tetco | TVS015*A |  | Voluntarily Certified | HPWaterSAllPhase&lt;17kAllHeat | False | False |  |  |  |  | 17.5 | 11.2 | [6 empty] | 6 | 4.3 | 15100 | All Heating | 07/10/2023 |  | 11/13/2023
Enertech Global, LLC | Tetco | TVS015*A***1 |  | Voluntarily Certified | HPWaterSAllPhase&lt;17kAllHeat | False | False |  |  |  |  | 18.8 | 11.2 | [6 empty] | 6.4 | 4.3 | 15200 | All Heating | 07/10/2023 |  | 11/13/2023
Enertech Global, LLC | Tetco | TVS018 |  | Voluntarily Certified | HPWaterSAllPhase&gt;=17k&lt;65 | False | False |  |  |  |  | 16.9 | 12 | [6 empty] | 5.8 | 4.3 | 20500 | All Heating | 07/10/2023 |  | 11/13/2023
Enertech Global, LLC | Tetco | TVS018*****1 |  | Voluntarily Certified | HPWaterSAllPhase&gt;=17k&lt;65 | False | False |  |  |  |  | 18.8 | 12 | [6 empty] | 6.2 | 4.3 | 20700 | All Heating | 07/10/2023 |  | 11/13/2023
Enertech Global, LLC | Tetco | TVS018*A |  | Voluntarily Certified | HPWaterSAllPhase&gt;=17k&lt;65 | False | False |  |  |  |  | 16.9 | 12 | [6 empty] | 5.8 | 4.3 | 20500 | All Heating | 07/10/2023 |  | 11/13/2023
Enertech Global, LLC | Tetco | TVS018*A***1 |  | Voluntarily Certified | HPWaterSAllPhase&gt;=17k&lt;65 | False | False |  |  |  |  | 18.8 | 12 | [6 empty] | 6.2 | 4.3 | 20700 | All Heating | 07/10/2023 |  | 11/13/2023
Enertech Global, LLC | Tetco | TVS024 |  | Voluntarily Certified | HPWaterSAllPhase&gt;=17k&lt;65 | False | False |  |  |  |  | 16.8 | 12 | [6 empty] | 5.6 | 4.3 | 24800 | All Heating | 07/10/2023 |  | 11/13/2023
Enertech Global, LLC | Tetco | TVS024*****1 |  | Voluntarily Certified | HPWaterSAllPhase&gt;=17k&lt;65 | False | False |  |  |  |  | 18.4 | 12 | [6 empty] | 5.9 | 4.3 | 25900 | All Heating | 07/10/2023 |  | 11/13/2023
Enertech Global, LLC | Tetco | TVS024*2 |  | Voluntarily Certified | HPWaterSAllPhase&gt;=17k&lt;65 | False | False |  |  |  |  | 16.8 | 12 | [6 empty] | 5.6 | 4.3 | 24800 | All Heating | 07/10/2023 |  | 11/13/2023
Enertech Global, LLC | Tetco | TVS024*2***1 |  | Voluntarily Certified | HPWaterSAllPhase&gt;=17k&lt;65 | False | False |  |  |  |  | 18.4 | 12 | [6 empty] | 5.9 | 4.3 | 25900 | All Heating | 07/10/2023 |  | 11/13/2023
Enertech Global, LLC | Tetco | TVS024*3 |  | Voluntarily Certified | HPWaterSAllPhase&gt;=17k&lt;65 | False | False |  |  |  |  | 16.8 | 12 | [6 empty] | 5.6 | 4.3 | 24800 | All Heating | 07/10/2023 |  | 11/13/2023
Enertech Global, LLC | Tetco | TVS024*3***1 |  | Voluntarily Certified | HPWaterSAllPhase&gt;=17k&lt;65 | False | False |  |  |  |  | 18.4 | 12 | [6 empty] | 5.9 | 4.3 | 25900 | All Heating | 07/10/2023 |  | 11/13/2023
Enertech Global, LLC | Tetco | TVS024*4 |  | Voluntarily Certified | HPWaterSAllPhase&gt;=17k&lt;65 | False | False |  |  |  |  | 16.8 | 12 | [6 empty] | 5.6 | 4.3 | 24800 | All Heating | 07/10/2023 |  | 11/13/2023
Enertech Global, LLC | Tetco | TVS024*A |  | Voluntarily Certified | HPWaterSAllPhase&gt;=17k&lt;65 | False | False |  |  |  |  | 16.8 | 12 | [6 empty] | 5.6 | 4.3 | 24800 | All Heating | 07/10/2023 |  | 11/13/2023
Enertech Global, LLC | Tetco | TVS024*A***1 |  | Voluntarily Certified | HPWaterSAllPhase&gt;=17k&lt;65 | False | False |  |  |  |  | 18.4 | 12 | [6 empty] | 5.9 | 4.3 | 25900 | All Heating | 07/10/2023 |  | 11/13/2023
Enertech Global, LLC | Tetco | TVS030 |  | Voluntarily Certified | HPWaterSAllPhase&gt;=17k&lt;65 | False | False |  |  |  |  | 15.9 | 12 | [6 empty] | 5.4 | 4.3 | 28600 | All Heating | 07/10/2023 |  | 11/13/2023
Enertech Global, LLC | Tetco | TVS030*****1 |  | Voluntarily Certified | HPWaterSAllPhase&gt;=17k&lt;65 | False | False |  |  |  |  | 17.6 | 12 | [6 empty] | 5.9 | 4.3 | 30100 | All Heating | 07/10/2023 |  | 11/13/2023
Enertech Global, LLC | Tetco | TVS030*2 |  | Voluntarily Certified | HPWaterSAllPhase&gt;=17k&lt;65 | False | False |  |  |  |  | 15.9 | 12 | [6 empty] | 5.4 | 4.3 | 28600 | All Heating | 07/10/2023 |  | 11/13/2023
Enertech Global, LLC | Tetco | TVS030*2***1 |  | Voluntarily Certified | HPWaterSAllPhase&gt;=17k&lt;65 | False | False |  |  |  |  | 17.6 | 12 | [6 empty] | 5.9 | 4.3 | 30100 | All Heating | 07/10/2023 |  | 11/13/2023
Enertech Global, LLC | Tetco | TVS030*3 |  | Voluntarily Certified | HPWaterSAllPhase&gt;=17k&lt;65 | False | False |  |  |  |  | 15.9 | 12 | [6 empty] | 5.4 | 4.3 | 28600 | All Heating | 07/10/2023 |  | 11/13/2023
Enertech Global, LLC | Tetco | TVS030*3***1 |  | Voluntarily Certified | HPWaterSAllPhase&gt;=17k&lt;65 | False | False |  |  |  |  | 17.6 | 12 | [6 empty] | 5.9 | 4.3 | 30100 | All Heating | 07/10/2023 |  | 11/13/2023
Enertech Global, LLC | Tetco | TVS030*4 |  | Voluntarily Certified | HPWaterSAllPhase&gt;=17k&lt;65 | False | False |  |  |  |  | 15.9 | 12 | [6 empty] | 5.4 | 4.3 | 28600 | All Heating | 07/10/2023 |  | 11/13/2023
Enertech Global, LLC | Tetco | TVS030*A |  | Voluntarily Certified | HPWaterSAllPhase&gt;=17k&lt;65 | False | False |  |  |  |  | 15.9 | 12 | [6 empty] | 5.4 | 4.3 | 28600 | All Heating | 07/10/2023 |  | 11/13/2023
Enertech Global, LLC | Tetco | TVS030*A***1 |  | Voluntarily Certified | HPWaterSAllPhase&gt;=17k&lt;65 | False | False |  |  |  |  | 17.6 | 12 | [6 empty] | 5.9 | 4.3 | 30100 | All Heating | 07/10/2023 |  | 11/13/2023
Enertech Global, LLC | Tetco | TVS036 |  | Voluntarily Certified | HPWaterSAllPhase&gt;=17k&lt;65 | False | False |  |  |  |  | 15.5 | 12 | [6 empty] | 5.2 | 4.3 | 36000 | All Heating | 07/10/2023 |  | 11/13/2023
Enertech Global, LLC | Tetco | TVS036*****1 |  | Voluntarily Certified | HPWaterSAllPhase&gt;=17k&lt;65 | False | False |  |  |  |  | 16.4 | 12 | [6 empty] | 5.4 | 4.3 | 37100 | All Heating | 07/10/2023 |  | 11/13/2023
Enertech Global, LLC | Tetco | TVS036*2 |  | Voluntarily Certified | HPWaterSAllPhase&gt;=17k&lt;65 | False | False |  |  |  |  | 15.5 | 12 | [6 empty] | 5.2 | 4.3 | 36000 | All Heating | 07/10/2023 |  | 11/13/2023
Enertech Global, LLC | Tetco | TVS036*2***1 |  | Voluntarily Certified | HPWaterSAllPhase&gt;=17k&lt;65 | False | False |  |  |  |  | 16.4 | 12 | [6 empty] | 5.4 | 4.3 | 37100 | All Heating | 07/10/2023 |  | 11/13/2023
Enertech Global, LLC | Tetco | TVS036*3 |  | Voluntarily Certified | HPWaterSAllPhase&gt;=17k&lt;65 | False | False |  |  |  |  | 15.5 | 12 | [6 empty] | 5.2 | 4.3 | 36000 | All Heating | 07/10/2023 |  | 11/13/2023
Enertech Global, LLC | Tetco | TVS036*3***1 |  | Voluntarily Certified | HPWaterSAllPhase&gt;=17k&lt;65 | False | False |  |  |  |  | 16.4 | 12 | [6 empty] | 5.4 | 4.3 | 37100 | All Heating | 07/10/2023 |  | 11/13/2023
Enertech Global, LLC | Tetco | TVS036*4 |  | Voluntarily Certified | HPWaterSAllPhase&gt;=17k&lt;65 | False | False |  |  |  |  | 15.5 | 12 | [6 empty] | 5.2 | 4.3 | 36000 | All Heating | 07/10/2023 |  | 11/13/2023
Enertech Global, LLC | Tetco | TVS036*A |  | Voluntarily Certified | HPWaterSAllPhase&gt;=17k&lt;65 | False | False |  |  |  |  | 15.5 | 12 | [6 empty] | 5.2 | 4.3 | 36000 | All Heating | 07/10/2023 |  | 11/13/2023
Enertech Global, LLC | Tetco | TVS036*A***1 |  | Voluntarily Certified | HPWaterSAllPhase&gt;=17k&lt;65 | False | False |  |  |  |  | 16.4 | 12 | [6 empty] | 5.4 | 4.3 | 37100 | All Heating | 07/10/2023 |  | 11/13/2023
Enertech Global, LLC | Tetco | TVS041 |  | Voluntarily Certified | HPWaterSAllPhase&gt;=17k&lt;65 | False | False |  |  |  |  | 14.8 | 12 | [6 empty] | 4.6 | 4.3 | 37100 | All Heating | 07/10/2023 |  | 11/13/2023
Enertech Global, LLC | Tetco | TVS041*****1 |  | Voluntarily Certified | HPWaterSAllPhase&gt;=17k&lt;65 | False | False |  |  |  |  | 15.4 | 12 | [6 empty] | 5.1 | 4.3 | 38300 | All Heating | 07/10/2023 |  | 11/13/2023
Enertech Global, LLC | Tetco | TVS041*2 |  | Voluntarily Certified | HPWaterSAllPhase&gt;=17k&lt;65 | False | False |  |  |  |  | 14.8 | 12 | [6 empty] | 4.6 | 4.3 | 37100 | All Heating | 07/10/2023 |  | 11/13/2023
Enertech Global, LLC | Tetco | TVS041*2***1 |  | Voluntarily Certified | HPWaterSAllPhase&gt;=17k&lt;65 | False | False |  |  |  |  | 15.4 | 12 | [6 empty] | 5.1 | 4.3 | 38300 | All Heating | 07/10/2023 |  | 11/13/2023
Enertech Global, LLC | Tetco | TVS041*3 |  | Voluntarily Certified | HPWaterSAllPhase&gt;=17k&lt;65 | False | False |  |  |  |  | 14.8 | 12 | [6 empty] | 4.6 | 4.3 | 37100 | All Heating | 07/10/2023 |  | 11/13/2023
Enertech Global, LLC | Tetco | TVS041*3***1 |  | Voluntarily Certified | HPWaterSAllPhase&gt;=17k&lt;65 | False | False |  |  |  |  | 15.4 | 12 | [6 empty] | 5.1 | 4.3 | 38300 | All Heating | 07/10/2023 |  | 11/13/2023
Enertech Global, LLC | Tetco | TVS041*4 |  | Voluntarily Certified | HPWaterSAllPhase&gt;=17k&lt;65 | False | False |  |  |  |  | 14.8 | 12 | [6 empty] | 4.6 | 4.3 | 37100 | All Heating | 07/10/2023 |  | 11/13/2023
Enertech Global, LLC | Tetco | TVS042 |  | Voluntarily Certified | HPWaterSAllPhase&gt;=17k&lt;65 | False | False |  |  |  |  | 16 | 12 | [6 empty] | 5.6 | 4.3 | 41800 | All Heating | 07/10/2023 |  | 11/13/2023
Enertech Global, LLC | Tetco | TVS042*****1 |  | Voluntarily Certified | HPWaterSAllPhase&gt;=17k&lt;65 | False | False |  |  |  |  | 18.3 | 12 | [6 empty] | 5.9 | 4.3 | 42900 | All Heating | 07/10/2023 |  | 11/13/2023
Enertech Global, LLC | Tetco | TVS042*2 |  | Voluntarily Certified | HPWaterSAllPhase&gt;=17k&lt;65 | False | False |  |  |  |  | 16 | 12 | [6 empty] | 5.6 | 4.3 | 41800 | All Heating | 07/10/2023 |  | 11/13/2023
Enertech Global, LLC | Tetco | TVS042*2***1 |  | Voluntarily Certified | HPWaterSAllPhase&gt;=17k&lt;65 | False | False |  |  |  |  | 18.3 | 12 | [6 empty] | 5.9 | 4.3 | 42900 | All Heating | 07/10/2023 |  | 11/13/2023
Enertech Global, LLC | Tetco | TVS042*3 |  | Voluntarily Certified | HPWaterSAllPhase&gt;=17k&lt;65 | False | False |  |  |  |  | 16 | 12 | [6 empty] | 5.6 | 4.3 | 41800 | All Heating | 07/10/2023 |  | 11/13/2023
Enertech Global, LLC | Tetco | TVS042*3***1 |  | Voluntarily Certified | HPWaterSAllPhase&gt;=17k&lt;65 | False | False |  |  |  |  | 18.3 | 12 | [6 empty] | 5.9 | 4.3 | 42900 | All Heating | 07/10/2023 |  | 11/13/2023
Enertech Global, LLC | Tetco | TVS042*4 |  | Voluntarily Certified | HPWaterSAllPhase&gt;=17k&lt;65 | False | False |  |  |  |  | 16 | 12 | [6 empty] | 5.6 | 4.3 | 41800 | All Heating | 07/10/2023 |  | 11/13/2023
Enertech Global, LLC | Tetco | TVS048 |  | Voluntarily Certified | HPWaterSAllPhase&gt;=17k&lt;65 | False | False |  |  |  |  | 15.2 | 12 | [6 empty] | 5 | 4.3 | 48500 | All Heating | 07/10/2023 |  | 11/13/2023
Enertech Global, LLC | Tetco | TVS048*****1 |  | Voluntarily Certified | HPWaterSAllPhase&gt;=17k&lt;65 | False | False |  |  |  |  | 17.3 | 12 | [6 empty] | 5.5 | 4.3 | 49900 | All Heating | 07/10/2023 |  | 11/13/2023
Enertech Global, LLC | Tetco | TVS048*2 |  | Voluntarily Certified | HPWaterSAllPhase&gt;=17k&lt;65 | False | False |  |  |  |  | 15.2 | 12 | [6 empty] | 5 | 4.3 | 48500 | All Heating | 07/10/2023 |  | 11/13/2023
Enertech Global, LLC | Tetco | TVS048*2***1 |  | Voluntarily Certified | HPWaterSAllPhase&gt;=17k&lt;65 | False | False |  |  |  |  | 17.3 | 12 | [6 empty] | 5.5 | 4.3 | 49900 | All Heating | 07/10/2023 |  | 11/13/2023
Enertech Global, LLC | Tetco | TVS048*3 |  | Voluntarily Certified | HPWaterSAllPhase&gt;=17k&lt;65 | False | False |  |  |  |  | 15.2 | 12 | [6 empty] | 5 | 4.3 | 48500 | All Heating | 07/10/2023 |  | 11/13/2023
Enertech Global, LLC | Tetco | TVS048*3***1 |  | Voluntarily Certified | HPWaterSAllPhase&gt;=17k&lt;65 | False | False |  |  |  |  | 17.3 | 12 | [6 empty] | 5.5 | 4.3 | 49900 | All Heating | 07/10/2023 |  | 11/13/2023
Enertech Global, LLC | Tetco | TVS048*4 |  | Voluntarily Certified | HPWaterSAllPhase&gt;=17k&lt;65 | False | False |  |  |  |  | 15.2 | 12 | [6 empty] | 5 | 4.3 | 48500 | All Heating | 07/10/2023 |  | 11/13/2023
Enertech Global, LLC | Tetco | TVS060 |  | Voluntarily Certified | HPWaterSAllPhase&gt;=17k&lt;65 | False | False |  |  |  |  | 14.8 | 12 | [6 empty] | 4.9 | 4.3 | 57700 | All Heating | 07/10/2023 |  | 11/13/2023
Enertech Global, LLC | Tetco | TVS060*****1 |  | Voluntarily Certified | HPWaterSAllPhase&gt;=17k&lt;65 | False | False |  |  |  |  | 15.8 | 12 | [6 empty] | 5.2 | 4.3 | 58800 | All Heating | 07/10/2023 |  | 11/13/2023
Enertech Global, LLC | Tetco | TVS060*2 |  | Voluntarily Certified | HPWaterSAllPhase&gt;=17k&lt;65 | False | False |  |  |  |  | 14.8 | 12 | [6 empty] | 4.9 | 4.3 | 57700 | All Heating | 07/10/2023 |  | 11/13/2023
Enertech Global, LLC | Tetco | TVS060*2***1 |  | Voluntarily Certified | HPWaterSAllPhase&gt;=17k&lt;65 | False | False |  |  |  |  | 15.8 | 12 | [6 empty] | 5.2 | 4.3 | 58800 | All Heating | 07/10/2023 |  | 11/13/2023
Enertech Global, LLC | Tetco | TVS060*3 |  | Voluntarily Certified | HPWaterSAllPhase&gt;=17k&lt;65 | False | False |  |  |  |  | 14.8 | 12 | [6 empty] | 4.9 | 4.3 | 57700 | All Heating | 07/10/2023 |  | 11/13/2023
Enertech Global, LLC | Tetco | TVS060*3***1 |  | Voluntarily Certified | HPWaterSAllPhase&gt;=17k&lt;65 | False | False |  |  |  |  | 15.8 | 12 | [6 empty] | 5.2 | 4.3 | 58800 | All Heating | 07/10/2023 |  | 11/13/2023
Enertech Global, LLC | Tetco | TVS060*4 |  | Voluntarily Certified | HPWaterSAllPhase&gt;=17k&lt;65 | False | False |  |  |  |  | 14.8 | 12 | [6 empty] | 4.9 | 4.3 | 57700 | All Heating | 07/10/2023 |  | 11/13/2023
Enertech Global, LLC | Tetco | TVS072 |  | Voluntarily Certified | HPWaterSAllPhase&gt;=65k&lt;13 | False | False |  |  |  |  | 13.2 | 12 | [6 empty] | 4.4 | 4.3 | 67100 | All Heating | 07/10/2023 |  | 11/13/2023
Enertech Global, LLC | Tetco | TVS072*****1 |  | Voluntarily Certified | HPWaterSAllPhase&gt;=65k&lt;13 | False | False |  |  |  |  | 13.6 | 12 | [6 empty] | 4.6 | 4.3 | 68000 | All Heating | 07/10/2023 |  | 11/13/2023
Enertech Global, LLC | Tetco | TVS072*2 |  | Voluntarily Certified | HPWaterSAllPhase&gt;=65k&lt;13 | False | False |  |  |  |  | 13.2 | 12 | [6 empty] | 4.4 | 4.3 | 67100 | All Heating | 07/10/2023 |  | 11/13/2023
Enertech Global, LLC | Tetco | TVS072*2***1 |  | Voluntarily Certified | HPWaterSAllPhase&gt;=65k&lt;13 | False | False |  |  |  |  | 13.6 | 12 | [6 empty] | 4.6 | 4.3 | 68000 | All Heating | 07/10/2023 |  | 11/13/2023
Enertech Global, LLC | Tetco | TVS072*3 |  | Voluntarily Certified | HPWaterSAllPhase&gt;=65k&lt;13 | False | False |  |  |  |  | 13.2 | 12 | [6 empty] | 4.4 | 4.3 | 67100 | All Heating | 07/10/2023 |  | 11/13/2023
Enertech Global, LLC | Tetco | TVS072*3***1 |  | Voluntarily Certified | HPWaterSAllPhase&gt;=65k&lt;13 | False | False |  |  |  |  | 13.6 | 12 | [6 empty] | 4.6 | 4.3 | 68000 | All Heating | 07/10/2023 |  | 11/13/2023
Enertech Global, LLC | Tetco | TVS072*4 |  | Voluntarily Certified | HPWaterSAllPhase&gt;=65k&lt;13 | False | False |  |  |  |  | 13.2 | 12 | [6 empty] | 4.4 | 4.3 | 67100 | All Heating | 07/10/2023 |  | 11/13/2023
Enertech Global, LLC | Tetco | TVT024 |  | Voluntarily Certified | HPWaterSAllPhase&gt;=17k&lt;65 | False | False |  |  |  |  | 16.1 | 12 | [6 empty] | 5.2 | 4.3 | 24600 | All Heating | 07/10/2023 |  | 11/13/2023
Enertech Global, LLC | Tetco | TVT024*2 |  | Voluntarily Certified | HPWaterSAllPhase&gt;=17k&lt;65 | False | False |  |  |  |  | 16.1 | 12 | [6 empty] | 5.2 | 4.3 | 24600 | All Heating | 07/10/2023 |  | 11/13/2023
Enertech Global, LLC | Tetco | TVT024*3 |  | Voluntarily Certified | HPWaterSAllPhase&gt;=17k&lt;65 | False | False |  |  |  |  | 16.1 | 12 | [6 empty] | 5.2 | 4.3 | 24600 | All Heating | 07/10/2023 |  | 11/13/2023
Enertech Global, LLC | Tetco | TVT024*A |  | Voluntarily Certified | HPWaterSAllPhase&gt;=17k&lt;65 | False | False |  |  |  |  | 16.1 | 12 | [6 empty] | 5.2 | 4.3 | 24600 | All Heating | 07/10/2023 |  | 11/13/2023
Enertech Global, LLC | Tetco | TVT030*****1 |  | Voluntarily Certified | HPWaterSAllPhase&gt;=17k&lt;65 | False | False |  |  |  |  | 15.9 | 12 | [6 empty] | 5.1 | 4.3 | 30700 | All Heating | 07/10/2023 |  | 11/13/2023
Enertech Global, LLC | Tetco | TVT030*2***1 |  | Voluntarily Certified | HPWaterSAllPhase&gt;=17k&lt;65 | False | False |  |  |  |  | 15.9 | 12 | [6 empty] | 5.1 | 4.3 | 30700 | All Heating | 07/10/2023 |  | 11/13/2023
Enertech Global, LLC | Tetco | TVT030*3***1 |  | Voluntarily Certified | HPWaterSAllPhase&gt;=17k&lt;65 | False | False |  |  |  |  | 15.9 | 12 | [6 empty] | 5.1 | 4.3 | 30700 | All Heating | 07/10/2023 |  | 11/13/2023
Enertech Global, LLC | Tetco | TVT030*A***1 |  | Voluntarily Certified | HPWaterSAllPhase&gt;=17k&lt;65 | False | False |  |  |  |  | 15.9 | 12 | [6 empty] | 5.1 | 4.3 | 30700 | All Heating | 07/10/2023 |  | 11/13/2023
Enertech Global, LLC | Tetco | TVT036 |  | Voluntarily Certified | HPWaterSAllPhase&gt;=17k&lt;65 | False | False |  |  |  |  | 15.4 | 12 | [6 empty] | 5.1 | 4.3 | 35800 | All Heating | 07/10/2023 |  | 11/13/2023
Enertech Global, LLC | Tetco | TVT036*2 |  | Voluntarily Certified | HPWaterSAllPhase&gt;=17k&lt;65 | False | False |  |  |  |  | 15.4 | 12 | [6 empty] | 5.1 | 4.3 | 35800 | All Heating | 07/10/2023 |  | 11/13/2023
Enertech Global, LLC | Tetco | TVT036*3 |  | Voluntarily Certified | HPWaterSAllPhase&gt;=17k&lt;65 | False | False |  |  |  |  | 15.4 | 12 | [6 empty] | 5.1 | 4.3 | 35800 | All Heating | 07/10/2023 |  | 11/13/2023
Enertech Global, LLC | Tetco | TVT036*A |  | Voluntarily Certified | HPWaterSAllPhase&gt;=17k&lt;65 | False | False |  |  |  |  | 15.4 | 12 | [6 empty] | 5.1 | 4.3 | 35800 | All Heating | 07/10/2023 |  | 11/13/2023
Enertech Global, LLC | Tetco | TVT042*****1 |  | Voluntarily Certified | HPWaterSAllPhase&gt;=17k&lt;65 | False | False |  |  |  |  | 16 | 12 | [6 empty] | 5.2 | 4.3 | 44000 | All Heating | 07/10/2023 |  | 11/13/2023
Enertech Global, LLC | Tetco | TVT042*2***1 |  | Voluntarily Certified | HPWaterSAllPhase&gt;=17k&lt;65 | False | False |  |  |  |  | 16 | 12 | [6 empty] | 5.2 | 4.3 | 44000 | All Heating | 07/10/2023 |  | 11/13/2023
Enertech Global, LLC | Tetco | TVT042*3***1 |  | Voluntarily Certified | HPWaterSAllPhase&gt;=17k&lt;65 | False | False |  |  |  |  | 16 | 12 | [6 empty] | 5.2 | 4.3 | 44000 | All Heating | 07/10/2023 |  | 11/13/2023
Enertech Global, LLC | Tetco | TVT048 |  | Voluntarily Certified | HPWaterSAllPhase&gt;=17k&lt;65 | False | False |  |  |  |  | 16.2 | 12 | [6 empty] | 5.3 | 4.3 | 49300 | All Heating | 07/10/2023 |  | 11/13/2023
Enertech Global, LLC | Tetco | TVT048*2 |  | Voluntarily Certified | HPWaterSAllPhase&gt;=17k&lt;65 | False | False |  |  |  |  | 16.2 | 12 | [6 empty] | 5.3 | 4.3 | 49300 | All Heating | 07/10/2023 |  | 11/13/2023
Enertech Global, LLC | Tetco | TVT048*3 |  | Voluntarily Certified | HPWaterSAllPhase&gt;=17k&lt;65 | False | False |  |  |  |  | 16.2 | 12 | [6 empty] | 5.3 | 4.3 | 49300 | All Heating | 07/10/2023 |  | 11/13/2023
Enertech Global, LLC | Tetco | TVT048*A |  | Voluntarily Certified | HPWaterSAllPhase&gt;=17k&lt;65 | False | False |  |  |  |  | 16.2 | 12 | [6 empty] | 5.3 | 4.3 | 49300 | All Heating | 07/10/2023 |  | 11/13/2023
Enertech Global, LLC | Tetco | TVT060 |  | Voluntarily Certified | HPWaterSAllPhase&gt;=17k&lt;65 | False | False |  |  |  |  | 15.4 | 12 | [6 empty] | 5.1 | 4.3 | 58600 | All Heating | 07/10/2023 |  | 11/13/2023
Enertech Global, LLC | Tetco | TVT060*2 |  | Voluntarily Certified | HPWaterSAllPhase&gt;=17k&lt;65 | False | False |  |  |  |  | 15.4 | 12 | [6 empty] | 5.1 | 4.3 | 58600 | All Heating | 07/10/2023 |  | 11/13/2023
Enertech Global, LLC | Tetco | TVT060*3 |  | Voluntarily Certified | HPWaterSAllPhase&gt;=17k&lt;65 | False | False |  |  |  |  | 15.4 | 12 | [6 empty] | 5.1 | 4.3 | 58600 | All Heating | 07/10/2023 |  | 11/13/2023
Enertech Global, LLC | Tetco | TVT060*A |  | Voluntarily Certified | HPWaterSAllPhase&gt;=17k&lt;65 | False | False |  |  |  |  | 14.9 | 12 | [6 empty] | 4.9 | 4.3 | 58600 | All Heating | 07/10/2023 |  | 11/13/2023
Enertech Global, LLC | Tetco | TVT072 |  | Voluntarily Certified | HPWaterSAllPhase&gt;=65k&lt;13 | False | False |  |  |  |  | 13.8 | 12 | [6 empty] | 4.6 | 4.3 | 66200 | All Heating | 07/10/2023 |  | 11/13/2023
Enertech Global, LLC | Tetco | TVT072*2 |  | Voluntarily Certified | HPWaterSAllPhase&gt;=65k&lt;13 | False | False |  |  |  |  | 13.8 | 12 | [6 empty] | 4.6 | 4.3 | 66200 | All Heating | 07/10/2023 |  | 11/13/2023
Enertech Global, LLC | Tetco | TVT072*3 |  | Voluntarily Certified | HPWaterSAllPhase&gt;=65k&lt;13 | False | False |  |  |  |  | 13.8 | 12 | [6 empty] | 4.6 | 4.3 | 66200 | All Heating | 07/10/2023 |  | 11/13/2023
Enertech Global, LLC | Tetco | TZS006 |  | Voluntarily Certified | HPWaterSAllPhase&lt;17kAllHeat | False | False |  |  |  |  | 14.6 | 11.2 | [6 empty] | 5.2 | 4.3 | 6500 | All Heating | 07/10/2023 |  | 11/13/2023
Enertech Global, LLC | Tetco | TZS006*9 |  | Voluntarily Certified | HPWaterSAllPhase&lt;17kAllHeat | False | False |  |  |  |  | 13.9 | 11.2 | [6 empty] | 4.9 | 4.3 | 6200 | All Heating | 07/10/2023 |  | 11/13/2023
Enertech Global, LLC | Tetco | TZS006*A |  | Voluntarily Certified | HPWaterSAllPhase&lt;17kAllHeat | False | False |  |  |  |  | 13.9 | 11.2 | [6 empty] | 4.9 | 4.3 | 6200 | All Heating | 07/10/2023 |  | 11/13/2023
Enertech Global, LLC | Tetco | TZS009 |  | Voluntarily Certified | HPWaterSAllPhase&lt;17kAllHeat | False | False |  |  |  |  | 14.3 | 11.2 | [6 empty] | 4.9 | 4.3 | 9200 | All Heating | 07/10/2023 |  | 11/13/2023
Enertech Global, LLC | Tetco | TZS009*9 |  | Voluntarily Certified | HPWaterSAllPhase&lt;17kAllHeat | False | False |  |  |  |  | 13.6 | 11.2 | [6 empty] | 4.7 | 4.3 | 8700 | All Heating | 07/10/2023 |  | 11/13/2023
Enertech Global, LLC | Tetco | TZS009*A |  | Voluntarily Certified | HPWaterSAllPhase&lt;17kAllHeat | False | False |  |  |  |  | 13.6 | 11.2 | [6 empty] | 4.7 | 4.3 | 8700 | All Heating | 07/10/2023 |  | 11/13/2023
Enertech Global, LLC | Tetco | TZS012 |  | Voluntarily Certified | HPWaterSAllPhase&lt;17kAllHeat | False | False |  |  |  |  | 12.5 | 11.2 | [6 empty] | 4.3 | 4.3 | 11000 | All Heating | 07/10/2023 |  | 11/13/2023
Enertech Global, LLC | Tetco | TZS012*9 |  | Voluntarily Certified | HPWaterSAllPhase&lt;17kAllHeat | False | False |  |  |  |  | 12.5 | 11.2 | [6 empty] | 4.3 | 4.3 | 11000 | All Heating | 07/10/2023 |  | 11/13/2023
Enertech Global, LLC | Tetco | TZS012*A |  | Voluntarily Certified | HPWaterSAllPhase&lt;17kAllHeat | False | False |  |  |  |  | 12.5 | 11.2 | [6 empty] | 4.3 | 4.3 | 11000 | All Heating | 07/10/2023 |  | 11/13/2023
Enertech Global, LLC | Tetco | TZS015 |  | Voluntarily Certified | HPWaterSAllPhase&lt;17kAllHeat | False | False |  |  |  |  | 14.7 | 11.2 | [6 empty] | 5.6 | 4.3 | 14000 | All Heating | 07/10/2023 |  | 11/13/2023
Enertech Global, LLC | Tetco | TZS015******B |  | Voluntarily Certified | HPWaterSAllPhase&lt;17kAllHeat | False | False |  |  |  |  | 16.3 | 11.2 | [6 empty] | 5.4 | 4.3 | 14600 | All Heating | 07/10/2023 |  | 11/13/2023
Enertech Global, LLC | Tetco | TZS015*****1 |  | Voluntarily Certified | HPWaterSAllPhase&lt;17kAllHeat | False | False |  |  |  |  | 14.7 | 11.2 | [6 empty] | 5.7 | 4.3 | 13500 | All Heating | 07/10/2023 |  | 11/13/2023
Enertech Global, LLC | Tetco | TZS015*****1B |  | Voluntarily Certified | HPWaterSAllPhase&lt;17kAllHeat | False | False |  |  |  |  | 17.3 | 11.2 | [6 empty] | 5.5 | 4.3 | 14600 | All Heating | 07/10/2023 |  | 11/13/2023
Enertech Global, LLC | Tetco | TZS015*A |  | Voluntarily Certified | HPWaterSAllPhase&lt;17kAllHeat | False | False |  |  |  |  | 14.7 | 11.2 | [6 empty] | 5.6 | 4.3 | 14000 | All Heating | 07/10/2023 |  | 11/13/2023
Enertech Global, LLC | Tetco | TZS015*A****B |  | Voluntarily Certified | HPWaterSAllPhase&lt;17kAllHeat | False | False |  |  |  |  | 16.3 | 11.2 | [6 empty] | 5.4 | 4.3 | 14600 | All Heating | 07/10/2023 |  | 11/13/2023
Enertech Global, LLC | Tetco | TZS015*A***1 |  | Voluntarily Certified | HPWaterSAllPhase&lt;17kAllHeat | False | False |  |  |  |  | 14.7 | 11.2 | [6 empty] | 5.7 | 4.3 | 13500 | All Heating | 07/10/2023 |  | 11/13/2023
Enertech Global, LLC | Tetco | TZS015*A***1B |  | Voluntarily Certified | HPWaterSAllPhase&lt;17kAllHeat | False | False |  |  |  |  | 17.3 | 11.2 | [6 empty] | 5.5 | 4.3 | 14600 | All Heating | 07/10/2023 |  | 11/13/2023
Enertech Global, LLC | Tetco | TZS017 |  | Voluntarily Certified | HPWaterSAllPhase&lt;17kAllHeat | False | False |  |  |  |  | 14.7 | 11.2 | [6 empty] | 5.3 | 4.3 | 16900 | All Heating | 07/10/2023 |  | 11/13/2023
Enertech Global, LLC | Tetco | TZS017******B |  | Voluntarily Certified | HPWaterSAllPhase&gt;=17k&lt;65 | False | False |  |  |  |  | 15.8 | 12 | [6 empty] | 5.3 | 4.3 | 17000 | All Heating | 07/10/2023 |  | 11/13/2023
Enertech Global, LLC | Tetco | TZS017*****1 |  | Voluntarily Certified | HPWaterSAllPhase&gt;=17k&lt;65 | False | False |  |  |  |  | 15.6 | 12 | [6 empty] | 5.5 | 4.3 | 17000 | All Heating | 07/10/2023 |  | 11/13/2023
Enertech Global, LLC | Tetco | TZS017*****1B |  | Voluntarily Certified | HPWaterSAllPhase&gt;=17k&lt;65 | False | False |  |  |  |  | 17.4 | 12 | [6 empty] | 5.6 | 4.3 | 17300 | All Heating | 07/10/2023 |  | 11/13/2023
Enertech Global, LLC | Tetco | TZS017*A |  | Voluntarily Certified | HPWaterSAllPhase&lt;17kAllHeat | False | False |  |  |  |  | 14.7 | 11.2 | [6 empty] | 5.3 | 4.3 | 16900 | All Heating | 07/10/2023 |  | 11/13/2023
Enertech Global, LLC | Tetco | TZS017*A****B |  | Voluntarily Certified | HPWaterSAllPhase&gt;=17k&lt;65 | False | False |  |  |  |  | 15.8 | 12 | [6 empty] | 5.3 | 4.3 | 17000 | All Heating | 07/10/2023 |  | 11/13/2023
Enertech Global, LLC | Tetco | TZS017*A***1 |  | Voluntarily Certified | HPWaterSAllPhase&gt;=17k&lt;65 | False | False |  |  |  |  | 15.6 | 12 | [6 empty] | 5.5 | 4.3 | 17000 | All Heating | 07/10/2023 |  | 11/13/2023
Enertech Global, LLC | Tetco | TZS017*A***1B |  | Voluntarily Certified | HPWaterSAllPhase&gt;=17k&lt;65 | False | False |  |  |  |  | 17.4 | 12 | [6 empty] | 5.6 | 4.3 | 17300 | All Heating | 07/10/2023 |  | 11/13/2023
Enertech Global, LLC | Tetco | TZS018 |  | Voluntarily Certified | HPWaterSAllPhase&gt;=17k&lt;65 | False | False |  |  |  |  | 13.2 | 12 | [6 empty] | 4.8 | 4.3 | 18500 | All Heating | 07/10/2023 |  | 11/13/2023
Enertech Global, LLC | Tetco | TZS018******B |  | Voluntarily Certified | HPWaterSAllPhase&gt;=17k&lt;65 | False | False |  |  |  |  | 15.3 | 12 | [6 empty] | 5 | 4.3 | 19400 | All Heating | 07/10/2023 |  | 11/13/2023
Enertech Global, LLC | Tetco | TZS018*****1 |  | Voluntarily Certified | HPWaterSAllPhase&gt;=17k&lt;65 | False | False |  |  |  |  | 15.4 | 12 | [6 empty] | 5.5 | 4.3 | 19100 | All Heating | 07/10/2023 |  | 11/13/2023
Enertech Global, LLC | Tetco | TZS018*****1B |  | Voluntarily Certified | HPWaterSAllPhase&gt;=17k&lt;65 | False | False |  |  |  |  | 17.3 | 12 | [6 empty] | 5.4 | 4.3 | 19900 | All Heating | 07/10/2023 |  | 11/13/2023
Enertech Global, LLC | Tetco | TZS018*A |  | Voluntarily Certified | HPWaterSAllPhase&gt;=17k&lt;65 | False | False |  |  |  |  | 13.2 | 12 | [6 empty] | 4.8 | 4.3 | 18500 | All Heating | 07/10/2023 |  | 11/13/2023
Enertech Global, LLC | Tetco | TZS018*A****B |  | Voluntarily Certified | HPWaterSAllPhase&gt;=17k&lt;65 | False | False |  |  |  |  | 15.3 | 12 | [6 empty] | 5 | 4.3 | 19400 | All Heating | 07/10/2023 |  | 11/13/2023
Enertech Global, LLC | Tetco | TZS018*A***1 |  | Voluntarily Certified | HPWaterSAllPhase&gt;=17k&lt;65 | False | False |  |  |  |  | 15.4 | 12 | [6 empty] | 5.5 | 4.3 | 19100 | All Heating | 07/10/2023 |  | 11/13/2023
Enertech Global, LLC | Tetco | TZS018*A***1B |  | Voluntarily Certified | HPWaterSAllPhase&gt;=17k&lt;65 | False | False |  |  |  |  | 17.3 | 12 | [6 empty] | 5.4 | 4.3 | 19900 | All Heating | 07/10/2023 |  | 11/13/2023
Enertech Global, LLC | Tetco | TZS024 |  | Voluntarily Certified | HPWaterSAllPhase&gt;=17k&lt;65 | False | False |  |  |  |  | 14.9 | 12 | [6 empty] | 4.9 | 4.3 | 24600 | All Heating | 07/10/2023 |  | 11/13/2023
Enertech Global, LLC | Tetco | TZS024******B |  | Voluntarily Certified | HPWaterSAllPhase&gt;=17k&lt;65 | False | False |  |  |  |  | 15.8 | 12 | [6 empty] | 5 | 4.3 | 24100 | All Heating | 07/10/2023 |  | 11/13/2023
Enertech Global, LLC | Tetco | TZS024*****1 |  | Voluntarily Certified | HPWaterSAllPhase&gt;=17k&lt;65 | False | False |  |  |  |  | 16.9 | 12 | [6 empty] | 5.5 | 4.3 | 25300 | All Heating | 07/10/2023 |  | 11/13/2023
Enertech Global, LLC | Tetco | TZS024*****1B |  | Voluntarily Certified | HPWaterSAllPhase&gt;=17k&lt;65 | False | False |  |  |  |  | 17.9 | 12 | [6 empty] | 5.6 | 4.3 | 25000 | All Heating | 07/10/2023 |  | 11/13/2023
Enertech Global, LLC | Tetco | TZS024*2 |  | Voluntarily Certified | HPWaterSAllPhase&gt;=17k&lt;65 | False | False |  |  |  |  | 14.9 | 12 | [6 empty] | 4.9 | 4.3 | 24600 | All Heating | 07/10/2023 |  | 11/13/2023
Enertech Global, LLC | Tetco | TZS024*2****B |  | Voluntarily Certified | HPWaterSAllPhase&gt;=17k&lt;65 | False | False |  |  |  |  | 15.8 | 12 | [6 empty] | 5 | 4.3 | 24100 | All Heating | 07/10/2023 |  | 11/13/2023
Enertech Global, LLC | Tetco | TZS024*2***1 |  | Voluntarily Certified | HPWaterSAllPhase&gt;=17k&lt;65 | False | False |  |  |  |  | 16.9 | 12 | [6 empty] | 5.5 | 4.3 | 25300 | All Heating | 07/10/2023 |  | 11/13/2023
Enertech Global, LLC | Tetco | TZS024*2***1B |  | Voluntarily Certified | HPWaterSAllPhase&gt;=17k&lt;65 | False | False |  |  |  |  | 17.9 | 12 | [6 empty] | 5.6 | 4.3 | 25000 | All Heating | 07/10/2023 |  | 11/13/2023
Enertech Global, LLC | Tetco | TZS024*3 |  | Voluntarily Certified | HPWaterSAllPhase&gt;=17k&lt;65 | False | False |  |  |  |  | 14.9 | 12 | [6 empty] | 4.9 | 4.3 | 24600 | All Heating | 07/10/2023 |  | 11/13/2023
Enertech Global, LLC | Tetco | TZS024*3****B |  | Voluntarily Certified | HPWaterSAllPhase&gt;=17k&lt;65 | False | False |  |  |  |  | 15.8 | 12 | [6 empty] | 5 | 4.3 | 24100 | All Heating | 07/10/2023 |  | 11/13/2023
Enertech Global, LLC | Tetco | TZS024*3***1 |  | Voluntarily Certified | HPWaterSAllPhase&gt;=17k&lt;65 | False | False |  |  |  |  | 16.9 | 12 | [6 empty] | 5.5 | 4.3 | 25300 | All Heating | 07/10/2023 |  | 11/13/2023
Enertech Global, LLC | Tetco | TZS024*3***1B |  | Voluntarily Certified | HPWaterSAllPhase&gt;=17k&lt;65 | False | False |  |  |  |  | 17.9 | 12 | [6 empty] | 5.6 | 4.3 | 25000 | All Heating | 07/10/2023 |  | 11/13/2023
Enertech Global, LLC | Tetco | TZS024*4 |  | Voluntarily Certified | HPWaterSAllPhase&gt;=17k&lt;65 | False | False |  |  |  |  | 14.9 | 12 | [6 empty] | 4.9 | 4.3 | 24600 | All Heating | 07/10/2023 |  | 11/13/2023
Enertech Global, LLC | Tetco | TZS024*4****B |  | Voluntarily Certified | HPWaterSAllPhase&gt;=17k&lt;65 | False | False |  |  |  |  | 15.8 | 12 | [6 empty] | 5 | 4.3 | 24100 | All Heating | 07/10/2023 |  | 11/13/2023
Enertech Global, LLC | Tetco | TZS024*A |  | Voluntarily Certified | HPWaterSAllPhase&gt;=17k&lt;65 | False | False |  |  |  |  | 14.9 | 12 | [6 empty] | 4.9 | 4.3 | 24600 | All Heating | 07/10/2023 |  | 11/13/2023
Enertech Global, LLC | Tetco | TZS024*A****B |  | Voluntarily Certified | HPWaterSAllPhase&gt;=17k&lt;65 | False | False |  |  |  |  | 15.8 | 12 | [6 empty] | 5 | 4.3 | 24100 | All Heating | 07/10/2023 |  | 11/13/2023
Enertech Global, LLC | Tetco | TZS024*A***1 |  | Voluntarily Certified | HPWaterSAllPhase&gt;=17k&lt;65 | False | False |  |  |  |  | 16.9 | 12 | [6 empty] | 5.5 | 4.3 | 25300 | All Heating | 07/10/2023 |  | 11/13/2023
Enertech Global, LLC | Tetco | TZS024*A***1B |  | Voluntarily Certified | HPWaterSAllPhase&gt;=17k&lt;65 | False | False |  |  |  |  | 17.9 | 12 | [6 empty] | 5.6 | 4.3 | 25000 | All Heating | 07/10/2023 |  | 11/13/2023
Enertech Global, LLC | Tetco | TZS030 |  | Voluntarily Certified | HPWaterSAllPhase&gt;=17k&lt;65 | False | False |  |  |  |  | 15.3 | 12 | [6 empty] | 5.3 | 4.3 | 28400 | All Heating | 07/10/2023 |  | 11/13/2023
Enertech Global, LLC | Tetco | TZS030******B |  | Voluntarily Certified | HPWaterSAllPhase&gt;=17k&lt;65 | False | False |  |  |  |  | 16.2 | 12 | [6 empty] | 5.3 | 4.3 | 29000 | All Heating | 07/10/2023 |  | 11/13/2023
Enertech Global, LLC | Tetco | TZS030*****1 |  | Voluntarily Certified | HPWaterSAllPhase&gt;=17k&lt;65 | False | False |  |  |  |  | 16.2 | 12 | [6 empty] | 5.5 | 4.3 | 27800 | All Heating | 07/10/2023 |  | 11/13/2023
Enertech Global, LLC | Tetco | TZS030*****1B |  | Voluntarily Certified | HPWaterSAllPhase&gt;=17k&lt;65 | False | False |  |  |  |  | 17.5 | 12 | [6 empty] | 5.7 | 4.3 | 29500 | All Heating | 07/10/2023 |  | 11/13/2023
Enertech Global, LLC | Tetco | TZS030*2 |  | Voluntarily Certified | HPWaterSAllPhase&gt;=17k&lt;65 | False | False |  |  |  |  | 15.3 | 12 | [6 empty] | 5.3 | 4.3 | 28400 | All Heating | 07/10/2023 |  | 11/13/2023
Enertech Global, LLC | Tetco | TZS030*2****B |  | Voluntarily Certified | HPWaterSAllPhase&gt;=17k&lt;65 | False | False |  |  |  |  | 16.2 | 12 | [6 empty] | 5.3 | 4.3 | 29000 | All Heating | 07/10/2023 |  | 11/13/2023
Enertech Global, LLC | Tetco | TZS030*2***1 |  | Voluntarily Certified | HPWaterSAllPhase&gt;=17k&lt;65 | False | False |  |  |  |  | 16.2 | 12 | [6 empty] | 5.5 | 4.3 | 27800 | All Heating | 07/10/2023 |  | 11/13/2023
Enertech Global, LLC | Tetco | TZS030*2***1B |  | Voluntarily Certified | HPWaterSAllPhase&gt;=17k&lt;65 | False | False |  |  |  |  | 17.5 | 12 | [6 empty] | 5.7 | 4.3 | 29500 | All Heating | 07/10/2023 |  | 11/13/2023
Enertech Global, LLC | Tetco | TZS030*3 |  | Voluntarily Certified | HPWaterSAllPhase&gt;=17k&lt;65 | False | False |  |  |  |  | 15.3 | 12 | [6 empty] | 5.3 | 4.3 | 28400 | All Heating | 07/10/2023 |  | 11/13/2023
Enertech Global, LLC | Tetco | TZS030*3****B |  | Voluntarily Certified | HPWaterSAllPhase&gt;=17k&lt;65 | False | False |  |  |  |  | 16.2 | 12 | [6 empty] | 5.3 | 4.3 | 29000 | All Heating | 07/10/2023 |  | 11/13/2023
Enertech Global, LLC | Tetco | TZS030*3***1 |  | Voluntarily Certified | HPWaterSAllPhase&gt;=17k&lt;65 | False | False |  |  |  |  | 16.2 | 12 | [6 empty] | 5.5 | 4.3 | 27800 | All Heating | 07/10/2023 |  | 11/13/2023
Enertech Global, LLC | Tetco | TZS030*3***1B |  | Voluntarily Certified | HPWaterSAllPhase&gt;=17k&lt;65 | False | False |  |  |  |  | 17.5 | 12 | [6 empty] | 5.7 | 4.3 | 29500 | All Heating | 07/10/2023 |  | 11/13/2023
Enertech Global, LLC | Tetco | TZS030*4 |  | Voluntarily Certified | HPWaterSAllPhase&gt;=17k&lt;65 | False | False |  |  |  |  | 15.3 | 12 | [6 empty] | 5.3 | 4.3 | 28400 | All Heating | 07/10/2023 |  | 11/13/2023
Enertech Global, LLC | Tetco | TZS030*4****B |  | Voluntarily Certified | HPWaterSAllPhase&gt;=17k&lt;65 | False | False |  |  |  |  | 16.2 | 12 | [6 empty] | 5.3 | 4.3 | 29000 | All Heating | 07/10/2023 |  | 11/13/2023
Enertech Global, LLC | Tetco | TZS030*A |  | Voluntarily Certified | HPWaterSAllPhase&gt;=17k&lt;65 | False | False |  |  |  |  | 15.3 | 12 | [6 empty] | 5.3 | 4.3 | 28400 | All Heating | 07/10/2023 |  | 11/13/2023
Enertech Global, LLC | Tetco | TZS030*A****B |  | Voluntarily Certified | HPWaterSAllPhase&gt;=17k&lt;65 | False | False |  |  |  |  | 16.2 | 12 | [6 empty] | 5.3 | 4.3 | 29000 | All Heating | 07/10/2023 |  | 11/13/2023
Enertech Global, LLC | Tetco | TZS030*A***1 |  | Voluntarily Certified | HPWaterSAllPhase&gt;=17k&lt;65 | False | False |  |  |  |  | 16.2 | 12 | [6 empty] | 5.5 | 4.3 | 27800 | All Heating | 07/10/2023 |  | 11/13/2023
Enertech Global, LLC | Tetco | TZS030*A***1B |  | Voluntarily Certified | HPWaterSAllPhase&gt;=17k&lt;65 | False | False |  |  |  |  | 17.5 | 12 | [6 empty] | 5.7 | 4.3 | 29500 | All Heating | 07/10/2023 |  | 11/13/2023
Enertech Global, LLC | Tetco | TZS036 |  | Voluntarily Certified | HPWaterSAllPhase&gt;=17k&lt;65 | False | False |  |  |  |  | 15.4 | 12 | [6 empty] | 4.9 | 4.3 | 35100 | All Heating | 07/10/2023 |  | 11/13/2023
Enertech Global, LLC | Tetco | TZS036******B |  | Voluntarily Certified | HPWaterSAllPhase&gt;=17k&lt;65 | False | False |  |  |  |  | 15.6 | 12 | [6 empty] | 4.9 | 4.3 | 35900 | All Heating | 07/10/2023 |  | 11/13/2023
Enertech Global, LLC | Tetco | TZS036*****1 |  | Voluntarily Certified | HPWaterSAllPhase&gt;=17k&lt;65 | False | False |  |  |  |  | 16 | 12 | [6 empty] | 5.1 | 4.3 | 35300 | All Heating | 07/10/2023 |  | 11/13/2023
Enertech Global, LLC | Tetco | TZS036*****1B |  | Voluntarily Certified | HPWaterSAllPhase&gt;=17k&lt;65 | False | False |  |  |  |  | 16.8 | 12 | [6 empty] | 5.3 | 4.3 | 36800 | All Heating | 07/10/2023 |  | 11/13/2023
Enertech Global, LLC | Tetco | TZS036*2 |  | Voluntarily Certified | HPWaterSAllPhase&gt;=17k&lt;65 | False | False |  |  |  |  | 15.4 | 12 | [6 empty] | 4.9 | 4.3 | 35100 | All Heating | 07/10/2023 |  | 11/13/2023
Enertech Global, LLC | Tetco | TZS036*2****B |  | Voluntarily Certified | HPWaterSAllPhase&gt;=17k&lt;65 | False | False |  |  |  |  | 15.6 | 12 | [6 empty] | 4.9 | 4.3 | 35900 | All Heating | 07/10/2023 |  | 11/13/2023
Enertech Global, LLC | Tetco | TZS036*2***1 |  | Voluntarily Certified | HPWaterSAllPhase&gt;=17k&lt;65 | False | False |  |  |  |  | 16 | 12 | [6 empty] | 5.1 | 4.3 | 35300 | All Heating | 07/10/2023 |  | 11/13/2023
Enertech Global, LLC | Tetco | TZS036*2***1B |  | Voluntarily Certified | HPWaterSAllPhase&gt;=17k&lt;65 | False | False |  |  |  |  | 16.8 | 12 | [6 empty] | 5.3 | 4.3 | 36800 | All Heating | 07/10/2023 |  | 11/13/2023
Enertech Global, LLC | Tetco | TZS036*3 |  | Voluntarily Certified | HPWaterSAllPhase&gt;=17k&lt;65 | False | False |  |  |  |  | 15.4 | 12 | [6 empty] | 4.9 | 4.3 | 35100 | All Heating | 07/10/2023 |  | 11/13/2023
Enertech Global, LLC | Tetco | TZS036*3****B |  | Voluntarily Certified | HPWaterSAllPhase&gt;=17k&lt;65 | False | False |  |  |  |  | 15.6 | 12 | [6 empty] | 4.9 | 4.3 | 35900 | All Heating | 07/10/2023 |  | 11/13/2023
Enertech Global, LLC | Tetco | TZS036*3***1 |  | Voluntarily Certified | HPWaterSAllPhase&gt;=17k&lt;65 | False | False |  |  |  |  | 16 | 12 | [6 empty] | 5.1 | 4.3 | 35300 | All Heating | 07/10/2023 |  | 11/13/2023
Enertech Global, LLC | Tetco | TZS036*3***1B |  | Voluntarily Certified | HPWaterSAllPhase&gt;=17k&lt;65 | False | False |  |  |  |  | 16.8 | 12 | [6 empty] | 5.3 | 4.3 | 36800 | All Heating | 07/10/2023 |  | 11/13/2023
Enertech Global, LLC | Tetco | TZS036*4 |  | Voluntarily Certified | HPWaterSAllPhase&gt;=17k&lt;65 | False | False |  |  |  |  | 15.4 | 12 | [6 empty] | 4.9 | 4.3 | 35100 | All Heating | 07/10/2023 |  | 11/13/2023
Enertech Global, LLC | Tetco | TZS036*4****B |  | Voluntarily Certified | HPWaterSAllPhase&gt;=17k&lt;65 | False | False |  |  |  |  | 15.6 | 12 | [6 empty] | 4.9 | 4.3 | 35900 | All Heating | 07/10/2023 |  | 11/13/2023
Enertech Global, LLC | Tetco | TZS036*A |  | Voluntarily Certified | HPWaterSAllPhase&gt;=17k&lt;65 | False | False |  |  |  |  | 15.4 | 12 | [6 empty] | 4.9 | 4.3 | 35100 | All Heating | 07/10/2023 |  | 11/13/2023
Enertech Global, LLC | Tetco | TZS036*A****B |  | Voluntarily Certified | HPWaterSAllPhase&gt;=17k&lt;65 | False | False |  |  |  |  | 15.6 | 12 | [6 empty] | 4.9 | 4.3 | 35900 | All Heating | 07/10/2023 |  | 11/13/2023
Enertech Global, LLC | Tetco | TZS036*A***1 |  | Voluntarily Certified | HPWaterSAllPhase&gt;=17k&lt;65 | False | False |  |  |  |  | 16 | 12 | [6 empty] | 5.1 | 4.3 | 35300 | All Heating | 07/10/2023 |  | 11/13/2023
Enertech Global, LLC | Tetco | TZS036*A***1B |  | Voluntarily Certified | HPWaterSAllPhase&gt;=17k&lt;65 | False | False |  |  |  |  | 16.8 | 12 | [6 empty] | 5.3 | 4.3 | 36800 | All Heating | 07/10/2023 |  | 11/13/2023
Enertech Global, LLC | Tetco | TZS042 |  | Voluntarily Certified | HPWaterSAllPhase&gt;=17k&lt;65 | False | False |  |  |  |  | 15.4 | 12 | [6 empty] | 5.2 | 4.3 | 39500 | All Heating | 07/10/2023 |  | 11/13/2023
Enertech Global, LLC | Tetco | TZS042******B |  | Voluntarily Certified | HPWaterSAllPhase&gt;=17k&lt;65 | False | False |  |  |  |  | 16.9 | 12 | [6 empty] | 5.4 | 4.3 | 41700 | All Heating | 07/10/2023 |  | 11/13/2023
Enertech Global, LLC | Tetco | TZS042*****1 |  | Voluntarily Certified | HPWaterSAllPhase&gt;=17k&lt;65 | False | False |  |  |  |  | 16.4 | 12 | [6 empty] | 5 | 4.3 | 39100 | All Heating | 07/10/2023 |  | 11/13/2023
Enertech Global, LLC | Tetco | TZS042*****1B |  | Voluntarily Certified | HPWaterSAllPhase&gt;=17k&lt;65 | False | False |  |  |  |  | 17.7 | 12 | [6 empty] | 5.4 | 4.3 | 42500 | All Heating | 07/10/2023 |  | 11/13/2023
Enertech Global, LLC | Tetco | TZS042*2 |  | Voluntarily Certified | HPWaterSAllPhase&gt;=17k&lt;65 | False | False |  |  |  |  | 15.4 | 12 | [6 empty] | 5.2 | 4.3 | 39500 | All Heating | 07/10/2023 |  | 11/13/2023
Enertech Global, LLC | Tetco | TZS042*2****B |  | Voluntarily Certified | HPWaterSAllPhase&gt;=17k&lt;65 | False | False |  |  |  |  | 16.9 | 12 | [6 empty] | 5.4 | 4.3 | 41700 | All Heating | 07/10/2023 |  | 11/13/2023
Enertech Global, LLC | Tetco | TZS042*2***1 |  | Voluntarily Certified | HPWaterSAllPhase&gt;=17k&lt;65 | False | False |  |  |  |  | 16.4 | 12 | [6 empty] | 5 | 4.3 | 39100 | All Heating | 07/10/2023 |  | 11/13/2023
Enertech Global, LLC | Tetco | TZS042*2***1B |  | Voluntarily Certified | HPWaterSAllPhase&gt;=17k&lt;65 | False | False |  |  |  |  | 17.7 | 12 | [6 empty] | 5.4 | 4.3 | 42500 | All Heating | 07/10/2023 |  | 11/13/2023
Enertech Global, LLC | Tetco | TZS042*3 |  | Voluntarily Certified | HPWaterSAllPhase&gt;=17k&lt;65 | False | False |  |  |  |  | 15.4 | 12 | [6 empty] | 5.2 | 4.3 | 39500 | All Heating | 07/10/2023 |  | 11/13/2023
Enertech Global, LLC | Tetco | TZS042*3****B |  | Voluntarily Certified | HPWaterSAllPhase&gt;=17k&lt;65 | False | False |  |  |  |  | 16.9 | 12 | [6 empty] | 5.4 | 4.3 | 41700 | All Heating | 07/10/2023 |  | 11/13/2023
Enertech Global, LLC | Tetco | TZS042*3***1 |  | Voluntarily Certified | HPWaterSAllPhase&gt;=17k&lt;65 | False | False |  |  |  |  | 16.4 | 12 | [6 empty] | 5 | 4.3 | 39100 | All Heating | 07/10/2023 |  | 11/13/2023
Enertech Global, LLC | Tetco | TZS042*3***1B |  | Voluntarily Certified | HPWaterSAllPhase&gt;=17k&lt;65 | False | False |  |  |  |  | 17.7 | 12 | [6 empty] | 5.4 | 4.3 | 42500 | All Heating | 07/10/2023 |  | 11/13/2023
Enertech Global, LLC | Tetco | TZS042*4 |  | Voluntarily Certified | HPWaterSAllPhase&gt;=17k&lt;65 | False | False |  |  |  |  | 15.4 | 12 | [6 empty] | 5.2 | 4.3 | 39500 | All Heating | 07/10/2023 |  | 11/13/2023
Enertech Global, LLC | Tetco | TZS042*4****B |  | Voluntarily Certified | HPWaterSAllPhase&gt;=17k&lt;65 | False | False |  |  |  |  | 16.9 | 12 | [6 empty] | 5.4 | 4.3 | 41700 | All Heating | 07/10/2023 |  | 11/13/2023
Enertech Global, LLC | Tetco | TZS048 |  | Voluntarily Certified | HPWaterSAllPhase&gt;=17k&lt;65 | False | False |  |  |  |  | 14.7 | 12 | [6 empty] | 4.7 | 4.3 | 46600 | All Heating | 07/10/2023 |  | 11/13/2023
Enertech Global, LLC | Tetco | TZS048******B |  | Voluntarily Certified | HPWaterSAllPhase&gt;=17k&lt;65 | False | False |  |  |  |  | 15.4 | 12 | [6 empty] | 4.6 | 4.3 | 46800 | All Heating | 07/10/2023 |  | 11/13/2023
Enertech Global, LLC | Tetco | TZS048*****1 |  | Voluntarily Certified | HPWaterSAllPhase&gt;=17k&lt;65 | False | False |  |  |  |  | 15.1 | 12 | [6 empty] | 4.9 | 4.3 | 47300 | All Heating | 07/10/2023 |  | 11/13/2023
Enertech Global, LLC | Tetco | TZS048*****1B |  | Voluntarily Certified | HPWaterSAllPhase&gt;=17k&lt;65 | False | False |  |  |  |  | 16.3 | 12 | [6 empty] | 4.9 | 4.3 | 48100 | All Heating | 07/10/2023 |  | 11/13/2023
Enertech Global, LLC | Tetco | TZS048*2 |  | Voluntarily Certified | HPWaterSAllPhase&gt;=17k&lt;65 | False | False |  |  |  |  | 14.7 | 12 | [6 empty] | 4.7 | 4.3 | 46600 | All Heating | 07/10/2023 |  | 11/13/2023
Enertech Global, LLC | Tetco | TZS048*2****B |  | Voluntarily Certified | HPWaterSAllPhase&gt;=17k&lt;65 | False | False |  |  |  |  | 15.4 | 12 | [6 empty] | 4.6 | 4.3 | 46800 | All Heating | 07/10/2023 |  | 11/13/2023
Enertech Global, LLC | Tetco | TZS048*2***1 |  | Voluntarily Certified | HPWaterSAllPhase&gt;=17k&lt;65 | False | False |  |  |  |  | 15.1 | 12 | [6 empty] | 4.9 | 4.3 | 47300 | All Heating | 07/10/2023 |  | 11/13/2023
Enertech Global, LLC | Tetco | TZS048*2***1B |  | Voluntarily Certified | HPWaterSAllPhase&gt;=17k&lt;65 | False | False |  |  |  |  | 16.3 | 12 | [6 empty] | 4.9 | 4.3 | 48100 | All Heating | 07/10/2023 |  | 11/13/2023
Enertech Global, LLC | Tetco | TZS048*3 |  | Voluntarily Certified | HPWaterSAllPhase&gt;=17k&lt;65 | False | False |  |  |  |  | 14.7 | 12 | [6 empty] | 4.7 | 4.3 | 46600 | All Heating | 07/10/2023 |  | 11/13/2023
Enertech Global, LLC | Tetco | TZS048*3****B |  | Voluntarily Certified | HPWaterSAllPhase&gt;=17k&lt;65 | False | False |  |  |  |  | 15.4 | 12 | [6 empty] | 4.6 | 4.3 | 46800 | All Heating | 07/10/2023 |  | 11/13/2023
Enertech Global, LLC | Tetco | TZS048*3***1 |  | Voluntarily Certified | HPWaterSAllPhase&gt;=17k&lt;65 | False | False |  |  |  |  | 15.1 | 12 | [6 empty] | 4.9 | 4.3 | 47300 | All Heating | 07/10/2023 |  | 11/13/2023
Enertech Global, LLC | Tetco | TZS048*3***1B |  | Voluntarily Certified | HPWaterSAllPhase&gt;=17k&lt;65 | False | False |  |  |  |  | 16.3 | 12 | [6 empty] | 4.9 | 4.3 | 48100 | All Heating | 07/10/2023 |  | 11/13/2023
Enertech Global, LLC | Tetco | TZS048*4 |  | Voluntarily Certified | HPWaterSAllPhase&gt;=17k&lt;65 | False | False |  |  |  |  | 14.7 | 12 | [6 empty] | 4.7 | 4.3 | 46600 | All Heating | 07/10/2023 |  | 11/13/2023
Enertech Global, LLC | Tetco | TZS048*4****B |  | Voluntarily Certified | HPWaterSAllPhase&gt;=17k&lt;65 | False | False |  |  |  |  | 15.4 | 12 | [6 empty] | 4.6 | 4.3 | 46800 | All Heating | 07/10/2023 |  | 11/13/2023
Enertech Global, LLC | Tetco | TZS060 |  | Voluntarily Certified | HPWaterSAllPhase&gt;=17k&lt;65 | False | False |  |  |  |  | 14.5 | 12 | [6 empty] | 4.7 | 4.3 | 56400 | All Heating | 07/10/2023 |  | 11/13/2023
Enertech Global, LLC | Tetco | TZS060******B |  | Voluntarily Certified | HPWaterSAllPhase&gt;=17k&lt;65 | False | False |  |  |  |  | 15.4 | 12 | [6 empty] | 4.9 | 4.3 | 58400 | All Heating | 07/10/2023 |  | 11/13/2023
Enertech Global, LLC | Tetco | TZS060*****1 |  | Voluntarily Certified | HPWaterSAllPhase&gt;=17k&lt;65 | False | False |  |  |  |  | 15 | 12 | [6 empty] | 4.9 | 4.3 | 53500 | All Heating | 07/10/2023 |  | 11/13/2023
Enertech Global, LLC | Tetco | TZS060*****1B |  | Voluntarily Certified | HPWaterSAllPhase&gt;=17k&lt;65 | False | False |  |  |  |  | 17 | 12 | [6 empty] | 5.3 | 4.3 | 59300 | All Heating | 07/10/2023 |  | 11/13/2023
Enertech Global, LLC | Tetco | TZS060*2 |  | Voluntarily Certified | HPWaterSAllPhase&gt;=17k&lt;65 | False | False |  |  |  |  | 14.5 | 12 | [6 empty] | 4.7 | 4.3 | 56400 | All Heating | 07/10/2023 |  | 11/13/2023
Enertech Global, LLC | Tetco | TZS060*2****B |  | Voluntarily Certified | HPWaterSAllPhase&gt;=17k&lt;65 | False | False |  |  |  |  | 15.4 | 12 | [6 empty] | 4.9 | 4.3 | 58400 | All Heating | 07/10/2023 |  | 11/13/2023
Enertech Global, LLC | Tetco | TZS060*2***1 |  | Voluntarily Certified | HPWaterSAllPhase&gt;=17k&lt;65 | False | False |  |  |  |  | 15 | 12 | [6 empty] | 4.9 | 4.3 | 53500 | All Heating | 07/10/2023 |  | 11/13/2023
Enertech Global, LLC | Tetco | TZS060*2***1B |  | Voluntarily Certified | HPWaterSAllPhase&gt;=17k&lt;65 | False | False |  |  |  |  | 17 | 12 | [6 empty] | 5.3 | 4.3 | 59300 | All Heating | 07/10/2023 |  | 11/13/2023
Enertech Global, LLC | Tetco | TZS060*3 |  | Voluntarily Certified | HPWaterSAllPhase&gt;=17k&lt;65 | False | False |  |  |  |  | 14.5 | 12 | [6 empty] | 4.7 | 4.3 | 56400 | All Heating | 07/10/2023 |  | 11/13/2023
Enertech Global, LLC | Tetco | TZS060*3****B |  | Voluntarily Certified | HPWaterSAllPhase&gt;=17k&lt;65 | False | False |  |  |  |  | 15.4 | 12 | [6 empty] | 4.9 | 4.3 | 58400 | All Heating | 07/10/2023 |  | 11/13/2023
Enertech Global, LLC | Tetco | TZS060*3***1 |  | Voluntarily Certified | HPWaterSAllPhase&gt;=17k&lt;65 | False | False |  |  |  |  | 15 | 12 | [6 empty] | 4.9 | 4.3 | 53500 | All Heating | 07/10/2023 |  | 11/13/2023
Enertech Global, LLC | Tetco | TZS060*3***1B |  | Voluntarily Certified | HPWaterSAllPhase&gt;=17k&lt;65 | False | False |  |  |  |  | 17 | 12 | [6 empty] | 5.3 | 4.3 | 59300 | All Heating | 07/10/2023 |  | 11/13/2023
Enertech Global, LLC | Tetco | TZS060*4 |  | Voluntarily Certified | HPWaterSAllPhase&gt;=17k&lt;65 | False | False |  |  |  |  | 14.5 | 12 | [6 empty] | 4.7 | 4.3 | 56400 | All Heating | 07/10/2023 |  | 11/13/2023
Enertech Global, LLC | Tetco | TZS060*4****B |  | Voluntarily Certified | HPWaterSAllPhase&gt;=17k&lt;65 | False | False |  |  |  |  | 15.4 | 12 | [6 empty] | 4.9 | 4.3 | 58400 | All Heating | 07/10/2023 |  | 11/13/2023
Enertech Global, LLC | Tetco | TZS072 |  | Voluntarily Certified | HPWaterSAllPhase&gt;=65k&lt;13 | False | False |  |  |  |  | 13.4 | 12 | [6 empty] | 4.3 | 4.3 | 66600 | All Heating | 07/10/2023 |  | 11/13/2023
Enertech Global, LLC | Tetco | TZS072******B |  | Voluntarily Certified | HPWaterSAllPhase&gt;=65k&lt;13 | False | False |  |  |  |  | 15.1 | 12 | [6 empty] | 4.6 | 4.3 | 68600 | All Heating | 07/10/2023 |  | 11/13/2023
Enertech Global, LLC | Tetco | TZS072*****1 |  | Voluntarily Certified | HPWaterSAllPhase&gt;=65k&lt;13 | False | False |  |  |  |  | 13.7 | 12 | [6 empty] | 4.3 | 4.3 | 68500 | All Heating | 07/10/2023 |  | 11/13/2023
Enertech Global, LLC | Tetco | TZS072*****1B |  | Voluntarily Certified | HPWaterSAllPhase&gt;=65k&lt;13 | False | False |  |  |  |  | 15.5 | 12 | [6 empty] | 4.7 | 4.3 | 69700 | All Heating | 07/10/2023 |  | 11/13/2023
Enertech Global, LLC | Tetco | TZS072*2 |  | Voluntarily Certified | HPWaterSAllPhase&gt;=65k&lt;13 | False | False |  |  |  |  | 13.4 | 12 | [6 empty] | 4.3 | 4.3 | 66600 | All Heating | 07/10/2023 |  | 11/13/2023
Enertech Global, LLC | Tetco | TZS072*2****B |  | Voluntarily Certified | HPWaterSAllPhase&gt;=65k&lt;13 | False | False |  |  |  |  | 15.1 | 12 | [6 empty] | 4.6 | 4.3 | 68600 | All Heating | 07/10/2023 |  | 11/13/2023
Enertech Global, LLC | Tetco | TZS072*2***1 |  | Voluntarily Certified | HPWaterSAllPhase&gt;=65k&lt;13 | False | False |  |  |  |  | 13.7 | 12 | [6 empty] | 4.3 | 4.3 | 68500 | All Heating | 07/10/2023 |  | 11/13/2023
Enertech Global, LLC | Tetco | TZS072*2***1B |  | Voluntarily Certified | HPWaterSAllPhase&gt;=65k&lt;13 | False | False |  |  |  |  | 15.5 | 12 | [6 empty] | 4.7 | 4.3 | 69700 | All Heating | 07/10/2023 |  | 11/13/2023
Enertech Global, LLC | Tetco | TZS072*3 |  | Voluntarily Certified | HPWaterSAllPhase&gt;=65k&lt;13 | False | False |  |  |  |  | 13.4 | 12 | [6 empty] | 4.3 | 4.3 | 66600 | All Heating | 07/10/2023 |  | 11/13/2023
Enertech Global, LLC | Tetco | TZS072*3****B |  | Voluntarily Certified | HPWaterSAllPhase&gt;=65k&lt;13 | False | False |  |  |  |  | 15.1 | 12 | [6 empty] | 4.6 | 4.3 | 68600 | All Heating | 07/10/2023 |  | 11/13/2023
Enertech Global, LLC | Tetco | TZS072*3***1 |  | Voluntarily Certified | HPWaterSAllPhase&gt;=65k&lt;13 | False | False |  |  |  |  | 13.7 | 12 | [6 empty] | 4.3 | 4.3 | 68500 | All Heating | 07/10/2023 |  | 11/13/2023
Enertech Global, LLC | Tetco | TZS072*3***1B |  | Voluntarily Certified | HPWaterSAllPhase&gt;=65k&lt;13 | False | False |  |  |  |  | 15.5 | 12 | [6 empty] | 4.7 | 4.3 | 69700 | All Heating | 07/10/2023 |  | 11/13/2023
Enertech Global, LLC | Tetco | TZS072*4 |  | Voluntarily Certified | HPWaterSAllPhase&gt;=65k&lt;13 | False | False |  |  |  |  | 13.4 | 12 | [6 empty] | 4.3 | 4.3 | 66600 | All Heating | 07/10/2023 |  | 11/13/2023
Enertech Global, LLC | Tetco | TZS072*4****B |  | Voluntarily Certified | HPWaterSAllPhase&gt;=65k&lt;13 | False | False |  |  |  |  | 15.1 | 12 | [6 empty] | 4.6 | 4.3 | 68600 | All Heating | 07/10/2023 |  | 11/13/2023
Enertech Global, LLC | Tetco | TZT024 |  | Voluntarily Certified | HPWaterSAllPhase&gt;=17k&lt;65 | False | False |  |  |  |  | 15.9 | 12 | [6 empty] | 5.2 | 4.3 | 25300 | All Heating | 07/10/2023 |  | 11/13/2023
Enertech Global, LLC | Tetco | TZT024******B |  | Voluntarily Certified | HPWaterSAllPhase&gt;=17k&lt;65 | False | False |  |  |  |  | 17 | 12 | [6 empty] | 5.5 | 4.3 | 25600 | All Heating | 07/10/2023 |  | 11/13/2023
Enertech Global, LLC | Tetco | TZT024*2 |  | Voluntarily Certified | HPWaterSAllPhase&gt;=17k&lt;65 | False | False |  |  |  |  | 15.9 | 12 | [6 empty] | 5.2 | 4.3 | 25300 | All Heating | 07/10/2023 |  | 11/13/2023
Enertech Global, LLC | Tetco | TZT024*2****B |  | Voluntarily Certified | HPWaterSAllPhase&gt;=17k&lt;65 | False | False |  |  |  |  | 17 | 12 | [6 empty] | 5.5 | 4.3 | 25600 | All Heating | 07/10/2023 |  | 11/13/2023
Enertech Global, LLC | Tetco | TZT024*3 |  | Voluntarily Certified | HPWaterSAllPhase&gt;=17k&lt;65 | False | False |  |  |  |  | 15.9 | 12 | [6 empty] | 5.2 | 4.3 | 25300 | All Heating | 07/10/2023 |  | 11/13/2023
Enertech Global, LLC | Tetco | TZT024*3****B |  | Voluntarily Certified | HPWaterSAllPhase&gt;=17k&lt;65 | False | False |  |  |  |  | 17 | 12 | [6 empty] | 5.5 | 4.3 | 25600 | All Heating | 07/10/2023 |  | 11/13/2023
Enertech Global, LLC | Tetco | TZT024*A |  | Voluntarily Certified | HPWaterSAllPhase&gt;=17k&lt;65 | False | False |  |  |  |  | 15.9 | 12 | [6 empty] | 5.2 | 4.3 | 25300 | All Heating | 07/10/2023 |  | 11/13/2023
Enertech Global, LLC | Tetco | TZT024*A****B |  | Voluntarily Certified | HPWaterSAllPhase&gt;=17k&lt;65 | False | False |  |  |  |  | 17 | 12 | [6 empty] | 5.5 | 4.3 | 25600 | All Heating | 07/10/2023 |  | 11/13/2023
Enertech Global, LLC | Tetco | TZT030 |  | Voluntarily Certified | HPWaterSAllPhase&gt;=17k&lt;65 | False | False |  |  |  |  | 15.1 | 12 | [6 empty] | 5.1 | 4.3 | 30200 | All Heating | 07/10/2023 |  | 11/13/2023
Enertech Global, LLC | Tetco | TZT030******B |  | Voluntarily Certified | HPWaterSAllPhase&gt;=17k&lt;65 | False | False |  |  |  |  | 15.4 | 12 | [6 empty] | 5 | 4.3 | 30600 | All Heating | 07/10/2023 |  | 11/13/2023
Enertech Global, LLC | Tetco | TZT030*2 |  | Voluntarily Certified | HPWaterSAllPhase&gt;=17k&lt;65 | False | False |  |  |  |  | 15.1 | 12 | [6 empty] | 5.1 | 4.3 | 30200 | All Heating | 07/10/2023 |  | 11/13/2023
Enertech Global, LLC | Tetco | TZT030*2****B |  | Voluntarily Certified | HPWaterSAllPhase&gt;=17k&lt;65 | False | False |  |  |  |  | 15.4 | 12 | [6 empty] | 5 | 4.3 | 30600 | All Heating | 07/10/2023 |  | 11/13/2023
Enertech Global, LLC | Tetco | TZT030*3 |  | Voluntarily Certified | HPWaterSAllPhase&gt;=17k&lt;65 | False | False |  |  |  |  | 15.1 | 12 | [6 empty] | 5.1 | 4.3 | 30200 | All Heating | 07/10/2023 |  | 11/13/2023
Enertech Global, LLC | Tetco | TZT030*3****B |  | Voluntarily Certified | HPWaterSAllPhase&gt;=17k&lt;65 | False | False |  |  |  |  | 15.4 | 12 | [6 empty] | 5 | 4.3 | 30600 | All Heating | 07/10/2023 |  | 11/13/2023
Enertech Global, LLC | Tetco | TZT030*A |  | Voluntarily Certified | HPWaterSAllPhase&gt;=17k&lt;65 | False | False |  |  |  |  | 15.1 | 12 | [6 empty] | 5.1 | 4.3 | 30200 | All Heating | 07/10/2023 |  | 11/13/2023
Enertech Global, LLC | Tetco | TZT030*A****B |  | Voluntarily Certified | HPWaterSAllPhase&gt;=17k&lt;65 | False | False |  |  |  |  | 15.4 | 12 | [6 empty] | 5 | 4.3 | 30600 | All Heating | 07/10/2023 |  | 11/13/2023
Enertech Global, LLC | Tetco | TZT036 |  | Voluntarily Certified | HPWaterSAllPhase&gt;=17k&lt;65 | False | False |  |  |  |  | 15.5 | 12 | [6 empty] | 5 | 4.3 | 35100 | All Heating | 07/10/2023 |  | 11/13/2023
Enertech Global, LLC | Tetco | TZT036******B |  | Voluntarily Certified | HPWaterSAllPhase&gt;=17k&lt;65 | False | False |  |  |  |  | 17 | 12 | [6 empty] | 5.3 | 4.3 | 36500 | All Heating | 07/10/2023 |  | 11/13/2023
Enertech Global, LLC | Tetco | TZT036*2 |  | Voluntarily Certified | HPWaterSAllPhase&gt;=17k&lt;65 | False | False |  |  |  |  | 15.5 | 12 | [6 empty] | 5 | 4.3 | 35100 | All Heating | 07/10/2023 |  | 11/13/2023
Enertech Global, LLC | Tetco | TZT036*2****B |  | Voluntarily Certified | HPWaterSAllPhase&gt;=17k&lt;65 | False | False |  |  |  |  | 17 | 12 | [6 empty] | 5.3 | 4.3 | 36500 | All Heating | 07/10/2023 |  | 11/13/2023
Enertech Global, LLC | Tetco | TZT036*3 |  | Voluntarily Certified | HPWaterSAllPhase&gt;=17k&lt;65 | False | False |  |  |  |  | 15.5 | 12 | [6 empty] | 5 | 4.3 | 35100 | All Heating | 07/10/2023 |  | 11/13/2023
Enertech Global, LLC | Tetco | TZT036*3****B |  | Voluntarily Certified | HPWaterSAllPhase&gt;=17k&lt;65 | False | False |  |  |  |  | 17 | 12 | [6 empty] | 5.3 | 4.3 | 36500 | All Heating | 07/10/2023 |  | 11/13/2023
Enertech Global, LLC | Tetco | TZT036*A |  | Voluntarily Certified | HPWaterSAllPhase&gt;=17k&lt;65 | False | False |  |  |  |  | 15.5 | 12 | [6 empty] | 5 | 4.3 | 35100 | All Heating | 07/10/2023 |  | 11/13/2023
Enertech Global, LLC | Tetco | TZT036*A****B |  | Voluntarily Certified | HPWaterSAllPhase&gt;=17k&lt;65 | False | False |  |  |  |  | 17 | 12 | [6 empty] | 5.3 | 4.3 | 36500 | All Heating | 07/10/2023 |  | 11/13/2023
Enertech Global, LLC | Tetco | TZT042 |  | Voluntarily Certified | HPWaterSAllPhase&gt;=17k&lt;65 | False | False |  |  |  |  | 15.5 | 12 | [6 empty] | 4.7 | 4.3 | 41200 | All Heating | 07/10/2023 |  | 11/13/2023
Enertech Global, LLC | Tetco | TZT042******B |  | Voluntarily Certified | HPWaterSAllPhase&gt;=17k&lt;65 | False | False |  |  |  |  | 16.5 | 12 | [6 empty] | 4.6 | 4.3 | 41000 | All Heating | 07/10/2023 |  | 11/13/2023
Enertech Global, LLC | Tetco | TZT042*2 |  | Voluntarily Certified | HPWaterSAllPhase&gt;=17k&lt;65 | False | False |  |  |  |  | 15.5 | 12 | [6 empty] | 4.7 | 4.3 | 41200 | All Heating | 07/10/2023 |  | 11/13/2023
Enertech Global, LLC | Tetco | TZT042*2****B |  | Voluntarily Certified | HPWaterSAllPhase&gt;=17k&lt;65 | False | False |  |  |  |  | 16.5 | 12 | [6 empty] | 4.6 | 4.3 | 41000 | All Heating | 07/10/2023 |  | 11/13/2023
Enertech Global, LLC | Tetco | TZT042*3 |  | Voluntarily Certified | HPWaterSAllPhase&gt;=17k&lt;65 | False | False |  |  |  |  | 15.5 | 12 | [6 empty] | 4.7 | 4.3 | 41200 | All Heating | 07/10/2023 |  | 11/13/2023
Enertech Global, LLC | Tetco | TZT042*3****B |  | Voluntarily Certified | HPWaterSAllPhase&gt;=17k&lt;65 | False | False |  |  |  |  | 16.5 | 12 | [6 empty] | 4.6 | 4.3 | 41000 | All Heating | 07/10/2023 |  | 11/13/2023
Enertech Global, LLC | Tetco | TZT048 |  | Voluntarily Certified | HPWaterSAllPhase&gt;=17k&lt;65 | False | False |  |  |  |  | 15.1 | 12 | [6 empty] | 4.8 | 4.3 | 46500 | All Heating | 07/10/2023 |  | 11/13/2023
Enertech Global, LLC | Tetco | TZT048******B |  | Voluntarily Certified | HPWaterSAllPhase&gt;=17k&lt;65 | False | False |  |  |  |  | 15.8 | 12 | [6 empty] | 4.9 | 4.3 | 47600 | All Heating | 07/10/2023 |  | 11/13/2023
Enertech Global, LLC | Tetco | TZT048*2 |  | Voluntarily Certified | HPWaterSAllPhase&gt;=17k&lt;65 | False | False |  |  |  |  | 15.1 | 12 | [6 empty] | 4.8 | 4.3 | 46500 | All Heating | 07/10/2023 |  | 11/13/2023
Enertech Global, LLC | Tetco | TZT048*2****B |  | Voluntarily Certified | HPWaterSAllPhase&gt;=17k&lt;65 | False | False |  |  |  |  | 15.8 | 12 | [6 empty] | 4.9 | 4.3 | 47600 | All Heating | 07/10/2023 |  | 11/13/2023
Enertech Global, LLC | Tetco | TZT048*3 |  | Voluntarily Certified | HPWaterSAllPhase&gt;=17k&lt;65 | False | False |  |  |  |  | 15.1 | 12 | [6 empty] | 4.8 | 4.3 | 46500 | All Heating | 07/10/2023 |  | 11/13/2023
Enertech Global, LLC | Tetco | TZT048*3****B |  | Voluntarily Certified | HPWaterSAllPhase&gt;=17k&lt;65 | False | False |  |  |  |  | 15.8 | 12 | [6 empty] | 4.9 | 4.3 | 47600 | All Heating | 07/10/2023 |  | 11/13/2023
Enertech Global, LLC | Tetco | TZT048*A |  | Voluntarily Certified | HPWaterSAllPhase&gt;=17k&lt;65 | False | False |  |  |  |  | 15.1 | 12 | [6 empty] | 4.8 | 4.3 | 46500 | All Heating | 07/10/2023 |  | 11/13/2023
Enertech Global, LLC | Tetco | TZT048*A****B |  | Voluntarily Certified | HPWaterSAllPhase&gt;=17k&lt;65 | False | False |  |  |  |  | 15.8 | 12 | [6 empty] | 4.9 | 4.3 | 47600 | All Heating | 07/10/2023 |  | 11/13/2023
Enertech Global, LLC | Tetco | TZT060 |  | Voluntarily Certified | HPWaterSAllPhase&gt;=17k&lt;65 | False | False |  |  |  |  | 14.6 | 12 | [6 empty] | 4.7 | 4.3 | 55100 | All Heating | 07/10/2023 |  | 11/13/2023
Enertech Global, LLC | Tetco | TZT060******B |  | Voluntarily Certified | HPWaterSAllPhase&gt;=17k&lt;65 | False | False |  |  |  |  | 16.3 | 12 | [6 empty] | 5.1 | 4.3 | 59400 | All Heating | 07/10/2023 |  | 11/13/2023
Enertech Global, LLC | Tetco | TZT060*2 |  | Voluntarily Certified | HPWaterSAllPhase&gt;=17k&lt;65 | False | False |  |  |  |  | 14.6 | 12 | [6 empty] | 4.7 | 4.3 | 55100 | All Heating | 07/10/2023 |  | 11/13/2023
Enertech Global, LLC | Tetco | TZT060*2****B |  | Voluntarily Certified | HPWaterSAllPhase&gt;=17k&lt;65 | False | False |  |  |  |  | 16.3 | 12 | [6 empty] | 5.1 | 4.3 | 59400 | All Heating | 07/10/2023 |  | 11/13/2023
Enertech Global, LLC | Tetco | TZT060*3 |  | Voluntarily Certified | HPWaterSAllPhase&gt;=17k&lt;65 | False | False |  |  |  |  | 14.6 | 12 | [6 empty] | 4.7 | 4.3 | 55100 | All Heating | 07/10/2023 |  | 11/13/2023
Enertech Global, LLC | Tetco | TZT060*3****B |  | Voluntarily Certified | HPWaterSAllPhase&gt;=17k&lt;65 | False | False |  |  |  |  | 16.3 | 12 | [6 empty] | 5.1 | 4.3 | 59400 | All Heating | 07/10/2023 |  | 11/13/2023
Enertech Global, LLC | Tetco | TZT060*A |  | Voluntarily Certified | HPWaterSAllPhase&gt;=17k&lt;65 | False | False |  |  |  |  | 14.6 | 12 | [6 empty] | 4.7 | 4.3 | 55100 | All Heating | 07/10/2023 |  | 11/13/2023
Enertech Global, LLC | Tetco | TZT060*A****B |  | Voluntarily Certified | HPWaterSAllPhase&gt;=17k&lt;65 | False | False |  |  |  |  | 16.3 | 12 | [6 empty] | 5.1 | 4.3 | 59400 | All Heating | 07/10/2023 |  | 11/13/2023
Enertech Global, LLC | Tetco | TZT072 |  | Voluntarily Certified | HPWaterSAllPhase&gt;=65k&lt;13 | False | False |  |  |  |  | 13.7 | 12 | [6 empty] | 4.5 | 4.3 | 66600 | All Heating | 07/10/2023 |  | 11/13/2023
Enertech Global, LLC | Tetco | TZT072******B |  | Voluntarily Certified | HPWaterSAllPhase&gt;=65k&lt;13 | False | False |  |  |  |  | 15.7 | 12 | [6 empty] | 4.8 | 4.3 | 68100 | All Heating | 07/10/2023 |  | 11/13/2023
Enertech Global, LLC | Tetco | TZT072*2 |  | Voluntarily Certified | HPWaterSAllPhase&gt;=65k&lt;13 | False | False |  |  |  |  | 13.7 | 12 | [6 empty] | 4.5 | 4.3 | 66600 | All Heating | 07/10/2023 |  | 11/13/2023
Enertech Global, LLC | Tetco | TZT072*2****B |  | Voluntarily Certified | HPWaterSAllPhase&gt;=65k&lt;13 | False | False |  |  |  |  | 15.7 | 12 | [6 empty] | 4.8 | 4.3 | 68100 | All Heating | 07/10/2023 |  | 11/13/2023
Enertech Global, LLC | Tetco | TZT072*3 |  | Voluntarily Certified | HPWaterSAllPhase&gt;=65k&lt;13 | False | False |  |  |  |  | 13.7 | 12 | [6 empty] | 4.5 | 4.3 | 66600 | All Heating | 07/10/2023 |  | 11/13/2023
Enertech Global, LLC | Tetco | TZT072*3****B |  | Voluntarily Certified | HPWaterSAllPhase&gt;=65k&lt;13 | False | False |  |  |  |  | 15.7 | 12 | [6 empty] | 4.8 | 4.3 | 68100 | All Heating | 07/10/2023 |  | 11/13/2023
Daikin Comfort Technologies Manufacturing, L.P. | Daikin | DFC0723********A* |  | Voluntarily Certified | ACAirCoolAllPhase&gt;=65k&lt;1 | False | False |  |  |  |  | 11.2 |  | 15.5 | 14.8 | [6 empty] | 69000 | Electric Resistance Heating Or | 08/29/2023 |  | 11/13/2023
Daikin Comfort Technologies Manufacturing, L.P. | Daikin | DFC0724********A* |  | Voluntarily Certified | ACAirCoolAllPhase&gt;=65k&lt;1 | False | False |  |  |  |  | 11.2 |  | 15.5 | 14.8 | [6 empty] | 69000 | Electric Resistance Heating Or | 08/29/2023 |  | 11/13/2023
Daikin Comfort Technologies Manufacturing, L.P. | Daikin | DFC0727********A* |  | Voluntarily Certified | ACAirCoolAllPhase&gt;=65k&lt;1 | False | False |  |  |  |  | 11.2 |  | 15.5 | 14.8 | [6 empty] | 69000 | Electric Resistance Heating Or | 08/29/2023 |  | 11/13/2023
Daikin Comfort Technologies Manufacturing, L.P. | Daikin | DFC090*********A* |  | Voluntarily Certified | ACAirCoolAllPhase&gt;=65k&lt;1 | False | False |  |  |  |  | 11.2 |  | 15 | 14.8 | [6 empty] | 86000 | Electric Resistance Heating Or | 08/29/2023 |  | 11/13/2023
Daikin Comfort Technologies Manufacturing, L.P. | Daikin | DFC102*********A* |  | Voluntarily Certified | ACAirCoolAllPhase&gt;=65k&lt;1 | False | False |  |  |  |  | 11.2 |  | 15 | 14.8 | [6 empty] | 97000 | Electric Resistance Heating Or | 08/29/2023 |  | 11/13/2023
Daikin Comfort Technologies Manufacturing, L.P. | Daikin | DFC120*********A* |  | Voluntarily Certified | ACAirCoolAllPhase&gt;=65k&lt;1 | False | False |  |  |  |  | 11.2 |  | 15 | 14.8 | [6 empty] | 116000 | Electric Resistance Heating Or | 08/29/2023 |  | 11/13/2023
Daikin Comfort Technologies Manufacturing, L.P. | Daikin | DFC150*********A* |  | Voluntarily Certified | ACAirCoolAllPhase&gt;=135k&lt; | False | False |  |  |  |  | 11 |  | 14.4 | 14.2 | [6 empty] | 140000 | Electric Resistance Heating Or | 08/29/2023 |  | 11/13/2023
Daikin Comfort Technologies Manufacturing, L.P. | Daikin | DFC180*********A* |  | Voluntarily Certified | ACAirCoolAllPhase&gt;=135k&lt; | False | False |  |  |  |  | 11 |  | 14.2 | 14.2 | [6 empty] | 172000 | Electric Resistance Heating Or | 08/29/2023 |  | 11/13/2023
Daikin Comfort Technologies Manufacturing, L.P. | Daikin | DFC240*********A* |  | Voluntarily Certified | ACAirCoolAllPhase&gt;=135k&lt; | False | False |  |  |  |  | 11 |  | 14.2 | 14.2 | [6 empty] | 230000 | Electric Resistance Heating Or | 08/29/2023 |  | 11/13/2023
Daikin Comfort Technologies Manufacturing, L.P. | Daikin | DFG0723********A* |  | Voluntarily Certified | ACAirCoolAllPhase&gt;=65k&lt;1 | False | False |  |  |  |  | 11.2 |  | 15.5 | 14.6 | [6 empty] | 69000 | Heating Other Than Electric Re | 08/29/2023 |  | 11/13/2023
Daikin Comfort Technologies Manufacturing, L.P. | Daikin | DFG0724********A* |  | Voluntarily Certified | ACAirCoolAllPhase&gt;=65k&lt;1 | False | False |  |  |  |  | 11.2 |  | 15.5 | 14.6 | [6 empty] | 69000 | Heating Other Than Electric Re | 08/29/2023 |  | 11/13/2023
Daikin Comfort Technologies Manufacturing, L.P. | Daikin | DFG0727********A* |  | Voluntarily Certified | ACAirCoolAllPhase&gt;=65k&lt;1 | False | False |  |  |  |  | 11.2 |  | 15.5 | 14.6 | [6 empty] | 69000 | Heating Other Than Electric Re | 08/29/2023 |  | 11/13/2023
Daikin Comfort Technologies Manufacturing, L.P. | Daikin | DFG090*********A* |  | Voluntarily Certified | ACAirCoolAllPhase&gt;=65k&lt;1 | False | False |  |  |  |  | 11.2 |  | 14.8 | 14.6 | [6 empty] | 86000 | Heating Other Than Electric Re | 08/29/2023 |  | 11/13/2023
Daikin Comfort Technologies Manufacturing, L.P. | Daikin | DFG102*********A* |  | Voluntarily Certified | ACAirCoolAllPhase&gt;=65k&lt;1 | False | False |  |  |  |  | 11.2 |  | 14.8 | 14.6 | [6 empty] | 97000 | Heating Other Than Electric Re | 08/29/2023 |  | 11/13/2023
Daikin Comfort Technologies Manufacturing, L.P. | Daikin | DFG120*********A* |  | Voluntarily Certified | ACAirCoolAllPhase&gt;=65k&lt;1 | False | False |  |  |  |  | 11.2 |  | 14.8 | 14.6 | [6 empty] | 116000 | Heating Other Than Electric Re | 08/29/2023 |  | 11/13/2023
Daikin Comfort Technologies Manufacturing, L.P. | Daikin | DFG150*********A* |  | Voluntarily Certified | ACAirCoolAllPhase&gt;=135k&lt; | False | False |  |  |  |  | 11 |  | 14.2 | 14 | [6 empty] | 140000 | Heating Other Than Electric Re | 08/29/2023 |  | 11/13/2023
Daikin Comfort Technologies Manufacturing, L.P. | Daikin | DFG180*********A* |  | Voluntarily Certified | ACAirCoolAllPhase&gt;=135k&lt; | False | False |  |  |  |  | 10.8 |  | 14 | 14 | [6 empty] | 172000 | Heating Other Than Electric Re | 08/29/2023 |  | 11/13/2023
Daikin Comfort Technologies Manufacturing, L.P. | Daikin | DFG240*********A* |  | Voluntarily Certified | ACAirCoolAllPhase&gt;=135k&lt; | False | False |  |  |  |  | 10.8 |  | 14 | 14 | [6 empty] | 230000 | Heating Other Than Electric Re | 08/29/2023 |  | 11/13/2023
Daikin Comfort Technologies Manufacturing, L.P. | Daikin | DPS006AHCE2**-4* |  | Voluntarily Certified | ACAirCoolAllPhase&gt;=65k&lt;1 | False | False |  |  |  |  | 11.3 |  | 19 | 14.8 | [6 empty] | 68000 | Electric Resistance Heating Or | 08/29/2023 |  | 11/13/2023
Daikin Comfort Technologies Manufacturing, L.P. | Daikin | DPS006AHCE4**-4* |  | Voluntarily Certified | ACAirCoolAllPhase&gt;=65k&lt;1 | False | False |  |  |  |  | 11.3 |  | 19 | 14.8 | [6 empty] | 68000 | Electric Resistance Heating Or | 08/29/2023 |  | 11/13/2023
Daikin Comfort Technologies Manufacturing, L.P. | Daikin | DPS006AHCG2**-4* |  | Voluntarily Certified | ACAirCoolAllPhase&gt;=65k&lt;1 | False | False |  |  |  |  | 11.3 |  | 19.3 | 14.6 | [6 empty] | 69000 | Heating Other Than Electric Re | 08/29/2023 |  | 11/13/2023
Daikin Comfort Technologies Manufacturing, L.P. | Daikin | DPS006AHCG2**-4*14D |  | Voluntarily Certified | ACAirCoolAllPhase&gt;=65k&lt;1 | False | False |  |  |  |  | 11.3 |  | 19.3 | 14.6 | [6 empty] | 69000 | Heating Other Than Electric Re | 08/29/2023 |  | 11/13/2023
Daikin Comfort Technologies Manufacturing, L.P. | Daikin | DPS006AHCG4**-4* |  | Voluntarily Certified | ACAirCoolAllPhase&gt;=65k&lt;1 | False | False |  |  |  |  | 11.3 |  | 19.3 | 14.6 | [6 empty] | 69000 | Heating Other Than Electric Re | 08/29/2023 |  | 11/13/2023
Daikin Comfort Technologies Manufacturing, L.P. | Daikin | DPS006AHCG4**-4*14D |  | Voluntarily Certified | ACAirCoolAllPhase&gt;=65k&lt;1 | False | False |  |  |  |  | 11.3 |  | 19.3 | 14.6 | [6 empty] | 69000 | Heating Other Than Electric Re | 08/29/2023 |  | 11/13/2023
Daikin Comfort Technologies Manufacturing, L.P. | Daikin | DPS006AHCY2**-4* |  | Voluntarily Certified | ACAirCoolAllPhase&gt;=65k&lt;1 | False | False |  |  |  |  | 11.6 |  | 19.8 | 14.8 | [6 empty] | 70000 | Electric Resistance Heating Or | 08/29/2023 |  | 11/13/2023
Daikin Comfort Technologies Manufacturing, L.P. | Daikin | DPS006AHCY2**-4*14D |  | Voluntarily Certified | ACAirCoolAllPhase&gt;=65k&lt;1 | False | False |  |  |  |  | 11.6 |  | 19.8 | 14.8 | [6 empty] | 70000 | Electric Resistance Heating Or | 08/29/2023 |  | 11/13/2023
Daikin Comfort Technologies Manufacturing, L.P. | Daikin | DPS006AHCY4**-4* |  | Voluntarily Certified | ACAirCoolAllPhase&gt;=65k&lt;1 | False | False |  |  |  |  | 11.6 |  | 19.8 | 14.8 | [6 empty] | 70000 | Electric Resistance Heating Or | 08/29/2023 |  | 11/13/2023
Daikin Comfort Technologies Manufacturing, L.P. | Daikin | DPS006AHCY4**-4*14D |  | Voluntarily Certified | ACAirCoolAllPhase&gt;=65k&lt;1 | False | False |  |  |  |  | 11.6 |  | 19.8 | 14.8 | [6 empty] | 70000 | Electric Resistance Heating Or | 08/29/2023 |  | 11/13/2023
Daikin Comfort Technologies Manufacturing, L.P. | Daikin | DPS007AHME***-3* |  | Voluntarily Certified | ACAirCoolAllPhase&gt;=65k&lt;1 | False | False |  |  |  |  | 12.4 |  | 20.1 | 14.8 | [6 empty] | 89000 | Electric Resistance Heating Or | 08/29/2023 |  | 11/13/2023
Daikin Comfort Technologies Manufacturing, L.P. | Daikin | DPS007AHME***-3-14 |  | Voluntarily Certified | ACAirCoolAllPhase&gt;=65k&lt;1 | False | False |  |  |  |  | 11.8 |  | 19.3 | 14.8 | [6 empty] | 88000 | Electric Resistance Heating Or | 08/29/2023 |  | 11/13/2023
Daikin Comfort Technologies Manufacturing, L.P. | Daikin | DPS007AHME***-3-16 |  | Voluntarily Certified | ACAirCoolAllPhase&gt;=65k&lt;1 | False | False |  |  |  |  | 12.2 |  | 19.8 | 14.8 | [6 empty] | 89000 | Electric Resistance Heating Or | 08/29/2023 |  | 11/13/2023
Daikin Comfort Technologies Manufacturing, L.P. | Daikin | DPS007AHME4**-3* |  | Voluntarily Certified | ACAirCoolAllPhase&gt;=65k&lt;1 | False | False |  |  |  |  | 12.4 |  | 20.1 | 14.8 | [6 empty] | 89000 | Electric Resistance Heating Or | 08/29/2023 |  | 11/13/2023
Daikin Comfort Technologies Manufacturing, L.P. | Daikin | DPS007AHME4**-3-14 |  | Voluntarily Certified | ACAirCoolAllPhase&gt;=65k&lt;1 | False | False |  |  |  |  | 11.8 |  | 19.3 | 14.8 | [6 empty] | 88000 | Electric Resistance Heating Or | 08/29/2023 |  | 11/13/2023
Daikin Comfort Technologies Manufacturing, L.P. | Daikin | DPS007AHME4**-3-16 |  | Voluntarily Certified | ACAirCoolAllPhase&gt;=65k&lt;1 | False | False |  |  |  |  | 12.2 |  | 19.8 | 14.8 | [6 empty] | 89000 | Electric Resistance Heating Or | 08/29/2023 |  | 11/13/2023
Daikin Comfort Technologies Manufacturing, L.P. | Daikin | DPS007AHME5**-3* |  | Voluntarily Certified | ACAirCoolAllPhase&gt;=65k&lt;1 | False | False |  |  |  |  | 12.4 |  | 19.9 | 14.8 | [6 empty] | 89000 | Electric Resistance Heating Or | 08/29/2023 |  | 11/13/2023
Daikin Comfort Technologies Manufacturing, L.P. | Daikin | DPS007AHME5**-3-14 |  | Voluntarily Certified | ACAirCoolAllPhase&gt;=65k&lt;1 | False | False |  |  |  |  | 11.8 |  | 19.1 | 14.8 | [6 empty] | 88000 | Electric Resistance Heating Or | 08/29/2023 |  | 11/13/2023
Daikin Comfort Technologies Manufacturing, L.P. | Daikin | DPS007AHME5**-3-16 |  | Voluntarily Certified | ACAirCoolAllPhase&gt;=65k&lt;1 | False | False |  |  |  |  | 12.2 |  | 19.6 | 14.8 | [6 empty] | 89000 | Electric Resistance Heating Or | 08/29/2023 |  | 11/13/2023
Daikin Comfort Technologies Manufacturing, L.P. | Daikin | DPS007AHMG***-3* |  | Voluntarily Certified | ACAirCoolAllPhase&gt;=65k&lt;1 | False | False |  |  |  |  | 12.3 |  | 20.1 | 14.6 | [6 empty] | 89000 | Heating Other Than Electric Re | 08/29/2023 |  | 11/13/2023
Daikin Comfort Technologies Manufacturing, L.P. | Daikin | DPS007AHMG***-3*18D |  | Voluntarily Certified | ACAirCoolAllPhase&gt;=65k&lt;1 | False | False |  |  |  |  | 12.3 |  | 20.1 | 14.6 | [6 empty] | 89000 | Heating Other Than Electric Re | 08/29/2023 |  | 11/13/2023
Daikin Comfort Technologies Manufacturing, L.P. | Daikin | DPS007AHMG***-3-14 |  | Voluntarily Certified | ACAirCoolAllPhase&gt;=65k&lt;1 | False | False |  |  |  |  | 11.7 |  | 19.3 | 14.6 | [6 empty] | 88000 | Heating Other Than Electric Re | 08/29/2023 |  | 11/13/2023
Daikin Comfort Technologies Manufacturing, L.P. | Daikin | DPS007AHMG***-3-14D |  | Voluntarily Certified | ACAirCoolAllPhase&gt;=65k&lt;1 | False | False |  |  |  |  | 12.1 |  | 19.8 | 14.6 | [6 empty] | 89000 | Heating Other Than Electric Re | 08/29/2023 |  | 11/13/2023
Daikin Comfort Technologies Manufacturing, L.P. | Daikin | DPS007AHMG***-3-16 |  | Voluntarily Certified | ACAirCoolAllPhase&gt;=65k&lt;1 | False | False |  |  |  |  | 12.1 |  | 19.8 | 14.6 | [6 empty] | 89000 | Heating Other Than Electric Re | 08/29/2023 |  | 11/13/2023
Daikin Comfort Technologies Manufacturing, L.P. | Daikin | DPS007AHMG4**-3* |  | Voluntarily Certified | ACAirCoolAllPhase&gt;=65k&lt;1 | False | False |  |  |  |  | 12.3 |  | 20.1 | 14.6 | [6 empty] | 89000 | Heating Other Than Electric Re | 08/29/2023 |  | 11/13/2023
Daikin Comfort Technologies Manufacturing, L.P. | Daikin | DPS007AHMG4**-3*18D |  | Voluntarily Certified | ACAirCoolAllPhase&gt;=65k&lt;1 | False | False |  |  |  |  | 12.3 |  | 20.1 | 14.6 | [6 empty] | 89000 | Heating Other Than Electric Re | 08/29/2023 |  | 11/13/2023
Daikin Comfort Technologies Manufacturing, L.P. | Daikin | DPS007AHMG4**-3-14 |  | Voluntarily Certified | ACAirCoolAllPhase&gt;=65k&lt;1 | False | False |  |  |  |  | 11.7 |  | 19.3 | 14.6 | [6 empty] | 88000 | Heating Other Than Electric Re | 08/29/2023 |  | 11/13/2023
Daikin Comfort Technologies Manufacturing, L.P. | Daikin | DPS007AHMG4**-3-14D |  | Voluntarily Certified | ACAirCoolAllPhase&gt;=65k&lt;1 | False | False |  |  |  |  | 12.1 |  | 19.8 | 14.6 | [6 empty] | 89000 | Heating Other Than Electric Re | 08/29/2023 |  | 11/13/2023
Daikin Comfort Technologies Manufacturing, L.P. | Daikin | DPS007AHMG4**-3-16 |  | Voluntarily Certified | ACAirCoolAllPhase&gt;=65k&lt;1 | False | False |  |  |  |  | 12.1 |  | 19.8 | 14.6 | [6 empty] | 89000 | Heating Other Than Electric Re | 08/29/2023 |  | 11/13/2023
Daikin Comfort Technologies Manufacturing, L.P. | Daikin | DPS007AHMG5**-3* |  | Voluntarily Certified | ACAirCoolAllPhase&gt;=65k&lt;1 | False | False |  |  |  |  | 12.2 |  | 19.9 | 14.6 | [6 empty] | 89000 | Heating Other Than Electric Re | 08/29/2023 |  | 11/13/2023
Daikin Comfort Technologies Manufacturing, L.P. | Daikin | DPS007AHMG5**-3*18D |  | Voluntarily Certified | ACAirCoolAllPhase&gt;=65k&lt;1 | False | False |  |  |  |  | 12.2 |  | 19.9 | 14.6 | [6 empty] | 89000 | Heating Other Than Electric Re | 08/29/2023 |  | 11/13/2023
Daikin Comfort Technologies Manufacturing, L.P. | Daikin | DPS007AHMG5**-3-14 |  | Voluntarily Certified | ACAirCoolAllPhase&gt;=65k&lt;1 | False | False |  |  |  |  | 11.6 |  | 19.1 | 14.6 | [6 empty] | 88000 | Heating Other Than Electric Re | 08/29/2023 |  | 11/13/2023
Daikin Comfort Technologies Manufacturing, L.P. | Daikin | DPS007AHMG5**-3-14D |  | Voluntarily Certified | ACAirCoolAllPhase&gt;=65k&lt;1 | False | False |  |  |  |  | 12 |  | 19.6 | 14.6 | [6 empty] | 89000 | Heating Other Than Electric Re | 08/29/2023 |  | 11/13/2023
Daikin Comfort Technologies Manufacturing, L.P. | Daikin | DPS007AHMG5**-3-16 |  | Voluntarily Certified | ACAirCoolAllPhase&gt;=65k&lt;1 | False | False |  |  |  |  | 12 |  | 19.6 | 14.6 | [6 empty] | 89000 | Heating Other Than Electric Re | 08/29/2023 |  | 11/13/2023
Daikin Comfort Technologies Manufacturing, L.P. | Daikin | DPS007AHMY***-3* |  | Voluntarily Certified | ACAirCoolAllPhase&gt;=65k&lt;1 | False | False |  |  |  |  | 12.5 |  | 20.6 | 14.8 | [6 empty] | 90000 | Electric Resistance Heating Or | 08/29/2023 |  | 11/13/2023
Daikin Comfort Technologies Manufacturing, L.P. | Daikin | DPS007AHMY***-3*18D |  | Voluntarily Certified | ACAirCoolAllPhase&gt;=65k&lt;1 | False | False |  |  |  |  | 12.5 |  | 20.6 | 14.8 | [6 empty] | 90000 | Electric Resistance Heating Or | 08/29/2023 |  | 11/13/2023
Daikin Comfort Technologies Manufacturing, L.P. | Daikin | DPS007AHMY***-3-14 |  | Voluntarily Certified | ACAirCoolAllPhase&gt;=65k&lt;1 | False | False |  |  |  |  | 11.9 |  | 19.8 | 14.8 | [6 empty] | 89000 | Electric Resistance Heating Or | 08/29/2023 |  | 11/13/2023
Daikin Comfort Technologies Manufacturing, L.P. | Daikin | DPS007AHMY***-3-14D |  | Voluntarily Certified | ACAirCoolAllPhase&gt;=65k&lt;1 | False | False |  |  |  |  | 12.3 |  | 20.3 | 14.8 | [6 empty] | 90000 | Electric Resistance Heating Or | 08/29/2023 |  | 11/13/2023
Daikin Comfort Technologies Manufacturing, L.P. | Daikin | DPS007AHMY***-3-16 |  | Voluntarily Certified | ACAirCoolAllPhase&gt;=65k&lt;1 | False | False |  |  |  |  | 12.3 |  | 20.3 | 14.8 | [6 empty] | 90000 | Electric Resistance Heating Or | 08/29/2023 |  | 11/13/2023
Daikin Comfort Technologies Manufacturing, L.P. | Daikin | DPS007AHMY4**-3* |  | Voluntarily Certified | ACAirCoolAllPhase&gt;=65k&lt;1 | False | False |  |  |  |  | 12.5 |  | 20.6 | 14.8 | [6 empty] | 90000 | Electric Resistance Heating Or | 08/29/2023 |  | 11/13/2023
Daikin Comfort Technologies Manufacturing, L.P. | Daikin | DPS007AHMY4**-3*18D |  | Voluntarily Certified | ACAirCoolAllPhase&gt;=65k&lt;1 | False | False |  |  |  |  | 12.5 |  | 20.6 | 14.8 | [6 empty] | 90000 | Electric Resistance Heating Or | 08/29/2023 |  | 11/13/2023
Daikin Comfort Technologies Manufacturing, L.P. | Daikin | DPS007AHMY4**-3-14 |  | Voluntarily Certified | ACAirCoolAllPhase&gt;=65k&lt;1 | False | False |  |  |  |  | 11.9 |  | 19.8 | 14.8 | [6 empty] | 89000 | Electric Resistance Heating Or | 08/29/2023 |  | 11/13/2023
Daikin Comfort Technologies Manufacturing, L.P. | Daikin | DPS007AHMY4**-3-14D |  | Voluntarily Certified | ACAirCoolAllPhase&gt;=65k&lt;1 | False | False |  |  |  |  | 12.3 |  | 20.6 | 14.8 | [6 empty] | 90000 | Electric Resistance Heating Or | 08/29/2023 |  | 11/13/2023
Daikin Comfort Technologies Manufacturing, L.P. | Daikin | DPS007AHMY4**-3-16 |  | Voluntarily Certified | ACAirCoolAllPhase&gt;=65k&lt;1 | False | False |  |  |  |  | 12.3 |  | 20.6 | 14.8 | [6 empty] | 90000 | Electric Resistance Heating Or | 08/29/2023 |  | 11/13/2023
Daikin Comfort Technologies Manufacturing, L.P. | Daikin | DPS007AHMY5**-3* |  | Voluntarily Certified | ACAirCoolAllPhase&gt;=65k&lt;1 | False | False |  |  |  |  | 12.5 |  | 20.4 | 14.8 | [6 empty] | 90000 | Electric Resistance Heating Or | 08/29/2023 |  | 11/13/2023
Daikin Comfort Technologies Manufacturing, L.P. | Daikin | DPS007AHMY5**-3*18D |  | Voluntarily Certified | ACAirCoolAllPhase&gt;=65k&lt;1 | False | False |  |  |  |  | 12.5 |  | 20.4 | 14.8 | [6 empty] | 90000 | Electric Resistance Heating Or | 08/29/2023 |  | 11/13/2023
Daikin Comfort Technologies Manufacturing, L.P. | Daikin | DPS007AHMY5**-3-14 |  | Voluntarily Certified | ACAirCoolAllPhase&gt;=65k&lt;1 | False | False |  |  |  |  | 11.9 |  | 19.6 | 14.8 | [6 empty] | 89000 | Electric Resistance Heating Or | 08/29/2023 |  | 11/13/2023
Daikin Comfort Technologies Manufacturing, L.P. | Daikin | DPS007AHMY5**-3-14D |  | Voluntarily Certified | ACAirCoolAllPhase&gt;=65k&lt;1 | False | False |  |  |  |  | 12.3 |  | 20.1 | 14.8 | [6 empty] | 90000 | Electric Resistance Heating Or | 08/29/2023 |  | 11/13/2023
Daikin Comfort Technologies Manufacturing, L.P. | Daikin | DPS007AHMY5**-3-16 |  | Voluntarily Certified | ACAirCoolAllPhase&gt;=65k&lt;1 | False | False |  |  |  |  | 12.3 |  | 20.1 | 14.8 | [6 empty] | 90000 | Electric Resistance Heating Or | 08/29/2023 |  | 11/13/2023
Daikin Comfort Technologies Manufacturing, L.P. | Daikin | DPS010AHM****-4* |  | Voluntarily Certified | ACAirCoolAllPhase&gt;=65k&lt;1 | False | False |  |  |  |  | 12.39 |  | 19.3 | 14.8 | [6 empty] | 122000 | Electric Resistance Heating Or | 08/29/2023 |  | 11/13/2023
Daikin Comfort Technologies Manufacturing, L.P. | Daikin | DPS010AHM****-4*18D |  | Voluntarily Certified | ACAirCoolAllPhase&gt;=65k&lt;1 | False | False |  |  |  |  | 12.39 |  | 19.3 | 14.8 | [6 empty] | 122000 | Electric Resistance Heating Or | 08/29/2023 |  | 11/13/2023
Daikin Comfort Technologies Manufacturing, L.P. | Daikin | DPS010AHM*4**-4* |  | Voluntarily Certified | ACAirCoolAllPhase&gt;=65k&lt;1 | False | False |  |  |  |  | 12.39 |  | 19.3 | 14.8 | [6 empty] | 122000 | Electric Resistance Heating Or | 08/29/2023 |  | 11/13/2023
Daikin Comfort Technologies Manufacturing, L.P. | Daikin | DPS010AHM*4**-4*18D |  | Voluntarily Certified | ACAirCoolAllPhase&gt;=65k&lt;1 | False | False |  |  |  |  | 12.39 |  | 19.3 | 14.8 | [6 empty] | 122000 | Electric Resistance Heating Or | 08/29/2023 |  | 11/13/2023
Daikin Comfort Technologies Manufacturing, L.P. | Daikin | DPS010AHM*5**-4* |  | Voluntarily Certified | ACAirCoolAllPhase&gt;=65k&lt;1 | False | False |  |  |  |  | 12.2 |  | 19.1 | 14.8 | [6 empty] | 122000 | Electric Resistance Heating Or | 08/29/2023 |  | 11/13/2023
Daikin Comfort Technologies Manufacturing, L.P. | Daikin | DPS010AHM*5**-4*18D |  | Voluntarily Certified | ACAirCoolAllPhase&gt;=65k&lt;1 | False | False |  |  |  |  | 12.2 |  | 19.1 | 14.8 | [6 empty] | 122000 | Electric Resistance Heating Or | 08/29/2023 |  | 11/13/2023
Daikin Comfort Technologies Manufacturing, L.P. | Daikin | DPS010AHME***-4* |  | Voluntarily Certified | ACAirCoolAllPhase&gt;=65k&lt;1 | False | False |  |  |  |  | 12.1 |  | 18.8 | 14.8 | [6 empty] | 121000 | Electric Resistance Heating Or | 08/29/2023 |  | 11/13/2023
Daikin Comfort Technologies Manufacturing, L.P. | Daikin | DPS010AHME4**-4* |  | Voluntarily Certified | ACAirCoolAllPhase&gt;=65k&lt;1 | False | False |  |  |  |  | 12.1 |  | 18.8 | 14.8 | [6 empty] | 121000 | Electric Resistance Heating Or | 08/29/2023 |  | 11/13/2023
Daikin Comfort Technologies Manufacturing, L.P. | Daikin | DPS010AHME5**-4* |  | Voluntarily Certified | ACAirCoolAllPhase&gt;=65k&lt;1 | False | False |  |  |  |  | 12 |  | 18.6 | 14.8 | [6 empty] | 121000 | Electric Resistance Heating Or | 08/29/2023 |  | 11/13/2023
Daikin Comfort Technologies Manufacturing, L.P. | Daikin | DPS010AHMG***-4* |  | Voluntarily Certified | ACAirCoolAllPhase&gt;=65k&lt;1 | False | False |  |  |  |  | 12.1 |  | 18.8 | 14.6 | [6 empty] | 121000 | Heating Other Than Electric Re | 08/29/2023 |  | 11/13/2023
Daikin Comfort Technologies Manufacturing, L.P. | Daikin | DPS010AHMG***-4*18D |  | Voluntarily Certified | ACAirCoolAllPhase&gt;=65k&lt;1 | False | False |  |  |  |  | 12.1 |  | 18.8 | 14.6 | [6 empty] | 121000 | Heating Other Than Electric Re | 08/29/2023 |  | 11/13/2023
Daikin Comfort Technologies Manufacturing, L.P. | Daikin | DPS010AHMG-14-320222 |  | Voluntarily Certified | ACAirCoolAllPhase&gt;=65k&lt;1 | False | False |  |  |  |  | 11.7 |  | 18.2 | 14.6 | [6 empty] | 118000 | Heating Other Than Electric Re | 08/29/2023 |  | 11/13/2023
Daikin Comfort Technologies Manufacturing, L.P. | Daikin | DPS010AHMG4**-4* |  | Voluntarily Certified | ACAirCoolAllPhase&gt;=65k&lt;1 | False | False |  |  |  |  | 12.1 |  | 18.8 | 14.6 | [6 empty] | 121000 | Heating Other Than Electric Re | 08/29/2023 |  | 11/13/2023
Daikin Comfort Technologies Manufacturing, L.P. | Daikin | DPS010AHMG4**-4*18D |  | Voluntarily Certified | ACAirCoolAllPhase&gt;=65k&lt;1 | False | False |  |  |  |  | 12.1 |  | 18.8 | 14.6 | [6 empty] | 121000 | Heating Other Than Electric Re | 08/29/2023 |  | 11/13/2023
Daikin Comfort Technologies Manufacturing, L.P. | Daikin | DPS010AHMG5**-4* |  | Voluntarily Certified | ACAirCoolAllPhase&gt;=65k&lt;1 | False | False |  |  |  |  | 12 |  | 18.6 | 14.6 | [6 empty] | 121000 | Heating Other Than Electric Re | 08/29/2023 |  | 11/13/2023
Daikin Comfort Technologies Manufacturing, L.P. | Daikin | DPS010AHMG5**-4*18D |  | Voluntarily Certified | ACAirCoolAllPhase&gt;=65k&lt;1 | False | False |  |  |  |  | 12 |  | 18.6 | 14.6 | [6 empty] | 121000 | Heating Other Than Electric Re | 08/29/2023 |  | 11/13/2023
Daikin Comfort Technologies Manufacturing, L.P. | Daikin | DPS012AHM****-4* |  | Voluntarily Certified | ACAirCoolAllPhase&gt;=135k&lt; | False | False |  |  |  |  | 11.64 |  | 18 | 14.2 | [6 empty] | 144000 | Electric Resistance Heating Or | 08/29/2023 |  | 11/13/2023
Daikin Comfort Technologies Manufacturing, L.P. | Daikin | DPS012AHM****-4*18D |  | Voluntarily Certified | ACAirCoolAllPhase&gt;=135k&lt; | False | False |  |  |  |  | 11.64 |  | 18 | 14.2 | [6 empty] | 144000 | Electric Resistance Heating Or | 08/29/2023 |  | 11/13/2023
Daikin Comfort Technologies Manufacturing, L.P. | Daikin | DPS012AHM*4**-4* |  | Voluntarily Certified | ACAirCoolAllPhase&gt;=135k&lt; | False | False |  |  |  |  | 11.64 |  | 18 | 14.2 | [6 empty] | 144000 | Electric Resistance Heating Or | 08/29/2023 |  | 11/13/2023
Daikin Comfort Technologies Manufacturing, L.P. | Daikin | DPS012AHM*4**-4*18D |  | Voluntarily Certified | ACAirCoolAllPhase&gt;=135k&lt; | False | False |  |  |  |  | 11.64 |  | 18 | 14.2 | [6 empty] | 144000 | Electric Resistance Heating Or | 08/29/2023 |  | 11/13/2023
Daikin Comfort Technologies Manufacturing, L.P. | Daikin | DPS012AHM*5**-4* |  | Voluntarily Certified | ACAirCoolAllPhase&gt;=135k&lt; | False | False |  |  |  |  | 11.4 |  | 17.8 | 14.2 | [6 empty] | 144000 | Electric Resistance Heating Or | 08/29/2023 |  | 11/13/2023
Daikin Comfort Technologies Manufacturing, L.P. | Daikin | DPS012AHM*5**-4*18D |  | Voluntarily Certified | ACAirCoolAllPhase&gt;=135k&lt; | False | False |  |  |  |  | 11.4 |  | 17.8 | 14.2 | [6 empty] | 144000 | Electric Resistance Heating Or | 08/29/2023 |  | 11/13/2023
Daikin Comfort Technologies Manufacturing, L.P. | Daikin | DPS012AHME***-4* |  | Voluntarily Certified | ACAirCoolAllPhase&gt;=135k&lt; | False | False |  |  |  |  | 11.2 |  | 17.8 | 14.2 | [6 empty] | 144000 | Electric Resistance Heating Or | 08/29/2023 |  | 11/13/2023
Daikin Comfort Technologies Manufacturing, L.P. | Daikin | DPS012AHME4**-4* |  | Voluntarily Certified | ACAirCoolAllPhase&gt;=135k&lt; | False | False |  |  |  |  | 11.2 |  | 17.8 | 14.2 | [6 empty] | 144000 | Electric Resistance Heating Or | 08/29/2023 |  | 11/13/2023
Daikin Comfort Technologies Manufacturing, L.P. | Daikin | DPS012AHME5**-4* |  | Voluntarily Certified | ACAirCoolAllPhase&gt;=135k&lt; | False | False |  |  |  |  | 11.1 |  | 17.6 | 14.2 | [6 empty] | 144000 | Electric Resistance Heating Or | 08/29/2023 |  | 11/13/2023
Daikin Comfort Technologies Manufacturing, L.P. | Daikin | DPS012AHMG***-4* |  | Voluntarily Certified | ACAirCoolAllPhase&gt;=135k&lt; | False | False |  |  |  |  | 11.2 |  | 17.6 | 14 | [6 empty] | 144000 | Heating Other Than Electric Re | 08/29/2023 |  | 11/13/2023
Daikin Comfort Technologies Manufacturing, L.P. | Daikin | DPS012AHMG***-4*18D |  | Voluntarily Certified | ACAirCoolAllPhase&gt;=135k&lt; | False | False |  |  |  |  | 11.2 |  | 17.6 | 14 | [6 empty] | 144000 | Heating Other Than Electric Re | 08/29/2023 |  | 11/13/2023
Daikin Comfort Technologies Manufacturing, L.P. | Daikin | DPS012AHMG4**-4* |  | Voluntarily Certified | ACAirCoolAllPhase&gt;=135k&lt; | False | False |  |  |  |  | 11.2 |  | 17.6 | 14 | [6 empty] | 144000 | Heating Other Than Electric Re | 08/29/2023 |  | 11/13/2023
Daikin Comfort Technologies Manufacturing, L.P. | Daikin | DPS012AHMG4**-4*18D |  | Voluntarily Certified | ACAirCoolAllPhase&gt;=135k&lt; | False | False |  |  |  |  | 11.2 |  | 17.6 | 14 | [6 empty] | 144000 | Heating Other Than Electric Re | 08/29/2023 |  | 11/13/2023
Daikin Comfort Technologies Manufacturing, L.P. | Daikin | DPS012AHMG5**-4* |  | Voluntarily Certified | ACAirCoolAllPhase&gt;=135k&lt; | False | False |  |  |  |  | 11.1 |  | 17.4 | 14 | [6 empty] | 144000 | Heating Other Than Electric Re | 08/29/2023 |  | 11/13/2023
Daikin Comfort Technologies Manufacturing, L.P. | Daikin | DPS012AHMG5**-4*18D |  | Voluntarily Certified | ACAirCoolAllPhase&gt;=135k&lt; | False | False |  |  |  |  | 11.1 |  | 17.4 | 14 | [6 empty] | 144000 | Heating Other Than Electric Re | 08/29/2023 |  | 11/13/2023
Daikin Comfort Technologies Manufacturing, L.P. | Daikin | DPS015AHME2**-6 |  | Voluntarily Certified | ACAirCoolAllPhase&gt;=135k&lt; | False | False |  |  |  |  | 11 |  | 17.7 | 14.2 | [6 empty] | 168000 | Electric Resistance Heating Or | 08/29/2023 |  | 11/13/2023
Daikin Comfort Technologies Manufacturing, L.P. | Daikin | DPS015AHME4**-6 |  | Voluntarily Certified | ACAirCoolAllPhase&gt;=135k&lt; | False | False |  |  |  |  | 11 |  | 17.7 | 14.2 | [6 empty] | 168000 | Electric Resistance Heating Or | 08/29/2023 |  | 11/13/2023
Daikin Comfort Technologies Manufacturing, L.P. | Daikin | DPS015AHME5**-6 |  | Voluntarily Certified | ACAirCoolAllPhase&gt;=135k&lt; | False | False |  |  |  |  | 11 |  | 17.5 | 14.2 | [6 empty] | 168000 | Electric Resistance Heating Or | 08/29/2023 |  | 11/13/2023
Daikin Comfort Technologies Manufacturing, L.P. | Daikin | DPS015AHMG2**-6 |  | Voluntarily Certified | ACAirCoolAllPhase&gt;=135k&lt; | False | False |  |  |  |  | 10.8 |  | 17.5 | 14 | [6 empty] | 168000 | Heating Other Than Electric Re | 08/29/2023 |  | 11/13/2023
Daikin Comfort Technologies Manufacturing, L.P. | Daikin | DPS015AHMG2**-6*18D |  | Voluntarily Certified | ACAirCoolAllPhase&gt;=135k&lt; | False | False |  |  |  |  | 10.8 |  | 17.5 | 14 | [6 empty] | 168000 | Heating Other Than Electric Re | 08/29/2023 |  | 11/13/2023
Daikin Comfort Technologies Manufacturing, L.P. | Daikin | DPS015AHMG4**-6 |  | Voluntarily Certified | ACAirCoolAllPhase&gt;=135k&lt; | False | False |  |  |  |  | 10.8 |  | 17.5 | 14 | [6 empty] | 168000 | Heating Other Than Electric Re | 08/29/2023 |  | 11/13/2023
Daikin Comfort Technologies Manufacturing, L.P. | Daikin | DPS015AHMG4**-6*18D |  | Voluntarily Certified | ACAirCoolAllPhase&gt;=135k&lt; | False | False |  |  |  |  | 10.8 |  | 17.5 | 14 | [6 empty] | 168000 | Heating Other Than Electric Re | 08/29/2023 |  | 11/13/2023
Daikin Comfort Technologies Manufacturing, L.P. | Daikin | DPS015AHMG5**-6 |  | Voluntarily Certified | ACAirCoolAllPhase&gt;=135k&lt; | False | False |  |  |  |  | 10.8 |  | 17.3 | 14 | [6 empty] | 168000 | Heating Other Than Electric Re | 08/29/2023 |  | 11/13/2023
Daikin Comfort Technologies Manufacturing, L.P. | Daikin | DPS015AHMG5**-6&18D |  | Voluntarily Certified | ACAirCoolAllPhase&gt;=135k&lt; | False | False |  |  |  |  | 10.8 |  | 17.3 | 14 | [6 empty] | 168000 | Heating Other Than Electric Re | 08/29/2023 |  | 11/13/2023
Daikin Comfort Technologies Manufacturing, L.P. | Daikin | DPS015AHMY2**-6 |  | Voluntarily Certified | ACAirCoolAllPhase&gt;=135k&lt; | False | False |  |  |  |  | 11.1 |  | 18 | 14.2 | [6 empty] | 170000 | Electric Resistance Heating Or | 08/29/2023 |  | 11/13/2023
Daikin Comfort Technologies Manufacturing, L.P. | Daikin | DPS015AHMY2**-6*18D |  | Voluntarily Certified | ACAirCoolAllPhase&gt;=135k&lt; | False | False |  |  |  |  | 11.1 |  | 18 | 14.2 | [6 empty] | 170000 | Electric Resistance Heating Or | 08/29/2023 |  | 11/13/2023
Daikin Comfort Technologies Manufacturing, L.P. | Daikin | DPS015AHMY4**-6 |  | Voluntarily Certified | ACAirCoolAllPhase&gt;=135k&lt; | False | False |  |  |  |  | 11.1 |  | 18 | 14.2 | [6 empty] | 170000 | Electric Resistance Heating Or | 08/29/2023 |  | 11/13/2023
Daikin Comfort Technologies Manufacturing, L.P. | Daikin | DPS015AHMY4**-6*18D |  | Voluntarily Certified | ACAirCoolAllPhase&gt;=135k&lt; | False | False |  |  |  |  | 11.1 |  | 18 | 14.2 | [6 empty] | 170000 | Electric Resistance Heating Or | 08/29/2023 |  | 11/13/2023
Daikin Comfort Technologies Manufacturing, L.P. | Daikin | DPS015AHMY5**-6 |  | Voluntarily Certified | ACAirCoolAllPhase&gt;=135k&lt; | False | False |  |  |  |  | 11 |  | 17.8 | 14.2 | [6 empty] | 170000 | Electric Resistance Heating Or | 08/29/2023 |  | 11/13/2023
Daikin Comfort Technologies Manufacturing, L.P. | Daikin | DPS015AHMY5**-6*18D |  | Voluntarily Certified | ACAirCoolAllPhase&gt;=135k&lt; | False | False |  |  |  |  | 11 |  | 17.8 | 14.2 | [6 empty] | 170000 | Electric Resistance Heating Or | 08/29/2023 |  | 11/13/2023
Daikin Comfort Technologies Manufacturing, L.P. | Daikin | DPS016AHME-20 |  | Voluntarily Certified | ACAirCoolAllPhase&gt;=135k&lt; | False | False |  |  |  |  | 11.5 |  | 20.2 | 14.2 | [6 empty] | 174000 | Electric Resistance Heating Or | 08/29/2023 |  | 11/13/2023
Daikin Comfort Technologies Manufacturing, L.P. | Daikin | DPS016AHME-24 |  | Voluntarily Certified | ACAirCoolAllPhase&gt;=135k&lt; | False | False |  |  |  |  | 12 |  | 20.9 | 14.2 | [6 empty] | 174000 | Electric Resistance Heating Or | 08/29/2023 |  | 11/13/2023
Daikin Comfort Technologies Manufacturing, L.P. | Daikin | DPS016AHME-24H |  | Voluntarily Certified | ACAirCoolAllPhase&gt;=135k&lt; | False | False |  |  |  |  | 11.7 |  | 19.7 | 14.2 | [6 empty] | 174000 | Electric Resistance Heating Or | 08/29/2023 |  | 11/13/2023
Daikin Comfort Technologies Manufacturing, L.P. | Daikin | DPS016AHMG-20 |  | Voluntarily Certified | ACAirCoolAllPhase&gt;=135k&lt; | False | False |  |  |  |  | 11.1 |  | 19.9 | 14 | [6 empty] | 172000 | Heating Other Than Electric Re | 08/29/2023 |  | 11/13/2023
Daikin Comfort Technologies Manufacturing, L.P. | Daikin | DPS016AHMG-20H |  | Voluntarily Certified | ACAirCoolAllPhase&gt;=135k&lt; | False | False |  |  |  |  | 11.2 |  | 19.8 | 14 | [6 empty] | 172000 | Heating Other Than Electric Re | 08/29/2023 |  | 11/13/2023
Daikin Comfort Technologies Manufacturing, L.P. | Daikin | DPS016AHMG-24 |  | Voluntarily Certified | ACAirCoolAllPhase&gt;=135k&lt; | False | False |  |  |  |  | 11.7 |  | 20.5 | 14 | [6 empty] | 174000 | Heating Other Than Electric Re | 08/29/2023 |  | 11/13/2023
Daikin Comfort Technologies Manufacturing, L.P. | Daikin | DPS016AHMG-24H |  | Voluntarily Certified | ACAirCoolAllPhase&gt;=135k&lt; | False | False |  |  |  |  | 11.9 |  | 20.1 | 14 | [6 empty] | 174000 | Heating Other Than Electric Re | 08/29/2023 |  | 11/13/2023
Daikin Comfort Technologies Manufacturing, L.P. | Daikin | DPS016AHMY-20 |  | Voluntarily Certified | ACAirCoolAllPhase&gt;=135k&lt; | False | False |  |  |  |  | 11.7 |  | 20.5 | 14.2 | [6 empty] | 174000 | Electric Resistance Heating Or | 08/29/2023 |  | 11/13/2023
Daikin Comfort Technologies Manufacturing, L.P. | Daikin | DPS016AHMY-20H |  | Voluntarily Certified | ACAirCoolAllPhase&gt;=135k&lt; | False | False |  |  |  |  | 11.3 |  | 19.7 | 14.2 | [6 empty] | 172000 | Electric Resistance Heating Or | 08/29/2023 |  | 11/13/2023
Daikin Comfort Technologies Manufacturing, L.P. | Daikin | DPS016AHMY-24 |  | Voluntarily Certified | ACAirCoolAllPhase&gt;=135k&lt; | False | False |  |  |  |  | 12.2 |  | 21 | 14.2 | [6 empty] | 176000 | Electric Resistance Heating Or | 08/29/2023 |  | 11/13/2023
Daikin Comfort Technologies Manufacturing, L.P. | Daikin | DPS016AHMY-24H |  | Voluntarily Certified | ACAirCoolAllPhase&gt;=135k&lt; | False | False |  |  |  |  | 12.1 |  | 20.9 | 14.2 | [6 empty] | 176000 | Electric Resistance Heating Or | 08/29/2023 |  | 11/13/2023
Daikin Comfort Technologies Manufacturing, L.P. | Daikin | DPS018AHME-20 |  | Voluntarily Certified | ACAirCoolAllPhase&gt;=135k&lt; | False | False |  |  |  |  | 11.2 |  | 20.1 | 14.2 | [6 empty] | 190000 | Electric Resistance Heating Or | 08/29/2023 |  | 11/13/2023
Daikin Comfort Technologies Manufacturing, L.P. | Daikin | DPS018AHME-24 |  | Voluntarily Certified | ACAirCoolAllPhase&gt;=135k&lt; | False | False |  |  |  |  | 11.8 |  | 20.7 | 14.2 | [6 empty] | 192000 | Electric Resistance Heating Or | 08/29/2023 |  | 11/13/2023
Daikin Comfort Technologies Manufacturing, L.P. | Daikin | DPS018AHME-24H |  | Voluntarily Certified | ACAirCoolAllPhase&gt;=135k&lt; | False | False |  |  |  |  | 11.4 |  | 19.4 | 14.2 | [6 empty] | 190000 | Electric Resistance Heating Or | 08/29/2023 |  | 11/13/2023
Daikin Comfort Technologies Manufacturing, L.P. | Daikin | DPS018AHMG-20 |  | Voluntarily Certified | ACAirCoolAllPhase&gt;=135k&lt; | False | False |  |  |  |  | 10.8 |  | 19.5 | 14 | [6 empty] | 186000 | Heating Other Than Electric Re | 08/29/2023 |  | 11/13/2023
Daikin Comfort Technologies Manufacturing, L.P. | Daikin | DPS018AHMG-20H |  | Voluntarily Certified | ACAirCoolAllPhase&gt;=135k&lt; | False | False |  |  |  |  | 10.9 |  | 19.1 | 14 | [6 empty] | 186000 | Heating Other Than Electric Re | 08/29/2023 |  | 11/13/2023
Daikin Comfort Technologies Manufacturing, L.P. | Daikin | DPS018AHMG-24 |  | Voluntarily Certified | ACAirCoolAllPhase&gt;=135k&lt; | False | False |  |  |  |  | 11.4 |  | 20.3 | 14 | [6 empty] | 190000 | Heating Other Than Electric Re | 08/29/2023 |  | 11/13/2023
Daikin Comfort Technologies Manufacturing, L.P. | Daikin | DPS018AHMG-24H |  | Voluntarily Certified | ACAirCoolAllPhase&gt;=135k&lt; | False | False |  |  |  |  | 11.6 |  | 19.8 | 14 | [6 empty] | 190000 | Heating Other Than Electric Re | 08/29/2023 |  | 11/13/2023
Daikin Comfort Technologies Manufacturing, L.P. | Daikin | DPS018AHMY-20 |  | Voluntarily Certified | ACAirCoolAllPhase&gt;=135k&lt; | False | False |  |  |  |  | 11.4 |  | 20.2 | 14.2 | [6 empty] | 190000 | Electric Resistance Heating Or | 08/29/2023 |  | 11/13/2023
Daikin Comfort Technologies Manufacturing, L.P. | Daikin | DPS018AHMY-20H |  | Voluntarily Certified | ACAirCoolAllPhase&gt;=135k&lt; | False | False |  |  |  |  | 11 |  | 19.4 | 14.2 | [6 empty] | 188000 | Electric Resistance Heating Or | 08/29/2023 |  | 11/13/2023
Daikin Comfort Technologies Manufacturing, L.P. | Daikin | DPS018AHMY-24 |  | Voluntarily Certified | ACAirCoolAllPhase&gt;=135k&lt; | False | False |  |  |  |  | 11.9 |  | 20.8 | 14.2 | [6 empty] | 192000 | Electric Resistance Heating Or | 08/29/2023 |  | 11/13/2023
Daikin Comfort Technologies Manufacturing, L.P. | Daikin | DPS018AHMY-24H |  | Voluntarily Certified | ACAirCoolAllPhase&gt;=135k&lt; | False | False |  |  |  |  | 11.8 |  | 20.7 | 14.2 | [6 empty] | 192000 | Electric Resistance Heating Or | 08/29/2023 |  | 11/13/2023
Daikin Comfort Technologies Manufacturing, L.P. | Daikin | DPSA020A*BHAM*0B02450*0 |  | Voluntarily Certified | ACAirCoolAllPhase&gt;=135k&lt; | False | False |  |  |  |  | 11.2 |  | 17.5 | 14.2 | [6 empty] | 218000 | Electric Resistance Heating Or | 08/29/2023 |  | 11/13/2023
Daikin Comfort Technologies Manufacturing, L.P. | Daikin | DPSA020A*BHAM*0B02450*E |  | Voluntarily Certified | ACAirCoolAllPhase&gt;=135k&lt; | False | False |  |  |  |  | 11.1 |  | 17.4 | 14.2 | [6 empty] | 218000 | Electric Resistance Heating Or | 08/29/2023 |  | 11/13/2023
Daikin Comfort Technologies Manufacturing, L.P. | Daikin | DPSA020A*BHAM*0B02450*G |  | Voluntarily Certified | ACAirCoolAllPhase&gt;=135k&lt; | False | False |  |  |  |  | 11 |  | 17.3 | 14 | [6 empty] | 218000 | Heating Other Than Electric Re | 08/29/2023 |  | 11/13/2023
Daikin Comfort Technologies Manufacturing, L.P. | Daikin | DPSA020A*BHAM*0B02500*0 |  | Voluntarily Certified | ACAirCoolAllPhase&gt;=135k&lt; | False | False |  |  |  |  | 11.3 |  | 17.5 | 14.2 | [6 empty] | 218000 | Electric Resistance Heating Or | 08/29/2023 |  | 11/13/2023
Daikin Comfort Technologies Manufacturing, L.P. | Daikin | DPSA020A*BHAM*0B02500*E |  | Voluntarily Certified | ACAirCoolAllPhase&gt;=135k&lt; | False | False |  |  |  |  | 11.2 |  | 17.4 | 14.2 | [6 empty] | 218000 | Electric Resistance Heating Or | 08/29/2023 |  | 11/13/2023
Daikin Comfort Technologies Manufacturing, L.P. | Daikin | DPSA020A*BHAM*0B02500*G |  | Voluntarily Certified | ACAirCoolAllPhase&gt;=135k&lt; | False | False |  |  |  |  | 11.1 |  | 17.3 | 14 | [6 empty] | 218000 | Heating Other Than Electric Re | 08/29/2023 |  | 11/13/2023
Daikin Comfort Technologies Manufacturing, L.P. | Daikin | DPSA020A*BHAM*0B02560*0 |  | Voluntarily Certified | ACAirCoolAllPhase&gt;=135k&lt; | False | False |  |  |  |  | 11.3 |  | 17.6 | 14.2 | [6 empty] | 220000 | Electric Resistance Heating Or | 08/29/2023 |  | 11/13/2023
Daikin Comfort Technologies Manufacturing, L.P. | Daikin | DPSA020A*BHAM*0B02560*E |  | Voluntarily Certified | ACAirCoolAllPhase&gt;=135k&lt; | False | False |  |  |  |  | 11.2 |  | 17.5 | 14.2 | [6 empty] | 220000 | Electric Resistance Heating Or | 08/29/2023 |  | 11/13/2023
Daikin Comfort Technologies Manufacturing, L.P. | Daikin | DPSA020A*BHAM*0B02560*G |  | Voluntarily Certified | ACAirCoolAllPhase&gt;=135k&lt; | False | False |  |  |  |  | 11.1 |  | 17.4 | 14 | [6 empty] | 220000 | Heating Other Than Electric Re | 08/29/2023 |  | 11/13/2023
Daikin Comfort Technologies Manufacturing, L.P. | Daikin | DPSA020A*BHAM*0B02630*0 |  | Voluntarily Certified | ACAirCoolAllPhase&gt;=135k&lt; | False | False |  |  |  |  | 11.3 |  | 17.5 | 14.2 | [6 empty] | 218000 | Electric Resistance Heating Or | 08/29/2023 |  | 11/13/2023
Daikin Comfort Technologies Manufacturing, L.P. | Daikin | DPSA020A*BHAM*0B02630*E |  | Voluntarily Certified | ACAirCoolAllPhase&gt;=135k&lt; | False | False |  |  |  |  | 11.2 |  | 17.4 | 14.2 | [6 empty] | 218000 | Electric Resistance Heating Or | 08/29/2023 |  | 11/13/2023
Daikin Comfort Technologies Manufacturing, L.P. | Daikin | DPSA020A*BHAM*0B02630*G |  | Voluntarily Certified | ACAirCoolAllPhase&gt;=135k&lt; | False | False |  |  |  |  | 11.1 |  | 17.3 | 14 | [6 empty] | 218000 | Heating Other Than Electric Re | 08/29/2023 |  | 11/13/2023
Daikin Comfort Technologies Manufacturing, L.P. | Daikin | DPSA020A*BHAM*0B04355*0 |  | Voluntarily Certified | ACAirCoolAllPhase&gt;=135k&lt; | False | False |  |  |  |  | 11.3 |  | 17.5 | 14.2 | [6 empty] | 218000 | Electric Resistance Heating Or | 08/29/2023 |  | 11/13/2023
Daikin Comfort Technologies Manufacturing, L.P. | Daikin | DPSA020A*BHAM*0B04355*E |  | Voluntarily Certified | ACAirCoolAllPhase&gt;=135k&lt; | False | False |  |  |  |  | 11.2 |  | 17.4 | 14.2 | [6 empty] | 218000 | Electric Resistance Heating Or | 08/29/2023 |  | 11/13/2023
Daikin Comfort Technologies Manufacturing, L.P. | Daikin | DPSA020A*BHAM*0B04355*G |  | Voluntarily Certified | ACAirCoolAllPhase&gt;=135k&lt; | False | False |  |  |  |  | 11.1 |  | 17.3 | 14 | [6 empty] | 218000 | Heating Other Than Electric Re | 08/29/2023 |  | 11/13/2023
Daikin Comfort Technologies Manufacturing, L.P. | Daikin | DPSA020A*BHBM*0B02450*0 |  | Voluntarily Certified | ACAirCoolAllPhase&gt;=135k&lt; | False | False |  |  |  |  | 11.2 |  | 17.5 | 14.2 | [6 empty] | 218000 | Electric Resistance Heating Or | 08/29/2023 |  | 11/13/2023
Daikin Comfort Technologies Manufacturing, L.P. | Daikin | DPSA020A*BHBM*0B02450*E |  | Voluntarily Certified | ACAirCoolAllPhase&gt;=135k&lt; | False | False |  |  |  |  | 11.1 |  | 17.4 | 14.2 | [6 empty] | 218000 | Electric Resistance Heating Or | 08/29/2023 |  | 11/13/2023
Daikin Comfort Technologies Manufacturing, L.P. | Daikin | DPSA020A*BHBM*0B02450*G |  | Voluntarily Certified | ACAirCoolAllPhase&gt;=135k&lt; | False | False |  |  |  |  | 11 |  | 17.3 | 14 | [6 empty] | 218000 | Heating Other Than Electric Re | 08/29/2023 |  | 11/13/2023
Daikin Comfort Technologies Manufacturing, L.P. | Daikin | DPSA020A*BHBM*0B02500*0 |  | Voluntarily Certified | ACAirCoolAllPhase&gt;=135k&lt; | False | False |  |  |  |  | 11.2 |  | 17.6 | 14.2 | [6 empty] | 218000 | Electric Resistance Heating Or | 08/29/2023 |  | 11/13/2023
Daikin Comfort Technologies Manufacturing, L.P. | Daikin | DPSA020A*BHBM*0B02500*E |  | Voluntarily Certified | ACAirCoolAllPhase&gt;=135k&lt; | False | False |  |  |  |  | 11.1 |  | 17.5 | 14.2 | [6 empty] | 218000 | Electric Resistance Heating Or | 08/29/2023 |  | 11/13/2023
Daikin Comfort Technologies Manufacturing, L.P. | Daikin | DPSA020A*BHBM*0B02500*G |  | Voluntarily Certified | ACAirCoolAllPhase&gt;=135k&lt; | False | False |  |  |  |  | 11 |  | 17.4 | 14 | [6 empty] | 218000 | Heating Other Than Electric Re | 08/29/2023 |  | 11/13/2023
Daikin Comfort Technologies Manufacturing, L.P. | Daikin | DPSA020A*BHBM*0B02560*0 |  | Voluntarily Certified | ACAirCoolAllPhase&gt;=135k&lt; | False | False |  |  |  |  | 11.2 |  | 17.6 | 14.2 | [6 empty] | 218000 | Electric Resistance Heating Or | 08/29/2023 |  | 11/13/2023
Daikin Comfort Technologies Manufacturing, L.P. | Daikin | DPSA020A*BHBM*0B02560*E |  | Voluntarily Certified | ACAirCoolAllPhase&gt;=135k&lt; | False | False |  |  |  |  | 11.1 |  | 17.5 | 14.2 | [6 empty] | 218000 | Electric Resistance Heating Or | 08/29/2023 |  | 11/13/2023
Daikin Comfort Technologies Manufacturing, L.P. | Daikin | DPSA020A*BHBM*0B02560*G |  | Voluntarily Certified | ACAirCoolAllPhase&gt;=135k&lt; | False | False |  |  |  |  | 11 |  | 17.4 | 14 | [6 empty] | 218000 | Heating Other Than Electric Re | 08/29/2023 |  | 11/13/2023
Daikin Comfort Technologies Manufacturing, L.P. | Daikin | DPSA020A*BHBM*0B02630*0 |  | Voluntarily Certified | ACAirCoolAllPhase&gt;=135k&lt; | False | False |  |  |  |  | 11.2 |  | 17.5 | 14.2 | [6 empty] | 218000 | Electric Resistance Heating Or | 08/29/2023 |  | 11/13/2023
Daikin Comfort Technologies Manufacturing, L.P. | Daikin | DPSA020A*BHBM*0B02630*E |  | Voluntarily Certified | ACAirCoolAllPhase&gt;=135k&lt; | False | False |  |  |  |  | 11.1 |  | 17.4 | 14.2 | [6 empty] | 218000 | Electric Resistance Heating Or | 08/29/2023 |  | 11/13/2023
Daikin Comfort Technologies Manufacturing, L.P. | Daikin | DPSA020A*BHBM*0B02630*G |  | Voluntarily Certified | ACAirCoolAllPhase&gt;=135k&lt; | False | False |  |  |  |  | 11 |  | 17.3 | 14 | [6 empty] | 218000 | Heating Other Than Electric Re | 08/29/2023 |  | 11/13/2023
Daikin Comfort Technologies Manufacturing, L.P. | Daikin | DPSA020A*BHBM*0B04355*0 |  | Voluntarily Certified | ACAirCoolAllPhase&gt;=135k&lt; | False | False |  |  |  |  | 11.2 |  | 17.6 | 14.2 | [6 empty] | 218000 | Electric Resistance Heating Or | 08/29/2023 |  | 11/13/2023
Daikin Comfort Technologies Manufacturing, L.P. | Daikin | DPSA020A*BHBM*0B04355*E |  | Voluntarily Certified | ACAirCoolAllPhase&gt;=135k&lt; | False | False |  |  |  |  | 11.1 |  | 17.5 | 14.2 | [6 empty] | 218000 | Electric Resistance Heating Or | 08/29/2023 |  | 11/13/2023
Daikin Comfort Technologies Manufacturing, L.P. | Daikin | DPSA020A*BHBM*0B04355*G |  | Voluntarily Certified | ACAirCoolAllPhase&gt;=135k&lt; | False | False |  |  |  |  | 11 |  | 17.4 | 14 | [6 empty] | 218000 | Heating Other Than Electric Re | 08/29/2023 |  | 11/13/2023
Daikin Comfort Technologies Manufacturing, L.P. | Daikin | DPSA020A*BHDM*0B02450*0 |  | Voluntarily Certified | ACAirCoolAllPhase&gt;=135k&lt; | False | False |  |  |  |  | 11.1 |  | 17.3 | 14.2 | [6 empty] | 218000 | Electric Resistance Heating Or | 08/29/2023 |  | 11/13/2023
Daikin Comfort Technologies Manufacturing, L.P. | Daikin | DPSA020A*BHDM*0B02450*E |  | Voluntarily Certified | ACAirCoolAllPhase&gt;=135k&lt; | False | False |  |  |  |  | 11 |  | 17.2 | 14.2 | [6 empty] | 218000 | Electric Resistance Heating Or | 08/29/2023 |  | 11/13/2023
Daikin Comfort Technologies Manufacturing, L.P. | Daikin | DPSA020A*BHDM*0B02500*0 |  | Voluntarily Certified | ACAirCoolAllPhase&gt;=135k&lt; | False | False |  |  |  |  | 11.1 |  | 17.3 | 14.2 | [6 empty] | 218000 | Electric Resistance Heating Or | 08/29/2023 |  | 11/13/2023
Daikin Comfort Technologies Manufacturing, L.P. | Daikin | DPSA020A*BHDM*0B02500*E |  | Voluntarily Certified | ACAirCoolAllPhase&gt;=135k&lt; | False | False |  |  |  |  | 11 |  | 17.2 | 14.2 | [6 empty] | 218000 | Electric Resistance Heating Or | 08/29/2023 |  | 11/13/2023
Daikin Comfort Technologies Manufacturing, L.P. | Daikin | DPSA020A*BHDM*0B02560*0 |  | Voluntarily Certified | ACAirCoolAllPhase&gt;=135k&lt; | False | False |  |  |  |  | 11.1 |  | 17.3 | 14.2 | [6 empty] | 220000 | Electric Resistance Heating Or | 08/29/2023 |  | 11/13/2023
Daikin Comfort Technologies Manufacturing, L.P. | Daikin | DPSA020A*BHDM*0B02560*E |  | Voluntarily Certified | ACAirCoolAllPhase&gt;=135k&lt; | False | False |  |  |  |  | 11 |  | 17.2 | 14.2 | [6 empty] | 220000 | Electric Resistance Heating Or | 08/29/2023 |  | 11/13/2023
Daikin Comfort Technologies Manufacturing, L.P. | Daikin | DPSA020A*BHDM*0B02630*0 |  | Voluntarily Certified | ACAirCoolAllPhase&gt;=135k&lt; | False | False |  |  |  |  | 11 |  | 17.2 | 14.2 | [6 empty] | 218000 | Electric Resistance Heating Or | 08/29/2023 |  | 11/13/2023
Daikin Comfort Technologies Manufacturing, L.P. | Daikin | DPSA020A*BHDM*0B04355*0 |  | Voluntarily Certified | ACAirCoolAllPhase&gt;=135k&lt; | False | False |  |  |  |  | 11.1 |  | 17.3 | 14.2 | [6 empty] | 218000 | Electric Resistance Heating Or | 08/29/2023 |  | 11/13/2023
Daikin Comfort Technologies Manufacturing, L.P. | Daikin | DPSA020A*BHDM*0B04355*E |  | Voluntarily Certified | ACAirCoolAllPhase&gt;=135k&lt; | False | False |  |  |  |  | 11 |  | 17.2 | 14.2 | [6 empty] | 218000 | Electric Resistance Heating Or | 08/29/2023 |  | 11/13/2023
Daikin Comfort Technologies Manufacturing, L.P. | Daikin | DPSA020A*BPAV*0B02450*0 |  | Voluntarily Certified | ACAirCoolAllPhase&gt;=135k&lt; | False | False |  |  |  |  | 11.6 |  | 20.4 | 14.2 | [6 empty] | 192000 | Electric Resistance Heating Or | 08/29/2023 |  | 11/13/2023
Daikin Comfort Technologies Manufacturing, L.P. | Daikin | DPSA020A*BPAV*0B02450*E |  | Voluntarily Certified | ACAirCoolAllPhase&gt;=135k&lt; | False | False |  |  |  |  | 11.5 |  | 20.3 | 14.2 | [6 empty] | 192000 | Electric Resistance Heating Or | 08/29/2023 |  | 11/13/2023
Daikin Comfort Technologies Manufacturing, L.P. | Daikin | DPSA020A*BPAV*0B02450*G |  | Voluntarily Certified | ACAirCoolAllPhase&gt;=135k&lt; | False | False |  |  |  |  | 11.4 |  | 20.2 | 14 | [6 empty] | 192000 | Heating Other Than Electric Re | 08/29/2023 |  | 11/13/2023
Daikin Comfort Technologies Manufacturing, L.P. | Daikin | DPSA020A*BPAV*0B02500*0 |  | Voluntarily Certified | ACAirCoolAllPhase&gt;=135k&lt; | False | False |  |  |  |  | 11.6 |  | 20.4 | 14.2 | [6 empty] | 192000 | Electric Resistance Heating Or | 08/29/2023 |  | 11/13/2023
Daikin Comfort Technologies Manufacturing, L.P. | Daikin | DPSA020A*BPAV*0B02500*E |  | Voluntarily Certified | ACAirCoolAllPhase&gt;=135k&lt; | False | False |  |  |  |  | 11.5 |  | 20.3 | 14.2 | [6 empty] | 192000 | Electric Resistance Heating Or | 08/29/2023 |  | 11/13/2023
Daikin Comfort Technologies Manufacturing, L.P. | Daikin | DPSA020A*BPAV*0B02500*G |  | Voluntarily Certified | ACAirCoolAllPhase&gt;=135k&lt; | False | False |  |  |  |  | 11.4 |  | 20.2 | 14 | [6 empty] | 192000 | Heating Other Than Electric Re | 08/29/2023 |  | 11/13/2023
Daikin Comfort Technologies Manufacturing, L.P. | Daikin | DPSA020A*BPAV*0B02560*0 |  | Voluntarily Certified | ACAirCoolAllPhase&gt;=135k&lt; | False | False |  |  |  |  | 11.7 |  | 20.5 | 14.2 | [6 empty] | 192000 | Electric Resistance Heating Or | 08/29/2023 |  | 11/13/2023
Daikin Comfort Technologies Manufacturing, L.P. | Daikin | DPSA020A*BPAV*0B02560*E |  | Voluntarily Certified | ACAirCoolAllPhase&gt;=135k&lt; | False | False |  |  |  |  | 11.6 |  | 20.4 | 14.2 | [6 empty] | 192000 | Electric Resistance Heating Or | 08/29/2023 |  | 11/13/2023
Daikin Comfort Technologies Manufacturing, L.P. | Daikin | DPSA020A*BPAV*0B02560*G |  | Voluntarily Certified | ACAirCoolAllPhase&gt;=135k&lt; | False | False |  |  |  |  | 11.5 |  | 20.3 | 14 | [6 empty] | 192000 | Heating Other Than Electric Re | 08/29/2023 |  | 11/13/2023
Daikin Comfort Technologies Manufacturing, L.P. | Daikin | DPSA020A*BPAV*0B02630*0 |  | Voluntarily Certified | ACAirCoolAllPhase&gt;=135k&lt; | False | False |  |  |  |  | 11.6 |  | 20.4 | 14.2 | [6 empty] | 192000 | Electric Resistance Heating Or | 08/29/2023 |  | 11/13/2023
Daikin Comfort Technologies Manufacturing, L.P. | Daikin | DPSA020A*BPAV*0B02630*E |  | Voluntarily Certified | ACAirCoolAllPhase&gt;=135k&lt; | False | False |  |  |  |  | 11.5 |  | 20.3 | 14.2 | [6 empty] | 192000 | Electric Resistance Heating Or | 08/29/2023 |  | 11/13/2023
Daikin Comfort Technologies Manufacturing, L.P. | Daikin | DPSA020A*BPAV*0B02630*G |  | Voluntarily Certified | ACAirCoolAllPhase&gt;=135k&lt; | False | False |  |  |  |  | 11.4 |  | 20.2 | 14 | [6 empty] | 192000 | Heating Other Than Electric Re | 08/29/2023 |  | 11/13/2023
Daikin Comfort Technologies Manufacturing, L.P. | Daikin | DPSA020A*BPAV*0B04355*0 |  | Voluntarily Certified | ACAirCoolAllPhase&gt;=135k&lt; | False | False |  |  |  |  | 11.6 |  | 20.4 | 14.2 | [6 empty] | 192000 | Electric Resistance Heating Or | 08/29/2023 |  | 11/13/2023
Daikin Comfort Technologies Manufacturing, L.P. | Daikin | DPSA020A*BPAV*0B04355*E |  | Voluntarily Certified | ACAirCoolAllPhase&gt;=135k&lt; | False | False |  |  |  |  | 11.5 |  | 20.3 | 14.2 | [6 empty] | 192000 | Electric Resistance Heating Or | 08/29/2023 |  | 11/13/2023
Daikin Comfort Technologies Manufacturing, L.P. | Daikin | DPSA020A*BPAV*0B04355*G |  | Voluntarily Certified | ACAirCoolAllPhase&gt;=135k&lt; | False | False |  |  |  |  | 11.4 |  | 20.2 | 14 | [6 empty] | 192000 | Heating Other Than Electric Re | 08/29/2023 |  | 11/13/2023
Daikin Comfort Technologies Manufacturing, L.P. | Daikin | DPSA020A*BPBV*0B02450*0 |  | Voluntarily Certified | ACAirCoolAllPhase&gt;=135k&lt; | False | False |  |  |  |  | 11.6 |  | 20.8 | 14.2 | [6 empty] | 192000 | Electric Resistance Heating Or | 08/29/2023 |  | 11/13/2023
Daikin Comfort Technologies Manufacturing, L.P. | Daikin | DPSA020A*BPBV*0B02450*E |  | Voluntarily Certified | ACAirCoolAllPhase&gt;=135k&lt; | False | False |  |  |  |  | 11.5 |  | 20.7 | 14.2 | [6 empty] | 192000 | Electric Resistance Heating Or | 08/29/2023 |  | 11/13/2023
Daikin Comfort Technologies Manufacturing, L.P. | Daikin | DPSA020A*BPBV*0B02450*G |  | Voluntarily Certified | ACAirCoolAllPhase&gt;=135k&lt; | False | False |  |  |  |  | 11.4 |  | 20.6 | 14 | [6 empty] | 192000 | Heating Other Than Electric Re | 08/29/2023 |  | 11/13/2023
Daikin Comfort Technologies Manufacturing, L.P. | Daikin | DPSA020A*BPBV*0B02500*0 |  | Voluntarily Certified | ACAirCoolAllPhase&gt;=135k&lt; | False | False |  |  |  |  | 11.6 |  | 20.9 | 14.2 | [6 empty] | 192000 | Electric Resistance Heating Or | 08/29/2023 |  | 11/13/2023
Daikin Comfort Technologies Manufacturing, L.P. | Daikin | DPSA020A*BPBV*0B02500*E |  | Voluntarily Certified | ACAirCoolAllPhase&gt;=135k&lt; | False | False |  |  |  |  | 11.5 |  | 20.8 | 14.2 | [6 empty] | 192000 | Electric Resistance Heating Or | 08/29/2023 |  | 11/13/2023
Daikin Comfort Technologies Manufacturing, L.P. | Daikin | DPSA020A*BPBV*0B02500*G |  | Voluntarily Certified | ACAirCoolAllPhase&gt;=135k&lt; | False | False |  |  |  |  | 11.4 |  | 20.7 | 14 | [6 empty] | 192000 | Heating Other Than Electric Re | 08/29/2023 |  | 11/13/2023
Daikin Comfort Technologies Manufacturing, L.P. | Daikin | DPSA020A*BPBV*0B02560*0 |  | Voluntarily Certified | ACAirCoolAllPhase&gt;=135k&lt; | False | False |  |  |  |  | 11.7 |  | 20.9 | 14.2 | [6 empty] | 194000 | Electric Resistance Heating Or | 08/29/2023 |  | 11/13/2023
Daikin Comfort Technologies Manufacturing, L.P. | Daikin | DPSA020A*BPBV*0B02560*E |  | Voluntarily Certified | ACAirCoolAllPhase&gt;=135k&lt; | False | False |  |  |  |  | 11.6 |  | 20.8 | 14.2 | [6 empty] | 194000 | Electric Resistance Heating Or | 08/29/2023 |  | 11/13/2023
Daikin Comfort Technologies Manufacturing, L.P. | Daikin | DPSA020A*BPBV*0B02560*G |  | Voluntarily Certified | ACAirCoolAllPhase&gt;=135k&lt; | False | False |  |  |  |  | 11.5 |  | 20.7 | 14 | [6 empty] | 194000 | Heating Other Than Electric Re | 08/29/2023 |  | 11/13/2023
Daikin Comfort Technologies Manufacturing, L.P. | Daikin | DPSA020A*BPBV*0B02630*0 |  | Voluntarily Certified | ACAirCoolAllPhase&gt;=135k&lt; | False | False |  |  |  |  | 11.6 |  | 20.8 | 14.2 | [6 empty] | 192000 | Electric Resistance Heating Or | 08/29/2023 |  | 11/13/2023
Daikin Comfort Technologies Manufacturing, L.P. | Daikin | DPSA020A*BPBV*0B02630*E |  | Voluntarily Certified | ACAirCoolAllPhase&gt;=135k&lt; | False | False |  |  |  |  | 11.5 |  | 20.7 | 14.2 | [6 empty] | 192000 | Electric Resistance Heating Or | 08/29/2023 |  | 11/13/2023
Daikin Comfort Technologies Manufacturing, L.P. | Daikin | DPSA020A*BPBV*0B02630*G |  | Voluntarily Certified | ACAirCoolAllPhase&gt;=135k&lt; | False | False |  |  |  |  | 11.4 |  | 20.6 | 14 | [6 empty] | 192000 | Heating Other Than Electric Re | 08/29/2023 |  | 11/13/2023
Daikin Comfort Technologies Manufacturing, L.P. | Daikin | DPSA020A*BPBV*0B04355*0 |  | Voluntarily Certified | ACAirCoolAllPhase&gt;=135k&lt; | False | False |  |  |  |  | 11.6 |  | 20.8 | 14.2 | [6 empty] | 192000 | Electric Resistance Heating Or | 08/29/2023 |  | 11/13/2023
Daikin Comfort Technologies Manufacturing, L.P. | Daikin | DPSA020A*BPBV*0B04355*E |  | Voluntarily Certified | ACAirCoolAllPhase&gt;=135k&lt; | False | False |  |  |  |  | 11.5 |  | 20.7 | 14.2 | [6 empty] | 192000 | Electric Resistance Heating Or | 08/29/2023 |  | 11/13/2023
Daikin Comfort Technologies Manufacturing, L.P. | Daikin | DPSA020A*BPBV*0B04355*G |  | Voluntarily Certified | ACAirCoolAllPhase&gt;=135k&lt; | False | False |  |  |  |  | 11.4 |  | 20.6 | 14 | [6 empty] | 192000 | Heating Other Than Electric Re | 08/29/2023 |  | 11/13/2023
Daikin Comfort Technologies Manufacturing, L.P. | Daikin | DPSA020A*BPCV*0B02450*0 |  | Voluntarily Certified | ACAirCoolAllPhase&gt;=135k&lt; | False | False |  |  |  |  | 11.2 |  | 20.1 | 14.2 | [6 empty] | 188000 | Electric Resistance Heating Or | 08/29/2023 |  | 11/13/2023
Daikin Comfort Technologies Manufacturing, L.P. | Daikin | DPSA020A*BPCV*0B02450*E |  | Voluntarily Certified | ACAirCoolAllPhase&gt;=135k&lt; | False | False |  |  |  |  | 11.1 |  | 20 | 14.2 | [6 empty] | 188000 | Electric Resistance Heating Or | 08/29/2023 |  | 11/13/2023
Daikin Comfort Technologies Manufacturing, L.P. | Daikin | DPSA020A*BPCV*0B02450*G |  | Voluntarily Certified | ACAirCoolAllPhase&gt;=135k&lt; | False | False |  |  |  |  | 11 |  | 19.9 | 14 | [6 empty] | 188000 | Heating Other Than Electric Re | 08/29/2023 |  | 11/13/2023
Daikin Comfort Technologies Manufacturing, L.P. | Daikin | DPSA020A*BPCV*0B02500*0 |  | Voluntarily Certified | ACAirCoolAllPhase&gt;=135k&lt; | False | False |  |  |  |  | 11.3 |  | 20.2 | 14.2 | [6 empty] | 188000 | Electric Resistance Heating Or | 08/29/2023 |  | 11/13/2023
Daikin Comfort Technologies Manufacturing, L.P. | Daikin | DPSA020A*BPCV*0B02500*E |  | Voluntarily Certified | ACAirCoolAllPhase&gt;=135k&lt; | False | False |  |  |  |  | 11.2 |  | 20.1 | 14.2 | [6 empty] | 188000 | Electric Resistance Heating Or | 08/29/2023 |  | 11/13/2023
Daikin Comfort Technologies Manufacturing, L.P. | Daikin | DPSA020A*BPCV*0B02500*G |  | Voluntarily Certified | ACAirCoolAllPhase&gt;=135k&lt; | False | False |  |  |  |  | 11.1 |  | 20 | 14 | [6 empty] | 188000 | Heating Other Than Electric Re | 08/29/2023 |  | 11/13/2023
Daikin Comfort Technologies Manufacturing, L.P. | Daikin | DPSA020A*BPCV*0B02560*0 |  | Voluntarily Certified | ACAirCoolAllPhase&gt;=135k&lt; | False | False |  |  |  |  | 11.3 |  | 20.2 | 14.2 | [6 empty] | 188000 | Electric Resistance Heating Or | 08/29/2023 |  | 11/13/2023
Daikin Comfort Technologies Manufacturing, L.P. | Daikin | DPSA020A*BPCV*0B02560*E |  | Voluntarily Certified | ACAirCoolAllPhase&gt;=135k&lt; | False | False |  |  |  |  | 11.2 |  | 20.1 | 14.2 | [6 empty] | 188000 | Electric Resistance Heating Or | 08/29/2023 |  | 11/13/2023
Daikin Comfort Technologies Manufacturing, L.P. | Daikin | DPSA020A*BPCV*0B02560*G |  | Voluntarily Certified | ACAirCoolAllPhase&gt;=135k&lt; | False | False |  |  |  |  | 11.1 |  | 20 | 14 | [6 empty] | 188000 | Heating Other Than Electric Re | 08/29/2023 |  | 11/13/2023
Daikin Comfort Technologies Manufacturing, L.P. | Daikin | DPSA020A*BPCV*0B02630*0 |  | Voluntarily Certified | ACAirCoolAllPhase&gt;=135k&lt; | False | False |  |  |  |  | 11.2 |  | 20.1 | 14.2 | [6 empty] | 188000 | Electric Resistance Heating Or | 08/29/2023 |  | 11/13/2023
Daikin Comfort Technologies Manufacturing, L.P. | Daikin | DPSA020A*BPCV*0B02630*E |  | Voluntarily Certified | ACAirCoolAllPhase&gt;=135k&lt; | False | False |  |  |  |  | 11.1 |  | 20 | 14.2 | [6 empty] | 188000 | Electric Resistance Heating Or | 08/29/2023 |  | 11/13/2023
Daikin Comfort Technologies Manufacturing, L.P. | Daikin | DPSA020A*BPCV*0B02630*G |  | Voluntarily Certified | ACAirCoolAllPhase&gt;=135k&lt; | False | False |  |  |  |  | 11 |  | 19.9 | 14 | [6 empty] | 188000 | Heating Other Than Electric Re | 08/29/2023 |  | 11/13/2023
Daikin Comfort Technologies Manufacturing, L.P. | Daikin | DPSA020A*BPCV*0B04355*0 |  | Voluntarily Certified | ACAirCoolAllPhase&gt;=135k&lt; | False | False |  |  |  |  | 11.3 |  | 20.2 | 14.2 | [6 empty] | 188000 | Electric Resistance Heating Or | 08/29/2023 |  | 11/13/2023
Daikin Comfort Technologies Manufacturing, L.P. | Daikin | DPSA020A*BPCV*0B04355*E |  | Voluntarily Certified | ACAirCoolAllPhase&gt;=135k&lt; | False | False |  |  |  |  | 11.2 |  | 20.1 | 14.2 | [6 empty] | 188000 | Electric Resistance Heating Or | 08/29/2023 |  | 11/13/2023
Daikin Comfort Technologies Manufacturing, L.P. | Daikin | DPSA020A*BPCV*0B04355*G |  | Voluntarily Certified | ACAirCoolAllPhase&gt;=135k&lt; | False | False |  |  |  |  | 11.1 |  | 20 | 14 | [6 empty] | 188000 | Heating Other Than Electric Re | 08/29/2023 |  | 11/13/2023
Daikin Comfort Technologies Manufacturing, L.P. | Daikin | DPSA020A*BPDV*0B02450*0 |  | Voluntarily Certified | ACAirCoolAllPhase&gt;=135k&lt; | False | False |  |  |  |  | 11.3 |  | 20.2 | 14.2 | [6 empty] | 192000 | Electric Resistance Heating Or | 08/29/2023 |  | 11/13/2023
Daikin Comfort Technologies Manufacturing, L.P. | Daikin | DPSA020A*BPDV*0B02450*E |  | Voluntarily Certified | ACAirCoolAllPhase&gt;=135k&lt; | False | False |  |  |  |  | 11.2 |  | 20.1 | 14.2 | [6 empty] | 192000 | Electric Resistance Heating Or | 08/29/2023 |  | 11/13/2023
Daikin Comfort Technologies Manufacturing, L.P. | Daikin | DPSA020A*BPDV*0B02450*G |  | Voluntarily Certified | ACAirCoolAllPhase&gt;=135k&lt; | False | False |  |  |  |  | 11.1 |  | 20 | 14 | [6 empty] | 192000 | Heating Other Than Electric Re | 08/29/2023 |  | 11/13/2023
Daikin Comfort Technologies Manufacturing, L.P. | Daikin | DPSA020A*BPDV*0B02500*0 |  | Voluntarily Certified | ACAirCoolAllPhase&gt;=135k&lt; | False | False |  |  |  |  | 11.4 |  | 20.2 | 14.2 | [6 empty] | 192000 | Electric Resistance Heating Or | 08/29/2023 |  | 11/13/2023
Daikin Comfort Technologies Manufacturing, L.P. | Daikin | DPSA020A*BPDV*0B02500*E |  | Voluntarily Certified | ACAirCoolAllPhase&gt;=135k&lt; | False | False |  |  |  |  | 11.3 |  | 20.1 | 14.2 | [6 empty] | 192000 | Electric Resistance Heating Or | 08/29/2023 |  | 11/13/2023
Daikin Comfort Technologies Manufacturing, L.P. | Daikin | DPSA020A*BPDV*0B02500*G |  | Voluntarily Certified | ACAirCoolAllPhase&gt;=135k&lt; | False | False |  |  |  |  | 11.2 |  | 20 | 14 | [6 empty] | 192000 | Heating Other Than Electric Re | 08/29/2023 |  | 11/13/2023
Daikin Comfort Technologies Manufacturing, L.P. | Daikin | DPSA020A*BPDV*0B02560*0 |  | Voluntarily Certified | ACAirCoolAllPhase&gt;=135k&lt; | False | False |  |  |  |  | 11.4 |  | 20.2 | 14.2 | [6 empty] | 192000 | Electric Resistance Heating Or | 08/29/2023 |  | 11/13/2023
Daikin Comfort Technologies Manufacturing, L.P. | Daikin | DPSA020A*BPDV*0B02560*E |  | Voluntarily Certified | ACAirCoolAllPhase&gt;=135k&lt; | False | False |  |  |  |  | 11.3 |  | 20.1 | 14.2 | [6 empty] | 192000 | Electric Resistance Heating Or | 08/29/2023 |  | 11/13/2023
Daikin Comfort Technologies Manufacturing, L.P. | Daikin | DPSA020A*BPDV*0B02560*G |  | Voluntarily Certified | ACAirCoolAllPhase&gt;=135k&lt; | False | False |  |  |  |  | 11.2 |  | 20 | 14 | [6 empty] | 192000 | Heating Other Than Electric Re | 08/29/2023 |  | 11/13/2023
Daikin Comfort Technologies Manufacturing, L.P. | Daikin | DPSA020A*BPDV*0B02630*0 |  | Voluntarily Certified | ACAirCoolAllPhase&gt;=135k&lt; | False | False |  |  |  |  | 11.3 |  | 20.1 | 14.2 | [6 empty] | 190000 | Electric Resistance Heating Or | 08/29/2023 |  | 11/13/2023
Daikin Comfort Technologies Manufacturing, L.P. | Daikin | DPSA020A*BPDV*0B02630*E |  | Voluntarily Certified | ACAirCoolAllPhase&gt;=135k&lt; | False | False |  |  |  |  | 11.2 |  | 20 | 14.2 | [6 empty] | 190000 | Electric Resistance Heating Or | 08/29/2023 |  | 11/13/2023
Daikin Comfort Technologies Manufacturing, L.P. | Daikin | DPSA020A*BPDV*0B02630*G |  | Voluntarily Certified | ACAirCoolAllPhase&gt;=135k&lt; | False | False |  |  |  |  | 11.1 |  | 19.9 | 14 | [6 empty] | 190000 | Heating Other Than Electric Re | 08/29/2023 |  | 11/13/2023
Daikin Comfort Technologies Manufacturing, L.P. | Daikin | DPSA020A*BPDV*0B04355*0 |  | Voluntarily Certified | ACAirCoolAllPhase&gt;=135k&lt; | False | False |  |  |  |  | 11.4 |  | 20.2 | 14.2 | [6 empty] | 192000 | Electric Resistance Heating Or | 08/29/2023 |  | 11/13/2023
Daikin Comfort Technologies Manufacturing, L.P. | Daikin | DPSA020A*BPDV*0B04355*E |  | Voluntarily Certified | ACAirCoolAllPhase&gt;=135k&lt; | False | False |  |  |  |  | 11.3 |  | 20.1 | 14.2 | [6 empty] | 192000 | Electric Resistance Heating Or | 08/29/2023 |  | 11/13/2023
Daikin Comfort Technologies Manufacturing, L.P. | Daikin | DPSA020A*BPDV*0B04355*G |  | Voluntarily Certified | ACAirCoolAllPhase&gt;=135k&lt; | False | False |  |  |  |  | 11.2 |  | 20 | 14 | [6 empty] | 192000 | Heating Other Than Electric Re | 08/29/2023 |  | 11/13/2023
Daikin Comfort Technologies Manufacturing, L.P. | Daikin | DPSA020A2BHAM*0B02500*0 |  | Voluntarily Certified | ACAirCoolAllPhase&gt;=135k&lt; | False | False |  |  |  |  | 11 |  | 17.3 | 14.2 | [6 empty] | 216000 | Electric Resistance Heating Or | 08/29/2023 |  | 11/13/2023
Daikin Comfort Technologies Manufacturing, L.P. | Daikin | DPSA020A2BHAM*0B02560*0 |  | Voluntarily Certified | ACAirCoolAllPhase&gt;=135k&lt; | False | False |  |  |  |  | 11 |  | 17.3 | 14.2 | [6 empty] | 216000 | Electric Resistance Heating Or | 08/29/2023 |  | 11/13/2023
Daikin Comfort Technologies Manufacturing, L.P. | Daikin | DPSA020A2BHBM*0B04355*0 |  | Voluntarily Certified | ACAirCoolAllPhase&gt;=135k&lt; | False | False |  |  |  |  | 11 |  | 17.3 | 14.2 | [6 empty] | 216000 | Electric Resistance Heating Or | 08/29/2023 |  | 11/13/2023
Daikin Comfort Technologies Manufacturing, L.P. | Daikin | DPSA020A2BPAV*0B02450*0 |  | Voluntarily Certified | ACAirCoolAllPhase&gt;=135k&lt; | False | False |  |  |  |  | 11.2 |  | 20.1 | 14.2 | [6 empty] | 188000 | Electric Resistance Heating Or | 08/29/2023 |  | 11/13/2023
Daikin Comfort Technologies Manufacturing, L.P. | Daikin | DPSA020A2BPAV*0B02450*E |  | Voluntarily Certified | ACAirCoolAllPhase&gt;=135k&lt; | False | False |  |  |  |  | 11.1 |  | 20 | 14.2 | [6 empty] | 188000 | Electric Resistance Heating Or | 08/29/2023 |  | 11/13/2023
Daikin Comfort Technologies Manufacturing, L.P. | Daikin | DPSA020A2BPAV*0B02450*G |  | Voluntarily Certified | ACAirCoolAllPhase&gt;=135k&lt; | False | False |  |  |  |  | 11 |  | 19.9 | 14 | [6 empty] | 188000 | Heating Other Than Electric Re | 08/29/2023 |  | 11/13/2023
Daikin Comfort Technologies Manufacturing, L.P. | Daikin | DPSA020A2BPAV*0B02500*0 |  | Voluntarily Certified | ACAirCoolAllPhase&gt;=135k&lt; | False | False |  |  |  |  | 11.3 |  | 20.1 | 14.2 | [6 empty] | 188000 | Electric Resistance Heating Or | 08/29/2023 |  | 11/13/2023
Daikin Comfort Technologies Manufacturing, L.P. | Daikin | DPSA020A2BPAV*0B02500*E |  | Voluntarily Certified | ACAirCoolAllPhase&gt;=135k&lt; | False | False |  |  |  |  | 11.2 |  | 20 | 14.2 | [6 empty] | 188000 | Electric Resistance Heating Or | 08/29/2023 |  | 11/13/2023
Daikin Comfort Technologies Manufacturing, L.P. | Daikin | DPSA020A2BPAV*0B02500*G |  | Voluntarily Certified | ACAirCoolAllPhase&gt;=135k&lt; | False | False |  |  |  |  | 11.1 |  | 19.9 | 14 | [6 empty] | 188000 | Heating Other Than Electric Re | 08/29/2023 |  | 11/13/2023
Daikin Comfort Technologies Manufacturing, L.P. | Daikin | DPSA020A2BPAV*0B02560*0 |  | Voluntarily Certified | ACAirCoolAllPhase&gt;=135k&lt; | False | False |  |  |  |  | 11.3 |  | 20.2 | 14.2 | [6 empty] | 188000 | Electric Resistance Heating Or | 08/29/2023 |  | 11/13/2023
Daikin Comfort Technologies Manufacturing, L.P. | Daikin | DPSA020A2BPAV*0B02560*E |  | Voluntarily Certified | ACAirCoolAllPhase&gt;=135k&lt; | False | False |  |  |  |  | 11.2 |  | 20.1 | 14.2 | [6 empty] | 188000 | Electric Resistance Heating Or | 08/29/2023 |  | 11/13/2023
Daikin Comfort Technologies Manufacturing, L.P. | Daikin | DPSA020A2BPAV*0B02560*G |  | Voluntarily Certified | ACAirCoolAllPhase&gt;=135k&lt; | False | False |  |  |  |  | 11.1 |  | 20 | 14 | [6 empty] | 188000 | Heating Other Than Electric Re | 08/29/2023 |  | 11/13/2023
Daikin Comfort Technologies Manufacturing, L.P. | Daikin | DPSA020A2BPAV*0B02630*0 |  | Voluntarily Certified | ACAirCoolAllPhase&gt;=135k&lt; | False | False |  |  |  |  | 11.3 |  | 20.1 | 14.2 | [6 empty] | 188000 | Electric Resistance Heating Or | 08/29/2023 |  | 11/13/2023
Daikin Comfort Technologies Manufacturing, L.P. | Daikin | DPSA020A2BPAV*0B02630*E |  | Voluntarily Certified | ACAirCoolAllPhase&gt;=135k&lt; | False | False |  |  |  |  | 11.2 |  | 20 | 14.2 | [6 empty] | 188000 | Electric Resistance Heating Or | 08/29/2023 |  | 11/13/2023
Daikin Comfort Technologies Manufacturing, L.P. | Daikin | DPSA020A2BPAV*0B02630*G |  | Voluntarily Certified | ACAirCoolAllPhase&gt;=135k&lt; | False | False |  |  |  |  | 11.1 |  | 19.9 | 14 | [6 empty] | 188000 | Heating Other Than Electric Re | 08/29/2023 |  | 11/13/2023
Daikin Comfort Technologies Manufacturing, L.P. | Daikin | DPSA020A2BPAV*0B04355*0 |  | Voluntarily Certified | ACAirCoolAllPhase&gt;=135k&lt; | False | False |  |  |  |  | 11.3 |  | 20.1 | 14.2 | [6 empty] | 188000 | Electric Resistance Heating Or | 08/29/2023 |  | 11/13/2023
Daikin Comfort Technologies Manufacturing, L.P. | Daikin | DPSA020A2BPAV*0B04355*E |  | Voluntarily Certified | ACAirCoolAllPhase&gt;=135k&lt; | False | False |  |  |  |  | 11.2 |  | 20 | 14.2 | [6 empty] | 188000 | Electric Resistance Heating Or | 08/29/2023 |  | 11/13/2023
Daikin Comfort Technologies Manufacturing, L.P. | Daikin | DPSA020A2BPAV*0B04355*G |  | Voluntarily Certified | ACAirCoolAllPhase&gt;=135k&lt; | False | False |  |  |  |  | 11.1 |  | 19.9 | 14 | [6 empty] | 188000 | Heating Other Than Electric Re | 08/29/2023 |  | 11/13/2023
Daikin Comfort Technologies Manufacturing, L.P. | Daikin | DPSA020A2BPBV*0B02450*0 |  | Voluntarily Certified | ACAirCoolAllPhase&gt;=135k&lt; | False | False |  |  |  |  | 11.2 |  | 20.5 | 14.2 | [6 empty] | 190000 | Electric Resistance Heating Or | 08/29/2023 |  | 11/13/2023
Daikin Comfort Technologies Manufacturing, L.P. | Daikin | DPSA020A2BPBV*0B02450*E |  | Voluntarily Certified | ACAirCoolAllPhase&gt;=135k&lt; | False | False |  |  |  |  | 11.1 |  | 20.4 | 14.2 | [6 empty] | 190000 | Electric Resistance Heating Or | 08/29/2023 |  | 11/13/2023
Daikin Comfort Technologies Manufacturing, L.P. | Daikin | DPSA020A2BPBV*0B02450*G |  | Voluntarily Certified | ACAirCoolAllPhase&gt;=135k&lt; | False | False |  |  |  |  | 11 |  | 20.3 | 14 | [6 empty] | 190000 | Heating Other Than Electric Re | 08/29/2023 |  | 11/13/2023
Daikin Comfort Technologies Manufacturing, L.P. | Daikin | DPSA020A2BPBV*0B02500*0 |  | Voluntarily Certified | ACAirCoolAllPhase&gt;=135k&lt; | False | False |  |  |  |  | 11.3 |  | 20.5 | 14.2 | [6 empty] | 190000 | Electric Resistance Heating Or | 08/29/2023 |  | 11/13/2023
Daikin Comfort Technologies Manufacturing, L.P. | Daikin | DPSA020A2BPBV*0B02500*E |  | Voluntarily Certified | ACAirCoolAllPhase&gt;=135k&lt; | False | False |  |  |  |  | 11.2 |  | 20.4 | 14.2 | [6 empty] | 190000 | Electric Resistance Heating Or | 08/29/2023 |  | 11/13/2023
Daikin Comfort Technologies Manufacturing, L.P. | Daikin | DPSA020A2BPBV*0B02500*G |  | Voluntarily Certified | ACAirCoolAllPhase&gt;=135k&lt; | False | False |  |  |  |  | 11.1 |  | 20.3 | 14 | [6 empty] | 190000 | Heating Other Than Electric Re | 08/29/2023 |  | 11/13/2023
Daikin Comfort Technologies Manufacturing, L.P. | Daikin | DPSA020A2BPBV*0B02560*0 |  | Voluntarily Certified | ACAirCoolAllPhase&gt;=135k&lt; | False | False |  |  |  |  | 11.3 |  | 20.6 | 14.2 | [6 empty] | 190000 | Electric Resistance Heating Or | 08/29/2023 |  | 11/13/2023
Daikin Comfort Technologies Manufacturing, L.P. | Daikin | DPSA020A2BPBV*0B02560*E |  | Voluntarily Certified | ACAirCoolAllPhase&gt;=135k&lt; | False | False |  |  |  |  | 11.2 |  | 20.5 | 14.2 | [6 empty] | 190000 | Electric Resistance Heating Or | 08/29/2023 |  | 11/13/2023
Daikin Comfort Technologies Manufacturing, L.P. | Daikin | DPSA020A2BPBV*0B02560*G |  | Voluntarily Certified | ACAirCoolAllPhase&gt;=135k&lt; | False | False |  |  |  |  | 11.1 |  | 20.4 | 14 | [6 empty] | 190000 | Heating Other Than Electric Re | 08/29/2023 |  | 11/13/2023
Daikin Comfort Technologies Manufacturing, L.P. | Daikin | DPSA020A2BPBV*0B02630*0 |  | Voluntarily Certified | ACAirCoolAllPhase&gt;=135k&lt; | False | False |  |  |  |  | 11.2 |  | 20.5 | 14.2 | [6 empty] | 190000 | Electric Resistance Heating Or | 08/29/2023 |  | 11/13/2023
Daikin Comfort Technologies Manufacturing, L.P. | Daikin | DPSA020A2BPBV*0B02630*E |  | Voluntarily Certified | ACAirCoolAllPhase&gt;=135k&lt; | False | False |  |  |  |  | 11.1 |  | 20.4 | 14.2 | [6 empty] | 190000 | Electric Resistance Heating Or | 08/29/2023 |  | 11/13/2023
Daikin Comfort Technologies Manufacturing, L.P. | Daikin | DPSA020A2BPBV*0B02630*G |  | Voluntarily Certified | ACAirCoolAllPhase&gt;=135k&lt; | False | False |  |  |  |  | 11 |  | 20.3 | 14 | [6 empty] | 190000 | Heating Other Than Electric Re | 08/29/2023 |  | 11/13/2023
Daikin Comfort Technologies Manufacturing, L.P. | Daikin | DPSA020A2BPBV*0B04355*0 |  | Voluntarily Certified | ACAirCoolAllPhase&gt;=135k&lt; | False | False |  |  |  |  | 11.3 |  | 20.5 | 14.2 | [6 empty] | 190000 | Electric Resistance Heating Or | 08/29/2023 |  | 11/13/2023
Daikin Comfort Technologies Manufacturing, L.P. | Daikin | DPSA020A2BPBV*0B04355*E |  | Voluntarily Certified | ACAirCoolAllPhase&gt;=135k&lt; | False | False |  |  |  |  | 11.2 |  | 20.4 | 14.2 | [6 empty] | 190000 | Electric Resistance Heating Or | 08/29/2023 |  | 11/13/2023
Daikin Comfort Technologies Manufacturing, L.P. | Daikin | DPSA020A2BPBV*0B04355*G |  | Voluntarily Certified | ACAirCoolAllPhase&gt;=135k&lt; | False | False |  |  |  |  | 11.1 |  | 20.3 | 14 | [6 empty] | 190000 | Heating Other Than Electric Re | 08/29/2023 |  | 11/13/2023
Daikin Comfort Technologies Manufacturing, L.P. | Daikin | DPSA020A2BPCV*0B02560*0 |  | Voluntarily Certified | ACAirCoolAllPhase&gt;=135k&lt; | False | False |  |  |  |  | 11 |  | 19.9 | 14.2 | [6 empty] | 186000 | Electric Resistance Heating Or | 08/29/2023 |  | 11/13/2023
Daikin Comfort Technologies Manufacturing, L.P. | Daikin | DPSA020A2BPDV*0B02450*0 |  | Voluntarily Certified | ACAirCoolAllPhase&gt;=135k&lt; | False | False |  |  |  |  | 11 |  | 19.9 | 14.2 | [6 empty] | 188000 | Electric Resistance Heating Or | 08/29/2023 |  | 11/13/2023
Daikin Comfort Technologies Manufacturing, L.P. | Daikin | DPSA020A2BPDV*0B02500*0 |  | Voluntarily Certified | ACAirCoolAllPhase&gt;=135k&lt; | False | False |  |  |  |  | 11 |  | 19.9 | 14.2 | [6 empty] | 188000 | Electric Resistance Heating Or | 08/29/2023 |  | 11/13/2023
Daikin Comfort Technologies Manufacturing, L.P. | Daikin | DPSA020A2BPDV*0B02560*0 |  | Voluntarily Certified | ACAirCoolAllPhase&gt;=135k&lt; | False | False |  |  |  |  | 11 |  | 19.9 | 14.2 | [6 empty] | 188000 | Electric Resistance Heating Or | 08/29/2023 |  | 11/13/2023
Daikin Comfort Technologies Manufacturing, L.P. | Daikin | DPSA020A2BPDV*0B04355*0 |  | Voluntarily Certified | ACAirCoolAllPhase&gt;=135k&lt; | False | False |  |  |  |  | 11 |  | 19.9 | 14.2 | [6 empty] | 188000 | Electric Resistance Heating Or | 08/29/2023 |  | 11/13/2023
Daikin Comfort Technologies Manufacturing, L.P. | Daikin | DPSA020A4BHAM*0B04450*0 |  | Voluntarily Certified | ACAirCoolAllPhase&gt;=135k&lt; | False | False |  |  |  |  | 11.4 |  | 17.6 | 14.2 | [6 empty] | 220000 | Electric Resistance Heating Or | 08/29/2023 |  | 11/13/2023
Daikin Comfort Technologies Manufacturing, L.P. | Daikin | DPSA020A4BHAM*0B04450*E |  | Voluntarily Certified | ACAirCoolAllPhase&gt;=135k&lt; | False | False |  |  |  |  | 11.3 |  | 17.5 | 14.2 | [6 empty] | 220000 | Electric Resistance Heating Or | 08/29/2023 |  | 11/13/2023
Daikin Comfort Technologies Manufacturing, L.P. | Daikin | DPSA020A4BHAM*0B04450*G |  | Voluntarily Certified | ACAirCoolAllPhase&gt;=135k&lt; | False | False |  |  |  |  | 11.2 |  | 17.4 | 14 | [6 empty] | 220000 | Heating Other Than Electric Re | 08/29/2023 |  | 11/13/2023
Daikin Comfort Technologies Manufacturing, L.P. | Daikin | DPSA020A4BHBM*0B04450*0 |  | Voluntarily Certified | ACAirCoolAllPhase&gt;=135k&lt; | False | False |  |  |  |  | 11.3 |  | 17.6 | 14.2 | [6 empty] | 218000 | Electric Resistance Heating Or | 08/29/2023 |  | 11/13/2023
Daikin Comfort Technologies Manufacturing, L.P. | Daikin | DPSA020A4BHBM*0B04450*E |  | Voluntarily Certified | ACAirCoolAllPhase&gt;=135k&lt; | False | False |  |  |  |  | 11.2 |  | 17.5 | 14.2 | [6 empty] | 218000 | Electric Resistance Heating Or | 08/29/2023 |  | 11/13/2023
Daikin Comfort Technologies Manufacturing, L.P. | Daikin | DPSA020A4BHBM*0B04450*G |  | Voluntarily Certified | ACAirCoolAllPhase&gt;=135k&lt; | False | False |  |  |  |  | 11.1 |  | 17.4 | 14 | [6 empty] | 218000 | Heating Other Than Electric Re | 08/29/2023 |  | 11/13/2023
Daikin Comfort Technologies Manufacturing, L.P. | Daikin | DPSA020A4BHCM*0B04450*0 |  | Voluntarily Certified | ACAirCoolAllPhase&gt;=135k&lt; | False | False |  |  |  |  | 11 |  | 17.3 | 14.2 | [6 empty] | 214000 | Electric Resistance Heating Or | 08/29/2023 |  | 11/13/2023
Daikin Comfort Technologies Manufacturing, L.P. | Daikin | DPSA020A4BHDM*0B04450*0 |  | Voluntarily Certified | ACAirCoolAllPhase&gt;=135k&lt; | False | False |  |  |  |  | 11.1 |  | 17.3 | 14.2 | [6 empty] | 220000 | Electric Resistance Heating Or | 08/29/2023 |  | 11/13/2023
Daikin Comfort Technologies Manufacturing, L.P. | Daikin | DPSA020A4BHDM*0B04450*E |  | Voluntarily Certified | ACAirCoolAllPhase&gt;=135k&lt; | False | False |  |  |  |  | 11 |  | 17.2 | 14.2 | [6 empty] | 220000 | Electric Resistance Heating Or | 08/29/2023 |  | 11/13/2023
Daikin Comfort Technologies Manufacturing, L.P. | Daikin | DPSA020A4BPAV*0B04450*0 |  | Voluntarily Certified | ACAirCoolAllPhase&gt;=135k&lt; | False | False |  |  |  |  | 11.7 |  | 20.5 | 14.2 | [6 empty] | 192000 | Electric Resistance Heating Or | 08/29/2023 |  | 11/13/2023
Daikin Comfort Technologies Manufacturing, L.P. | Daikin | DPSA020A4BPAV*0B04450*E |  | Voluntarily Certified | ACAirCoolAllPhase&gt;=135k&lt; | False | False |  |  |  |  | 11.6 |  | 20.4 | 14.2 | [6 empty] | 192000 | Electric Resistance Heating Or | 08/29/2023 |  | 11/13/2023
Daikin Comfort Technologies Manufacturing, L.P. | Daikin | DPSA020A4BPAV*0B04450*G |  | Voluntarily Certified | ACAirCoolAllPhase&gt;=135k&lt; | False | False |  |  |  |  | 11.5 |  | 20.3 | 14 | [6 empty] | 192000 | Heating Other Than Electric Re | 08/29/2023 |  | 11/13/2023
Daikin Comfort Technologies Manufacturing, L.P. | Daikin | DPSA020A4BPBV*0B04450*0 |  | Voluntarily Certified | ACAirCoolAllPhase&gt;=135k&lt; | False | False |  |  |  |  | 11.7 |  | 20.9 | 14.2 | [6 empty] | 194000 | Electric Resistance Heating Or | 08/29/2023 |  | 11/13/2023
Daikin Comfort Technologies Manufacturing, L.P. | Daikin | DPSA020A4BPBV*0B04450*E |  | Voluntarily Certified | ACAirCoolAllPhase&gt;=135k&lt; | False | False |  |  |  |  | 11.6 |  | 20.8 | 14.2 | [6 empty] | 194000 | Electric Resistance Heating Or | 08/29/2023 |  | 11/13/2023
Daikin Comfort Technologies Manufacturing, L.P. | Daikin | DPSA020A4BPBV*0B04450*G |  | Voluntarily Certified | ACAirCoolAllPhase&gt;=135k&lt; | False | False |  |  |  |  | 11.5 |  | 20.7 | 14 | [6 empty] | 194000 | Heating Other Than Electric Re | 08/29/2023 |  | 11/13/2023
Daikin Comfort Technologies Manufacturing, L.P. | Daikin | DPSA020A4BPCV*0B04450*0 |  | Voluntarily Certified | ACAirCoolAllPhase&gt;=135k&lt; | False | False |  |  |  |  | 11.3 |  | 20.2 | 14.2 | [6 empty] | 188000 | Electric Resistance Heating Or | 08/29/2023 |  | 11/13/2023
Daikin Comfort Technologies Manufacturing, L.P. | Daikin | DPSA020A4BPCV*0B04450*E |  | Voluntarily Certified | ACAirCoolAllPhase&gt;=135k&lt; | False | False |  |  |  |  | 11.2 |  | 20.1 | 14.2 | [6 empty] | 188000 | Electric Resistance Heating Or | 08/29/2023 |  | 11/13/2023
Daikin Comfort Technologies Manufacturing, L.P. | Daikin | DPSA020A4BPCV*0B04450*G |  | Voluntarily Certified | ACAirCoolAllPhase&gt;=135k&lt; | False | False |  |  |  |  | 11.1 |  | 20 | 14 | [6 empty] | 188000 | Heating Other Than Electric Re | 08/29/2023 |  | 11/13/2023
Daikin Comfort Technologies Manufacturing, L.P. | Daikin | DPSA020A4BPDV*0B04450*0 |  | Voluntarily Certified | ACAirCoolAllPhase&gt;=135k&lt; | False | False |  |  |  |  | 11.4 |  | 20.2 | 14.2 | [6 empty] | 192000 | Electric Resistance Heating Or | 08/29/2023 |  | 11/13/2023
Daikin Comfort Technologies Manufacturing, L.P. | Daikin | DPSA020A4BPDV*0B04450*E |  | Voluntarily Certified | ACAirCoolAllPhase&gt;=135k&lt; | False | False |  |  |  |  | 11.3 |  | 20.1 | 14.2 | [6 empty] | 192000 | Electric Resistance Heating Or | 08/29/2023 |  | 11/13/2023
Daikin Comfort Technologies Manufacturing, L.P. | Daikin | DPSA020A4BPDV*0B04450*G |  | Voluntarily Certified | ACAirCoolAllPhase&gt;=135k&lt; | False | False |  |  |  |  | 11.2 |  | 20 | 14 | [6 empty] | 192000 | Heating Other Than Electric Re | 08/29/2023 |  | 11/13/2023
Daikin Comfort Technologies Manufacturing, L.P. | Daikin | DPSA020A5BHAM*0B04450*0 |  | Voluntarily Certified | ACAirCoolAllPhase&gt;=135k&lt; | False | False |  |  |  |  | 11.4 |  | 17.6 | 14.2 | [6 empty] | 220000 | Electric Resistance Heating Or | 08/29/2023 |  | 11/13/2023
Daikin Comfort Technologies Manufacturing, L.P. | Daikin | DPSA020A5BHAM*0B04450*E |  | Voluntarily Certified | ACAirCoolAllPhase&gt;=135k&lt; | False | False |  |  |  |  | 11.3 |  | 17.5 | 14.2 | [6 empty] | 220000 | Electric Resistance Heating Or | 08/29/2023 |  | 11/13/2023
Daikin Comfort Technologies Manufacturing, L.P. | Daikin | DPSA020A5BHAM*0B04450*G |  | Voluntarily Certified | ACAirCoolAllPhase&gt;=135k&lt; | False | False |  |  |  |  | 11.2 |  | 17.4 | 14 | [6 empty] | 220000 | Heating Other Than Electric Re | 08/29/2023 |  | 11/13/2023
Daikin Comfort Technologies Manufacturing, L.P. | Daikin | DPSA020A5BHBM*0B04450*0 |  | Voluntarily Certified | ACAirCoolAllPhase&gt;=135k&lt; | False | False |  |  |  |  | 11.3 |  | 17.6 | 14.2 | [6 empty] | 218000 | Electric Resistance Heating Or | 08/29/2023 |  | 11/13/2023
Daikin Comfort Technologies Manufacturing, L.P. | Daikin | DPSA020A5BHBM*0B04450*E |  | Voluntarily Certified | ACAirCoolAllPhase&gt;=135k&lt; | False | False |  |  |  |  | 11.2 |  | 17.5 | 14.2 | [6 empty] | 218000 | Electric Resistance Heating Or | 08/29/2023 |  | 11/13/2023
Daikin Comfort Technologies Manufacturing, L.P. | Daikin | DPSA020A5BHBM*0B04450*G |  | Voluntarily Certified | ACAirCoolAllPhase&gt;=135k&lt; | False | False |  |  |  |  | 11.1 |  | 17.4 | 14 | [6 empty] | 218000 | Heating Other Than Electric Re | 08/29/2023 |  | 11/13/2023
Daikin Comfort Technologies Manufacturing, L.P. | Daikin | DPSA020A5BHCM*0B04450*0 |  | Voluntarily Certified | ACAirCoolAllPhase&gt;=135k&lt; | False | False |  |  |  |  | 11 |  | 17.3 | 14.2 | [6 empty] | 214000 | Electric Resistance Heating Or | 08/29/2023 |  | 11/13/2023
Daikin Comfort Technologies Manufacturing, L.P. | Daikin | DPSA020A5BHDM*0B04450*0 |  | Voluntarily Certified | ACAirCoolAllPhase&gt;=135k&lt; | False | False |  |  |  |  | 11.1 |  | 17.3 | 14.2 | [6 empty] | 220000 | Electric Resistance Heating Or | 08/29/2023 |  | 11/13/2023
Daikin Comfort Technologies Manufacturing, L.P. | Daikin | DPSA020A5BHDM*0B04450*E |  | Voluntarily Certified | ACAirCoolAllPhase&gt;=135k&lt; | False | False |  |  |  |  | 11 |  | 17.2 | 14.2 | [6 empty] | 220000 | Electric Resistance Heating Or | 08/29/2023 |  | 11/13/2023
Daikin Comfort Technologies Manufacturing, L.P. | Daikin | DPSA020A5BPAV*0B04450*0 |  | Voluntarily Certified | ACAirCoolAllPhase&gt;=135k&lt; | False | False |  |  |  |  | 11.7 |  | 20.5 | 14.2 | [6 empty] | 192000 | Electric Resistance Heating Or | 08/29/2023 |  | 11/13/2023
Daikin Comfort Technologies Manufacturing, L.P. | Daikin | DPSA020A5BPAV*0B04450*E |  | Voluntarily Certified | ACAirCoolAllPhase&gt;=135k&lt; | False | False |  |  |  |  | 11.6 |  | 20.4 | 14.2 | [6 empty] | 192000 | Electric Resistance Heating Or | 08/29/2023 |  | 11/13/2023
Daikin Comfort Technologies Manufacturing, L.P. | Daikin | DPSA020A5BPAV*0B04450*G |  | Voluntarily Certified | ACAirCoolAllPhase&gt;=135k&lt; | False | False |  |  |  |  | 11.5 |  | 20.3 | 14 | [6 empty] | 192000 | Heating Other Than Electric Re | 08/29/2023 |  | 11/13/2023
Daikin Comfort Technologies Manufacturing, L.P. | Daikin | DPSA020A5BPBV*0B04450*0 |  | Voluntarily Certified | ACAirCoolAllPhase&gt;=135k&lt; | False | False |  |  |  |  | 11.7 |  | 20.9 | 14.2 | [6 empty] | 194000 | Electric Resistance Heating Or | 08/29/2023 |  | 11/13/2023
Daikin Comfort Technologies Manufacturing, L.P. | Daikin | DPSA020A5BPBV*0B04450*E |  | Voluntarily Certified | ACAirCoolAllPhase&gt;=135k&lt; | False | False |  |  |  |  | 11.6 |  | 20.8 | 14.2 | [6 empty] | 194000 | Electric Resistance Heating Or | 08/29/2023 |  | 11/13/2023
Daikin Comfort Technologies Manufacturing, L.P. | Daikin | DPSA020A5BPBV*0B04450*G |  | Voluntarily Certified | ACAirCoolAllPhase&gt;=135k&lt; | False | False |  |  |  |  | 11.5 |  | 20.7 | 14 | [6 empty] | 194000 | Heating Other Than Electric Re | 08/29/2023 |  | 11/13/2023
Daikin Comfort Technologies Manufacturing, L.P. | Daikin | DPSA020A5BPCV*0B04450*0 |  | Voluntarily Certified | ACAirCoolAllPhase&gt;=135k&lt; | False | False |  |  |  |  | 11.3 |  | 20.2 | 14.2 | [6 empty] | 188000 | Electric Resistance Heating Or | 08/29/2023 |  | 11/13/2023
Daikin Comfort Technologies Manufacturing, L.P. | Daikin | DPSA020A5BPCV*0B04450*E |  | Voluntarily Certified | ACAirCoolAllPhase&gt;=135k&lt; | False | False |  |  |  |  | 11.2 |  | 20.1 | 14.2 | [6 empty] | 188000 | Electric Resistance Heating Or | 08/29/2023 |  | 11/13/2023
Daikin Comfort Technologies Manufacturing, L.P. | Daikin | DPSA020A5BPCV*0B04450*G |  | Voluntarily Certified | ACAirCoolAllPhase&gt;=135k&lt; | False | False |  |  |  |  | 11.1 |  | 20 | 14 | [6 empty] | 188000 | Heating Other Than Electric Re | 08/29/2023 |  | 11/13/2023
Daikin Comfort Technologies Manufacturing, L.P. | Daikin | DPSA020A5BPDV*0B04450*0 |  | Voluntarily Certified | ACAirCoolAllPhase&gt;=135k&lt; | False | False |  |  |  |  | 11.4 |  | 20.2 | 14.2 | [6 empty] | 192000 | Electric Resistance Heating Or | 08/29/2023 |  | 11/13/2023
Daikin Comfort Technologies Manufacturing, L.P. | Daikin | DPSA020A5BPDV*0B04450*E |  | Voluntarily Certified | ACAirCoolAllPhase&gt;=135k&lt; | False | False |  |  |  |  | 11.3 |  | 20.1 | 14.2 | [6 empty] | 192000 | Electric Resistance Heating Or | 08/29/2023 |  | 11/13/2023
Daikin Comfort Technologies Manufacturing, L.P. | Daikin | DPSA020A5BPDV*0B04450*G |  | Voluntarily Certified | ACAirCoolAllPhase&gt;=135k&lt; | False | False |  |  |  |  | 11.2 |  | 20 | 14 | [6 empty] | 192000 | Heating Other Than Electric Re | 08/29/2023 |  | 11/13/2023
Daikin Comfort Technologies Manufacturing, L.P. | Daikin | DRC0723********A* |  | Voluntarily Certified | ACAirCoolAllPhase&gt;=65k&lt;1 | False | False |  |  |  |  | 12.1 |  | 17.1 | 14.8 | [6 empty] | 72000 | Electric Resistance Heating Or | 08/29/2023 |  | 11/13/2023
Daikin Comfort Technologies Manufacturing, L.P. | Daikin | DRC0724********A* |  | Voluntarily Certified | ACAirCoolAllPhase&gt;=65k&lt;1 | False | False |  |  |  |  | 12.1 |  | 17.1 | 14.8 | [6 empty] | 72000 | Electric Resistance Heating Or | 08/29/2023 |  | 11/13/2023
Daikin Comfort Technologies Manufacturing, L.P. | Daikin | DRC0727********A* |  | Voluntarily Certified | ACAirCoolAllPhase&gt;=65k&lt;1 | False | False |  |  |  |  | 12.1 |  | 17.1 | 14.8 | [6 empty] | 72000 | Electric Resistance Heating Or | 08/29/2023 |  | 11/13/2023
Daikin Comfort Technologies Manufacturing, L.P. | Daikin | DRC090*********A* |  | Voluntarily Certified | ACAirCoolAllPhase&gt;=65k&lt;1 | False | False |  |  |  |  | 12.4 |  | 17 | 14.8 | [6 empty] | 90000 | Electric Resistance Heating Or | 08/29/2023 |  | 11/13/2023
Daikin Comfort Technologies Manufacturing, L.P. | Daikin | DRC102*********A* |  | Voluntarily Certified | ACAirCoolAllPhase&gt;=65k&lt;1 | False | False |  |  |  |  | 12.3 |  | 17 | 14.8 | [6 empty] | 102000 | Electric Resistance Heating Or | 08/29/2023 |  | 11/13/2023
Daikin Comfort Technologies Manufacturing, L.P. | Daikin | DRC120*********A* |  | Voluntarily Certified | ACAirCoolAllPhase&gt;=65k&lt;1 | False | False |  |  |  |  | 12.2 |  | 17 | 14.8 | [6 empty] | 115000 | Electric Resistance Heating Or | 08/29/2023 |  | 11/13/2023
Daikin Comfort Technologies Manufacturing, L.P. | Daikin | DRC150*********A* |  | Voluntarily Certified | ACAirCoolAllPhase&gt;=135k&lt; | False | False |  |  |  |  | 11.7 |  | 16 | 14.2 | [6 empty] | 138000 | Electric Resistance Heating Or | 08/29/2023 |  | 11/13/2023
Daikin Comfort Technologies Manufacturing, L.P. | Daikin | DRG0723********A* |  | Voluntarily Certified | ACAirCoolAllPhase&gt;=65k&lt;1 | False | False |  |  |  |  | 12.1 |  | 17.1 | 14.6 | [6 empty] | 72000 | Heating Other Than Electric Re | 08/29/2023 |  | 11/13/2023
Daikin Comfort Technologies Manufacturing, L.P. | Daikin | DRG0724********A* |  | Voluntarily Certified | ACAirCoolAllPhase&gt;=65k&lt;1 | False | False |  |  |  |  | 12.1 |  | 17.1 | 14.6 | [6 empty] | 72000 | Heating Other Than Electric Re | 08/29/2023 |  | 11/13/2023
Daikin Comfort Technologies Manufacturing, L.P. | Daikin | DRG0727********A* |  | Voluntarily Certified | ACAirCoolAllPhase&gt;=65k&lt;1 | False | False |  |  |  |  | 12.1 |  | 17.1 | 14.6 | [6 empty] | 72000 | Heating Other Than Electric Re | 08/29/2023 |  | 11/13/2023
Daikin Comfort Technologies Manufacturing, L.P. | Daikin | DRG090*********A* |  | Voluntarily Certified | ACAirCoolAllPhase&gt;=65k&lt;1 | False | False |  |  |  |  | 12.2 |  | 16 | 14.6 | [6 empty] | 90000 | Heating Other Than Electric Re | 08/29/2023 |  | 11/13/2023
Daikin Comfort Technologies Manufacturing, L.P. | Daikin | DRG102*********A* |  | Voluntarily Certified | ACAirCoolAllPhase&gt;=65k&lt;1 | False | False |  |  |  |  | 12.2 |  | 17 | 14.6 | [6 empty] | 102000 | Heating Other Than Electric Re | 08/29/2023 |  | 11/13/2023
Daikin Comfort Technologies Manufacturing, L.P. | Daikin | DRG120*********A* |  | Voluntarily Certified | ACAirCoolAllPhase&gt;=65k&lt;1 | False | False |  |  |  |  | 12.2 |  | 17 | 14.6 | [6 empty] | 115000 | Heating Other Than Electric Re | 08/29/2023 |  | 11/13/2023
Daikin Comfort Technologies Manufacturing, L.P. | Daikin | DRG150*********A* |  | Voluntarily Certified | ACAirCoolAllPhase&gt;=135k&lt; | False | False |  |  |  |  | 11.5 |  | 15.5 | 14 | [6 empty] | 138000 | Heating Other Than Electric Re | 08/29/2023 |  | 11/13/2023
Daikin Comfort Technologies Manufacturing, L.P. | Daikin | RPS 016DSE-4-V-4-279467-200 |  | Voluntarily Certified | ACAirCoolAllPhase&gt;=135k&lt; | False | False |  |  |  |  | 11.3 |  | 14.5 | 14.2 | [6 empty] | 158000 | Electric Resistance Heating Or | 08/29/2023 |  | 11/13/2023
Daikin Comfort Technologies Manufacturing, L.P. | Daikin | RPS016DSA-2-V-5 |  | Voluntarily Certified | ACAirCoolAllPhase&gt;=135k&lt; | False | False |  |  |  |  | 10.9 |  | 14.1 | 14 | [6 empty] | 188000 | Heating Other Than Electric Re | 08/29/2023 |  | 11/13/2023
Daikin Comfort Technologies Manufacturing, L.P. | Daikin | RPS016DSA-2-V-6 |  | Voluntarily Certified | ACAirCoolAllPhase&gt;=135k&lt; | False | False |  |  |  |  | 11 |  | 14.2 | 14 | [6 empty] | 192000 | Heating Other Than Electric Re | 08/29/2023 |  | 11/13/2023
Daikin Comfort Technologies Manufacturing, L.P. | Daikin | RPS016DSA-4-V-5 |  | Voluntarily Certified | ACAirCoolAllPhase&gt;=135k&lt; | False | False |  |  |  |  | 11 |  | 14.2 | 14 | [6 empty] | 190000 | Heating Other Than Electric Re | 08/29/2023 |  | 11/13/2023
Daikin Comfort Technologies Manufacturing, L.P. | Daikin | RPS016DSA-4-V-6 |  | Voluntarily Certified | ACAirCoolAllPhase&gt;=135k&lt; | False | False |  |  |  |  | 11.1 |  | 14.3 | 14 | [6 empty] | 194000 | Heating Other Than Electric Re | 08/29/2023 |  | 11/13/2023
Daikin Comfort Technologies Manufacturing, L.P. | Daikin | RPS016DSE-2-V-5 |  | Voluntarily Certified | ACAirCoolAllPhase&gt;=135k&lt; | False | False |  |  |  |  | 11.1 |  | 14.3 | 14.2 | [6 empty] | 188000 | Electric Resistance Heating Or | 08/29/2023 |  | 11/13/2023
Daikin Comfort Technologies Manufacturing, L.P. | Daikin | RPS016DSE-2-V-6 |  | Voluntarily Certified | ACAirCoolAllPhase&gt;=135k&lt; | False | False |  |  |  |  | 11.2 |  | 14.4 | 14.2 | [6 empty] | 192000 | Electric Resistance Heating Or | 08/29/2023 |  | 11/13/2023
Daikin Comfort Technologies Manufacturing, L.P. | Daikin | RPS016DSE-4-V-5 |  | Voluntarily Certified | ACAirCoolAllPhase&gt;=135k&lt; | False | False |  |  |  |  | 11.2 |  | 14.4 | 14.2 | [6 empty] | 190000 | Electric Resistance Heating Or | 08/29/2023 |  | 11/13/2023
Daikin Comfort Technologies Manufacturing, L.P. | Daikin | RPS016DSE-4-V-6 |  | Voluntarily Certified | ACAirCoolAllPhase&gt;=135k&lt; | False | False |  |  |  |  | 11.3 |  | 14.5 | 14.2 | [6 empty] | 194000 | Electric Resistance Heating Or | 08/29/2023 |  | 11/13/2023
Daikin Comfort Technologies Manufacturing, L.P. | Daikin | RPS016DSY-2-V-5 |  | Voluntarily Certified | ACAirCoolAllPhase&gt;=135k&lt; | False | False |  |  |  |  | 11.1 |  | 14.3 | 14.2 | [6 empty] | 188000 | Electric Resistance Heating Or | 08/29/2023 |  | 11/13/2023
Daikin Comfort Technologies Manufacturing, L.P. | Daikin | RPS016DSY-2-V-6 |  | Voluntarily Certified | ACAirCoolAllPhase&gt;=135k&lt; | False | False |  |  |  |  | 11.2 |  | 14.4 | 14.2 | [6 empty] | 192000 | Electric Resistance Heating Or | 08/29/2023 |  | 11/13/2023
Daikin Comfort Technologies Manufacturing, L.P. | Daikin | RPS016DSY-4-V-5 |  | Voluntarily Certified | ACAirCoolAllPhase&gt;=135k&lt; | False | False |  |  |  |  | 11.2 |  | 14.4 | 14.2 | [6 empty] | 190000 | Electric Resistance Heating Or | 08/29/2023 |  | 11/13/2023
Daikin Comfort Technologies Manufacturing, L.P. | Daikin | RPS016DSY-4-V-6 |  | Voluntarily Certified | ACAirCoolAllPhase&gt;=135k&lt; | False | False |  |  |  |  | 11.3 |  | 14.5 | 14.2 | [6 empty] | 194000 | Electric Resistance Heating Or | 08/29/2023 |  | 11/13/2023
Carrier Corp. - Syracuse | Comfortmaker | RAV210**(H,J,K,L,M,N)* |  | Voluntarily Certified | ACAirCoolAllPhase&gt;=135k&lt; | False | False |  |  |  |  | 11 |  | 14.7 | 14 | [6 empty] | 206000 | Heating Other Than Electric Re | 08/10/2023 |  | 11/13/2023
Carrier Corp. - Syracuse | Comfortmaker | RAV240**(H,J,K,L,M,N)* |  | Voluntarily Certified | ACAirCoolAllPhase&gt;=240k&lt; | False | False |  |  |  |  | 10.2 |  | 14.7 | 13 | [6 empty] | 248000 | Heating Other Than Electric Re | 08/10/2023 |  | 11/13/2023
Carrier Corp. - Syracuse | Comfortmaker | RHV072* |  | Voluntarily Certified | HPAirCoolAllPhase&gt;=65k&lt;1 | False | False |  |  |  |  | 11.2 |  | 15 | 14.1 |  |  |  |  | 3.6 | 3.4 | 71000 | Electric Resistance Heating Or | 08/10/2023 |  | 11/13/2023
Carrier Corp. - Syracuse | Comfortmaker | RGV210**(H,J,K,L,M,N)* |  | Voluntarily Certified | ACAirCoolAllPhase&gt;=135k&lt; | False | False |  |  |  |  | 10.8 |  | 14.5 | 14 | [6 empty] | 206000 | Heating Other Than Electric Re | 08/10/2023 |  | 11/13/2023
Carrier Corp. - Syracuse | Comfortmaker | RGV240**(H,J,K,L,M,N)* |  | Voluntarily Certified | ACAirCoolAllPhase&gt;=240k&lt; | False | False |  |  |  |  | 10 |  | 14.5 | 13 | [6 empty] | 248000 | Heating Other Than Electric Re | 08/10/2023 |  | 11/13/2023
Carrier Corp. - Syracuse | Comfortmaker | RGV300**(H,J,K,L,M,N)* |  | Voluntarily Certified | ACAirCoolAllPhase&gt;=240k&lt; | False | False |  |  |  |  | 9.8 |  | 14 | 13 | [6 empty] | 282000 | Heating Other Than Electric Re | 08/10/2023 |  | 11/13/2023
Carrier Corp. - Syracuse | Comfortmaker | RAV300**(H,J,K,L,M,N)* |  | Voluntarily Certified | ACAirCoolAllPhase&gt;=240k&lt; | False | False |  |  |  |  | 10 |  | 14.2 | 13 | [6 empty] | 282000 | Heating Other Than Electric Re | 08/10/2023 |  | 11/13/2023
Carrier Corp. - Syracuse | Comfortmaker | RHV102* |  | Voluntarily Certified | HPAirCoolAllPhase&gt;=65k&lt;1 | False | False |  |  |  |  | 11 |  | 15 | 14.1 |  |  |  |  | 3.4 | 3.4 | 96000 | Electric Resistance Heating Or | 08/10/2023 |  | 11/13/2023
Carrier Corp. - Syracuse | Comfortmaker | RHV120* |  | Voluntarily Certified | HPAirCoolAllPhase&gt;=65k&lt;1 | False | False |  |  |  |  | 11 |  | 15 | 14.1 |  |  |  |  | 3.4 | 3.4 | 118000 | Electric Resistance Heating Or | 08/10/2023 |  | 11/13/2023
Carrier Corp. - Syracuse | Comfortmaker | RGV180* |  | Voluntarily Certified | ACAirCoolAllPhase&gt;=135k&lt; | False | False |  |  |  |  | 10.8 |  | 14.5 | 14 | [6 empty] | 174000 | Heating Other Than Electric Re | 08/10/2023 |  | 11/13/2023
Carrier Corp. - Syracuse | Comfortmaker | RHV090* |  | Voluntarily Certified | HPAirCoolAllPhase&gt;=65k&lt;1 | False | False |  |  |  |  | 11.2 |  | 15 | 14.1 |  |  |  |  | 3.4 | 3.4 | 86000 | Electric Resistance Heating Or | 08/10/2023 |  | 11/13/2023
Carrier Corp. - Syracuse | Comfortmaker | RGV120* |  | Voluntarily Certified | ACAirCoolAllPhase&gt;=65k&lt;1 | False | False |  |  |  |  | 11 |  | 15 | 14.6 | [6 empty] | 118000 | Heating Other Than Electric Re | 08/10/2023 |  | 11/13/2023
Carrier Corp. - Syracuse | Comfortmaker | RGV150* |  | Voluntarily Certified | ACAirCoolAllPhase&gt;=65k&lt;1 | False | False |  |  |  |  | 10.2 |  | 15 | 14.6 | [6 empty] | 132000 | Heating Other Than Electric Re | 08/10/2023 |  | 11/13/2023
Carrier Corp. - Syracuse | Comfortmaker | RGV090* |  | Voluntarily Certified | ACAirCoolAllPhase&gt;=65k&lt;1 | False | False |  |  |  |  | 11.2 |  | 15 | 14.6 | [6 empty] | 86000 | Heating Other Than Electric Re | 08/10/2023 |  | 11/13/2023
Carrier Corp. - Syracuse | Comfortmaker | RGV102* |  | Voluntarily Certified | ACAirCoolAllPhase&gt;=65k&lt;1 | False | False |  |  |  |  | 11.2 |  | 15 | 14.6 | [6 empty] | 98000 | Heating Other Than Electric Re | 08/10/2023 |  | 11/13/2023
Carrier Corp. - Syracuse | Comfortmaker | RAV150* |  | Voluntarily Certified | ACAirCoolAllPhase&gt;=65k&lt;1 | False | False |  |  |  |  | 10.4 |  | 15.2 | 14.6 | [6 empty] | 132000 | Heating Other Than Electric Re | 08/10/2023 |  | 11/13/2023
Carrier Corp. - Syracuse | Comfortmaker | RAV180* |  | Voluntarily Certified | ACAirCoolAllPhase&gt;=135k&lt; | False | False |  |  |  |  | 11 |  | 14.7 | 14 | [6 empty] | 174000 | Heating Other Than Electric Re | 08/10/2023 |  | 11/13/2023
Carrier Corp. - Syracuse | Comfortmaker | RAV102* |  | Voluntarily Certified | ACAirCoolAllPhase&gt;=65k&lt;1 | False | False |  |  |  |  | 11.4 |  | 15.2 | 14.6 | [6 empty] | 98000 | Heating Other Than Electric Re | 08/10/2023 |  | 11/13/2023
Carrier Corp. - Syracuse | Comfortmaker | RAV120* |  | Voluntarily Certified | ACAirCoolAllPhase&gt;=65k&lt;1 | False | False |  |  |  |  | 11.2 |  | 15.2 | 14.6 | [6 empty] | 118000 | Heating Other Than Electric Re | 08/10/2023 |  | 11/13/2023
Carrier Corp. - Syracuse | Comfortmaker | RAV090* |  | Voluntarily Certified | ACAirCoolAllPhase&gt;=65k&lt;1 | False | False |  |  |  |  | 11.4 |  | 15.2 | 14.6 | [6 empty] | 86000 | Heating Other Than Electric Re | 08/10/2023 |  | 11/13/2023
Carrier Corp. - Syracuse | Comfortmaker | RHV240**(H,J,K,L)* |  | Voluntarily Certified | HPAirCoolAllPhase&gt;=240k&lt; | False | False |  |  |  |  | 9.7 | 8.5 | 14 | 12.5 |  |  |  |  | 3.3 | 3.2 | 240000 | Electric Resistance Heating Or | 08/04/2023 |  | 11/13/2023
Carrier Corp. - Syracuse | Comfortmaker | RGW072* |  | Voluntarily Certified | ACAirCoolAllPhase&gt;=65k&lt;1 | False | False |  |  |  |  | 12.2 |  | 17.5 | 14.6 | [6 empty] | 72000 | Heating Other Than Electric Re | 08/10/2023 |  | 11/13/2023
Carrier Corp. - Syracuse | Comfortmaker | RGV336**(2,3,4,5,6,7)* |  | Voluntarily Certified | ACAirCoolAllPhase&gt;=240k&lt; | False | False |  |  |  |  | 9.8 |  | 14 | 13 | [6 empty] | 314000 | Heating Other Than Electric Re | 08/10/2023 |  | 11/13/2023
Carrier Corp. - Syracuse | Comfortmaker | RGW090* |  | Voluntarily Certified | ACAirCoolAllPhase&gt;=65k&lt;1 | False | False |  |  |  |  | 12 |  | 17.5 | 14.6 | [6 empty] | 90000 | Heating Other Than Electric Re | 08/10/2023 |  | 11/13/2023
Carrier Corp. - Syracuse | Comfortmaker | RGW102* |  | Voluntarily Certified | ACAirCoolAllPhase&gt;=65k&lt;1 | False | False |  |  |  |  | 11.8 |  | 17.3 | 14.6 | [6 empty] | 95000 | Heating Other Than Electric Re | 08/10/2023 |  | 11/13/2023
Carrier Corp. - Syracuse | Comfortmaker | RGW120* |  | Voluntarily Certified | ACAirCoolAllPhase&gt;=65k&lt;1 | False | False |  |  |  |  | 11.4 |  | 17.2 | 14.6 | [6 empty] | 114000 | Heating Other Than Electric Re | 08/10/2023 |  | 11/13/2023
Carrier Corp. - Syracuse | Comfortmaker | RGV240**(2,3,4,5,6,7)* |  | Voluntarily Certified | ACAirCoolAllPhase&gt;=240k&lt; | False | False |  |  |  |  | 10 |  | 14.5 | 13 | [6 empty] | 248000 | Heating Other Than Electric Re | 08/10/2023 |  | 11/13/2023
Carrier Corp. - Syracuse | Comfortmaker | RGV300**(2,3,4,5,6,7)* |  | Voluntarily Certified | ACAirCoolAllPhase&gt;=240k&lt; | False | False |  |  |  |  | 9.8 |  | 14 | 13 | [6 empty] | 282000 | Heating Other Than Electric Re | 08/10/2023 |  | 11/13/2023
Carrier Corp. - Syracuse | Comfortmaker | RHV181*(H,J,K,L)* |  | Voluntarily Certified | HPAirCoolAllPhase&gt;=135k&lt; | False | False |  |  |  |  | 10.6 |  | 14 | 13.5 |  |  |  |  | 3.3 | 3.3 | 170000 | Electric Resistance Heating Or | 08/10/2023 |  | 11/13/2023
Carrier Corp. - Syracuse | Comfortmaker | RHV240**(2,3,5,6)* |  | Voluntarily Certified | HPAirCoolAllPhase&gt;=240k&lt; | False | False |  |  |  |  | 9.8 | 8.5 | 14 | 12.5 |  |  |  |  | 3.3 | 3.2 | 240000 | Electric Resistance Heating Or | 08/04/2023 |  | 11/13/2023
Carrier Corp. - Syracuse | Comfortmaker | RHV300**(2,3,5,6)* |  | Voluntarily Certified | HPAirCoolAllPhase&gt;=240k&lt; | False | False |  |  |  |  | 9.5 | 8.5 | 14 | 12.5 |  |  |  |  | 3.3 | 3.2 | 278000 | Electric Resistance Heating Or | 08/04/2023 |  | 11/13/2023
Carrier Corp. - Syracuse | Comfortmaker | RHV181*(2,3,5,6)* |  | Voluntarily Certified | HPAirCoolAllPhase&gt;=135k&lt; | False | False |  |  |  |  | 10.6 |  | 14 | 13.5 |  |  |  |  | 3.3 | 3.3 | 172000 | Electric Resistance Heating Or | 08/10/2023 |  | 11/13/2023
Carrier Corp. - Syracuse | Comfortmaker | RHV150* |  | Voluntarily Certified | HPAirCoolAllPhase&gt;=135k&lt; | False | False |  |  |  |  | 10.6 |  | 15 | 13.5 |  |  |  |  | 3.3 | 3.3 | 144000 | Electric Resistance Heating Or | 08/10/2023 |  | 11/13/2023
Carrier Corp. - Syracuse | Comfortmaker | RAV336**(2,3,4,5,6,7)* |  | Voluntarily Certified | ACAirCoolAllPhase&gt;=240k&lt; | False | False |  |  |  |  | 10 |  | 14.2 | 13 | [6 empty] | 314000 | Heating Other Than Electric Re | 08/10/2023 |  | 11/13/2023
Carrier Corp. - Syracuse | Comfortmaker | RGV210**(2,3,4,5,6,7)* |  | Voluntarily Certified | ACAirCoolAllPhase&gt;=135k&lt; | False | False |  |  |  |  | 10.8 |  | 14.5 | 14 | [6 empty] | 206000 | Heating Other Than Electric Re | 08/10/2023 |  | 11/13/2023
Carrier Corp. - Syracuse | Comfortmaker | RAV240**(2,3,4,5,6,7)* |  | Voluntarily Certified | ACAirCoolAllPhase&gt;=240k&lt; | False | False |  |  |  |  | 10.2 |  | 14.7 | 13 | [6 empty] | 248000 | Heating Other Than Electric Re | 08/10/2023 |  | 11/13/2023
Carrier Corp. - Syracuse | Comfortmaker | RAV300**(2,3,4,5,6,7)* |  | Voluntarily Certified | ACAirCoolAllPhase&gt;=240k&lt; | False | False |  |  |  |  | 10 |  | 14.2 | 13 | [6 empty] | 282000 | Heating Other Than Electric Re | 08/10/2023 |  | 11/13/2023
Carrier Corp. - Syracuse | Comfortmaker | RAV210**(2,3,4,5,6,7)* |  | Voluntarily Certified | ACAirCoolAllPhase&gt;=135k&lt; | False | False |  |  |  |  | 11 |  | 14.7 | 14 | [6 empty] | 206000 | Heating Other Than Electric Re | 08/10/2023 |  | 11/13/2023
Carrier Corp. - Syracuse | Comfortmaker | RGW150* |  | Voluntarily Certified | ACAirCoolAllPhase&gt;=135k&lt; | False | False |  |  |  |  | 12 |  | 16.4 | 14 | [6 empty] | 146000 | Heating Other Than Electric Re | 08/10/2023 |  | 11/13/2023
Carrier Corp. - Syracuse | Comfortmaker | RAW072* |  | Voluntarily Certified | ACAirCoolAllPhase&gt;=65k&lt;1 | False | False |  |  |  |  | 12.4 |  | 17.7 | 14.6 | [6 empty] | 72000 | Heating Other Than Electric Re | 08/10/2023 |  | 11/13/2023
Carrier Corp. - Syracuse | Comfortmaker | RAW090* |  | Voluntarily Certified | ACAirCoolAllPhase&gt;=65k&lt;1 | False | False |  |  |  |  | 12.2 |  | 17.7 | 14.6 | [6 empty] | 90000 | Heating Other Than Electric Re | 08/10/2023 |  | 11/13/2023
Carrier Corp. - Syracuse | Comfortmaker | RAW102* |  | Voluntarily Certified | ACAirCoolAllPhase&gt;=65k&lt;1 | False | False |  |  |  |  | 12 |  | 17.5 | 14.6 | [6 empty] | 95000 | Heating Other Than Electric Re | 08/10/2023 |  | 11/13/2023
Carrier Corp. - Syracuse | Comfortmaker | RAW120* |  | Voluntarily Certified | ACAirCoolAllPhase&gt;=65k&lt;1 | False | False |  |  |  |  | 11.6 |  | 17.2 | 14.6 | [6 empty] | 114000 | Heating Other Than Electric Re | 08/10/2023 |  | 11/13/2023
Carrier Corp. - Syracuse | Comfortmaker | RAW150* |  | Voluntarily Certified | ACAirCoolAllPhase&gt;=135k&lt; | False | False |  |  |  |  | 12.2 |  | 16.6 | 14 | [6 empty] | 146000 | Heating Other Than Electric Re | 08/10/2023 |  | 11/13/2023
Carrier Corp. - Syracuse | Day & Night | RAV090* |  | Voluntarily Certified | ACAirCoolAllPhase&gt;=65k&lt;1 | False | False |  |  |  |  | 11.4 |  | 15.2 | 14.6 | [6 empty] | 86000 | Heating Other Than Electric Re | 08/10/2023 |  | 11/13/2023
Carrier Corp. - Syracuse | Heil | RAV090* |  | Voluntarily Certified | ACAirCoolAllPhase&gt;=65k&lt;1 | False | False |  |  |  |  | 11.4 |  | 15.2 | 14.6 | [6 empty] | 86000 | Heating Other Than Electric Re | 08/10/2023 |  | 11/13/2023
Carrier Corp. - Syracuse | Day & Night | RAV102* |  | Voluntarily Certified | ACAirCoolAllPhase&gt;=65k&lt;1 | False | False |  |  |  |  | 11.4 |  | 15.2 | 14.6 | [6 empty] | 98000 | Heating Other Than Electric Re | 08/10/2023 |  | 11/13/2023
Carrier Corp. - Syracuse | Heil | RAV102* |  | Voluntarily Certified | ACAirCoolAllPhase&gt;=65k&lt;1 | False | False |  |  |  |  | 11.4 |  | 15.2 | 14.6 | [6 empty] | 98000 | Heating Other Than Electric Re | 08/10/2023 |  | 11/13/2023
Carrier Corp. - Syracuse | Day & Night | RAV120* |  | Voluntarily Certified | ACAirCoolAllPhase&gt;=65k&lt;1 | False | False |  |  |  |  | 11.2 |  | 15.2 | 14.6 | [6 empty] | 118000 | Heating Other Than Electric Re | 08/10/2023 |  | 11/13/2023
Carrier Corp. - Syracuse | Heil | RAV120* |  | Voluntarily Certified | ACAirCoolAllPhase&gt;=65k&lt;1 | False | False |  |  |  |  | 11.2 |  | 15.2 | 14.6 | [6 empty] | 118000 | Heating Other Than Electric Re | 08/10/2023 |  | 11/13/2023
Carrier Corp. - Syracuse | Day & Night | RAV150* |  | Voluntarily Certified | ACAirCoolAllPhase&gt;=65k&lt;1 | False | False |  |  |  |  | 10.4 |  | 15.2 | 14.6 | [6 empty] | 132000 | Heating Other Than Electric Re | 08/10/2023 |  | 11/13/2023
Carrier Corp. - Syracuse | Heil | RAV150* |  | Voluntarily Certified | ACAirCoolAllPhase&gt;=65k&lt;1 | False | False |  |  |  |  | 10.4 |  | 15.2 | 14.6 | [6 empty] | 132000 | Heating Other Than Electric Re | 08/10/2023 |  | 11/13/2023
Carrier Corp. - Syracuse | Day & Night | RAV180* |  | Voluntarily Certified | ACAirCoolAllPhase&gt;=135k&lt; | False | False |  |  |  |  | 11 |  | 14.7 | 14 | [6 empty] | 174000 | Heating Other Than Electric Re | 08/10/2023 |  | 11/13/2023
Carrier Corp. - Syracuse | Heil | RAV180* |  | Voluntarily Certified | ACAirCoolAllPhase&gt;=135k&lt; | False | False |  |  |  |  | 11 |  | 14.7 | 14 | [6 empty] | 174000 | Heating Other Than Electric Re | 08/10/2023 |  | 11/13/2023
Carrier Corp. - Syracuse | Day & Night | RAV210**(2,3,4,5,6,7)* |  | Voluntarily Certified | ACAirCoolAllPhase&gt;=135k&lt; | False | False |  |  |  |  | 11 |  | 14.7 | 14 | [6 empty] | 206000 | Heating Other Than Electric Re | 08/10/2023 |  | 11/13/2023
Carrier Corp. - Syracuse | Heil | RAV210**(2,3,4,5,6,7)* |  | Voluntarily Certified | ACAirCoolAllPhase&gt;=135k&lt; | False | False |  |  |  |  | 11 |  | 14.7 | 14 | [6 empty] | 206000 | Heating Other Than Electric Re | 08/10/2023 |  | 11/13/2023
Carrier Corp. - Syracuse | Day & Night | RAV210**(H,J,K,L,M,N)* |  | Voluntarily Certified | ACAirCoolAllPhase&gt;=135k&lt; | False | False |  |  |  |  | 11 |  | 14.7 | 14 | [6 empty] | 206000 | Heating Other Than Electric Re | 08/10/2023 |  | 11/13/2023
Carrier Corp. - Syracuse | Heil | RAV210**(H,J,K,L,M,N)* |  | Voluntarily Certified | ACAirCoolAllPhase&gt;=135k&lt; | False | False |  |  |  |  | 11 |  | 14.7 | 14 | [6 empty] | 206000 | Heating Other Than Electric Re | 08/10/2023 |  | 11/13/2023
Carrier Corp. - Syracuse | Day & Night | RAV240**(2,3,4,5,6,7)* |  | Voluntarily Certified | ACAirCoolAllPhase&gt;=240k&lt; | False | False |  |  |  |  | 10.2 |  | 14.7 | 13 | [6 empty] | 248000 | Heating Other Than Electric Re | 08/10/2023 |  | 11/13/2023
Carrier Corp. - Syracuse | Heil | RAV240**(2,3,4,5,6,7)* |  | Voluntarily Certified | ACAirCoolAllPhase&gt;=240k&lt; | False | False |  |  |  |  | 10.2 |  | 14.7 | 13 | [6 empty] | 248000 | Heating Other Than Electric Re | 08/10/2023 |  | 11/13/2023
Carrier Corp. - Syracuse | Day & Night | RAV240**(H,J,K,L,M,N)* |  | Voluntarily Certified | ACAirCoolAllPhase&gt;=240k&lt; | False | False |  |  |  |  | 10.2 |  | 14.7 | 13 | [6 empty] | 248000 | Heating Other Than Electric Re | 08/10/2023 |  | 11/13/2023
Carrier Corp. - Syracuse | Heil | RAV240**(H,J,K,L,M,N)* |  | Voluntarily Certified | ACAirCoolAllPhase&gt;=240k&lt; | False | False |  |  |  |  | 10.2 |  | 14.7 | 13 | [6 empty] | 248000 | Heating Other Than Electric Re | 08/10/2023 |  | 11/13/2023
Carrier Corp. - Syracuse | Day & Night | RAV300**(2,3,4,5,6,7)* |  | Voluntarily Certified | ACAirCoolAllPhase&gt;=240k&lt; | False | False |  |  |  |  | 10 |  | 14.2 | 13 | [6 empty] | 282000 | Heating Other Than Electric Re | 08/10/2023 |  | 11/13/2023
Carrier Corp. - Syracuse | Heil | RAV300**(2,3,4,5,6,7)* |  | Voluntarily Certified | ACAirCoolAllPhase&gt;=240k&lt; | False | False |  |  |  |  | 10 |  | 14.2 | 13 | [6 empty] | 282000 | Heating Other Than Electric Re | 08/10/2023 |  | 11/13/2023
Carrier Corp. - Syracuse | Day & Night | RAV300**(H,J,K,L,M,N)* |  | Voluntarily Certified | ACAirCoolAllPhase&gt;=240k&lt; | False | False |  |  |  |  | 10 |  | 14.2 | 13 | [6 empty] | 282000 | Heating Other Than Electric Re | 08/10/2023 |  | 11/13/2023
Carrier Corp. - Syracuse | Heil | RAV300**(H,J,K,L,M,N)* |  | Voluntarily Certified | ACAirCoolAllPhase&gt;=240k&lt; | False | False |  |  |  |  | 10 |  | 14.2 | 13 | [6 empty] | 282000 | Heating Other Than Electric Re | 08/10/2023 |  | 11/13/2023
Carrier Corp. - Syracuse | Day & Night | RAV336**(2,3,4,5,6,7)* |  | Voluntarily Certified | ACAirCoolAllPhase&gt;=240k&lt; | False | False |  |  |  |  | 10 |  | 14.2 | 13 | [6 empty] | 314000 | Heating Other Than Electric Re | 08/10/2023 |  | 11/13/2023
Carrier Corp. - Syracuse | Heil | RAV336**(2,3,4,5,6,7)* |  | Voluntarily Certified | ACAirCoolAllPhase&gt;=240k&lt; | False | False |  |  |  |  | 10 |  | 14.2 | 13 | [6 empty] | 314000 | Heating Other Than Electric Re | 08/10/2023 |  | 11/13/2023
Carrier Corp. - Syracuse | Day & Night | RAW072* |  | Voluntarily Certified | ACAirCoolAllPhase&gt;=65k&lt;1 | False | False |  |  |  |  | 12.4 |  | 17.7 | 14.6 | [6 empty] | 72000 | Heating Other Than Electric Re | 08/10/2023 |  | 11/13/2023
Carrier Corp. - Syracuse | Heil | RAW072* |  | Voluntarily Certified | ACAirCoolAllPhase&gt;=65k&lt;1 | False | False |  |  |  |  | 12.4 |  | 17.7 | 14.6 | [6 empty] | 72000 | Heating Other Than Electric Re | 08/10/2023 |  | 11/13/2023
Carrier Corp. - Syracuse | Day & Night | RAW090* |  | Voluntarily Certified | ACAirCoolAllPhase&gt;=65k&lt;1 | False | False |  |  |  |  | 12.2 |  | 17.7 | 14.6 | [6 empty] | 90000 | Heating Other Than Electric Re | 08/10/2023 |  | 11/13/2023
Carrier Corp. - Syracuse | Heil | RAW090* |  | Voluntarily Certified | ACAirCoolAllPhase&gt;=65k&lt;1 | False | False |  |  |  |  | 12.2 |  | 17.7 | 14.6 | [6 empty] | 90000 | Heating Other Than Electric Re | 08/10/2023 |  | 11/13/2023
Carrier Corp. - Syracuse | Day & Night | RAW102* |  | Voluntarily Certified | ACAirCoolAllPhase&gt;=65k&lt;1 | False | False |  |  |  |  | 12 |  | 17.5 | 14.6 | [6 empty] | 95000 | Heating Other Than Electric Re | 08/10/2023 |  | 11/13/2023
Carrier Corp. - Syracuse | Heil | RAW102* |  | Voluntarily Certified | ACAirCoolAllPhase&gt;=65k&lt;1 | False | False |  |  |  |  | 12 |  | 17.5 | 14.6 | [6 empty] | 95000 | Heating Other Than Electric Re | 08/10/2023 |  | 11/13/2023
Carrier Corp. - Syracuse | Day & Night | RAW120* |  | Voluntarily Certified | ACAirCoolAllPhase&gt;=65k&lt;1 | False | False |  |  |  |  | 11.6 |  | 17.2 | 14.6 | [6 empty] | 114000 | Heating Other Than Electric Re | 08/10/2023 |  | 11/13/2023
Carrier Corp. - Syracuse | Heil | RAW120* |  | Voluntarily Certified | ACAirCoolAllPhase&gt;=65k&lt;1 | False | False |  |  |  |  | 11.6 |  | 17.2 | 14.6 | [6 empty] | 114000 | Heating Other Than Electric Re | 08/10/2023 |  | 11/13/2023
Carrier Corp. - Syracuse | Day & Night | RAW150* |  | Voluntarily Certified | ACAirCoolAllPhase&gt;=135k&lt; | False | False |  |  |  |  | 12.2 |  | 16.6 | 14 | [6 empty] | 146000 | Heating Other Than Electric Re | 08/10/2023 |  | 11/13/2023
Carrier Corp. - Syracuse | Heil | RAW150* |  | Voluntarily Certified | ACAirCoolAllPhase&gt;=135k&lt; | False | False |  |  |  |  | 12.2 |  | 16.6 | 14 | [6 empty] | 146000 | Heating Other Than Electric Re | 08/10/2023 |  | 11/13/2023
Carrier Corp. - Syracuse | Day & Night | RGV090* |  | Voluntarily Certified | ACAirCoolAllPhase&gt;=65k&lt;1 | False | False |  |  |  |  | 11.2 |  | 15 | 14.6 | [6 empty] | 86000 | Heating Other Than Electric Re | 08/10/2023 |  | 11/13/2023
Carrier Corp. - Syracuse | Heil | RGV090* |  | Voluntarily Certified | ACAirCoolAllPhase&gt;=65k&lt;1 | False | False |  |  |  |  | 11.2 |  | 15 | 14.6 | [6 empty] | 86000 | Heating Other Than Electric Re | 08/10/2023 |  | 11/13/2023
Carrier Corp. - Syracuse | Day & Night | RGV102* |  | Voluntarily Certified | ACAirCoolAllPhase&gt;=65k&lt;1 | False | False |  |  |  |  | 11.2 |  | 15 | 14.6 | [6 empty] | 98000 | Heating Other Than Electric Re | 08/10/2023 |  | 11/13/2023
Carrier Corp. - Syracuse | Heil | RGV102* |  | Voluntarily Certified | ACAirCoolAllPhase&gt;=65k&lt;1 | False | False |  |  |  |  | 11.2 |  | 15 | 14.6 | [6 empty] | 98000 | Heating Other Than Electric Re | 08/10/2023 |  | 11/13/2023
Carrier Corp. - Syracuse | Day & Night | RGV120* |  | Voluntarily Certified | ACAirCoolAllPhase&gt;=65k&lt;1 | False | False |  |  |  |  | 11 |  | 15 | 14.6 | [6 empty] | 118000 | Heating Other Than Electric Re | 08/10/2023 |  | 11/13/2023
Carrier Corp. - Syracuse | Heil | RGV120* |  | Voluntarily Certified | ACAirCoolAllPhase&gt;=65k&lt;1 | False | False |  |  |  |  | 11 |  | 15 | 14.6 | [6 empty] | 118000 | Heating Other Than Electric Re | 08/10/2023 |  | 11/13/2023
Carrier Corp. - Syracuse | Day & Night | RGV150* |  | Voluntarily Certified | ACAirCoolAllPhase&gt;=65k&lt;1 | False | False |  |  |  |  | 10.2 |  | 15 | 14.6 | [6 empty] | 132000 | Heating Other Than Electric Re | 08/10/2023 |  | 11/13/2023
Carrier Corp. - Syracuse | Heil | RGV150* |  | Voluntarily Certified | ACAirCoolAllPhase&gt;=65k&lt;1 | False | False |  |  |  |  | 10.2 |  | 15 | 14.6 | [6 empty] | 132000 | Heating Other Than Electric Re | 08/10/2023 |  | 11/13/2023
Carrier Corp. - Syracuse | Day & Night | RGV180* |  | Voluntarily Certified | ACAirCoolAllPhase&gt;=135k&lt; | False | False |  |  |  |  | 10.8 |  | 14.5 | 14 | [6 empty] | 174000 | Heating Other Than Electric Re | 08/10/2023 |  | 11/13/2023
Carrier Corp. - Syracuse | Heil | RGV180* |  | Voluntarily Certified | ACAirCoolAllPhase&gt;=135k&lt; | False | False |  |  |  |  | 10.8 |  | 14.5 | 14 | [6 empty] | 174000 | Heating Other Than Electric Re | 08/10/2023 |  | 11/13/2023
Carrier Corp. - Syracuse | Day & Night | RGV210**(2,3,4,5,6,7)* |  | Voluntarily Certified | ACAirCoolAllPhase&gt;=135k&lt; | False | False |  |  |  |  | 10.8 |  | 14.5 | 14 | [6 empty] | 206000 | Heating Other Than Electric Re | 08/10/2023 |  | 11/13/2023
Carrier Corp. - Syracuse | Heil | RGV210**(2,3,4,5,6,7)* |  | Voluntarily Certified | ACAirCoolAllPhase&gt;=135k&lt; | False | False |  |  |  |  | 10.8 |  | 14.5 | 14 | [6 empty] | 206000 | Heating Other Than Electric Re | 08/10/2023 |  | 11/13/2023
Carrier Corp. - Syracuse | Day & Night | RGV210**(H,J,K,L,M,N)* |  | Voluntarily Certified | ACAirCoolAllPhase&gt;=135k&lt; | False | False |  |  |  |  | 10.8 |  | 14.5 | 14 | [6 empty] | 206000 | Heating Other Than Electric Re | 08/10/2023 |  | 11/13/2023
Carrier Corp. - Syracuse | Heil | RGV210**(H,J,K,L,M,N)* |  | Voluntarily Certified | ACAirCoolAllPhase&gt;=135k&lt; | False | False |  |  |  |  | 10.8 |  | 14.5 | 14 | [6 empty] | 206000 | Heating Other Than Electric Re | 08/10/2023 |  | 11/13/2023
Carrier Corp. - Syracuse | Day & Night | RGV240**(2,3,4,5,6,7)* |  | Voluntarily Certified | ACAirCoolAllPhase&gt;=240k&lt; | False | False |  |  |  |  | 10 |  | 14.5 | 13 | [6 empty] | 248000 | Heating Other Than Electric Re | 08/10/2023 |  | 11/13/2023
Carrier Corp. - Syracuse | Heil | RGV240**(2,3,4,5,6,7)* |  | Voluntarily Certified | ACAirCoolAllPhase&gt;=240k&lt; | False | False |  |  |  |  | 10 |  | 14.5 | 13 | [6 empty] | 248000 | Heating Other Than Electric Re | 08/10/2023 |  | 11/13/2023
Carrier Corp. - Syracuse | Day & Night | RGV240**(H,J,K,L,M,N)* |  | Voluntarily Certified | ACAirCoolAllPhase&gt;=240k&lt; | False | False |  |  |  |  | 10 |  | 14.5 | 13 | [6 empty] | 248000 | Heating Other Than Electric Re | 08/10/2023 |  | 11/13/2023
Carrier Corp. - Syracuse | Heil | RGV240**(H,J,K,L,M,N)* |  | Voluntarily Certified | ACAirCoolAllPhase&gt;=240k&lt; | False | False |  |  |  |  | 10 |  | 14.5 | 13 | [6 empty] | 248000 | Heating Other Than Electric Re | 08/10/2023 |  | 11/13/2023
Carrier Corp. - Syracuse | Day & Night | RGV300**(2,3,4,5,6,7)* |  | Voluntarily Certified | ACAirCoolAllPhase&gt;=240k&lt; | False | False |  |  |  |  | 9.8 |  | 14 | 13 | [6 empty] | 282000 | Heating Other Than Electric Re | 08/10/2023 |  | 11/13/2023
Carrier Corp. - Syracuse | Heil | RGV300**(2,3,4,5,6,7)* |  | Voluntarily Certified | ACAirCoolAllPhase&gt;=240k&lt; | False | False |  |  |  |  | 9.8 |  | 14 | 13 | [6 empty] | 282000 | Heating Other Than Electric Re | 08/10/2023 |  | 11/13/2023
Carrier Corp. - Syracuse | Day & Night | RGV300**(H,J,K,L,M,N)* |  | Voluntarily Certified | ACAirCoolAllPhase&gt;=240k&lt; | False | False |  |  |  |  | 9.8 |  | 14 | 13 | [6 empty] | 282000 | Heating Other Than Electric Re | 08/10/2023 |  | 11/13/2023
Carrier Corp. - Syracuse | Heil | RGV300**(H,J,K,L,M,N)* |  | Voluntarily Certified | ACAirCoolAllPhase&gt;=240k&lt; | False | False |  |  |  |  | 9.8 |  | 14 | 13 | [6 empty] | 282000 | Heating Other Than Electric Re | 08/10/2023 |  | 11/13/2023
Carrier Corp. - Syracuse | Day & Night | RGV336**(2,3,4,5,6,7)* |  | Voluntarily Certified | ACAirCoolAllPhase&gt;=240k&lt; | False | False |  |  |  |  | 9.8 |  | 14 | 13 | [6 empty] | 314000 | Heating Other Than Electric Re | 08/10/2023 |  | 11/13/2023
Carrier Corp. - Syracuse | Heil | RGV336**(2,3,4,5,6,7)* |  | Voluntarily Certified | ACAirCoolAllPhase&gt;=240k&lt; | False | False |  |  |  |  | 9.8 |  | 14 | 13 | [6 empty] | 314000 | Heating Other Than Electric Re | 08/10/2023 |  | 11/13/2023
Carrier Corp. - Syracuse | Day & Night | RGW072* |  | Voluntarily Certified | ACAirCoolAllPhase&gt;=65k&lt;1 | False | False |  |  |  |  | 12.2 |  | 17.5 | 14.6 | [6 empty] | 72000 | Heating Other Than Electric Re | 08/10/2023 |  | 11/13/2023
Carrier Corp. - Syracuse | Heil | RGW072* |  | Voluntarily Certified | ACAirCoolAllPhase&gt;=65k&lt;1 | False | False |  |  |  |  | 12.2 |  | 17.5 | 14.6 | [6 empty] | 72000 | Heating Other Than Electric Re | 08/10/2023 |  | 11/13/2023
Carrier Corp. - Syracuse | Day & Night | RGW090* |  | Voluntarily Certified | ACAirCoolAllPhase&gt;=65k&lt;1 | False | False |  |  |  |  | 12 |  | 17.5 | 14.6 | [6 empty] | 90000 | Heating Other Than Electric Re | 08/10/2023 |  | 11/13/2023
Carrier Corp. - Syracuse | Heil | RGW090* |  | Voluntarily Certified | ACAirCoolAllPhase&gt;=65k&lt;1 | False | False |  |  |  |  | 12 |  | 17.5 | 14.6 | [6 empty] | 90000 | Heating Other Than Electric Re | 08/10/2023 |  | 11/13/2023
Carrier Corp. - Syracuse | Day & Night | RGW102* |  | Voluntarily Certified | ACAirCoolAllPhase&gt;=65k&lt;1 | False | False |  |  |  |  | 11.8 |  | 17.3 | 14.6 | [6 empty] | 95000 | Heating Other Than Electric Re | 08/10/2023 |  | 11/13/2023
Carrier Corp. - Syracuse | Heil | RGW102* |  | Voluntarily Certified | ACAirCoolAllPhase&gt;=65k&lt;1 | False | False |  |  |  |  | 11.8 |  | 17.3 | 14.6 | [6 empty] | 95000 | Heating Other Than Electric Re | 08/10/2023 |  | 11/13/2023
Carrier Corp. - Syracuse | Day & Night | RGW120* |  | Voluntarily Certified | ACAirCoolAllPhase&gt;=65k&lt;1 | False | False |  |  |  |  | 11.4 |  | 17.2 | 14.6 | [6 empty] | 114000 | Heating Other Than Electric Re | 08/10/2023 |  | 11/13/2023
Carrier Corp. - Syracuse | Heil | RGW120* |  | Voluntarily Certified | ACAirCoolAllPhase&gt;=65k&lt;1 | False | False |  |  |  |  | 11.4 |  | 17.2 | 14.6 | [6 empty] | 114000 | Heating Other Than Electric Re | 08/10/2023 |  | 11/13/2023
Carrier Corp. - Syracuse | Day & Night | RGW150* |  | Voluntarily Certified | ACAirCoolAllPhase&gt;=135k&lt; | False | False |  |  |  |  | 12 |  | 16.4 | 14 | [6 empty] | 146000 | Heating Other Than Electric Re | 08/10/2023 |  | 11/13/2023
Carrier Corp. - Syracuse | Heil | RGW150* |  | Voluntarily Certified | ACAirCoolAllPhase&gt;=135k&lt; | False | False |  |  |  |  | 12 |  | 16.4 | 14 | [6 empty] | 146000 | Heating Other Than Electric Re | 08/10/2023 |  | 11/13/2023
Carrier Corp. - Syracuse | Day & Night | RHV072* |  | Voluntarily Certified | HPAirCoolAllPhase&gt;=65k&lt;1 | False | False |  |  |  |  | 11.2 |  | 15 | 14.1 |  |  |  |  | 3.6 | 3.4 | 71000 | Electric Resistance Heating Or | 08/10/2023 |  | 11/13/2023
Carrier Corp. - Syracuse | Heil | RHV072* |  | Voluntarily Certified | HPAirCoolAllPhase&gt;=65k&lt;1 | False | False |  |  |  |  | 11.2 |  | 15 | 14.1 |  |  |  |  | 3.6 | 3.4 | 71000 | Electric Resistance Heating Or | 08/10/2023 |  | 11/13/2023
Carrier Corp. - Syracuse | Day & Night | RHV090* |  | Voluntarily Certified | HPAirCoolAllPhase&gt;=65k&lt;1 | False | False |  |  |  |  | 11.2 |  | 15 | 14.1 |  |  |  |  | 3.4 | 3.4 | 86000 | Electric Resistance Heating Or | 08/10/2023 |  | 11/13/2023
Carrier Corp. - Syracuse | Heil | RHV090* |  | Voluntarily Certified | HPAirCoolAllPhase&gt;=65k&lt;1 | False | False |  |  |  |  | 11.2 |  | 15 | 14.1 |  |  |  |  | 3.4 | 3.4 | 86000 | Electric Resistance Heating Or | 08/10/2023 |  | 11/13/2023
Carrier Corp. - Syracuse | Day & Night | RHV102* |  | Voluntarily Certified | HPAirCoolAllPhase&gt;=65k&lt;1 | False | False |  |  |  |  | 11 |  | 15 | 14.1 |  |  |  |  | 3.4 | 3.4 | 96000 | Electric Resistance Heating Or | 08/10/2023 |  | 11/13/2023
Carrier Corp. - Syracuse | Heil | RHV102* |  | Voluntarily Certified | HPAirCoolAllPhase&gt;=65k&lt;1 | False | False |  |  |  |  | 11 |  | 15 | 14.1 |  |  |  |  | 3.4 | 3.4 | 96000 | Electric Resistance Heating Or | 08/10/2023 |  | 11/13/2023
Carrier Corp. - Syracuse | Day & Night | RHV120* |  | Voluntarily Certified | HPAirCoolAllPhase&gt;=65k&lt;1 | False | False |  |  |  |  | 11 |  | 15 | 14.1 |  |  |  |  | 3.4 | 3.4 | 118000 | Electric Resistance Heating Or | 08/10/2023 |  | 11/13/2023
Carrier Corp. - Syracuse | Heil | RHV120* |  | Voluntarily Certified | HPAirCoolAllPhase&gt;=65k&lt;1 | False | False |  |  |  |  | 11 |  | 15 | 14.1 |  |  |  |  | 3.4 | 3.4 | 118000 | Electric Resistance Heating Or | 08/10/2023 |  | 11/13/2023
Carrier Corp. - Syracuse | Day & Night | RHV150* |  | Voluntarily Certified | HPAirCoolAllPhase&gt;=135k&lt; | False | False |  |  |  |  | 10.6 |  | 15 | 13.5 |  |  |  |  | 3.3 | 3.3 | 144000 | Electric Resistance Heating Or | 08/10/2023 |  | 11/13/2023
Carrier Corp. - Syracuse | Heil | RHV150* |  | Voluntarily Certified | HPAirCoolAllPhase&gt;=135k&lt; | False | False |  |  |  |  | 10.6 |  | 15 | 13.5 |  |  |  |  | 3.3 | 3.3 | 144000 | Electric Resistance Heating Or | 08/10/2023 |  | 11/13/2023
Carrier Corp. - Syracuse | Day & Night | RHV181*(2,3,5,6)* |  | Voluntarily Certified | HPAirCoolAllPhase&gt;=135k&lt; | False | False |  |  |  |  | 10.6 |  | 14 | 13.5 |  |  |  |  | 3.3 | 3.3 | 172000 | Electric Resistance Heating Or | 08/10/2023 |  | 11/13/2023
Carrier Corp. - Syracuse | Heil | RHV181*(2,3,5,6)* |  | Voluntarily Certified | HPAirCoolAllPhase&gt;=135k&lt; | False | False |  |  |  |  | 10.6 |  | 14 | 13.5 |  |  |  |  | 3.3 | 3.3 | 172000 | Electric Resistance Heating Or | 08/10/2023 |  | 11/13/2023
Carrier Corp. - Syracuse | Day & Night | RHV181*(H,J,K,L)* |  | Voluntarily Certified | HPAirCoolAllPhase&gt;=135k&lt; | False | False |  |  |  |  | 10.6 |  | 14 | 13.5 |  |  |  |  | 3.3 | 3.3 | 170000 | Electric Resistance Heating Or | 08/10/2023 |  | 11/13/2023
Carrier Corp. - Syracuse | Heil | RHV181*(H,J,K,L)* |  | Voluntarily Certified | HPAirCoolAllPhase&gt;=135k&lt; | False | False |  |  |  |  | 10.6 |  | 14 | 13.5 |  |  |  |  | 3.3 | 3.3 | 170000 | Electric Resistance Heating Or | 08/10/2023 |  | 11/13/2023
Carrier Corp. - Syracuse | Day & Night | RHV240**(2,3,5,6)* |  | Voluntarily Certified | HPAirCoolAllPhase&gt;=240k&lt; | False | False |  |  |  |  | 9.8 | 8.5 | 14 | 12.5 |  |  |  |  | 3.3 | 3.2 | 240000 | Electric Resistance Heating Or | 08/04/2023 |  | 11/13/2023
Carrier Corp. - Syracuse | Heil | RHV240**(2,3,5,6)* |  | Voluntarily Certified | HPAirCoolAllPhase&gt;=240k&lt; | False | False |  |  |  |  | 9.8 | 8.5 | 14 | 12.5 |  |  |  |  | 3.3 | 3.2 | 240000 | Electric Resistance Heating Or | 08/04/2023 |  | 11/13/2023
Carrier Corp. - Syracuse | Day & Night | RHV240**(H,J,K,L)* |  | Voluntarily Certified | HPAirCoolAllPhase&gt;=240k&lt; | False | False |  |  |  |  | 9.7 | 8.5 | 14 | 12.5 |  |  |  |  | 3.3 | 3.2 | 240000 | Electric Resistance Heating Or | 08/04/2023 |  | 11/13/2023
Carrier Corp. - Syracuse | Heil | RHV240**(H,J,K,L)* |  | Voluntarily Certified | HPAirCoolAllPhase&gt;=240k&lt; | False | False |  |  |  |  | 9.7 | 8.5 | 14 | 12.5 |  |  |  |  | 3.3 | 3.2 | 240000 | Electric Resistance Heating Or | 08/04/2023 |  | 11/13/2023
Carrier Corp. - Syracuse | Day & Night | RHV300**(2,3,5,6)* |  | Voluntarily Certified | HPAirCoolAllPhase&gt;=240k&lt; | False | False |  |  |  |  | 9.5 | 8.5 | 14 | 12.5 |  |  |  |  | 3.3 | 3.2 | 278000 | Electric Resistance Heating Or | 08/04/2023 |  | 11/13/2023
Carrier Corp. - Syracuse | Heil | RHV300**(2,3,5,6)* |  | Voluntarily Certified | HPAirCoolAllPhase&gt;=240k&lt; | False | False |  |  |  |  | 9.5 | 8.5 | 14 | 12.5 |  |  |  |  | 3.3 | 3.2 | 278000 | Electric Resistance Heating Or | 08/04/2023 |  | 11/13/2023
Carrier Corp. - Syracuse | ICP Commercial | RAV090* |  | Voluntarily Certified | ACAirCoolAllPhase&gt;=65k&lt;1 | False | False |  |  |  |  | 11.4 |  | 15.2 | 14.6 | [6 empty] | 86000 | Heating Other Than Electric Re | 08/10/2023 |  | 11/13/2023
Carrier Corp. - Syracuse | Keeprite | RAV090* |  | Voluntarily Certified | ACAirCoolAllPhase&gt;=65k&lt;1 | False | False |  |  |  |  | 11.4 |  | 15.2 | 14.6 | [6 empty] | 86000 | Heating Other Than Electric Re | 08/10/2023 |  | 11/13/2023
Carrier Corp. - Syracuse | Tempstar | RAV090* |  | Voluntarily Certified | ACAirCoolAllPhase&gt;=65k&lt;1 | False | False |  |  |  |  | 11.4 |  | 15.2 | 14.6 | [6 empty] | 86000 | Heating Other Than Electric Re | 08/10/2023 |  | 11/13/2023
Carrier Corp. - Syracuse | ICP Commercial | RAV102* |  | Voluntarily Certified | ACAirCoolAllPhase&gt;=65k&lt;1 | False | False |  |  |  |  | 11.4 |  | 15.2 | 14.6 | [6 empty] | 98000 | Heating Other Than Electric Re | 08/10/2023 |  | 11/13/2023
Carrier Corp. - Syracuse | Keeprite | RAV102* |  | Voluntarily Certified | ACAirCoolAllPhase&gt;=65k&lt;1 | False | False |  |  |  |  | 11.4 |  | 15.2 | 14.6 | [6 empty] | 98000 | Heating Other Than Electric Re | 08/10/2023 |  | 11/13/2023
Carrier Corp. - Syracuse | Tempstar | RAV102* |  | Voluntarily Certified | ACAirCoolAllPhase&gt;=65k&lt;1 | False | False |  |  |  |  | 11.4 |  | 15.2 | 14.6 | [6 empty] | 98000 | Heating Other Than Electric Re | 08/10/2023 |  | 11/13/2023
Carrier Corp. - Syracuse | ICP Commercial | RAV120* |  | Voluntarily Certified | ACAirCoolAllPhase&gt;=65k&lt;1 | False | False |  |  |  |  | 11.2 |  | 15.2 | 14.6 | [6 empty] | 118000 | Heating Other Than Electric Re | 08/10/2023 |  | 11/13/2023
Carrier Corp. - Syracuse | Keeprite | RAV120* |  | Voluntarily Certified | ACAirCoolAllPhase&gt;=65k&lt;1 | False | False |  |  |  |  | 11.2 |  | 15.2 | 14.6 | [6 empty] | 118000 | Heating Other Than Electric Re | 08/10/2023 |  | 11/13/2023
Carrier Corp. - Syracuse | Tempstar | RAV120* |  | Voluntarily Certified | ACAirCoolAllPhase&gt;=65k&lt;1 | False | False |  |  |  |  | 11.2 |  | 15.2 | 14.6 | [6 empty] | 118000 | Heating Other Than Electric Re | 08/10/2023 |  | 11/13/2023
Carrier Corp. - Syracuse | ICP Commercial | RAV150* |  | Voluntarily Certified | ACAirCoolAllPhase&gt;=65k&lt;1 | False | False |  |  |  |  | 10.4 |  | 15.2 | 14.6 | [6 empty] | 132000 | Heating Other Than Electric Re | 08/10/2023 |  | 11/13/2023
Carrier Corp. - Syracuse | Keeprite | RAV150* |  | Voluntarily Certified | ACAirCoolAllPhase&gt;=65k&lt;1 | False | False |  |  |  |  | 10.4 |  | 15.2 | 14.6 | [6 empty] | 132000 | Heating Other Than Electric Re | 08/10/2023 |  | 11/13/2023
Carrier Corp. - Syracuse | Tempstar | RAV150* |  | Voluntarily Certified | ACAirCoolAllPhase&gt;=65k&lt;1 | False | False |  |  |  |  | 10.4 |  | 15.2 | 14.6 | [6 empty] | 132000 | Heating Other Than Electric Re | 08/10/2023 |  | 11/13/2023
Carrier Corp. - Syracuse | ICP Commercial | RAV180* |  | Voluntarily Certified | ACAirCoolAllPhase&gt;=135k&lt; | False | False |  |  |  |  | 11 |  | 14.7 | 14 | [6 empty] | 174000 | Heating Other Than Electric Re | 08/10/2023 |  | 11/13/2023
Carrier Corp. - Syracuse | Keeprite | RAV180* |  | Voluntarily Certified | ACAirCoolAllPhase&gt;=135k&lt; | False | False |  |  |  |  | 11 |  | 14.7 | 14 | [6 empty] | 174000 | Heating Other Than Electric Re | 08/10/2023 |  | 11/13/2023
Carrier Corp. - Syracuse | Tempstar | RAV180* |  | Voluntarily Certified | ACAirCoolAllPhase&gt;=135k&lt; | False | False |  |  |  |  | 11 |  | 14.7 | 14 | [6 empty] | 174000 | Heating Other Than Electric Re | 08/10/2023 |  | 11/13/2023
Carrier Corp. - Syracuse | ICP Commercial | RAV210**(2,3,4,5,6,7)* |  | Voluntarily Certified | ACAirCoolAllPhase&gt;=135k&lt; | False | False |  |  |  |  | 11 |  | 14.7 | 14 | [6 empty] | 206000 | Heating Other Than Electric Re | 08/10/2023 |  | 11/13/2023
Carrier Corp. - Syracuse | Keeprite | RAV210**(2,3,4,5,6,7)* |  | Voluntarily Certified | ACAirCoolAllPhase&gt;=135k&lt; | False | False |  |  |  |  | 11 |  | 14.7 | 14 | [6 empty] | 206000 | Heating Other Than Electric Re | 08/10/2023 |  | 11/13/2023
Carrier Corp. - Syracuse | Tempstar | RAV210**(2,3,4,5,6,7)* |  | Voluntarily Certified | ACAirCoolAllPhase&gt;=135k&lt; | False | False |  |  |  |  | 11 |  | 14.7 | 14 | [6 empty] | 206000 | Heating Other Than Electric Re | 08/10/2023 |  | 11/13/2023
Carrier Corp. - Syracuse | ICP Commercial | RAV210**(H,J,K,L,M,N)* |  | Voluntarily Certified | ACAirCoolAllPhase&gt;=135k&lt; | False | False |  |  |  |  | 11 |  | 14.7 | 14 | [6 empty] | 206000 | Heating Other Than Electric Re | 08/10/2023 |  | 11/13/2023
Carrier Corp. - Syracuse | Keeprite | RAV210**(H,J,K,L,M,N)* |  | Voluntarily Certified | ACAirCoolAllPhase&gt;=135k&lt; | False | False |  |  |  |  | 11 |  | 14.7 | 14 | [6 empty] | 206000 | Heating Other Than Electric Re | 08/10/2023 |  | 11/13/2023
Carrier Corp. - Syracuse | Tempstar | RAV210**(H,J,K,L,M,N)* |  | Voluntarily Certified | ACAirCoolAllPhase&gt;=135k&lt; | False | False |  |  |  |  | 11 |  | 14.7 | 14 | [6 empty] | 206000 | Heating Other Than Electric Re | 08/10/2023 |  | 11/13/2023
Carrier Corp. - Syracuse | ICP Commercial | RAV240**(2,3,4,5,6,7)* |  | Voluntarily Certified | ACAirCoolAllPhase&gt;=240k&lt; | False | False |  |  |  |  | 10.2 |  | 14.7 | 13 | [6 empty] | 248000 | Heating Other Than Electric Re | 08/10/2023 |  | 11/13/2023
Carrier Corp. - Syracuse | Keeprite | RAV240**(2,3,4,5,6,7)* |  | Voluntarily Certified | ACAirCoolAllPhase&gt;=240k&lt; | False | False |  |  |  |  | 10.2 |  | 14.7 | 13 | [6 empty] | 248000 | Heating Other Than Electric Re | 08/10/2023 |  | 11/13/2023
Carrier Corp. - Syracuse | Tempstar | RAV240**(2,3,4,5,6,7)* |  | Voluntarily Certified | ACAirCoolAllPhase&gt;=240k&lt; | False | False |  |  |  |  | 10.2 |  | 14.7 | 13 | [6 empty] | 248000 | Heating Other Than Electric Re | 08/10/2023 |  | 11/13/2023
Carrier Corp. - Syracuse | ICP Commercial | RAV240**(H,J,K,L,M,N)* |  | Voluntarily Certified | ACAirCoolAllPhase&gt;=240k&lt; | False | False |  |  |  |  | 10.2 |  | 14.7 | 13 | [6 empty] | 248000 | Heating Other Than Electric Re | 08/10/2023 |  | 11/13/2023
Carrier Corp. - Syracuse | Keeprite | RAV240**(H,J,K,L,M,N)* |  | Voluntarily Certified | ACAirCoolAllPhase&gt;=240k&lt; | False | False |  |  |  |  | 10.2 |  | 14.7 | 13 | [6 empty] | 248000 | Heating Other Than Electric Re | 08/10/2023 |  | 11/13/2023
Carrier Corp. - Syracuse | Tempstar | RAV240**(H,J,K,L,M,N)* |  | Voluntarily Certified | ACAirCoolAllPhase&gt;=240k&lt; | False | False |  |  |  |  | 10.2 |  | 14.7 | 13 | [6 empty] | 248000 | Heating Other Than Electric Re | 08/10/2023 |  | 11/13/2023
Carrier Corp. - Syracuse | ICP Commercial | RAV300**(2,3,4,5,6,7)* |  | Voluntarily Certified | ACAirCoolAllPhase&gt;=240k&lt; | False | False |  |  |  |  | 10 |  | 14.2 | 13 | [6 empty] | 282000 | Heating Other Than Electric Re | 08/10/2023 |  | 11/13/2023
Carrier Corp. - Syracuse | Keeprite | RAV300**(2,3,4,5,6,7)* |  | Voluntarily Certified | ACAirCoolAllPhase&gt;=240k&lt; | False | False |  |  |  |  | 10 |  | 14.2 | 13 | [6 empty] | 282000 | Heating Other Than Electric Re | 08/10/2023 |  | 11/13/2023
Carrier Corp. - Syracuse | Tempstar | RAV300**(2,3,4,5,6,7)* |  | Voluntarily Certified | ACAirCoolAllPhase&gt;=240k&lt; | False | False |  |  |  |  | 10 |  | 14.2 | 13 | [6 empty] | 282000 | Heating Other Than Electric Re | 08/10/2023 |  | 11/13/2023
Carrier Corp. - Syracuse | ICP Commercial | RAV300**(H,J,K,L,M,N)* |  | Voluntarily Certified | ACAirCoolAllPhase&gt;=240k&lt; | False | False |  |  |  |  | 10 |  | 14.2 | 13 | [6 empty] | 282000 | Heating Other Than Electric Re | 08/10/2023 |  | 11/13/2023
Carrier Corp. - Syracuse | Keeprite | RAV300**(H,J,K,L,M,N)* |  | Voluntarily Certified | ACAirCoolAllPhase&gt;=240k&lt; | False | False |  |  |  |  | 10 |  | 14.2 | 13 | [6 empty] | 282000 | Heating Other Than Electric Re | 08/10/2023 |  | 11/13/2023
Carrier Corp. - Syracuse | Tempstar | RAV300**(H,J,K,L,M,N)* |  | Voluntarily Certified | ACAirCoolAllPhase&gt;=240k&lt; | False | False |  |  |  |  | 10 |  | 14.2 | 13 | [6 empty] | 282000 | Heating Other Than Electric Re | 08/10/2023 |  | 11/13/2023
Carrier Corp. - Syracuse | ICP Commercial | RAV336**(2,3,4,5,6,7)* |  | Voluntarily Certified | ACAirCoolAllPhase&gt;=240k&lt; | False | False |  |  |  |  | 10 |  | 14.2 | 13 | [6 empty] | 314000 | Heating Other Than Electric Re | 08/10/2023 |  | 11/13/2023
Carrier Corp. - Syracuse | Keeprite | RAV336**(2,3,4,5,6,7)* |  | Voluntarily Certified | ACAirCoolAllPhase&gt;=240k&lt; | False | False |  |  |  |  | 10 |  | 14.2 | 13 | [6 empty] | 314000 | Heating Other Than Electric Re | 08/10/2023 |  | 11/13/2023
Carrier Corp. - Syracuse | Tempstar | RAV336**(2,3,4,5,6,7)* |  | Voluntarily Certified | ACAirCoolAllPhase&gt;=240k&lt; | False | False |  |  |  |  | 10 |  | 14.2 | 13 | [6 empty] | 314000 | Heating Other Than Electric Re | 08/10/2023 |  | 11/13/2023
Carrier Corp. - Syracuse | ICP Commercial | RAW072* |  | Voluntarily Certified | ACAirCoolAllPhase&gt;=65k&lt;1 | False | False |  |  |  |  | 12.4 |  | 17.7 | 14.6 | [6 empty] | 72000 | Heating Other Than Electric Re | 08/10/2023 |  | 11/13/2023
Carrier Corp. - Syracuse | Keeprite | RAW072* |  | Voluntarily Certified | ACAirCoolAllPhase&gt;=65k&lt;1 | False | False |  |  |  |  | 12.4 |  | 17.7 | 14.6 | [6 empty] | 72000 | Heating Other Than Electric Re | 08/10/2023 |  | 11/13/2023
Carrier Corp. - Syracuse | Tempstar | RAW072* |  | Voluntarily Certified | ACAirCoolAllPhase&gt;=65k&lt;1 | False | False |  |  |  |  | 12.4 |  | 17.7 | 14.6 | [6 empty] | 72000 | Heating Other Than Electric Re | 08/10/2023 |  | 11/13/2023
Carrier Corp. - Syracuse | ICP Commercial | RAW090* |  | Voluntarily Certified | ACAirCoolAllPhase&gt;=65k&lt;1 | False | False |  |  |  |  | 12.2 |  | 17.7 | 14.6 | [6 empty] | 90000 | Heating Other Than Electric Re | 08/10/2023 |  | 11/13/2023
Carrier Corp. - Syracuse | Keeprite | RAW090* |  | Voluntarily Certified | ACAirCoolAllPhase&gt;=65k&lt;1 | False | False |  |  |  |  | 12.2 |  | 17.7 | 14.6 | [6 empty] | 90000 | Heating Other Than Electric Re | 08/10/2023 |  | 11/13/2023
Carrier Corp. - Syracuse | Tempstar | RAW090* |  | Voluntarily Certified | ACAirCoolAllPhase&gt;=65k&lt;1 | False | False |  |  |  |  | 12.2 |  | 17.7 | 14.6 | [6 empty] | 90000 | Heating Other Than Electric Re | 08/10/2023 |  | 11/13/2023
Carrier Corp. - Syracuse | ICP Commercial | RAW102* |  | Voluntarily Certified | ACAirCoolAllPhase&gt;=65k&lt;1 | False | False |  |  |  |  | 12 |  | 17.5 | 14.6 | [6 empty] | 95000 | Heating Other Than Electric Re | 08/10/2023 |  | 11/13/2023
Carrier Corp. - Syracuse | Keeprite | RAW102* |  | Voluntarily Certified | ACAirCoolAllPhase&gt;=65k&lt;1 | False | False |  |  |  |  | 12 |  | 17.5 | 14.6 | [6 empty] | 95000 | Heating Other Than Electric Re | 08/10/2023 |  | 11/13/2023
Carrier Corp. - Syracuse | Tempstar | RAW102* |  | Voluntarily Certified | ACAirCoolAllPhase&gt;=65k&lt;1 | False | False |  |  |  |  | 12 |  | 17.5 | 14.6 | [6 empty] | 95000 | Heating Other Than Electric Re | 08/10/2023 |  | 11/13/2023
Carrier Corp. - Syracuse | ICP Commercial | RAW120* |  | Voluntarily Certified | ACAirCoolAllPhase&gt;=65k&lt;1 | False | False |  |  |  |  | 11.6 |  | 17.2 | 14.6 | [6 empty] | 114000 | Heating Other Than Electric Re | 08/10/2023 |  | 11/13/2023
Carrier Corp. - Syracuse | Keeprite | RAW120* |  | Voluntarily Certified | ACAirCoolAllPhase&gt;=65k&lt;1 | False | False |  |  |  |  | 11.6 |  | 17.2 | 14.6 | [6 empty] | 114000 | Heating Other Than Electric Re | 08/10/2023 |  | 11/13/2023
Carrier Corp. - Syracuse | Tempstar | RAW120* |  | Voluntarily Certified | ACAirCoolAllPhase&gt;=65k&lt;1 | False | False |  |  |  |  | 11.6 |  | 17.2 | 14.6 | [6 empty] | 114000 | Heating Other Than Electric Re | 08/10/2023 |  | 11/13/2023
Carrier Corp. - Syracuse | ICP Commercial | RAW150* |  | Voluntarily Certified | ACAirCoolAllPhase&gt;=135k&lt; | False | False |  |  |  |  | 12.2 |  | 16.6 | 14 | [6 empty] | 146000 | Heating Other Than Electric Re | 08/10/2023 |  | 11/13/2023
Carrier Corp. - Syracuse | Keeprite | RAW150* |  | Voluntarily Certified | ACAirCoolAllPhase&gt;=135k&lt; | False | False |  |  |  |  | 12.2 |  | 16.6 | 14 | [6 empty] | 146000 | Heating Other Than Electric Re | 08/10/2023 |  | 11/13/2023
Carrier Corp. - Syracuse | Tempstar | RAW150* |  | Voluntarily Certified | ACAirCoolAllPhase&gt;=135k&lt; | False | False |  |  |  |  | 12.2 |  | 16.6 | 14 | [6 empty] | 146000 | Heating Other Than Electric Re | 08/10/2023 |  | 11/13/2023
Carrier Corp. - Syracuse | ICP Commercial | RGV090* |  | Voluntarily Certified | ACAirCoolAllPhase&gt;=65k&lt;1 | False | False |  |  |  |  | 11.2 |  | 15 | 14.6 | [6 empty] | 86000 | Heating Other Than Electric Re | 08/10/2023 |  | 11/13/2023
Carrier Corp. - Syracuse | Keeprite | RGV090* |  | Voluntarily Certified | ACAirCoolAllPhase&gt;=65k&lt;1 | False | False |  |  |  |  | 11.2 |  | 15 | 14.6 | [6 empty] | 86000 | Heating Other Than Electric Re | 08/10/2023 |  | 11/13/2023
Carrier Corp. - Syracuse | Tempstar | RGV090* |  | Voluntarily Certified | ACAirCoolAllPhase&gt;=65k&lt;1 | False | False |  |  |  |  | 11.2 |  | 15 | 14.6 | [6 empty] | 86000 | Heating Other Than Electric Re | 08/10/2023 |  | 11/13/2023
Carrier Corp. - Syracuse | ICP Commercial | RGV102* |  | Voluntarily Certified | ACAirCoolAllPhase&gt;=65k&lt;1 | False | False |  |  |  |  | 11.2 |  | 15 | 14.6 | [6 empty] | 98000 | Heating Other Than Electric Re | 08/10/2023 |  | 11/13/2023
Carrier Corp. - Syracuse | Keeprite | RGV102* |  | Voluntarily Certified | ACAirCoolAllPhase&gt;=65k&lt;1 | False | False |  |  |  |  | 11.2 |  | 15 | 14.6 | [6 empty] | 98000 | Heating Other Than Electric Re | 08/10/2023 |  | 11/13/2023
Carrier Corp. - Syracuse | Tempstar | RGV102* |  | Voluntarily Certified | ACAirCoolAllPhase&gt;=65k&lt;1 | False | False |  |  |  |  | 11.2 |  | 15 | 14.6 | [6 empty] | 98000 | Heating Other Than Electric Re | 08/10/2023 |  | 11/13/2023
Carrier Corp. - Syracuse | ICP Commercial | RGV120* |  | Voluntarily Certified | ACAirCoolAllPhase&gt;=65k&lt;1 | False | False |  |  |  |  | 11 |  | 15 | 14.6 | [6 empty] | 118000 | Heating Other Than Electric Re | 08/10/2023 |  | 11/13/2023
Carrier Corp. - Syracuse | Keeprite | RGV120* |  | Voluntarily Certified | ACAirCoolAllPhase&gt;=65k&lt;1 | False | False |  |  |  |  | 11 |  | 15 | 14.6 | [6 empty] | 118000 | Heating Other Than Electric Re | 08/10/2023 |  | 11/13/2023
Carrier Corp. - Syracuse | Tempstar | RGV120* |  | Voluntarily Certified | ACAirCoolAllPhase&gt;=65k&lt;1 | False | False |  |  |  |  | 11 |  | 15 | 14.6 | [6 empty] | 118000 | Heating Other Than Electric Re | 08/10/2023 |  | 11/13/2023
Carrier Corp. - Syracuse | ICP Commercial | RGV150* |  | Voluntarily Certified | ACAirCoolAllPhase&gt;=65k&lt;1 | False | False |  |  |  |  | 10.2 |  | 15 | 14.6 | [6 empty] | 132000 | Heating Other Than Electric Re | 08/10/2023 |  | 11/13/2023
Carrier Corp. - Syracuse | Keeprite | RGV150* |  | Voluntarily Certified | ACAirCoolAllPhase&gt;=65k&lt;1 | False | False |  |  |  |  | 10.2 |  | 15 | 14.6 | [6 empty] | 132000 | Heating Other Than Electric Re | 08/10/2023 |  | 11/13/2023
Carrier Corp. - Syracuse | Tempstar | RGV150* |  | Voluntarily Certified | ACAirCoolAllPhase&gt;=65k&lt;1 | False | False |  |  |  |  | 10.2 |  | 15 | 14.6 | [6 empty] | 132000 | Heating Other Than Electric Re | 08/10/2023 |  | 11/13/2023
Carrier Corp. - Syracuse | ICP Commercial | RGV180* |  | Voluntarily Certified | ACAirCoolAllPhase&gt;=135k&lt; | False | False |  |  |  |  | 10.8 |  | 14.5 | 14 | [6 empty] | 174000 | Heating Other Than Electric Re | 08/10/2023 |  | 11/13/2023
Carrier Corp. - Syracuse | Keeprite | RGV180* |  | Voluntarily Certified | ACAirCoolAllPhase&gt;=135k&lt; | False | False |  |  |  |  | 10.8 |  | 14.5 | 14 | [6 empty] | 174000 | Heating Other Than Electric Re | 08/10/2023 |  | 11/13/2023
Carrier Corp. - Syracuse | Tempstar | RGV180* |  | Voluntarily Certified | ACAirCoolAllPhase&gt;=135k&lt; | False | False |  |  |  |  | 10.8 |  | 14.5 | 14 | [6 empty] | 174000 | Heating Other Than Electric Re | 08/10/2023 |  | 11/13/2023
Carrier Corp. - Syracuse | ICP Commercial | RGV210**(2,3,4,5,6,7)* |  | Voluntarily Certified | ACAirCoolAllPhase&gt;=135k&lt; | False | False |  |  |  |  | 10.8 |  | 14.5 | 14 | [6 empty] | 206000 | Heating Other Than Electric Re | 08/10/2023 |  | 11/13/2023
Carrier Corp. - Syracuse | Keeprite | RGV210**(2,3,4,5,6,7)* |  | Voluntarily Certified | ACAirCoolAllPhase&gt;=135k&lt; | False | False |  |  |  |  | 10.8 |  | 14.5 | 14 | [6 empty] | 206000 | Heating Other Than Electric Re | 08/10/2023 |  | 11/13/2023
Carrier Corp. - Syracuse | Tempstar | RGV210**(2,3,4,5,6,7)* |  | Voluntarily Certified | ACAirCoolAllPhase&gt;=135k&lt; | False | False |  |  |  |  | 10.8 |  | 14.5 | 14 | [6 empty] | 206000 | Heating Other Than Electric Re | 08/10/2023 |  | 11/13/2023
Carrier Corp. - Syracuse | ICP Commercial | RGV210**(H,J,K,L,M,N)* |  | Voluntarily Certified | ACAirCoolAllPhase&gt;=135k&lt; | False | False |  |  |  |  | 10.8 |  | 14.5 | 14 | [6 empty] | 206000 | Heating Other Than Electric Re | 08/10/2023 |  | 11/13/2023
Carrier Corp. - Syracuse | Keeprite | RGV210**(H,J,K,L,M,N)* |  | Voluntarily Certified | ACAirCoolAllPhase&gt;=135k&lt; | False | False |  |  |  |  | 10.8 |  | 14.5 | 14 | [6 empty] | 206000 | Heating Other Than Electric Re | 08/10/2023 |  | 11/13/2023
Carrier Corp. - Syracuse | Tempstar | RGV210**(H,J,K,L,M,N)* |  | Voluntarily Certified | ACAirCoolAllPhase&gt;=135k&lt; | False | False |  |  |  |  | 10.8 |  | 14.5 | 14 | [6 empty] | 206000 | Heating Other Than Electric Re | 08/10/2023 |  | 11/13/2023
Carrier Corp. - Syracuse | ICP Commercial | RGV240**(2,3,4,5,6,7)* |  | Voluntarily Certified | ACAirCoolAllPhase&gt;=240k&lt; | False | False |  |  |  |  | 10 |  | 14.5 | 13 | [6 empty] | 248000 | Heating Other Than Electric Re | 08/10/2023 |  | 11/13/2023
Carrier Corp. - Syracuse | Keeprite | RGV240**(2,3,4,5,6,7)* |  | Voluntarily Certified | ACAirCoolAllPhase&gt;=240k&lt; | False | False |  |  |  |  | 10 |  | 14.5 | 13 | [6 empty] | 248000 | Heating Other Than Electric Re | 08/10/2023 |  | 11/13/2023
Carrier Corp. - Syracuse | Tempstar | RGV240**(2,3,4,5,6,7)* |  | Voluntarily Certified | ACAirCoolAllPhase&gt;=240k&lt; | False | False |  |  |  |  | 10 |  | 14.5 | 13 | [6 empty] | 248000 | Heating Other Than Electric Re | 08/10/2023 |  | 11/13/2023
Carrier Corp. - Syracuse | ICP Commercial | RGV240**(H,J,K,L,M,N)* |  | Voluntarily Certified | ACAirCoolAllPhase&gt;=240k&lt; | False | False |  |  |  |  | 10 |  | 14.5 | 13 | [6 empty] | 248000 | Heating Other Than Electric Re | 08/10/2023 |  | 11/13/2023
Carrier Corp. - Syracuse | Keeprite | RGV240**(H,J,K,L,M,N)* |  | Voluntarily Certified | ACAirCoolAllPhase&gt;=240k&lt; | False | False |  |  |  |  | 10 |  | 14.5 | 13 | [6 empty] | 248000 | Heating Other Than Electric Re | 08/10/2023 |  | 11/13/2023
Carrier Corp. - Syracuse | Tempstar | RGV240**(H,J,K,L,M,N)* |  | Voluntarily Certified | ACAirCoolAllPhase&gt;=240k&lt; | False | False |  |  |  |  | 10 |  | 14.5 | 13 | [6 empty] | 248000 | Heating Other Than Electric Re | 08/10/2023 |  | 11/13/2023
Carrier Corp. - Syracuse | ICP Commercial | RGV300**(2,3,4,5,6,7)* |  | Voluntarily Certified | ACAirCoolAllPhase&gt;=240k&lt; | False | False |  |  |  |  | 9.8 |  | 14 | 13 | [6 empty] | 282000 | Heating Other Than Electric Re | 08/10/2023 |  | 11/13/2023
Carrier Corp. - Syracuse | Keeprite | RGV300**(2,3,4,5,6,7)* |  | Voluntarily Certified | ACAirCoolAllPhase&gt;=240k&lt; | False | False |  |  |  |  | 9.8 |  | 14 | 13 | [6 empty] | 282000 | Heating Other Than Electric Re | 08/10/2023 |  | 11/13/2023
Carrier Corp. - Syracuse | Tempstar | RGV300**(2,3,4,5,6,7)* |  | Voluntarily Certified | ACAirCoolAllPhase&gt;=240k&lt; | False | False |  |  |  |  | 9.8 |  | 14 | 13 | [6 empty] | 282000 | Heating Other Than Electric Re | 08/10/2023 |  | 11/13/2023
Carrier Corp. - Syracuse | ICP Commercial | RGV300**(H,J,K,L,M,N)* |  | Voluntarily Certified | ACAirCoolAllPhase&gt;=240k&lt; | False | False |  |  |  |  | 9.8 |  | 14 | 13 | [6 empty] | 282000 | Heating Other Than Electric Re | 08/10/2023 |  | 11/13/2023
Carrier Corp. - Syracuse | Keeprite | RGV300**(H,J,K,L,M,N)* |  | Voluntarily Certified | ACAirCoolAllPhase&gt;=240k&lt; | False | False |  |  |  |  | 9.8 |  | 14 | 13 | [6 empty] | 282000 | Heating Other Than Electric Re | 08/10/2023 |  | 11/13/2023
Carrier Corp. - Syracuse | Tempstar | RGV300**(H,J,K,L,M,N)* |  | Voluntarily Certified | ACAirCoolAllPhase&gt;=240k&lt; | False | False |  |  |  |  | 9.8 |  | 14 | 13 | [6 empty] | 282000 | Heating Other Than Electric Re | 08/10/2023 |  | 11/13/2023
Carrier Corp. - Syracuse | ICP Commercial | RGV336**(2,3,4,5,6,7)* |  | Voluntarily Certified | ACAirCoolAllPhase&gt;=240k&lt; | False | False |  |  |  |  | 9.8 |  | 14 | 13 | [6 empty] | 314000 | Heating Other Than Electric Re | 08/10/2023 |  | 11/13/2023
Carrier Corp. - Syracuse | Keeprite | RGV336**(2,3,4,5,6,7)* |  | Voluntarily Certified | ACAirCoolAllPhase&gt;=240k&lt; | False | False |  |  |  |  | 9.8 |  | 14 | 13 | [6 empty] | 314000 | Heating Other Than Electric Re | 08/10/2023 |  | 11/13/2023
Carrier Corp. - Syracuse | Tempstar | RGV336**(2,3,4,5,6,7)* |  | Voluntarily Certified | ACAirCoolAllPhase&gt;=240k&lt; | False | False |  |  |  |  | 9.8 |  | 14 | 13 | [6 empty] | 314000 | Heating Other Than Electric Re | 08/10/2023 |  | 11/13/2023
Carrier Corp. - Syracuse | ICP Commercial | RGW072* |  | Voluntarily Certified | ACAirCoolAllPhase&gt;=65k&lt;1 | False | False |  |  |  |  | 12.2 |  | 17.5 | 14.6 | [6 empty] | 72000 | Heating Other Than Electric Re | 08/10/2023 |  | 11/13/2023
Carrier Corp. - Syracuse | Keeprite | RGW072* |  | Voluntarily Certified | ACAirCoolAllPhase&gt;=65k&lt;1 | False | False |  |  |  |  | 12.2 |  | 17.5 | 14.6 | [6 empty] | 72000 | Heating Other Than Electric Re | 08/10/2023 |  | 11/13/2023
Carrier Corp. - Syracuse | Tempstar | RGW072* |  | Voluntarily Certified | ACAirCoolAllPhase&gt;=65k&lt;1 | False | False |  |  |  |  | 12.2 |  | 17.5 | 14.6 | [6 empty] | 72000 | Heating Other Than Electric Re | 08/10/2023 |  | 11/13/2023
Carrier Corp. - Syracuse | ICP Commercial | RGW090* |  | Voluntarily Certified | ACAirCoolAllPhase&gt;=65k&lt;1 | False | False |  |  |  |  | 12 |  | 17.5 | 14.6 | [6 empty] | 90000 | Heating Other Than Electric Re | 08/10/2023 |  | 11/13/2023
Carrier Corp. - Syracuse | Keeprite | RGW090* |  | Voluntarily Certified | ACAirCoolAllPhase&gt;=65k&lt;1 | False | False |  |  |  |  | 12 |  | 17.5 | 14.6 | [6 empty] | 90000 | Heating Other Than Electric Re | 08/10/2023 |  | 11/13/2023
Carrier Corp. - Syracuse | Tempstar | RGW090* |  | Voluntarily Certified | ACAirCoolAllPhase&gt;=65k&lt;1 | False | False |  |  |  |  | 12 |  | 17.5 | 14.6 | [6 empty] | 90000 | Heating Other Than Electric Re | 08/10/2023 |  | 11/13/2023
Carrier Corp. - Syracuse | ICP Commercial | RGW102* |  | Voluntarily Certified | ACAirCoolAllPhase&gt;=65k&lt;1 | False | False |  |  |  |  | 11.8 |  | 17.3 | 14.6 | [6 empty] | 95000 | Heating Other Than Electric Re | 08/10/2023 |  | 11/13/2023
Carrier Corp. - Syracuse | Keeprite | RGW102* |  | Voluntarily Certified | ACAirCoolAllPhase&gt;=65k&lt;1 | False | False |  |  |  |  | 11.8 |  | 17.3 | 14.6 | [6 empty] | 95000 | Heating Other Than Electric Re | 08/10/2023 |  | 11/13/2023
Carrier Corp. - Syracuse | Tempstar | RGW102* |  | Voluntarily Certified | ACAirCoolAllPhase&gt;=65k&lt;1 | False | False |  |  |  |  | 11.8 |  | 17.3 | 14.6 | [6 empty] | 95000 | Heating Other Than Electric Re | 08/10/2023 |  | 11/13/2023
Carrier Corp. - Syracuse | ICP Commercial | RGW120* |  | Voluntarily Certified | ACAirCoolAllPhase&gt;=65k&lt;1 | False | False |  |  |  |  | 11.4 |  | 17.2 | 14.6 | [6 empty] | 114000 | Heating Other Than Electric Re | 08/10/2023 |  | 11/13/2023
Carrier Corp. - Syracuse | Keeprite | RGW120* |  | Voluntarily Certified | ACAirCoolAllPhase&gt;=65k&lt;1 | False | False |  |  |  |  | 11.4 |  | 17.2 | 14.6 | [6 empty] | 114000 | Heating Other Than Electric Re | 08/10/2023 |  | 11/13/2023
Carrier Corp. - Syracuse | Tempstar | RGW120* |  | Voluntarily Certified | ACAirCoolAllPhase&gt;=65k&lt;1 | False | False |  |  |  |  | 11.4 |  | 17.2 | 14.6 | [6 empty] | 114000 | Heating Other Than Electric Re | 08/10/2023 |  | 11/13/2023
Carrier Corp. - Syracuse | ICP Commercial | RGW150* |  | Voluntarily Certified | ACAirCoolAllPhase&gt;=135k&lt; | False | False |  |  |  |  | 12 |  | 16.4 | 14 | [6 empty] | 146000 | Heating Other Than Electric Re | 08/10/2023 |  | 11/13/2023
Carrier Corp. - Syracuse | Keeprite | RGW150* |  | Voluntarily Certified | ACAirCoolAllPhase&gt;=135k&lt; | False | False |  |  |  |  | 12 |  | 16.4 | 14 | [6 empty] | 146000 | Heating Other Than Electric Re | 08/10/2023 |  | 11/13/2023
Carrier Corp. - Syracuse | Tempstar | RGW150* |  | Voluntarily Certified | ACAirCoolAllPhase&gt;=135k&lt; | False | False |  |  |  |  | 12 |  | 16.4 | 14 | [6 empty] | 146000 | Heating Other Than Electric Re | 08/10/2023 |  | 11/13/2023
Carrier Corp. - Syracuse | ICP Commercial | RHV072* |  | Voluntarily Certified | HPAirCoolAllPhase&gt;=65k&lt;1 | False | False |  |  |  |  | 11.2 |  | 15 | 14.1 |  |  |  |  | 3.6 | 3.4 | 71000 | Electric Resistance Heating Or | 08/10/2023 |  | 11/13/2023
Carrier Corp. - Syracuse | Keeprite | RHV072* |  | Voluntarily Certified | HPAirCoolAllPhase&gt;=65k&lt;1 | False | False |  |  |  |  | 11.2 |  | 15 | 14.1 |  |  |  |  | 3.6 | 3.4 | 71000 | Electric Resistance Heating Or | 08/10/2023 |  | 11/13/2023
Carrier Corp. - Syracuse | Tempstar | RHV072* |  | Voluntarily Certified | HPAirCoolAllPhase&gt;=65k&lt;1 | False | False |  |  |  |  | 11.2 |  | 15 | 14.1 |  |  |  |  | 3.6 | 3.4 | 71000 | Electric Resistance Heating Or | 08/10/2023 |  | 11/13/2023
Carrier Corp. - Syracuse | ICP Commercial | RHV090* |  | Voluntarily Certified | HPAirCoolAllPhase&gt;=65k&lt;1 | False | False |  |  |  |  | 11.2 |  | 15 | 14.1 |  |  |  |  | 3.4 | 3.4 | 86000 | Electric Resistance Heating Or | 08/10/2023 |  | 11/13/2023
Carrier Corp. - Syracuse | Keeprite | RHV090* |  | Voluntarily Certified | HPAirCoolAllPhase&gt;=65k&lt;1 | False | False |  |  |  |  | 11.2 |  | 15 | 14.1 |  |  |  |  | 3.4 | 3.4 | 86000 | Electric Resistance Heating Or | 08/10/2023 |  | 11/13/2023
Carrier Corp. - Syracuse | Tempstar | RHV090* |  | Voluntarily Certified | HPAirCoolAllPhase&gt;=65k&lt;1 | False | False |  |  |  |  | 11.2 |  | 15 | 14.1 |  |  |  |  | 3.4 | 3.4 | 86000 | Electric Resistance Heating Or | 08/10/2023 |  | 11/13/2023
Carrier Corp. - Syracuse | ICP Commercial | RHV102* |  | Voluntarily Certified | HPAirCoolAllPhase&gt;=65k&lt;1 | False | False |  |  |  |  | 11 |  | 15 | 14.1 |  |  |  |  | 3.4 | 3.4 | 96000 | Electric Resistance Heating Or | 08/10/2023 |  | 11/13/2023
Carrier Corp. - Syracuse | Keeprite | RHV102* |  | Voluntarily Certified | HPAirCoolAllPhase&gt;=65k&lt;1 | False | False |  |  |  |  | 11 |  | 15 | 14.1 |  |  |  |  | 3.4 | 3.4 | 96000 | Electric Resistance Heating Or | 08/10/2023 |  | 11/13/2023
Carrier Corp. - Syracuse | Tempstar | RHV102* |  | Voluntarily Certified | HPAirCoolAllPhase&gt;=65k&lt;1 | False | False |  |  |  |  | 11 |  | 15 | 14.1 |  |  |  |  | 3.4 | 3.4 | 96000 | Electric Resistance Heating Or | 08/10/2023 |  | 11/13/2023
Carrier Corp. - Syracuse | ICP Commercial | RHV120* |  | Voluntarily Certified | HPAirCoolAllPhase&gt;=65k&lt;1 | False | False |  |  |  |  | 11 |  | 15 | 14.1 |  |  |  |  | 3.4 | 3.4 | 118000 | Electric Resistance Heating Or | 08/10/2023 |  | 11/13/2023
Carrier Corp. - Syracuse | Keeprite | RHV120* |  | Voluntarily Certified | HPAirCoolAllPhase&gt;=65k&lt;1 | False | False |  |  |  |  | 11 |  | 15 | 14.1 |  |  |  |  | 3.4 | 3.4 | 118000 | Electric Resistance Heating Or | 08/10/2023 |  | 11/13/2023
Carrier Corp. - Syracuse | Tempstar | RHV120* |  | Voluntarily Certified | HPAirCoolAllPhase&gt;=65k&lt;1 | False | False |  |  |  |  | 11 |  | 15 | 14.1 |  |  |  |  | 3.4 | 3.4 | 118000 | Electric Resistance Heating Or | 08/10/2023 |  | 11/13/2023
Carrier Corp. - Syracuse | ICP Commercial | RHV150* |  | Voluntarily Certified | HPAirCoolAllPhase&gt;=135k&lt; | False | False |  |  |  |  | 10.6 |  | 15 | 13.5 |  |  |  |  | 3.3 | 3.3 | 144000 | Electric Resistance Heating Or | 08/10/2023 |  | 11/13/2023
Carrier Corp. - Syracuse | Keeprite | RHV150* |  | Voluntarily Certified | HPAirCoolAllPhase&gt;=135k&lt; | False | False |  |  |  |  | 10.6 |  | 15 | 13.5 |  |  |  |  | 3.3 | 3.3 | 144000 | Electric Resistance Heating Or | 08/10/2023 |  | 11/13/2023
Carrier Corp. - Syracuse | Tempstar | RHV150* |  | Voluntarily Certified | HPAirCoolAllPhase&gt;=135k&lt; | False | False |  |  |  |  | 10.6 |  | 15 | 13.5 |  |  |  |  | 3.3 | 3.3 | 144000 | Electric Resistance Heating Or | 08/10/2023 |  | 11/13/2023
Carrier Corp. - Syracuse | ICP Commercial | RHV181*(2,3,5,6)* |  | Voluntarily Certified | HPAirCoolAllPhase&gt;=135k&lt; | False | False |  |  |  |  | 10.6 |  | 14 | 13.5 |  |  |  |  | 3.3 | 3.3 | 172000 | Electric Resistance Heating Or | 08/10/2023 |  | 11/13/2023
Carrier Corp. - Syracuse | Keeprite | RHV181*(2,3,5,6)* |  | Voluntarily Certified | HPAirCoolAllPhase&gt;=135k&lt; | False | False |  |  |  |  | 10.6 |  | 14 | 13.5 |  |  |  |  | 3.3 | 3.3 | 172000 | Electric Resistance Heating Or | 08/10/2023 |  | 11/13/2023
Carrier Corp. - Syracuse | Tempstar | RHV181*(2,3,5,6)* |  | Voluntarily Certified | HPAirCoolAllPhase&gt;=135k&lt; | False | False |  |  |  |  | 10.6 |  | 14 | 13.5 |  |  |  |  | 3.3 | 3.3 | 172000 | Electric Resistance Heating Or | 08/10/2023 |  | 11/13/2023
Carrier Corp. - Syracuse | ICP Commercial | RHV181*(H,J,K,L)* |  | Voluntarily Certified | HPAirCoolAllPhase&gt;=135k&lt; | False | False |  |  |  |  | 10.6 |  | 14 | 13.5 |  |  |  |  | 3.3 | 3.3 | 170000 | Electric Resistance Heating Or | 08/10/2023 |  | 11/13/2023
Carrier Corp. - Syracuse | Keeprite | RHV181*(H,J,K,L)* |  | Voluntarily Certified | HPAirCoolAllPhase&gt;=135k&lt; | False | False |  |  |  |  | 10.6 |  | 14 | 13.5 |  |  |  |  | 3.3 | 3.3 | 170000 | Electric Resistance Heating Or | 08/10/2023 |  | 11/13/2023
Carrier Corp. - Syracuse | Tempstar | RHV181*(H,J,K,L)* |  | Voluntarily Certified | HPAirCoolAllPhase&gt;=135k&lt; | False | False |  |  |  |  | 10.6 |  | 14 | 13.5 |  |  |  |  | 3.3 | 3.3 | 170000 | Electric Resistance Heating Or | 08/10/2023 |  | 11/13/2023
Carrier Corp. - Syracuse | ICP Commercial | RHV240**(2,3,5,6)* |  | Voluntarily Certified | HPAirCoolAllPhase&gt;=240k&lt; | False | False |  |  |  |  | 9.8 | 8.5 | 14 | 12.5 |  |  |  |  | 3.3 | 3.2 | 240000 | Electric Resistance Heating Or | 08/04/2023 |  | 11/13/2023
Carrier Corp. - Syracuse | Keeprite | RHV240**(2,3,5,6)* |  | Voluntarily Certified | HPAirCoolAllPhase&gt;=240k&lt; | False | False |  |  |  |  | 9.8 | 8.5 | 14 | 12.5 |  |  |  |  | 3.3 | 3.2 | 240000 | Electric Resistance Heating Or | 08/04/2023 |  | 11/13/2023
Carrier Corp. - Syracuse | Tempstar | RHV240**(2,3,5,6)* |  | Voluntarily Certified | HPAirCoolAllPhase&gt;=240k&lt; | False | False |  |  |  |  | 9.8 | 8.5 | 14 | 12.5 |  |  |  |  | 3.3 | 3.2 | 240000 | Electric Resistance Heating Or | 08/04/2023 |  | 11/13/2023
Carrier Corp. - Syracuse | ICP Commercial | RHV240**(H,J,K,L)* |  | Voluntarily Certified | HPAirCoolAllPhase&gt;=240k&lt; | False | False |  |  |  |  | 9.7 | 8.5 | 14 | 12.5 |  |  |  |  | 3.3 | 3.2 | 240000 | Electric Resistance Heating Or | 08/04/2023 |  | 11/13/2023
Carrier Corp. - Syracuse | Keeprite | RHV240**(H,J,K,L)* |  | Voluntarily Certified | HPAirCoolAllPhase&gt;=240k&lt; | False | False |  |  |  |  | 9.7 | 8.5 | 14 | 12.5 |  |  |  |  | 3.3 | 3.2 | 240000 | Electric Resistance Heating Or | 08/04/2023 |  | 11/13/2023
Carrier Corp. - Syracuse | Tempstar | RHV240**(H,J,K,L)* |  | Voluntarily Certified | HPAirCoolAllPhase&gt;=240k&lt; | False | False |  |  |  |  | 9.7 | 8.5 | 14 | 12.5 |  |  |  |  | 3.3 | 3.2 | 240000 | Electric Resistance Heating Or | 08/04/2023 |  | 11/13/2023
Carrier Corp. - Syracuse | ICP Commercial | RHV300**(2,3,5,6)* |  | Voluntarily Certified | HPAirCoolAllPhase&gt;=240k&lt; | False | False |  |  |  |  | 9.5 | 8.5 | 14 | 12.5 |  |  |  |  | 3.3 | 3.2 | 278000 | Electric Resistance Heating Or | 08/04/2023 |  | 11/13/2023
Carrier Corp. - Syracuse | Keeprite | RHV300**(2,3,5,6)* |  | Voluntarily Certified | HPAirCoolAllPhase&gt;=240k&lt; | False | False |  |  |  |  | 9.5 | 8.5 | 14 | 12.5 |  |  |  |  | 3.3 | 3.2 | 278000 | Electric Resistance Heating Or | 08/04/2023 |  | 11/13/2023
Carrier Corp. - Syracuse | Tempstar | RHV300**(2,3,5,6)* |  | Voluntarily Certified | HPAirCoolAllPhase&gt;=240k&lt; | False | False |  |  |  |  | 9.5 | 8.5 | 14 | 12.5 |  |  |  |  | 3.3 | 3.2 | 278000 | Electric Resistance Heating Or | 08/04/2023 |  | 11/13/2023
Daikin Comfort Technologies Manufacturing, L.P. | Daikin | DFC300*********A* |  | Voluntarily Certified | ACAirCoolAllPhase&gt;=240k&lt; | False | False |  |  |  |  | 10 |  | 13.2 | 13.2 | [6 empty] | 290000 | Electric Resistance Heating Or | 08/29/2023 |  | 11/13/2023
Daikin Comfort Technologies Manufacturing, L.P. | Daikin | DPS020AHME-20 |  | Voluntarily Certified | ACAirCoolAllPhase&gt;=240k&lt; | False | False |  |  |  |  | 10.4 |  | 19.4 | 13.2 | [6 empty] | 242000 | Electric Resistance Heating Or | 08/29/2023 |  | 11/13/2023
Daikin Comfort Technologies Manufacturing, L.P. | Daikin | DPS020AHME-24 |  | Voluntarily Certified | ACAirCoolAllPhase&gt;=240k&lt; | False | False |  |  |  |  | 11.1 |  | 20 | 13.2 | [6 empty] | 246000 | Electric Resistance Heating Or | 08/29/2023 |  | 11/13/2023
Daikin Comfort Technologies Manufacturing, L.P. | Daikin | DPS020AHME-24H |  | Voluntarily Certified | ACAirCoolAllPhase&gt;=240k&lt; | False | False |  |  |  |  | 10.7 |  | 19.2 | 13.2 | [6 empty] | 242000 | Electric Resistance Heating Or | 08/29/2023 |  | 11/13/2023
Daikin Comfort Technologies Manufacturing, L.P. | Daikin | DPS020AHMY-20 |  | Voluntarily Certified | ACAirCoolAllPhase&gt;=240k&lt; | False | False |  |  |  |  | 10.6 |  | 19.7 | 13.2 | [6 empty] | 244000 | Electric Resistance Heating Or | 08/29/2023 |  | 11/13/2023
Daikin Comfort Technologies Manufacturing, L.P. | Daikin | DPS020AHMY-20H |  | Voluntarily Certified | ACAirCoolAllPhase&gt;=240k&lt; | False | False |  |  |  |  | 10.3 |  | 18.9 | 13.2 | [6 empty] | 242000 | Electric Resistance Heating Or | 08/29/2023 |  | 11/13/2023
Daikin Comfort Technologies Manufacturing, L.P. | Daikin | DPS020AHMY-24 |  | Voluntarily Certified | ACAirCoolAllPhase&gt;=240k&lt; | False | False |  |  |  |  | 11.3 |  | 20.4 | 13.2 | [6 empty] | 246000 | Electric Resistance Heating Or | 08/29/2023 |  | 11/13/2023
Daikin Comfort Technologies Manufacturing, L.P. | Daikin | DPS020AHMY-24H |  | Voluntarily Certified | ACAirCoolAllPhase&gt;=240k&lt; | False | False |  |  |  |  | 11.1 |  | 20.2 | 13.2 | [6 empty] | 246000 | Electric Resistance Heating Or | 08/29/2023 |  | 11/13/2023
Daikin Comfort Technologies Manufacturing, L.P. | Daikin | DPS025AHME-20 |  | Voluntarily Certified | ACAirCoolAllPhase&gt;=240k&lt; | False | False |  |  |  |  | 10.2 |  | 16.8 | 13.2 | [6 empty] | 274000 | Electric Resistance Heating Or | 08/29/2023 |  | 11/13/2023
Daikin Comfort Technologies Manufacturing, L.P. | Daikin | DPS025AHME-24 |  | Voluntarily Certified | ACAirCoolAllPhase&gt;=240k&lt; | False | False |  |  |  |  | 11.1 |  | 18 | 13.2 | [6 empty] | 278000 | Electric Resistance Heating Or | 08/29/2023 |  | 11/13/2023
Daikin Comfort Technologies Manufacturing, L.P. | Daikin | DPS025AHME-24H |  | Voluntarily Certified | ACAirCoolAllPhase&gt;=240k&lt; | False | False |  |  |  |  | 10.7 |  | 17.3 | 13.2 | [6 empty] | 276000 | Electric Resistance Heating Or | 08/29/2023 |  | 11/13/2023
Daikin Comfort Technologies Manufacturing, L.P. | Daikin | DPS025AHMY-20 |  | Voluntarily Certified | ACAirCoolAllPhase&gt;=240k&lt; | False | False |  |  |  |  | 10.5 |  | 17.4 | 13.2 | [6 empty] | 276000 | Electric Resistance Heating Or | 08/29/2023 |  | 11/13/2023
Daikin Comfort Technologies Manufacturing, L.P. | Daikin | DPS025AHMY-20H |  | Voluntarily Certified | ACAirCoolAllPhase&gt;=240k&lt; | False | False |  |  |  |  | 10.2 |  | 16.7 | 13.2 | [6 empty] | 272000 | Electric Resistance Heating Or | 08/29/2023 |  | 11/13/2023
Daikin Comfort Technologies Manufacturing, L.P. | Daikin | DPS025AHMY-24 |  | Voluntarily Certified | ACAirCoolAllPhase&gt;=240k&lt; | False | False |  |  |  |  | 11.3 |  | 18.3 | 13.2 | [6 empty] | 280000 | Electric Resistance Heating Or | 08/29/2023 |  | 11/13/2023
Daikin Comfort Technologies Manufacturing, L.P. | Daikin | DPS025AHMY-24H |  | Voluntarily Certified | ACAirCoolAllPhase&gt;=240k&lt; | False | False |  |  |  |  | 11.1 |  | 18.1 | 13.2 | [6 empty] | 278000 | Electric Resistance Heating Or | 08/29/2023 |  | 11/13/2023
Daikin Comfort Technologies Manufacturing, L.P. | Daikin | DPS028AHME |  | Voluntarily Certified | ACAirCoolAllPhase&gt;=240k&lt; | False | False |  |  |  |  | 10.2 |  | 17.6 | 13.2 | [6 empty] | 304000 | Electric Resistance Heating Or | 08/29/2023 |  | 11/13/2023
Daikin Comfort Technologies Manufacturing, L.P. | Daikin | DPS028AHME-H |  | Voluntarily Certified | ACAirCoolAllPhase&gt;=240k&lt; | False | False |  |  |  |  | 10 |  | 17 | 13.2 | [6 empty] | 300000 | Electric Resistance Heating Or | 08/29/2023 |  | 11/13/2023
Daikin Comfort Technologies Manufacturing, L.P. | Daikin | DPS028AHMY |  | Voluntarily Certified | ACAirCoolAllPhase&gt;=240k&lt; | False | False |  |  |  |  | 10.5 |  | 17.9 | 13.2 | [6 empty] | 306000 | Electric Resistance Heating Or | 08/29/2023 |  | 11/13/2023
Daikin Comfort Technologies Manufacturing, L.P. | Daikin | DPS028AHMY-H |  | Voluntarily Certified | ACAirCoolAllPhase&gt;=240k&lt; | False | False |  |  |  |  | 10.3 |  | 17.8 | 13.2 | [6 empty] | 304000 | Electric Resistance Heating Or | 08/29/2023 |  | 11/13/2023
Daikin Comfort Technologies Manufacturing, L.P. | Daikin | DPSA020A*BSAT*0B02355*0 |  | Voluntarily Certified | ACAirCoolAllPhase&gt;=240k&lt; | False | False |  |  |  |  | 10.2 |  | 15.9 | 13.2 | [6 empty] | 246000 | Electric Resistance Heating Or | 08/29/2023 |  | 11/13/2023
Daikin Comfort Technologies Manufacturing, L.P. | Daikin | DPSA020A*BSAT*0B02355*E |  | Voluntarily Certified | ACAirCoolAllPhase&gt;=240k&lt; | False | False |  |  |  |  | 10.1 |  | 15.8 | 13.2 | [6 empty] | 246000 | Electric Resistance Heating Or | 08/29/2023 |  | 11/13/2023
Daikin Comfort Technologies Manufacturing, L.P. | Daikin | DPSA020A*BSAT*0B02450*0 |  | Voluntarily Certified | ACAirCoolAllPhase&gt;=240k&lt; | False | False |  |  |  |  | 10.7 |  | 16.5 | 13.2 | [6 empty] | 250000 | Electric Resistance Heating Or | 08/29/2023 |  | 11/13/2023
Daikin Comfort Technologies Manufacturing, L.P. | Daikin | DPSA020A*BSAT*0B02450*E |  | Voluntarily Certified | ACAirCoolAllPhase&gt;=240k&lt; | False | False |  |  |  |  | 10.6 |  | 16.4 | 13.2 | [6 empty] | 250000 | Electric Resistance Heating Or | 08/29/2023 |  | 11/13/2023
Daikin Comfort Technologies Manufacturing, L.P. | Daikin | DPSA020A*BSAT*0B02500*0 |  | Voluntarily Certified | ACAirCoolAllPhase&gt;=240k&lt; | False | False |  |  |  |  | 10.8 |  | 16.5 | 13.2 | [6 empty] | 250000 | Electric Resistance Heating Or | 08/29/2023 |  | 11/13/2023
Daikin Comfort Technologies Manufacturing, L.P. | Daikin | DPSA020A*BSAT*0B02500*E |  | Voluntarily Certified | ACAirCoolAllPhase&gt;=240k&lt; | False | False |  |  |  |  | 10.7 |  | 16.4 | 13.2 | [6 empty] | 250000 | Electric Resistance Heating Or | 08/29/2023 |  | 11/13/2023
Daikin Comfort Technologies Manufacturing, L.P. | Daikin | DPSA020A*BSAT*0B02560*0 |  | Voluntarily Certified | ACAirCoolAllPhase&gt;=240k&lt; | False | False |  |  |  |  | 10.8 |  | 16.5 | 13.2 | [6 empty] | 250000 | Electric Resistance Heating Or | 08/29/2023 |  | 11/13/2023
Daikin Comfort Technologies Manufacturing, L.P. | Daikin | DPSA020A*BSAT*0B02560*E |  | Voluntarily Certified | ACAirCoolAllPhase&gt;=240k&lt; | False | False |  |  |  |  | 10.7 |  | 16.4 | 13.2 | [6 empty] | 250000 | Electric Resistance Heating Or | 08/29/2023 |  | 11/13/2023
Daikin Comfort Technologies Manufacturing, L.P. | Daikin | DPSA020A*BSAT*0B02630*0 |  | Voluntarily Certified | ACAirCoolAllPhase&gt;=240k&lt; | False | False |  |  |  |  | 10.8 |  | 16.5 | 13.2 | [6 empty] | 250000 | Electric Resistance Heating Or | 08/29/2023 |  | 11/13/2023
Daikin Comfort Technologies Manufacturing, L.P. | Daikin | DPSA020A*BSAT*0B02630*E |  | Voluntarily Certified | ACAirCoolAllPhase&gt;=240k&lt; | False | False |  |  |  |  | 10.7 |  | 16.4 | 13.2 | [6 empty] | 250000 | Electric Resistance Heating Or | 08/29/2023 |  | 11/13/2023
Daikin Comfort Technologies Manufacturing, L.P. | Daikin | DPSA020A*BSAT*0B04355*0 |  | Voluntarily Certified | ACAirCoolAllPhase&gt;=240k&lt; | False | False |  |  |  |  | 10.8 |  | 16.5 | 13.2 | [6 empty] | 250000 | Electric Resistance Heating Or | 08/29/2023 |  | 11/13/2023
Daikin Comfort Technologies Manufacturing, L.P. | Daikin | DPSA020A*BSAT*0B04355*E |  | Voluntarily Certified | ACAirCoolAllPhase&gt;=240k&lt; | False | False |  |  |  |  | 10.7 |  | 16.4 | 13.2 | [6 empty] | 250000 | Electric Resistance Heating Or | 08/29/2023 |  | 11/13/2023
Daikin Comfort Technologies Manufacturing, L.P. | Daikin | DPSA020A*BSBT*0B02355*0 |  | Voluntarily Certified | ACAirCoolAllPhase&gt;=240k&lt; | False | False |  |  |  |  | 10 |  | 16 | 13.2 | [6 empty] | 244000 | Electric Resistance Heating Or | 08/29/2023 |  | 11/13/2023
Daikin Comfort Technologies Manufacturing, L.P. | Daikin | DPSA020A*BSBT*0B02450*0 |  | Voluntarily Certified | ACAirCoolAllPhase&gt;=240k&lt; | False | False |  |  |  |  | 10.6 |  | 16.6 | 13.2 | [6 empty] | 248000 | Electric Resistance Heating Or | 08/29/2023 |  | 11/13/2023
Daikin Comfort Technologies Manufacturing, L.P. | Daikin | DPSA020A*BSBT*0B02450*E |  | Voluntarily Certified | ACAirCoolAllPhase&gt;=240k&lt; | False | False |  |  |  |  | 10.5 |  | 16.5 | 13.2 | [6 empty] | 248000 | Electric Resistance Heating Or | 08/29/2023 |  | 11/13/2023
Daikin Comfort Technologies Manufacturing, L.P. | Daikin | DPSA020A*BSBT*0B02500*0 |  | Voluntarily Certified | ACAirCoolAllPhase&gt;=240k&lt; | False | False |  |  |  |  | 10.6 |  | 16.6 | 13.2 | [6 empty] | 248000 | Electric Resistance Heating Or | 08/29/2023 |  | 11/13/2023
Daikin Comfort Technologies Manufacturing, L.P. | Daikin | DPSA020A*BSBT*0B02500*E |  | Voluntarily Certified | ACAirCoolAllPhase&gt;=240k&lt; | False | False |  |  |  |  | 10.5 |  | 16.5 | 13.2 | [6 empty] | 248000 | Electric Resistance Heating Or | 08/29/2023 |  | 11/13/2023
Daikin Comfort Technologies Manufacturing, L.P. | Daikin | DPSA020A*BSBT*0B02560*0 |  | Voluntarily Certified | ACAirCoolAllPhase&gt;=240k&lt; | False | False |  |  |  |  | 10.6 |  | 16.6 | 13.2 | [6 empty] | 248000 | Electric Resistance Heating Or | 08/29/2023 |  | 11/13/2023
Daikin Comfort Technologies Manufacturing, L.P. | Daikin | DPSA020A*BSBT*0B02560*E |  | Voluntarily Certified | ACAirCoolAllPhase&gt;=240k&lt; | False | False |  |  |  |  | 10.5 |  | 16.5 | 13.2 | [6 empty] | 248000 | Electric Resistance Heating Or | 08/29/2023 |  | 11/13/2023
Daikin Comfort Technologies Manufacturing, L.P. | Daikin | DPSA020A*BSBT*0B02630*0 |  | Voluntarily Certified | ACAirCoolAllPhase&gt;=240k&lt; | False | False |  |  |  |  | 10.6 |  | 16.6 | 13.2 | [6 empty] | 248000 | Electric Resistance Heating Or | 08/29/2023 |  | 11/13/2023
Daikin Comfort Technologies Manufacturing, L.P. | Daikin | DPSA020A*BSBT*0B02630*E |  | Voluntarily Certified | ACAirCoolAllPhase&gt;=240k&lt; | False | False |  |  |  |  | 10.5 |  | 16.5 | 13.2 | [6 empty] | 248000 | Electric Resistance Heating Or | 08/29/2023 |  | 11/13/2023
Daikin Comfort Technologies Manufacturing, L.P. | Daikin | DPSA020A*BSBT*0B04355*0 |  | Voluntarily Certified | ACAirCoolAllPhase&gt;=240k&lt; | False | False |  |  |  |  | 10.6 |  | 16.6 | 13.2 | [6 empty] | 248000 | Electric Resistance Heating Or | 08/29/2023 |  | 11/13/2023
Daikin Comfort Technologies Manufacturing, L.P. | Daikin | DPSA020A*BSBT*0B04355*E |  | Voluntarily Certified | ACAirCoolAllPhase&gt;=240k&lt; | False | False |  |  |  |  | 10.5 |  | 16.5 | 13.2 | [6 empty] | 248000 | Electric Resistance Heating Or | 08/29/2023 |  | 11/13/2023
Daikin Comfort Technologies Manufacturing, L.P. | Daikin | DPSA020A*BSCT*0B02450*0 |  | Voluntarily Certified | ACAirCoolAllPhase&gt;=240k&lt; | False | False |  |  |  |  | 10.4 |  | 16.2 | 13.2 | [6 empty] | 244000 | Electric Resistance Heating Or | 08/29/2023 |  | 11/13/2023
Daikin Comfort Technologies Manufacturing, L.P. | Daikin | DPSA020A*BSCT*0B02450*E |  | Voluntarily Certified | ACAirCoolAllPhase&gt;=240k&lt; | False | False |  |  |  |  | 10.3 |  | 16.1 | 13.2 | [6 empty] | 244000 | Electric Resistance Heating Or | 08/29/2023 |  | 11/13/2023
Daikin Comfort Technologies Manufacturing, L.P. | Daikin | DPSA020A*BSCT*0B02500*0 |  | Voluntarily Certified | ACAirCoolAllPhase&gt;=240k&lt; | False | False |  |  |  |  | 10.4 |  | 16.2 | 13.2 | [6 empty] | 244000 | Electric Resistance Heating Or | 08/29/2023 |  | 11/13/2023
Daikin Comfort Technologies Manufacturing, L.P. | Daikin | DPSA020A*BSCT*0B02500*E |  | Voluntarily Certified | ACAirCoolAllPhase&gt;=240k&lt; | False | False |  |  |  |  | 10.3 |  | 16.1 | 13.2 | [6 empty] | 244000 | Electric Resistance Heating Or | 08/29/2023 |  | 11/13/2023
Daikin Comfort Technologies Manufacturing, L.P. | Daikin | DPSA020A*BSCT*0B02560*0 |  | Voluntarily Certified | ACAirCoolAllPhase&gt;=240k&lt; | False | False |  |  |  |  | 10.4 |  | 16.2 | 13.2 | [6 empty] | 244000 | Electric Resistance Heating Or | 08/29/2023 |  | 11/13/2023
Daikin Comfort Technologies Manufacturing, L.P. | Daikin | DPSA020A*BSCT*0B02560*E |  | Voluntarily Certified | ACAirCoolAllPhase&gt;=240k&lt; | False | False |  |  |  |  | 10.3 |  | 16.1 | 13.2 | [6 empty] | 244000 | Electric Resistance Heating Or | 08/29/2023 |  | 11/13/2023
Daikin Comfort Technologies Manufacturing, L.P. | Daikin | DPSA020A*BSCT*0B02630*0 |  | Voluntarily Certified | ACAirCoolAllPhase&gt;=240k&lt; | False | False |  |  |  |  | 10.4 |  | 16.2 | 13.2 | [6 empty] | 242000 | Electric Resistance Heating Or | 08/29/2023 |  | 11/13/2023
Daikin Comfort Technologies Manufacturing, L.P. | Daikin | DPSA020A*BSCT*0B02630*E |  | Voluntarily Certified | ACAirCoolAllPhase&gt;=240k&lt; | False | False |  |  |  |  | 10.3 |  | 16.1 | 13.2 | [6 empty] | 242000 | Electric Resistance Heating Or | 08/29/2023 |  | 11/13/2023
Daikin Comfort Technologies Manufacturing, L.P. | Daikin | DPSA020A*BSCT*0B04355*0 |  | Voluntarily Certified | ACAirCoolAllPhase&gt;=240k&lt; | False | False |  |  |  |  | 10.4 |  | 16.2 | 13.2 | [6 empty] | 244000 | Electric Resistance Heating Or | 08/29/2023 |  | 11/13/2023
Daikin Comfort Technologies Manufacturing, L.P. | Daikin | DPSA020A*BSCT*0B04355*E |  | Voluntarily Certified | ACAirCoolAllPhase&gt;=240k&lt; | False | False |  |  |  |  | 10.3 |  | 16.1 | 13.2 | [6 empty] | 244000 | Electric Resistance Heating Or | 08/29/2023 |  | 11/13/2023
Daikin Comfort Technologies Manufacturing, L.P. | Daikin | DPSA020A*BSDT*0B02355*0 |  | Voluntarily Certified | ACAirCoolAllPhase&gt;=240k&lt; | False | False |  |  |  |  | 10.1 |  | 15.7 | 13.2 | [6 empty] | 246000 | Electric Resistance Heating Or | 08/29/2023 |  | 11/13/2023
Daikin Comfort Technologies Manufacturing, L.P. | Daikin | DPSA020A*BSDT*0B02355*E |  | Voluntarily Certified | ACAirCoolAllPhase&gt;=240k&lt; | False | False |  |  |  |  | 10 |  | 15.6 | 13.2 | [6 empty] | 246000 | Electric Resistance Heating Or | 08/29/2023 |  | 11/13/2023
Daikin Comfort Technologies Manufacturing, L.P. | Daikin | DPSA020A*BSDT*0B02450*0 |  | Voluntarily Certified | ACAirCoolAllPhase&gt;=240k&lt; | False | False |  |  |  |  | 10.6 |  | 16.3 | 13.2 | [6 empty] | 250000 | Electric Resistance Heating Or | 08/29/2023 |  | 11/13/2023
Daikin Comfort Technologies Manufacturing, L.P. | Daikin | DPSA020A*BSDT*0B02450*E |  | Voluntarily Certified | ACAirCoolAllPhase&gt;=240k&lt; | False | False |  |  |  |  | 10.5 |  | 16.2 | 13.2 | [6 empty] | 250000 | Electric Resistance Heating Or | 08/29/2023 |  | 11/13/2023
Daikin Comfort Technologies Manufacturing, L.P. | Daikin | DPSA020A*BSDT*0B02500*0 |  | Voluntarily Certified | ACAirCoolAllPhase&gt;=240k&lt; | False | False |  |  |  |  | 10.6 |  | 16.3 | 13.2 | [6 empty] | 250000 | Electric Resistance Heating Or | 08/29/2023 |  | 11/13/2023
Daikin Comfort Technologies Manufacturing, L.P. | Daikin | DPSA020A*BSDT*0B02500*E |  | Voluntarily Certified | ACAirCoolAllPhase&gt;=240k&lt; | False | False |  |  |  |  | 10.5 |  | 16.2 | 13.2 | [6 empty] | 250000 | Electric Resistance Heating Or | 08/29/2023 |  | 11/13/2023
Daikin Comfort Technologies Manufacturing, L.P. | Daikin | DPSA020A*BSDT*0B02560*0 |  | Voluntarily Certified | ACAirCoolAllPhase&gt;=240k&lt; | False | False |  |  |  |  | 10.6 |  | 16.3 | 13.2 | [6 empty] | 250000 | Electric Resistance Heating Or | 08/29/2023 |  | 11/13/2023
Daikin Comfort Technologies Manufacturing, L.P. | Daikin | DPSA020A*BSDT*0B02560*E |  | Voluntarily Certified | ACAirCoolAllPhase&gt;=240k&lt; | False | False |  |  |  |  | 10.5 |  | 16.2 | 13.2 | [6 empty] | 250000 | Electric Resistance Heating Or | 08/29/2023 |  | 11/13/2023
Daikin Comfort Technologies Manufacturing, L.P. | Daikin | DPSA020A*BSDT*0B02630*0 |  | Voluntarily Certified | ACAirCoolAllPhase&gt;=240k&lt; | False | False |  |  |  |  | 10.6 |  | 16.2 | 13.2 | [6 empty] | 250000 | Electric Resistance Heating Or | 08/29/2023 |  | 11/13/2023
Daikin Comfort Technologies Manufacturing, L.P. | Daikin | DPSA020A*BSDT*0B02630*E |  | Voluntarily Certified | ACAirCoolAllPhase&gt;=240k&lt; | False | False |  |  |  |  | 10.5 |  | 16.1 | 13.2 | [6 empty] | 250000 | Electric Resistance Heating Or | 08/29/2023 |  | 11/13/2023
Daikin Comfort Technologies Manufacturing, L.P. | Daikin | DPSA020A*BSDT*0B04355*0 |  | Voluntarily Certified | ACAirCoolAllPhase&gt;=240k&lt; | False | False |  |  |  |  | 10.6 |  | 16.3 | 13.2 | [6 empty] | 250000 | Electric Resistance Heating Or | 08/29/2023 |  | 11/13/2023
Daikin Comfort Technologies Manufacturing, L.P. | Daikin | DPSA020A*BSDT*0B04355*E |  | Voluntarily Certified | ACAirCoolAllPhase&gt;=240k&lt; | False | False |  |  |  |  | 10.5 |  | 16.2 | 13.2 | [6 empty] | 250000 | Electric Resistance Heating Or | 08/29/2023 |  | 11/13/2023
Daikin Comfort Technologies Manufacturing, L.P. | Daikin | DPSA020A2BSAT*0B02450*0 |  | Voluntarily Certified | ACAirCoolAllPhase&gt;=240k&lt; | False | False |  |  |  |  | 10.4 |  | 16 | 13.2 | [6 empty] | 246000 | Electric Resistance Heating Or | 08/29/2023 |  | 11/13/2023
Daikin Comfort Technologies Manufacturing, L.P. | Daikin | DPSA020A2BSAT*0B02450*E |  | Voluntarily Certified | ACAirCoolAllPhase&gt;=240k&lt; | False | False |  |  |  |  | 10.3 |  | 15.9 | 13.2 | [6 empty] | 246000 | Electric Resistance Heating Or | 08/29/2023 |  | 11/13/2023
Daikin Comfort Technologies Manufacturing, L.P. | Daikin | DPSA020A2BSAT*0B02500*0 |  | Voluntarily Certified | ACAirCoolAllPhase&gt;=240k&lt; | False | False |  |  |  |  | 10.5 |  | 16 | 13.2 | [6 empty] | 246000 | Electric Resistance Heating Or | 08/29/2023 |  | 11/13/2023
Daikin Comfort Technologies Manufacturing, L.P. | Daikin | DPSA020A2BSAT*0B02500*E |  | Voluntarily Certified | ACAirCoolAllPhase&gt;=240k&lt; | False | False |  |  |  |  | 10.4 |  | 15.9 | 13.2 | [6 empty] | 246000 | Electric Resistance Heating Or | 08/29/2023 |  | 11/13/2023
Daikin Comfort Technologies Manufacturing, L.P. | Daikin | DPSA020A2BSAT*0B02560*0 |  | Voluntarily Certified | ACAirCoolAllPhase&gt;=240k&lt; | False | False |  |  |  |  | 10.5 |  | 16 | 13.2 | [6 empty] | 246000 | Electric Resistance Heating Or | 08/29/2023 |  | 11/13/2023
Daikin Comfort Technologies Manufacturing, L.P. | Daikin | DPSA020A2BSAT*0B02560*E |  | Voluntarily Certified | ACAirCoolAllPhase&gt;=240k&lt; | False | False |  |  |  |  | 10.4 |  | 15.9 | 13.2 | [6 empty] | 246000 | Electric Resistance Heating Or | 08/29/2023 |  | 11/13/2023
Daikin Comfort Technologies Manufacturing, L.P. | Daikin | DPSA020A2BSAT*0B02630*0 |  | Voluntarily Certified | ACAirCoolAllPhase&gt;=240k&lt; | False | False |  |  |  |  | 10.4 |  | 16 | 13.2 | [6 empty] | 246000 | Electric Resistance Heating Or | 08/29/2023 |  | 11/13/2023
Daikin Comfort Technologies Manufacturing, L.P. | Daikin | DPSA020A2BSAT*0B02630*E |  | Voluntarily Certified | ACAirCoolAllPhase&gt;=240k&lt; | False | False |  |  |  |  | 10.3 |  | 15.9 | 13.2 | [6 empty] | 246000 | Electric Resistance Heating Or | 08/29/2023 |  | 11/13/2023
Daikin Comfort Technologies Manufacturing, L.P. | Daikin | DPSA020A2BSAT*0B04355*0 |  | Voluntarily Certified | ACAirCoolAllPhase&gt;=240k&lt; | False | False |  |  |  |  | 10.5 |  | 16 | 13.2 | [6 empty] | 246000 | Electric Resistance Heating Or | 08/29/2023 |  | 11/13/2023
Daikin Comfort Technologies Manufacturing, L.P. | Daikin | DPSA020A2BSAT*0B04355*E |  | Voluntarily Certified | ACAirCoolAllPhase&gt;=240k&lt; | False | False |  |  |  |  | 10.4 |  | 15.9 | 13.2 | [6 empty] | 246000 | Electric Resistance Heating Or | 08/29/2023 |  | 11/13/2023
Daikin Comfort Technologies Manufacturing, L.P. | Daikin | DPSA020A2BSBT*0B02450*0 |  | Voluntarily Certified | ACAirCoolAllPhase&gt;=240k&lt; | False | False |  |  |  |  | 10.3 |  | 16.2 | 13.2 | [6 empty] | 244000 | Electric Resistance Heating Or | 08/29/2023 |  | 11/13/2023
Daikin Comfort Technologies Manufacturing, L.P. | Daikin | DPSA020A2BSBT*0B02450*E |  | Voluntarily Certified | ACAirCoolAllPhase&gt;=240k&lt; | False | False |  |  |  |  | 10.2 |  | 16.1 | 13.2 | [6 empty] | 244000 | Electric Resistance Heating Or | 08/29/2023 |  | 11/13/2023
Daikin Comfort Technologies Manufacturing, L.P. | Daikin | DPSA020A2BSBT*0B02500*0 |  | Voluntarily Certified | ACAirCoolAllPhase&gt;=240k&lt; | False | False |  |  |  |  | 10.3 |  | 16.3 | 13.2 | [6 empty] | 244000 | Electric Resistance Heating Or | 08/29/2023 |  | 11/13/2023
Daikin Comfort Technologies Manufacturing, L.P. | Daikin | DPSA020A2BSBT*0B02500*E |  | Voluntarily Certified | ACAirCoolAllPhase&gt;=240k&lt; | False | False |  |  |  |  | 10.2 |  | 16.2 | 13.2 | [6 empty] | 244000 | Electric Resistance Heating Or | 08/29/2023 |  | 11/13/2023
Daikin Comfort Technologies Manufacturing, L.P. | Daikin | DPSA020A2BSBT*0B02560*0 |  | Voluntarily Certified | ACAirCoolAllPhase&gt;=240k&lt; | False | False |  |  |  |  | 10.3 |  | 16.3 | 13.2 | [6 empty] | 244000 | Electric Resistance Heating Or | 08/29/2023 |  | 11/13/2023
Daikin Comfort Technologies Manufacturing, L.P. | Daikin | DPSA020A2BSBT*0B02560*E |  | Voluntarily Certified | ACAirCoolAllPhase&gt;=240k&lt; | False | False |  |  |  |  | 10.2 |  | 16.2 | 13.2 | [6 empty] | 244000 | Electric Resistance Heating Or | 08/29/2023 |  | 11/13/2023
Daikin Comfort Technologies Manufacturing, L.P. | Daikin | DPSA020A2BSBT*0B02630*0 |  | Voluntarily Certified | ACAirCoolAllPhase&gt;=240k&lt; | False | False |  |  |  |  | 10.3 |  | 16.2 | 13.2 | [6 empty] | 244000 | Electric Resistance Heating Or | 08/29/2023 |  | 11/13/2023
Daikin Comfort Technologies Manufacturing, L.P. | Daikin | DPSA020A2BSBT*0B02630*E |  | Voluntarily Certified | ACAirCoolAllPhase&gt;=240k&lt; | False | False |  |  |  |  | 10.2 |  | 16.1 | 13.2 | [6 empty] | 244000 | Electric Resistance Heating Or | 08/29/2023 |  | 11/13/2023
Daikin Comfort Technologies Manufacturing, L.P. | Daikin | DPSA020A2BSBT*0B04355*0 |  | Voluntarily Certified | ACAirCoolAllPhase&gt;=240k&lt; | False | False |  |  |  |  | 10.3 |  | 16.2 | 13.2 | [6 empty] | 244000 | Electric Resistance Heating Or | 08/29/2023 |  | 11/13/2023
Daikin Comfort Technologies Manufacturing, L.P. | Daikin | DPSA020A2BSBT*0B04355*E |  | Voluntarily Certified | ACAirCoolAllPhase&gt;=240k&lt; | False | False |  |  |  |  | 10.2 |  | 16.1 | 13.2 | [6 empty] | 244000 | Electric Resistance Heating Or | 08/29/2023 |  | 11/13/2023
Daikin Comfort Technologies Manufacturing, L.P. | Daikin | DPSA020A2BSDT*0B02450*0 |  | Voluntarily Certified | ACAirCoolAllPhase&gt;=240k&lt; | False | False |  |  |  |  | 10.3 |  | 15.9 | 13.2 | [6 empty] | 246000 | Electric Resistance Heating Or | 08/29/2023 |  | 11/13/2023
Daikin Comfort Technologies Manufacturing, L.P. | Daikin | DPSA020A2BSDT*0B02450*E |  | Voluntarily Certified | ACAirCoolAllPhase&gt;=240k&lt; | False | False |  |  |  |  | 10.2 |  | 15.8 | 13.2 | [6 empty] | 246000 | Electric Resistance Heating Or | 08/29/2023 |  | 11/13/2023
Daikin Comfort Technologies Manufacturing, L.P. | Daikin | DPSA020A2BSDT*0B02500*0 |  | Voluntarily Certified | ACAirCoolAllPhase&gt;=240k&lt; | False | False |  |  |  |  | 10.3 |  | 16 | 13.2 | [6 empty] | 246000 | Electric Resistance Heating Or | 08/29/2023 |  | 11/13/2023
Daikin Comfort Technologies Manufacturing, L.P. | Daikin | DPSA020A2BSDT*0B02500*E |  | Voluntarily Certified | ACAirCoolAllPhase&gt;=240k&lt; | False | False |  |  |  |  | 10.2 |  | 15.9 | 13.2 | [6 empty] | 246000 | Electric Resistance Heating Or | 08/29/2023 |  | 11/13/2023
Daikin Comfort Technologies Manufacturing, L.P. | Daikin | DPSA020A2BSDT*0B02560*0 |  | Voluntarily Certified | ACAirCoolAllPhase&gt;=240k&lt; | False | False |  |  |  |  | 10.3 |  | 16 | 13.2 | [6 empty] | 246000 | Electric Resistance Heating Or | 08/29/2023 |  | 11/13/2023
Daikin Comfort Technologies Manufacturing, L.P. | Daikin | DPSA020A2BSDT*0B02560*E |  | Voluntarily Certified | ACAirCoolAllPhase&gt;=240k&lt; | False | False |  |  |  |  | 10.2 |  | 15.9 | 13.2 | [6 empty] | 246000 | Electric Resistance Heating Or | 08/29/2023 |  | 11/13/2023
Daikin Comfort Technologies Manufacturing, L.P. | Daikin | DPSA020A2BSDT*0B02630*0 |  | Voluntarily Certified | ACAirCoolAllPhase&gt;=240k&lt; | False | False |  |  |  |  | 10.3 |  | 15.9 | 13.2 | [6 empty] | 246000 | Electric Resistance Heating Or | 08/29/2023 |  | 11/13/2023
Daikin Comfort Technologies Manufacturing, L.P. | Daikin | DPSA020A2BSDT*0B02630*E |  | Voluntarily Certified | ACAirCoolAllPhase&gt;=240k&lt; | False | False |  |  |  |  | 10.2 |  | 15.8 | 13.2 | [6 empty] | 246000 | Electric Resistance Heating Or | 08/29/2023 |  | 11/13/2023
Daikin Comfort Technologies Manufacturing, L.P. | Daikin | DPSA020A2BSDT*0B04355*0 |  | Voluntarily Certified | ACAirCoolAllPhase&gt;=240k&lt; | False | False |  |  |  |  | 10.3 |  | 16 | 13.2 | [6 empty] | 246000 | Electric Resistance Heating Or | 08/29/2023 |  | 11/13/2023
Daikin Comfort Technologies Manufacturing, L.P. | Daikin | DPSA020A2BSDT*0B04355*E |  | Voluntarily Certified | ACAirCoolAllPhase&gt;=240k&lt; | False | False |  |  |  |  | 10.2 |  | 15.9 | 13.2 | [6 empty] | 246000 | Electric Resistance Heating Or | 08/29/2023 |  | 11/13/2023
Daikin Comfort Technologies Manufacturing, L.P. | Daikin | DPSA020A4BSAT*0B04450*0 |  | Voluntarily Certified | ACAirCoolAllPhase&gt;=240k&lt; | False | False |  |  |  |  | 10.8 |  | 16.5 | 13.2 | [6 empty] | 250000 | Electric Resistance Heating Or | 08/29/2023 |  | 11/13/2023
Daikin Comfort Technologies Manufacturing, L.P. | Daikin | DPSA020A4BSAT*0B04450*E |  | Voluntarily Certified | ACAirCoolAllPhase&gt;=240k&lt; | False | False |  |  |  |  | 10.7 |  | 16.4 | 13.2 | [6 empty] | 250000 | Electric Resistance Heating Or | 08/29/2023 |  | 11/13/2023
Daikin Comfort Technologies Manufacturing, L.P. | Daikin | DPSA020A4BSBT*0B04450*0 |  | Voluntarily Certified | ACAirCoolAllPhase&gt;=240k&lt; | False | False |  |  |  |  | 10.7 |  | 16.6 | 13.2 | [6 empty] | 248000 | Electric Resistance Heating Or | 08/29/2023 |  | 11/13/2023
Daikin Comfort Technologies Manufacturing, L.P. | Daikin | DPSA020A4BSBT*0B04450*E |  | Voluntarily Certified | ACAirCoolAllPhase&gt;=240k&lt; | False | False |  |  |  |  | 10.6 |  | 16.5 | 13.2 | [6 empty] | 248000 | Electric Resistance Heating Or | 08/29/2023 |  | 11/13/2023
Daikin Comfort Technologies Manufacturing, L.P. | Daikin | DPSA020A4BSCT*0B04450*0 |  | Voluntarily Certified | ACAirCoolAllPhase&gt;=240k&lt; | False | False |  |  |  |  | 10.5 |  | 16.3 | 13.2 | [6 empty] | 244000 | Electric Resistance Heating Or | 08/29/2023 |  | 11/13/2023
Daikin Comfort Technologies Manufacturing, L.P. | Daikin | DPSA020A4BSCT*0B04450*E |  | Voluntarily Certified | ACAirCoolAllPhase&gt;=240k&lt; | False | False |  |  |  |  | 10.4 |  | 16.2 | 13.2 | [6 empty] | 244000 | Electric Resistance Heating Or | 08/29/2023 |  | 11/13/2023
Daikin Comfort Technologies Manufacturing, L.P. | Daikin | DPSA020A4BSDT*0B04450*0 |  | Voluntarily Certified | ACAirCoolAllPhase&gt;=240k&lt; | False | False |  |  |  |  | 10.7 |  | 16.3 | 13.2 | [6 empty] | 250000 | Electric Resistance Heating Or | 08/29/2023 |  | 11/13/2023
Daikin Comfort Technologies Manufacturing, L.P. | Daikin | DPSA020A4BSDT*0B04450*E |  | Voluntarily Certified | ACAirCoolAllPhase&gt;=240k&lt; | False | False |  |  |  |  | 10.6 |  | 16.2 | 13.2 | [6 empty] | 250000 | Electric Resistance Heating Or | 08/29/2023 |  | 11/13/2023
Daikin Comfort Technologies Manufacturing, L.P. | Daikin | DPSA020A5BSAT*0B04450*0 |  | Voluntarily Certified | ACAirCoolAllPhase&gt;=240k&lt; | False | False |  |  |  |  | 10.8 |  | 16.5 | 13.2 | [6 empty] | 250000 | Electric Resistance Heating Or | 08/29/2023 |  | 11/13/2023
Daikin Comfort Technologies Manufacturing, L.P. | Daikin | DPSA020A5BSAT*0B04450*E |  | Voluntarily Certified | ACAirCoolAllPhase&gt;=240k&lt; | False | False |  |  |  |  | 10.7 |  | 16.4 | 13.2 | [6 empty] | 250000 | Electric Resistance Heating Or | 08/29/2023 |  | 11/13/2023
Daikin Comfort Technologies Manufacturing, L.P. | Daikin | DPSA020A5BSBT*0B04450*0 |  | Voluntarily Certified | ACAirCoolAllPhase&gt;=240k&lt; | False | False |  |  |  |  | 10.7 |  | 16.6 | 13.2 | [6 empty] | 248000 | Electric Resistance Heating Or | 08/29/2023 |  | 11/13/2023
Daikin Comfort Technologies Manufacturing, L.P. | Daikin | DPSA020A5BSBT*0B04450*E |  | Voluntarily Certified | ACAirCoolAllPhase&gt;=240k&lt; | False | False |  |  |  |  | 10.6 |  | 16.5 | 13.2 | [6 empty] | 248000 | Electric Resistance Heating Or | 08/29/2023 |  | 11/13/2023
Daikin Comfort Technologies Manufacturing, L.P. | Daikin | DPSA020A5BSCT*0B04450*0 |  | Voluntarily Certified | ACAirCoolAllPhase&gt;=240k&lt; | False | False |  |  |  |  | 10.5 |  | 16.3 | 13.2 | [6 empty] | 244000 | Electric Resistance Heating Or | 08/29/2023 |  | 11/13/2023
Daikin Comfort Technologies Manufacturing, L.P. | Daikin | DPSA020A5BSCT*0B04450*E |  | Voluntarily Certified | ACAirCoolAllPhase&gt;=240k&lt; | False | False |  |  |  |  | 10.4 |  | 16.2 | 13.2 | [6 empty] | 244000 | Electric Resistance Heating Or | 08/29/2023 |  | 11/13/2023
Daikin Comfort Technologies Manufacturing, L.P. | Daikin | DPSA020A5BSDT*0B04450*0 |  | Voluntarily Certified | ACAirCoolAllPhase&gt;=240k&lt; | False | False |  |  |  |  | 10.7 |  | 16.3 | 13.2 | [6 empty] | 250000 | Electric Resistance Heating Or | 08/29/2023 |  | 11/13/2023
Daikin Comfort Technologies Manufacturing, L.P. | Daikin | DPSA020A5BSDT*0B04450*E |  | Voluntarily Certified | ACAirCoolAllPhase&gt;=240k&lt; | False | False |  |  |  |  | 10.6 |  | 16.2 | 13.2 | [6 empty] | 250000 | Electric Resistance Heating Or | 08/29/2023 |  | 11/13/2023
Daikin Comfort Technologies Manufacturing, L.P. | Daikin | DPSA025A*BHAM*0B02355*0 |  | Voluntarily Certified | ACAirCoolAllPhase&gt;=240k&lt; | False | False |  |  |  |  | 10.3 |  | 16.1 | 13.2 | [6 empty] | 256000 | Electric Resistance Heating Or | 08/29/2023 |  | 11/13/2023
Daikin Comfort Technologies Manufacturing, L.P. | Daikin | DPSA025A*BHAM*0B02355*E |  | Voluntarily Certified | ACAirCoolAllPhase&gt;=240k&lt; | False | False |  |  |  |  | 10.2 |  | 16 | 13.2 | [6 empty] | 256000 | Electric Resistance Heating Or | 08/29/2023 |  | 11/13/2023
Daikin Comfort Technologies Manufacturing, L.P. | Daikin | DPSA025A*BHAM*0B02450*0 |  | Voluntarily Certified | ACAirCoolAllPhase&gt;=240k&lt; | False | False |  |  |  |  | 10.9 |  | 16.7 | 13.2 | [6 empty] | 258000 | Electric Resistance Heating Or | 08/29/2023 |  | 11/13/2023
Daikin Comfort Technologies Manufacturing, L.P. | Daikin | DPSA025A*BHAM*0B02450*E |  | Voluntarily Certified | ACAirCoolAllPhase&gt;=240k&lt; | False | False |  |  |  |  | 10.8 |  | 16.6 | 13.2 | [6 empty] | 258000 | Electric Resistance Heating Or | 08/29/2023 |  | 11/13/2023
Daikin Comfort Technologies Manufacturing, L.P. | Daikin | DPSA025A*BHAM*0B02500*0 |  | Voluntarily Certified | ACAirCoolAllPhase&gt;=240k&lt; | False | False |  |  |  |  | 10.9 |  | 16.7 | 13.2 | [6 empty] | 260000 | Electric Resistance Heating Or | 08/29/2023 |  | 11/13/2023
Daikin Comfort Technologies Manufacturing, L.P. | Daikin | DPSA025A*BHAM*0B02500*E |  | Voluntarily Certified | ACAirCoolAllPhase&gt;=240k&lt; | False | False |  |  |  |  | 10.8 |  | 16.6 | 13.2 | [6 empty] | 260000 | Electric Resistance Heating Or | 08/29/2023 |  | 11/13/2023
Daikin Comfort Technologies Manufacturing, L.P. | Daikin | DPSA025A*BHAM*0B02560*0 |  | Voluntarily Certified | ACAirCoolAllPhase&gt;=240k&lt; | False | False |  |  |  |  | 11 |  | 16.8 | 13.2 | [6 empty] | 260000 | Electric Resistance Heating Or | 08/29/2023 |  | 11/13/2023
Daikin Comfort Technologies Manufacturing, L.P. | Daikin | DPSA025A*BHAM*0B02560*E |  | Voluntarily Certified | ACAirCoolAllPhase&gt;=240k&lt; | False | False |  |  |  |  | 10.9 |  | 16.7 | 13.2 | [6 empty] | 260000 | Electric Resistance Heating Or | 08/29/2023 |  | 11/13/2023
Daikin Comfort Technologies Manufacturing, L.P. | Daikin | DPSA025A*BHAM*0B02630*0 |  | Voluntarily Certified | ACAirCoolAllPhase&gt;=240k&lt; | False | False |  |  |  |  | 10.9 |  | 16.7 | 13.2 | [6 empty] | 260000 | Electric Resistance Heating Or | 08/29/2023 |  | 11/13/2023
Daikin Comfort Technologies Manufacturing, L.P. | Daikin | DPSA025A*BHAM*0B02630*E |  | Voluntarily Certified | ACAirCoolAllPhase&gt;=240k&lt; | False | False |  |  |  |  | 10.8 |  | 16.6 | 13.2 | [6 empty] | 260000 | Electric Resistance Heating Or | 08/29/2023 |  | 11/13/2023
Daikin Comfort Technologies Manufacturing, L.P. | Daikin | DPSA025A*BHAM*0B04355*0 |  | Voluntarily Certified | ACAirCoolAllPhase&gt;=240k&lt; | False | False |  |  |  |  | 10.9 |  | 16.7 | 13.2 | [6 empty] | 260000 | Electric Resistance Heating Or | 08/29/2023 |  | 11/13/2023
Daikin Comfort Technologies Manufacturing, L.P. | Daikin | DPSA025A*BHAM*0B04355*E |  | Voluntarily Certified | ACAirCoolAllPhase&gt;=240k&lt; | False | False |  |  |  |  | 10.8 |  | 16.6 | 13.2 | [6 empty] | 260000 | Electric Resistance Heating Or | 08/29/2023 |  | 11/13/2023
Daikin Comfort Technologies Manufacturing, L.P. | Daikin | DPSA025A*BHBM*0B02355*0 |  | Voluntarily Certified | ACAirCoolAllPhase&gt;=240k&lt; | False | False |  |  |  |  | 10.1 |  | 16.1 | 13.2 | [6 empty] | 252000 | Electric Resistance Heating Or | 08/29/2023 |  | 11/13/2023
Daikin Comfort Technologies Manufacturing, L.P. | Daikin | DPSA025A*BHBM*0B02355*E |  | Voluntarily Certified | ACAirCoolAllPhase&gt;=240k&lt; | False | False |  |  |  |  | 10 |  | 16 | 13.2 | [6 empty] | 252000 | Electric Resistance Heating Or | 08/29/2023 |  | 11/13/2023
Daikin Comfort Technologies Manufacturing, L.P. | Daikin | DPSA025A*BHBM*0B02450*0 |  | Voluntarily Certified | ACAirCoolAllPhase&gt;=240k&lt; | False | False |  |  |  |  | 10.7 |  | 16.7 | 13.2 | [6 empty] | 256000 | Electric Resistance Heating Or | 08/29/2023 |  | 11/13/2023
Daikin Comfort Technologies Manufacturing, L.P. | Daikin | DPSA025A*BHBM*0B02450*E |  | Voluntarily Certified | ACAirCoolAllPhase&gt;=240k&lt; | False | False |  |  |  |  | 10.6 |  | 16.6 | 13.2 | [6 empty] | 256000 | Electric Resistance Heating Or | 08/29/2023 |  | 11/13/2023
Daikin Comfort Technologies Manufacturing, L.P. | Daikin | DPSA025A*BHBM*0B02500*0 |  | Voluntarily Certified | ACAirCoolAllPhase&gt;=240k&lt; | False | False |  |  |  |  | 10.7 |  | 16.7 | 13.2 | [6 empty] | 256000 | Electric Resistance Heating Or | 08/29/2023 |  | 11/13/2023
Daikin Comfort Technologies Manufacturing, L.P. | Daikin | DPSA025A*BHBM*0B02500*E |  | Voluntarily Certified | ACAirCoolAllPhase&gt;=240k&lt; | False | False |  |  |  |  | 10.6 |  | 16.6 | 13.2 | [6 empty] | 256000 | Electric Resistance Heating Or | 08/29/2023 |  | 11/13/2023
Daikin Comfort Technologies Manufacturing, L.P. | Daikin | DPSA025A*BHBM*0B02560*0 |  | Voluntarily Certified | ACAirCoolAllPhase&gt;=240k&lt; | False | False |  |  |  |  | 10.8 |  | 16.7 | 13.2 | [6 empty] | 256000 | Electric Resistance Heating Or | 08/29/2023 |  | 11/13/2023
Daikin Comfort Technologies Manufacturing, L.P. | Daikin | DPSA025A*BHBM*0B02560*E |  | Voluntarily Certified | ACAirCoolAllPhase&gt;=240k&lt; | False | False |  |  |  |  | 10.7 |  | 16.6 | 13.2 | [6 empty] | 256000 | Electric Resistance Heating Or | 08/29/2023 |  | 11/13/2023
Daikin Comfort Technologies Manufacturing, L.P. | Daikin | DPSA025A*BHBM*0B02630*0 |  | Voluntarily Certified | ACAirCoolAllPhase&gt;=240k&lt; | False | False |  |  |  |  | 10.7 |  | 16.7 | 13.2 | [6 empty] | 256000 | Electric Resistance Heating Or | 08/29/2023 |  | 11/13/2023
Daikin Comfort Technologies Manufacturing, L.P. | Daikin | DPSA025A*BHBM*0B02630*E |  | Voluntarily Certified | ACAirCoolAllPhase&gt;=240k&lt; | False | False |  |  |  |  | 10.6 |  | 16.6 | 13.2 | [6 empty] | 256000 | Electric Resistance Heating Or | 08/29/2023 |  | 11/13/2023
Daikin Comfort Technologies Manufacturing, L.P. | Daikin | DPSA025A*BHBM*0B04355*0 |  | Voluntarily Certified | ACAirCoolAllPhase&gt;=240k&lt; | False | False |  |  |  |  | 10.7 |  | 16.7 | 13.2 | [6 empty] | 256000 | Electric Resistance Heating Or | 08/29/2023 |  | 11/13/2023
Daikin Comfort Technologies Manufacturing, L.P. | Daikin | DPSA025A*BHBM*0B04355*E |  | Voluntarily Certified | ACAirCoolAllPhase&gt;=240k&lt; | False | False |  |  |  |  | 10.6 |  | 16.6 | 13.2 | [6 empty] | 256000 | Electric Resistance Heating Or | 08/29/2023 |  | 11/13/2023
Daikin Comfort Technologies Manufacturing, L.P. | Daikin | DPSA025A*BHCM*0B02450*0 |  | Voluntarily Certified | ACAirCoolAllPhase&gt;=240k&lt; | False | False |  |  |  |  | 10.5 |  | 16.3 | 13.2 | [6 empty] | 252000 | Electric Resistance Heating Or | 08/29/2023 |  | 11/13/2023
Daikin Comfort Technologies Manufacturing, L.P. | Daikin | DPSA025A*BHCM*0B02450*E |  | Voluntarily Certified | ACAirCoolAllPhase&gt;=240k&lt; | False | False |  |  |  |  | 10.4 |  | 16.2 | 13.2 | [6 empty] | 252000 | Electric Resistance Heating Or | 08/29/2023 |  | 11/13/2023
Daikin Comfort Technologies Manufacturing, L.P. | Daikin | DPSA025A*BHCM*0B02500*0 |  | Voluntarily Certified | ACAirCoolAllPhase&gt;=240k&lt; | False | False |  |  |  |  | 10.5 |  | 16.4 | 13.2 | [6 empty] | 252000 | Electric Resistance Heating Or | 08/29/2023 |  | 11/13/2023
Daikin Comfort Technologies Manufacturing, L.P. | Daikin | DPSA025A*BHCM*0B02500*E |  | Voluntarily Certified | ACAirCoolAllPhase&gt;=240k&lt; | False | False |  |  |  |  | 10.4 |  | 16.3 | 13.2 | [6 empty] | 252000 | Electric Resistance Heating Or | 08/29/2023 |  | 11/13/2023
Daikin Comfort Technologies Manufacturing, L.P. | Daikin | DPSA025A*BHCM*0B02560*0 |  | Voluntarily Certified | ACAirCoolAllPhase&gt;=240k&lt; | False | False |  |  |  |  | 10.5 |  | 16.4 | 13.2 | [6 empty] | 252000 | Electric Resistance Heating Or | 08/29/2023 |  | 11/13/2023
Daikin Comfort Technologies Manufacturing, L.P. | Daikin | DPSA025A*BHCM*0B02560*E |  | Voluntarily Certified | ACAirCoolAllPhase&gt;=240k&lt; | False | False |  |  |  |  | 10.4 |  | 16.3 | 13.2 | [6 empty] | 252000 | Electric Resistance Heating Or | 08/29/2023 |  | 11/13/2023
Daikin Comfort Technologies Manufacturing, L.P. | Daikin | DPSA025A*BHCM*0B02630*0 |  | Voluntarily Certified | ACAirCoolAllPhase&gt;=240k&lt; | False | False |  |  |  |  | 10.5 |  | 16.3 | 13.2 | [6 empty] | 252000 | Electric Resistance Heating Or | 08/29/2023 |  | 11/13/2023
Daikin Comfort Technologies Manufacturing, L.P. | Daikin | DPSA025A*BHCM*0B02630*E |  | Voluntarily Certified | ACAirCoolAllPhase&gt;=240k&lt; | False | False |  |  |  |  | 10.4 |  | 16.2 | 13.2 | [6 empty] | 252000 | Electric Resistance Heating Or | 08/29/2023 |  | 11/13/2023
Daikin Comfort Technologies Manufacturing, L.P. | Daikin | DPSA025A*BHCM*0B04355*0 |  | Voluntarily Certified | ACAirCoolAllPhase&gt;=240k&lt; | False | False |  |  |  |  | 10.5 |  | 16.4 | 13.2 | [6 empty] | 252000 | Electric Resistance Heating Or | 08/29/2023 |  | 11/13/2023
Daikin Comfort Technologies Manufacturing, L.P. | Daikin | DPSA025A*BHCM*0B04355*E |  | Voluntarily Certified | ACAirCoolAllPhase&gt;=240k&lt; | False | False |  |  |  |  | 10.4 |  | 16.3 | 13.2 | [6 empty] | 252000 | Electric Resistance Heating Or | 08/29/2023 |  | 11/13/2023
Daikin Comfort Technologies Manufacturing, L.P. | Daikin | DPSA025A*BHDM*0B02355*0 |  | Voluntarily Certified | ACAirCoolAllPhase&gt;=240k&lt; | False | False |  |  |  |  | 10.2 |  | 15.9 | 13.2 | [6 empty] | 256000 | Electric Resistance Heating Or | 08/29/2023 |  | 11/13/2023
Daikin Comfort Technologies Manufacturing, L.P. | Daikin | DPSA025A*BHDM*0B02355*E |  | Voluntarily Certified | ACAirCoolAllPhase&gt;=240k&lt; | False | False |  |  |  |  | 10.1 |  | 15.8 | 13.2 | [6 empty] | 256000 | Electric Resistance Heating Or | 08/29/2023 |  | 11/13/2023
Daikin Comfort Technologies Manufacturing, L.P. | Daikin | DPSA025A*BHDM*0B02450*0 |  | Voluntarily Certified | ACAirCoolAllPhase&gt;=240k&lt; | False | False |  |  |  |  | 10.7 |  | 16.5 | 13.2 | [6 empty] | 260000 | Electric Resistance Heating Or | 08/29/2023 |  | 11/13/2023
Daikin Comfort Technologies Manufacturing, L.P. | Daikin | DPSA025A*BHDM*0B02450*E |  | Voluntarily Certified | ACAirCoolAllPhase&gt;=240k&lt; | False | False |  |  |  |  | 10.6 |  | 16.4 | 13.2 | [6 empty] | 260000 | Electric Resistance Heating Or | 08/29/2023 |  | 11/13/2023
Daikin Comfort Technologies Manufacturing, L.P. | Daikin | DPSA025A*BHDM*0B02500*0 |  | Voluntarily Certified | ACAirCoolAllPhase&gt;=240k&lt; | False | False |  |  |  |  | 10.8 |  | 16.6 | 13.2 | [6 empty] | 260000 | Electric Resistance Heating Or | 08/29/2023 |  | 11/13/2023
Daikin Comfort Technologies Manufacturing, L.P. | Daikin | DPSA025A*BHDM*0B02500*E |  | Voluntarily Certified | ACAirCoolAllPhase&gt;=240k&lt; | False | False |  |  |  |  | 10.7 |  | 16.5 | 13.2 | [6 empty] | 260000 | Electric Resistance Heating Or | 08/29/2023 |  | 11/13/2023
Daikin Comfort Technologies Manufacturing, L.P. | Daikin | DPSA025A*BHDM*0B02560*0 |  | Voluntarily Certified | ACAirCoolAllPhase&gt;=240k&lt; | False | False |  |  |  |  | 10.8 |  | 16.6 | 13.2 | [6 empty] | 260000 | Electric Resistance Heating Or | 08/29/2023 |  | 11/13/2023
Daikin Comfort Technologies Manufacturing, L.P. | Daikin | DPSA025A*BHDM*0B02560*E |  | Voluntarily Certified | ACAirCoolAllPhase&gt;=240k&lt; | False | False |  |  |  |  | 10.7 |  | 16.5 | 13.2 | [6 empty] | 260000 | Electric Resistance Heating Or | 08/29/2023 |  | 11/13/2023
Daikin Comfort Technologies Manufacturing, L.P. | Daikin | DPSA025A*BHDM*0B02630*0 |  | Voluntarily Certified | ACAirCoolAllPhase&gt;=240k&lt; | False | False |  |  |  |  | 10.7 |  | 16.5 | 13.2 | [6 empty] | 260000 | Electric Resistance Heating Or | 08/29/2023 |  | 11/13/2023
Daikin Comfort Technologies Manufacturing, L.P. | Daikin | DPSA025A*BHDM*0B02630*E |  | Voluntarily Certified | ACAirCoolAllPhase&gt;=240k&lt; | False | False |  |  |  |  | 10.6 |  | 16.4 | 13.2 | [6 empty] | 260000 | Electric Resistance Heating Or | 08/29/2023 |  | 11/13/2023
Daikin Comfort Technologies Manufacturing, L.P. | Daikin | DPSA025A*BHDM*0B04355*0 |  | Voluntarily Certified | ACAirCoolAllPhase&gt;=240k&lt; | False | False |  |  |  |  | 10.8 |  | 16.6 | 13.2 | [6 empty] | 260000 | Electric Resistance Heating Or | 08/29/2023 |  | 11/13/2023
Daikin Comfort Technologies Manufacturing, L.P. | Daikin | DPSA025A*BHDM*0B04355*E |  | Voluntarily Certified | ACAirCoolAllPhase&gt;=240k&lt; | False | False |  |  |  |  | 10.7 |  | 16.5 | 13.2 | [6 empty] | 260000 | Electric Resistance Heating Or | 08/29/2023 |  | 11/13/2023
Daikin Comfort Technologies Manufacturing, L.P. | Daikin | DPSA025A*BPAV*0B02450*0 |  | Voluntarily Certified | ACAirCoolAllPhase&gt;=240k&lt; | False | False |  |  |  |  | 10.8 |  | 18.7 | 13.2 | [6 empty] | 244000 | Electric Resistance Heating Or | 08/29/2023 |  | 11/13/2023
Daikin Comfort Technologies Manufacturing, L.P. | Daikin | DPSA025A*BPAV*0B02450*E |  | Voluntarily Certified | ACAirCoolAllPhase&gt;=240k&lt; | False | False |  |  |  |  | 10.7 |  | 18.6 | 13.2 | [6 empty] | 244000 | Electric Resistance Heating Or | 08/29/2023 |  | 11/13/2023
Daikin Comfort Technologies Manufacturing, L.P. | Daikin | DPSA025A*BPAV*0B02500*0 |  | Voluntarily Certified | ACAirCoolAllPhase&gt;=240k&lt; | False | False |  |  |  |  | 10.8 |  | 18.8 | 13.2 | [6 empty] | 244000 | Electric Resistance Heating Or | 08/29/2023 |  | 11/13/2023
Daikin Comfort Technologies Manufacturing, L.P. | Daikin | DPSA025A*BPAV*0B02500*E |  | Voluntarily Certified | ACAirCoolAllPhase&gt;=240k&lt; | False | False |  |  |  |  | 10.7 |  | 18.7 | 13.2 | [6 empty] | 244000 | Electric Resistance Heating Or | 08/29/2023 |  | 11/13/2023
Daikin Comfort Technologies Manufacturing, L.P. | Daikin | DPSA025A*BPAV*0B02560*0 |  | Voluntarily Certified | ACAirCoolAllPhase&gt;=240k&lt; | False | False |  |  |  |  | 10.8 |  | 18.8 | 13.2 | [6 empty] | 244000 | Electric Resistance Heating Or | 08/29/2023 |  | 11/13/2023
Daikin Comfort Technologies Manufacturing, L.P. | Daikin | DPSA025A*BPAV*0B02560*E |  | Voluntarily Certified | ACAirCoolAllPhase&gt;=240k&lt; | False | False |  |  |  |  | 10.7 |  | 18.7 | 13.2 | [6 empty] | 244000 | Electric Resistance Heating Or | 08/29/2023 |  | 11/13/2023
Daikin Comfort Technologies Manufacturing, L.P. | Daikin | DPSA025A*BPAV*0B02630*0 |  | Voluntarily Certified | ACAirCoolAllPhase&gt;=240k&lt; | False | False |  |  |  |  | 10.8 |  | 18.8 | 13.2 | [6 empty] | 244000 | Electric Resistance Heating Or | 08/29/2023 |  | 11/13/2023
Daikin Comfort Technologies Manufacturing, L.P. | Daikin | DPSA025A*BPAV*0B02630*E |  | Voluntarily Certified | ACAirCoolAllPhase&gt;=240k&lt; | False | False |  |  |  |  | 10.7 |  | 18.7 | 13.2 | [6 empty] | 244000 | Electric Resistance Heating Or | 08/29/2023 |  | 11/13/2023
Daikin Comfort Technologies Manufacturing, L.P. | Daikin | DPSA025A*BPAV*0B04355*0 |  | Voluntarily Certified | ACAirCoolAllPhase&gt;=240k&lt; | False | False |  |  |  |  | 10.8 |  | 18.8 | 13.2 | [6 empty] | 244000 | Electric Resistance Heating Or | 08/29/2023 |  | 11/13/2023
Daikin Comfort Technologies Manufacturing, L.P. | Daikin | DPSA025A*BPAV*0B04355*E |  | Voluntarily Certified | ACAirCoolAllPhase&gt;=240k&lt; | False | False |  |  |  |  | 10.7 |  | 18.7 | 13.2 | [6 empty] | 244000 | Electric Resistance Heating Or | 08/29/2023 |  | 11/13/2023
Daikin Comfort Technologies Manufacturing, L.P. | Daikin | DPSA025A*BPBV*0B02450*0 |  | Voluntarily Certified | ACAirCoolAllPhase&gt;=240k&lt; | False | False |  |  |  |  | 10.6 |  | 19 | 13.2 | [6 empty] | 242000 | Electric Resistance Heating Or | 08/29/2023 |  | 11/13/2023
Daikin Comfort Technologies Manufacturing, L.P. | Daikin | DPSA025A*BPBV*0B02450*E |  | Voluntarily Certified | ACAirCoolAllPhase&gt;=240k&lt; | False | False |  |  |  |  | 10.5 |  | 18.9 | 13.2 | [6 empty] | 242000 | Electric Resistance Heating Or | 08/29/2023 |  | 11/13/2023
Daikin Comfort Technologies Manufacturing, L.P. | Daikin | DPSA025A*BPBV*0B02500*0 |  | Voluntarily Certified | ACAirCoolAllPhase&gt;=240k&lt; | False | False |  |  |  |  | 10.7 |  | 19.1 | 13.2 | [6 empty] | 242000 | Electric Resistance Heating Or | 08/29/2023 |  | 11/13/2023
Daikin Comfort Technologies Manufacturing, L.P. | Daikin | DPSA025A*BPBV*0B02500*E |  | Voluntarily Certified | ACAirCoolAllPhase&gt;=240k&lt; | False | False |  |  |  |  | 10.6 |  | 19 | 13.2 | [6 empty] | 242000 | Electric Resistance Heating Or | 08/29/2023 |  | 11/13/2023
Daikin Comfort Technologies Manufacturing, L.P. | Daikin | DPSA025A*BPBV*0B02560*0 |  | Voluntarily Certified | ACAirCoolAllPhase&gt;=240k&lt; | False | False |  |  |  |  | 10.7 |  | 19.1 | 13.2 | [6 empty] | 242000 | Electric Resistance Heating Or | 08/29/2023 |  | 11/13/2023
Daikin Comfort Technologies Manufacturing, L.P. | Daikin | DPSA025A*BPBV*0B02560*E |  | Voluntarily Certified | ACAirCoolAllPhase&gt;=240k&lt; | False | False |  |  |  |  | 10.6 |  | 19 | 13.2 | [6 empty] | 242000 | Electric Resistance Heating Or | 08/29/2023 |  | 11/13/2023
Daikin Comfort Technologies Manufacturing, L.P. | Daikin | DPSA025A*BPBV*0B02630*0 |  | Voluntarily Certified | ACAirCoolAllPhase&gt;=240k&lt; | False | False |  |  |  |  | 10.6 |  | 19 | 13.2 | [6 empty] | 242000 | Electric Resistance Heating Or | 08/29/2023 |  | 11/13/2023
Daikin Comfort Technologies Manufacturing, L.P. | Daikin | DPSA025A*BPBV*0B02630*E |  | Voluntarily Certified | ACAirCoolAllPhase&gt;=240k&lt; | False | False |  |  |  |  | 10.5 |  | 18.9 | 13.2 | [6 empty] | 242000 | Electric Resistance Heating Or | 08/29/2023 |  | 11/13/2023
Daikin Comfort Technologies Manufacturing, L.P. | Daikin | DPSA025A*BPBV*0B04355*0 |  | Voluntarily Certified | ACAirCoolAllPhase&gt;=240k&lt; | False | False |  |  |  |  | 10.7 |  | 19 | 13.2 | [6 empty] | 242000 | Electric Resistance Heating Or | 08/29/2023 |  | 11/13/2023
Daikin Comfort Technologies Manufacturing, L.P. | Daikin | DPSA025A*BPBV*0B04355*E |  | Voluntarily Certified | ACAirCoolAllPhase&gt;=240k&lt; | False | False |  |  |  |  | 10.6 |  | 18.9 | 13.2 | [6 empty] | 242000 | Electric Resistance Heating Or | 08/29/2023 |  | 11/13/2023
Daikin Comfort Technologies Manufacturing, L.P. | Daikin | DPSA025A*BPDV*0B02355*0 |  | Voluntarily Certified | ACAirCoolAllPhase&gt;=240k&lt; | False | False |  |  |  |  | 10 |  | 18 | 13.2 | [6 empty] | 242000 | Electric Resistance Heating Or | 08/29/2023 |  | 11/13/2023
Daikin Comfort Technologies Manufacturing, L.P. | Daikin | DPSA025A*BPDV*0B02450*0 |  | Voluntarily Certified | ACAirCoolAllPhase&gt;=240k&lt; | False | False |  |  |  |  | 10.6 |  | 18.6 | 13.2 | [6 empty] | 244000 | Electric Resistance Heating Or | 08/29/2023 |  | 11/13/2023
Daikin Comfort Technologies Manufacturing, L.P. | Daikin | DPSA025A*BPDV*0B02450*E |  | Voluntarily Certified | ACAirCoolAllPhase&gt;=240k&lt; | False | False |  |  |  |  | 10.5 |  | 18.5 | 13.2 | [6 empty] | 244000 | Electric Resistance Heating Or | 08/29/2023 |  | 11/13/2023
Daikin Comfort Technologies Manufacturing, L.P. | Daikin | DPSA025A*BPDV*0B02500*0 |  | Voluntarily Certified | ACAirCoolAllPhase&gt;=240k&lt; | False | False |  |  |  |  | 10.6 |  | 18.6 | 13.2 | [6 empty] | 244000 | Electric Resistance Heating Or | 08/29/2023 |  | 11/13/2023
Daikin Comfort Technologies Manufacturing, L.P. | Daikin | DPSA025A*BPDV*0B02500*E |  | Voluntarily Certified | ACAirCoolAllPhase&gt;=240k&lt; | False | False |  |  |  |  | 10.5 |  | 18.5 | 13.2 | [6 empty] | 244000 | Electric Resistance Heating Or | 08/29/2023 |  | 11/13/2023
Daikin Comfort Technologies Manufacturing, L.P. | Daikin | DPSA025A*BPDV*0B02560*0 |  | Voluntarily Certified | ACAirCoolAllPhase&gt;=240k&lt; | False | False |  |  |  |  | 10.6 |  | 18.6 | 13.2 | [6 empty] | 244000 | Electric Resistance Heating Or | 08/29/2023 |  | 11/13/2023
Daikin Comfort Technologies Manufacturing, L.P. | Daikin | DPSA025A*BPDV*0B02560*E |  | Voluntarily Certified | ACAirCoolAllPhase&gt;=240k&lt; | False | False |  |  |  |  | 10.5 |  | 18.5 | 13.2 | [6 empty] | 244000 | Electric Resistance Heating Or | 08/29/2023 |  | 11/13/2023
Daikin Comfort Technologies Manufacturing, L.P. | Daikin | DPSA025A*BPDV*0B02630*0 |  | Voluntarily Certified | ACAirCoolAllPhase&gt;=240k&lt; | False | False |  |  |  |  | 10.5 |  | 18.6 | 13.2 | [6 empty] | 244000 | Electric Resistance Heating Or | 08/29/2023 |  | 11/13/2023
Daikin Comfort Technologies Manufacturing, L.P. | Daikin | DPSA025A*BPDV*0B02630*E |  | Voluntarily Certified | ACAirCoolAllPhase&gt;=240k&lt; | False | False |  |  |  |  | 10.4 |  | 18.5 | 13.2 | [6 empty] | 244000 | Electric Resistance Heating Or | 08/29/2023 |  | 11/13/2023
Daikin Comfort Technologies Manufacturing, L.P. | Daikin | DPSA025A*BPDV*0B04355*0 |  | Voluntarily Certified | ACAirCoolAllPhase&gt;=240k&lt; | False | False |  |  |  |  | 10.6 |  | 18.6 | 13.2 | [6 empty] | 244000 | Electric Resistance Heating Or | 08/29/2023 |  | 11/13/2023
Daikin Comfort Technologies Manufacturing, L.P. | Daikin | DPSA025A*BPDV*0B04355*E |  | Voluntarily Certified | ACAirCoolAllPhase&gt;=240k&lt; | False | False |  |  |  |  | 10.5 |  | 18.5 | 13.2 | [6 empty] | 244000 | Electric Resistance Heating Or | 08/29/2023 |  | 11/13/2023
Daikin Comfort Technologies Manufacturing, L.P. | Daikin | DPSA025A*BSAT*0B02355*0 |  | Voluntarily Certified | ACAirCoolAllPhase&gt;=240k&lt; | False | False |  |  |  |  | 10.3 |  | 16 | 13.2 | [6 empty] | 256000 | Electric Resistance Heating Or | 08/29/2023 |  | 11/13/2023
Daikin Comfort Technologies Manufacturing, L.P. | Daikin | DPSA025A*BSAT*0B02355*E |  | Voluntarily Certified | ACAirCoolAllPhase&gt;=240k&lt; | False | False |  |  |  |  | 10.2 |  | 15.9 | 13.2 | [6 empty] | 256000 | Electric Resistance Heating Or | 08/29/2023 |  | 11/13/2023
Daikin Comfort Technologies Manufacturing, L.P. | Daikin | DPSA025A*BSAT*0B02450*0 |  | Voluntarily Certified | ACAirCoolAllPhase&gt;=240k&lt; | False | False |  |  |  |  | 10.9 |  | 16.6 | 13.2 | [6 empty] | 258000 | Electric Resistance Heating Or | 08/29/2023 |  | 11/13/2023
Daikin Comfort Technologies Manufacturing, L.P. | Daikin | DPSA025A*BSAT*0B02450*E |  | Voluntarily Certified | ACAirCoolAllPhase&gt;=240k&lt; | False | False |  |  |  |  | 10.8 |  | 16.5 | 13.2 | [6 empty] | 258000 | Electric Resistance Heating Or | 08/29/2023 |  | 11/13/2023
Daikin Comfort Technologies Manufacturing, L.P. | Daikin | DPSA025A*BSAT*0B02500*0 |  | Voluntarily Certified | ACAirCoolAllPhase&gt;=240k&lt; | False | False |  |  |  |  | 10.9 |  | 16.7 | 13.2 | [6 empty] | 260000 | Electric Resistance Heating Or | 08/29/2023 |  | 11/13/2023
Daikin Comfort Technologies Manufacturing, L.P. | Daikin | DPSA025A*BSAT*0B02500*E |  | Voluntarily Certified | ACAirCoolAllPhase&gt;=240k&lt; | False | False |  |  |  |  | 10.8 |  | 16.6 | 13.2 | [6 empty] | 260000 | Electric Resistance Heating Or | 08/29/2023 |  | 11/13/2023
Daikin Comfort Technologies Manufacturing, L.P. | Daikin | DPSA025A*BSAT*0B02560*0 |  | Voluntarily Certified | ACAirCoolAllPhase&gt;=240k&lt; | False | False |  |  |  |  | 11 |  | 16.7 | 13.2 | [6 empty] | 260000 | Electric Resistance Heating Or | 08/29/2023 |  | 11/13/2023
Daikin Comfort Technologies Manufacturing, L.P. | Daikin | DPSA025A*BSAT*0B02560*E |  | Voluntarily Certified | ACAirCoolAllPhase&gt;=240k&lt; | False | False |  |  |  |  | 10.9 |  | 16.6 | 13.2 | [6 empty] | 260000 | Electric Resistance Heating Or | 08/29/2023 |  | 11/13/2023
Daikin Comfort Technologies Manufacturing, L.P. | Daikin | DPSA025A*BSAT*0B02630*0 |  | Voluntarily Certified | ACAirCoolAllPhase&gt;=240k&lt; | False | False |  |  |  |  | 10.9 |  | 16.6 | 13.2 | [6 empty] | 260000 | Electric Resistance Heating Or | 08/29/2023 |  | 11/13/2023
Daikin Comfort Technologies Manufacturing, L.P. | Daikin | DPSA025A*BSAT*0B02630*E |  | Voluntarily Certified | ACAirCoolAllPhase&gt;=240k&lt; | False | False |  |  |  |  | 10.8 |  | 16.5 | 13.2 | [6 empty] | 260000 | Electric Resistance Heating Or | 08/29/2023 |  | 11/13/2023
Daikin Comfort Technologies Manufacturing, L.P. | Daikin | DPSA025A*BSAT*0B04355*0 |  | Voluntarily Certified | ACAirCoolAllPhase&gt;=240k&lt; | False | False |  |  |  |  | 10.9 |  | 16.6 | 13.2 | [6 empty] | 260000 | Electric Resistance Heating Or | 08/29/2023 |  | 11/13/2023
Daikin Comfort Technologies Manufacturing, L.P. | Daikin | DPSA025A*BSAT*0B04355*E |  | Voluntarily Certified | ACAirCoolAllPhase&gt;=240k&lt; | False | False |  |  |  |  | 10.8 |  | 16.5 | 13.2 | [6 empty] | 260000 | Electric Resistance Heating Or | 08/29/2023 |  | 11/13/2023
Daikin Comfort Technologies Manufacturing, L.P. | Daikin | DPSA025A*BSBT*0B02355*0 |  | Voluntarily Certified | ACAirCoolAllPhase&gt;=240k&lt; | False | False |  |  |  |  | 10.1 |  | 16 | 13.2 | [6 empty] | 252000 | Electric Resistance Heating Or | 08/29/2023 |  | 11/13/2023
Daikin Comfort Technologies Manufacturing, L.P. | Daikin | DPSA025A*BSBT*0B02355*E |  | Voluntarily Certified | ACAirCoolAllPhase&gt;=240k&lt; | False | False |  |  |  |  | 10 |  | 15.9 | 13.2 | [6 empty] | 252000 | Electric Resistance Heating Or | 08/29/2023 |  | 11/13/2023
Daikin Comfort Technologies Manufacturing, L.P. | Daikin | DPSA025A*BSBT*0B02450*0 |  | Voluntarily Certified | ACAirCoolAllPhase&gt;=240k&lt; | False | False |  |  |  |  | 10.7 |  | 16.6 | 13.2 | [6 empty] | 256000 | Electric Resistance Heating Or | 08/29/2023 |  | 11/13/2023
Daikin Comfort Technologies Manufacturing, L.P. | Daikin | DPSA025A*BSBT*0B02450*E |  | Voluntarily Certified | ACAirCoolAllPhase&gt;=240k&lt; | False | False |  |  |  |  | 10.6 |  | 16.5 | 13.2 | [6 empty] | 256000 | Electric Resistance Heating Or | 08/29/2023 |  | 11/13/2023
Daikin Comfort Technologies Manufacturing, L.P. | Daikin | DPSA025A*BSBT*0B02500*0 |  | Voluntarily Certified | ACAirCoolAllPhase&gt;=240k&lt; | False | False |  |  |  |  | 10.7 |  | 16.6 | 13.2 | [6 empty] | 256000 | Electric Resistance Heating Or | 08/29/2023 |  | 11/13/2023
Daikin Comfort Technologies Manufacturing, L.P. | Daikin | DPSA025A*BSBT*0B02500*E |  | Voluntarily Certified | ACAirCoolAllPhase&gt;=240k&lt; | False | False |  |  |  |  | 10.6 |  | 16.5 | 13.2 | [6 empty] | 256000 | Electric Resistance Heating Or | 08/29/2023 |  | 11/13/2023
Daikin Comfort Technologies Manufacturing, L.P. | Daikin | DPSA025A*BSBT*0B02560*0 |  | Voluntarily Certified | ACAirCoolAllPhase&gt;=240k&lt; | False | False |  |  |  |  | 10.8 |  | 16.6 | 13.2 | [6 empty] | 256000 | Electric Resistance Heating Or | 08/29/2023 |  | 11/13/2023
Daikin Comfort Technologies Manufacturing, L.P. | Daikin | DPSA025A*BSBT*0B02560*E |  | Voluntarily Certified | ACAirCoolAllPhase&gt;=240k&lt; | False | False |  |  |  |  | 10.7 |  | 16.5 | 13.2 | [6 empty] | 256000 | Electric Resistance Heating Or | 08/29/2023 |  | 11/13/2023
Daikin Comfort Technologies Manufacturing, L.P. | Daikin | DPSA025A*BSBT*0B02630*0 |  | Voluntarily Certified | ACAirCoolAllPhase&gt;=240k&lt; | False | False |  |  |  |  | 10.7 |  | 16.6 | 13.2 | [6 empty] | 256000 | Electric Resistance Heating Or | 08/29/2023 |  | 11/13/2023
Daikin Comfort Technologies Manufacturing, L.P. | Daikin | DPSA025A*BSBT*0B02630*E |  | Voluntarily Certified | ACAirCoolAllPhase&gt;=240k&lt; | False | False |  |  |  |  | 10.6 |  | 16.5 | 13.2 | [6 empty] | 256000 | Electric Resistance Heating Or | 08/29/2023 |  | 11/13/2023
Daikin Comfort Technologies Manufacturing, L.P. | Daikin | DPSA025A*BSBT*0B04355*0 |  | Voluntarily Certified | ACAirCoolAllPhase&gt;=240k&lt; | False | False |  |  |  |  | 10.7 |  | 16.6 | 13.2 | [6 empty] | 256000 | Electric Resistance Heating Or | 08/29/2023 |  | 11/13/2023
Daikin Comfort Technologies Manufacturing, L.P. | Daikin | DPSA025A*BSBT*0B04355*E |  | Voluntarily Certified | ACAirCoolAllPhase&gt;=240k&lt; | False | False |  |  |  |  | 10.6 |  | 16.5 | 13.2 | [6 empty] | 256000 | Electric Resistance Heating Or | 08/29/2023 |  | 11/13/2023
Daikin Comfort Technologies Manufacturing, L.P. | Daikin | DPSA025A*BSCT*0B02450*0 |  | Voluntarily Certified | ACAirCoolAllPhase&gt;=240k&lt; | False | False |  |  |  |  | 10.5 |  | 16.3 | 13.2 | [6 empty] | 252000 | Electric Resistance Heating Or | 08/29/2023 |  | 11/13/2023
Daikin Comfort Technologies Manufacturing, L.P. | Daikin | DPSA025A*BSCT*0B02450*E |  | Voluntarily Certified | ACAirCoolAllPhase&gt;=240k&lt; | False | False |  |  |  |  | 10.4 |  | 16.2 | 13.2 | [6 empty] | 252000 | Electric Resistance Heating Or | 08/29/2023 |  | 11/13/2023
Daikin Comfort Technologies Manufacturing, L.P. | Daikin | DPSA025A*BSCT*0B02500*0 |  | Voluntarily Certified | ACAirCoolAllPhase&gt;=240k&lt; | False | False |  |  |  |  | 10.5 |  | 16.4 | 13.2 | [6 empty] | 252000 | Electric Resistance Heating Or | 08/29/2023 |  | 11/13/2023
Daikin Comfort Technologies Manufacturing, L.P. | Daikin | DPSA025A*BSCT*0B02500*E |  | Voluntarily Certified | ACAirCoolAllPhase&gt;=240k&lt; | False | False |  |  |  |  | 10.4 |  | 16.3 | 13.2 | [6 empty] | 252000 | Electric Resistance Heating Or | 08/29/2023 |  | 11/13/2023
Daikin Comfort Technologies Manufacturing, L.P. | Daikin | DPSA025A*BSCT*0B02560*0 |  | Voluntarily Certified | ACAirCoolAllPhase&gt;=240k&lt; | False | False |  |  |  |  | 10.5 |  | 16.4 | 13.2 | [6 empty] | 252000 | Electric Resistance Heating Or | 08/29/2023 |  | 11/13/2023
Daikin Comfort Technologies Manufacturing, L.P. | Daikin | DPSA025A*BSCT*0B02560*E |  | Voluntarily Certified | ACAirCoolAllPhase&gt;=240k&lt; | False | False |  |  |  |  | 10.4 |  | 16.3 | 13.2 | [6 empty] | 252000 | Electric Resistance Heating Or | 08/29/2023 |  | 11/13/2023
Daikin Comfort Technologies Manufacturing, L.P. | Daikin | DPSA025A*BSCT*0B02630*0 |  | Voluntarily Certified | ACAirCoolAllPhase&gt;=240k&lt; | False | False |  |  |  |  | 10.5 |  | 16.3 | 13.2 | [6 empty] | 252000 | Electric Resistance Heating Or | 08/29/2023 |  | 11/13/2023
Daikin Comfort Technologies Manufacturing, L.P. | Daikin | DPSA025A*BSCT*0B02630*E |  | Voluntarily Certified | ACAirCoolAllPhase&gt;=240k&lt; | False | False |  |  |  |  | 10.4 |  | 16.2 | 13.2 | [6 empty] | 252000 | Electric Resistance Heating Or | 08/29/2023 |  | 11/13/2023
Daikin Comfort Technologies Manufacturing, L.P. | Daikin | DPSA025A*BSCT*0B04355*0 |  | Voluntarily Certified | ACAirCoolAllPhase&gt;=240k&lt; | False | False |  |  |  |  | 10.5 |  | 16.4 | 13.2 | [6 empty] | 252000 | Electric Resistance Heating Or | 08/29/2023 |  | 11/13/2023
Daikin Comfort Technologies Manufacturing, L.P. | Daikin | DPSA025A*BSCT*0B04355*E |  | Voluntarily Certified | ACAirCoolAllPhase&gt;=240k&lt; | False | False |  |  |  |  | 10.4 |  | 16.3 | 13.2 | [6 empty] | 252000 | Electric Resistance Heating Or | 08/29/2023 |  | 11/13/2023
Daikin Comfort Technologies Manufacturing, L.P. | Daikin | DPSA025A*BSDT*0B02355*0 |  | Voluntarily Certified | ACAirCoolAllPhase&gt;=240k&lt; | False | False |  |  |  |  | 10.2 |  | 15.8 | 13.2 | [6 empty] | 256000 | Electric Resistance Heating Or | 08/29/2023 |  | 11/13/2023
Daikin Comfort Technologies Manufacturing, L.P. | Daikin | DPSA025A*BSDT*0B02355*E |  | Voluntarily Certified | ACAirCoolAllPhase&gt;=240k&lt; | False | False |  |  |  |  | 10.1 |  | 15.7 | 13.2 | [6 empty] | 256000 | Electric Resistance Heating Or | 08/29/2023 |  | 11/13/2023
Daikin Comfort Technologies Manufacturing, L.P. | Daikin | DPSA025A*BSDT*0B02450*0 |  | Voluntarily Certified | ACAirCoolAllPhase&gt;=240k&lt; | False | False |  |  |  |  | 10.7 |  | 16.4 | 13.2 | [6 empty] | 260000 | Electric Resistance Heating Or | 08/29/2023 |  | 11/13/2023
Daikin Comfort Technologies Manufacturing, L.P. | Daikin | DPSA025A*BSDT*0B02450*E |  | Voluntarily Certified | ACAirCoolAllPhase&gt;=240k&lt; | False | False |  |  |  |  | 10.6 |  | 16.3 | 13.2 | [6 empty] | 260000 | Electric Resistance Heating Or | 08/29/2023 |  | 11/13/2023
Daikin Comfort Technologies Manufacturing, L.P. | Daikin | DPSA025A*BSDT*0B02500*0 |  | Voluntarily Certified | ACAirCoolAllPhase&gt;=240k&lt; | False | False |  |  |  |  | 10.8 |  | 16.4 | 13.2 | [6 empty] | 260000 | Electric Resistance Heating Or | 08/29/2023 |  | 11/13/2023
Daikin Comfort Technologies Manufacturing, L.P. | Daikin | DPSA025A*BSDT*0B02500*E |  | Voluntarily Certified | ACAirCoolAllPhase&gt;=240k&lt; | False | False |  |  |  |  | 10.7 |  | 16.3 | 13.2 | [6 empty] | 260000 | Electric Resistance Heating Or | 08/29/2023 |  | 11/13/2023
Daikin Comfort Technologies Manufacturing, L.P. | Daikin | DPSA025A*BSDT*0B02560*0 |  | Voluntarily Certified | ACAirCoolAllPhase&gt;=240k&lt; | False | False |  |  |  |  | 10.8 |  | 16.4 | 13.2 | [6 empty] | 260000 | Electric Resistance Heating Or | 08/29/2023 |  | 11/13/2023
Daikin Comfort Technologies Manufacturing, L.P. | Daikin | DPSA025A*BSDT*0B02560*E |  | Voluntarily Certified | ACAirCoolAllPhase&gt;=240k&lt; | False | False |  |  |  |  | 10.7 |  | 16.3 | 13.2 | [6 empty] | 260000 | Electric Resistance Heating Or | 08/29/2023 |  | 11/13/2023
Daikin Comfort Technologies Manufacturing, L.P. | Daikin | DPSA025A*BSDT*0B02630*0 |  | Voluntarily Certified | ACAirCoolAllPhase&gt;=240k&lt; | False | False |  |  |  |  | 10.7 |  | 16.3 | 13.2 | [6 empty] | 260000 | Electric Resistance Heating Or | 08/29/2023 |  | 11/13/2023
Daikin Comfort Technologies Manufacturing, L.P. | Daikin | DPSA025A*BSDT*0B02630*E |  | Voluntarily Certified | ACAirCoolAllPhase&gt;=240k&lt; | False | False |  |  |  |  | 10.6 |  | 16.2 | 13.2 | [6 empty] | 260000 | Electric Resistance Heating Or | 08/29/2023 |  | 11/13/2023
Daikin Comfort Technologies Manufacturing, L.P. | Daikin | DPSA025A*BSDT*0B04355*0 |  | Voluntarily Certified | ACAirCoolAllPhase&gt;=240k&lt; | False | False |  |  |  |  | 10.8 |  | 16.4 | 13.2 | [6 empty] | 260000 | Electric Resistance Heating Or | 08/29/2023 |  | 11/13/2023
Daikin Comfort Technologies Manufacturing, L.P. | Daikin | DPSA025A*BSDT*0B04355*E |  | Voluntarily Certified | ACAirCoolAllPhase&gt;=240k&lt; | False | False |  |  |  |  | 10.7 |  | 16.3 | 13.2 | [6 empty] | 260000 | Electric Resistance Heating Or | 08/29/2023 |  | 11/13/2023
Daikin Comfort Technologies Manufacturing, L.P. | Daikin | DPSA025A2BHAM*0B02450*0 |  | Voluntarily Certified | ACAirCoolAllPhase&gt;=240k&lt; | False | False |  |  |  |  | 10.6 |  | 16.4 | 13.2 | [6 empty] | 256000 | Electric Resistance Heating Or | 08/29/2023 |  | 11/13/2023
Daikin Comfort Technologies Manufacturing, L.P. | Daikin | DPSA025A2BHAM*0B02450*E |  | Voluntarily Certified | ACAirCoolAllPhase&gt;=240k&lt; | False | False |  |  |  |  | 10.5 |  | 16.3 | 13.2 | [6 empty] | 256000 | Electric Resistance Heating Or | 08/29/2023 |  | 11/13/2023
Daikin Comfort Technologies Manufacturing, L.P. | Daikin | DPSA025A2BHAM*0B02500*0 |  | Voluntarily Certified | ACAirCoolAllPhase&gt;=240k&lt; | False | False |  |  |  |  | 10.6 |  | 16.5 | 13.2 | [6 empty] | 256000 | Electric Resistance Heating Or | 08/29/2023 |  | 11/13/2023
Daikin Comfort Technologies Manufacturing, L.P. | Daikin | DPSA025A2BHAM*0B02500*E |  | Voluntarily Certified | ACAirCoolAllPhase&gt;=240k&lt; | False | False |  |  |  |  | 10.5 |  | 16.4 | 13.2 | [6 empty] | 256000 | Electric Resistance Heating Or | 08/29/2023 |  | 11/13/2023
Daikin Comfort Technologies Manufacturing, L.P. | Daikin | DPSA025A2BHAM*0B02560*0 |  | Voluntarily Certified | ACAirCoolAllPhase&gt;=240k&lt; | False | False |  |  |  |  | 10.6 |  | 16.5 | 13.2 | [6 empty] | 256000 | Electric Resistance Heating Or | 08/29/2023 |  | 11/13/2023
Daikin Comfort Technologies Manufacturing, L.P. | Daikin | DPSA025A2BHAM*0B02560*E |  | Voluntarily Certified | ACAirCoolAllPhase&gt;=240k&lt; | False | False |  |  |  |  | 10.5 |  | 16.4 | 13.2 | [6 empty] | 256000 | Electric Resistance Heating Or | 08/29/2023 |  | 11/13/2023
Daikin Comfort Technologies Manufacturing, L.P. | Daikin | DPSA025A2BHAM*0B02630*0 |  | Voluntarily Certified | ACAirCoolAllPhase&gt;=240k&lt; | False | False |  |  |  |  | 10.6 |  | 16.5 | 13.2 | [6 empty] | 256000 | Electric Resistance Heating Or | 08/29/2023 |  | 11/13/2023
Daikin Comfort Technologies Manufacturing, L.P. | Daikin | DPSA025A2BHAM*0B02630*E |  | Voluntarily Certified | ACAirCoolAllPhase&gt;=240k&lt; | False | False |  |  |  |  | 10.5 |  | 16.4 | 13.2 | [6 empty] | 256000 | Electric Resistance Heating Or | 08/29/2023 |  | 11/13/2023
Daikin Comfort Technologies Manufacturing, L.P. | Daikin | DPSA025A2BHBM*0B02450*0 |  | Voluntarily Certified | ACAirCoolAllPhase&gt;=240k&lt; | False | False |  |  |  |  | 10.4 |  | 16.4 | 13.2 | [6 empty] | 252000 | Electric Resistance Heating Or | 08/29/2023 |  | 11/13/2023
Daikin Comfort Technologies Manufacturing, L.P. | Daikin | DPSA025A2BHBM*0B02450*E |  | Voluntarily Certified | ACAirCoolAllPhase&gt;=240k&lt; | False | False |  |  |  |  | 10.3 |  | 16.3 | 13.2 | [6 empty] | 252000 | Electric Resistance Heating Or | 08/29/2023 |  | 11/13/2023
Daikin Comfort Technologies Manufacturing, L.P. | Daikin | DPSA025A2BHBM*0B02500*0 |  | Voluntarily Certified | ACAirCoolAllPhase&gt;=240k&lt; | False | False |  |  |  |  | 10.4 |  | 16.5 | 13.2 | [6 empty] | 252000 | Electric Resistance Heating Or | 08/29/2023 |  | 11/13/2023
Daikin Comfort Technologies Manufacturing, L.P. | Daikin | DPSA025A2BHBM*0B02500*E |  | Voluntarily Certified | ACAirCoolAllPhase&gt;=240k&lt; | False | False |  |  |  |  | 10.3 |  | 16.4 | 13.2 | [6 empty] | 252000 | Electric Resistance Heating Or | 08/29/2023 |  | 11/13/2023
Daikin Comfort Technologies Manufacturing, L.P. | Daikin | DPSA025A2BHBM*0B02560*0 |  | Voluntarily Certified | ACAirCoolAllPhase&gt;=240k&lt; | False | False |  |  |  |  | 10.4 |  | 16.5 | 13.2 | [6 empty] | 252000 | Electric Resistance Heating Or | 08/29/2023 |  | 11/13/2023
Daikin Comfort Technologies Manufacturing, L.P. | Daikin | DPSA025A2BHBM*0B02560*E |  | Voluntarily Certified | ACAirCoolAllPhase&gt;=240k&lt; | False | False |  |  |  |  | 10.3 |  | 16.4 | 13.2 | [6 empty] | 252000 | Electric Resistance Heating Or | 08/29/2023 |  | 11/13/2023
Daikin Comfort Technologies Manufacturing, L.P. | Daikin | DPSA025A2BHBM*0B02630*0 |  | Voluntarily Certified | ACAirCoolAllPhase&gt;=240k&lt; | False | False |  |  |  |  | 10.4 |  | 16.4 | 13.2 | [6 empty] | 252000 | Electric Resistance Heating Or | 08/29/2023 |  | 11/13/2023
Daikin Comfort Technologies Manufacturing, L.P. | Daikin | DPSA025A2BHBM*0B02630*E |  | Voluntarily Certified | ACAirCoolAllPhase&gt;=240k&lt; | False | False |  |  |  |  | 10.3 |  | 16.3 | 13.2 | [6 empty] | 252000 | Electric Resistance Heating Or | 08/29/2023 |  | 11/13/2023
Daikin Comfort Technologies Manufacturing, L.P. | Daikin | DPSA025A2BHBM*0B04355*0 |  | Voluntarily Certified | ACAirCoolAllPhase&gt;=240k&lt; | False | False |  |  |  |  | 10.6 |  | 16.5 | 13.2 | [6 empty] | 256000 | Electric Resistance Heating Or | 08/29/2023 |  | 11/13/2023
Daikin Comfort Technologies Manufacturing, L.P. | Daikin | DPSA025A2BHBM*0B04355*E |  | Voluntarily Certified | ACAirCoolAllPhase&gt;=240k&lt; | False | False |  |  |  |  | 10.5 |  | 16.4 | 13.2 | [6 empty] | 256000 | Electric Resistance Heating Or | 08/29/2023 |  | 11/13/2023
Daikin Comfort Technologies Manufacturing, L.P. | Daikin | DPSA025A2BHCM*0B02450*0 |  | Voluntarily Certified | ACAirCoolAllPhase&gt;=240k&lt; | False | False |  |  |  |  | 10.2 |  | 16.1 | 13.2 | [6 empty] | 248000 | Electric Resistance Heating Or | 08/29/2023 |  | 11/13/2023
Daikin Comfort Technologies Manufacturing, L.P. | Daikin | DPSA025A2BHCM*0B02450*E |  | Voluntarily Certified | ACAirCoolAllPhase&gt;=240k&lt; | False | False |  |  |  |  | 10.1 |  | 16 | 13.2 | [6 empty] | 248000 | Electric Resistance Heating Or | 08/29/2023 |  | 11/13/2023
Daikin Comfort Technologies Manufacturing, L.P. | Daikin | DPSA025A2BHCM*0B02500*0 |  | Voluntarily Certified | ACAirCoolAllPhase&gt;=240k&lt; | False | False |  |  |  |  | 10.2 |  | 16.1 | 13.2 | [6 empty] | 248000 | Electric Resistance Heating Or | 08/29/2023 |  | 11/13/2023
Daikin Comfort Technologies Manufacturing, L.P. | Daikin | DPSA025A2BHCM*0B02500*E |  | Voluntarily Certified | ACAirCoolAllPhase&gt;=240k&lt; | False | False |  |  |  |  | 10.1 |  | 16 | 13.2 | [6 empty] | 248000 | Electric Resistance Heating Or | 08/29/2023 |  | 11/13/2023
Daikin Comfort Technologies Manufacturing, L.P. | Daikin | DPSA025A2BHCM*0B02560*0 |  | Voluntarily Certified | ACAirCoolAllPhase&gt;=240k&lt; | False | False |  |  |  |  | 10.2 |  | 16.2 | 13.2 | [6 empty] | 248000 | Electric Resistance Heating Or | 08/29/2023 |  | 11/13/2023
Daikin Comfort Technologies Manufacturing, L.P. | Daikin | DPSA025A2BHCM*0B02560*E |  | Voluntarily Certified | ACAirCoolAllPhase&gt;=240k&lt; | False | False |  |  |  |  | 10.1 |  | 16.1 | 13.2 | [6 empty] | 248000 | Electric Resistance Heating Or | 08/29/2023 |  | 11/13/2023
Daikin Comfort Technologies Manufacturing, L.P. | Daikin | DPSA025A2BHCM*0B02630*0 |  | Voluntarily Certified | ACAirCoolAllPhase&gt;=240k&lt; | False | False |  |  |  |  | 10.2 |  | 16.1 | 13.2 | [6 empty] | 248000 | Electric Resistance Heating Or | 08/29/2023 |  | 11/13/2023
Daikin Comfort Technologies Manufacturing, L.P. | Daikin | DPSA025A2BHCM*0B02630*E |  | Voluntarily Certified | ACAirCoolAllPhase&gt;=240k&lt; | False | False |  |  |  |  | 10.1 |  | 16 | 13.2 | [6 empty] | 248000 | Electric Resistance Heating Or | 08/29/2023 |  | 11/13/2023
Daikin Comfort Technologies Manufacturing, L.P. | Daikin | DPSA025A2BHCM*0B04355*0 |  | Voluntarily Certified | ACAirCoolAllPhase&gt;=240k&lt; | False | False |  |  |  |  | 10.2 |  | 16.1 | 13.2 | [6 empty] | 248000 | Electric Resistance Heating Or | 08/29/2023 |  | 11/13/2023
Daikin Comfort Technologies Manufacturing, L.P. | Daikin | DPSA025A2BHCM*0B04355*E |  | Voluntarily Certified | ACAirCoolAllPhase&gt;=240k&lt; | False | False |  |  |  |  | 10.1 |  | 16 | 13.2 | [6 empty] | 248000 | Electric Resistance Heating Or | 08/29/2023 |  | 11/13/2023
Daikin Comfort Technologies Manufacturing, L.P. | Daikin | DPSA025A2BHDM*0B02450*0 |  | Voluntarily Certified | ACAirCoolAllPhase&gt;=240k&lt; | False | False |  |  |  |  | 10.4 |  | 16.3 | 13.2 | [6 empty] | 256000 | Electric Resistance Heating Or | 08/29/2023 |  | 11/13/2023
Daikin Comfort Technologies Manufacturing, L.P. | Daikin | DPSA025A2BHDM*0B02450*E |  | Voluntarily Certified | ACAirCoolAllPhase&gt;=240k&lt; | False | False |  |  |  |  | 10.3 |  | 16.2 | 13.2 | [6 empty] | 256000 | Electric Resistance Heating Or | 08/29/2023 |  | 11/13/2023
Daikin Comfort Technologies Manufacturing, L.P. | Daikin | DPSA025A2BHDM*0B02500*0 |  | Voluntarily Certified | ACAirCoolAllPhase&gt;=240k&lt; | False | False |  |  |  |  | 10.5 |  | 16.3 | 13.2 | [6 empty] | 256000 | Electric Resistance Heating Or | 08/29/2023 |  | 11/13/2023
Daikin Comfort Technologies Manufacturing, L.P. | Daikin | DPSA025A2BHDM*0B02500*E |  | Voluntarily Certified | ACAirCoolAllPhase&gt;=240k&lt; | False | False |  |  |  |  | 10.4 |  | 16.2 | 13.2 | [6 empty] | 256000 | Electric Resistance Heating Or | 08/29/2023 |  | 11/13/2023
Daikin Comfort Technologies Manufacturing, L.P. | Daikin | DPSA025A2BHDM*0B02560*0 |  | Voluntarily Certified | ACAirCoolAllPhase&gt;=240k&lt; | False | False |  |  |  |  | 10.5 |  | 16.3 | 13.2 | [6 empty] | 256000 | Electric Resistance Heating Or | 08/29/2023 |  | 11/13/2023
Daikin Comfort Technologies Manufacturing, L.P. | Daikin | DPSA025A2BHDM*0B02560*E |  | Voluntarily Certified | ACAirCoolAllPhase&gt;=240k&lt; | False | False |  |  |  |  | 10.4 |  | 16.2 | 13.2 | [6 empty] | 256000 | Electric Resistance Heating Or | 08/29/2023 |  | 11/13/2023
Daikin Comfort Technologies Manufacturing, L.P. | Daikin | DPSA025A2BHDM*0B02630*0 |  | Voluntarily Certified | ACAirCoolAllPhase&gt;=240k&lt; | False | False |  |  |  |  | 10.4 |  | 16.2 | 13.2 | [6 empty] | 256000 | Electric Resistance Heating Or | 08/29/2023 |  | 11/13/2023
Daikin Comfort Technologies Manufacturing, L.P. | Daikin | DPSA025A2BHDM*0B02630*E |  | Voluntarily Certified | ACAirCoolAllPhase&gt;=240k&lt; | False | False |  |  |  |  | 10.3 |  | 16.1 | 13.2 | [6 empty] | 256000 | Electric Resistance Heating Or | 08/29/2023 |  | 11/13/2023
Daikin Comfort Technologies Manufacturing, L.P. | Daikin | DPSA025A2BHDM*0B04355*0 |  | Voluntarily Certified | ACAirCoolAllPhase&gt;=240k&lt; | False | False |  |  |  |  | 10.4 |  | 16.3 | 13.2 | [6 empty] | 256000 | Electric Resistance Heating Or | 08/29/2023 |  | 11/13/2023
Daikin Comfort Technologies Manufacturing, L.P. | Daikin | DPSA025A2BHDM*0B04355*E |  | Voluntarily Certified | ACAirCoolAllPhase&gt;=240k&lt; | False | False |  |  |  |  | 10.3 |  | 16.2 | 13.2 | [6 empty] | 256000 | Electric Resistance Heating Or | 08/29/2023 |  | 11/13/2023
Daikin Comfort Technologies Manufacturing, L.P. | Daikin | DPSA025A2BPAV*0B02560*0 |  | Voluntarily Certified | ACAirCoolAllPhase&gt;=240k&lt; | False | False |  |  |  |  | 10.5 |  | 18.5 | 13.2 | [6 empty] | 242000 | Electric Resistance Heating Or | 08/29/2023 |  | 11/13/2023
Daikin Comfort Technologies Manufacturing, L.P. | Daikin | DPSA025A2BPAV*0B02560*E |  | Voluntarily Certified | ACAirCoolAllPhase&gt;=240k&lt; | False | False |  |  |  |  | 10.4 |  | 18.4 | 13.2 | [6 empty] | 242000 | Electric Resistance Heating Or | 08/29/2023 |  | 11/13/2023
Daikin Comfort Technologies Manufacturing, L.P. | Daikin | DPSA025A2BPDV*0B02500*0 |  | Voluntarily Certified | ACAirCoolAllPhase&gt;=240k&lt; | False | False |  |  |  |  | 10.3 |  | 18.4 | 13.2 | [6 empty] | 242000 | Electric Resistance Heating Or | 08/29/2023 |  | 11/13/2023
Daikin Comfort Technologies Manufacturing, L.P. | Daikin | DPSA025A2BPDV*0B02500*E |  | Voluntarily Certified | ACAirCoolAllPhase&gt;=240k&lt; | False | False |  |  |  |  | 10.2 |  | 18.3 | 13.2 | [6 empty] | 242000 | Electric Resistance Heating Or | 08/29/2023 |  | 11/13/2023
Daikin Comfort Technologies Manufacturing, L.P. | Daikin | DPSA025A2BPDV*0B02560*0 |  | Voluntarily Certified | ACAirCoolAllPhase&gt;=240k&lt; | False | False |  |  |  |  | 10.3 |  | 18.4 | 13.2 | [6 empty] | 242000 | Electric Resistance Heating Or | 08/29/2023 |  | 11/13/2023
Daikin Comfort Technologies Manufacturing, L.P. | Daikin | DPSA025A2BPDV*0B02560*E |  | Voluntarily Certified | ACAirCoolAllPhase&gt;=240k&lt; | False | False |  |  |  |  | 10.2 |  | 18.3 | 13.2 | [6 empty] | 242000 | Electric Resistance Heating Or | 08/29/2023 |  | 11/13/2023
Daikin Comfort Technologies Manufacturing, L.P. | Daikin | DPSA025A2BPDV*0B04355*0 |  | Voluntarily Certified | ACAirCoolAllPhase&gt;=240k&lt; | False | False |  |  |  |  | 10.3 |  | 18.4 | 13.2 | [6 empty] | 242000 | Electric Resistance Heating Or | 08/29/2023 |  | 11/13/2023
Daikin Comfort Technologies Manufacturing, L.P. | Daikin | DPSA025A2BPDV*0B04355*E |  | Voluntarily Certified | ACAirCoolAllPhase&gt;=240k&lt; | False | False |  |  |  |  | 10.2 |  | 18.3 | 13.2 | [6 empty] | 242000 | Electric Resistance Heating Or | 08/29/2023 |  | 11/13/2023
Daikin Comfort Technologies Manufacturing, L.P. | Daikin | DPSA025A2BSAT*0B02450*0 |  | Voluntarily Certified | ACAirCoolAllPhase&gt;=240k&lt; | False | False |  |  |  |  | 10.6 |  | 16.2 | 13.2 | [6 empty] | 256000 | Electric Resistance Heating Or | 08/29/2023 |  | 11/13/2023
Daikin Comfort Technologies Manufacturing, L.P. | Daikin | DPSA025A2BSAT*0B02450*E |  | Voluntarily Certified | ACAirCoolAllPhase&gt;=240k&lt; | False | False |  |  |  |  | 10.5 |  | 16.1 | 13.2 | [6 empty] | 256000 | Electric Resistance Heating Or | 08/29/2023 |  | 11/13/2023
Daikin Comfort Technologies Manufacturing, L.P. | Daikin | DPSA025A2BSAT*0B02500*0 |  | Voluntarily Certified | ACAirCoolAllPhase&gt;=240k&lt; | False | False |  |  |  |  | 10.6 |  | 16.2 | 13.2 | [6 empty] | 256000 | Electric Resistance Heating Or | 08/29/2023 |  | 11/13/2023
Daikin Comfort Technologies Manufacturing, L.P. | Daikin | DPSA025A2BSAT*0B02500*E |  | Voluntarily Certified | ACAirCoolAllPhase&gt;=240k&lt; | False | False |  |  |  |  | 10.5 |  | 16.1 | 13.2 | [6 empty] | 256000 | Electric Resistance Heating Or | 08/29/2023 |  | 11/13/2023
Daikin Comfort Technologies Manufacturing, L.P. | Daikin | DPSA025A2BSAT*0B02560*0 |  | Voluntarily Certified | ACAirCoolAllPhase&gt;=240k&lt; | False | False |  |  |  |  | 10.6 |  | 16.2 | 13.2 | [6 empty] | 256000 | Electric Resistance Heating Or | 08/29/2023 |  | 11/13/2023
Daikin Comfort Technologies Manufacturing, L.P. | Daikin | DPSA025A2BSAT*0B02560*E |  | Voluntarily Certified | ACAirCoolAllPhase&gt;=240k&lt; | False | False |  |  |  |  | 10.5 |  | 16.1 | 13.2 | [6 empty] | 256000 | Electric Resistance Heating Or | 08/29/2023 |  | 11/13/2023
Daikin Comfort Technologies Manufacturing, L.P. | Daikin | DPSA025A2BSAT*0B02630*0 |  | Voluntarily Certified | ACAirCoolAllPhase&gt;=240k&lt; | False | False |  |  |  |  | 10.6 |  | 16.1 | 13.2 | [6 empty] | 256000 | Electric Resistance Heating Or | 08/29/2023 |  | 11/13/2023
Daikin Comfort Technologies Manufacturing, L.P. | Daikin | DPSA025A2BSAT*0B02630*E |  | Voluntarily Certified | ACAirCoolAllPhase&gt;=240k&lt; | False | False |  |  |  |  | 10.5 |  | 16 | 13.2 | [6 empty] | 256000 | Electric Resistance Heating Or | 08/29/2023 |  | 11/13/2023
Daikin Comfort Technologies Manufacturing, L.P. | Daikin | DPSA025A2BSAT*0B04355*0 |  | Voluntarily Certified | ACAirCoolAllPhase&gt;=240k&lt; | False | False |  |  |  |  | 10.6 |  | 16.2 | 13.2 | [6 empty] | 256000 | Electric Resistance Heating Or | 08/29/2023 |  | 11/13/2023
Daikin Comfort Technologies Manufacturing, L.P. | Daikin | DPSA025A2BSAT*0B04355*E |  | Voluntarily Certified | ACAirCoolAllPhase&gt;=240k&lt; | False | False |  |  |  |  | 10.5 |  | 16.1 | 13.2 | [6 empty] | 256000 | Electric Resistance Heating Or | 08/29/2023 |  | 11/13/2023
Daikin Comfort Technologies Manufacturing, L.P. | Daikin | DPSA025A2BSBT*0B02450*0 |  | Voluntarily Certified | ACAirCoolAllPhase&gt;=240k&lt; | False | False |  |  |  |  | 10.4 |  | 16.3 | 13.2 | [6 empty] | 252000 | Electric Resistance Heating Or | 08/29/2023 |  | 11/13/2023
Daikin Comfort Technologies Manufacturing, L.P. | Daikin | DPSA025A2BSBT*0B02450*E |  | Voluntarily Certified | ACAirCoolAllPhase&gt;=240k&lt; | False | False |  |  |  |  | 10.3 |  | 16.2 | 13.2 | [6 empty] | 252000 | Electric Resistance Heating Or | 08/29/2023 |  | 11/13/2023
Daikin Comfort Technologies Manufacturing, L.P. | Daikin | DPSA025A2BSBT*0B02500*0 |  | Voluntarily Certified | ACAirCoolAllPhase&gt;=240k&lt; | False | False |  |  |  |  | 10.4 |  | 16.4 | 13.2 | [6 empty] | 252000 | Electric Resistance Heating Or | 08/29/2023 |  | 11/13/2023
Daikin Comfort Technologies Manufacturing, L.P. | Daikin | DPSA025A2BSBT*0B02500*E |  | Voluntarily Certified | ACAirCoolAllPhase&gt;=240k&lt; | False | False |  |  |  |  | 10.3 |  | 16.3 | 13.2 | [6 empty] | 252000 | Electric Resistance Heating Or | 08/29/2023 |  | 11/13/2023
Daikin Comfort Technologies Manufacturing, L.P. | Daikin | DPSA025A2BSBT*0B02560*0 |  | Voluntarily Certified | ACAirCoolAllPhase&gt;=240k&lt; | False | False |  |  |  |  | 10.4 |  | 16.4 | 13.2 | [6 empty] | 252000 | Electric Resistance Heating Or | 08/29/2023 |  | 11/13/2023
Daikin Comfort Technologies Manufacturing, L.P. | Daikin | DPSA025A2BSBT*0B02560*E |  | Voluntarily Certified | ACAirCoolAllPhase&gt;=240k&lt; | False | False |  |  |  |  | 10.3 |  | 16.3 | 13.2 | [6 empty] | 252000 | Electric Resistance Heating Or | 08/29/2023 |  | 11/13/2023
Daikin Comfort Technologies Manufacturing, L.P. | Daikin | DPSA025A2BSBT*0B02630*0 |  | Voluntarily Certified | ACAirCoolAllPhase&gt;=240k&lt; | False | False |  |  |  |  | 10.4 |  | 16.4 | 13.2 | [6 empty] | 252000 | Electric Resistance Heating Or | 08/29/2023 |  | 11/13/2023
Daikin Comfort Technologies Manufacturing, L.P. | Daikin | DPSA025A2BSBT*0B02630*E |  | Voluntarily Certified | ACAirCoolAllPhase&gt;=240k&lt; | False | False |  |  |  |  | 10.3 |  | 16.3 | 13.2 | [6 empty] | 252000 | Electric Resistance Heating Or | 08/29/2023 |  | 11/13/2023
Daikin Comfort Technologies Manufacturing, L.P. | Daikin | DPSA025A2BSBT*0B04355*0 |  | Voluntarily Certified | ACAirCoolAllPhase&gt;=240k&lt; | False | False |  |  |  |  | 10.4 |  | 16.4 | 13.2 | [6 empty] | 252000 | Electric Resistance Heating Or | 08/29/2023 |  | 11/13/2023
Daikin Comfort Technologies Manufacturing, L.P. | Daikin | DPSA025A2BSBT*0B04355*E |  | Voluntarily Certified | ACAirCoolAllPhase&gt;=240k&lt; | False | False |  |  |  |  | 10.3 |  | 16.3 | 13.2 | [6 empty] | 252000 | Electric Resistance Heating Or | 08/29/2023 |  | 11/13/2023
Daikin Comfort Technologies Manufacturing, L.P. | Daikin | DPSA025A2BSCT*0B02450*0 |  | Voluntarily Certified | ACAirCoolAllPhase&gt;=240k&lt; | False | False |  |  |  |  | 10.2 |  | 14.5 | 13.2 | [6 empty] | 248000 | Electric Resistance Heating Or | 08/29/2023 |  | 11/13/2023
Daikin Comfort Technologies Manufacturing, L.P. | Daikin | DPSA025A2BSCT*0B02450*E |  | Voluntarily Certified | ACAirCoolAllPhase&gt;=240k&lt; | False | False |  |  |  |  | 10.1 |  | 14.4 | 13.2 | [6 empty] | 248000 | Electric Resistance Heating Or | 08/29/2023 |  | 11/13/2023
Daikin Comfort Technologies Manufacturing, L.P. | Daikin | DPSA025A2BSCT*0B02500*0 |  | Voluntarily Certified | ACAirCoolAllPhase&gt;=240k&lt; | False | False |  |  |  |  | 10.2 |  | 14.5 | 13.2 | [6 empty] | 248000 | Electric Resistance Heating Or | 08/29/2023 |  | 11/13/2023
Daikin Comfort Technologies Manufacturing, L.P. | Daikin | DPSA025A2BSCT*0B02500*E |  | Voluntarily Certified | ACAirCoolAllPhase&gt;=240k&lt; | False | False |  |  |  |  | 10.1 |  | 14.4 | 13.2 | [6 empty] | 248000 | Electric Resistance Heating Or | 08/29/2023 |  | 11/13/2023
Daikin Comfort Technologies Manufacturing, L.P. | Daikin | DPSA025A2BSCT*0B02560*0 |  | Voluntarily Certified | ACAirCoolAllPhase&gt;=240k&lt; | False | False |  |  |  |  | 10.2 |  | 14.5 | 13.2 | [6 empty] | 248000 | Electric Resistance Heating Or | 08/29/2023 |  | 11/13/2023
Daikin Comfort Technologies Manufacturing, L.P. | Daikin | DPSA025A2BSCT*0B02560*E |  | Voluntarily Certified | ACAirCoolAllPhase&gt;=240k&lt; | False | False |  |  |  |  | 10.1 |  | 14.4 | 13.2 | [6 empty] | 248000 | Electric Resistance Heating Or | 08/29/2023 |  | 11/13/2023
Daikin Comfort Technologies Manufacturing, L.P. | Daikin | DPSA025A2BSCT*0B02630*0 |  | Voluntarily Certified | ACAirCoolAllPhase&gt;=240k&lt; | False | False |  |  |  |  | 10.2 |  | 14.5 | 13.2 | [6 empty] | 248000 | Electric Resistance Heating Or | 08/29/2023 |  | 11/13/2023
Daikin Comfort Technologies Manufacturing, L.P. | Daikin | DPSA025A2BSCT*0B02630*E |  | Voluntarily Certified | ACAirCoolAllPhase&gt;=240k&lt; | False | False |  |  |  |  | 10.1 |  | 14.4 | 13.2 | [6 empty] | 248000 | Electric Resistance Heating Or | 08/29/2023 |  | 11/13/2023
Daikin Comfort Technologies Manufacturing, L.P. | Daikin | DPSA025A2BSCT*0B04355*0 |  | Voluntarily Certified | ACAirCoolAllPhase&gt;=240k&lt; | False | False |  |  |  |  | 10.2 |  | 14.5 | 13.2 | [6 empty] | 248000 | Electric Resistance Heating Or | 08/29/2023 |  | 11/13/2023
Daikin Comfort Technologies Manufacturing, L.P. | Daikin | DPSA025A2BSCT*0B04355*E |  | Voluntarily Certified | ACAirCoolAllPhase&gt;=240k&lt; | False | False |  |  |  |  | 10.1 |  | 14.4 | 13.2 | [6 empty] | 248000 | Electric Resistance Heating Or | 08/29/2023 |  | 11/13/2023
Daikin Comfort Technologies Manufacturing, L.P. | Daikin | DPSA025A2BSDT*0B02450*0 |  | Voluntarily Certified | ACAirCoolAllPhase&gt;=240k&lt; | False | False |  |  |  |  | 10.4 |  | 16.1 | 13.2 | [6 empty] | 256000 | Electric Resistance Heating Or | 08/29/2023 |  | 11/13/2023
Daikin Comfort Technologies Manufacturing, L.P. | Daikin | DPSA025A2BSDT*0B02450*E |  | Voluntarily Certified | ACAirCoolAllPhase&gt;=240k&lt; | False | False |  |  |  |  | 10.3 |  | 16 | 13.2 | [6 empty] | 256000 | Electric Resistance Heating Or | 08/29/2023 |  | 11/13/2023
Daikin Comfort Technologies Manufacturing, L.P. | Daikin | DPSA025A2BSDT*0B02500*0 |  | Voluntarily Certified | ACAirCoolAllPhase&gt;=240k&lt; | False | False |  |  |  |  | 10.5 |  | 16.1 | 13.2 | [6 empty] | 256000 | Electric Resistance Heating Or | 08/29/2023 |  | 11/13/2023
Daikin Comfort Technologies Manufacturing, L.P. | Daikin | DPSA025A2BSDT*0B02500*E |  | Voluntarily Certified | ACAirCoolAllPhase&gt;=240k&lt; | False | False |  |  |  |  | 10.4 |  | 16 | 13.2 | [6 empty] | 256000 | Electric Resistance Heating Or | 08/29/2023 |  | 11/13/2023
Daikin Comfort Technologies Manufacturing, L.P. | Daikin | DPSA025A2BSDT*0B02560*0 |  | Voluntarily Certified | ACAirCoolAllPhase&gt;=240k&lt; | False | False |  |  |  |  | 10.5 |  | 16.2 | 13.2 | [6 empty] | 256000 | Electric Resistance Heating Or | 08/29/2023 |  | 11/13/2023
Daikin Comfort Technologies Manufacturing, L.P. | Daikin | DPSA025A2BSDT*0B02560*E |  | Voluntarily Certified | ACAirCoolAllPhase&gt;=240k&lt; | False | False |  |  |  |  | 10.4 |  | 16.1 | 13.2 | [6 empty] | 256000 | Electric Resistance Heating Or | 08/29/2023 |  | 11/13/2023
Daikin Comfort Technologies Manufacturing, L.P. | Daikin | DPSA025A2BSDT*0B02630*0 |  | Voluntarily Certified | ACAirCoolAllPhase&gt;=240k&lt; | False | False |  |  |  |  | 10.4 |  | 16.1 | 13.2 | [6 empty] | 256000 | Electric Resistance Heating Or | 08/29/2023 |  | 11/13/2023
Daikin Comfort Technologies Manufacturing, L.P. | Daikin | DPSA025A2BSDT*0B02630*E |  | Voluntarily Certified | ACAirCoolAllPhase&gt;=240k&lt; | False | False |  |  |  |  | 10.3 |  | 16 | 13.2 | [6 empty] | 256000 | Electric Resistance Heating Or | 08/29/2023 |  | 11/13/2023
Daikin Comfort Technologies Manufacturing, L.P. | Daikin | DPSA025A2BSDT*0B04355*0 |  | Voluntarily Certified | ACAirCoolAllPhase&gt;=240k&lt; | False | False |  |  |  |  | 10.4 |  | 16.1 | 13.2 | [6 empty] | 256000 | Electric Resistance Heating Or | 08/29/2023 |  | 11/13/2023
Daikin Comfort Technologies Manufacturing, L.P. | Daikin | DPSA025A2BSDT*0B04355*E |  | Voluntarily Certified | ACAirCoolAllPhase&gt;=240k&lt; | False | False |  |  |  |  | 10.3 |  | 16 | 13.2 | [6 empty] | 256000 | Electric Resistance Heating Or | 08/29/2023 |  | 11/13/2023
Daikin Comfort Technologies Manufacturing, L.P. | Daikin | DPSA025A4BHAM*0B04450*0 |  | Voluntarily Certified | ACAirCoolAllPhase&gt;=240k&lt; | False | False |  |  |  |  | 11 |  | 16.8 | 13.2 | [6 empty] | 260000 | Electric Resistance Heating Or | 08/29/2023 |  | 11/13/2023
Daikin Comfort Technologies Manufacturing, L.P. | Daikin | DPSA025A4BHAM*0B04450*E |  | Voluntarily Certified | ACAirCoolAllPhase&gt;=240k&lt; | False | False |  |  |  |  | 10.9 |  | 16.7 | 13.2 | [6 empty] | 260000 | Electric Resistance Heating Or | 08/29/2023 |  | 11/13/2023
Daikin Comfort Technologies Manufacturing, L.P. | Daikin | DPSA025A4BHBM*0B04450*0 |  | Voluntarily Certified | ACAirCoolAllPhase&gt;=240k&lt; | False | False |  |  |  |  | 10.8 |  | 16.8 | 13.2 | [6 empty] | 256000 | Electric Resistance Heating Or | 08/29/2023 |  | 11/13/2023
Daikin Comfort Technologies Manufacturing, L.P. | Daikin | DPSA025A4BHBM*0B04450*E |  | Voluntarily Certified | ACAirCoolAllPhase&gt;=240k&lt; | False | False |  |  |  |  | 10.7 |  | 16.7 | 13.2 | [6 empty] | 256000 | Electric Resistance Heating Or | 08/29/2023 |  | 11/13/2023
Daikin Comfort Technologies Manufacturing, L.P. | Daikin | DPSA025A4BHCM*0B04450*0 |  | Voluntarily Certified | ACAirCoolAllPhase&gt;=240k&lt; | False | False |  |  |  |  | 10.6 |  | 16.4 | 13.2 | [6 empty] | 252000 | Electric Resistance Heating Or | 08/29/2023 |  | 11/13/2023
Daikin Comfort Technologies Manufacturing, L.P. | Daikin | DPSA025A4BHCM*0B04450*E |  | Voluntarily Certified | ACAirCoolAllPhase&gt;=240k&lt; | False | False |  |  |  |  | 10.5 |  | 16.3 | 13.2 | [6 empty] | 252000 | Electric Resistance Heating Or | 08/29/2023 |  | 11/13/2023
Daikin Comfort Technologies Manufacturing, L.P. | Daikin | DPSA025A4BHDM*0B04450*0 |  | Voluntarily Certified | ACAirCoolAllPhase&gt;=240k&lt; | False | False |  |  |  |  | 10.8 |  | 16.6 | 13.2 | [6 empty] | 260000 | Electric Resistance Heating Or | 08/29/2023 |  | 11/13/2023
Daikin Comfort Technologies Manufacturing, L.P. | Daikin | DPSA025A4BHDM*0B04450*E |  | Voluntarily Certified | ACAirCoolAllPhase&gt;=240k&lt; | False | False |  |  |  |  | 10.7 |  | 16.5 | 13.2 | [6 empty] | 260000 | Electric Resistance Heating Or | 08/29/2023 |  | 11/13/2023
Daikin Comfort Technologies Manufacturing, L.P. | Daikin | DPSA025A4BPAV*0B04450*0 |  | Voluntarily Certified | ACAirCoolAllPhase&gt;=240k&lt; | False | False |  |  |  |  | 10.9 |  | 18.8 | 13.2 | [6 empty] | 244000 | Electric Resistance Heating Or | 08/29/2023 |  | 11/13/2023
Daikin Comfort Technologies Manufacturing, L.P. | Daikin | DPSA025A4BPAV*0B04450*E |  | Voluntarily Certified | ACAirCoolAllPhase&gt;=240k&lt; | False | False |  |  |  |  | 10.8 |  | 18.7 | 13.2 | [6 empty] | 244000 | Electric Resistance Heating Or | 08/29/2023 |  | 11/13/2023
Daikin Comfort Technologies Manufacturing, L.P. | Daikin | DPSA025A4BPBV*0B04450*0 |  | Voluntarily Certified | ACAirCoolAllPhase&gt;=240k&lt; | False | False |  |  |  |  | 10.7 |  | 19.1 | 13.2 | [6 empty] | 244000 | Electric Resistance Heating Or | 08/29/2023 |  | 11/13/2023
Daikin Comfort Technologies Manufacturing, L.P. | Daikin | DPSA025A4BPBV*0B04450*E |  | Voluntarily Certified | ACAirCoolAllPhase&gt;=240k&lt; | False | False |  |  |  |  | 10.6 |  | 19 | 13.2 | [6 empty] | 244000 | Electric Resistance Heating Or | 08/29/2023 |  | 11/13/2023
Daikin Comfort Technologies Manufacturing, L.P. | Daikin | DPSA025A4BPDV*0B04450*0 |  | Voluntarily Certified | ACAirCoolAllPhase&gt;=240k&lt; | False | False |  |  |  |  | 10.7 |  | 18.7 | 13.2 | [6 empty] | 244000 | Electric Resistance Heating Or | 08/29/2023 |  | 11/13/2023
Daikin Comfort Technologies Manufacturing, L.P. | Daikin | DPSA025A4BPDV*0B04450*E |  | Voluntarily Certified | ACAirCoolAllPhase&gt;=240k&lt; | False | False |  |  |  |  | 10.6 |  | 18.6 | 13.2 | [6 empty] | 244000 | Electric Resistance Heating Or | 08/29/2023 |  | 11/13/2023
Daikin Comfort Technologies Manufacturing, L.P. | Daikin | DPSA025A4BSAT*0B04450*0 |  | Voluntarily Certified | ACAirCoolAllPhase&gt;=240k&lt; | False | False |  |  |  |  | 11 |  | 16.7 | 13.2 | [6 empty] | 260000 | Electric Resistance Heating Or | 08/29/2023 |  | 11/13/2023
Daikin Comfort Technologies Manufacturing, L.P. | Daikin | DPSA025A4BSAT*0B04450*E |  | Voluntarily Certified | ACAirCoolAllPhase&gt;=240k&lt; | False | False |  |  |  |  | 10.9 |  | 16.6 | 13.2 | [6 empty] | 260000 | Electric Resistance Heating Or | 08/29/2023 |  | 11/13/2023
Daikin Comfort Technologies Manufacturing, L.P. | Daikin | DPSA025A4BSBT*0B04450*0 |  | Voluntarily Certified | ACAirCoolAllPhase&gt;=240k&lt; | False | False |  |  |  |  | 10.8 |  | 16.7 | 13.2 | [6 empty] | 256000 | Electric Resistance Heating Or | 08/29/2023 |  | 11/13/2023
Daikin Comfort Technologies Manufacturing, L.P. | Daikin | DPSA025A4BSBT*0B04450*E |  | Voluntarily Certified | ACAirCoolAllPhase&gt;=240k&lt; | False | False |  |  |  |  | 10.7 |  | 16.6 | 13.2 | [6 empty] | 256000 | Electric Resistance Heating Or | 08/29/2023 |  | 11/13/2023
Daikin Comfort Technologies Manufacturing, L.P. | Daikin | DPSA025A4BSCT*0B04450*0 |  | Voluntarily Certified | ACAirCoolAllPhase&gt;=240k&lt; | False | False |  |  |  |  | 10.6 |  | 16.4 | 13.2 | [6 empty] | 252000 | Electric Resistance Heating Or | 08/29/2023 |  | 11/13/2023
Daikin Comfort Technologies Manufacturing, L.P. | Daikin | DPSA025A4BSCT*0B04450*E |  | Voluntarily Certified | ACAirCoolAllPhase&gt;=240k&lt; | False | False |  |  |  |  | 10.5 |  | 16.3 | 13.2 | [6 empty] | 252000 | Electric Resistance Heating Or | 08/29/2023 |  | 11/13/2023
Daikin Comfort Technologies Manufacturing, L.P. | Daikin | DPSA025A4BSDT*0B04450*0 |  | Voluntarily Certified | ACAirCoolAllPhase&gt;=240k&lt; | False | False |  |  |  |  | 10.8 |  | 16.5 | 13.2 | [6 empty] | 260000 | Electric Resistance Heating Or | 08/29/2023 |  | 11/13/2023
Daikin Comfort Technologies Manufacturing, L.P. | Daikin | DPSA025A4BSDT*0B04450*E |  | Voluntarily Certified | ACAirCoolAllPhase&gt;=240k&lt; | False | False |  |  |  |  | 10.7 |  | 16.4 | 13.2 | [6 empty] | 260000 | Electric Resistance Heating Or | 08/29/2023 |  | 11/13/2023
Daikin Comfort Technologies Manufacturing, L.P. | Daikin | DPSA025A5BHAM*0B04450*0 |  | Voluntarily Certified | ACAirCoolAllPhase&gt;=240k&lt; | False | False |  |  |  |  | 11 |  | 16.8 | 13.2 | [6 empty] | 260000 | Electric Resistance Heating Or | 08/29/2023 |  | 11/13/2023
Daikin Comfort Technologies Manufacturing, L.P. | Daikin | DPSA025A5BHAM*0B04450*E |  | Voluntarily Certified | ACAirCoolAllPhase&gt;=240k&lt; | False | False |  |  |  |  | 10.9 |  | 16.7 | 13.2 | [6 empty] | 260000 | Electric Resistance Heating Or | 08/29/2023 |  | 11/13/2023
Daikin Comfort Technologies Manufacturing, L.P. | Daikin | DPSA025A5BHBM*0B04450*0 |  | Voluntarily Certified | ACAirCoolAllPhase&gt;=240k&lt; | False | False |  |  |  |  | 10.8 |  | 16.8 | 13.2 | [6 empty] | 256000 | Electric Resistance Heating Or | 08/29/2023 |  | 11/13/2023
Daikin Comfort Technologies Manufacturing, L.P. | Daikin | DPSA025A5BHBM*0B04450*E |  | Voluntarily Certified | ACAirCoolAllPhase&gt;=240k&lt; | False | False |  |  |  |  | 10.7 |  | 16.7 | 13.2 | [6 empty] | 256000 | Electric Resistance Heating Or | 08/29/2023 |  | 11/13/2023
Daikin Comfort Technologies Manufacturing, L.P. | Daikin | DPSA025A5BHCM*0B04450*0 |  | Voluntarily Certified | ACAirCoolAllPhase&gt;=240k&lt; | False | False |  |  |  |  | 10.6 |  | 16.4 | 13.2 | [6 empty] | 252000 | Electric Resistance Heating Or | 08/29/2023 |  | 11/13/2023
Daikin Comfort Technologies Manufacturing, L.P. | Daikin | DPSA025A5BHCM*0B04450*E |  | Voluntarily Certified | ACAirCoolAllPhase&gt;=240k&lt; | False | False |  |  |  |  | 10.5 |  | 16.3 | 13.2 | [6 empty] | 252000 | Electric Resistance Heating Or | 08/29/2023 |  | 11/13/2023
Daikin Comfort Technologies Manufacturing, L.P. | Daikin | DPSA025A5BHDM*0B04450*0 |  | Voluntarily Certified | ACAirCoolAllPhase&gt;=240k&lt; | False | False |  |  |  |  | 10.8 |  | 16.6 | 13.2 | [6 empty] | 260000 | Electric Resistance Heating Or | 08/29/2023 |  | 11/13/2023
Daikin Comfort Technologies Manufacturing, L.P. | Daikin | DPSA025A5BHDM*0B04450*E |  | Voluntarily Certified | ACAirCoolAllPhase&gt;=240k&lt; | False | False |  |  |  |  | 10.7 |  | 16.5 | 13.2 | [6 empty] | 260000 | Electric Resistance Heating Or | 08/29/2023 |  | 11/13/2023
Daikin Comfort Technologies Manufacturing, L.P. | Daikin | DPSA025A5BPAV*0B04450*0 |  | Voluntarily Certified | ACAirCoolAllPhase&gt;=240k&lt; | False | False |  |  |  |  | 10.9 |  | 18.8 | 13.2 | [6 empty] | 244000 | Electric Resistance Heating Or | 08/29/2023 |  | 11/13/2023
Daikin Comfort Technologies Manufacturing, L.P. | Daikin | DPSA025A5BPAV*0B04450*E |  | Voluntarily Certified | ACAirCoolAllPhase&gt;=240k&lt; | False | False |  |  |  |  | 10.8 |  | 18.7 | 13.2 | [6 empty] | 244000 | Electric Resistance Heating Or | 08/29/2023 |  | 11/13/2023
Daikin Comfort Technologies Manufacturing, L.P. | Daikin | DPSA025A5BPBV*0B04450*0 |  | Voluntarily Certified | ACAirCoolAllPhase&gt;=240k&lt; | False | False |  |  |  |  | 10.7 |  | 19.1 | 13.2 | [6 empty] | 244000 | Electric Resistance Heating Or | 08/29/2023 |  | 11/13/2023
Daikin Comfort Technologies Manufacturing, L.P. | Daikin | DPSA025A5BPBV*0B04450*E |  | Voluntarily Certified | ACAirCoolAllPhase&gt;=240k&lt; | False | False |  |  |  |  | 10.6 |  | 19 | 13.2 | [6 empty] | 244000 | Electric Resistance Heating Or | 08/29/2023 |  | 11/13/2023
Daikin Comfort Technologies Manufacturing, L.P. | Daikin | DPSA025A5BPDV*0B04450*0 |  | Voluntarily Certified | ACAirCoolAllPhase&gt;=240k&lt; | False | False |  |  |  |  | 10.7 |  | 18.7 | 13.2 | [6 empty] | 244000 | Electric Resistance Heating Or | 08/29/2023 |  | 11/13/2023
Daikin Comfort Technologies Manufacturing, L.P. | Daikin | DPSA025A5BPDV*0B04450*E |  | Voluntarily Certified | ACAirCoolAllPhase&gt;=240k&lt; | False | False |  |  |  |  | 10.6 |  | 18.6 | 13.2 | [6 empty] | 244000 | Electric Resistance Heating Or | 08/29/2023 |  | 11/13/2023
Daikin Comfort Technologies Manufacturing, L.P. | Daikin | DPSA025A5BSAT*0B04450*0 |  | Voluntarily Certified | ACAirCoolAllPhase&gt;=240k&lt; | False | False |  |  |  |  | 11 |  | 16.7 | 13.2 | [6 empty] | 260000 | Electric Resistance Heating Or | 08/29/2023 |  | 11/13/2023
Daikin Comfort Technologies Manufacturing, L.P. | Daikin | DPSA025A5BSAT*0B04450*E |  | Voluntarily Certified | ACAirCoolAllPhase&gt;=240k&lt; | False | False |  |  |  |  | 10.9 |  | 16.6 | 13.2 | [6 empty] | 260000 | Electric Resistance Heating Or | 08/29/2023 |  | 11/13/2023
Daikin Comfort Technologies Manufacturing, L.P. | Daikin | DPSA025A5BSBT*0B04450*0 |  | Voluntarily Certified | ACAirCoolAllPhase&gt;=240k&lt; | False | False |  |  |  |  | 10.8 |  | 16.7 | 13.2 | [6 empty] | 256000 | Electric Resistance Heating Or | 08/29/2023 |  | 11/13/2023
Daikin Comfort Technologies Manufacturing, L.P. | Daikin | DPSA025A5BSBT*0B04450*E |  | Voluntarily Certified | ACAirCoolAllPhase&gt;=240k&lt; | False | False |  |  |  |  | 10.7 |  | 16.6 | 13.2 | [6 empty] | 256000 | Electric Resistance Heating Or | 08/29/2023 |  | 11/13/2023
Daikin Comfort Technologies Manufacturing, L.P. | Daikin | DPSA025A5BSCT*0B04450*0 |  | Voluntarily Certified | ACAirCoolAllPhase&gt;=240k&lt; | False | False |  |  |  |  | 10.6 |  | 16.4 | 13.2 | [6 empty] | 252000 | Electric Resistance Heating Or | 08/29/2023 |  | 11/13/2023
Daikin Comfort Technologies Manufacturing, L.P. | Daikin | DPSA025A5BSCT*0B04450*E |  | Voluntarily Certified | ACAirCoolAllPhase&gt;=240k&lt; | False | False |  |  |  |  | 10.5 |  | 16.3 | 13.2 | [6 empty] | 252000 | Electric Resistance Heating Or | 08/29/2023 |  | 11/13/2023
Daikin Comfort Technologies Manufacturing, L.P. | Daikin | DPSA025A5BSDT*0B04450*0 |  | Voluntarily Certified | ACAirCoolAllPhase&gt;=240k&lt; | False | False |  |  |  |  | 10.8 |  | 16.5 | 13.2 | [6 empty] | 260000 | Electric Resistance Heating Or | 08/29/2023 |  | 11/13/2023
Daikin Comfort Technologies Manufacturing, L.P. | Daikin | DPSA025A5BSDT*0B04450*E |  | Voluntarily Certified | ACAirCoolAllPhase&gt;=240k&lt; | False | False |  |  |  |  | 10.7 |  | 16.4 | 13.2 | [6 empty] | 260000 | Electric Resistance Heating Or | 08/29/2023 |  | 11/13/2023
Daikin Comfort Technologies Manufacturing, L.P. | Daikin | DPSA030A*BHAM*0B02450*0 |  | Voluntarily Certified | ACAirCoolAllPhase&gt;=240k&lt; | False | False |  |  |  |  | 10.6 |  | 16.5 | 13.2 | [6 empty] | 312000 | Electric Resistance Heating Or | 08/29/2023 |  | 11/13/2023
Daikin Comfort Technologies Manufacturing, L.P. | Daikin | DPSA030A*BHAM*0B02450*E |  | Voluntarily Certified | ACAirCoolAllPhase&gt;=240k&lt; | False | False |  |  |  |  | 10.5 |  | 16.4 | 13.2 | [6 empty] | 312000 | Electric Resistance Heating Or | 08/29/2023 |  | 11/13/2023
Daikin Comfort Technologies Manufacturing, L.P. | Daikin | DPSA030A*BHAM*0B02500*0 |  | Voluntarily Certified | ACAirCoolAllPhase&gt;=240k&lt; | False | False |  |  |  |  | 10.7 |  | 16.6 | 13.2 | [6 empty] | 314000 | Electric Resistance Heating Or | 08/29/2023 |  | 11/13/2023
Daikin Comfort Technologies Manufacturing, L.P. | Daikin | DPSA030A*BHAM*0B02500*E |  | Voluntarily Certified | ACAirCoolAllPhase&gt;=240k&lt; | False | False |  |  |  |  | 10.6 |  | 16.5 | 13.2 | [6 empty] | 314000 | Electric Resistance Heating Or | 08/29/2023 |  | 11/13/2023
Daikin Comfort Technologies Manufacturing, L.P. | Daikin | DPSA030A*BHAM*0B02560*0 |  | Voluntarily Certified | ACAirCoolAllPhase&gt;=240k&lt; | False | False |  |  |  |  | 10.8 |  | 16.7 | 13.2 | [6 empty] | 314000 | Electric Resistance Heating Or | 08/29/2023 |  | 11/13/2023
Daikin Comfort Technologies Manufacturing, L.P. | Daikin | DPSA030A*BHAM*0B02560*E |  | Voluntarily Certified | ACAirCoolAllPhase&gt;=240k&lt; | False | False |  |  |  |  | 10.7 |  | 16.6 | 13.2 | [6 empty] | 314000 | Electric Resistance Heating Or | 08/29/2023 |  | 11/13/2023
Daikin Comfort Technologies Manufacturing, L.P. | Daikin | DPSA030A*BHAM*0B02630*0 |  | Voluntarily Certified | ACAirCoolAllPhase&gt;=240k&lt; | False | False |  |  |  |  | 10.7 |  | 16.6 | 13.2 | [6 empty] | 314000 | Electric Resistance Heating Or | 08/29/2023 |  | 11/13/2023
Daikin Comfort Technologies Manufacturing, L.P. | Daikin | DPSA030A*BHAM*0B02630*E |  | Voluntarily Certified | ACAirCoolAllPhase&gt;=240k&lt; | False | False |  |  |  |  | 10.6 |  | 16.5 | 13.2 | [6 empty] | 314000 | Electric Resistance Heating Or | 08/29/2023 |  | 11/13/2023
Daikin Comfort Technologies Manufacturing, L.P. | Daikin | DPSA030A*BHAM*0B04355*0 |  | Voluntarily Certified | ACAirCoolAllPhase&gt;=240k&lt; | False | False |  |  |  |  | 10.7 |  | 16.6 | 13.2 | [6 empty] | 312000 | Electric Resistance Heating Or | 08/29/2023 |  | 11/13/2023
Daikin Comfort Technologies Manufacturing, L.P. | Daikin | DPSA030A*BHAM*0B04355*E |  | Voluntarily Certified | ACAirCoolAllPhase&gt;=240k&lt; | False | False |  |  |  |  | 10.6 |  | 16.5 | 13.2 | [6 empty] | 312000 | Electric Resistance Heating Or | 08/29/2023 |  | 11/13/2023
Daikin Comfort Technologies Manufacturing, L.P. | Daikin | DPSA030A*BHBM*0B02450*0 |  | Voluntarily Certified | ACAirCoolAllPhase&gt;=240k&lt; | False | False |  |  |  |  | 10.8 |  | 16.6 | 13.2 | [6 empty] | 320000 | Electric Resistance Heating Or | 08/29/2023 |  | 11/13/2023
Daikin Comfort Technologies Manufacturing, L.P. | Daikin | DPSA030A*BHBM*0B02450*E |  | Voluntarily Certified | ACAirCoolAllPhase&gt;=240k&lt; | False | False |  |  |  |  | 10.7 |  | 16.5 | 13.2 | [6 empty] | 320000 | Electric Resistance Heating Or | 08/29/2023 |  | 11/13/2023
Daikin Comfort Technologies Manufacturing, L.P. | Daikin | DPSA030A*BHBM*0B02500*0 |  | Voluntarily Certified | ACAirCoolAllPhase&gt;=240k&lt; | False | False |  |  |  |  | 10.9 |  | 16.7 | 13.2 | [6 empty] | 320000 | Electric Resistance Heating Or | 08/29/2023 |  | 11/13/2023
Daikin Comfort Technologies Manufacturing, L.P. | Daikin | DPSA030A*BHBM*0B02500*E |  | Voluntarily Certified | ACAirCoolAllPhase&gt;=240k&lt; | False | False |  |  |  |  | 10.8 |  | 16.6 | 13.2 | [6 empty] | 320000 | Electric Resistance Heating Or | 08/29/2023 |  | 11/13/2023
Daikin Comfort Technologies Manufacturing, L.P. | Daikin | DPSA030A*BHBM*0B02560*0 |  | Voluntarily Certified | ACAirCoolAllPhase&gt;=240k&lt; | False | False |  |  |  |  | 10.9 |  | 16.8 | 13.2 | [6 empty] | 320000 | Electric Resistance Heating Or | 08/29/2023 |  | 11/13/2023
Daikin Comfort Technologies Manufacturing, L.P. | Daikin | DPSA030A*BHBM*0B02560*E |  | Voluntarily Certified | ACAirCoolAllPhase&gt;=240k&lt; | False | False |  |  |  |  | 10.8 |  | 16.7 | 13.2 | [6 empty] | 320000 | Electric Resistance Heating Or | 08/29/2023 |  | 11/13/2023
Daikin Comfort Technologies Manufacturing, L.P. | Daikin | DPSA030A*BHBM*0B02630*0 |  | Voluntarily Certified | ACAirCoolAllPhase&gt;=240k&lt; | False | False |  |  |  |  | 10.8 |  | 16.7 | 13.2 | [6 empty] | 320000 | Electric Resistance Heating Or | 08/29/2023 |  | 11/13/2023
Daikin Comfort Technologies Manufacturing, L.P. | Daikin | DPSA030A*BHBM*0B02630*E |  | Voluntarily Certified | ACAirCoolAllPhase&gt;=240k&lt; | False | False |  |  |  |  | 10.7 |  | 16.6 | 13.2 | [6 empty] | 320000 | Electric Resistance Heating Or | 08/29/2023 |  | 11/13/2023
Daikin Comfort Technologies Manufacturing, L.P. | Daikin | DPSA030A*BHBM*0B04355*0 |  | Voluntarily Certified | ACAirCoolAllPhase&gt;=240k&lt; | False | False |  |  |  |  | 10.9 |  | 16.7 | 13.2 | [6 empty] | 320000 | Electric Resistance Heating Or | 08/29/2023 |  | 11/13/2023
Daikin Comfort Technologies Manufacturing, L.P. | Daikin | DPSA030A*BHBM*0B04355*E |  | Voluntarily Certified | ACAirCoolAllPhase&gt;=240k&lt; | False | False |  |  |  |  | 10.8 |  | 16.6 | 13.2 | [6 empty] | 320000 | Electric Resistance Heating Or | 08/29/2023 |  | 11/13/2023
Daikin Comfort Technologies Manufacturing, L.P. | Daikin | DPSA030A*BHCM*0B02450*0 |  | Voluntarily Certified | ACAirCoolAllPhase&gt;=240k&lt; | False | False |  |  |  |  | 10.2 |  | 16.1 | 13.2 | [6 empty] | 302000 | Electric Resistance Heating Or | 08/29/2023 |  | 11/13/2023
Daikin Comfort Technologies Manufacturing, L.P. | Daikin | DPSA030A*BHCM*0B02450*E |  | Voluntarily Certified | ACAirCoolAllPhase&gt;=240k&lt; | False | False |  |  |  |  | 10.1 |  | 16 | 13.2 | [6 empty] | 302000 | Electric Resistance Heating Or | 08/29/2023 |  | 11/13/2023
Daikin Comfort Technologies Manufacturing, L.P. | Daikin | DPSA030A*BHCM*0B02500*0 |  | Voluntarily Certified | ACAirCoolAllPhase&gt;=240k&lt; | False | False |  |  |  |  | 10.3 |  | 16.2 | 13.2 | [6 empty] | 302000 | Electric Resistance Heating Or | 08/29/2023 |  | 11/13/2023
Daikin Comfort Technologies Manufacturing, L.P. | Daikin | DPSA030A*BHCM*0B02500*E |  | Voluntarily Certified | ACAirCoolAllPhase&gt;=240k&lt; | False | False |  |  |  |  | 10.2 |  | 16.1 | 13.2 | [6 empty] | 302000 | Electric Resistance Heating Or | 08/29/2023 |  | 11/13/2023
Daikin Comfort Technologies Manufacturing, L.P. | Daikin | DPSA030A*BHCM*0B02560*0 |  | Voluntarily Certified | ACAirCoolAllPhase&gt;=240k&lt; | False | False |  |  |  |  | 10.3 |  | 16.2 | 13.2 | [6 empty] | 302000 | Electric Resistance Heating Or | 08/29/2023 |  | 11/13/2023
Daikin Comfort Technologies Manufacturing, L.P. | Daikin | DPSA030A*BHCM*0B02560*E |  | Voluntarily Certified | ACAirCoolAllPhase&gt;=240k&lt; | False | False |  |  |  |  | 10.2 |  | 16.1 | 13.2 | [6 empty] | 302000 | Electric Resistance Heating Or | 08/29/2023 |  | 11/13/2023
Daikin Comfort Technologies Manufacturing, L.P. | Daikin | DPSA030A*BHCM*0B02630*0 |  | Voluntarily Certified | ACAirCoolAllPhase&gt;=240k&lt; | False | False |  |  |  |  | 10.2 |  | 16.2 | 13.2 | [6 empty] | 302000 | Electric Resistance Heating Or | 08/29/2023 |  | 11/13/2023
Daikin Comfort Technologies Manufacturing, L.P. | Daikin | DPSA030A*BHCM*0B02630*E |  | Voluntarily Certified | ACAirCoolAllPhase&gt;=240k&lt; | False | False |  |  |  |  | 10.1 |  | 16.1 | 13.2 | [6 empty] | 302000 | Electric Resistance Heating Or | 08/29/2023 |  | 11/13/2023
Daikin Comfort Technologies Manufacturing, L.P. | Daikin | DPSA030A*BHCM*0B04355*0 |  | Voluntarily Certified | ACAirCoolAllPhase&gt;=240k&lt; | False | False |  |  |  |  | 10.2 |  | 16.2 | 13.2 | [6 empty] | 302000 | Electric Resistance Heating Or | 08/29/2023 |  | 11/13/2023
Daikin Comfort Technologies Manufacturing, L.P. | Daikin | DPSA030A*BHCM*0B04355*E |  | Voluntarily Certified | ACAirCoolAllPhase&gt;=240k&lt; | False | False |  |  |  |  | 10.1 |  | 16.1 | 13.2 | [6 empty] | 302000 | Electric Resistance Heating Or | 08/29/2023 |  | 11/13/2023
Daikin Comfort Technologies Manufacturing, L.P. | Daikin | DPSA030A*BHDM*0B02450*0 |  | Voluntarily Certified | ACAirCoolAllPhase&gt;=240k&lt; | False | False |  |  |  |  | 10.4 |  | 16.3 | 13.2 | [6 empty] | 314000 | Electric Resistance Heating Or | 08/29/2023 |  | 11/13/2023
Daikin Comfort Technologies Manufacturing, L.P. | Daikin | DPSA030A*BHDM*0B02450*E |  | Voluntarily Certified | ACAirCoolAllPhase&gt;=240k&lt; | False | False |  |  |  |  | 10.3 |  | 16.2 | 13.2 | [6 empty] | 314000 | Electric Resistance Heating Or | 08/29/2023 |  | 11/13/2023
Daikin Comfort Technologies Manufacturing, L.P. | Daikin | DPSA030A*BHDM*0B02500*0 |  | Voluntarily Certified | ACAirCoolAllPhase&gt;=240k&lt; | False | False |  |  |  |  | 10.5 |  | 16.4 | 13.2 | [6 empty] | 314000 | Electric Resistance Heating Or | 08/29/2023 |  | 11/13/2023
Daikin Comfort Technologies Manufacturing, L.P. | Daikin | DPSA030A*BHDM*0B02500*E |  | Voluntarily Certified | ACAirCoolAllPhase&gt;=240k&lt; | False | False |  |  |  |  | 10.4 |  | 16.3 | 13.2 | [6 empty] | 314000 | Electric Resistance Heating Or | 08/29/2023 |  | 11/13/2023
Daikin Comfort Technologies Manufacturing, L.P. | Daikin | DPSA030A*BHDM*0B02560*0 |  | Voluntarily Certified | ACAirCoolAllPhase&gt;=240k&lt; | False | False |  |  |  |  | 10.5 |  | 16.4 | 13.2 | [6 empty] | 314000 | Electric Resistance Heating Or | 08/29/2023 |  | 11/13/2023
Daikin Comfort Technologies Manufacturing, L.P. | Daikin | DPSA030A*BHDM*0B02560*E |  | Voluntarily Certified | ACAirCoolAllPhase&gt;=240k&lt; | False | False |  |  |  |  | 10.4 |  | 16.3 | 13.2 | [6 empty] | 314000 | Electric Resistance Heating Or | 08/29/2023 |  | 11/13/2023
Daikin Comfort Technologies Manufacturing, L.P. | Daikin | DPSA030A*BHDM*0B02630*0 |  | Voluntarily Certified | ACAirCoolAllPhase&gt;=240k&lt; | False | False |  |  |  |  | 10.4 |  | 16.3 | 13.2 | [6 empty] | 314000 | Electric Resistance Heating Or | 08/29/2023 |  | 11/13/2023
Daikin Comfort Technologies Manufacturing, L.P. | Daikin | DPSA030A*BHDM*0B02630*E |  | Voluntarily Certified | ACAirCoolAllPhase&gt;=240k&lt; | False | False |  |  |  |  | 10.3 |  | 16.2 | 13.2 | [6 empty] | 314000 | Electric Resistance Heating Or | 08/29/2023 |  | 11/13/2023
Daikin Comfort Technologies Manufacturing, L.P. | Daikin | DPSA030A*BHDM*0B04355*0 |  | Voluntarily Certified | ACAirCoolAllPhase&gt;=240k&lt; | False | False |  |  |  |  | 10.5 |  | 16.4 | 13.2 | [6 empty] | 314000 | Electric Resistance Heating Or | 08/29/2023 |  | 11/13/2023
Daikin Comfort Technologies Manufacturing, L.P. | Daikin | DPSA030A*BHDM*0B04355*E |  | Voluntarily Certified | ACAirCoolAllPhase&gt;=240k&lt; | False | False |  |  |  |  | 10.4 |  | 16.3 | 13.2 | [6 empty] | 314000 | Electric Resistance Heating Or | 08/29/2023 |  | 11/13/2023
Daikin Comfort Technologies Manufacturing, L.P. | Daikin | DPSA030A*BPAV*0B02450*0 |  | Voluntarily Certified | ACAirCoolAllPhase&gt;=240k&lt; | False | False |  |  |  |  | 10.4 |  | 17.4 | 13.2 | [6 empty] | 312000 | Electric Resistance Heating Or | 08/29/2023 |  | 11/13/2023
Daikin Comfort Technologies Manufacturing, L.P. | Daikin | DPSA030A*BPAV*0B02450*E |  | Voluntarily Certified | ACAirCoolAllPhase&gt;=240k&lt; | False | False |  |  |  |  | 10.3 |  | 17.3 | 13.2 | [6 empty] | 312000 | Electric Resistance Heating Or | 08/29/2023 |  | 11/13/2023
Daikin Comfort Technologies Manufacturing, L.P. | Daikin | DPSA030A*BPAV*0B02500*0 |  | Voluntarily Certified | ACAirCoolAllPhase&gt;=240k&lt; | False | False |  |  |  |  | 10.5 |  | 17.5 | 13.2 | [6 empty] | 314000 | Electric Resistance Heating Or | 08/29/2023 |  | 11/13/2023
Daikin Comfort Technologies Manufacturing, L.P. | Daikin | DPSA030A*BPAV*0B02500*E |  | Voluntarily Certified | ACAirCoolAllPhase&gt;=240k&lt; | False | False |  |  |  |  | 10.4 |  | 17.4 | 13.2 | [6 empty] | 314000 | Electric Resistance Heating Or | 08/29/2023 |  | 11/13/2023
Daikin Comfort Technologies Manufacturing, L.P. | Daikin | DPSA030A*BPAV*0B02560*0 |  | Voluntarily Certified | ACAirCoolAllPhase&gt;=240k&lt; | False | False |  |  |  |  | 10.6 |  | 17.5 | 13.2 | [6 empty] | 314000 | Electric Resistance Heating Or | 08/29/2023 |  | 11/13/2023
Daikin Comfort Technologies Manufacturing, L.P. | Daikin | DPSA030A*BPAV*0B02560*E |  | Voluntarily Certified | ACAirCoolAllPhase&gt;=240k&lt; | False | False |  |  |  |  | 10.5 |  | 17.4 | 13.2 | [6 empty] | 314000 | Electric Resistance Heating Or | 08/29/2023 |  | 11/13/2023
Daikin Comfort Technologies Manufacturing, L.P. | Daikin | DPSA030A*BPAV*0B02630*0 |  | Voluntarily Certified | ACAirCoolAllPhase&gt;=240k&lt; | False | False |  |  |  |  | 10.5 |  | 17.5 | 13.2 | [6 empty] | 312000 | Electric Resistance Heating Or | 08/29/2023 |  | 11/13/2023
Daikin Comfort Technologies Manufacturing, L.P. | Daikin | DPSA030A*BPAV*0B02630*E |  | Voluntarily Certified | ACAirCoolAllPhase&gt;=240k&lt; | False | False |  |  |  |  | 10.4 |  | 17.4 | 13.2 | [6 empty] | 312000 | Electric Resistance Heating Or | 08/29/2023 |  | 11/13/2023
Daikin Comfort Technologies Manufacturing, L.P. | Daikin | DPSA030A*BPAV*0B04355*0 |  | Voluntarily Certified | ACAirCoolAllPhase&gt;=240k&lt; | False | False |  |  |  |  | 10.5 |  | 17.5 | 13.2 | [6 empty] | 312000 | Electric Resistance Heating Or | 08/29/2023 |  | 11/13/2023
Daikin Comfort Technologies Manufacturing, L.P. | Daikin | DPSA030A*BPAV*0B04355*E |  | Voluntarily Certified | ACAirCoolAllPhase&gt;=240k&lt; | False | False |  |  |  |  | 10.4 |  | 17.4 | 13.2 | [6 empty] | 312000 | Electric Resistance Heating Or | 08/29/2023 |  | 11/13/2023
Daikin Comfort Technologies Manufacturing, L.P. | Daikin | DPSA030A*BPBV*0B02450*0 |  | Voluntarily Certified | ACAirCoolAllPhase&gt;=240k&lt; | False | False |  |  |  |  | 10.6 |  | 17.6 | 13.2 | [6 empty] | 320000 | Electric Resistance Heating Or | 08/29/2023 |  | 11/13/2023
Daikin Comfort Technologies Manufacturing, L.P. | Daikin | DPSA030A*BPBV*0B02450*E |  | Voluntarily Certified | ACAirCoolAllPhase&gt;=240k&lt; | False | False |  |  |  |  | 10.5 |  | 17.5 | 13.2 | [6 empty] | 320000 | Electric Resistance Heating Or | 08/29/2023 |  | 11/13/2023
Daikin Comfort Technologies Manufacturing, L.P. | Daikin | DPSA030A*BPBV*0B02500*0 |  | Voluntarily Certified | ACAirCoolAllPhase&gt;=240k&lt; | False | False |  |  |  |  | 10.7 |  | 17.7 | 13.2 | [6 empty] | 320000 | Electric Resistance Heating Or | 08/29/2023 |  | 11/13/2023
Daikin Comfort Technologies Manufacturing, L.P. | Daikin | DPSA030A*BPBV*0B02500*E |  | Voluntarily Certified | ACAirCoolAllPhase&gt;=240k&lt; | False | False |  |  |  |  | 10.6 |  | 17.6 | 13.2 | [6 empty] | 320000 | Electric Resistance Heating Or | 08/29/2023 |  | 11/13/2023
Daikin Comfort Technologies Manufacturing, L.P. | Daikin | DPSA030A*BPBV*0B02560*0 |  | Voluntarily Certified | ACAirCoolAllPhase&gt;=240k&lt; | False | False |  |  |  |  | 10.7 |  | 17.7 | 13.2 | [6 empty] | 320000 | Electric Resistance Heating Or | 08/29/2023 |  | 11/13/2023
Daikin Comfort Technologies Manufacturing, L.P. | Daikin | DPSA030A*BPBV*0B02560*E |  | Voluntarily Certified | ACAirCoolAllPhase&gt;=240k&lt; | False | False |  |  |  |  | 10.6 |  | 17.6 | 13.2 | [6 empty] | 320000 | Electric Resistance Heating Or | 08/29/2023 |  | 11/13/2023
Daikin Comfort Technologies Manufacturing, L.P. | Daikin | DPSA030A*BPBV*0B02630*0 |  | Voluntarily Certified | ACAirCoolAllPhase&gt;=240k&lt; | False | False |  |  |  |  | 10.7 |  | 17.7 | 13.2 | [6 empty] | 320000 | Electric Resistance Heating Or | 08/29/2023 |  | 11/13/2023
Daikin Comfort Technologies Manufacturing, L.P. | Daikin | DPSA030A*BPBV*0B02630*E |  | Voluntarily Certified | ACAirCoolAllPhase&gt;=240k&lt; | False | False |  |  |  |  | 10.6 |  | 17.6 | 13.2 | [6 empty] | 320000 | Electric Resistance Heating Or | 08/29/2023 |  | 11/13/2023
Daikin Comfort Technologies Manufacturing, L.P. | Daikin | DPSA030A*BPBV*0B04355*0 |  | Voluntarily Certified | ACAirCoolAllPhase&gt;=240k&lt; | False | False |  |  |  |  | 10.7 |  | 17.7 | 13.2 | [6 empty] | 320000 | Electric Resistance Heating Or | 08/29/2023 |  | 11/13/2023
Daikin Comfort Technologies Manufacturing, L.P. | Daikin | DPSA030A*BPBV*0B04355*E |  | Voluntarily Certified | ACAirCoolAllPhase&gt;=240k&lt; | False | False |  |  |  |  | 10.6 |  | 17.6 | 13.2 | [6 empty] | 320000 | Electric Resistance Heating Or | 08/29/2023 |  | 11/13/2023
Daikin Comfort Technologies Manufacturing, L.P. | Daikin | DPSA030A*BPCV*0B02450*0 |  | Voluntarily Certified | ACAirCoolAllPhase&gt;=240k&lt; | False | False |  |  |  |  | 10 |  | 17 | 13.2 | [6 empty] | 302000 | Electric Resistance Heating Or | 08/29/2023 |  | 11/13/2023
Daikin Comfort Technologies Manufacturing, L.P. | Daikin | DPSA030A*BPCV*0B02500*0 |  | Voluntarily Certified | ACAirCoolAllPhase&gt;=240k&lt; | False | False |  |  |  |  | 10.1 |  | 17.1 | 13.2 | [6 empty] | 302000 | Electric Resistance Heating Or | 08/29/2023 |  | 11/13/2023
Daikin Comfort Technologies Manufacturing, L.P. | Daikin | DPSA030A*BPCV*0B02500*E |  | Voluntarily Certified | ACAirCoolAllPhase&gt;=240k&lt; | False | False |  |  |  |  | 10 |  | 17 | 13.2 | [6 empty] | 302000 | Electric Resistance Heating Or | 08/29/2023 |  | 11/13/2023
Daikin Comfort Technologies Manufacturing, L.P. | Daikin | DPSA030A*BPCV*0B02560*0 |  | Voluntarily Certified | ACAirCoolAllPhase&gt;=240k&lt; | False | False |  |  |  |  | 10.1 |  | 17.2 | 13.2 | [6 empty] | 302000 | Electric Resistance Heating Or | 08/29/2023 |  | 11/13/2023
Daikin Comfort Technologies Manufacturing, L.P. | Daikin | DPSA030A*BPCV*0B02560*E |  | Voluntarily Certified | ACAirCoolAllPhase&gt;=240k&lt; | False | False |  |  |  |  | 10 |  | 17.1 | 13.2 | [6 empty] | 302000 | Electric Resistance Heating Or | 08/29/2023 |  | 11/13/2023
Daikin Comfort Technologies Manufacturing, L.P. | Daikin | DPSA030A*BPCV*0B02630*0 |  | Voluntarily Certified | ACAirCoolAllPhase&gt;=240k&lt; | False | False |  |  |  |  | 10 |  | 17.1 | 13.2 | [6 empty] | 302000 | Electric Resistance Heating Or | 08/29/2023 |  | 11/13/2023
Daikin Comfort Technologies Manufacturing, L.P. | Daikin | DPSA030A*BPCV*0B04355*0 |  | Voluntarily Certified | ACAirCoolAllPhase&gt;=240k&lt; | False | False |  |  |  |  | 10.1 |  | 17.1 | 13.2 | [6 empty] | 302000 | Electric Resistance Heating Or | 08/29/2023 |  | 11/13/2023
Daikin Comfort Technologies Manufacturing, L.P. | Daikin | DPSA030A*BPCV*0B04355*E |  | Voluntarily Certified | ACAirCoolAllPhase&gt;=240k&lt; | False | False |  |  |  |  | 10 |  | 17 | 13.2 | [6 empty] | 302000 | Electric Resistance Heating Or | 08/29/2023 |  | 11/13/2023
Daikin Comfort Technologies Manufacturing, L.P. | Daikin | DPSA030A*BPDV*0B02450*0 |  | Voluntarily Certified | ACAirCoolAllPhase&gt;=240k&lt; | False | False |  |  |  |  | 10.3 |  | 17.3 | 13.2 | [6 empty] | 314000 | Electric Resistance Heating Or | 08/29/2023 |  | 11/13/2023
Daikin Comfort Technologies Manufacturing, L.P. | Daikin | DPSA030A*BPDV*0B02450*E |  | Voluntarily Certified | ACAirCoolAllPhase&gt;=240k&lt; | False | False |  |  |  |  | 10.2 |  | 17.2 | 13.2 | [6 empty] | 314000 | Electric Resistance Heating Or | 08/29/2023 |  | 11/13/2023
Daikin Comfort Technologies Manufacturing, L.P. | Daikin | DPSA030A*BPDV*0B02500*0 |  | Voluntarily Certified | ACAirCoolAllPhase&gt;=240k&lt; | False | False |  |  |  |  | 10.3 |  | 17.3 | 13.2 | [6 empty] | 314000 | Electric Resistance Heating Or | 08/29/2023 |  | 11/13/2023
Daikin Comfort Technologies Manufacturing, L.P. | Daikin | DPSA030A*BPDV*0B02500*E |  | Voluntarily Certified | ACAirCoolAllPhase&gt;=240k&lt; | False | False |  |  |  |  | 10.2 |  | 17.2 | 13.2 | [6 empty] | 314000 | Electric Resistance Heating Or | 08/29/2023 |  | 11/13/2023
Daikin Comfort Technologies Manufacturing, L.P. | Daikin | DPSA030A*BPDV*0B02560*0 |  | Voluntarily Certified | ACAirCoolAllPhase&gt;=240k&lt; | False | False |  |  |  |  | 10.3 |  | 17.3 | 13.2 | [6 empty] | 314000 | Electric Resistance Heating Or | 08/29/2023 |  | 11/13/2023
Daikin Comfort Technologies Manufacturing, L.P. | Daikin | DPSA030A*BPDV*0B02560*E |  | Voluntarily Certified | ACAirCoolAllPhase&gt;=240k&lt; | False | False |  |  |  |  | 10.2 |  | 17.2 | 13.2 | [6 empty] | 314000 | Electric Resistance Heating Or | 08/29/2023 |  | 11/13/2023
Daikin Comfort Technologies Manufacturing, L.P. | Daikin | DPSA030A*BPDV*0B02630*0 |  | Voluntarily Certified | ACAirCoolAllPhase&gt;=240k&lt; | False | False |  |  |  |  | 10.3 |  | 17.2 | 13.2 | [6 empty] | 312000 | Electric Resistance Heating Or | 08/29/2023 |  | 11/13/2023
Daikin Comfort Technologies Manufacturing, L.P. | Daikin | DPSA030A*BPDV*0B02630*E |  | Voluntarily Certified | ACAirCoolAllPhase&gt;=240k&lt; | False | False |  |  |  |  | 10.2 |  | 17.1 | 13.2 | [6 empty] | 312000 | Electric Resistance Heating Or | 08/29/2023 |  | 11/13/2023
Daikin Comfort Technologies Manufacturing, L.P. | Daikin | DPSA030A*BPDV*0B04355*0 |  | Voluntarily Certified | ACAirCoolAllPhase&gt;=240k&lt; | False | False |  |  |  |  | 10.3 |  | 17.3 | 13.2 | [6 empty] | 314000 | Electric Resistance Heating Or | 08/29/2023 |  | 11/13/2023
Daikin Comfort Technologies Manufacturing, L.P. | Daikin | DPSA030A*BPDV*0B04355*E |  | Voluntarily Certified | ACAirCoolAllPhase&gt;=240k&lt; | False | False |  |  |  |  | 10.2 |  | 17.2 | 13.2 | [6 empty] | 314000 | Electric Resistance Heating Or | 08/29/2023 |  | 11/13/2023
Daikin Comfort Technologies Manufacturing, L.P. | Daikin | DPSA030A*BSAT*0B02450*0 |  | Voluntarily Certified | ACAirCoolAllPhase&gt;=240k&lt; | False | False |  |  |  |  | 10.6 |  | 16.2 | 13.2 | [6 empty] | 312000 | Electric Resistance Heating Or | 08/29/2023 |  | 11/13/2023
Daikin Comfort Technologies Manufacturing, L.P. | Daikin | DPSA030A*BSAT*0B02450*E |  | Voluntarily Certified | ACAirCoolAllPhase&gt;=240k&lt; | False | False |  |  |  |  | 10.5 |  | 16.1 | 13.2 | [6 empty] | 312000 | Electric Resistance Heating Or | 08/29/2023 |  | 11/13/2023
Daikin Comfort Technologies Manufacturing, L.P. | Daikin | DPSA030A*BSAT*0B02500*0 |  | Voluntarily Certified | ACAirCoolAllPhase&gt;=240k&lt; | False | False |  |  |  |  | 10.7 |  | 16.3 | 13.2 | [6 empty] | 314000 | Electric Resistance Heating Or | 08/29/2023 |  | 11/13/2023
Daikin Comfort Technologies Manufacturing, L.P. | Daikin | DPSA030A*BSAT*0B02500*E |  | Voluntarily Certified | ACAirCoolAllPhase&gt;=240k&lt; | False | False |  |  |  |  | 10.6 |  | 16.2 | 13.2 | [6 empty] | 314000 | Electric Resistance Heating Or | 08/29/2023 |  | 11/13/2023
Daikin Comfort Technologies Manufacturing, L.P. | Daikin | DPSA030A*BSAT*0B02560*0 |  | Voluntarily Certified | ACAirCoolAllPhase&gt;=240k&lt; | False | False |  |  |  |  | 10.8 |  | 16.4 | 13.2 | [6 empty] | 314000 | Electric Resistance Heating Or | 08/29/2023 |  | 11/13/2023
Daikin Comfort Technologies Manufacturing, L.P. | Daikin | DPSA030A*BSAT*0B02560*E |  | Voluntarily Certified | ACAirCoolAllPhase&gt;=240k&lt; | False | False |  |  |  |  | 10.7 |  | 16.3 | 13.2 | [6 empty] | 314000 | Electric Resistance Heating Or | 08/29/2023 |  | 11/13/2023
Daikin Comfort Technologies Manufacturing, L.P. | Daikin | DPSA030A*BSAT*0B02630*0 |  | Voluntarily Certified | ACAirCoolAllPhase&gt;=240k&lt; | False | False |  |  |  |  | 10.7 |  | 16.3 | 13.2 | [6 empty] | 314000 | Electric Resistance Heating Or | 08/29/2023 |  | 11/13/2023
Daikin Comfort Technologies Manufacturing, L.P. | Daikin | DPSA030A*BSAT*0B02630*E |  | Voluntarily Certified | ACAirCoolAllPhase&gt;=240k&lt; | False | False |  |  |  |  | 10.6 |  | 16.2 | 13.2 | [6 empty] | 314000 | Electric Resistance Heating Or | 08/29/2023 |  | 11/13/2023
Daikin Comfort Technologies Manufacturing, L.P. | Daikin | DPSA030A*BSAT*0B04355*0 |  | Voluntarily Certified | ACAirCoolAllPhase&gt;=240k&lt; | False | False |  |  |  |  | 10.7 |  | 16.3 | 13.2 | [6 empty] | 312000 | Electric Resistance Heating Or | 08/29/2023 |  | 11/13/2023
Daikin Comfort Technologies Manufacturing, L.P. | Daikin | DPSA030A*BSAT*0B04355*E |  | Voluntarily Certified | ACAirCoolAllPhase&gt;=240k&lt; | False | False |  |  |  |  | 10.6 |  | 16.2 | 13.2 | [6 empty] | 312000 | Electric Resistance Heating Or | 08/29/2023 |  | 11/13/2023
Daikin Comfort Technologies Manufacturing, L.P. | Daikin | DPSA030A*BSBT*0B02450*0 |  | Voluntarily Certified | ACAirCoolAllPhase&gt;=240k&lt; | False | False |  |  |  |  | 10.8 |  | 16.3 | 13.2 | [6 empty] | 320000 | Electric Resistance Heating Or | 08/29/2023 |  | 11/13/2023
Daikin Comfort Technologies Manufacturing, L.P. | Daikin | DPSA030A*BSBT*0B02450*E |  | Voluntarily Certified | ACAirCoolAllPhase&gt;=240k&lt; | False | False |  |  |  |  | 10.7 |  | 16.2 | 13.2 | [6 empty] | 320000 | Electric Resistance Heating Or | 08/29/2023 |  | 11/13/2023
Daikin Comfort Technologies Manufacturing, L.P. | Daikin | DPSA030A*BSBT*0B02500*0 |  | Voluntarily Certified | ACAirCoolAllPhase&gt;=240k&lt; | False | False |  |  |  |  | 10.9 |  | 16.4 | 13.2 | [6 empty] | 320000 | Electric Resistance Heating Or | 08/29/2023 |  | 11/13/2023
Daikin Comfort Technologies Manufacturing, L.P. | Daikin | DPSA030A*BSBT*0B02500*E |  | Voluntarily Certified | ACAirCoolAllPhase&gt;=240k&lt; | False | False |  |  |  |  | 10.8 |  | 16.3 | 13.2 | [6 empty] | 320000 | Electric Resistance Heating Or | 08/29/2023 |  | 11/13/2023
Daikin Comfort Technologies Manufacturing, L.P. | Daikin | DPSA030A*BSBT*0B02560*0 |  | Voluntarily Certified | ACAirCoolAllPhase&gt;=240k&lt; | False | False |  |  |  |  | 10.9 |  | 16.4 | 13.2 | [6 empty] | 320000 | Electric Resistance Heating Or | 08/29/2023 |  | 11/13/2023
Daikin Comfort Technologies Manufacturing, L.P. | Daikin | DPSA030A*BSBT*0B02560*E |  | Voluntarily Certified | ACAirCoolAllPhase&gt;=240k&lt; | False | False |  |  |  |  | 10.8 |  | 16.3 | 13.2 | [6 empty] | 320000 | Electric Resistance Heating Or | 08/29/2023 |  | 11/13/2023
Daikin Comfort Technologies Manufacturing, L.P. | Daikin | DPSA030A*BSBT*0B02630*0 |  | Voluntarily Certified | ACAirCoolAllPhase&gt;=240k&lt; | False | False |  |  |  |  | 10.8 |  | 16.4 | 13.2 | [6 empty] | 320000 | Electric Resistance Heating Or | 08/29/2023 |  | 11/13/2023
Daikin Comfort Technologies Manufacturing, L.P. | Daikin | DPSA030A*BSBT*0B02630*E |  | Voluntarily Certified | ACAirCoolAllPhase&gt;=240k&lt; | False | False |  |  |  |  | 10.7 |  | 16.3 | 13.2 | [6 empty] | 320000 | Electric Resistance Heating Or | 08/29/2023 |  | 11/13/2023
Daikin Comfort Technologies Manufacturing, L.P. | Daikin | DPSA030A*BSBT*0B04355*0 |  | Voluntarily Certified | ACAirCoolAllPhase&gt;=240k&lt; | False | False |  |  |  |  | 10.9 |  | 16.4 | 13.2 | [6 empty] | 320000 | Electric Resistance Heating Or | 08/29/2023 |  | 11/13/2023
Daikin Comfort Technologies Manufacturing, L.P. | Daikin | DPSA030A*BSBT*0B04355*E |  | Voluntarily Certified | ACAirCoolAllPhase&gt;=240k&lt; | False | False |  |  |  |  | 10.8 |  | 16.3 | 13.2 | [6 empty] | 320000 | Electric Resistance Heating Or | 08/29/2023 |  | 11/13/2023
Daikin Comfort Technologies Manufacturing, L.P. | Daikin | DPSA030A*BSCT*0B02450*0 |  | Voluntarily Certified | ACAirCoolAllPhase&gt;=240k&lt; | False | False |  |  |  |  | 10.2 |  | 15.8 | 13.2 | [6 empty] | 302000 | Electric Resistance Heating Or | 08/29/2023 |  | 11/13/2023
Daikin Comfort Technologies Manufacturing, L.P. | Daikin | DPSA030A*BSCT*0B02450*E |  | Voluntarily Certified | ACAirCoolAllPhase&gt;=240k&lt; | False | False |  |  |  |  | 10.1 |  | 15.7 | 13.2 | [6 empty] | 302000 | Electric Resistance Heating Or | 08/29/2023 |  | 11/13/2023
Daikin Comfort Technologies Manufacturing, L.P. | Daikin | DPSA030A*BSCT*0B02500*0 |  | Voluntarily Certified | ACAirCoolAllPhase&gt;=240k&lt; | False | False |  |  |  |  | 10.3 |  | 15.9 | 13.2 | [6 empty] | 302000 | Electric Resistance Heating Or | 08/29/2023 |  | 11/13/2023
Daikin Comfort Technologies Manufacturing, L.P. | Daikin | DPSA030A*BSCT*0B02500*E |  | Voluntarily Certified | ACAirCoolAllPhase&gt;=240k&lt; | False | False |  |  |  |  | 10.2 |  | 15.8 | 13.2 | [6 empty] | 302000 | Electric Resistance Heating Or | 08/29/2023 |  | 11/13/2023
Daikin Comfort Technologies Manufacturing, L.P. | Daikin | DPSA030A*BSCT*0B02560*0 |  | Voluntarily Certified | ACAirCoolAllPhase&gt;=240k&lt; | False | False |  |  |  |  | 10.3 |  | 16 | 13.2 | [6 empty] | 302000 | Electric Resistance Heating Or | 08/29/2023 |  | 11/13/2023
Daikin Comfort Technologies Manufacturing, L.P. | Daikin | DPSA030A*BSCT*0B02560*E |  | Voluntarily Certified | ACAirCoolAllPhase&gt;=240k&lt; | False | False |  |  |  |  | 10.2 |  | 15.9 | 13.2 | [6 empty] | 302000 | Electric Resistance Heating Or | 08/29/2023 |  | 11/13/2023
Daikin Comfort Technologies Manufacturing, L.P. | Daikin | DPSA030A*BSCT*0B02630*0 |  | Voluntarily Certified | ACAirCoolAllPhase&gt;=240k&lt; | False | False |  |  |  |  | 10.2 |  | 15.9 | 13.2 | [6 empty] | 302000 | Electric Resistance Heating Or | 08/29/2023 |  | 11/13/2023
Daikin Comfort Technologies Manufacturing, L.P. | Daikin | DPSA030A*BSCT*0B02630*E |  | Voluntarily Certified | ACAirCoolAllPhase&gt;=240k&lt; | False | False |  |  |  |  | 10.1 |  | 15.8 | 13.2 | [6 empty] | 302000 | Electric Resistance Heating Or | 08/29/2023 |  | 11/13/2023
Daikin Comfort Technologies Manufacturing, L.P. | Daikin | DPSA030A*BSCT*0B04355*0 |  | Voluntarily Certified | ACAirCoolAllPhase&gt;=240k&lt; | False | False |  |  |  |  | 10.2 |  | 15.9 | 13.2 | [6 empty] | 302000 | Electric Resistance Heating Or | 08/29/2023 |  | 11/13/2023
Daikin Comfort Technologies Manufacturing, L.P. | Daikin | DPSA030A*BSCT*0B04355*E |  | Voluntarily Certified | ACAirCoolAllPhase&gt;=240k&lt; | False | False |  |  |  |  | 10.1 |  | 15.8 | 13.2 | [6 empty] | 302000 | Electric Resistance Heating Or | 08/29/2023 |  | 11/13/2023
Daikin Comfort Technologies Manufacturing, L.P. | Daikin | DPSA030A*BSDT*0B02450*0 |  | Voluntarily Certified | ACAirCoolAllPhase&gt;=240k&lt; | False | False |  |  |  |  | 10.4 |  | 16 | 13.2 | [6 empty] | 314000 | Electric Resistance Heating Or | 08/29/2023 |  | 11/13/2023
Daikin Comfort Technologies Manufacturing, L.P. | Daikin | DPSA030A*BSDT*0B02450*E |  | Voluntarily Certified | ACAirCoolAllPhase&gt;=240k&lt; | False | False |  |  |  |  | 10.3 |  | 15.9 | 13.2 | [6 empty] | 314000 | Electric Resistance Heating Or | 08/29/2023 |  | 11/13/2023
Daikin Comfort Technologies Manufacturing, L.P. | Daikin | DPSA030A*BSDT*0B02500*0 |  | Voluntarily Certified | ACAirCoolAllPhase&gt;=240k&lt; | False | False |  |  |  |  | 10.5 |  | 16 | 13.2 | [6 empty] | 314000 | Electric Resistance Heating Or | 08/29/2023 |  | 11/13/2023
Daikin Comfort Technologies Manufacturing, L.P. | Daikin | DPSA030A*BSDT*0B02500*E |  | Voluntarily Certified | ACAirCoolAllPhase&gt;=240k&lt; | False | False |  |  |  |  | 10.4 |  | 15.9 | 13.2 | [6 empty] | 314000 | Electric Resistance Heating Or | 08/29/2023 |  | 11/13/2023
Daikin Comfort Technologies Manufacturing, L.P. | Daikin | DPSA030A*BSDT*0B02560*0 |  | Voluntarily Certified | ACAirCoolAllPhase&gt;=240k&lt; | False | False |  |  |  |  | 10.5 |  | 16.1 | 13.2 | [6 empty] | 314000 | Electric Resistance Heating Or | 08/29/2023 |  | 11/13/2023
Daikin Comfort Technologies Manufacturing, L.P. | Daikin | DPSA030A*BSDT*0B02560*E |  | Voluntarily Certified | ACAirCoolAllPhase&gt;=240k&lt; | False | False |  |  |  |  | 10.4 |  | 16 | 13.2 | [6 empty] | 314000 | Electric Resistance Heating Or | 08/29/2023 |  | 11/13/2023
Daikin Comfort Technologies Manufacturing, L.P. | Daikin | DPSA030A*BSDT*0B02630*0 |  | Voluntarily Certified | ACAirCoolAllPhase&gt;=240k&lt; | False | False |  |  |  |  | 10.4 |  | 16 | 13.2 | [6 empty] | 314000 | Electric Resistance Heating Or | 08/29/2023 |  | 11/13/2023
Daikin Comfort Technologies Manufacturing, L.P. | Daikin | DPSA030A*BSDT*0B02630*E |  | Voluntarily Certified | ACAirCoolAllPhase&gt;=240k&lt; | False | False |  |  |  |  | 10.3 |  | 15.9 | 13.2 | [6 empty] | 314000 | Electric Resistance Heating Or | 08/29/2023 |  | 11/13/2023
Daikin Comfort Technologies Manufacturing, L.P. | Daikin | DPSA030A*BSDT*0B04355*0 |  | Voluntarily Certified | ACAirCoolAllPhase&gt;=240k&lt; | False | False |  |  |  |  | 10.5 |  | 16 | 13.2 | [6 empty] | 314000 | Electric Resistance Heating Or | 08/29/2023 |  | 11/13/2023
Daikin Comfort Technologies Manufacturing, L.P. | Daikin | DPSA030A*BSDT*0B04355*E |  | Voluntarily Certified | ACAirCoolAllPhase&gt;=240k&lt; | False | False |  |  |  |  | 10.4 |  | 15.9 | 13.2 | [6 empty] | 314000 | Electric Resistance Heating Or | 08/29/2023 |  | 11/13/2023
Daikin Comfort Technologies Manufacturing, L.P. | Daikin | DPSA030A2BHAM*0B02450*0 |  | Voluntarily Certified | ACAirCoolAllPhase&gt;=240k&lt; | False | False |  |  |  |  | 10.3 |  | 16.3 | 13.2 | [6 empty] | 308000 | Electric Resistance Heating Or | 08/29/2023 |  | 11/13/2023
Daikin Comfort Technologies Manufacturing, L.P. | Daikin | DPSA030A2BHAM*0B02450*E |  | Voluntarily Certified | ACAirCoolAllPhase&gt;=240k&lt; | False | False |  |  |  |  | 10.2 |  | 16.2 | 13.2 | [6 empty] | 308000 | Electric Resistance Heating Or | 08/29/2023 |  | 11/13/2023
Daikin Comfort Technologies Manufacturing, L.P. | Daikin | DPSA030A2BHAM*0B02500*0 |  | Voluntarily Certified | ACAirCoolAllPhase&gt;=240k&lt; | False | False |  |  |  |  | 10.4 |  | 16.4 | 13.2 | [6 empty] | 308000 | Electric Resistance Heating Or | 08/29/2023 |  | 11/13/2023
Daikin Comfort Technologies Manufacturing, L.P. | Daikin | DPSA030A2BHAM*0B02500*E |  | Voluntarily Certified | ACAirCoolAllPhase&gt;=240k&lt; | False | False |  |  |  |  | 10.3 |  | 16.3 | 13.2 | [6 empty] | 308000 | Electric Resistance Heating Or | 08/29/2023 |  | 11/13/2023
Daikin Comfort Technologies Manufacturing, L.P. | Daikin | DPSA030A2BHAM*0B02560*0 |  | Voluntarily Certified | ACAirCoolAllPhase&gt;=240k&lt; | False | False |  |  |  |  | 10.5 |  | 16.4 | 13.2 | [6 empty] | 308000 | Electric Resistance Heating Or | 08/29/2023 |  | 11/13/2023
Daikin Comfort Technologies Manufacturing, L.P. | Daikin | DPSA030A2BHAM*0B02560*E |  | Voluntarily Certified | ACAirCoolAllPhase&gt;=240k&lt; | False | False |  |  |  |  | 10.4 |  | 16.3 | 13.2 | [6 empty] | 308000 | Electric Resistance Heating Or | 08/29/2023 |  | 11/13/2023
Daikin Comfort Technologies Manufacturing, L.P. | Daikin | DPSA030A2BHAM*0B02630*0 |  | Voluntarily Certified | ACAirCoolAllPhase&gt;=240k&lt; | False | False |  |  |  |  | 10.4 |  | 16.4 | 13.2 | [6 empty] | 308000 | Electric Resistance Heating Or | 08/29/2023 |  | 11/13/2023
Daikin Comfort Technologies Manufacturing, L.P. | Daikin | DPSA030A2BHAM*0B02630*E |  | Voluntarily Certified | ACAirCoolAllPhase&gt;=240k&lt; | False | False |  |  |  |  | 10.3 |  | 16.3 | 13.2 | [6 empty] | 308000 | Electric Resistance Heating Or | 08/29/2023 |  | 11/13/2023
Daikin Comfort Technologies Manufacturing, L.P. | Daikin | DPSA030A2BHBM*0B02450*0 |  | Voluntarily Certified | ACAirCoolAllPhase&gt;=240k&lt; | False | False |  |  |  |  | 10.5 |  | 16.4 | 13.2 | [6 empty] | 314000 | Electric Resistance Heating Or | 08/29/2023 |  | 11/13/2023
Daikin Comfort Technologies Manufacturing, L.P. | Daikin | DPSA030A2BHBM*0B02450*E |  | Voluntarily Certified | ACAirCoolAllPhase&gt;=240k&lt; | False | False |  |  |  |  | 10.4 |  | 16.3 | 13.2 | [6 empty] | 314000 | Electric Resistance Heating Or | 08/29/2023 |  | 11/13/2023
Daikin Comfort Technologies Manufacturing, L.P. | Daikin | DPSA030A2BHBM*0B02500*0 |  | Voluntarily Certified | ACAirCoolAllPhase&gt;=240k&lt; | False | False |  |  |  |  | 10.6 |  | 16.5 | 13.2 | [6 empty] | 316000 | Electric Resistance Heating Or | 08/29/2023 |  | 11/13/2023
Daikin Comfort Technologies Manufacturing, L.P. | Daikin | DPSA030A2BHBM*0B02500*E |  | Voluntarily Certified | ACAirCoolAllPhase&gt;=240k&lt; | False | False |  |  |  |  | 10.5 |  | 16.4 | 13.2 | [6 empty] | 316000 | Electric Resistance Heating Or | 08/29/2023 |  | 11/13/2023
Daikin Comfort Technologies Manufacturing, L.P. | Daikin | DPSA030A2BHBM*0B02560*0 |  | Voluntarily Certified | ACAirCoolAllPhase&gt;=240k&lt; | False | False |  |  |  |  | 10.6 |  | 16.5 | 13.2 | [6 empty] | 316000 | Electric Resistance Heating Or | 08/29/2023 |  | 11/13/2023
Daikin Comfort Technologies Manufacturing, L.P. | Daikin | DPSA030A2BHBM*0B02560*E |  | Voluntarily Certified | ACAirCoolAllPhase&gt;=240k&lt; | False | False |  |  |  |  | 10.5 |  | 16.4 | 13.2 | [6 empty] | 316000 | Electric Resistance Heating Or | 08/29/2023 |  | 11/13/2023
Daikin Comfort Technologies Manufacturing, L.P. | Daikin | DPSA030A2BHBM*0B02630*0 |  | Voluntarily Certified | ACAirCoolAllPhase&gt;=240k&lt; | False | False |  |  |  |  | 10.5 |  | 16.5 | 13.2 | [6 empty] | 316000 | Electric Resistance Heating Or | 08/29/2023 |  | 11/13/2023
Daikin Comfort Technologies Manufacturing, L.P. | Daikin | DPSA030A2BHBM*0B02630*E |  | Voluntarily Certified | ACAirCoolAllPhase&gt;=240k&lt; | False | False |  |  |  |  | 10.4 |  | 16.4 | 13.2 | [6 empty] | 316000 | Electric Resistance Heating Or | 08/29/2023 |  | 11/13/2023
Daikin Comfort Technologies Manufacturing, L.P. | Daikin | DPSA030A2BHBM*0B04355*0 |  | Voluntarily Certified | ACAirCoolAllPhase&gt;=240k&lt; | False | False |  |  |  |  | 10.4 |  | 16.4 | 13.2 | [6 empty] | 308000 | Electric Resistance Heating Or | 08/29/2023 |  | 11/13/2023
Daikin Comfort Technologies Manufacturing, L.P. | Daikin | DPSA030A2BHBM*0B04355*E |  | Voluntarily Certified | ACAirCoolAllPhase&gt;=240k&lt; | False | False |  |  |  |  | 10.3 |  | 16.3 | 13.2 | [6 empty] | 308000 | Electric Resistance Heating Or | 08/29/2023 |  | 11/13/2023
Daikin Comfort Technologies Manufacturing, L.P. | Daikin | DPSA030A2BHCM*0B02500*0 |  | Voluntarily Certified | ACAirCoolAllPhase&gt;=240k&lt; | False | False |  |  |  |  | 10 |  | 16 | 13.2 | [6 empty] | 298000 | Electric Resistance Heating Or | 08/29/2023 |  | 11/13/2023
Daikin Comfort Technologies Manufacturing, L.P. | Daikin | DPSA030A2BHCM*0B02560*0 |  | Voluntarily Certified | ACAirCoolAllPhase&gt;=240k&lt; | False | False |  |  |  |  | 10 |  | 16 | 13.2 | [6 empty] | 298000 | Electric Resistance Heating Or | 08/29/2023 |  | 11/13/2023
Daikin Comfort Technologies Manufacturing, L.P. | Daikin | DPSA030A2BHDM*0B02450*0 |  | Voluntarily Certified | ACAirCoolAllPhase&gt;=240k&lt; | False | False |  |  |  |  | 10.1 |  | 16.1 | 13.2 | [6 empty] | 308000 | Electric Resistance Heating Or | 08/29/2023 |  | 11/13/2023
Daikin Comfort Technologies Manufacturing, L.P. | Daikin | DPSA030A2BHDM*0B02450*E |  | Voluntarily Certified | ACAirCoolAllPhase&gt;=240k&lt; | False | False |  |  |  |  | 10 |  | 16 | 13.2 | [6 empty] | 308000 | Electric Resistance Heating Or | 08/29/2023 |  | 11/13/2023
Daikin Comfort Technologies Manufacturing, L.P. | Daikin | DPSA030A2BHDM*0B02500*0 |  | Voluntarily Certified | ACAirCoolAllPhase&gt;=240k&lt; | False | False |  |  |  |  | 10.2 |  | 16.1 | 13.2 | [6 empty] | 308000 | Electric Resistance Heating Or | 08/29/2023 |  | 11/13/2023
Daikin Comfort Technologies Manufacturing, L.P. | Daikin | DPSA030A2BHDM*0B02500*E |  | Voluntarily Certified | ACAirCoolAllPhase&gt;=240k&lt; | False | False |  |  |  |  | 10.1 |  | 16 | 13.2 | [6 empty] | 308000 | Electric Resistance Heating Or | 08/29/2023 |  | 11/13/2023
Daikin Comfort Technologies Manufacturing, L.P. | Daikin | DPSA030A2BHDM*0B02560*0 |  | Voluntarily Certified | ACAirCoolAllPhase&gt;=240k&lt; | False | False |  |  |  |  | 10.2 |  | 16.2 | 13.2 | [6 empty] | 308000 | Electric Resistance Heating Or | 08/29/2023 |  | 11/13/2023
Daikin Comfort Technologies Manufacturing, L.P. | Daikin | DPSA030A2BHDM*0B02560*E |  | Voluntarily Certified | ACAirCoolAllPhase&gt;=240k&lt; | False | False |  |  |  |  | 10.1 |  | 16.1 | 13.2 | [6 empty] | 308000 | Electric Resistance Heating Or | 08/29/2023 |  | 11/13/2023
Daikin Comfort Technologies Manufacturing, L.P. | Daikin | DPSA030A2BHDM*0B02630*0 |  | Voluntarily Certified | ACAirCoolAllPhase&gt;=240k&lt; | False | False |  |  |  |  | 10.1 |  | 16.1 | 13.2 | [6 empty] | 308000 | Electric Resistance Heating Or | 08/29/2023 |  | 11/13/2023
Daikin Comfort Technologies Manufacturing, L.P. | Daikin | DPSA030A2BHDM*0B02630*E |  | Voluntarily Certified | ACAirCoolAllPhase&gt;=240k&lt; | False | False |  |  |  |  | 10 |  | 16 | 13.2 | [6 empty] | 308000 | Electric Resistance Heating Or | 08/29/2023 |  | 11/13/2023
Daikin Comfort Technologies Manufacturing, L.P. | Daikin | DPSA030A2BHDM*0B04355*0 |  | Voluntarily Certified | ACAirCoolAllPhase&gt;=240k&lt; | False | False |  |  |  |  | 10.2 |  | 16.1 | 13.2 | [6 empty] | 308000 | Electric Resistance Heating Or | 08/29/2023 |  | 11/13/2023
Daikin Comfort Technologies Manufacturing, L.P. | Daikin | DPSA030A2BHDM*0B04355*E |  | Voluntarily Certified | ACAirCoolAllPhase&gt;=240k&lt; | False | False |  |  |  |  | 10.1 |  | 16 | 13.2 | [6 empty] | 308000 | Electric Resistance Heating Or | 08/29/2023 |  | 11/13/2023
Daikin Comfort Technologies Manufacturing, L.P. | Daikin | DPSA030A2BPAV*0B02450*0 |  | Voluntarily Certified | ACAirCoolAllPhase&gt;=240k&lt; | False | False |  |  |  |  | 10.1 |  | 17.1 | 13.2 | [6 empty] | 308000 | Electric Resistance Heating Or | 08/29/2023 |  | 11/13/2023
Daikin Comfort Technologies Manufacturing, L.P. | Daikin | DPSA030A2BPAV*0B02450*E |  | Voluntarily Certified | ACAirCoolAllPhase&gt;=240k&lt; | False | False |  |  |  |  | 10 |  | 17 | 13.2 | [6 empty] | 308000 | Electric Resistance Heating Or | 08/29/2023 |  | 11/13/2023
Daikin Comfort Technologies Manufacturing, L.P. | Daikin | DPSA030A2BPAV*0B02500*0 |  | Voluntarily Certified | ACAirCoolAllPhase&gt;=240k&lt; | False | False |  |  |  |  | 10.2 |  | 17.2 | 13.2 | [6 empty] | 308000 | Electric Resistance Heating Or | 08/29/2023 |  | 11/13/2023
Daikin Comfort Technologies Manufacturing, L.P. | Daikin | DPSA030A2BPAV*0B02500*E |  | Voluntarily Certified | ACAirCoolAllPhase&gt;=240k&lt; | False | False |  |  |  |  | 10.1 |  | 17.1 | 13.2 | [6 empty] | 308000 | Electric Resistance Heating Or | 08/29/2023 |  | 11/13/2023
Daikin Comfort Technologies Manufacturing, L.P. | Daikin | DPSA030A2BPAV*0B02560*0 |  | Voluntarily Certified | ACAirCoolAllPhase&gt;=240k&lt; | False | False |  |  |  |  | 10.3 |  | 17.3 | 13.2 | [6 empty] | 308000 | Electric Resistance Heating Or | 08/29/2023 |  | 11/13/2023
Daikin Comfort Technologies Manufacturing, L.P. | Daikin | DPSA030A2BPAV*0B02560*E |  | Voluntarily Certified | ACAirCoolAllPhase&gt;=240k&lt; | False | False |  |  |  |  | 10.2 |  | 17.2 | 13.2 | [6 empty] | 308000 | Electric Resistance Heating Or | 08/29/2023 |  | 11/13/2023
Daikin Comfort Technologies Manufacturing, L.P. | Daikin | DPSA030A2BPAV*0B02630*0 |  | Voluntarily Certified | ACAirCoolAllPhase&gt;=240k&lt; | False | False |  |  |  |  | 10.2 |  | 17.2 | 13.2 | [6 empty] | 308000 | Electric Resistance Heating Or | 08/29/2023 |  | 11/13/2023
Daikin Comfort Technologies Manufacturing, L.P. | Daikin | DPSA030A2BPAV*0B02630*E |  | Voluntarily Certified | ACAirCoolAllPhase&gt;=240k&lt; | False | False |  |  |  |  | 10.1 |  | 17.1 | 13.2 | [6 empty] | 308000 | Electric Resistance Heating Or | 08/29/2023 |  | 11/13/2023
Daikin Comfort Technologies Manufacturing, L.P. | Daikin | DPSA030A2BPAV*0B04355*0 |  | Voluntarily Certified | ACAirCoolAllPhase&gt;=240k&lt; | False | False |  |  |  |  | 10.2 |  | 17.2 | 13.2 | [6 empty] | 308000 | Electric Resistance Heating Or | 08/29/2023 |  | 11/13/2023
Daikin Comfort Technologies Manufacturing, L.P. | Daikin | DPSA030A2BPAV*0B04355*E |  | Voluntarily Certified | ACAirCoolAllPhase&gt;=240k&lt; | False | False |  |  |  |  | 10.1 |  | 17.1 | 13.2 | [6 empty] | 308000 | Electric Resistance Heating Or | 08/29/2023 |  | 11/13/2023
Daikin Comfort Technologies Manufacturing, L.P. | Daikin | DPSA030A2BPBV*0B02450*0 |  | Voluntarily Certified | ACAirCoolAllPhase&gt;=240k&lt; | False | False |  |  |  |  | 10.3 |  | 17.4 | 13.2 | [6 empty] | 314000 | Electric Resistance Heating Or | 08/29/2023 |  | 11/13/2023
Daikin Comfort Technologies Manufacturing, L.P. | Daikin | DPSA030A2BPBV*0B02450*E |  | Voluntarily Certified | ACAirCoolAllPhase&gt;=240k&lt; | False | False |  |  |  |  | 10.2 |  | 17.3 | 13.2 | [6 empty] | 314000 | Electric Resistance Heating Or | 08/29/2023 |  | 11/13/2023
Daikin Comfort Technologies Manufacturing, L.P. | Daikin | DPSA030A2BPBV*0B02500*0 |  | Voluntarily Certified | ACAirCoolAllPhase&gt;=240k&lt; | False | False |  |  |  |  | 10.4 |  | 17.4 | 13.2 | [6 empty] | 316000 | Electric Resistance Heating Or | 08/29/2023 |  | 11/13/2023
Daikin Comfort Technologies Manufacturing, L.P. | Daikin | DPSA030A2BPBV*0B02500*E |  | Voluntarily Certified | ACAirCoolAllPhase&gt;=240k&lt; | False | False |  |  |  |  | 10.3 |  | 17.3 | 13.2 | [6 empty] | 316000 | Electric Resistance Heating Or | 08/29/2023 |  | 11/13/2023
Daikin Comfort Technologies Manufacturing, L.P. | Daikin | DPSA030A2BPBV*0B02560*0 |  | Voluntarily Certified | ACAirCoolAllPhase&gt;=240k&lt; | False | False |  |  |  |  | 10.4 |  | 17.5 | 13.2 | [6 empty] | 316000 | Electric Resistance Heating Or | 08/29/2023 |  | 11/13/2023
Daikin Comfort Technologies Manufacturing, L.P. | Daikin | DPSA030A2BPBV*0B02560*E |  | Voluntarily Certified | ACAirCoolAllPhase&gt;=240k&lt; | False | False |  |  |  |  | 10.3 |  | 17.4 | 13.2 | [6 empty] | 316000 | Electric Resistance Heating Or | 08/29/2023 |  | 11/13/2023
Daikin Comfort Technologies Manufacturing, L.P. | Daikin | DPSA030A2BPBV*0B02630*0 |  | Voluntarily Certified | ACAirCoolAllPhase&gt;=240k&lt; | False | False |  |  |  |  | 10.3 |  | 17.4 | 13.2 | [6 empty] | 316000 | Electric Resistance Heating Or | 08/29/2023 |  | 11/13/2023
Daikin Comfort Technologies Manufacturing, L.P. | Daikin | DPSA030A2BPBV*0B02630*E |  | Voluntarily Certified | ACAirCoolAllPhase&gt;=240k&lt; | False | False |  |  |  |  | 10.2 |  | 17.3 | 13.2 | [6 empty] | 316000 | Electric Resistance Heating Or | 08/29/2023 |  | 11/13/2023
Daikin Comfort Technologies Manufacturing, L.P. | Daikin | DPSA030A2BPBV*0B04355*0 |  | Voluntarily Certified | ACAirCoolAllPhase&gt;=240k&lt; | False | False |  |  |  |  | 10.4 |  | 17.4 | 13.2 | [6 empty] | 316000 | Electric Resistance Heating Or | 08/29/2023 |  | 11/13/2023
Daikin Comfort Technologies Manufacturing, L.P. | Daikin | DPSA030A2BPBV*0B04355*E |  | Voluntarily Certified | ACAirCoolAllPhase&gt;=240k&lt; | False | False |  |  |  |  | 10.3 |  | 17.3 | 13.2 | [6 empty] | 316000 | Electric Resistance Heating Or | 08/29/2023 |  | 11/13/2023
Daikin Comfort Technologies Manufacturing, L.P. | Daikin | DPSA030A2BPDV*0B02450*0 |  | Voluntarily Certified | ACAirCoolAllPhase&gt;=240k&lt; | False | False |  |  |  |  | 10 |  | 17 | 13.2 | [6 empty] | 308000 | Electric Resistance Heating Or | 08/29/2023 |  | 11/13/2023
Daikin Comfort Technologies Manufacturing, L.P. | Daikin | DPSA030A2BPDV*0B02500*0 |  | Voluntarily Certified | ACAirCoolAllPhase&gt;=240k&lt; | False | False |  |  |  |  | 10 |  | 17.1 | 13.2 | [6 empty] | 308000 | Electric Resistance Heating Or | 08/29/2023 |  | 11/13/2023
Daikin Comfort Technologies Manufacturing, L.P. | Daikin | DPSA030A2BPDV*0B02560*0 |  | Voluntarily Certified | ACAirCoolAllPhase&gt;=240k&lt; | False | False |  |  |  |  | 10 |  | 17.1 | 13.2 | [6 empty] | 308000 | Electric Resistance Heating Or | 08/29/2023 |  | 11/13/2023
Daikin Comfort Technologies Manufacturing, L.P. | Daikin | DPSA030A2BPDV*0B04355*0 |  | Voluntarily Certified | ACAirCoolAllPhase&gt;=240k&lt; | False | False |  |  |  |  | 10 |  | 17 | 13.2 | [6 empty] | 308000 | Electric Resistance Heating Or | 08/29/2023 |  | 11/13/2023
Daikin Comfort Technologies Manufacturing, L.P. | Daikin | DPSA030A2BSAT*0B02450*0 |  | Voluntarily Certified | ACAirCoolAllPhase&gt;=240k&lt; | False | False |  |  |  |  | 10.3 |  | 15.7 | 13.2 | [6 empty] | 308000 | Electric Resistance Heating Or | 08/29/2023 |  | 11/13/2023
Daikin Comfort Technologies Manufacturing, L.P. | Daikin | DPSA030A2BSAT*0B02450*E |  | Voluntarily Certified | ACAirCoolAllPhase&gt;=240k&lt; | False | False |  |  |  |  | 10.2 |  | 15.6 | 13.2 | [6 empty] | 308000 | Electric Resistance Heating Or | 08/29/2023 |  | 11/13/2023
Daikin Comfort Technologies Manufacturing, L.P. | Daikin | DPSA030A2BSAT*0B02500*0 |  | Voluntarily Certified | ACAirCoolAllPhase&gt;=240k&lt; | False | False |  |  |  |  | 10.4 |  | 15.8 | 13.2 | [6 empty] | 308000 | Electric Resistance Heating Or | 08/29/2023 |  | 11/13/2023
Daikin Comfort Technologies Manufacturing, L.P. | Daikin | DPSA030A2BSAT*0B02500*E |  | Voluntarily Certified | ACAirCoolAllPhase&gt;=240k&lt; | False | False |  |  |  |  | 10.3 |  | 15.7 | 13.2 | [6 empty] | 308000 | Electric Resistance Heating Or | 08/29/2023 |  | 11/13/2023
Daikin Comfort Technologies Manufacturing, L.P. | Daikin | DPSA030A2BSAT*0B02560*0 |  | Voluntarily Certified | ACAirCoolAllPhase&gt;=240k&lt; | False | False |  |  |  |  | 10.5 |  | 15.8 | 13.2 | [6 empty] | 308000 | Electric Resistance Heating Or | 08/29/2023 |  | 11/13/2023
Daikin Comfort Technologies Manufacturing, L.P. | Daikin | DPSA030A2BSAT*0B02560*E |  | Voluntarily Certified | ACAirCoolAllPhase&gt;=240k&lt; | False | False |  |  |  |  | 10.4 |  | 15.7 | 13.2 | [6 empty] | 308000 | Electric Resistance Heating Or | 08/29/2023 |  | 11/13/2023
Daikin Comfort Technologies Manufacturing, L.P. | Daikin | DPSA030A2BSAT*0B02630*0 |  | Voluntarily Certified | ACAirCoolAllPhase&gt;=240k&lt; | False | False |  |  |  |  | 10.4 |  | 15.7 | 13.2 | [6 empty] | 308000 | Electric Resistance Heating Or | 08/29/2023 |  | 11/13/2023
Daikin Comfort Technologies Manufacturing, L.P. | Daikin | DPSA030A2BSAT*0B02630*E |  | Voluntarily Certified | ACAirCoolAllPhase&gt;=240k&lt; | False | False |  |  |  |  | 10.3 |  | 15.6 | 13.2 | [6 empty] | 308000 | Electric Resistance Heating Or | 08/29/2023 |  | 11/13/2023
Daikin Comfort Technologies Manufacturing, L.P. | Daikin | DPSA030A2BSAT*0B04355*0 |  | Voluntarily Certified | ACAirCoolAllPhase&gt;=240k&lt; | False | False |  |  |  |  | 10.4 |  | 15.8 | 13.2 | [6 empty] | 308000 | Electric Resistance Heating Or | 08/29/2023 |  | 11/13/2023
Daikin Comfort Technologies Manufacturing, L.P. | Daikin | DPSA030A2BSAT*0B04355*E |  | Voluntarily Certified | ACAirCoolAllPhase&gt;=240k&lt; | False | False |  |  |  |  | 10.3 |  | 15.7 | 13.2 | [6 empty] | 308000 | Electric Resistance Heating Or | 08/29/2023 |  | 11/13/2023
Daikin Comfort Technologies Manufacturing, L.P. | Daikin | DPSA030A2BSBT*0B02450*0 |  | Voluntarily Certified | ACAirCoolAllPhase&gt;=240k&lt; | False | False |  |  |  |  | 10.5 |  | 16 | 13.2 | [6 empty] | 314000 | Electric Resistance Heating Or | 08/29/2023 |  | 11/13/2023
Daikin Comfort Technologies Manufacturing, L.P. | Daikin | DPSA030A2BSBT*0B02450*E |  | Voluntarily Certified | ACAirCoolAllPhase&gt;=240k&lt; | False | False |  |  |  |  | 10.4 |  | 15.9 | 13.2 | [6 empty] | 314000 | Electric Resistance Heating Or | 08/29/2023 |  | 11/13/2023
Daikin Comfort Technologies Manufacturing, L.P. | Daikin | DPSA030A2BSBT*0B02500*0 |  | Voluntarily Certified | ACAirCoolAllPhase&gt;=240k&lt; | False | False |  |  |  |  | 10.6 |  | 16.1 | 13.2 | [6 empty] | 316000 | Electric Resistance Heating Or | 08/29/2023 |  | 11/13/2023
Daikin Comfort Technologies Manufacturing, L.P. | Daikin | DPSA030A2BSBT*0B02500*E |  | Voluntarily Certified | ACAirCoolAllPhase&gt;=240k&lt; | False | False |  |  |  |  | 10.5 |  | 16 | 13.2 | [6 empty] | 316000 | Electric Resistance Heating Or | 08/29/2023 |  | 11/13/2023
Daikin Comfort Technologies Manufacturing, L.P. | Daikin | DPSA030A2BSBT*0B02560*0 |  | Voluntarily Certified | ACAirCoolAllPhase&gt;=240k&lt; | False | False |  |  |  |  | 10.6 |  | 16.1 | 13.2 | [6 empty] | 316000 | Electric Resistance Heating Or | 08/29/2023 |  | 11/13/2023
Daikin Comfort Technologies Manufacturing, L.P. | Daikin | DPSA030A2BSBT*0B02560*E |  | Voluntarily Certified | ACAirCoolAllPhase&gt;=240k&lt; | False | False |  |  |  |  | 10.5 |  | 16 | 13.2 | [6 empty] | 316000 | Electric Resistance Heating Or | 08/29/2023 |  | 11/13/2023
Daikin Comfort Technologies Manufacturing, L.P. | Daikin | DPSA030A2BSBT*0B02630*0 |  | Voluntarily Certified | ACAirCoolAllPhase&gt;=240k&lt; | False | False |  |  |  |  | 10.5 |  | 16 | 13.2 | [6 empty] | 316000 | Electric Resistance Heating Or | 08/29/2023 |  | 11/13/2023
Daikin Comfort Technologies Manufacturing, L.P. | Daikin | DPSA030A2BSBT*0B02630*E |  | Voluntarily Certified | ACAirCoolAllPhase&gt;=240k&lt; | False | False |  |  |  |  | 10.4 |  | 15.9 | 13.2 | [6 empty] | 316000 | Electric Resistance Heating Or | 08/29/2023 |  | 11/13/2023
Daikin Comfort Technologies Manufacturing, L.P. | Daikin | DPSA030A2BSBT*0B04355*0 |  | Voluntarily Certified | ACAirCoolAllPhase&gt;=240k&lt; | False | False |  |  |  |  | 10.5 |  | 16 | 13.2 | [6 empty] | 316000 | Electric Resistance Heating Or | 08/29/2023 |  | 11/13/2023
Daikin Comfort Technologies Manufacturing, L.P. | Daikin | DPSA030A2BSBT*0B04355*E |  | Voluntarily Certified | ACAirCoolAllPhase&gt;=240k&lt; | False | False |  |  |  |  | 10.4 |  | 15.9 | 13.2 | [6 empty] | 316000 | Electric Resistance Heating Or | 08/29/2023 |  | 11/13/2023
Daikin Comfort Technologies Manufacturing, L.P. | Daikin | DPSA030A2BSCT*0B02500*0 |  | Voluntarily Certified | ACAirCoolAllPhase&gt;=240k&lt; | False | False |  |  |  |  | 10 |  | 14.6 | 13.2 | [6 empty] | 298000 | Electric Resistance Heating Or | 08/29/2023 |  | 11/13/2023
Daikin Comfort Technologies Manufacturing, L.P. | Daikin | DPSA030A2BSCT*0B02560*0 |  | Voluntarily Certified | ACAirCoolAllPhase&gt;=240k&lt; | False | False |  |  |  |  | 10 |  | 14.6 | 13.2 | [6 empty] | 298000 | Electric Resistance Heating Or | 08/29/2023 |  | 11/13/2023
Daikin Comfort Technologies Manufacturing, L.P. | Daikin | DPSA030A2BSDT*0B02450*0 |  | Voluntarily Certified | ACAirCoolAllPhase&gt;=240k&lt; | False | False |  |  |  |  | 10.1 |  | 15.6 | 13.2 | [6 empty] | 308000 | Electric Resistance Heating Or | 08/29/2023 |  | 11/13/2023
Daikin Comfort Technologies Manufacturing, L.P. | Daikin | DPSA030A2BSDT*0B02450*E |  | Voluntarily Certified | ACAirCoolAllPhase&gt;=240k&lt; | False | False |  |  |  |  | 10 |  | 15.5 | 13.2 | [6 empty] | 308000 | Electric Resistance Heating Or | 08/29/2023 |  | 11/13/2023
Daikin Comfort Technologies Manufacturing, L.P. | Daikin | DPSA030A2BSDT*0B02500*0 |  | Voluntarily Certified | ACAirCoolAllPhase&gt;=240k&lt; | False | False |  |  |  |  | 10.2 |  | 15.7 | 13.2 | [6 empty] | 308000 | Electric Resistance Heating Or | 08/29/2023 |  | 11/13/2023
Daikin Comfort Technologies Manufacturing, L.P. | Daikin | DPSA030A2BSDT*0B02500*E |  | Voluntarily Certified | ACAirCoolAllPhase&gt;=240k&lt; | False | False |  |  |  |  | 10.1 |  | 15.6 | 13.2 | [6 empty] | 308000 | Electric Resistance Heating Or | 08/29/2023 |  | 11/13/2023
Daikin Comfort Technologies Manufacturing, L.P. | Daikin | DPSA030A2BSDT*0B02560*0 |  | Voluntarily Certified | ACAirCoolAllPhase&gt;=240k&lt; | False | False |  |  |  |  | 10.2 |  | 15.7 | 13.2 | [6 empty] | 308000 | Electric Resistance Heating Or | 08/29/2023 |  | 11/13/2023
Daikin Comfort Technologies Manufacturing, L.P. | Daikin | DPSA030A2BSDT*0B02560*E |  | Voluntarily Certified | ACAirCoolAllPhase&gt;=240k&lt; | False | False |  |  |  |  | 10.1 |  | 15.6 | 13.2 | [6 empty] | 308000 | Electric Resistance Heating Or | 08/29/2023 |  | 11/13/2023
Daikin Comfort Technologies Manufacturing, L.P. | Daikin | DPSA030A2BSDT*0B02630*0 |  | Voluntarily Certified | ACAirCoolAllPhase&gt;=240k&lt; | False | False |  |  |  |  | 10.1 |  | 15.6 | 13.2 | [6 empty] | 308000 | Electric Resistance Heating Or | 08/29/2023 |  | 11/13/2023
Daikin Comfort Technologies Manufacturing, L.P. | Daikin | DPSA030A2BSDT*0B02630*E |  | Voluntarily Certified | ACAirCoolAllPhase&gt;=240k&lt; | False | False |  |  |  |  | 10 |  | 15.5 | 13.2 | [6 empty] | 308000 | Electric Resistance Heating Or | 08/29/2023 |  | 11/13/2023
Daikin Comfort Technologies Manufacturing, L.P. | Daikin | DPSA030A2BSDT*0B04355*0 |  | Voluntarily Certified | ACAirCoolAllPhase&gt;=240k&lt; | False | False |  |  |  |  | 10.2 |  | 15.7 | 13.2 | [6 empty] | 308000 | Electric Resistance Heating Or | 08/29/2023 |  | 11/13/2023
Daikin Comfort Technologies Manufacturing, L.P. | Daikin | DPSA030A2BSDT*0B04355*E |  | Voluntarily Certified | ACAirCoolAllPhase&gt;=240k&lt; | False | False |  |  |  |  | 10.1 |  | 15.6 | 13.2 | [6 empty] | 308000 | Electric Resistance Heating Or | 08/29/2023 |  | 11/13/2023
Daikin Comfort Technologies Manufacturing, L.P. | Daikin | DPSA030A4BHAM*0B04450*0 |  | Voluntarily Certified | ACAirCoolAllPhase&gt;=240k&lt; | False | False |  |  |  |  | 10.8 |  | 16.7 | 13.2 | [6 empty] | 314000 | Electric Resistance Heating Or | 08/29/2023 |  | 11/13/2023
Daikin Comfort Technologies Manufacturing, L.P. | Daikin | DPSA030A4BHAM*0B04450*E |  | Voluntarily Certified | ACAirCoolAllPhase&gt;=240k&lt; | False | False |  |  |  |  | 10.7 |  | 16.6 | 13.2 | [6 empty] | 314000 | Electric Resistance Heating Or | 08/29/2023 |  | 11/13/2023
Daikin Comfort Technologies Manufacturing, L.P. | Daikin | DPSA030A4BHBM*0B04450*0 |  | Voluntarily Certified | ACAirCoolAllPhase&gt;=240k&lt; | False | False |  |  |  |  | 10.9 |  | 16.8 | 13.2 | [6 empty] | 320000 | Electric Resistance Heating Or | 08/29/2023 |  | 11/13/2023
Daikin Comfort Technologies Manufacturing, L.P. | Daikin | DPSA030A4BHBM*0B04450*E |  | Voluntarily Certified | ACAirCoolAllPhase&gt;=240k&lt; | False | False |  |  |  |  | 10.8 |  | 16.7 | 13.2 | [6 empty] | 320000 | Electric Resistance Heating Or | 08/29/2023 |  | 11/13/2023
Daikin Comfort Technologies Manufacturing, L.P. | Daikin | DPSA030A4BHCM*0B04450*0 |  | Voluntarily Certified | ACAirCoolAllPhase&gt;=240k&lt; | False | False |  |  |  |  | 10.3 |  | 16.3 | 13.2 | [6 empty] | 302000 | Electric Resistance Heating Or | 08/29/2023 |  | 11/13/2023
Daikin Comfort Technologies Manufacturing, L.P. | Daikin | DPSA030A4BHCM*0B04450*E |  | Voluntarily Certified | ACAirCoolAllPhase&gt;=240k&lt; | False | False |  |  |  |  | 10.2 |  | 16.2 | 13.2 | [6 empty] | 302000 | Electric Resistance Heating Or | 08/29/2023 |  | 11/13/2023
Daikin Comfort Technologies Manufacturing, L.P. | Daikin | DPSA030A4BHDM*0B04450*0 |  | Voluntarily Certified | ACAirCoolAllPhase&gt;=240k&lt; | False | False |  |  |  |  | 10.6 |  | 16.4 | 13.2 | [6 empty] | 314000 | Electric Resistance Heating Or | 08/29/2023 |  | 11/13/2023
Daikin Comfort Technologies Manufacturing, L.P. | Daikin | DPSA030A4BHDM*0B04450*E |  | Voluntarily Certified | ACAirCoolAllPhase&gt;=240k&lt; | False | False |  |  |  |  | 10.5 |  | 16.3 | 13.2 | [6 empty] | 314000 | Electric Resistance Heating Or | 08/29/2023 |  | 11/13/2023
Daikin Comfort Technologies Manufacturing, L.P. | Daikin | DPSA030A4BPAV*0B04450*0 |  | Voluntarily Certified | ACAirCoolAllPhase&gt;=240k&lt; | False | False |  |  |  |  | 10.6 |  | 17.5 | 13.2 | [6 empty] | 314000 | Electric Resistance Heating Or | 08/29/2023 |  | 11/13/2023
Daikin Comfort Technologies Manufacturing, L.P. | Daikin | DPSA030A4BPAV*0B04450*E |  | Voluntarily Certified | ACAirCoolAllPhase&gt;=240k&lt; | False | False |  |  |  |  | 10.5 |  | 17.4 | 13.2 | [6 empty] | 314000 | Electric Resistance Heating Or | 08/29/2023 |  | 11/13/2023
Daikin Comfort Technologies Manufacturing, L.P. | Daikin | DPSA030A4BPBV*0B04450*0 |  | Voluntarily Certified | ACAirCoolAllPhase&gt;=240k&lt; | False | False |  |  |  |  | 10.8 |  | 17.8 | 13.2 | [6 empty] | 320000 | Electric Resistance Heating Or | 08/29/2023 |  | 11/13/2023
Daikin Comfort Technologies Manufacturing, L.P. | Daikin | DPSA030A4BPBV*0B04450*E |  | Voluntarily Certified | ACAirCoolAllPhase&gt;=240k&lt; | False | False |  |  |  |  | 10.7 |  | 17.7 | 13.2 | [6 empty] | 320000 | Electric Resistance Heating Or | 08/29/2023 |  | 11/13/2023
Daikin Comfort Technologies Manufacturing, L.P. | Daikin | DPSA030A4BPCV*0B04450*0 |  | Voluntarily Certified | ACAirCoolAllPhase&gt;=240k&lt; | False | False |  |  |  |  | 10.1 |  | 17.2 | 13.2 | [6 empty] | 302000 | Electric Resistance Heating Or | 08/29/2023 |  | 11/13/2023
Daikin Comfort Technologies Manufacturing, L.P. | Daikin | DPSA030A4BPCV*0B04450*E |  | Voluntarily Certified | ACAirCoolAllPhase&gt;=240k&lt; | False | False |  |  |  |  | 10 |  | 17.1 | 13.2 | [6 empty] | 302000 | Electric Resistance Heating Or | 08/29/2023 |  | 11/13/2023
Daikin Comfort Technologies Manufacturing, L.P. | Daikin | DPSA030A4BPDV*0B04450*0 |  | Voluntarily Certified | ACAirCoolAllPhase&gt;=240k&lt; | False | False |  |  |  |  | 10.4 |  | 17.4 | 13.2 | [6 empty] | 314000 | Electric Resistance Heating Or | 08/29/2023 |  | 11/13/2023
Daikin Comfort Technologies Manufacturing, L.P. | Daikin | DPSA030A4BPDV*0B04450*E |  | Voluntarily Certified | ACAirCoolAllPhase&gt;=240k&lt; | False | False |  |  |  |  | 10.3 |  | 17.3 | 13.2 | [6 empty] | 314000 | Electric Resistance Heating Or | 08/29/2023 |  | 11/13/2023
Daikin Comfort Technologies Manufacturing, L.P. | Daikin | DPSA030A4BSAT*0B04450*0 |  | Voluntarily Certified | ACAirCoolAllPhase&gt;=240k&lt; | False | False |  |  |  |  | 10.8 |  | 16.4 | 13.2 | [6 empty] | 314000 | Electric Resistance Heating Or | 08/29/2023 |  | 11/13/2023
Daikin Comfort Technologies Manufacturing, L.P. | Daikin | DPSA030A4BSAT*0B04450*E |  | Voluntarily Certified | ACAirCoolAllPhase&gt;=240k&lt; | False | False |  |  |  |  | 10.7 |  | 16.3 | 13.2 | [6 empty] | 314000 | Electric Resistance Heating Or | 08/29/2023 |  | 11/13/2023
Daikin Comfort Technologies Manufacturing, L.P. | Daikin | DPSA030A4BSBT*0B04450*0 |  | Voluntarily Certified | ACAirCoolAllPhase&gt;=240k&lt; | False | False |  |  |  |  | 10.9 |  | 16.5 | 13.2 | [6 empty] | 320000 | Electric Resistance Heating Or | 08/29/2023 |  | 11/13/2023
Daikin Comfort Technologies Manufacturing, L.P. | Daikin | DPSA030A4BSBT*0B04450*E |  | Voluntarily Certified | ACAirCoolAllPhase&gt;=240k&lt; | False | False |  |  |  |  | 10.8 |  | 16.4 | 13.2 | [6 empty] | 320000 | Electric Resistance Heating Or | 08/29/2023 |  | 11/13/2023
Daikin Comfort Technologies Manufacturing, L.P. | Daikin | DPSA030A4BSCT*0B04450*0 |  | Voluntarily Certified | ACAirCoolAllPhase&gt;=240k&lt; | False | False |  |  |  |  | 10.3 |  | 16 | 13.2 | [6 empty] | 302000 | Electric Resistance Heating Or | 08/29/2023 |  | 11/13/2023
Daikin Comfort Technologies Manufacturing, L.P. | Daikin | DPSA030A4BSCT*0B04450*E |  | Voluntarily Certified | ACAirCoolAllPhase&gt;=240k&lt; | False | False |  |  |  |  | 10.2 |  | 15.9 | 13.2 | [6 empty] | 302000 | Electric Resistance Heating Or | 08/29/2023 |  | 11/13/2023
Daikin Comfort Technologies Manufacturing, L.P. | Daikin | DPSA030A4BSDT*0B04450*0 |  | Voluntarily Certified | ACAirCoolAllPhase&gt;=240k&lt; | False | False |  |  |  |  | 10.6 |  | 16.1 | 13.2 | [6 empty] | 314000 | Electric Resistance Heating Or | 08/29/2023 |  | 11/13/2023
Daikin Comfort Technologies Manufacturing, L.P. | Daikin | DPSA030A4BSDT*0B04450*E |  | Voluntarily Certified | ACAirCoolAllPhase&gt;=240k&lt; | False | False |  |  |  |  | 10.5 |  | 16 | 13.2 | [6 empty] | 314000 | Electric Resistance Heating Or | 08/29/2023 |  | 11/13/2023
Daikin Comfort Technologies Manufacturing, L.P. | Daikin | DPSA030A5BHAM*0B04450*0 |  | Voluntarily Certified | ACAirCoolAllPhase&gt;=240k&lt; | False | False |  |  |  |  | 10.8 |  | 16.7 | 13.2 | [6 empty] | 314000 | Electric Resistance Heating Or | 08/29/2023 |  | 11/13/2023
Daikin Comfort Technologies Manufacturing, L.P. | Daikin | DPSA030A5BHAM*0B04450*E |  | Voluntarily Certified | ACAirCoolAllPhase&gt;=240k&lt; | False | False |  |  |  |  | 10.7 |  | 16.6 | 13.2 | [6 empty] | 314000 | Electric Resistance Heating Or | 08/29/2023 |  | 11/13/2023
Daikin Comfort Technologies Manufacturing, L.P. | Daikin | DPSA030A5BHBM*0B04450*0 |  | Voluntarily Certified | ACAirCoolAllPhase&gt;=240k&lt; | False | False |  |  |  |  | 10.9 |  | 16.8 | 13.2 | [6 empty] | 320000 | Electric Resistance Heating Or | 08/29/2023 |  | 11/13/2023
Daikin Comfort Technologies Manufacturing, L.P. | Daikin | DPSA030A5BHBM*0B04450*E |  | Voluntarily Certified | ACAirCoolAllPhase&gt;=240k&lt; | False | False |  |  |  |  | 10.8 |  | 16.7 | 13.2 | [6 empty] | 320000 | Electric Resistance Heating Or | 08/29/2023 |  | 11/13/2023
Daikin Comfort Technologies Manufacturing, L.P. | Daikin | DPSA030A5BHCM*0B04450*0 |  | Voluntarily Certified | ACAirCoolAllPhase&gt;=240k&lt; | False | False |  |  |  |  | 10.3 |  | 16.3 | 13.2 | [6 empty] | 302000 | Electric Resistance Heating Or | 08/29/2023 |  | 11/13/2023
Daikin Comfort Technologies Manufacturing, L.P. | Daikin | DPSA030A5BHCM*0B04450*E |  | Voluntarily Certified | ACAirCoolAllPhase&gt;=240k&lt; | False | False |  |  |  |  | 10.2 |  | 16.2 | 13.2 | [6 empty] | 302000 | Electric Resistance Heating Or | 08/29/2023 |  | 11/13/2023
Daikin Comfort Technologies Manufacturing, L.P. | Daikin | DPSA030A5BHDM*0B04450*0 |  | Voluntarily Certified | ACAirCoolAllPhase&gt;=240k&lt; | False | False |  |  |  |  | 10.6 |  | 16.4 | 13.2 | [6 empty] | 314000 | Electric Resistance Heating Or | 08/29/2023 |  | 11/13/2023
Daikin Comfort Technologies Manufacturing, L.P. | Daikin | DPSA030A5BHDM*0B04450*E |  | Voluntarily Certified | ACAirCoolAllPhase&gt;=240k&lt; | False | False |  |  |  |  | 10.5 |  | 16.3 | 13.2 | [6 empty] | 314000 | Electric Resistance Heating Or | 08/29/2023 |  | 11/13/2023
Daikin Comfort Technologies Manufacturing, L.P. | Daikin | DPSA030A5BPAV*0B04450*0 |  | Voluntarily Certified | ACAirCoolAllPhase&gt;=240k&lt; | False | False |  |  |  |  | 10.6 |  | 17.5 | 13.2 | [6 empty] | 314000 | Electric Resistance Heating Or | 08/29/2023 |  | 11/13/2023
Daikin Comfort Technologies Manufacturing, L.P. | Daikin | DPSA030A5BPAV*0B04450*E |  | Voluntarily Certified | ACAirCoolAllPhase&gt;=240k&lt; | False | False |  |  |  |  | 10.5 |  | 17.4 | 13.2 | [6 empty] | 314000 | Electric Resistance Heating Or | 08/29/2023 |  | 11/13/2023
Daikin Comfort Technologies Manufacturing, L.P. | Daikin | DPSA030A5BPBV*0B04450*0 |  | Voluntarily Certified | ACAirCoolAllPhase&gt;=240k&lt; | False | False |  |  |  |  | 10.8 |  | 17.8 | 13.2 | [6 empty] | 320000 | Electric Resistance Heating Or | 08/29/2023 |  | 11/13/2023
Daikin Comfort Technologies Manufacturing, L.P. | Daikin | DPSA030A5BPBV*0B04450*E |  | Voluntarily Certified | ACAirCoolAllPhase&gt;=240k&lt; | False | False |  |  |  |  | 10.7 |  | 17.7 | 13.2 | [6 empty] | 320000 | Electric Resistance Heating Or | 08/29/2023 |  | 11/13/2023
Daikin Comfort Technologies Manufacturing, L.P. | Daikin | DPSA030A5BPCV*0B04450*0 |  | Voluntarily Certified | ACAirCoolAllPhase&gt;=240k&lt; | False | False |  |  |  |  | 10.1 |  | 17.2 | 13.2 | [6 empty] | 302000 | Electric Resistance Heating Or | 08/29/2023 |  | 11/13/2023
Daikin Comfort Technologies Manufacturing, L.P. | Daikin | DPSA030A5BPCV*0B04450*E |  | Voluntarily Certified | ACAirCoolAllPhase&gt;=240k&lt; | False | False |  |  |  |  | 10 |  | 17.1 | 13.2 | [6 empty] | 302000 | Electric Resistance Heating Or | 08/29/2023 |  | 11/13/2023
Daikin Comfort Technologies Manufacturing, L.P. | Daikin | DPSA030A5BPDV*0B04450*0 |  | Voluntarily Certified | ACAirCoolAllPhase&gt;=240k&lt; | False | False |  |  |  |  | 10.4 |  | 17.4 | 13.2 | [6 empty] | 314000 | Electric Resistance Heating Or | 08/29/2023 |  | 11/13/2023
Daikin Comfort Technologies Manufacturing, L.P. | Daikin | DPSA030A5BPDV*0B04450*E |  | Voluntarily Certified | ACAirCoolAllPhase&gt;=240k&lt; | False | False |  |  |  |  | 10.3 |  | 17.3 | 13.2 | [6 empty] | 314000 | Electric Resistance Heating Or | 08/29/2023 |  | 11/13/2023
Daikin Comfort Technologies Manufacturing, L.P. | Daikin | DPSA030A5BSAT*0B04450*0 |  | Voluntarily Certified | ACAirCoolAllPhase&gt;=240k&lt; | False | False |  |  |  |  | 10.8 |  | 16.4 | 13.2 | [6 empty] | 314000 | Electric Resistance Heating Or | 08/29/2023 |  | 11/13/2023
Daikin Comfort Technologies Manufacturing, L.P. | Daikin | DPSA030A5BSAT*0B04450*E |  | Voluntarily Certified | ACAirCoolAllPhase&gt;=240k&lt; | False | False |  |  |  |  | 10.7 |  | 16.3 | 13.2 | [6 empty] | 314000 | Electric Resistance Heating Or | 08/29/2023 |  | 11/13/2023
Daikin Comfort Technologies Manufacturing, L.P. | Daikin | DPSA030A5BSBT*0B04450*0 |  | Voluntarily Certified | ACAirCoolAllPhase&gt;=240k&lt; | False | False |  |  |  |  | 10.9 |  | 16.5 | 13.2 | [6 empty] | 320000 | Electric Resistance Heating Or | 08/29/2023 |  | 11/13/2023
Daikin Comfort Technologies Manufacturing, L.P. | Daikin | DPSA030A5BSBT*0B04450*E |  | Voluntarily Certified | ACAirCoolAllPhase&gt;=240k&lt; | False | False |  |  |  |  | 10.8 |  | 16.4 | 13.2 | [6 empty] | 320000 | Electric Resistance Heating Or | 08/29/2023 |  | 11/13/2023
Daikin Comfort Technologies Manufacturing, L.P. | Daikin | DPSA030A5BSCT*0B04450*0 |  | Voluntarily Certified | ACAirCoolAllPhase&gt;=240k&lt; | False | False |  |  |  |  | 10.3 |  | 16 | 13.2 | [6 empty] | 302000 | Electric Resistance Heating Or | 08/29/2023 |  | 11/13/2023
Daikin Comfort Technologies Manufacturing, L.P. | Daikin | DPSA030A5BSCT*0B04450*E |  | Voluntarily Certified | ACAirCoolAllPhase&gt;=240k&lt; | False | False |  |  |  |  | 10.2 |  | 15.9 | 13.2 | [6 empty] | 302000 | Electric Resistance Heating Or | 08/29/2023 |  | 11/13/2023
Daikin Comfort Technologies Manufacturing, L.P. | Daikin | DPSA030A5BSDT*0B04450*0 |  | Voluntarily Certified | ACAirCoolAllPhase&gt;=240k&lt; | False | False |  |  |  |  | 10.6 |  | 16.1 | 13.2 | [6 empty] | 314000 | Electric Resistance Heating Or | 08/29/2023 |  | 11/13/2023
Daikin Comfort Technologies Manufacturing, L.P. | Daikin | DPSA030A5BSDT*0B04450*E |  | Voluntarily Certified | ACAirCoolAllPhase&gt;=240k&lt; | False | False |  |  |  |  | 10.5 |  | 16 | 13.2 | [6 empty] | 314000 | Electric Resistance Heating Or | 08/29/2023 |  | 11/13/2023
Daikin Comfort Technologies Manufacturing, L.P. | Daikin | DPSA031A*BHAME0B02450*0 |  | Voluntarily Certified | ACAirCoolAllPhase&gt;=240k&lt; | False | False |  |  |  |  | 11.2 |  | 17.6 | 13.2 | [6 empty] | 320000 | Electric Resistance Heating Or | 08/29/2023 |  | 11/13/2023
Daikin Comfort Technologies Manufacturing, L.P. | Daikin | DPSA031A*BHAME0B02450*E |  | Voluntarily Certified | ACAirCoolAllPhase&gt;=240k&lt; | False | False |  |  |  |  | 11.1 |  | 17.5 | 13.2 | [6 empty] | 320000 | Electric Resistance Heating Or | 08/29/2023 |  | 11/13/2023
Daikin Comfort Technologies Manufacturing, L.P. | Daikin | DPSA031A*BHAME0B02500*0 |  | Voluntarily Certified | ACAirCoolAllPhase&gt;=240k&lt; | False | False |  |  |  |  | 11.4 |  | 17.7 | 13.2 | [6 empty] | 322000 | Electric Resistance Heating Or | 08/29/2023 |  | 11/13/2023
Daikin Comfort Technologies Manufacturing, L.P. | Daikin | DPSA031A*BHAME0B02500*E |  | Voluntarily Certified | ACAirCoolAllPhase&gt;=240k&lt; | False | False |  |  |  |  | 11.3 |  | 17.6 | 13.2 | [6 empty] | 322000 | Electric Resistance Heating Or | 08/29/2023 |  | 11/13/2023
Daikin Comfort Technologies Manufacturing, L.P. | Daikin | DPSA031A*BHAME0B02560*0 |  | Voluntarily Certified | ACAirCoolAllPhase&gt;=240k&lt; | False | False |  |  |  |  | 11.4 |  | 17.9 | 13.2 | [6 empty] | 322000 | Electric Resistance Heating Or | 08/29/2023 |  | 11/13/2023
Daikin Comfort Technologies Manufacturing, L.P. | Daikin | DPSA031A*BHAME0B02560*E |  | Voluntarily Certified | ACAirCoolAllPhase&gt;=240k&lt; | False | False |  |  |  |  | 11.3 |  | 17.8 | 13.2 | [6 empty] | 322000 | Electric Resistance Heating Or | 08/29/2023 |  | 11/13/2023
Daikin Comfort Technologies Manufacturing, L.P. | Daikin | DPSA031A*BHAME0B02630*0 |  | Voluntarily Certified | ACAirCoolAllPhase&gt;=240k&lt; | False | False |  |  |  |  | 11.4 |  | 17.9 | 13.2 | [6 empty] | 322000 | Electric Resistance Heating Or | 08/29/2023 |  | 11/13/2023
Daikin Comfort Technologies Manufacturing, L.P. | Daikin | DPSA031A*BHAME0B02630*E |  | Voluntarily Certified | ACAirCoolAllPhase&gt;=240k&lt; | False | False |  |  |  |  | 11.3 |  | 17.8 | 13.2 | [6 empty] | 322000 | Electric Resistance Heating Or | 08/29/2023 |  | 11/13/2023
Daikin Comfort Technologies Manufacturing, L.P. | Daikin | DPSA031A*BHAME0B04355*0 |  | Voluntarily Certified | ACAirCoolAllPhase&gt;=240k&lt; | False | False |  |  |  |  | 11.3 |  | 17.7 | 13.2 | [6 empty] | 320000 | Electric Resistance Heating Or | 08/29/2023 |  | 11/13/2023
Daikin Comfort Technologies Manufacturing, L.P. | Daikin | DPSA031A*BHAME0B04355*E |  | Voluntarily Certified | ACAirCoolAllPhase&gt;=240k&lt; | False | False |  |  |  |  | 11.2 |  | 17.6 | 13.2 | [6 empty] | 320000 | Electric Resistance Heating Or | 08/29/2023 |  | 11/13/2023
Daikin Comfort Technologies Manufacturing, L.P. | Daikin | DPSA031A*BHAME0B04450*0 |  | Voluntarily Certified | ACAirCoolAllPhase&gt;=240k&lt; | False | False |  |  |  |  | 11.4 |  | 17.8 | 13.2 | [6 empty] | 322000 | Electric Resistance Heating Or | 08/29/2023 |  | 11/13/2023
Daikin Comfort Technologies Manufacturing, L.P. | Daikin | DPSA031A*BHAME0B04450*E |  | Voluntarily Certified | ACAirCoolAllPhase&gt;=240k&lt; | False | False |  |  |  |  | 11.3 |  | 17.7 | 13.2 | [6 empty] | 322000 | Electric Resistance Heating Or | 08/29/2023 |  | 11/13/2023
Daikin Comfort Technologies Manufacturing, L.P. | Daikin | DPSA031A*BHAME0B04500*0 |  | Voluntarily Certified | ACAirCoolAllPhase&gt;=240k&lt; | False | False |  |  |  |  | 11.5 |  | 18 | 13.2 | [6 empty] | 324000 | Electric Resistance Heating Or | 08/29/2023 |  | 11/13/2023
Daikin Comfort Technologies Manufacturing, L.P. | Daikin | DPSA031A*BHAME0B04500*E |  | Voluntarily Certified | ACAirCoolAllPhase&gt;=240k&lt; | False | False |  |  |  |  | 11.4 |  | 17.9 | 13.2 | [6 empty] | 324000 | Electric Resistance Heating Or | 08/29/2023 |  | 11/13/2023
Daikin Comfort Technologies Manufacturing, L.P. | Daikin | DPSA031A*BHAME0B04560*0 |  | Voluntarily Certified | ACAirCoolAllPhase&gt;=240k&lt; | False | False |  |  |  |  | 11.4 |  | 17.9 | 13.2 | [6 empty] | 322000 | Electric Resistance Heating Or | 08/29/2023 |  | 11/13/2023
Daikin Comfort Technologies Manufacturing, L.P. | Daikin | DPSA031A*BHAME0B04560*E |  | Voluntarily Certified | ACAirCoolAllPhase&gt;=240k&lt; | False | False |  |  |  |  | 11.3 |  | 17.8 | 13.2 | [6 empty] | 322000 | Electric Resistance Heating Or | 08/29/2023 |  | 11/13/2023
Daikin Comfort Technologies Manufacturing, L.P. | Daikin | DPSA031A*BHBME0B02450*0 |  | Voluntarily Certified | ACAirCoolAllPhase&gt;=240k&lt; | False | False |  |  |  |  | 11.3 |  | 17.7 | 13.2 | [6 empty] | 322000 | Electric Resistance Heating Or | 08/29/2023 |  | 11/13/2023
Daikin Comfort Technologies Manufacturing, L.P. | Daikin | DPSA031A*BHBME0B02450*E |  | Voluntarily Certified | ACAirCoolAllPhase&gt;=240k&lt; | False | False |  |  |  |  | 11.2 |  | 17.6 | 13.2 | [6 empty] | 322000 | Electric Resistance Heating Or | 08/29/2023 |  | 11/13/2023
Daikin Comfort Technologies Manufacturing, L.P. | Daikin | DPSA031A*BHBME0B02500*0 |  | Voluntarily Certified | ACAirCoolAllPhase&gt;=240k&lt; | False | False |  |  |  |  | 11.5 |  | 17.7 | 13.2 | [6 empty] | 324000 | Electric Resistance Heating Or | 08/29/2023 |  | 11/13/2023
Daikin Comfort Technologies Manufacturing, L.P. | Daikin | DPSA031A*BHBME0B02500*E |  | Voluntarily Certified | ACAirCoolAllPhase&gt;=240k&lt; | False | False |  |  |  |  | 11.4 |  | 17.6 | 13.2 | [6 empty] | 324000 | Electric Resistance Heating Or | 08/29/2023 |  | 11/13/2023
Daikin Comfort Technologies Manufacturing, L.P. | Daikin | DPSA031A*BHBME0B02560*0 |  | Voluntarily Certified | ACAirCoolAllPhase&gt;=240k&lt; | False | False |  |  |  |  | 11.7 |  | 17.5 | 13.2 | [6 empty] | 326000 | Electric Resistance Heating Or | 08/29/2023 |  | 11/13/2023
Daikin Comfort Technologies Manufacturing, L.P. | Daikin | DPSA031A*BHBME0B02560*E |  | Voluntarily Certified | ACAirCoolAllPhase&gt;=240k&lt; | False | False |  |  |  |  | 11.6 |  | 17.4 | 13.2 | [6 empty] | 326000 | Electric Resistance Heating Or | 08/29/2023 |  | 11/13/2023
Daikin Comfort Technologies Manufacturing, L.P. | Daikin | DPSA031A*BHBME0B02630*0 |  | Voluntarily Certified | ACAirCoolAllPhase&gt;=240k&lt; | False | False |  |  |  |  | 11.7 |  | 17.3 | 13.2 | [6 empty] | 326000 | Electric Resistance Heating Or | 08/29/2023 |  | 11/13/2023
Daikin Comfort Technologies Manufacturing, L.P. | Daikin | DPSA031A*BHBME0B02630*E |  | Voluntarily Certified | ACAirCoolAllPhase&gt;=240k&lt; | False | False |  |  |  |  | 11.6 |  | 17.2 | 13.2 | [6 empty] | 326000 | Electric Resistance Heating Or | 08/29/2023 |  | 11/13/2023
Daikin Comfort Technologies Manufacturing, L.P. | Daikin | DPSA031A*BHBME0B04355*0 |  | Voluntarily Certified | ACAirCoolAllPhase&gt;=240k&lt; | False | False |  |  |  |  | 11.4 |  | 17.7 | 13.2 | [6 empty] | 324000 | Electric Resistance Heating Or | 08/29/2023 |  | 11/13/2023
Daikin Comfort Technologies Manufacturing, L.P. | Daikin | DPSA031A*BHBME0B04355*E |  | Voluntarily Certified | ACAirCoolAllPhase&gt;=240k&lt; | False | False |  |  |  |  | 11.3 |  | 17.6 | 13.2 | [6 empty] | 324000 | Electric Resistance Heating Or | 08/29/2023 |  | 11/13/2023
Daikin Comfort Technologies Manufacturing, L.P. | Daikin | DPSA031A*BHBME0B04450*0 |  | Voluntarily Certified | ACAirCoolAllPhase&gt;=240k&lt; | False | False |  |  |  |  | 11.7 |  | 17.2 | 13.2 | [6 empty] | 324000 | Electric Resistance Heating Or | 08/29/2023 |  | 11/13/2023
Daikin Comfort Technologies Manufacturing, L.P. | Daikin | DPSA031A*BHBME0B04450*E |  | Voluntarily Certified | ACAirCoolAllPhase&gt;=240k&lt; | False | False |  |  |  |  | 11.6 |  | 17.1 | 13.2 | [6 empty] | 324000 | Electric Resistance Heating Or | 08/29/2023 |  | 11/13/2023
Daikin Comfort Technologies Manufacturing, L.P. | Daikin | DPSA031A*BHBME0B04500*0 |  | Voluntarily Certified | ACAirCoolAllPhase&gt;=240k&lt; | False | False |  |  |  |  | 11.8 |  | 17.5 | 13.2 | [6 empty] | 326000 | Electric Resistance Heating Or | 08/29/2023 |  | 11/13/2023
Daikin Comfort Technologies Manufacturing, L.P. | Daikin | DPSA031A*BHBME0B04500*E |  | Voluntarily Certified | ACAirCoolAllPhase&gt;=240k&lt; | False | False |  |  |  |  | 11.7 |  | 17.4 | 13.2 | [6 empty] | 326000 | Electric Resistance Heating Or | 08/29/2023 |  | 11/13/2023
Daikin Comfort Technologies Manufacturing, L.P. | Daikin | DPSA031A*BHBME0B04560*0 |  | Voluntarily Certified | ACAirCoolAllPhase&gt;=240k&lt; | False | False |  |  |  |  | 11.7 |  | 17.5 | 13.2 | [6 empty] | 324000 | Electric Resistance Heating Or | 08/29/2023 |  | 11/13/2023
Daikin Comfort Technologies Manufacturing, L.P. | Daikin | DPSA031A*BHBME0B04560*E |  | Voluntarily Certified | ACAirCoolAllPhase&gt;=240k&lt; | False | False |  |  |  |  | 11.6 |  | 17.4 | 13.2 | [6 empty] | 324000 | Electric Resistance Heating Or | 08/29/2023 |  | 11/13/2023
Daikin Comfort Technologies Manufacturing, L.P. | Daikin | DPSA031A*BHCME0B02450*0 |  | Voluntarily Certified | ACAirCoolAllPhase&gt;=240k&lt; | False | False |  |  |  |  | 11.1 |  | 17.4 | 13.2 | [6 empty] | 318000 | Electric Resistance Heating Or | 08/29/2023 |  | 11/13/2023
Daikin Comfort Technologies Manufacturing, L.P. | Daikin | DPSA031A*BHCME0B02450*E |  | Voluntarily Certified | ACAirCoolAllPhase&gt;=240k&lt; | False | False |  |  |  |  | 11 |  | 17.3 | 13.2 | [6 empty] | 318000 | Electric Resistance Heating Or | 08/29/2023 |  | 11/13/2023
Daikin Comfort Technologies Manufacturing, L.P. | Daikin | DPSA031A*BHCME0B02500*0 |  | Voluntarily Certified | ACAirCoolAllPhase&gt;=240k&lt; | False | False |  |  |  |  | 11.3 |  | 17.6 | 13.2 | [6 empty] | 318000 | Electric Resistance Heating Or | 08/29/2023 |  | 11/13/2023
Daikin Comfort Technologies Manufacturing, L.P. | Daikin | DPSA031A*BHCME0B02500*E |  | Voluntarily Certified | ACAirCoolAllPhase&gt;=240k&lt; | False | False |  |  |  |  | 11.2 |  | 17.5 | 13.2 | [6 empty] | 318000 | Electric Resistance Heating Or | 08/29/2023 |  | 11/13/2023
Daikin Comfort Technologies Manufacturing, L.P. | Daikin | DPSA031A*BHCME0B02560*0 |  | Voluntarily Certified | ACAirCoolAllPhase&gt;=240k&lt; | False | False |  |  |  |  | 11.3 |  | 17.9 | 13.2 | [6 empty] | 320000 | Electric Resistance Heating Or | 08/29/2023 |  | 11/13/2023
Daikin Comfort Technologies Manufacturing, L.P. | Daikin | DPSA031A*BHCME0B02560*E |  | Voluntarily Certified | ACAirCoolAllPhase&gt;=240k&lt; | False | False |  |  |  |  | 11.2 |  | 17.8 | 13.2 | [6 empty] | 320000 | Electric Resistance Heating Or | 08/29/2023 |  | 11/13/2023
Daikin Comfort Technologies Manufacturing, L.P. | Daikin | DPSA031A*BHCME0B02630*0 |  | Voluntarily Certified | ACAirCoolAllPhase&gt;=240k&lt; | False | False |  |  |  |  | 11.4 |  | 17.9 | 13.2 | [6 empty] | 328000 | Electric Resistance Heating Or | 08/29/2023 |  | 11/13/2023
Daikin Comfort Technologies Manufacturing, L.P. | Daikin | DPSA031A*BHCME0B02630*E |  | Voluntarily Certified | ACAirCoolAllPhase&gt;=240k&lt; | False | False |  |  |  |  | 11.2 |  | 17.8 | 13.2 | [6 empty] | 320000 | Electric Resistance Heating Or | 08/29/2023 |  | 11/13/2023
Daikin Comfort Technologies Manufacturing, L.P. | Daikin | DPSA031A*BHCME0B04355*0 |  | Voluntarily Certified | ACAirCoolAllPhase&gt;=240k&lt; | False | False |  |  |  |  | 11.2 |  | 17.5 | 13.2 | [6 empty] | 318000 | Electric Resistance Heating Or | 08/29/2023 |  | 11/13/2023
Daikin Comfort Technologies Manufacturing, L.P. | Daikin | DPSA031A*BHCME0B04355*E |  | Voluntarily Certified | ACAirCoolAllPhase&gt;=240k&lt; | False | False |  |  |  |  | 11.1 |  | 17.4 | 13.2 | [6 empty] | 318000 | Electric Resistance Heating Or | 08/29/2023 |  | 11/13/2023
Daikin Comfort Technologies Manufacturing, L.P. | Daikin | DPSA031A*BHCME0B04450*0 |  | Voluntarily Certified | ACAirCoolAllPhase&gt;=240k&lt; | False | False |  |  |  |  | 11.2 |  | 17.8 | 13.2 | [6 empty] | 320000 | Electric Resistance Heating Or | 08/29/2023 |  | 11/13/2023
Daikin Comfort Technologies Manufacturing, L.P. | Daikin | DPSA031A*BHCME0B04450*E |  | Voluntarily Certified | ACAirCoolAllPhase&gt;=240k&lt; | False | False |  |  |  |  | 11.1 |  | 17.7 | 13.2 | [6 empty] | 320000 | Electric Resistance Heating Or | 08/29/2023 |  | 11/13/2023
Daikin Comfort Technologies Manufacturing, L.P. | Daikin | DPSA031A*BHCME0B04500*0 |  | Voluntarily Certified | ACAirCoolAllPhase&gt;=240k&lt; | False | False |  |  |  |  | 11.3 |  | 18 | 13.2 | [6 empty] | 320000 | Electric Resistance Heating Or | 08/29/2023 |  | 11/13/2023
Daikin Comfort Technologies Manufacturing, L.P. | Daikin | DPSA031A*BHCME0B04500*E |  | Voluntarily Certified | ACAirCoolAllPhase&gt;=240k&lt; | False | False |  |  |  |  | 11.2 |  | 17.9 | 13.2 | [6 empty] | 320000 | Electric Resistance Heating Or | 08/29/2023 |  | 11/13/2023
Daikin Comfort Technologies Manufacturing, L.P. | Daikin | DPSA031A*BHCME0B04560*0 |  | Voluntarily Certified | ACAirCoolAllPhase&gt;=240k&lt; | False | False |  |  |  |  | 11.2 |  | 17.9 | 13.2 | [6 empty] | 320000 | Electric Resistance Heating Or | 08/29/2023 |  | 11/13/2023
Daikin Comfort Technologies Manufacturing, L.P. | Daikin | DPSA031A*BHCME0B04560*E |  | Voluntarily Certified | ACAirCoolAllPhase&gt;=240k&lt; | False | False |  |  |  |  | 11.1 |  | 17.8 | 13.2 | [6 empty] | 320000 | Electric Resistance Heating Or | 08/29/2023 |  | 11/13/2023
Daikin Comfort Technologies Manufacturing, L.P. | Daikin | DPSA031A*BHDME0B02450*0 |  | Voluntarily Certified | ACAirCoolAllPhase&gt;=240k&lt; | False | False |  |  |  |  | 11.3 |  | 17.7 | 13.2 | [6 empty] | 320000 | Electric Resistance Heating Or | 08/29/2023 |  | 11/13/2023
Daikin Comfort Technologies Manufacturing, L.P. | Daikin | DPSA031A*BHDME0B02450*E |  | Voluntarily Certified | ACAirCoolAllPhase&gt;=240k&lt; | False | False |  |  |  |  | 11.2 |  | 17.6 | 13.2 | [6 empty] | 320000 | Electric Resistance Heating Or | 08/29/2023 |  | 11/13/2023
Daikin Comfort Technologies Manufacturing, L.P. | Daikin | DPSA031A*BHDME0B02500*0 |  | Voluntarily Certified | ACAirCoolAllPhase&gt;=240k&lt; | False | False |  |  |  |  | 11.3 |  | 17.4 | 13.2 | [6 empty] | 320000 | Electric Resistance Heating Or | 08/29/2023 |  | 11/13/2023
Daikin Comfort Technologies Manufacturing, L.P. | Daikin | DPSA031A*BHDME0B02500*E |  | Voluntarily Certified | ACAirCoolAllPhase&gt;=240k&lt; | False | False |  |  |  |  | 11.2 |  | 17.3 | 13.2 | [6 empty] | 320000 | Electric Resistance Heating Or | 08/29/2023 |  | 11/13/2023
Daikin Comfort Technologies Manufacturing, L.P. | Daikin | DPSA031A*BHDME0B02560*0 |  | Voluntarily Certified | ACAirCoolAllPhase&gt;=240k&lt; | False | False |  |  |  |  | 11.5 |  | 17.4 | 13.2 | [6 empty] | 322000 | Electric Resistance Heating Or | 08/29/2023 |  | 11/13/2023
Daikin Comfort Technologies Manufacturing, L.P. | Daikin | DPSA031A*BHDME0B02560*E |  | Voluntarily Certified | ACAirCoolAllPhase&gt;=240k&lt; | False | False |  |  |  |  | 11.4 |  | 17.3 | 13.2 | [6 empty] | 322000 | Electric Resistance Heating Or | 08/29/2023 |  | 11/13/2023
Daikin Comfort Technologies Manufacturing, L.P. | Daikin | DPSA031A*BHDME0B02630*0 |  | Voluntarily Certified | ACAirCoolAllPhase&gt;=240k&lt; | False | False |  |  |  |  | 11.5 |  | 17.3 | 13.2 | [6 empty] | 322000 | Electric Resistance Heating Or | 08/29/2023 |  | 11/13/2023
Daikin Comfort Technologies Manufacturing, L.P. | Daikin | DPSA031A*BHDME0B02630*E |  | Voluntarily Certified | ACAirCoolAllPhase&gt;=240k&lt; | False | False |  |  |  |  | 11.4 |  | 17.2 | 13.2 | [6 empty] | 322000 | Electric Resistance Heating Or | 08/29/2023 |  | 11/13/2023
Daikin Comfort Technologies Manufacturing, L.P. | Daikin | DPSA031A*BHDME0B04355*0 |  | Voluntarily Certified | ACAirCoolAllPhase&gt;=240k&lt; | False | False |  |  |  |  | 11.2 |  | 17.8 | 13.2 | [6 empty] | 320000 | Electric Resistance Heating Or | 08/29/2023 |  | 11/13/2023
Daikin Comfort Technologies Manufacturing, L.P. | Daikin | DPSA031A*BHDME0B04355*E |  | Voluntarily Certified | ACAirCoolAllPhase&gt;=240k&lt; | False | False |  |  |  |  | 11.1 |  | 17.7 | 13.2 | [6 empty] | 320000 | Electric Resistance Heating Or | 08/29/2023 |  | 11/13/2023
Daikin Comfort Technologies Manufacturing, L.P. | Daikin | DPSA031A*BHDME0B04450*0 |  | Voluntarily Certified | ACAirCoolAllPhase&gt;=240k&lt; | False | False |  |  |  |  | 11.5 |  | 17.2 | 13.2 | [6 empty] | 322000 | Electric Resistance Heating Or | 08/29/2023 |  | 11/13/2023
Daikin Comfort Technologies Manufacturing, L.P. | Daikin | DPSA031A*BHDME0B04450*E |  | Voluntarily Certified | ACAirCoolAllPhase&gt;=240k&lt; | False | False |  |  |  |  | 11.4 |  | 17.1 | 13.2 | [6 empty] | 322000 | Electric Resistance Heating Or | 08/29/2023 |  | 11/13/2023
Daikin Comfort Technologies Manufacturing, L.P. | Daikin | DPSA031A*BHDME0B04500*0 |  | Voluntarily Certified | ACAirCoolAllPhase&gt;=240k&lt; | False | False |  |  |  |  | 11.6 |  | 17.4 | 13.2 | [6 empty] | 322000 | Electric Resistance Heating Or | 08/29/2023 |  | 11/13/2023
Daikin Comfort Technologies Manufacturing, L.P. | Daikin | DPSA031A*BHDME0B04500*E |  | Voluntarily Certified | ACAirCoolAllPhase&gt;=240k&lt; | False | False |  |  |  |  | 11.5 |  | 17.3 | 13.2 | [6 empty] | 322000 | Electric Resistance Heating Or | 08/29/2023 |  | 11/13/2023
Daikin Comfort Technologies Manufacturing, L.P. | Daikin | DPSA031A*BHDME0B04560*0 |  | Voluntarily Certified | ACAirCoolAllPhase&gt;=240k&lt; | False | False |  |  |  |  | 11.4 |  | 17.4 | 13.2 | [6 empty] | 322000 | Electric Resistance Heating Or | 08/29/2023 |  | 11/13/2023
Daikin Comfort Technologies Manufacturing, L.P. | Daikin | DPSA031A*BHDME0B04560*E |  | Voluntarily Certified | ACAirCoolAllPhase&gt;=240k&lt; | False | False |  |  |  |  | 11.3 |  | 17.3 | 13.2 | [6 empty] | 322000 | Electric Resistance Heating Or | 08/29/2023 |  | 11/13/2023
Daikin Comfort Technologies Manufacturing, L.P. | Daikin | DPSA031A*BPAVE0B02450*0 |  | Voluntarily Certified | ACAirCoolAllPhase&gt;=240k&lt; | False | False |  |  |  |  | 10.7 |  | 18.4 | 13.2 | [6 empty] | 330000 | Electric Resistance Heating Or | 08/29/2023 |  | 11/13/2023
Daikin Comfort Technologies Manufacturing, L.P. | Daikin | DPSA031A*BPAVE0B02450*E |  | Voluntarily Certified | ACAirCoolAllPhase&gt;=240k&lt; | False | False |  |  |  |  | 10.6 |  | 18.3 | 13.2 | [6 empty] | 330000 | Electric Resistance Heating Or | 08/29/2023 |  | 11/13/2023
Daikin Comfort Technologies Manufacturing, L.P. | Daikin | DPSA031A*BPAVE0B02500*0 |  | Voluntarily Certified | ACAirCoolAllPhase&gt;=240k&lt; | False | False |  |  |  |  | 10.9 |  | 18.6 | 13.2 | [6 empty] | 330000 | Electric Resistance Heating Or | 08/29/2023 |  | 11/13/2023
Daikin Comfort Technologies Manufacturing, L.P. | Daikin | DPSA031A*BPAVE0B02500*E |  | Voluntarily Certified | ACAirCoolAllPhase&gt;=240k&lt; | False | False |  |  |  |  | 10.8 |  | 18.5 | 13.2 | [6 empty] | 330000 | Electric Resistance Heating Or | 08/29/2023 |  | 11/13/2023
Daikin Comfort Technologies Manufacturing, L.P. | Daikin | DPSA031A*BPAVE0B02560*0 |  | Voluntarily Certified | ACAirCoolAllPhase&gt;=240k&lt; | False | False |  |  |  |  | 11.1 |  | 18.7 | 13.2 | [6 empty] | 332000 | Electric Resistance Heating Or | 08/29/2023 |  | 11/13/2023
Daikin Comfort Technologies Manufacturing, L.P. | Daikin | DPSA031A*BPAVE0B02560*E |  | Voluntarily Certified | ACAirCoolAllPhase&gt;=240k&lt; | False | False |  |  |  |  | 11 |  | 18.6 | 13.2 | [6 empty] | 332000 | Electric Resistance Heating Or | 08/29/2023 |  | 11/13/2023
Daikin Comfort Technologies Manufacturing, L.P. | Daikin | DPSA031A*BPAVE0B02630*0 |  | Voluntarily Certified | ACAirCoolAllPhase&gt;=240k&lt; | False | False |  |  |  |  | 11.1 |  | 18.7 | 13.2 | [6 empty] | 332000 | Electric Resistance Heating Or | 08/29/2023 |  | 11/13/2023
Daikin Comfort Technologies Manufacturing, L.P. | Daikin | DPSA031A*BPAVE0B02630*E |  | Voluntarily Certified | ACAirCoolAllPhase&gt;=240k&lt; | False | False |  |  |  |  | 11 |  | 18.6 | 13.2 | [6 empty] | 332000 | Electric Resistance Heating Or | 08/29/2023 |  | 11/13/2023
Daikin Comfort Technologies Manufacturing, L.P. | Daikin | DPSA031A*BPAVE0B04355*0 |  | Voluntarily Certified | ACAirCoolAllPhase&gt;=240k&lt; | False | False |  |  |  |  | 10.8 |  | 18.5 | 13.2 | [6 empty] | 330000 | Electric Resistance Heating Or | 08/29/2023 |  | 11/13/2023
Daikin Comfort Technologies Manufacturing, L.P. | Daikin | DPSA031A*BPAVE0B04355*E |  | Voluntarily Certified | ACAirCoolAllPhase&gt;=240k&lt; | False | False |  |  |  |  | 10.7 |  | 18.4 | 13.2 | [6 empty] | 330000 | Electric Resistance Heating Or | 08/29/2023 |  | 11/13/2023
Daikin Comfort Technologies Manufacturing, L.P. | Daikin | DPSA031A*BPAVE0B04450*0 |  | Voluntarily Certified | ACAirCoolAllPhase&gt;=240k&lt; | False | False |  |  |  |  | 11 |  | 18.6 | 13.2 | [6 empty] | 332000 | Electric Resistance Heating Or | 08/29/2023 |  | 11/13/2023
Daikin Comfort Technologies Manufacturing, L.P. | Daikin | DPSA031A*BPAVE0B04450*E |  | Voluntarily Certified | ACAirCoolAllPhase&gt;=240k&lt; | False | False |  |  |  |  | 10.9 |  | 18.5 | 13.2 | [6 empty] | 332000 | Electric Resistance Heating Or | 08/29/2023 |  | 11/13/2023
Daikin Comfort Technologies Manufacturing, L.P. | Daikin | DPSA031A*BPAVE0B04500*0 |  | Voluntarily Certified | ACAirCoolAllPhase&gt;=240k&lt; | False | False |  |  |  |  | 11.1 |  | 18.8 | 13.2 | [6 empty] | 332000 | Electric Resistance Heating Or | 08/29/2023 |  | 11/13/2023
Daikin Comfort Technologies Manufacturing, L.P. | Daikin | DPSA031A*BPAVE0B04500*E |  | Voluntarily Certified | ACAirCoolAllPhase&gt;=240k&lt; | False | False |  |  |  |  | 11 |  | 18.7 | 13.2 | [6 empty] | 332000 | Electric Resistance Heating Or | 08/29/2023 |  | 11/13/2023
Daikin Comfort Technologies Manufacturing, L.P. | Daikin | DPSA031A*BPAVE0B04560*0 |  | Voluntarily Certified | ACAirCoolAllPhase&gt;=240k&lt; | False | False |  |  |  |  | 11.1 |  | 18.7 | 13.2 | [6 empty] | 332000 | Electric Resistance Heating Or | 08/29/2023 |  | 11/13/2023
Daikin Comfort Technologies Manufacturing, L.P. | Daikin | DPSA031A*BPAVE0B04560*E |  | Voluntarily Certified | ACAirCoolAllPhase&gt;=240k&lt; | False | False |  |  |  |  | 11 |  | 18.6 | 13.2 | [6 empty] | 332000 | Electric Resistance Heating Or | 08/29/2023 |  | 11/13/2023
Daikin Comfort Technologies Manufacturing, L.P. | Daikin | DPSA031A*BPAVF0B02450*0 |  | Voluntarily Certified | ACAirCoolAllPhase&gt;=240k&lt; | False | False |  |  |  |  | 11.2 |  | 19.4 | 13.2 | [6 empty] | 330000 | Electric Resistance Heating Or | 08/29/2023 |  | 11/13/2023
Daikin Comfort Technologies Manufacturing, L.P. | Daikin | DPSA031A*BPAVF0B02450*E |  | Voluntarily Certified | ACAirCoolAllPhase&gt;=240k&lt; | False | False |  |  |  |  | 11.1 |  | 19.3 | 13.2 | [6 empty] | 330000 | Electric Resistance Heating Or | 08/29/2023 |  | 11/13/2023
Daikin Comfort Technologies Manufacturing, L.P. | Daikin | DPSA031A*BPAVF0B02500*0 |  | Voluntarily Certified | ACAirCoolAllPhase&gt;=240k&lt; | False | False |  |  |  |  | 11.4 |  | 19.6 | 13.2 | [6 empty] | 330000 | Electric Resistance Heating Or | 08/29/2023 |  | 11/13/2023
Daikin Comfort Technologies Manufacturing, L.P. | Daikin | DPSA031A*BPAVF0B02500*E |  | Voluntarily Certified | ACAirCoolAllPhase&gt;=240k&lt; | False | False |  |  |  |  | 11.3 |  | 19.5 | 13.2 | [6 empty] | 330000 | Electric Resistance Heating Or | 08/29/2023 |  | 11/13/2023
Daikin Comfort Technologies Manufacturing, L.P. | Daikin | DPSA031A*BPAVF0B02560*0 |  | Voluntarily Certified | ACAirCoolAllPhase&gt;=240k&lt; | False | False |  |  |  |  | 11.4 |  | 19.7 | 13.2 | [6 empty] | 332000 | Electric Resistance Heating Or | 08/29/2023 |  | 11/13/2023
Daikin Comfort Technologies Manufacturing, L.P. | Daikin | DPSA031A*BPAVF0B02560*E |  | Voluntarily Certified | ACAirCoolAllPhase&gt;=240k&lt; | False | False |  |  |  |  | 11.3 |  | 19.6 | 13.2 | [6 empty] | 332000 | Electric Resistance Heating Or | 08/29/2023 |  | 11/13/2023
Daikin Comfort Technologies Manufacturing, L.P. | Daikin | DPSA031A*BPAVF0B02630*0 |  | Voluntarily Certified | ACAirCoolAllPhase&gt;=240k&lt; | False | False |  |  |  |  | 11.4 |  | 19.7 | 13.2 | [6 empty] | 332000 | Electric Resistance Heating Or | 08/29/2023 |  | 11/13/2023
Daikin Comfort Technologies Manufacturing, L.P. | Daikin | DPSA031A*BPAVF0B02630*E |  | Voluntarily Certified | ACAirCoolAllPhase&gt;=240k&lt; | False | False |  |  |  |  | 11.3 |  | 19.6 | 13.2 | [6 empty] | 332000 | Electric Resistance Heating Or | 08/29/2023 |  | 11/13/2023
Daikin Comfort Technologies Manufacturing, L.P. | Daikin | DPSA031A*BPAVF0B04355*0 |  | Voluntarily Certified | ACAirCoolAllPhase&gt;=240k&lt; | False | False |  |  |  |  | 11.4 |  | 19.5 | 13.2 | [6 empty] | 330000 | Electric Resistance Heating Or | 08/29/2023 |  | 11/13/2023
Daikin Comfort Technologies Manufacturing, L.P. | Daikin | DPSA031A*BPAVF0B04355*E |  | Voluntarily Certified | ACAirCoolAllPhase&gt;=240k&lt; | False | False |  |  |  |  | 11.3 |  | 19.4 | 13.2 | [6 empty] | 330000 | Electric Resistance Heating Or | 08/29/2023 |  | 11/13/2023
Daikin Comfort Technologies Manufacturing, L.P. | Daikin | DPSA031A*BPAVF0B04450*0 |  | Voluntarily Certified | ACAirCoolAllPhase&gt;=240k&lt; | False | False |  |  |  |  | 11.4 |  | 19.6 | 13.2 | [6 empty] | 332000 | Electric Resistance Heating Or | 08/29/2023 |  | 11/13/2023
Daikin Comfort Technologies Manufacturing, L.P. | Daikin | DPSA031A*BPAVF0B04450*E |  | Voluntarily Certified | ACAirCoolAllPhase&gt;=240k&lt; | False | False |  |  |  |  | 11.3 |  | 19.5 | 13.2 | [6 empty] | 332000 | Electric Resistance Heating Or | 08/29/2023 |  | 11/13/2023
Daikin Comfort Technologies Manufacturing, L.P. | Daikin | DPSA031A*BPAVF0B04500*0 |  | Voluntarily Certified | ACAirCoolAllPhase&gt;=240k&lt; | False | False |  |  |  |  | 11.5 |  | 19.8 | 13.2 | [6 empty] | 332000 | Electric Resistance Heating Or | 08/29/2023 |  | 11/13/2023
Daikin Comfort Technologies Manufacturing, L.P. | Daikin | DPSA031A*BPAVF0B04500*E |  | Voluntarily Certified | ACAirCoolAllPhase&gt;=240k&lt; | False | False |  |  |  |  | 11.4 |  | 19.7 | 13.2 | [6 empty] | 332000 | Electric Resistance Heating Or | 08/29/2023 |  | 11/13/2023
Daikin Comfort Technologies Manufacturing, L.P. | Daikin | DPSA031A*BPAVF0B04560*0 |  | Voluntarily Certified | ACAirCoolAllPhase&gt;=240k&lt; | False | False |  |  |  |  | 11.4 |  | 19.7 | 13.2 | [6 empty] | 332000 | Electric Resistance Heating Or | 08/29/2023 |  | 11/13/2023
Daikin Comfort Technologies Manufacturing, L.P. | Daikin | DPSA031A*BPAVF0B04560*E |  | Voluntarily Certified | ACAirCoolAllPhase&gt;=240k&lt; | False | False |  |  |  |  | 11.3 |  | 19.6 | 13.2 | [6 empty] | 332000 | Electric Resistance Heating Or | 08/29/2023 |  | 11/13/2023
Daikin Comfort Technologies Manufacturing, L.P. | Daikin | DPSA031A*BPBVE0B02450*0 |  | Voluntarily Certified | ACAirCoolAllPhase&gt;=240k&lt; | False | False |  |  |  |  | 11 |  | 18.5 | 13.2 | [6 empty] | 338000 | Electric Resistance Heating Or | 08/29/2023 |  | 11/13/2023
Daikin Comfort Technologies Manufacturing, L.P. | Daikin | DPSA031A*BPBVE0B02450*E |  | Voluntarily Certified | ACAirCoolAllPhase&gt;=240k&lt; | False | False |  |  |  |  | 10.9 |  | 18.4 | 13.2 | [6 empty] | 338000 | Electric Resistance Heating Or | 08/29/2023 |  | 11/13/2023
Daikin Comfort Technologies Manufacturing, L.P. | Daikin | DPSA031A*BPBVE0B02500*0 |  | Voluntarily Certified | ACAirCoolAllPhase&gt;=240k&lt; | False | False |  |  |  |  | 11.1 |  | 18.6 | 13.2 | [6 empty] | 340000 | Electric Resistance Heating Or | 08/29/2023 |  | 11/13/2023
Daikin Comfort Technologies Manufacturing, L.P. | Daikin | DPSA031A*BPBVE0B02500*E |  | Voluntarily Certified | ACAirCoolAllPhase&gt;=240k&lt; | False | False |  |  |  |  | 11 |  | 18.5 | 13.2 | [6 empty] | 340000 | Electric Resistance Heating Or | 08/29/2023 |  | 11/13/2023
Daikin Comfort Technologies Manufacturing, L.P. | Daikin | DPSA031A*BPBVE0B02560*0 |  | Voluntarily Certified | ACAirCoolAllPhase&gt;=240k&lt; | False | False |  |  |  |  | 11.4 |  | 18.9 | 13.2 | [6 empty] | 340000 | Electric Resistance Heating Or | 08/29/2023 |  | 11/13/2023
Daikin Comfort Technologies Manufacturing, L.P. | Daikin | DPSA031A*BPBVE0B02560*E |  | Voluntarily Certified | ACAirCoolAllPhase&gt;=240k&lt; | False | False |  |  |  |  | 11.3 |  | 18.8 | 13.2 | [6 empty] | 340000 | Electric Resistance Heating Or | 08/29/2023 |  | 11/13/2023
Daikin Comfort Technologies Manufacturing, L.P. | Daikin | DPSA031A*BPBVE0B02630*0 |  | Voluntarily Certified | ACAirCoolAllPhase&gt;=240k&lt; | False | False |  |  |  |  | 11.4 |  | 18.9 | 13.2 | [6 empty] | 340000 | Electric Resistance Heating Or | 08/29/2023 |  | 11/13/2023
Daikin Comfort Technologies Manufacturing, L.P. | Daikin | DPSA031A*BPBVE0B02630*E |  | Voluntarily Certified | ACAirCoolAllPhase&gt;=240k&lt; | False | False |  |  |  |  | 11.3 |  | 18.8 | 13.2 | [6 empty] | 340000 | Electric Resistance Heating Or | 08/29/2023 |  | 11/13/2023
Daikin Comfort Technologies Manufacturing, L.P. | Daikin | DPSA031A*BPBVE0B04355*0 |  | Voluntarily Certified | ACAirCoolAllPhase&gt;=240k&lt; | False | False |  |  |  |  | 11.1 |  | 18.6 | 13.2 | [6 empty] | 338000 | Electric Resistance Heating Or | 08/29/2023 |  | 11/13/2023
Daikin Comfort Technologies Manufacturing, L.P. | Daikin | DPSA031A*BPBVE0B04355*E |  | Voluntarily Certified | ACAirCoolAllPhase&gt;=240k&lt; | False | False |  |  |  |  | 11 |  | 18.5 | 13.2 | [6 empty] | 338000 | Electric Resistance Heating Or | 08/29/2023 |  | 11/13/2023
Daikin Comfort Technologies Manufacturing, L.P. | Daikin | DPSA031A*BPBVE0B04450*0 |  | Voluntarily Certified | ACAirCoolAllPhase&gt;=240k&lt; | False | False |  |  |  |  | 11.3 |  | 18.8 | 13.2 | [6 empty] | 340000 | Electric Resistance Heating Or | 08/29/2023 |  | 11/13/2023
Daikin Comfort Technologies Manufacturing, L.P. | Daikin | DPSA031A*BPBVE0B04450*E |  | Voluntarily Certified | ACAirCoolAllPhase&gt;=240k&lt; | False | False |  |  |  |  | 11.2 |  | 18.7 | 13.2 | [6 empty] | 340000 | Electric Resistance Heating Or | 08/29/2023 |  | 11/13/2023
Daikin Comfort Technologies Manufacturing, L.P. | Daikin | DPSA031A*BPBVE0B04500*0 |  | Voluntarily Certified | ACAirCoolAllPhase&gt;=240k&lt; | False | False |  |  |  |  | 11.2 |  | 19 | 13.2 | [6 empty] | 342000 | Electric Resistance Heating Or | 08/29/2023 |  | 11/13/2023
Daikin Comfort Technologies Manufacturing, L.P. | Daikin | DPSA031A*BPBVE0B04500*E |  | Voluntarily Certified | ACAirCoolAllPhase&gt;=240k&lt; | False | False |  |  |  |  | 11.1 |  | 18.9 | 13.2 | [6 empty] | 342000 | Electric Resistance Heating Or | 08/29/2023 |  | 11/13/2023
Daikin Comfort Technologies Manufacturing, L.P. | Daikin | DPSA031A*BPBVE0B04560*0 |  | Voluntarily Certified | ACAirCoolAllPhase&gt;=240k&lt; | False | False |  |  |  |  | 11.3 |  | 18.9 | 13.2 | [6 empty] | 340000 | Electric Resistance Heating Or | 08/29/2023 |  | 11/13/2023
Daikin Comfort Technologies Manufacturing, L.P. | Daikin | DPSA031A*BPBVE0B04560*E |  | Voluntarily Certified | ACAirCoolAllPhase&gt;=240k&lt; | False | False |  |  |  |  | 11.2 |  | 18.8 | 13.2 | [6 empty] | 340000 | Electric Resistance Heating Or | 08/29/2023 |  | 11/13/2023
Daikin Comfort Technologies Manufacturing, L.P. | Daikin | DPSA031A*BPBVF0B02450*0 |  | Voluntarily Certified | ACAirCoolAllPhase&gt;=240k&lt; | False | False |  |  |  |  | 11.2 |  | 19.4 | 13.2 | [6 empty] | 338000 | Electric Resistance Heating Or | 08/29/2023 |  | 11/13/2023
Daikin Comfort Technologies Manufacturing, L.P. | Daikin | DPSA031A*BPBVF0B02450*E |  | Voluntarily Certified | ACAirCoolAllPhase&gt;=240k&lt; | False | False |  |  |  |  | 11.1 |  | 19.3 | 13.2 | [6 empty] | 338000 | Electric Resistance Heating Or | 08/29/2023 |  | 11/13/2023
Daikin Comfort Technologies Manufacturing, L.P. | Daikin | DPSA031A*BPBVF0B02500*0 |  | Voluntarily Certified | ACAirCoolAllPhase&gt;=240k&lt; | False | False |  |  |  |  | 11.4 |  | 19.6 | 13.2 | [6 empty] | 340000 | Electric Resistance Heating Or | 08/29/2023 |  | 11/13/2023
Daikin Comfort Technologies Manufacturing, L.P. | Daikin | DPSA031A*BPBVF0B02500*E |  | Voluntarily Certified | ACAirCoolAllPhase&gt;=240k&lt; | False | False |  |  |  |  | 11.3 |  | 19.5 | 13.2 | [6 empty] | 340000 | Electric Resistance Heating Or | 08/29/2023 |  | 11/13/2023
Daikin Comfort Technologies Manufacturing, L.P. | Daikin | DPSA031A*BPBVF0B02560*0 |  | Voluntarily Certified | ACAirCoolAllPhase&gt;=240k&lt; | False | False |  |  |  |  | 11.6 |  | 19.9 | 13.2 | [6 empty] | 340000 | Electric Resistance Heating Or | 08/29/2023 |  | 11/13/2023
Daikin Comfort Technologies Manufacturing, L.P. | Daikin | DPSA031A*BPBVF0B02560*E |  | Voluntarily Certified | ACAirCoolAllPhase&gt;=240k&lt; | False | False |  |  |  |  | 11.5 |  | 19.8 | 13.2 | [6 empty] | 340000 | Electric Resistance Heating Or | 08/29/2023 |  | 11/13/2023
Daikin Comfort Technologies Manufacturing, L.P. | Daikin | DPSA031A*BPBVF0B02630*0 |  | Voluntarily Certified | ACAirCoolAllPhase&gt;=240k&lt; | False | False |  |  |  |  | 11.6 |  | 19.9 | 13.2 | [6 empty] | 340000 | Electric Resistance Heating Or | 08/29/2023 |  | 11/13/2023
Daikin Comfort Technologies Manufacturing, L.P. | Daikin | DPSA031A*BPBVF0B02630*E |  | Voluntarily Certified | ACAirCoolAllPhase&gt;=240k&lt; | False | False |  |  |  |  | 11.5 |  | 19.8 | 13.2 | [6 empty] | 340000 | Electric Resistance Heating Or | 08/29/2023 |  | 11/13/2023
Daikin Comfort Technologies Manufacturing, L.P. | Daikin | DPSA031A*BPBVF0B04355*0 |  | Voluntarily Certified | ACAirCoolAllPhase&gt;=240k&lt; | False | False |  |  |  |  | 11.3 |  | 19.6 | 13.2 | [6 empty] | 338000 | Electric Resistance Heating Or | 08/29/2023 |  | 11/13/2023
Daikin Comfort Technologies Manufacturing, L.P. | Daikin | DPSA031A*BPBVF0B04355*E |  | Voluntarily Certified | ACAirCoolAllPhase&gt;=240k&lt; | False | False |  |  |  |  | 11.2 |  | 19.5 | 13.2 | [6 empty] | 338000 | Electric Resistance Heating Or | 08/29/2023 |  | 11/13/2023
Daikin Comfort Technologies Manufacturing, L.P. | Daikin | DPSA031A*BPBVF0B04450*0 |  | Voluntarily Certified | ACAirCoolAllPhase&gt;=240k&lt; | False | False |  |  |  |  | 11.6 |  | 19.8 | 13.2 | [6 empty] | 340000 | Electric Resistance Heating Or | 08/29/2023 |  | 11/13/2023
Daikin Comfort Technologies Manufacturing, L.P. | Daikin | DPSA031A*BPBVF0B04450*E |  | Voluntarily Certified | ACAirCoolAllPhase&gt;=240k&lt; | False | False |  |  |  |  | 11.5 |  | 19.7 | 13.2 | [6 empty] | 340000 | Electric Resistance Heating Or | 08/29/2023 |  | 11/13/2023
Daikin Comfort Technologies Manufacturing, L.P. | Daikin | DPSA031A*BPBVF0B04500*0 |  | Voluntarily Certified | ACAirCoolAllPhase&gt;=240k&lt; | False | False |  |  |  |  | 11.7 |  | 20 | 13.2 | [6 empty] | 342000 | Electric Resistance Heating Or | 08/29/2023 |  | 11/13/2023
Daikin Comfort Technologies Manufacturing, L.P. | Daikin | DPSA031A*BPBVF0B04500*E |  | Voluntarily Certified | ACAirCoolAllPhase&gt;=240k&lt; | False | False |  |  |  |  | 11.6 |  | 19.9 | 13.2 | [6 empty] | 342000 | Electric Resistance Heating Or | 08/29/2023 |  | 11/13/2023
Daikin Comfort Technologies Manufacturing, L.P. | Daikin | DPSA031A*BPBVF0B04560*0 |  | Voluntarily Certified | ACAirCoolAllPhase&gt;=240k&lt; | False | False |  |  |  |  | 11.6 |  | 19.9 | 13.2 | [6 empty] | 340000 | Electric Resistance Heating Or | 08/29/2023 |  | 11/13/2023
Daikin Comfort Technologies Manufacturing, L.P. | Daikin | DPSA031A*BPBVF0B04560*E |  | Voluntarily Certified | ACAirCoolAllPhase&gt;=240k&lt; | False | False |  |  |  |  | 11.5 |  | 19.8 | 13.2 | [6 empty] | 340000 | Electric Resistance Heating Or | 08/29/2023 |  | 11/13/2023
Daikin Comfort Technologies Manufacturing, L.P. | Daikin | DPSA031A*BPCVE0B02450*0 |  | Voluntarily Certified | ACAirCoolAllPhase&gt;=240k&lt; | False | False |  |  |  |  | 10.6 |  | 18.1 | 13.2 | [6 empty] | 326000 | Electric Resistance Heating Or | 08/29/2023 |  | 11/13/2023
Daikin Comfort Technologies Manufacturing, L.P. | Daikin | DPSA031A*BPCVE0B02450*E |  | Voluntarily Certified | ACAirCoolAllPhase&gt;=240k&lt; | False | False |  |  |  |  | 10.5 |  | 18 | 13.2 | [6 empty] | 326000 | Electric Resistance Heating Or | 08/29/2023 |  | 11/13/2023
Daikin Comfort Technologies Manufacturing, L.P. | Daikin | DPSA031A*BPCVE0B02500*0 |  | Voluntarily Certified | ACAirCoolAllPhase&gt;=240k&lt; | False | False |  |  |  |  | 10.7 |  | 18.2 | 13.2 | [6 empty] | 326000 | Electric Resistance Heating Or | 08/29/2023 |  | 11/13/2023
Daikin Comfort Technologies Manufacturing, L.P. | Daikin | DPSA031A*BPCVE0B02500*E |  | Voluntarily Certified | ACAirCoolAllPhase&gt;=240k&lt; | False | False |  |  |  |  | 10.6 |  | 18.1 | 13.2 | [6 empty] | 326000 | Electric Resistance Heating Or | 08/29/2023 |  | 11/13/2023
Daikin Comfort Technologies Manufacturing, L.P. | Daikin | DPSA031A*BPCVE0B02560*0 |  | Voluntarily Certified | ACAirCoolAllPhase&gt;=240k&lt; | False | False |  |  |  |  | 11 |  | 18.5 | 13.2 | [6 empty] | 328000 | Electric Resistance Heating Or | 08/29/2023 |  | 11/13/2023
Daikin Comfort Technologies Manufacturing, L.P. | Daikin | DPSA031A*BPCVE0B02560*E |  | Voluntarily Certified | ACAirCoolAllPhase&gt;=240k&lt; | False | False |  |  |  |  | 10.9 |  | 18.4 | 13.2 | [6 empty] | 328000 | Electric Resistance Heating Or | 08/29/2023 |  | 11/13/2023
Daikin Comfort Technologies Manufacturing, L.P. | Daikin | DPSA031A*BPCVE0B02630*0 |  | Voluntarily Certified | ACAirCoolAllPhase&gt;=240k&lt; | False | False |  |  |  |  | 11 |  | 18.4 | 13.2 | [6 empty] | 328000 | Electric Resistance Heating Or | 08/29/2023 |  | 11/13/2023
Daikin Comfort Technologies Manufacturing, L.P. | Daikin | DPSA031A*BPCVE0B02630*E |  | Voluntarily Certified | ACAirCoolAllPhase&gt;=240k&lt; | False | False |  |  |  |  | 10.9 |  | 18.3 | 13.2 | [6 empty] | 328000 | Electric Resistance Heating Or | 08/29/2023 |  | 11/13/2023
Daikin Comfort Technologies Manufacturing, L.P. | Daikin | DPSA031A*BPCVE0B04355*0 |  | Voluntarily Certified | ACAirCoolAllPhase&gt;=240k&lt; | False | False |  |  |  |  | 10.7 |  | 18.2 | 13.2 | [6 empty] | 326000 | Electric Resistance Heating Or | 08/29/2023 |  | 11/13/2023
Daikin Comfort Technologies Manufacturing, L.P. | Daikin | DPSA031A*BPCVE0B04355*E |  | Voluntarily Certified | ACAirCoolAllPhase&gt;=240k&lt; | False | False |  |  |  |  | 10.6 |  | 18.1 | 13.2 | [6 empty] | 326000 | Electric Resistance Heating Or | 08/29/2023 |  | 11/13/2023
Daikin Comfort Technologies Manufacturing, L.P. | Daikin | DPSA031A*BPCVE0B04450*0 |  | Voluntarily Certified | ACAirCoolAllPhase&gt;=240k&lt; | False | False |  |  |  |  | 10.9 |  | 18.3 | 13.2 | [6 empty] | 328000 | Electric Resistance Heating Or | 08/29/2023 |  | 11/13/2023
Daikin Comfort Technologies Manufacturing, L.P. | Daikin | DPSA031A*BPCVE0B04450*E |  | Voluntarily Certified | ACAirCoolAllPhase&gt;=240k&lt; | False | False |  |  |  |  | 10.8 |  | 18.2 | 13.2 | [6 empty] | 328000 | Electric Resistance Heating Or | 08/29/2023 |  | 11/13/2023
Daikin Comfort Technologies Manufacturing, L.P. | Daikin | DPSA031A*BPCVE0B04500*0 |  | Voluntarily Certified | ACAirCoolAllPhase&gt;=240k&lt; | False | False |  |  |  |  | 11 |  | 18.6 | 13.2 | [6 empty] | 328000 | Electric Resistance Heating Or | 08/29/2023 |  | 11/13/2023
Daikin Comfort Technologies Manufacturing, L.P. | Daikin | DPSA031A*BPCVE0B04500*E |  | Voluntarily Certified | ACAirCoolAllPhase&gt;=240k&lt; | False | False |  |  |  |  | 10.9 |  | 18.5 | 13.2 | [6 empty] | 328000 | Electric Resistance Heating Or | 08/29/2023 |  | 11/13/2023
Daikin Comfort Technologies Manufacturing, L.P. | Daikin | DPSA031A*BPCVE0B04560*0 |  | Voluntarily Certified | ACAirCoolAllPhase&gt;=240k&lt; | False | False |  |  |  |  | 10.9 |  | 18.5 | 13.2 | [6 empty] | 328000 | Electric Resistance Heating Or | 08/29/2023 |  | 11/13/2023
Daikin Comfort Technologies Manufacturing, L.P. | Daikin | DPSA031A*BPCVE0B04560*E |  | Voluntarily Certified | ACAirCoolAllPhase&gt;=240k&lt; | False | False |  |  |  |  | 10.8 |  | 18.4 | 13.2 | [6 empty] | 328000 | Electric Resistance Heating Or | 08/29/2023 |  | 11/13/2023
Daikin Comfort Technologies Manufacturing, L.P. | Daikin | DPSA031A*BPCVF0B02450*0 |  | Voluntarily Certified | ACAirCoolAllPhase&gt;=240k&lt; | False | False |  |  |  |  | 11 |  | 19 | 13.2 | [6 empty] | 326000 | Electric Resistance Heating Or | 08/29/2023 |  | 11/13/2023
Daikin Comfort Technologies Manufacturing, L.P. | Daikin | DPSA031A*BPCVF0B02450*E |  | Voluntarily Certified | ACAirCoolAllPhase&gt;=240k&lt; | False | False |  |  |  |  | 10.9 |  | 18.9 | 13.2 | [6 empty] | 326000 | Electric Resistance Heating Or | 08/29/2023 |  | 11/13/2023
Daikin Comfort Technologies Manufacturing, L.P. | Daikin | DPSA031A*BPCVF0B02500*0 |  | Voluntarily Certified | ACAirCoolAllPhase&gt;=240k&lt; | False | False |  |  |  |  | 11.2 |  | 19.2 | 13.2 | [6 empty] | 326000 | Electric Resistance Heating Or | 08/29/2023 |  | 11/13/2023
Daikin Comfort Technologies Manufacturing, L.P. | Daikin | DPSA031A*BPCVF0B02500*E |  | Voluntarily Certified | ACAirCoolAllPhase&gt;=240k&lt; | False | False |  |  |  |  | 11.1 |  | 19.1 | 13.2 | [6 empty] | 326000 | Electric Resistance Heating Or | 08/29/2023 |  | 11/13/2023
Daikin Comfort Technologies Manufacturing, L.P. | Daikin | DPSA031A*BPCVF0B02560*0 |  | Voluntarily Certified | ACAirCoolAllPhase&gt;=240k&lt; | False | False |  |  |  |  | 11.2 |  | 19.4 | 13.2 | [6 empty] | 328000 | Electric Resistance Heating Or | 08/29/2023 |  | 11/13/2023
Daikin Comfort Technologies Manufacturing, L.P. | Daikin | DPSA031A*BPCVF0B02560*E |  | Voluntarily Certified | ACAirCoolAllPhase&gt;=240k&lt; | False | False |  |  |  |  | 11.1 |  | 19.3 | 13.2 | [6 empty] | 328000 | Electric Resistance Heating Or | 08/29/2023 |  | 11/13/2023
Daikin Comfort Technologies Manufacturing, L.P. | Daikin | DPSA031A*BPCVF0B02630*0 |  | Voluntarily Certified | ACAirCoolAllPhase&gt;=240k&lt; | False | False |  |  |  |  | 11.2 |  | 19.4 | 13.2 | [6 empty] | 328000 | Electric Resistance Heating Or | 08/29/2023 |  | 11/13/2023
Daikin Comfort Technologies Manufacturing, L.P. | Daikin | DPSA031A*BPCVF0B02630*E |  | Voluntarily Certified | ACAirCoolAllPhase&gt;=240k&lt; | False | False |  |  |  |  | 11.1 |  | 19.3 | 13.2 | [6 empty] | 328000 | Electric Resistance Heating Or | 08/29/2023 |  | 11/13/2023
Daikin Comfort Technologies Manufacturing, L.P. | Daikin | DPSA031A*BPCVF0B04355*0 |  | Voluntarily Certified | ACAirCoolAllPhase&gt;=240k&lt; | False | False |  |  |  |  | 11.2 |  | 19.1 | 13.2 | [6 empty] | 326000 | Electric Resistance Heating Or | 08/29/2023 |  | 11/13/2023
Daikin Comfort Technologies Manufacturing, L.P. | Daikin | DPSA031A*BPCVF0B04355*E |  | Voluntarily Certified | ACAirCoolAllPhase&gt;=240k&lt; | False | False |  |  |  |  | 11.1 |  | 19 | 13.2 | [6 empty] | 326000 | Electric Resistance Heating Or | 08/29/2023 |  | 11/13/2023
Daikin Comfort Technologies Manufacturing, L.P. | Daikin | DPSA031A*BPCVF0B04450*0 |  | Voluntarily Certified | ACAirCoolAllPhase&gt;=240k&lt; | False | False |  |  |  |  | 11.2 |  | 19.3 | 13.2 | [6 empty] | 328000 | Electric Resistance Heating Or | 08/29/2023 |  | 11/13/2023
Daikin Comfort Technologies Manufacturing, L.P. | Daikin | DPSA031A*BPCVF0B04450*E |  | Voluntarily Certified | ACAirCoolAllPhase&gt;=240k&lt; | False | False |  |  |  |  | 11.1 |  | 19.2 | 13.2 | [6 empty] | 328000 | Electric Resistance Heating Or | 08/29/2023 |  | 11/13/2023
Daikin Comfort Technologies Manufacturing, L.P. | Daikin | DPSA031A*BPCVF0B04500*0 |  | Voluntarily Certified | ACAirCoolAllPhase&gt;=240k&lt; | False | False |  |  |  |  | 11.3 |  | 19.5 | 13.2 | [6 empty] | 328000 | Electric Resistance Heating Or | 08/29/2023 |  | 11/13/2023
Daikin Comfort Technologies Manufacturing, L.P. | Daikin | DPSA031A*BPCVF0B04500*E |  | Voluntarily Certified | ACAirCoolAllPhase&gt;=240k&lt; | False | False |  |  |  |  | 11.2 |  | 19.4 | 13.2 | [6 empty] | 328000 | Electric Resistance Heating Or | 08/29/2023 |  | 11/13/2023
Daikin Comfort Technologies Manufacturing, L.P. | Daikin | DPSA031A*BPCVF0B04560*0 |  | Voluntarily Certified | ACAirCoolAllPhase&gt;=240k&lt; | False | False |  |  |  |  | 11.2 |  | 19.4 | 13.2 | [6 empty] | 328000 | Electric Resistance Heating Or | 08/29/2023 |  | 11/13/2023
Daikin Comfort Technologies Manufacturing, L.P. | Daikin | DPSA031A*BPCVF0B04560*E |  | Voluntarily Certified | ACAirCoolAllPhase&gt;=240k&lt; | False | False |  |  |  |  | 11.1 |  | 19.3 | 13.2 | [6 empty] | 328000 | Electric Resistance Heating Or | 08/29/2023 |  | 11/13/2023
Daikin Comfort Technologies Manufacturing, L.P. | Daikin | DPSA031A*BPDVE0B02450*0 |  | Voluntarily Certified | ACAirCoolAllPhase&gt;=240k&lt; | False | False |  |  |  |  | 10.7 |  | 17.9 | 13.2 | [6 empty] | 334000 | Electric Resistance Heating Or | 08/29/2023 |  | 11/13/2023
Daikin Comfort Technologies Manufacturing, L.P. | Daikin | DPSA031A*BPDVE0B02450*E |  | Voluntarily Certified | ACAirCoolAllPhase&gt;=240k&lt; | False | False |  |  |  |  | 10.6 |  | 17.8 | 13.2 | [6 empty] | 334000 | Electric Resistance Heating Or | 08/29/2023 |  | 11/13/2023
Daikin Comfort Technologies Manufacturing, L.P. | Daikin | DPSA031A*BPDVE0B02500*0 |  | Voluntarily Certified | ACAirCoolAllPhase&gt;=240k&lt; | False | False |  |  |  |  | 10.9 |  | 18.1 | 13.2 | [6 empty] | 336000 | Electric Resistance Heating Or | 08/29/2023 |  | 11/13/2023
Daikin Comfort Technologies Manufacturing, L.P. | Daikin | DPSA031A*BPDVE0B02500*E |  | Voluntarily Certified | ACAirCoolAllPhase&gt;=240k&lt; | False | False |  |  |  |  | 10.8 |  | 18 | 13.2 | [6 empty] | 336000 | Electric Resistance Heating Or | 08/29/2023 |  | 11/13/2023
Daikin Comfort Technologies Manufacturing, L.P. | Daikin | DPSA031A*BPDVE0B02560*0 |  | Voluntarily Certified | ACAirCoolAllPhase&gt;=240k&lt; | False | False |  |  |  |  | 11.1 |  | 18.3 | 13.2 | [6 empty] | 336000 | Electric Resistance Heating Or | 08/29/2023 |  | 11/13/2023
Daikin Comfort Technologies Manufacturing, L.P. | Daikin | DPSA031A*BPDVE0B02560*E |  | Voluntarily Certified | ACAirCoolAllPhase&gt;=240k&lt; | False | False |  |  |  |  | 11 |  | 18.2 | 13.2 | [6 empty] | 336000 | Electric Resistance Heating Or | 08/29/2023 |  | 11/13/2023
Daikin Comfort Technologies Manufacturing, L.P. | Daikin | DPSA031A*BPDVE0B02630*0 |  | Voluntarily Certified | ACAirCoolAllPhase&gt;=240k&lt; | False | False |  |  |  |  | 11.1 |  | 18.2 | 13.2 | [6 empty] | 336000 | Electric Resistance Heating Or | 08/29/2023 |  | 11/13/2023
Daikin Comfort Technologies Manufacturing, L.P. | Daikin | DPSA031A*BPDVE0B02630*E |  | Voluntarily Certified | ACAirCoolAllPhase&gt;=240k&lt; | False | False |  |  |  |  | 11 |  | 18.1 | 13.2 | [6 empty] | 336000 | Electric Resistance Heating Or | 08/29/2023 |  | 11/13/2023
Daikin Comfort Technologies Manufacturing, L.P. | Daikin | DPSA031A*BPDVE0B04355*0 |  | Voluntarily Certified | ACAirCoolAllPhase&gt;=240k&lt; | False | False |  |  |  |  | 10.9 |  | 18 | 13.2 | [6 empty] | 334000 | Electric Resistance Heating Or | 08/29/2023 |  | 11/13/2023
Daikin Comfort Technologies Manufacturing, L.P. | Daikin | DPSA031A*BPDVE0B04355*E |  | Voluntarily Certified | ACAirCoolAllPhase&gt;=240k&lt; | False | False |  |  |  |  | 10.8 |  | 17.9 | 13.2 | [6 empty] | 334000 | Electric Resistance Heating Or | 08/29/2023 |  | 11/13/2023
Daikin Comfort Technologies Manufacturing, L.P. | Daikin | DPSA031A*BPDVE0B04450*0 |  | Voluntarily Certified | ACAirCoolAllPhase&gt;=240k&lt; | False | False |  |  |  |  | 11.1 |  | 18.1 | 13.2 | [6 empty] | 336000 | Electric Resistance Heating Or | 08/29/2023 |  | 11/13/2023
Daikin Comfort Technologies Manufacturing, L.P. | Daikin | DPSA031A*BPDVE0B04450*E |  | Voluntarily Certified | ACAirCoolAllPhase&gt;=240k&lt; | False | False |  |  |  |  | 11 |  | 18 | 13.2 | [6 empty] | 336000 | Electric Resistance Heating Or | 08/29/2023 |  | 11/13/2023
Daikin Comfort Technologies Manufacturing, L.P. | Daikin | DPSA031A*BPDVE0B04500*0 |  | Voluntarily Certified | ACAirCoolAllPhase&gt;=240k&lt; | False | False |  |  |  |  | 11.2 |  | 18.4 | 13.2 | [6 empty] | 336000 | Electric Resistance Heating Or | 08/29/2023 |  | 11/13/2023
Daikin Comfort Technologies Manufacturing, L.P. | Daikin | DPSA031A*BPDVE0B04500*E |  | Voluntarily Certified | ACAirCoolAllPhase&gt;=240k&lt; | False | False |  |  |  |  | 11.1 |  | 18.3 | 13.2 | [6 empty] | 336000 | Electric Resistance Heating Or | 08/29/2023 |  | 11/13/2023
Daikin Comfort Technologies Manufacturing, L.P. | Daikin | DPSA031A*BPDVE0B04560*0 |  | Voluntarily Certified | ACAirCoolAllPhase&gt;=240k&lt; | False | False |  |  |  |  | 11.1 |  | 18.3 | 13.2 | [6 empty] | 336000 | Electric Resistance Heating Or | 08/29/2023 |  | 11/13/2023
Daikin Comfort Technologies Manufacturing, L.P. | Daikin | DPSA031A*BPDVE0B04560*E |  | Voluntarily Certified | ACAirCoolAllPhase&gt;=240k&lt; | False | False |  |  |  |  | 11 |  | 18.2 | 13.2 | [6 empty] | 336000 | Electric Resistance Heating Or | 08/29/2023 |  | 11/13/2023
Daikin Comfort Technologies Manufacturing, L.P. | Daikin | DPSA031A*BPDVF0B02450*0 |  | Voluntarily Certified | ACAirCoolAllPhase&gt;=240k&lt; | False | False |  |  |  |  | 11.2 |  | 18.9 | 13.2 | [6 empty] | 334000 | Electric Resistance Heating Or | 08/29/2023 |  | 11/13/2023
Daikin Comfort Technologies Manufacturing, L.P. | Daikin | DPSA031A*BPDVF0B02450*E |  | Voluntarily Certified | ACAirCoolAllPhase&gt;=240k&lt; | False | False |  |  |  |  | 11.1 |  | 18.8 | 13.2 | [6 empty] | 334000 | Electric Resistance Heating Or | 08/29/2023 |  | 11/13/2023
Daikin Comfort Technologies Manufacturing, L.P. | Daikin | DPSA031A*BPDVF0B02500*0 |  | Voluntarily Certified | ACAirCoolAllPhase&gt;=240k&lt; | False | False |  |  |  |  | 11.4 |  | 19 | 13.2 | [6 empty] | 336000 | Electric Resistance Heating Or | 08/29/2023 |  | 11/13/2023
Daikin Comfort Technologies Manufacturing, L.P. | Daikin | DPSA031A*BPDVF0B02500*E |  | Voluntarily Certified | ACAirCoolAllPhase&gt;=240k&lt; | False | False |  |  |  |  | 11.3 |  | 18.9 | 13.2 | [6 empty] | 336000 | Electric Resistance Heating Or | 08/29/2023 |  | 11/13/2023
Daikin Comfort Technologies Manufacturing, L.P. | Daikin | DPSA031A*BPDVF0B02560*0 |  | Voluntarily Certified | ACAirCoolAllPhase&gt;=240k&lt; | False | False |  |  |  |  | 11.4 |  | 19.2 | 13.2 | [6 empty] | 336000 | Electric Resistance Heating Or | 08/29/2023 |  | 11/13/2023
Daikin Comfort Technologies Manufacturing, L.P. | Daikin | DPSA031A*BPDVF0B02560*E |  | Voluntarily Certified | ACAirCoolAllPhase&gt;=240k&lt; | False | False |  |  |  |  | 11.3 |  | 19.1 | 13.2 | [6 empty] | 336000 | Electric Resistance Heating Or | 08/29/2023 |  | 11/13/2023
Daikin Comfort Technologies Manufacturing, L.P. | Daikin | DPSA031A*BPDVF0B02630*0 |  | Voluntarily Certified | ACAirCoolAllPhase&gt;=240k&lt; | False | False |  |  |  |  | 11.4 |  | 19.2 | 13.2 | [6 empty] | 336000 | Electric Resistance Heating Or | 08/29/2023 |  | 11/13/2023
Daikin Comfort Technologies Manufacturing, L.P. | Daikin | DPSA031A*BPDVF0B02630*E |  | Voluntarily Certified | ACAirCoolAllPhase&gt;=240k&lt; | False | False |  |  |  |  | 11.3 |  | 19.1 | 13.2 | [6 empty] | 336000 | Electric Resistance Heating Or | 08/29/2023 |  | 11/13/2023
Daikin Comfort Technologies Manufacturing, L.P. | Daikin | DPSA031A*BPDVF0B04355*0 |  | Voluntarily Certified | ACAirCoolAllPhase&gt;=240k&lt; | False | False |  |  |  |  | 11.3 |  | 19 | 13.2 | [6 empty] | 334000 | Electric Resistance Heating Or | 08/29/2023 |  | 11/13/2023
Daikin Comfort Technologies Manufacturing, L.P. | Daikin | DPSA031A*BPDVF0B04355*E |  | Voluntarily Certified | ACAirCoolAllPhase&gt;=240k&lt; | False | False |  |  |  |  | 11.2 |  | 18.9 | 13.2 | [6 empty] | 334000 | Electric Resistance Heating Or | 08/29/2023 |  | 11/13/2023
Daikin Comfort Technologies Manufacturing, L.P. | Daikin | DPSA031A*BPDVF0B04450*0 |  | Voluntarily Certified | ACAirCoolAllPhase&gt;=240k&lt; | False | False |  |  |  |  | 11.4 |  | 19.1 | 13.2 | [6 empty] | 336000 | Electric Resistance Heating Or | 08/29/2023 |  | 11/13/2023
Daikin Comfort Technologies Manufacturing, L.P. | Daikin | DPSA031A*BPDVF0B04450*E |  | Voluntarily Certified | ACAirCoolAllPhase&gt;=240k&lt; | False | False |  |  |  |  | 11.3 |  | 19 | 13.2 | [6 empty] | 336000 | Electric Resistance Heating Or | 08/29/2023 |  | 11/13/2023
Daikin Comfort Technologies Manufacturing, L.P. | Daikin | DPSA031A*BPDVF0B04500*0 |  | Voluntarily Certified | ACAirCoolAllPhase&gt;=240k&lt; | False | False |  |  |  |  | 11.4 |  | 19.3 | 13.2 | [6 empty] | 336000 | Electric Resistance Heating Or | 08/29/2023 |  | 11/13/2023
Daikin Comfort Technologies Manufacturing, L.P. | Daikin | DPSA031A*BPDVF0B04500*E |  | Voluntarily Certified | ACAirCoolAllPhase&gt;=240k&lt; | False | False |  |  |  |  | 11.3 |  | 19.2 | 13.2 | [6 empty] | 336000 | Electric Resistance Heating Or | 08/29/2023 |  | 11/13/2023
Daikin Comfort Technologies Manufacturing, L.P. | Daikin | DPSA031A*BPDVF0B04560*0 |  | Voluntarily Certified | ACAirCoolAllPhase&gt;=240k&lt; | False | False |  |  |  |  | 11.3 |  | 19.2 | 13.2 | [6 empty] | 336000 | Electric Resistance Heating Or | 08/29/2023 |  | 11/13/2023
Daikin Comfort Technologies Manufacturing, L.P. | Daikin | DPSA031A*BPDVF0B04560*E |  | Voluntarily Certified | ACAirCoolAllPhase&gt;=240k&lt; | False | False |  |  |  |  | 11.2 |  | 19.1 | 13.2 | [6 empty] | 336000 | Electric Resistance Heating Or | 08/29/2023 |  | 11/13/2023
Daikin Comfort Technologies Manufacturing, L.P. | Daikin | DPSA031A*BSAS*0B02450*0 |  | Voluntarily Certified | ACAirCoolAllPhase&gt;=240k&lt; | False | False |  |  |  |  | 11 |  | 15.7 | 13.2 | [6 empty] | 308000 | Electric Resistance Heating Or | 08/29/2023 |  | 11/13/2023
Daikin Comfort Technologies Manufacturing, L.P. | Daikin | DPSA031A*BSAS*0B02450*E |  | Voluntarily Certified | ACAirCoolAllPhase&gt;=240k&lt; | False | False |  |  |  |  | 10.9 |  | 15.6 | 13.2 | [6 empty] | 308000 | Electric Resistance Heating Or | 08/29/2023 |  | 11/13/2023
Daikin Comfort Technologies Manufacturing, L.P. | Daikin | DPSA031A*BSAS*0B02500*0 |  | Voluntarily Certified | ACAirCoolAllPhase&gt;=240k&lt; | False | False |  |  |  |  | 11.2 |  | 15.9 | 13.2 | [6 empty] | 310000 | Electric Resistance Heating Or | 08/29/2023 |  | 11/13/2023
Daikin Comfort Technologies Manufacturing, L.P. | Daikin | DPSA031A*BSAS*0B02500*E |  | Voluntarily Certified | ACAirCoolAllPhase&gt;=240k&lt; | False | False |  |  |  |  | 11.1 |  | 15.8 | 13.2 | [6 empty] | 310000 | Electric Resistance Heating Or | 08/29/2023 |  | 11/13/2023
Daikin Comfort Technologies Manufacturing, L.P. | Daikin | DPSA031A*BSAS*0B02560*0 |  | Voluntarily Certified | ACAirCoolAllPhase&gt;=240k&lt; | False | False |  |  |  |  | 11.5 |  | 16.1 | 13.2 | [6 empty] | 312000 | Electric Resistance Heating Or | 08/29/2023 |  | 11/13/2023
Daikin Comfort Technologies Manufacturing, L.P. | Daikin | DPSA031A*BSAS*0B02560*E |  | Voluntarily Certified | ACAirCoolAllPhase&gt;=240k&lt; | False | False |  |  |  |  | 11.4 |  | 16 | 13.2 | [6 empty] | 312000 | Electric Resistance Heating Or | 08/29/2023 |  | 11/13/2023
Daikin Comfort Technologies Manufacturing, L.P. | Daikin | DPSA031A*BSAS*0B02630*0 |  | Voluntarily Certified | ACAirCoolAllPhase&gt;=240k&lt; | False | False |  |  |  |  | 11.5 |  | 16.1 | 13.2 | [6 empty] | 312000 | Electric Resistance Heating Or | 08/29/2023 |  | 11/13/2023
Daikin Comfort Technologies Manufacturing, L.P. | Daikin | DPSA031A*BSAS*0B02630*E |  | Voluntarily Certified | ACAirCoolAllPhase&gt;=240k&lt; | False | False |  |  |  |  | 11.4 |  | 16 | 13.2 | [6 empty] | 312000 | Electric Resistance Heating Or | 08/29/2023 |  | 11/13/2023
Daikin Comfort Technologies Manufacturing, L.P. | Daikin | DPSA031A*BSAS*0B04355*0 |  | Voluntarily Certified | ACAirCoolAllPhase&gt;=240k&lt; | False | False |  |  |  |  | 11.1 |  | 15.8 | 13.2 | [6 empty] | 310000 | Electric Resistance Heating Or | 08/29/2023 |  | 11/13/2023
Daikin Comfort Technologies Manufacturing, L.P. | Daikin | DPSA031A*BSAS*0B04355*E |  | Voluntarily Certified | ACAirCoolAllPhase&gt;=240k&lt; | False | False |  |  |  |  | 11 |  | 15.7 | 13.2 | [6 empty] | 310000 | Electric Resistance Heating Or | 08/29/2023 |  | 11/13/2023
Daikin Comfort Technologies Manufacturing, L.P. | Daikin | DPSA031A*BSAS*0B04450*0 |  | Voluntarily Certified | ACAirCoolAllPhase&gt;=240k&lt; | False | False |  |  |  |  | 11.4 |  | 16.1 | 13.2 | [6 empty] | 310000 | Electric Resistance Heating Or | 08/29/2023 |  | 11/13/2023
Daikin Comfort Technologies Manufacturing, L.P. | Daikin | DPSA031A*BSAS*0B04450*E |  | Voluntarily Certified | ACAirCoolAllPhase&gt;=240k&lt; | False | False |  |  |  |  | 11.3 |  | 16 | 13.2 | [6 empty] | 310000 | Electric Resistance Heating Or | 08/29/2023 |  | 11/13/2023
Daikin Comfort Technologies Manufacturing, L.P. | Daikin | DPSA031A*BSAS*0B04500*0 |  | Voluntarily Certified | ACAirCoolAllPhase&gt;=240k&lt; | False | False |  |  |  |  | 11.5 |  | 16.2 | 13.2 | [6 empty] | 312000 | Electric Resistance Heating Or | 08/29/2023 |  | 11/13/2023
Daikin Comfort Technologies Manufacturing, L.P. | Daikin | DPSA031A*BSAS*0B04500*E |  | Voluntarily Certified | ACAirCoolAllPhase&gt;=240k&lt; | False | False |  |  |  |  | 11.4 |  | 16.1 | 13.2 | [6 empty] | 312000 | Electric Resistance Heating Or | 08/29/2023 |  | 11/13/2023
Daikin Comfort Technologies Manufacturing, L.P. | Daikin | DPSA031A*BSAS*0B04560*0 |  | Voluntarily Certified | ACAirCoolAllPhase&gt;=240k&lt; | False | False |  |  |  |  | 11.4 |  | 16.1 | 13.2 | [6 empty] | 310000 | Electric Resistance Heating Or | 08/29/2023 |  | 11/13/2023
Daikin Comfort Technologies Manufacturing, L.P. | Daikin | DPSA031A*BSAS*0B04560*E |  | Voluntarily Certified | ACAirCoolAllPhase&gt;=240k&lt; | False | False |  |  |  |  | 11.3 |  | 16 | 13.2 | [6 empty] | 310000 | Electric Resistance Heating Or | 08/29/2023 |  | 11/13/2023
Daikin Comfort Technologies Manufacturing, L.P. | Daikin | DPSA031A*BSASA0B02450*0 |  | Voluntarily Certified | ACAirCoolAllPhase&gt;=240k&lt; | False | False |  |  |  |  | 11.1 |  | 15.1 | 13.2 | [6 empty] | 308000 | Electric Resistance Heating Or | 08/29/2023 |  | 11/13/2023
Daikin Comfort Technologies Manufacturing, L.P. | Daikin | DPSA031A*BSASA0B02450*E |  | Voluntarily Certified | ACAirCoolAllPhase&gt;=240k&lt; | False | False |  |  |  |  | 11 |  | 15 | 13.2 | [6 empty] | 308000 | Electric Resistance Heating Or | 08/29/2023 |  | 11/13/2023
Daikin Comfort Technologies Manufacturing, L.P. | Daikin | DPSA031A*BSASA0B02500*0 |  | Voluntarily Certified | ACAirCoolAllPhase&gt;=240k&lt; | False | False |  |  |  |  | 11.3 |  | 15.1 | 13.2 | [6 empty] | 310000 | Electric Resistance Heating Or | 08/29/2023 |  | 11/13/2023
Daikin Comfort Technologies Manufacturing, L.P. | Daikin | DPSA031A*BSASA0B02500*E |  | Voluntarily Certified | ACAirCoolAllPhase&gt;=240k&lt; | False | False |  |  |  |  | 11.2 |  | 15 | 13.2 | [6 empty] | 310000 | Electric Resistance Heating Or | 08/29/2023 |  | 11/13/2023
Daikin Comfort Technologies Manufacturing, L.P. | Daikin | DPSA031A*BSASA0B02560*0 |  | Voluntarily Certified | ACAirCoolAllPhase&gt;=240k&lt; | False | False |  |  |  |  | 11.5 |  | 15.1 | 13.2 | [6 empty] | 312000 | Electric Resistance Heating Or | 08/29/2023 |  | 11/13/2023
Daikin Comfort Technologies Manufacturing, L.P. | Daikin | DPSA031A*BSASA0B02560*E |  | Voluntarily Certified | ACAirCoolAllPhase&gt;=240k&lt; | False | False |  |  |  |  | 11.4 |  | 15 | 13.2 | [6 empty] | 312000 | Electric Resistance Heating Or | 08/29/2023 |  | 11/13/2023
Daikin Comfort Technologies Manufacturing, L.P. | Daikin | DPSA031A*BSASA0B02630*0 |  | Voluntarily Certified | ACAirCoolAllPhase&gt;=240k&lt; | False | False |  |  |  |  | 11.5 |  | 15.1 | 13.2 | [6 empty] | 312000 | Electric Resistance Heating Or | 08/29/2023 |  | 11/13/2023
Daikin Comfort Technologies Manufacturing, L.P. | Daikin | DPSA031A*BSASA0B02630*E |  | Voluntarily Certified | ACAirCoolAllPhase&gt;=240k&lt; | False | False |  |  |  |  | 11.4 |  | 15 | 13.2 | [6 empty] | 312000 | Electric Resistance Heating Or | 08/29/2023 |  | 11/13/2023
Daikin Comfort Technologies Manufacturing, L.P. | Daikin | DPSA031A*BSASA0B04355*0 |  | Voluntarily Certified | ACAirCoolAllPhase&gt;=240k&lt; | False | False |  |  |  |  | 11.2 |  | 15.1 | 13.2 | [6 empty] | 310000 | Electric Resistance Heating Or | 08/29/2023 |  | 11/13/2023
Daikin Comfort Technologies Manufacturing, L.P. | Daikin | DPSA031A*BSASA0B04355*E |  | Voluntarily Certified | ACAirCoolAllPhase&gt;=240k&lt; | False | False |  |  |  |  | 11.1 |  | 15 | 13.2 | [6 empty] | 310000 | Electric Resistance Heating Or | 08/29/2023 |  | 11/13/2023
Daikin Comfort Technologies Manufacturing, L.P. | Daikin | DPSA031A*BSASA0B04450*0 |  | Voluntarily Certified | ACAirCoolAllPhase&gt;=240k&lt; | False | False |  |  |  |  | 11.5 |  | 15.1 | 13.2 | [6 empty] | 310000 | Electric Resistance Heating Or | 08/29/2023 |  | 11/13/2023
Daikin Comfort Technologies Manufacturing, L.P. | Daikin | DPSA031A*BSASA0B04450*E |  | Voluntarily Certified | ACAirCoolAllPhase&gt;=240k&lt; | False | False |  |  |  |  | 11.4 |  | 15 | 13.2 | [6 empty] | 310000 | Electric Resistance Heating Or | 08/29/2023 |  | 11/13/2023
Daikin Comfort Technologies Manufacturing, L.P. | Daikin | DPSA031A*BSASA0B04500*0 |  | Voluntarily Certified | ACAirCoolAllPhase&gt;=240k&lt; | False | False |  |  |  |  | 11.6 |  | 15 | 13.2 | [6 empty] | 312000 | Electric Resistance Heating Or | 08/29/2023 |  | 11/13/2023
Daikin Comfort Technologies Manufacturing, L.P. | Daikin | DPSA031A*BSASA0B04500*E |  | Voluntarily Certified | ACAirCoolAllPhase&gt;=240k&lt; | False | False |  |  |  |  | 11.5 |  | 14.9 | 13.2 | [6 empty] | 312000 | Electric Resistance Heating Or | 08/29/2023 |  | 11/13/2023
Daikin Comfort Technologies Manufacturing, L.P. | Daikin | DPSA031A*BSASA0B04560*0 |  | Voluntarily Certified | ACAirCoolAllPhase&gt;=240k&lt; | False | False |  |  |  |  | 11.5 |  | 15.1 | 13.2 | [6 empty] | 310000 | Electric Resistance Heating Or | 08/29/2023 |  | 11/13/2023
Daikin Comfort Technologies Manufacturing, L.P. | Daikin | DPSA031A*BSASA0B04560*E |  | Voluntarily Certified | ACAirCoolAllPhase&gt;=240k&lt; | False | False |  |  |  |  | 11.4 |  | 15 | 13.2 | [6 empty] | 310000 | Electric Resistance Heating Or | 08/29/2023 |  | 11/13/2023
Daikin Comfort Technologies Manufacturing, L.P. | Daikin | DPSA031A*BSASB0B02450*0 |  | Voluntarily Certified | ACAirCoolAllPhase&gt;=240k&lt; | False | False |  |  |  |  | 11.1 |  | 15.1 | 13.2 | [6 empty] | 308000 | Electric Resistance Heating Or | 08/29/2023 |  | 11/13/2023
Daikin Comfort Technologies Manufacturing, L.P. | Daikin | DPSA031A*BSASB0B02450*E |  | Voluntarily Certified | ACAirCoolAllPhase&gt;=240k&lt; | False | False |  |  |  |  | 11 |  | 15 | 13.2 | [6 empty] | 308000 | Electric Resistance Heating Or | 08/29/2023 |  | 11/13/2023
Daikin Comfort Technologies Manufacturing, L.P. | Daikin | DPSA031A*BSASB0B02500*0 |  | Voluntarily Certified | ACAirCoolAllPhase&gt;=240k&lt; | False | False |  |  |  |  | 11.3 |  | 15.1 | 13.2 | [6 empty] | 310000 | Electric Resistance Heating Or | 08/29/2023 |  | 11/13/2023
Daikin Comfort Technologies Manufacturing, L.P. | Daikin | DPSA031A*BSASB0B02500*E |  | Voluntarily Certified | ACAirCoolAllPhase&gt;=240k&lt; | False | False |  |  |  |  | 11.2 |  | 15 | 13.2 | [6 empty] | 310000 | Electric Resistance Heating Or | 08/29/2023 |  | 11/13/2023
Daikin Comfort Technologies Manufacturing, L.P. | Daikin | DPSA031A*BSASB0B02560*0 |  | Voluntarily Certified | ACAirCoolAllPhase&gt;=240k&lt; | False | False |  |  |  |  | 11.5 |  | 15.1 | 13.2 | [6 empty] | 312000 | Electric Resistance Heating Or | 08/29/2023 |  | 11/13/2023
Daikin Comfort Technologies Manufacturing, L.P. | Daikin | DPSA031A*BSASB0B02560*E |  | Voluntarily Certified | ACAirCoolAllPhase&gt;=240k&lt; | False | False |  |  |  |  | 11.4 |  | 15 | 13.2 | [6 empty] | 312000 | Electric Resistance Heating Or | 08/29/2023 |  | 11/13/2023
Daikin Comfort Technologies Manufacturing, L.P. | Daikin | DPSA031A*BSASB0B02630*0 |  | Voluntarily Certified | ACAirCoolAllPhase&gt;=240k&lt; | False | False |  |  |  |  | 11.5 |  | 15.1 | 13.2 | [6 empty] | 312000 | Electric Resistance Heating Or | 08/29/2023 |  | 11/13/2023
Daikin Comfort Technologies Manufacturing, L.P. | Daikin | DPSA031A*BSASB0B02630*E |  | Voluntarily Certified | ACAirCoolAllPhase&gt;=240k&lt; | False | False |  |  |  |  | 11.4 |  | 15 | 13.2 | [6 empty] | 312000 | Electric Resistance Heating Or | 08/29/2023 |  | 11/13/2023
Daikin Comfort Technologies Manufacturing, L.P. | Daikin | DPSA031A*BSASB0B04355*0 |  | Voluntarily Certified | ACAirCoolAllPhase&gt;=240k&lt; | False | False |  |  |  |  | 11.2 |  | 15.1 | 13.2 | [6 empty] | 310000 | Electric Resistance Heating Or | 08/29/2023 |  | 11/13/2023
Daikin Comfort Technologies Manufacturing, L.P. | Daikin | DPSA031A*BSASB0B04355*E |  | Voluntarily Certified | ACAirCoolAllPhase&gt;=240k&lt; | False | False |  |  |  |  | 11.1 |  | 15 | 13.2 | [6 empty] | 310000 | Electric Resistance Heating Or | 08/29/2023 |  | 11/13/2023
Daikin Comfort Technologies Manufacturing, L.P. | Daikin | DPSA031A*BSASB0B04450*0 |  | Voluntarily Certified | ACAirCoolAllPhase&gt;=240k&lt; | False | False |  |  |  |  | 11.5 |  | 15.1 | 13.2 | [6 empty] | 310000 | Electric Resistance Heating Or | 08/29/2023 |  | 11/13/2023
Daikin Comfort Technologies Manufacturing, L.P. | Daikin | DPSA031A*BSASB0B04450*E |  | Voluntarily Certified | ACAirCoolAllPhase&gt;=240k&lt; | False | False |  |  |  |  | 11.4 |  | 15 | 13.2 | [6 empty] | 310000 | Electric Resistance Heating Or | 08/29/2023 |  | 11/13/2023
Daikin Comfort Technologies Manufacturing, L.P. | Daikin | DPSA031A*BSASB0B04500*0 |  | Voluntarily Certified | ACAirCoolAllPhase&gt;=240k&lt; | False | False |  |  |  |  | 11.6 |  | 15 | 13.2 | [6 empty] | 312000 | Electric Resistance Heating Or | 08/29/2023 |  | 11/13/2023
Daikin Comfort Technologies Manufacturing, L.P. | Daikin | DPSA031A*BSASB0B04500*E |  | Voluntarily Certified | ACAirCoolAllPhase&gt;=240k&lt; | False | False |  |  |  |  | 11.5 |  | 14.9 | 13.2 | [6 empty] | 312000 | Electric Resistance Heating Or | 08/29/2023 |  | 11/13/2023
Daikin Comfort Technologies Manufacturing, L.P. | Daikin | DPSA031A*BSASB0B04560*0 |  | Voluntarily Certified | ACAirCoolAllPhase&gt;=240k&lt; | False | False |  |  |  |  | 11.5 |  | 15.1 | 13.2 | [6 empty] | 310000 | Electric Resistance Heating Or | 08/29/2023 |  | 11/13/2023
Daikin Comfort Technologies Manufacturing, L.P. | Daikin | DPSA031A*BSASB0B04560*E |  | Voluntarily Certified | ACAirCoolAllPhase&gt;=240k&lt; | False | False |  |  |  |  | 11.4 |  | 15 | 13.2 | [6 empty] | 310000 | Electric Resistance Heating Or | 08/29/2023 |  | 11/13/2023
Daikin Comfort Technologies Manufacturing, L.P. | Daikin | DPSA031A*BSBS*0B02450*0 |  | Voluntarily Certified | ACAirCoolAllPhase&gt;=240k&lt; | False | False |  |  |  |  | 11.1 |  | 16 | 13.2 | [6 empty] | 310000 | Electric Resistance Heating Or | 08/29/2023 |  | 11/13/2023
Daikin Comfort Technologies Manufacturing, L.P. | Daikin | DPSA031A*BSBS*0B02450*E |  | Voluntarily Certified | ACAirCoolAllPhase&gt;=240k&lt; | False | False |  |  |  |  | 11 |  | 15.9 | 13.2 | [6 empty] | 310000 | Electric Resistance Heating Or | 08/29/2023 |  | 11/13/2023
Daikin Comfort Technologies Manufacturing, L.P. | Daikin | DPSA031A*BSBS*0B02500*0 |  | Voluntarily Certified | ACAirCoolAllPhase&gt;=240k&lt; | False | False |  |  |  |  | 11.3 |  | 16.2 | 13.2 | [6 empty] | 312000 | Electric Resistance Heating Or | 08/29/2023 |  | 11/13/2023
Daikin Comfort Technologies Manufacturing, L.P. | Daikin | DPSA031A*BSBS*0B02500*E |  | Voluntarily Certified | ACAirCoolAllPhase&gt;=240k&lt; | False | False |  |  |  |  | 11.2 |  | 16.1 | 13.2 | [6 empty] | 312000 | Electric Resistance Heating Or | 08/29/2023 |  | 11/13/2023
Daikin Comfort Technologies Manufacturing, L.P. | Daikin | DPSA031A*BSBS*0B02560*0 |  | Voluntarily Certified | ACAirCoolAllPhase&gt;=240k&lt; | False | False |  |  |  |  | 11.5 |  | 16.5 | 13.2 | [6 empty] | 314000 | Electric Resistance Heating Or | 08/29/2023 |  | 11/13/2023
Daikin Comfort Technologies Manufacturing, L.P. | Daikin | DPSA031A*BSBS*0B02560*E |  | Voluntarily Certified | ACAirCoolAllPhase&gt;=240k&lt; | False | False |  |  |  |  | 11.4 |  | 16.4 | 13.2 | [6 empty] | 314000 | Electric Resistance Heating Or | 08/29/2023 |  | 11/13/2023
Daikin Comfort Technologies Manufacturing, L.P. | Daikin | DPSA031A*BSBS*0B02630*0 |  | Voluntarily Certified | ACAirCoolAllPhase&gt;=240k&lt; | False | False |  |  |  |  | 11.5 |  | 16.4 | 13.2 | [6 empty] | 314000 | Electric Resistance Heating Or | 08/29/2023 |  | 11/13/2023
Daikin Comfort Technologies Manufacturing, L.P. | Daikin | DPSA031A*BSBS*0B02630*E |  | Voluntarily Certified | ACAirCoolAllPhase&gt;=240k&lt; | False | False |  |  |  |  | 11.4 |  | 16.3 | 13.2 | [6 empty] | 314000 | Electric Resistance Heating Or | 08/29/2023 |  | 11/13/2023
Daikin Comfort Technologies Manufacturing, L.P. | Daikin | DPSA031A*BSBS*0B04355*0 |  | Voluntarily Certified | ACAirCoolAllPhase&gt;=240k&lt; | False | False |  |  |  |  | 11.2 |  | 16.2 | 13.2 | [6 empty] | 312000 | Electric Resistance Heating Or | 08/29/2023 |  | 11/13/2023
Daikin Comfort Technologies Manufacturing, L.P. | Daikin | DPSA031A*BSBS*0B04355*E |  | Voluntarily Certified | ACAirCoolAllPhase&gt;=240k&lt; | False | False |  |  |  |  | 11.1 |  | 16.1 | 13.2 | [6 empty] | 312000 | Electric Resistance Heating Or | 08/29/2023 |  | 11/13/2023
Daikin Comfort Technologies Manufacturing, L.P. | Daikin | DPSA031A*BSBS*0B04450*0 |  | Voluntarily Certified | ACAirCoolAllPhase&gt;=240k&lt; | False | False |  |  |  |  | 11.5 |  | 16.4 | 13.2 | [6 empty] | 314000 | Electric Resistance Heating Or | 08/29/2023 |  | 11/13/2023
Daikin Comfort Technologies Manufacturing, L.P. | Daikin | DPSA031A*BSBS*0B04450*E |  | Voluntarily Certified | ACAirCoolAllPhase&gt;=240k&lt; | False | False |  |  |  |  | 11.4 |  | 16.3 | 13.2 | [6 empty] | 314000 | Electric Resistance Heating Or | 08/29/2023 |  | 11/13/2023
Daikin Comfort Technologies Manufacturing, L.P. | Daikin | DPSA031A*BSBS*0B04500*0 |  | Voluntarily Certified | ACAirCoolAllPhase&gt;=240k&lt; | False | False |  |  |  |  | 11.6 |  | 16.5 | 13.2 | [6 empty] | 314000 | Electric Resistance Heating Or | 08/29/2023 |  | 11/13/2023
Daikin Comfort Technologies Manufacturing, L.P. | Daikin | DPSA031A*BSBS*0B04500*E |  | Voluntarily Certified | ACAirCoolAllPhase&gt;=240k&lt; | False | False |  |  |  |  | 11.5 |  | 16.4 | 13.2 | [6 empty] | 314000 | Electric Resistance Heating Or | 08/29/2023 |  | 11/13/2023
Daikin Comfort Technologies Manufacturing, L.P. | Daikin | DPSA031A*BSBS*0B04560*0 |  | Voluntarily Certified | ACAirCoolAllPhase&gt;=240k&lt; | False | False |  |  |  |  | 11.5 |  | 16.4 | 13.2 | [6 empty] | 314000 | Electric Resistance Heating Or | 08/29/2023 |  | 11/13/2023
Daikin Comfort Technologies Manufacturing, L.P. | Daikin | DPSA031A*BSBS*0B04560*E |  | Voluntarily Certified | ACAirCoolAllPhase&gt;=240k&lt; | False | False |  |  |  |  | 11.4 |  | 16.3 | 13.2 | [6 empty] | 314000 | Electric Resistance Heating Or | 08/29/2023 |  | 11/13/2023
Daikin Comfort Technologies Manufacturing, L.P. | Daikin | DPSA031A*BSBSA0B02450*0 |  | Voluntarily Certified | ACAirCoolAllPhase&gt;=240k&lt; | False | False |  |  |  |  | 11.1 |  | 15.4 | 13.2 | [6 empty] | 310000 | Electric Resistance Heating Or | 08/29/2023 |  | 11/13/2023
Daikin Comfort Technologies Manufacturing, L.P. | Daikin | DPSA031A*BSBSA0B02450*E |  | Voluntarily Certified | ACAirCoolAllPhase&gt;=240k&lt; | False | False |  |  |  |  | 11 |  | 15.3 | 13.2 | [6 empty] | 310000 | Electric Resistance Heating Or | 08/29/2023 |  | 11/13/2023
Daikin Comfort Technologies Manufacturing, L.P. | Daikin | DPSA031A*BSBSA0B02500*0 |  | Voluntarily Certified | ACAirCoolAllPhase&gt;=240k&lt; | False | False |  |  |  |  | 11.3 |  | 15.6 | 13.2 | [6 empty] | 312000 | Electric Resistance Heating Or | 08/29/2023 |  | 11/13/2023
Daikin Comfort Technologies Manufacturing, L.P. | Daikin | DPSA031A*BSBSA0B02500*E |  | Voluntarily Certified | ACAirCoolAllPhase&gt;=240k&lt; | False | False |  |  |  |  | 11.2 |  | 15.5 | 13.2 | [6 empty] | 312000 | Electric Resistance Heating Or | 08/29/2023 |  | 11/13/2023
Daikin Comfort Technologies Manufacturing, L.P. | Daikin | DPSA031A*BSBSA0B02560*0 |  | Voluntarily Certified | ACAirCoolAllPhase&gt;=240k&lt; | False | False |  |  |  |  | 11.6 |  | 15.8 | 13.2 | [6 empty] | 314000 | Electric Resistance Heating Or | 08/29/2023 |  | 11/13/2023
Daikin Comfort Technologies Manufacturing, L.P. | Daikin | DPSA031A*BSBSA0B02560*E |  | Voluntarily Certified | ACAirCoolAllPhase&gt;=240k&lt; | False | False |  |  |  |  | 11.5 |  | 15.7 | 13.2 | [6 empty] | 314000 | Electric Resistance Heating Or | 08/29/2023 |  | 11/13/2023
Daikin Comfort Technologies Manufacturing, L.P. | Daikin | DPSA031A*BSBSA0B02630*0 |  | Voluntarily Certified | ACAirCoolAllPhase&gt;=240k&lt; | False | False |  |  |  |  | 11.6 |  | 15.8 | 13.2 | [6 empty] | 314000 | Electric Resistance Heating Or | 08/29/2023 |  | 11/13/2023
Daikin Comfort Technologies Manufacturing, L.P. | Daikin | DPSA031A*BSBSA0B02630*E |  | Voluntarily Certified | ACAirCoolAllPhase&gt;=240k&lt; | False | False |  |  |  |  | 11.5 |  | 15.7 | 13.2 | [6 empty] | 314000 | Electric Resistance Heating Or | 08/29/2023 |  | 11/13/2023
Daikin Comfort Technologies Manufacturing, L.P. | Daikin | DPSA031A*BSBSA0B04355*0 |  | Voluntarily Certified | ACAirCoolAllPhase&gt;=240k&lt; | False | False |  |  |  |  | 11.3 |  | 15.6 | 13.2 | [6 empty] | 312000 | Electric Resistance Heating Or | 08/29/2023 |  | 11/13/2023
Daikin Comfort Technologies Manufacturing, L.P. | Daikin | DPSA031A*BSBSA0B04355*E |  | Voluntarily Certified | ACAirCoolAllPhase&gt;=240k&lt; | False | False |  |  |  |  | 11.2 |  | 15.5 | 13.2 | [6 empty] | 312000 | Electric Resistance Heating Or | 08/29/2023 |  | 11/13/2023
Daikin Comfort Technologies Manufacturing, L.P. | Daikin | DPSA031A*BSBSA0B04450*0 |  | Voluntarily Certified | ACAirCoolAllPhase&gt;=240k&lt; | False | False |  |  |  |  | 11.5 |  | 15.8 | 13.2 | [6 empty] | 314000 | Electric Resistance Heating Or | 08/29/2023 |  | 11/13/2023
Daikin Comfort Technologies Manufacturing, L.P. | Daikin | DPSA031A*BSBSA0B04450*E |  | Voluntarily Certified | ACAirCoolAllPhase&gt;=240k&lt; | False | False |  |  |  |  | 11.4 |  | 15.7 | 13.2 | [6 empty] | 314000 | Electric Resistance Heating Or | 08/29/2023 |  | 11/13/2023
Daikin Comfort Technologies Manufacturing, L.P. | Daikin | DPSA031A*BSBSA0B04500*0 |  | Voluntarily Certified | ACAirCoolAllPhase&gt;=240k&lt; | False | False |  |  |  |  | 11.6 |  | 15.9 | 13.2 | [6 empty] | 314000 | Electric Resistance Heating Or | 08/29/2023 |  | 11/13/2023
Daikin Comfort Technologies Manufacturing, L.P. | Daikin | DPSA031A*BSBSA0B04500*E |  | Voluntarily Certified | ACAirCoolAllPhase&gt;=240k&lt; | False | False |  |  |  |  | 11.5 |  | 15.8 | 13.2 | [6 empty] | 314000 | Electric Resistance Heating Or | 08/29/2023 |  | 11/13/2023
Daikin Comfort Technologies Manufacturing, L.P. | Daikin | DPSA031A*BSBSA0B04560*0 |  | Voluntarily Certified | ACAirCoolAllPhase&gt;=240k&lt; | False | False |  |  |  |  | 11.5 |  | 15.8 | 13.2 | [6 empty] | 314000 | Electric Resistance Heating Or | 08/29/2023 |  | 11/13/2023
Daikin Comfort Technologies Manufacturing, L.P. | Daikin | DPSA031A*BSBSA0B04560*E |  | Voluntarily Certified | ACAirCoolAllPhase&gt;=240k&lt; | False | False |  |  |  |  | 11.4 |  | 15.7 | 13.2 | [6 empty] | 314000 | Electric Resistance Heating Or | 08/29/2023 |  | 11/13/2023
Daikin Comfort Technologies Manufacturing, L.P. | Daikin | DPSA031A*BSBSB0B02450*0 |  | Voluntarily Certified | ACAirCoolAllPhase&gt;=240k&lt; | False | False |  |  |  |  | 11.1 |  | 15.4 | 13.2 | [6 empty] | 310000 | Electric Resistance Heating Or | 08/29/2023 |  | 11/13/2023
Daikin Comfort Technologies Manufacturing, L.P. | Daikin | DPSA031A*BSBSB0B02450*E |  | Voluntarily Certified | ACAirCoolAllPhase&gt;=240k&lt; | False | False |  |  |  |  | 11 |  | 15.3 | 13.2 | [6 empty] | 310000 | Electric Resistance Heating Or | 08/29/2023 |  | 11/13/2023
Daikin Comfort Technologies Manufacturing, L.P. | Daikin | DPSA031A*BSBSB0B02500*0 |  | Voluntarily Certified | ACAirCoolAllPhase&gt;=240k&lt; | False | False |  |  |  |  | 11.3 |  | 15.6 | 13.2 | [6 empty] | 312000 | Electric Resistance Heating Or | 08/29/2023 |  | 11/13/2023
Daikin Comfort Technologies Manufacturing, L.P. | Daikin | DPSA031A*BSBSB0B02500*E |  | Voluntarily Certified | ACAirCoolAllPhase&gt;=240k&lt; | False | False |  |  |  |  | 11.2 |  | 15.5 | 13.2 | [6 empty] | 312000 | Electric Resistance Heating Or | 08/29/2023 |  | 11/13/2023
Daikin Comfort Technologies Manufacturing, L.P. | Daikin | DPSA031A*BSBSB0B02560*0 |  | Voluntarily Certified | ACAirCoolAllPhase&gt;=240k&lt; | False | False |  |  |  |  | 11.6 |  | 15.8 | 13.2 | [6 empty] | 314000 | Electric Resistance Heating Or | 08/29/2023 |  | 11/13/2023
Daikin Comfort Technologies Manufacturing, L.P. | Daikin | DPSA031A*BSBSB0B02560*E |  | Voluntarily Certified | ACAirCoolAllPhase&gt;=240k&lt; | False | False |  |  |  |  | 11.5 |  | 15.7 | 13.2 | [6 empty] | 314000 | Electric Resistance Heating Or | 08/29/2023 |  | 11/13/2023
Daikin Comfort Technologies Manufacturing, L.P. | Daikin | DPSA031A*BSBSB0B02630*0 |  | Voluntarily Certified | ACAirCoolAllPhase&gt;=240k&lt; | False | False |  |  |  |  | 11.6 |  | 15.8 | 13.2 | [6 empty] | 314000 | Electric Resistance Heating Or | 08/29/2023 |  | 11/13/2023
Daikin Comfort Technologies Manufacturing, L.P. | Daikin | DPSA031A*BSBSB0B02630*E |  | Voluntarily Certified | ACAirCoolAllPhase&gt;=240k&lt; | False | False |  |  |  |  | 11.5 |  | 15.7 | 13.2 | [6 empty] | 314000 | Electric Resistance Heating Or | 08/29/2023 |  | 11/13/2023
Daikin Comfort Technologies Manufacturing, L.P. | Daikin | DPSA031A*BSBSB0B04355*0 |  | Voluntarily Certified | ACAirCoolAllPhase&gt;=240k&lt; | False | False |  |  |  |  | 11.3 |  | 15.6 | 13.2 | [6 empty] | 312000 | Electric Resistance Heating Or | 08/29/2023 |  | 11/13/2023
Daikin Comfort Technologies Manufacturing, L.P. | Daikin | DPSA031A*BSBSB0B04355*E |  | Voluntarily Certified | ACAirCoolAllPhase&gt;=240k&lt; | False | False |  |  |  |  | 11.2 |  | 15.5 | 13.2 | [6 empty] | 312000 | Electric Resistance Heating Or | 08/29/2023 |  | 11/13/2023
Daikin Comfort Technologies Manufacturing, L.P. | Daikin | DPSA031A*BSBSB0B04450*0 |  | Voluntarily Certified | ACAirCoolAllPhase&gt;=240k&lt; | False | False |  |  |  |  | 11.5 |  | 15.8 | 13.2 | [6 empty] | 314000 | Electric Resistance Heating Or | 08/29/2023 |  | 11/13/2023
Daikin Comfort Technologies Manufacturing, L.P. | Daikin | DPSA031A*BSBSB0B04450*E |  | Voluntarily Certified | ACAirCoolAllPhase&gt;=240k&lt; | False | False |  |  |  |  | 11.4 |  | 15.7 | 13.2 | [6 empty] | 314000 | Electric Resistance Heating Or | 08/29/2023 |  | 11/13/2023
Daikin Comfort Technologies Manufacturing, L.P. | Daikin | DPSA031A*BSBSB0B04500*0 |  | Voluntarily Certified | ACAirCoolAllPhase&gt;=240k&lt; | False | False |  |  |  |  | 11.6 |  | 15.9 | 13.2 | [6 empty] | 314000 | Electric Resistance Heating Or | 08/29/2023 |  | 11/13/2023
Daikin Comfort Technologies Manufacturing, L.P. | Daikin | DPSA031A*BSBSB0B04500*E |  | Voluntarily Certified | ACAirCoolAllPhase&gt;=240k&lt; | False | False |  |  |  |  | 11.5 |  | 15.8 | 13.2 | [6 empty] | 314000 | Electric Resistance Heating Or | 08/29/2023 |  | 11/13/2023
Daikin Comfort Technologies Manufacturing, L.P. | Daikin | DPSA031A*BSBSB0B04560*0 |  | Voluntarily Certified | ACAirCoolAllPhase&gt;=240k&lt; | False | False |  |  |  |  | 11.5 |  | 15.8 | 13.2 | [6 empty] | 314000 | Electric Resistance Heating Or | 08/29/2023 |  | 11/13/2023
Daikin Comfort Technologies Manufacturing, L.P. | Daikin | DPSA031A*BSBSB0B04560*E |  | Voluntarily Certified | ACAirCoolAllPhase&gt;=240k&lt; | False | False |  |  |  |  | 11.4 |  | 15.7 | 13.2 | [6 empty] | 314000 | Electric Resistance Heating Or | 08/29/2023 |  | 11/13/2023
Daikin Comfort Technologies Manufacturing, L.P. | Daikin | DPSA031A*BSCS*0B02450*0 |  | Voluntarily Certified | ACAirCoolAllPhase&gt;=240k&lt; | False | False |  |  |  |  | 10.7 |  | 15.5 | 13.2 | [6 empty] | 302000 | Electric Resistance Heating Or | 08/29/2023 |  | 11/13/2023
Daikin Comfort Technologies Manufacturing, L.P. | Daikin | DPSA031A*BSCS*0B02450*E |  | Voluntarily Certified | ACAirCoolAllPhase&gt;=240k&lt; | False | False |  |  |  |  | 10.6 |  | 15.4 | 13.2 | [6 empty] | 302000 | Electric Resistance Heating Or | 08/29/2023 |  | 11/13/2023
Daikin Comfort Technologies Manufacturing, L.P. | Daikin | DPSA031A*BSCS*0B02500*0 |  | Voluntarily Certified | ACAirCoolAllPhase&gt;=240k&lt; | False | False |  |  |  |  | 10.9 |  | 15.7 | 13.2 | [6 empty] | 304000 | Electric Resistance Heating Or | 08/29/2023 |  | 11/13/2023
Daikin Comfort Technologies Manufacturing, L.P. | Daikin | DPSA031A*BSCS*0B02500*E |  | Voluntarily Certified | ACAirCoolAllPhase&gt;=240k&lt; | False | False |  |  |  |  | 10.8 |  | 15.6 | 13.2 | [6 empty] | 304000 | Electric Resistance Heating Or | 08/29/2023 |  | 11/13/2023
Daikin Comfort Technologies Manufacturing, L.P. | Daikin | DPSA031A*BSCS*0B02560*0 |  | Voluntarily Certified | ACAirCoolAllPhase&gt;=240k&lt; | False | False |  |  |  |  | 11.2 |  | 15.9 | 13.2 | [6 empty] | 304000 | Electric Resistance Heating Or | 08/29/2023 |  | 11/13/2023
Daikin Comfort Technologies Manufacturing, L.P. | Daikin | DPSA031A*BSCS*0B02560*E |  | Voluntarily Certified | ACAirCoolAllPhase&gt;=240k&lt; | False | False |  |  |  |  | 11.1 |  | 15.8 | 13.2 | [6 empty] | 304000 | Electric Resistance Heating Or | 08/29/2023 |  | 11/13/2023
Daikin Comfort Technologies Manufacturing, L.P. | Daikin | DPSA031A*BSCS*0B02630*0 |  | Voluntarily Certified | ACAirCoolAllPhase&gt;=240k&lt; | False | False |  |  |  |  | 11.2 |  | 15.9 | 13.2 | [6 empty] | 304000 | Electric Resistance Heating Or | 08/29/2023 |  | 11/13/2023
Daikin Comfort Technologies Manufacturing, L.P. | Daikin | DPSA031A*BSCS*0B02630*E |  | Voluntarily Certified | ACAirCoolAllPhase&gt;=240k&lt; | False | False |  |  |  |  | 11.1 |  | 15.8 | 13.2 | [6 empty] | 304000 | Electric Resistance Heating Or | 08/29/2023 |  | 11/13/2023
Daikin Comfort Technologies Manufacturing, L.P. | Daikin | DPSA031A*BSCS*0B04355*0 |  | Voluntarily Certified | ACAirCoolAllPhase&gt;=240k&lt; | False | False |  |  |  |  | 10.9 |  | 15.6 | 13.2 | [6 empty] | 302000 | Electric Resistance Heating Or | 08/29/2023 |  | 11/13/2023
Daikin Comfort Technologies Manufacturing, L.P. | Daikin | DPSA031A*BSCS*0B04355*E |  | Voluntarily Certified | ACAirCoolAllPhase&gt;=240k&lt; | False | False |  |  |  |  | 10.8 |  | 15.5 | 13.2 | [6 empty] | 302000 | Electric Resistance Heating Or | 08/29/2023 |  | 11/13/2023
Daikin Comfort Technologies Manufacturing, L.P. | Daikin | DPSA031A*BSCS*0B04450*0 |  | Voluntarily Certified | ACAirCoolAllPhase&gt;=240k&lt; | False | False |  |  |  |  | 11.1 |  | 15.9 | 13.2 | [6 empty] | 304000 | Electric Resistance Heating Or | 08/29/2023 |  | 11/13/2023
Daikin Comfort Technologies Manufacturing, L.P. | Daikin | DPSA031A*BSCS*0B04450*E |  | Voluntarily Certified | ACAirCoolAllPhase&gt;=240k&lt; | False | False |  |  |  |  | 11 |  | 15.8 | 13.2 | [6 empty] | 304000 | Electric Resistance Heating Or | 08/29/2023 |  | 11/13/2023
Daikin Comfort Technologies Manufacturing, L.P. | Daikin | DPSA031A*BSCS*0B04500*0 |  | Voluntarily Certified | ACAirCoolAllPhase&gt;=240k&lt; | False | False |  |  |  |  | 11.2 |  | 16 | 13.2 | [6 empty] | 306000 | Electric Resistance Heating Or | 08/29/2023 |  | 11/13/2023
Daikin Comfort Technologies Manufacturing, L.P. | Daikin | DPSA031A*BSCS*0B04500*E |  | Voluntarily Certified | ACAirCoolAllPhase&gt;=240k&lt; | False | False |  |  |  |  | 11.1 |  | 15.9 | 13.2 | [6 empty] | 306000 | Electric Resistance Heating Or | 08/29/2023 |  | 11/13/2023
Daikin Comfort Technologies Manufacturing, L.P. | Daikin | DPSA031A*BSCS*0B04560*0 |  | Voluntarily Certified | ACAirCoolAllPhase&gt;=240k&lt; | False | False |  |  |  |  | 11.1 |  | 15.9 | 13.2 | [6 empty] | 304000 | Electric Resistance Heating Or | 08/29/2023 |  | 11/13/2023
Daikin Comfort Technologies Manufacturing, L.P. | Daikin | DPSA031A*BSCS*0B04560*E |  | Voluntarily Certified | ACAirCoolAllPhase&gt;=240k&lt; | False | False |  |  |  |  | 11 |  | 15.8 | 13.2 | [6 empty] | 304000 | Electric Resistance Heating Or | 08/29/2023 |  | 11/13/2023
Daikin Comfort Technologies Manufacturing, L.P. | Daikin | DPSA031A*BSCSA0B02450*0 |  | Voluntarily Certified | ACAirCoolAllPhase&gt;=240k&lt; | False | False |  |  |  |  | 10.8 |  | 15 | 13.2 | [6 empty] | 302000 | Electric Resistance Heating Or | 08/29/2023 |  | 11/13/2023
Daikin Comfort Technologies Manufacturing, L.P. | Daikin | DPSA031A*BSCSA0B02450*E |  | Voluntarily Certified | ACAirCoolAllPhase&gt;=240k&lt; | False | False |  |  |  |  | 10.7 |  | 14.9 | 13.2 | [6 empty] | 302000 | Electric Resistance Heating Or | 08/29/2023 |  | 11/13/2023
Daikin Comfort Technologies Manufacturing, L.P. | Daikin | DPSA031A*BSCSA0B02500*0 |  | Voluntarily Certified | ACAirCoolAllPhase&gt;=240k&lt; | False | False |  |  |  |  | 11 |  | 15.1 | 13.2 | [6 empty] | 304000 | Electric Resistance Heating Or | 08/29/2023 |  | 11/13/2023
Daikin Comfort Technologies Manufacturing, L.P. | Daikin | DPSA031A*BSCSA0B02500*E |  | Voluntarily Certified | ACAirCoolAllPhase&gt;=240k&lt; | False | False |  |  |  |  | 10.9 |  | 15 | 13.2 | [6 empty] | 304000 | Electric Resistance Heating Or | 08/29/2023 |  | 11/13/2023
Daikin Comfort Technologies Manufacturing, L.P. | Daikin | DPSA031A*BSCSA0B02560*0 |  | Voluntarily Certified | ACAirCoolAllPhase&gt;=240k&lt; | False | False |  |  |  |  | 11.2 |  | 15.4 | 13.2 | [6 empty] | 304000 | Electric Resistance Heating Or | 08/29/2023 |  | 11/13/2023
Daikin Comfort Technologies Manufacturing, L.P. | Daikin | DPSA031A*BSCSA0B02560*E |  | Voluntarily Certified | ACAirCoolAllPhase&gt;=240k&lt; | False | False |  |  |  |  | 11.1 |  | 15.3 | 13.2 | [6 empty] | 304000 | Electric Resistance Heating Or | 08/29/2023 |  | 11/13/2023
Daikin Comfort Technologies Manufacturing, L.P. | Daikin | DPSA031A*BSCSA0B02630*0 |  | Voluntarily Certified | ACAirCoolAllPhase&gt;=240k&lt; | False | False |  |  |  |  | 11.2 |  | 15.4 | 13.2 | [6 empty] | 304000 | Electric Resistance Heating Or | 08/29/2023 |  | 11/13/2023
Daikin Comfort Technologies Manufacturing, L.P. | Daikin | DPSA031A*BSCSA0B02630*E |  | Voluntarily Certified | ACAirCoolAllPhase&gt;=240k&lt; | False | False |  |  |  |  | 11.1 |  | 15.3 | 13.2 | [6 empty] | 304000 | Electric Resistance Heating Or | 08/29/2023 |  | 11/13/2023
Daikin Comfort Technologies Manufacturing, L.P. | Daikin | DPSA031A*BSCSA0B04355*0 |  | Voluntarily Certified | ACAirCoolAllPhase&gt;=240k&lt; | False | False |  |  |  |  | 10.9 |  | 15.1 | 13.2 | [6 empty] | 302000 | Electric Resistance Heating Or | 08/29/2023 |  | 11/13/2023
Daikin Comfort Technologies Manufacturing, L.P. | Daikin | DPSA031A*BSCSA0B04355*E |  | Voluntarily Certified | ACAirCoolAllPhase&gt;=240k&lt; | False | False |  |  |  |  | 10.8 |  | 15 | 13.2 | [6 empty] | 302000 | Electric Resistance Heating Or | 08/29/2023 |  | 11/13/2023
Daikin Comfort Technologies Manufacturing, L.P. | Daikin | DPSA031A*BSCSA0B04450*0 |  | Voluntarily Certified | ACAirCoolAllPhase&gt;=240k&lt; | False | False |  |  |  |  | 11.2 |  | 15.3 | 13.2 | [6 empty] | 304000 | Electric Resistance Heating Or | 08/29/2023 |  | 11/13/2023
Daikin Comfort Technologies Manufacturing, L.P. | Daikin | DPSA031A*BSCSA0B04450*E |  | Voluntarily Certified | ACAirCoolAllPhase&gt;=240k&lt; | False | False |  |  |  |  | 11.1 |  | 15.2 | 13.2 | [6 empty] | 304000 | Electric Resistance Heating Or | 08/29/2023 |  | 11/13/2023
Daikin Comfort Technologies Manufacturing, L.P. | Daikin | DPSA031A*BSCSA0B04500*0 |  | Voluntarily Certified | ACAirCoolAllPhase&gt;=240k&lt; | False | False |  |  |  |  | 11.3 |  | 15.4 | 13.2 | [6 empty] | 306000 | Electric Resistance Heating Or | 08/29/2023 |  | 11/13/2023
Daikin Comfort Technologies Manufacturing, L.P. | Daikin | DPSA031A*BSCSA0B04500*E |  | Voluntarily Certified | ACAirCoolAllPhase&gt;=240k&lt; | False | False |  |  |  |  | 11.2 |  | 15.3 | 13.2 | [6 empty] | 306000 | Electric Resistance Heating Or | 08/29/2023 |  | 11/13/2023
Daikin Comfort Technologies Manufacturing, L.P. | Daikin | DPSA031A*BSCSA0B04560*0 |  | Voluntarily Certified | ACAirCoolAllPhase&gt;=240k&lt; | False | False |  |  |  |  | 11.2 |  | 15.3 | 13.2 | [6 empty] | 304000 | Electric Resistance Heating Or | 08/29/2023 |  | 11/13/2023
Daikin Comfort Technologies Manufacturing, L.P. | Daikin | DPSA031A*BSCSA0B04560*E |  | Voluntarily Certified | ACAirCoolAllPhase&gt;=240k&lt; | False | False |  |  |  |  | 11.1 |  | 15.2 | 13.2 | [6 empty] | 304000 | Electric Resistance Heating Or | 08/29/2023 |  | 11/13/2023
Daikin Comfort Technologies Manufacturing, L.P. | Daikin | DPSA031A*BSCSB0B02450*0 |  | Voluntarily Certified | ACAirCoolAllPhase&gt;=240k&lt; | False | False |  |  |  |  | 10.8 |  | 15 | 13.2 | [6 empty] | 302000 | Electric Resistance Heating Or | 08/29/2023 |  | 11/13/2023
Daikin Comfort Technologies Manufacturing, L.P. | Daikin | DPSA031A*BSCSB0B02450*E |  | Voluntarily Certified | ACAirCoolAllPhase&gt;=240k&lt; | False | False |  |  |  |  | 10.7 |  | 14.9 | 13.2 | [6 empty] | 302000 | Electric Resistance Heating Or | 08/29/2023 |  | 11/13/2023
Daikin Comfort Technologies Manufacturing, L.P. | Daikin | DPSA031A*BSCSB0B02500*0 |  | Voluntarily Certified | ACAirCoolAllPhase&gt;=240k&lt; | False | False |  |  |  |  | 11 |  | 15.1 | 13.2 | [6 empty] | 304000 | Electric Resistance Heating Or | 08/29/2023 |  | 11/13/2023
Daikin Comfort Technologies Manufacturing, L.P. | Daikin | DPSA031A*BSCSB0B02500*E |  | Voluntarily Certified | ACAirCoolAllPhase&gt;=240k&lt; | False | False |  |  |  |  | 10.9 |  | 15 | 13.2 | [6 empty] | 304000 | Electric Resistance Heating Or | 08/29/2023 |  | 11/13/2023
Daikin Comfort Technologies Manufacturing, L.P. | Daikin | DPSA031A*BSCSB0B02560*0 |  | Voluntarily Certified | ACAirCoolAllPhase&gt;=240k&lt; | False | False |  |  |  |  | 11.2 |  | 15.4 | 13.2 | [6 empty] | 304000 | Electric Resistance Heating Or | 08/29/2023 |  | 11/13/2023
Daikin Comfort Technologies Manufacturing, L.P. | Daikin | DPSA031A*BSCSB0B02560*E |  | Voluntarily Certified | ACAirCoolAllPhase&gt;=240k&lt; | False | False |  |  |  |  | 11.1 |  | 15.3 | 13.2 | [6 empty] | 304000 | Electric Resistance Heating Or | 08/29/2023 |  | 11/13/2023
Daikin Comfort Technologies Manufacturing, L.P. | Daikin | DPSA031A*BSCSB0B02630*0 |  | Voluntarily Certified | ACAirCoolAllPhase&gt;=240k&lt; | False | False |  |  |  |  | 11.2 |  | 15.4 | 13.2 | [6 empty] | 304000 | Electric Resistance Heating Or | 08/29/2023 |  | 11/13/2023
Daikin Comfort Technologies Manufacturing, L.P. | Daikin | DPSA031A*BSCSB0B02630*E |  | Voluntarily Certified | ACAirCoolAllPhase&gt;=240k&lt; | False | False |  |  |  |  | 11.1 |  | 15.3 | 13.2 | [6 empty] | 304000 | Electric Resistance Heating Or | 08/29/2023 |  | 11/13/2023
Daikin Comfort Technologies Manufacturing, L.P. | Daikin | DPSA031A*BSCSB0B04355*0 |  | Voluntarily Certified | ACAirCoolAllPhase&gt;=240k&lt; | False | False |  |  |  |  | 10.9 |  | 15.1 | 13.2 | [6 empty] | 302000 | Electric Resistance Heating Or | 08/29/2023 |  | 11/13/2023
Daikin Comfort Technologies Manufacturing, L.P. | Daikin | DPSA031A*BSCSB0B04355*E |  | Voluntarily Certified | ACAirCoolAllPhase&gt;=240k&lt; | False | False |  |  |  |  | 10.8 |  | 15 | 13.2 | [6 empty] | 302000 | Electric Resistance Heating Or | 08/29/2023 |  | 11/13/2023
Daikin Comfort Technologies Manufacturing, L.P. | Daikin | DPSA031A*BSCSB0B04450*0 |  | Voluntarily Certified | ACAirCoolAllPhase&gt;=240k&lt; | False | False |  |  |  |  | 11.2 |  | 15.3 | 13.2 | [6 empty] | 304000 | Electric Resistance Heating Or | 08/29/2023 |  | 11/13/2023
Daikin Comfort Technologies Manufacturing, L.P. | Daikin | DPSA031A*BSCSB0B04450*E |  | Voluntarily Certified | ACAirCoolAllPhase&gt;=240k&lt; | False | False |  |  |  |  | 11.1 |  | 15.2 | 13.2 | [6 empty] | 304000 | Electric Resistance Heating Or | 08/29/2023 |  | 11/13/2023
Daikin Comfort Technologies Manufacturing, L.P. | Daikin | DPSA031A*BSCSB0B04500*0 |  | Voluntarily Certified | ACAirCoolAllPhase&gt;=240k&lt; | False | False |  |  |  |  | 11.3 |  | 15.4 | 13.2 | [6 empty] | 306000 | Electric Resistance Heating Or | 08/29/2023 |  | 11/13/2023
Daikin Comfort Technologies Manufacturing, L.P. | Daikin | DPSA031A*BSCSB0B04500*E |  | Voluntarily Certified | ACAirCoolAllPhase&gt;=240k&lt; | False | False |  |  |  |  | 11.2 |  | 15.3 | 13.2 | [6 empty] | 306000 | Electric Resistance Heating Or | 08/29/2023 |  | 11/13/2023
Daikin Comfort Technologies Manufacturing, L.P. | Daikin | DPSA031A*BSCSB0B04560*0 |  | Voluntarily Certified | ACAirCoolAllPhase&gt;=240k&lt; | False | False |  |  |  |  | 11.2 |  | 15.3 | 13.2 | [6 empty] | 304000 | Electric Resistance Heating Or | 08/29/2023 |  | 11/13/2023
Daikin Comfort Technologies Manufacturing, L.P. | Daikin | DPSA031A*BSCSB0B04560*E |  | Voluntarily Certified | ACAirCoolAllPhase&gt;=240k&lt; | False | False |  |  |  |  | 11.1 |  | 15.2 | 13.2 | [6 empty] | 304000 | Electric Resistance Heating Or | 08/29/2023 |  | 11/13/2023
Daikin Comfort Technologies Manufacturing, L.P. | Daikin | DPSA031A*BSDS*0B02450*0 |  | Voluntarily Certified | ACAirCoolAllPhase&gt;=240k&lt; | False | False |  |  |  |  | 10.9 |  | 15.5 | 13.2 | [6 empty] | 308000 | Electric Resistance Heating Or | 08/29/2023 |  | 11/13/2023
Daikin Comfort Technologies Manufacturing, L.P. | Daikin | DPSA031A*BSDS*0B02450*E |  | Voluntarily Certified | ACAirCoolAllPhase&gt;=240k&lt; | False | False |  |  |  |  | 10.8 |  | 15.4 | 13.2 | [6 empty] | 308000 | Electric Resistance Heating Or | 08/29/2023 |  | 11/13/2023
Daikin Comfort Technologies Manufacturing, L.P. | Daikin | DPSA031A*BSDS*0B02500*0 |  | Voluntarily Certified | ACAirCoolAllPhase&gt;=240k&lt; | False | False |  |  |  |  | 11.1 |  | 15.7 | 13.2 | [6 empty] | 310000 | Electric Resistance Heating Or | 08/29/2023 |  | 11/13/2023
Daikin Comfort Technologies Manufacturing, L.P. | Daikin | DPSA031A*BSDS*0B02500*E |  | Voluntarily Certified | ACAirCoolAllPhase&gt;=240k&lt; | False | False |  |  |  |  | 11 |  | 15.6 | 13.2 | [6 empty] | 310000 | Electric Resistance Heating Or | 08/29/2023 |  | 11/13/2023
Daikin Comfort Technologies Manufacturing, L.P. | Daikin | DPSA031A*BSDS*0B02560*0 |  | Voluntarily Certified | ACAirCoolAllPhase&gt;=240k&lt; | False | False |  |  |  |  | 11.4 |  | 15.9 | 13.2 | [6 empty] | 312000 | Electric Resistance Heating Or | 08/29/2023 |  | 11/13/2023
Daikin Comfort Technologies Manufacturing, L.P. | Daikin | DPSA031A*BSDS*0B02560*E |  | Voluntarily Certified | ACAirCoolAllPhase&gt;=240k&lt; | False | False |  |  |  |  | 11.3 |  | 15.8 | 13.2 | [6 empty] | 312000 | Electric Resistance Heating Or | 08/29/2023 |  | 11/13/2023
Daikin Comfort Technologies Manufacturing, L.P. | Daikin | DPSA031A*BSDS*0B02630*0 |  | Voluntarily Certified | ACAirCoolAllPhase&gt;=240k&lt; | False | False |  |  |  |  | 11.3 |  | 15.9 | 13.2 | [6 empty] | 312000 | Electric Resistance Heating Or | 08/29/2023 |  | 11/13/2023
Daikin Comfort Technologies Manufacturing, L.P. | Daikin | DPSA031A*BSDS*0B02630*E |  | Voluntarily Certified | ACAirCoolAllPhase&gt;=240k&lt; | False | False |  |  |  |  | 11.2 |  | 15.8 | 13.2 | [6 empty] | 312000 | Electric Resistance Heating Or | 08/29/2023 |  | 11/13/2023
Daikin Comfort Technologies Manufacturing, L.P. | Daikin | DPSA031A*BSDS*0B04355*0 |  | Voluntarily Certified | ACAirCoolAllPhase&gt;=240k&lt; | False | False |  |  |  |  | 11.1 |  | 15.6 | 13.2 | [6 empty] | 310000 | Electric Resistance Heating Or | 08/29/2023 |  | 11/13/2023
Daikin Comfort Technologies Manufacturing, L.P. | Daikin | DPSA031A*BSDS*0B04355*E |  | Voluntarily Certified | ACAirCoolAllPhase&gt;=240k&lt; | False | False |  |  |  |  | 11 |  | 15.5 | 13.2 | [6 empty] | 310000 | Electric Resistance Heating Or | 08/29/2023 |  | 11/13/2023
Daikin Comfort Technologies Manufacturing, L.P. | Daikin | DPSA031A*BSDS*0B04450*0 |  | Voluntarily Certified | ACAirCoolAllPhase&gt;=240k&lt; | False | False |  |  |  |  | 11.3 |  | 15.9 | 13.2 | [6 empty] | 312000 | Electric Resistance Heating Or | 08/29/2023 |  | 11/13/2023
Daikin Comfort Technologies Manufacturing, L.P. | Daikin | DPSA031A*BSDS*0B04450*E |  | Voluntarily Certified | ACAirCoolAllPhase&gt;=240k&lt; | False | False |  |  |  |  | 11.2 |  | 15.8 | 13.2 | [6 empty] | 312000 | Electric Resistance Heating Or | 08/29/2023 |  | 11/13/2023
Daikin Comfort Technologies Manufacturing, L.P. | Daikin | DPSA031A*BSDS*0B04500*0 |  | Voluntarily Certified | ACAirCoolAllPhase&gt;=240k&lt; | False | False |  |  |  |  | 11.4 |  | 16 | 13.2 | [6 empty] | 312000 | Electric Resistance Heating Or | 08/29/2023 |  | 11/13/2023
Daikin Comfort Technologies Manufacturing, L.P. | Daikin | DPSA031A*BSDS*0B04500*E |  | Voluntarily Certified | ACAirCoolAllPhase&gt;=240k&lt; | False | False |  |  |  |  | 11.3 |  | 15.9 | 13.2 | [6 empty] | 312000 | Electric Resistance Heating Or | 08/29/2023 |  | 11/13/2023
Daikin Comfort Technologies Manufacturing, L.P. | Daikin | DPSA031A*BSDS*0B04560*0 |  | Voluntarily Certified | ACAirCoolAllPhase&gt;=240k&lt; | False | False |  |  |  |  | 11.3 |  | 15.8 | 13.2 | [6 empty] | 312000 | Electric Resistance Heating Or | 08/29/2023 |  | 11/13/2023
Daikin Comfort Technologies Manufacturing, L.P. | Daikin | DPSA031A*BSDS*0B04560*E |  | Voluntarily Certified | ACAirCoolAllPhase&gt;=240k&lt; | False | False |  |  |  |  | 11.2 |  | 15.7 | 13.2 | [6 empty] | 312000 | Electric Resistance Heating Or | 08/29/2023 |  | 11/13/2023
Daikin Comfort Technologies Manufacturing, L.P. | Daikin | DPSA031A*BSDSA0B02450*0 |  | Voluntarily Certified | ACAirCoolAllPhase&gt;=240k&lt; | False | False |  |  |  |  | 11 |  | 15 | 13.2 | [6 empty] | 308000 | Electric Resistance Heating Or | 08/29/2023 |  | 11/13/2023
Daikin Comfort Technologies Manufacturing, L.P. | Daikin | DPSA031A*BSDSA0B02450*E |  | Voluntarily Certified | ACAirCoolAllPhase&gt;=240k&lt; | False | False |  |  |  |  | 10.9 |  | 14.9 | 13.2 | [6 empty] | 308000 | Electric Resistance Heating Or | 08/29/2023 |  | 11/13/2023
Daikin Comfort Technologies Manufacturing, L.P. | Daikin | DPSA031A*BSDSA0B02500*0 |  | Voluntarily Certified | ACAirCoolAllPhase&gt;=240k&lt; | False | False |  |  |  |  | 11.2 |  | 15.2 | 13.2 | [6 empty] | 310000 | Electric Resistance Heating Or | 08/29/2023 |  | 11/13/2023
Daikin Comfort Technologies Manufacturing, L.P. | Daikin | DPSA031A*BSDSA0B02500*E |  | Voluntarily Certified | ACAirCoolAllPhase&gt;=240k&lt; | False | False |  |  |  |  | 11.1 |  | 15.1 | 13.2 | [6 empty] | 310000 | Electric Resistance Heating Or | 08/29/2023 |  | 11/13/2023
Daikin Comfort Technologies Manufacturing, L.P. | Daikin | DPSA031A*BSDSA0B02560*0 |  | Voluntarily Certified | ACAirCoolAllPhase&gt;=240k&lt; | False | False |  |  |  |  | 11.4 |  | 15.4 | 13.2 | [6 empty] | 312000 | Electric Resistance Heating Or | 08/29/2023 |  | 11/13/2023
Daikin Comfort Technologies Manufacturing, L.P. | Daikin | DPSA031A*BSDSA0B02560*E |  | Voluntarily Certified | ACAirCoolAllPhase&gt;=240k&lt; | False | False |  |  |  |  | 11.3 |  | 15.3 | 13.2 | [6 empty] | 312000 | Electric Resistance Heating Or | 08/29/2023 |  | 11/13/2023
Daikin Comfort Technologies Manufacturing, L.P. | Daikin | DPSA031A*BSDSA0B02630*0 |  | Voluntarily Certified | ACAirCoolAllPhase&gt;=240k&lt; | False | False |  |  |  |  | 11.4 |  | 15.4 | 13.2 | [6 empty] | 312000 | Electric Resistance Heating Or | 08/29/2023 |  | 11/13/2023
Daikin Comfort Technologies Manufacturing, L.P. | Daikin | DPSA031A*BSDSA0B02630*E |  | Voluntarily Certified | ACAirCoolAllPhase&gt;=240k&lt; | False | False |  |  |  |  | 11.3 |  | 15.3 | 13.2 | [6 empty] | 312000 | Electric Resistance Heating Or | 08/29/2023 |  | 11/13/2023
Daikin Comfort Technologies Manufacturing, L.P. | Daikin | DPSA031A*BSDSA0B04355*0 |  | Voluntarily Certified | ACAirCoolAllPhase&gt;=240k&lt; | False | False |  |  |  |  | 11.1 |  | 15.1 | 13.2 | [6 empty] | 310000 | Electric Resistance Heating Or | 08/29/2023 |  | 11/13/2023
Daikin Comfort Technologies Manufacturing, L.P. | Daikin | DPSA031A*BSDSA0B04355*E |  | Voluntarily Certified | ACAirCoolAllPhase&gt;=240k&lt; | False | False |  |  |  |  | 11 |  | 15 | 13.2 | [6 empty] | 310000 | Electric Resistance Heating Or | 08/29/2023 |  | 11/13/2023
Daikin Comfort Technologies Manufacturing, L.P. | Daikin | DPSA031A*BSDSA0B04450*0 |  | Voluntarily Certified | ACAirCoolAllPhase&gt;=240k&lt; | False | False |  |  |  |  | 11.4 |  | 15.4 | 13.2 | [6 empty] | 312000 | Electric Resistance Heating Or | 08/29/2023 |  | 11/13/2023
Daikin Comfort Technologies Manufacturing, L.P. | Daikin | DPSA031A*BSDSA0B04450*E |  | Voluntarily Certified | ACAirCoolAllPhase&gt;=240k&lt; | False | False |  |  |  |  | 11.3 |  | 15.3 | 13.2 | [6 empty] | 312000 | Electric Resistance Heating Or | 08/29/2023 |  | 11/13/2023
Daikin Comfort Technologies Manufacturing, L.P. | Daikin | DPSA031A*BSDSA0B04500*0 |  | Voluntarily Certified | ACAirCoolAllPhase&gt;=240k&lt; | False | False |  |  |  |  | 11.5 |  | 15.4 | 13.2 | [6 empty] | 312000 | Electric Resistance Heating Or | 08/29/2023 |  | 11/13/2023
Daikin Comfort Technologies Manufacturing, L.P. | Daikin | DPSA031A*BSDSA0B04500*E |  | Voluntarily Certified | ACAirCoolAllPhase&gt;=240k&lt; | False | False |  |  |  |  | 11.4 |  | 15.3 | 13.2 | [6 empty] | 312000 | Electric Resistance Heating Or | 08/29/2023 |  | 11/13/2023
Daikin Comfort Technologies Manufacturing, L.P. | Daikin | DPSA031A*BSDSA0B04560*0 |  | Voluntarily Certified | ACAirCoolAllPhase&gt;=240k&lt; | False | False |  |  |  |  | 11.3 |  | 15.3 | 13.2 | [6 empty] | 312000 | Electric Resistance Heating Or | 08/29/2023 |  | 11/13/2023
Daikin Comfort Technologies Manufacturing, L.P. | Daikin | DPSA031A*BSDSA0B04560*E |  | Voluntarily Certified | ACAirCoolAllPhase&gt;=240k&lt; | False | False |  |  |  |  | 11.2 |  | 15.2 | 13.2 | [6 empty] | 312000 | Electric Resistance Heating Or | 08/29/2023 |  | 11/13/2023
Daikin Comfort Technologies Manufacturing, L.P. | Daikin | DPSA031A*BSDSB0B02450*0 |  | Voluntarily Certified | ACAirCoolAllPhase&gt;=240k&lt; | False | False |  |  |  |  | 11 |  | 15 | 13.2 | [6 empty] | 308000 | Electric Resistance Heating Or | 08/29/2023 |  | 11/13/2023
Daikin Comfort Technologies Manufacturing, L.P. | Daikin | DPSA031A*BSDSB0B02450*E |  | Voluntarily Certified | ACAirCoolAllPhase&gt;=240k&lt; | False | False |  |  |  |  | 10.9 |  | 14.9 | 13.2 | [6 empty] | 308000 | Electric Resistance Heating Or | 08/29/2023 |  | 11/13/2023
Daikin Comfort Technologies Manufacturing, L.P. | Daikin | DPSA031A*BSDSB0B02500*0 |  | Voluntarily Certified | ACAirCoolAllPhase&gt;=240k&lt; | False | False |  |  |  |  | 11.2 |  | 15.2 | 13.2 | [6 empty] | 310000 | Electric Resistance Heating Or | 08/29/2023 |  | 11/13/2023
Daikin Comfort Technologies Manufacturing, L.P. | Daikin | DPSA031A*BSDSB0B02500*E |  | Voluntarily Certified | ACAirCoolAllPhase&gt;=240k&lt; | False | False |  |  |  |  | 11.1 |  | 15.1 | 13.2 | [6 empty] | 310000 | Electric Resistance Heating Or | 08/29/2023 |  | 11/13/2023
Daikin Comfort Technologies Manufacturing, L.P. | Daikin | DPSA031A*BSDSB0B02560*0 |  | Voluntarily Certified | ACAirCoolAllPhase&gt;=240k&lt; | False | False |  |  |  |  | 11.4 |  | 15.4 | 13.2 | [6 empty] | 312000 | Electric Resistance Heating Or | 08/29/2023 |  | 11/13/2023
Daikin Comfort Technologies Manufacturing, L.P. | Daikin | DPSA031A*BSDSB0B02560*E |  | Voluntarily Certified | ACAirCoolAllPhase&gt;=240k&lt; | False | False |  |  |  |  | 11.3 |  | 15.3 | 13.2 | [6 empty] | 312000 | Electric Resistance Heating Or | 08/29/2023 |  | 11/13/2023
Daikin Comfort Technologies Manufacturing, L.P. | Daikin | DPSA031A*BSDSB0B02630*0 |  | Voluntarily Certified | ACAirCoolAllPhase&gt;=240k&lt; | False | False |  |  |  |  | 11.4 |  | 15.4 | 13.2 | [6 empty] | 312000 | Electric Resistance Heating Or | 08/29/2023 |  | 11/13/2023
Daikin Comfort Technologies Manufacturing, L.P. | Daikin | DPSA031A*BSDSB0B02630*E |  | Voluntarily Certified | ACAirCoolAllPhase&gt;=240k&lt; | False | False |  |  |  |  | 11.3 |  | 15.3 | 13.2 | [6 empty] | 312000 | Electric Resistance Heating Or | 08/29/2023 |  | 11/13/2023
Daikin Comfort Technologies Manufacturing, L.P. | Daikin | DPSA031A*BSDSB0B04355*0 |  | Voluntarily Certified | ACAirCoolAllPhase&gt;=240k&lt; | False | False |  |  |  |  | 11.1 |  | 15.1 | 13.2 | [6 empty] | 310000 | Electric Resistance Heating Or | 08/29/2023 |  | 11/13/2023
Daikin Comfort Technologies Manufacturing, L.P. | Daikin | DPSA031A*BSDSB0B04355*E |  | Voluntarily Certified | ACAirCoolAllPhase&gt;=240k&lt; | False | False |  |  |  |  | 11 |  | 15 | 13.2 | [6 empty] | 310000 | Electric Resistance Heating Or | 08/29/2023 |  | 11/13/2023
Daikin Comfort Technologies Manufacturing, L.P. | Daikin | DPSA031A*BSDSB0B04450*0 |  | Voluntarily Certified | ACAirCoolAllPhase&gt;=240k&lt; | False | False |  |  |  |  | 11.4 |  | 15.4 | 13.2 | [6 empty] | 312000 | Electric Resistance Heating Or | 08/29/2023 |  | 11/13/2023
Daikin Comfort Technologies Manufacturing, L.P. | Daikin | DPSA031A*BSDSB0B04450*E |  | Voluntarily Certified | ACAirCoolAllPhase&gt;=240k&lt; | False | False |  |  |  |  | 11.3 |  | 15.3 | 13.2 | [6 empty] | 312000 | Electric Resistance Heating Or | 08/29/2023 |  | 11/13/2023
Daikin Comfort Technologies Manufacturing, L.P. | Daikin | DPSA031A*BSDSB0B04500*0 |  | Voluntarily Certified | ACAirCoolAllPhase&gt;=240k&lt; | False | False |  |  |  |  | 11.5 |  | 15.4 | 13.2 | [6 empty] | 312000 | Electric Resistance Heating Or | 08/29/2023 |  | 11/13/2023
Daikin Comfort Technologies Manufacturing, L.P. | Daikin | DPSA031A*BSDSB0B04500*E |  | Voluntarily Certified | ACAirCoolAllPhase&gt;=240k&lt; | False | False |  |  |  |  | 11.4 |  | 15.3 | 13.2 | [6 empty] | 312000 | Electric Resistance Heating Or | 08/29/2023 |  | 11/13/2023
Daikin Comfort Technologies Manufacturing, L.P. | Daikin | DPSA031A*BSDSB0B04560*0 |  | Voluntarily Certified | ACAirCoolAllPhase&gt;=240k&lt; | False | False |  |  |  |  | 11.3 |  | 15.3 | 13.2 | [6 empty] | 312000 | Electric Resistance Heating Or | 08/29/2023 |  | 11/13/2023
Daikin Comfort Technologies Manufacturing, L.P. | Daikin | DPSA031A*BSDSB0B04560*E |  | Voluntarily Certified | ACAirCoolAllPhase&gt;=240k&lt; | False | False |  |  |  |  | 11.2 |  | 15.2 | 13.2 | [6 empty] | 312000 | Electric Resistance Heating Or | 08/29/2023 |  | 11/13/2023
Daikin Comfort Technologies Manufacturing, L.P. | Daikin | DPSA031A2BHAME0B02450*0 |  | Voluntarily Certified | ACAirCoolAllPhase&gt;=240k&lt; | False | False |  |  |  |  | 11 |  | 17.3 | 13.2 | [6 empty] | 316000 | Electric Resistance Heating Or | 08/29/2023 |  | 11/13/2023
Daikin Comfort Technologies Manufacturing, L.P. | Daikin | DPSA031A2BHAME0B02450*E |  | Voluntarily Certified | ACAirCoolAllPhase&gt;=240k&lt; | False | False |  |  |  |  | 10.9 |  | 17.2 | 13.2 | [6 empty] | 316000 | Electric Resistance Heating Or | 08/29/2023 |  | 11/13/2023
Daikin Comfort Technologies Manufacturing, L.P. | Daikin | DPSA031A2BHAME0B02450A0 |  | Voluntarily Certified | ACAirCoolAllPhase&gt;=240k&lt; | False | False |  |  |  |  | 10 |  | 16.1 | 13.2 | [6 empty] | 308000 | Electric Resistance Heating Or | 08/29/2023 |  | 11/13/2023
Daikin Comfort Technologies Manufacturing, L.P. | Daikin | DPSA031A2BHAME0B02450AE |  | Voluntarily Certified | ACAirCoolAllPhase&gt;=240k&lt; | False | False |  |  |  |  | 10 |  | 16 | 13.2 | [6 empty] | 316000 | Electric Resistance Heating Or | 08/29/2023 |  | 11/13/2023
Daikin Comfort Technologies Manufacturing, L.P. | Daikin | DPSA031A2BHAME0B02500*0 |  | Voluntarily Certified | ACAirCoolAllPhase&gt;=240k&lt; | False | False |  |  |  |  | 11.2 |  | 17.5 | 13.2 | [6 empty] | 318000 | Electric Resistance Heating Or | 08/29/2023 |  | 11/13/2023
Daikin Comfort Technologies Manufacturing, L.P. | Daikin | DPSA031A2BHAME0B02500*E |  | Voluntarily Certified | ACAirCoolAllPhase&gt;=240k&lt; | False | False |  |  |  |  | 11.1 |  | 17.4 | 13.2 | [6 empty] | 318000 | Electric Resistance Heating Or | 08/29/2023 |  | 11/13/2023
Daikin Comfort Technologies Manufacturing, L.P. | Daikin | DPSA031A2BHAME0B02560*0 |  | Voluntarily Certified | ACAirCoolAllPhase&gt;=240k&lt; | False | False |  |  |  |  | 11.2 |  | 17.6 | 13.2 | [6 empty] | 318000 | Electric Resistance Heating Or | 08/29/2023 |  | 11/13/2023
Daikin Comfort Technologies Manufacturing, L.P. | Daikin | DPSA031A2BHAME0B02560*E |  | Voluntarily Certified | ACAirCoolAllPhase&gt;=240k&lt; | False | False |  |  |  |  | 11.1 |  | 17.5 | 13.2 | [6 empty] | 318000 | Electric Resistance Heating Or | 08/29/2023 |  | 11/13/2023
Daikin Comfort Technologies Manufacturing, L.P. | Daikin | DPSA031A2BHAME0B02630*0 |  | Voluntarily Certified | ACAirCoolAllPhase&gt;=240k&lt; | False | False |  |  |  |  | 11.2 |  | 17.6 | 13.2 | [6 empty] | 318000 | Electric Resistance Heating Or | 08/29/2023 |  | 11/13/2023
Daikin Comfort Technologies Manufacturing, L.P. | Daikin | DPSA031A2BHAME0B02630*E |  | Voluntarily Certified | ACAirCoolAllPhase&gt;=240k&lt; | False | False |  |  |  |  | 11.1 |  | 17.5 | 13.2 | [6 empty] | 318000 | Electric Resistance Heating Or | 08/29/2023 |  | 11/13/2023
Daikin Comfort Technologies Manufacturing, L.P. | Daikin | DPSA031A2BHAME0B04355*0 |  | Voluntarily Certified | ACAirCoolAllPhase&gt;=240k&lt; | False | False |  |  |  |  | 11.2 |  | 17.4 | 13.2 | [6 empty] | 316000 | Electric Resistance Heating Or | 08/29/2023 |  | 11/13/2023
Daikin Comfort Technologies Manufacturing, L.P. | Daikin | DPSA031A2BHAME0B04355*E |  | Voluntarily Certified | ACAirCoolAllPhase&gt;=240k&lt; | False | False |  |  |  |  | 11.1 |  | 17.3 | 13.2 | [6 empty] | 316000 | Electric Resistance Heating Or | 08/29/2023 |  | 11/13/2023
Daikin Comfort Technologies Manufacturing, L.P. | Daikin | DPSA031A2BHAME0B04450*0 |  | Voluntarily Certified | ACAirCoolAllPhase&gt;=240k&lt; | False | False |  |  |  |  | 11.2 |  | 17.5 | 13.2 | [6 empty] | 318000 | Electric Resistance Heating Or | 08/29/2023 |  | 11/13/2023
Daikin Comfort Technologies Manufacturing, L.P. | Daikin | DPSA031A2BHAME0B04450*E |  | Voluntarily Certified | ACAirCoolAllPhase&gt;=240k&lt; | False | False |  |  |  |  | 11.1 |  | 17.4 | 13.2 | [6 empty] | 318000 | Electric Resistance Heating Or | 08/29/2023 |  | 11/13/2023
Daikin Comfort Technologies Manufacturing, L.P. | Daikin | DPSA031A2BHAME0B04500*0 |  | Voluntarily Certified | ACAirCoolAllPhase&gt;=240k&lt; | False | False |  |  |  |  | 11.3 |  | 17.7 | 13.2 | [6 empty] | 320000 | Electric Resistance Heating Or | 08/29/2023 |  | 11/13/2023
Daikin Comfort Technologies Manufacturing, L.P. | Daikin | DPSA031A2BHAME0B04500*E |  | Voluntarily Certified | ACAirCoolAllPhase&gt;=240k&lt; | False | False |  |  |  |  | 11.2 |  | 17.6 | 13.2 | [6 empty] | 320000 | Electric Resistance Heating Or | 08/29/2023 |  | 11/13/2023
Daikin Comfort Technologies Manufacturing, L.P. | Daikin | DPSA031A2BHAME0B04560*0 |  | Voluntarily Certified | ACAirCoolAllPhase&gt;=240k&lt; | False | False |  |  |  |  | 11.2 |  | 17.6 | 13.2 | [6 empty] | 318000 | Electric Resistance Heating Or | 08/29/2023 |  | 11/13/2023
Daikin Comfort Technologies Manufacturing, L.P. | Daikin | DPSA031A2BHAME0B04560*E |  | Voluntarily Certified | ACAirCoolAllPhase&gt;=240k&lt; | False | False |  |  |  |  | 11.1 |  | 17.5 | 13.2 | [6 empty] | 318000 | Electric Resistance Heating Or | 08/29/2023 |  | 11/13/2023
Daikin Comfort Technologies Manufacturing, L.P. | Daikin | DPSA031A2BHBME0B02450*0 |  | Voluntarily Certified | ACAirCoolAllPhase&gt;=240k&lt; | False | False |  |  |  |  | 11.1 |  | 17.4 | 13.2 | [6 empty] | 318000 | Electric Resistance Heating Or | 08/29/2023 |  | 11/13/2023
Daikin Comfort Technologies Manufacturing, L.P. | Daikin | DPSA031A2BHBME0B02450*E |  | Voluntarily Certified | ACAirCoolAllPhase&gt;=240k&lt; | False | False |  |  |  |  | 11 |  | 17.3 | 13.2 | [6 empty] | 318000 | Electric Resistance Heating Or | 08/29/2023 |  | 11/13/2023
Daikin Comfort Technologies Manufacturing, L.P. | Daikin | DPSA031A2BHBME0B02450A0 |  | Voluntarily Certified | ACAirCoolAllPhase&gt;=240k&lt; | False | False |  |  |  |  | 10.1 |  | 16.2 | 13.2 | [6 empty] | 310000 | Electric Resistance Heating Or | 08/29/2023 |  | 11/13/2023
Daikin Comfort Technologies Manufacturing, L.P. | Daikin | DPSA031A2BHBME0B02450AE |  | Voluntarily Certified | ACAirCoolAllPhase&gt;=240k&lt; | False | False |  |  |  |  | 10 |  | 16.1 | 13.2 | [6 empty] | 310000 | Electric Resistance Heating Or | 08/29/2023 |  | 11/13/2023
Daikin Comfort Technologies Manufacturing, L.P. | Daikin | DPSA031A2BHBME0B02500*0 |  | Voluntarily Certified | ACAirCoolAllPhase&gt;=240k&lt; | False | False |  |  |  |  | 11.3 |  | 17.4 | 13.2 | [6 empty] | 320000 | Electric Resistance Heating Or | 08/29/2023 |  | 11/13/2023
Daikin Comfort Technologies Manufacturing, L.P. | Daikin | DPSA031A2BHBME0B02500*E |  | Voluntarily Certified | ACAirCoolAllPhase&gt;=240k&lt; | False | False |  |  |  |  | 11.2 |  | 17.3 | 13.2 | [6 empty] | 320000 | Electric Resistance Heating Or | 08/29/2023 |  | 11/13/2023
Daikin Comfort Technologies Manufacturing, L.P. | Daikin | DPSA031A2BHBME0B02560*0 |  | Voluntarily Certified | ACAirCoolAllPhase&gt;=240k&lt; | False | False |  |  |  |  | 11.5 |  | 17.2 | 13.2 | [6 empty] | 320000 | Electric Resistance Heating Or | 08/29/2023 |  | 11/13/2023
Daikin Comfort Technologies Manufacturing, L.P. | Daikin | DPSA031A2BHBME0B02560*E |  | Voluntarily Certified | ACAirCoolAllPhase&gt;=240k&lt; | False | False |  |  |  |  | 11.4 |  | 17.1 | 13.2 | [6 empty] | 320000 | Electric Resistance Heating Or | 08/29/2023 |  | 11/13/2023
Daikin Comfort Technologies Manufacturing, L.P. | Daikin | DPSA031A2BHBME0B02630*0 |  | Voluntarily Certified | ACAirCoolAllPhase&gt;=240k&lt; | False | False |  |  |  |  | 11.5 |  | 17.1 | 13.2 | [6 empty] | 320000 | Electric Resistance Heating Or | 08/29/2023 |  | 11/13/2023
Daikin Comfort Technologies Manufacturing, L.P. | Daikin | DPSA031A2BHBME0B02630*E |  | Voluntarily Certified | ACAirCoolAllPhase&gt;=240k&lt; | False | False |  |  |  |  | 11.4 |  | 17 | 13.2 | [6 empty] | 320000 | Electric Resistance Heating Or | 08/29/2023 |  | 11/13/2023
Daikin Comfort Technologies Manufacturing, L.P. | Daikin | DPSA031A2BHBME0B04355*0 |  | Voluntarily Certified | ACAirCoolAllPhase&gt;=240k&lt; | False | False |  |  |  |  | 11.2 |  | 17.4 | 13.2 | [6 empty] | 320000 | Electric Resistance Heating Or | 08/29/2023 |  | 11/13/2023
Daikin Comfort Technologies Manufacturing, L.P. | Daikin | DPSA031A2BHBME0B04355*E |  | Voluntarily Certified | ACAirCoolAllPhase&gt;=240k&lt; | False | False |  |  |  |  | 11.1 |  | 17.3 | 13.2 | [6 empty] | 320000 | Electric Resistance Heating Or | 08/29/2023 |  | 11/13/2023
Daikin Comfort Technologies Manufacturing, L.P. | Daikin | DPSA031A2BHBME0B04450*0 |  | Voluntarily Certified | ACAirCoolAllPhase&gt;=240k&lt; | False | False |  |  |  |  | 11.5 |  | 17 | 13.2 | [6 empty] | 320000 | Electric Resistance Heating Or | 08/29/2023 |  | 11/13/2023
Daikin Comfort Technologies Manufacturing, L.P. | Daikin | DPSA031A2BHBME0B04450*E |  | Voluntarily Certified | ACAirCoolAllPhase&gt;=240k&lt; | False | False |  |  |  |  | 11.4 |  | 16.9 | 13.2 | [6 empty] | 320000 | Electric Resistance Heating Or | 08/29/2023 |  | 11/13/2023
Daikin Comfort Technologies Manufacturing, L.P. | Daikin | DPSA031A2BHBME0B04500*0 |  | Voluntarily Certified | ACAirCoolAllPhase&gt;=240k&lt; | False | False |  |  |  |  | 11.6 |  | 17.2 | 13.2 | [6 empty] | 320000 | Electric Resistance Heating Or | 08/29/2023 |  | 11/13/2023
Daikin Comfort Technologies Manufacturing, L.P. | Daikin | DPSA031A2BHBME0B04500*E |  | Voluntarily Certified | ACAirCoolAllPhase&gt;=240k&lt; | False | False |  |  |  |  | 11.5 |  | 17.1 | 13.2 | [6 empty] | 320000 | Electric Resistance Heating Or | 08/29/2023 |  | 11/13/2023
Daikin Comfort Technologies Manufacturing, L.P. | Daikin | DPSA031A2BHBME0B04560*0 |  | Voluntarily Certified | ACAirCoolAllPhase&gt;=240k&lt; | False | False |  |  |  |  | 11.5 |  | 17.2 | 13.2 | [6 empty] | 320000 | Electric Resistance Heating Or | 08/29/2023 |  | 11/13/2023
Daikin Comfort Technologies Manufacturing, L.P. | Daikin | DPSA031A2BHBME0B04560*E |  | Voluntarily Certified | ACAirCoolAllPhase&gt;=240k&lt; | False | False |  |  |  |  | 11.4 |  | 17.1 | 13.2 | [6 empty] | 320000 | Electric Resistance Heating Or | 08/29/2023 |  | 11/13/2023
Daikin Comfort Technologies Manufacturing, L.P. | Daikin | DPSA031A2BHCME0B02450*0 |  | Voluntarily Certified | ACAirCoolAllPhase&gt;=240k&lt; | False | False |  |  |  |  | 10.9 |  | 17.2 | 13.2 | [6 empty] | 314000 | Electric Resistance Heating Or | 08/29/2023 |  | 11/13/2023
Daikin Comfort Technologies Manufacturing, L.P. | Daikin | DPSA031A2BHCME0B02450*E |  | Voluntarily Certified | ACAirCoolAllPhase&gt;=240k&lt; | False | False |  |  |  |  | 10.8 |  | 17.1 | 13.2 | [6 empty] | 314000 | Electric Resistance Heating Or | 08/29/2023 |  | 11/13/2023
Daikin Comfort Technologies Manufacturing, L.P. | Daikin | DPSA031A2BHCME0B02500*0 |  | Voluntarily Certified | ACAirCoolAllPhase&gt;=240k&lt; | False | False |  |  |  |  | 11.1 |  | 17.3 | 13.2 | [6 empty] | 314000 | Electric Resistance Heating Or | 08/29/2023 |  | 11/13/2023
Daikin Comfort Technologies Manufacturing, L.P. | Daikin | DPSA031A2BHCME0B02500*E |  | Voluntarily Certified | ACAirCoolAllPhase&gt;=240k&lt; | False | False |  |  |  |  | 11 |  | 17.2 | 13.2 | [6 empty] | 314000 | Electric Resistance Heating Or | 08/29/2023 |  | 11/13/2023
Daikin Comfort Technologies Manufacturing, L.P. | Daikin | DPSA031A2BHCME0B02560*0 |  | Voluntarily Certified | ACAirCoolAllPhase&gt;=240k&lt; | False | False |  |  |  |  | 11.1 |  | 17.6 | 13.2 | [6 empty] | 316000 | Electric Resistance Heating Or | 08/29/2023 |  | 11/13/2023
Daikin Comfort Technologies Manufacturing, L.P. | Daikin | DPSA031A2BHCME0B02560*E |  | Voluntarily Certified | ACAirCoolAllPhase&gt;=240k&lt; | False | False |  |  |  |  | 11 |  | 17.5 | 13.2 | [6 empty] | 316000 | Electric Resistance Heating Or | 08/29/2023 |  | 11/13/2023
Daikin Comfort Technologies Manufacturing, L.P. | Daikin | DPSA031A2BHCME0B02630*0 |  | Voluntarily Certified | ACAirCoolAllPhase&gt;=240k&lt; | False | False |  |  |  |  | 11.1 |  | 17.6 | 13.2 | [6 empty] | 316000 | Electric Resistance Heating Or | 08/29/2023 |  | 11/13/2023
Daikin Comfort Technologies Manufacturing, L.P. | Daikin | DPSA031A2BHCME0B02630*E |  | Voluntarily Certified | ACAirCoolAllPhase&gt;=240k&lt; | False | False |  |  |  |  | 11 |  | 17.5 | 13.2 | [6 empty] | 316000 | Electric Resistance Heating Or | 08/29/2023 |  | 11/13/2023
Daikin Comfort Technologies Manufacturing, L.P. | Daikin | DPSA031A2BHCME0B04355*0 |  | Voluntarily Certified | ACAirCoolAllPhase&gt;=240k&lt; | False | False |  |  |  |  | 11 |  | 17.3 | 13.2 | [6 empty] | 314000 | Electric Resistance Heating Or | 08/29/2023 |  | 11/13/2023
Daikin Comfort Technologies Manufacturing, L.P. | Daikin | DPSA031A2BHCME0B04355*E |  | Voluntarily Certified | ACAirCoolAllPhase&gt;=240k&lt; | False | False |  |  |  |  | 10.9 |  | 17.2 | 13.2 | [6 empty] | 314000 | Electric Resistance Heating Or | 08/29/2023 |  | 11/13/2023
Daikin Comfort Technologies Manufacturing, L.P. | Daikin | DPSA031A2BHCME0B04450*0 |  | Voluntarily Certified | ACAirCoolAllPhase&gt;=240k&lt; | False | False |  |  |  |  | 11.1 |  | 17.5 | 13.2 | [6 empty] | 316000 | Electric Resistance Heating Or | 08/29/2023 |  | 11/13/2023
Daikin Comfort Technologies Manufacturing, L.P. | Daikin | DPSA031A2BHCME0B04450*E |  | Voluntarily Certified | ACAirCoolAllPhase&gt;=240k&lt; | False | False |  |  |  |  | 11 |  | 17.4 | 13.2 | [6 empty] | 316000 | Electric Resistance Heating Or | 08/29/2023 |  | 11/13/2023
Daikin Comfort Technologies Manufacturing, L.P. | Daikin | DPSA031A2BHCME0B04500*0 |  | Voluntarily Certified | ACAirCoolAllPhase&gt;=240k&lt; | False | False |  |  |  |  | 11.2 |  | 17.7 | 13.2 | [6 empty] | 316000 | Electric Resistance Heating Or | 08/29/2023 |  | 11/13/2023
Daikin Comfort Technologies Manufacturing, L.P. | Daikin | DPSA031A2BHCME0B04500*E |  | Voluntarily Certified | ACAirCoolAllPhase&gt;=240k&lt; | False | False |  |  |  |  | 11.1 |  | 17.6 | 13.2 | [6 empty] | 316000 | Electric Resistance Heating Or | 08/29/2023 |  | 11/13/2023
Daikin Comfort Technologies Manufacturing, L.P. | Daikin | DPSA031A2BHCME0B04560*0 |  | Voluntarily Certified | ACAirCoolAllPhase&gt;=240k&lt; | False | False |  |  |  |  | 11.1 |  | 17.6 | 13.2 | [6 empty] | 316000 | Electric Resistance Heating Or | 08/29/2023 |  | 11/13/2023
Daikin Comfort Technologies Manufacturing, L.P. | Daikin | DPSA031A2BHCME0B04560*E |  | Voluntarily Certified | ACAirCoolAllPhase&gt;=240k&lt; | False | False |  |  |  |  | 11 |  | 17.5 | 13.2 | [6 empty] | 316000 | Electric Resistance Heating Or | 08/29/2023 |  | 11/13/2023
Daikin Comfort Technologies Manufacturing, L.P. | Daikin | DPSA031A2BHDME0B02450*0 |  | Voluntarily Certified | ACAirCoolAllPhase&gt;=240k&lt; | False | False |  |  |  |  | 11.1 |  | 17.5 | 13.2 | [6 empty] | 316000 | Electric Resistance Heating Or | 08/29/2023 |  | 11/13/2023
Daikin Comfort Technologies Manufacturing, L.P. | Daikin | DPSA031A2BHDME0B02450*E |  | Voluntarily Certified | ACAirCoolAllPhase&gt;=240k&lt; | False | False |  |  |  |  | 11 |  | 17.4 | 13.2 | [6 empty] | 316000 | Electric Resistance Heating Or | 08/29/2023 |  | 11/13/2023
Daikin Comfort Technologies Manufacturing, L.P. | Daikin | DPSA031A2BHDME0B02500*0 |  | Voluntarily Certified | ACAirCoolAllPhase&gt;=240k&lt; | False | False |  |  |  |  | 11.1 |  | 17.2 | 13.2 | [6 empty] | 316000 | Electric Resistance Heating Or | 08/29/2023 |  | 11/13/2023
Daikin Comfort Technologies Manufacturing, L.P. | Daikin | DPSA031A2BHDME0B02500*E |  | Voluntarily Certified | ACAirCoolAllPhase&gt;=240k&lt; | False | False |  |  |  |  | 11 |  | 17.1 | 13.2 | [6 empty] | 316000 | Electric Resistance Heating Or | 08/29/2023 |  | 11/13/2023
Daikin Comfort Technologies Manufacturing, L.P. | Daikin | DPSA031A2BHDME0B02560*0 |  | Voluntarily Certified | ACAirCoolAllPhase&gt;=240k&lt; | False | False |  |  |  |  | 11.3 |  | 17.2 | 13.2 | [6 empty] | 318000 | Electric Resistance Heating Or | 08/29/2023 |  | 11/13/2023
Daikin Comfort Technologies Manufacturing, L.P. | Daikin | DPSA031A2BHDME0B02560*E |  | Voluntarily Certified | ACAirCoolAllPhase&gt;=240k&lt; | False | False |  |  |  |  | 11.2 |  | 17.1 | 13.2 | [6 empty] | 318000 | Electric Resistance Heating Or | 08/29/2023 |  | 11/13/2023
Daikin Comfort Technologies Manufacturing, L.P. | Daikin | DPSA031A2BHDME0B02630*0 |  | Voluntarily Certified | ACAirCoolAllPhase&gt;=240k&lt; | False | False |  |  |  |  | 11.3 |  | 17 | 13.2 | [6 empty] | 318000 | Electric Resistance Heating Or | 08/29/2023 |  | 11/13/2023
Daikin Comfort Technologies Manufacturing, L.P. | Daikin | DPSA031A2BHDME0B02630*E |  | Voluntarily Certified | ACAirCoolAllPhase&gt;=240k&lt; | False | False |  |  |  |  | 11.2 |  | 16.9 | 13.2 | [6 empty] | 318000 | Electric Resistance Heating Or | 08/29/2023 |  | 11/13/2023
Daikin Comfort Technologies Manufacturing, L.P. | Daikin | DPSA031A2BHDME0B04355*0 |  | Voluntarily Certified | ACAirCoolAllPhase&gt;=240k&lt; | False | False |  |  |  |  | 11.1 |  | 17.6 | 13.2 | [6 empty] | 316000 | Electric Resistance Heating Or | 08/29/2023 |  | 11/13/2023
Daikin Comfort Technologies Manufacturing, L.P. | Daikin | DPSA031A2BHDME0B04355*E |  | Voluntarily Certified | ACAirCoolAllPhase&gt;=240k&lt; | False | False |  |  |  |  | 11 |  | 17.5 | 13.2 | [6 empty] | 316000 | Electric Resistance Heating Or | 08/29/2023 |  | 11/13/2023
Daikin Comfort Technologies Manufacturing, L.P. | Daikin | DPSA031A2BHDME0B04450*0 |  | Voluntarily Certified | ACAirCoolAllPhase&gt;=240k&lt; | False | False |  |  |  |  | 11.3 |  | 16.9 | 13.2 | [6 empty] | 318000 | Electric Resistance Heating Or | 08/29/2023 |  | 11/13/2023
Daikin Comfort Technologies Manufacturing, L.P. | Daikin | DPSA031A2BHDME0B04450*E |  | Voluntarily Certified | ACAirCoolAllPhase&gt;=240k&lt; | False | False |  |  |  |  | 11.2 |  | 16.8 | 13.2 | [6 empty] | 318000 | Electric Resistance Heating Or | 08/29/2023 |  | 11/13/2023
Daikin Comfort Technologies Manufacturing, L.P. | Daikin | DPSA031A2BHDME0B04500*0 |  | Voluntarily Certified | ACAirCoolAllPhase&gt;=240k&lt; | False | False |  |  |  |  | 11.4 |  | 17.2 | 13.2 | [6 empty] | 318000 | Electric Resistance Heating Or | 08/29/2023 |  | 11/13/2023
Daikin Comfort Technologies Manufacturing, L.P. | Daikin | DPSA031A2BHDME0B04500*E |  | Voluntarily Certified | ACAirCoolAllPhase&gt;=240k&lt; | False | False |  |  |  |  | 11.3 |  | 17.1 | 13.2 | [6 empty] | 318000 | Electric Resistance Heating Or | 08/29/2023 |  | 11/13/2023
Daikin Comfort Technologies Manufacturing, L.P. | Daikin | DPSA031A2BHDME0B04560*0 |  | Voluntarily Certified | ACAirCoolAllPhase&gt;=240k&lt; | False | False |  |  |  |  | 11.3 |  | 17.2 | 13.2 | [6 empty] | 318000 | Electric Resistance Heating Or | 08/29/2023 |  | 11/13/2023
Daikin Comfort Technologies Manufacturing, L.P. | Daikin | DPSA031A2BHDME0B04560*E |  | Voluntarily Certified | ACAirCoolAllPhase&gt;=240k&lt; | False | False |  |  |  |  | 11.2 |  | 17.1 | 13.2 | [6 empty] | 318000 | Electric Resistance Heating Or | 08/29/2023 |  | 11/13/2023
Daikin Comfort Technologies Manufacturing, L.P. | Daikin | DPSA031A2BPAVE0B02450*0 |  | Voluntarily Certified | ACAirCoolAllPhase&gt;=240k&lt; | False | False |  |  |  |  | 10.5 |  | 18.2 | 13.2 | [6 empty] | 324000 | Electric Resistance Heating Or | 08/29/2023 |  | 11/13/2023
Daikin Comfort Technologies Manufacturing, L.P. | Daikin | DPSA031A2BPAVE0B02450*E |  | Voluntarily Certified | ACAirCoolAllPhase&gt;=240k&lt; | False | False |  |  |  |  | 10.4 |  | 18.1 | 13.2 | [6 empty] | 324000 | Electric Resistance Heating Or | 08/29/2023 |  | 11/13/2023
Daikin Comfort Technologies Manufacturing, L.P. | Daikin | DPSA031A2BPAVE0B02500*0 |  | Voluntarily Certified | ACAirCoolAllPhase&gt;=240k&lt; | False | False |  |  |  |  | 10.7 |  | 18.3 | 13.2 | [6 empty] | 324000 | Electric Resistance Heating Or | 08/29/2023 |  | 11/13/2023
Daikin Comfort Technologies Manufacturing, L.P. | Daikin | DPSA031A2BPAVE0B02500*E |  | Voluntarily Certified | ACAirCoolAllPhase&gt;=240k&lt; | False | False |  |  |  |  | 10.6 |  | 18.2 | 13.2 | [6 empty] | 324000 | Electric Resistance Heating Or | 08/29/2023 |  | 11/13/2023
Daikin Comfort Technologies Manufacturing, L.P. | Daikin | DPSA031A2BPAVE0B02560*0 |  | Voluntarily Certified | ACAirCoolAllPhase&gt;=240k&lt; | False | False |  |  |  |  | 10.9 |  | 18.4 | 13.2 | [6 empty] | 326000 | Electric Resistance Heating Or | 08/29/2023 |  | 11/13/2023
Daikin Comfort Technologies Manufacturing, L.P. | Daikin | DPSA031A2BPAVE0B02560*E |  | Voluntarily Certified | ACAirCoolAllPhase&gt;=240k&lt; | False | False |  |  |  |  | 10.8 |  | 18.3 | 13.2 | [6 empty] | 326000 | Electric Resistance Heating Or | 08/29/2023 |  | 11/13/2023
Daikin Comfort Technologies Manufacturing, L.P. | Daikin | DPSA031A2BPAVE0B02630*0 |  | Voluntarily Certified | ACAirCoolAllPhase&gt;=240k&lt; | False | False |  |  |  |  | 10.9 |  | 18.4 | 13.2 | [6 empty] | 326000 | Electric Resistance Heating Or | 08/29/2023 |  | 11/13/2023
Daikin Comfort Technologies Manufacturing, L.P. | Daikin | DPSA031A2BPAVE0B02630*E |  | Voluntarily Certified | ACAirCoolAllPhase&gt;=240k&lt; | False | False |  |  |  |  | 10.8 |  | 18.3 | 13.2 | [6 empty] | 326000 | Electric Resistance Heating Or | 08/29/2023 |  | 11/13/2023
Daikin Comfort Technologies Manufacturing, L.P. | Daikin | DPSA031A2BPAVE0B04355*0 |  | Voluntarily Certified | ACAirCoolAllPhase&gt;=240k&lt; | False | False |  |  |  |  | 10.7 |  | 18.3 | 13.2 | [6 empty] | 324000 | Electric Resistance Heating Or | 08/29/2023 |  | 11/13/2023
Daikin Comfort Technologies Manufacturing, L.P. | Daikin | DPSA031A2BPAVE0B04355*E |  | Voluntarily Certified | ACAirCoolAllPhase&gt;=240k&lt; | False | False |  |  |  |  | 10.6 |  | 18.2 | 13.2 | [6 empty] | 324000 | Electric Resistance Heating Or | 08/29/2023 |  | 11/13/2023
Daikin Comfort Technologies Manufacturing, L.P. | Daikin | DPSA031A2BPAVE0B04450*0 |  | Voluntarily Certified | ACAirCoolAllPhase&gt;=240k&lt; | False | False |  |  |  |  | 10.9 |  | 18.3 | 13.2 | [6 empty] | 326000 | Electric Resistance Heating Or | 08/29/2023 |  | 11/13/2023
Daikin Comfort Technologies Manufacturing, L.P. | Daikin | DPSA031A2BPAVE0B04450*E |  | Voluntarily Certified | ACAirCoolAllPhase&gt;=240k&lt; | False | False |  |  |  |  | 10.8 |  | 18.2 | 13.2 | [6 empty] | 326000 | Electric Resistance Heating Or | 08/29/2023 |  | 11/13/2023
Daikin Comfort Technologies Manufacturing, L.P. | Daikin | DPSA031A2BPAVE0B04500*0 |  | Voluntarily Certified | ACAirCoolAllPhase&gt;=240k&lt; | False | False |  |  |  |  | 11 |  | 18.5 | 13.2 | [6 empty] | 326000 | Electric Resistance Heating Or | 08/29/2023 |  | 11/13/2023
Daikin Comfort Technologies Manufacturing, L.P. | Daikin | DPSA031A2BPAVE0B04500*E |  | Voluntarily Certified | ACAirCoolAllPhase&gt;=240k&lt; | False | False |  |  |  |  | 10.9 |  | 18.4 | 13.2 | [6 empty] | 326000 | Electric Resistance Heating Or | 08/29/2023 |  | 11/13/2023
Daikin Comfort Technologies Manufacturing, L.P. | Daikin | DPSA031A2BPAVE0B04560*0 |  | Voluntarily Certified | ACAirCoolAllPhase&gt;=240k&lt; | False | False |  |  |  |  | 10.9 |  | 18.4 | 13.2 | [6 empty] | 326000 | Electric Resistance Heating Or | 08/29/2023 |  | 11/13/2023
Daikin Comfort Technologies Manufacturing, L.P. | Daikin | DPSA031A2BPAVE0B04560*E |  | Voluntarily Certified | ACAirCoolAllPhase&gt;=240k&lt; | False | False |  |  |  |  | 10.8 |  | 18.3 | 13.2 | [6 empty] | 326000 | Electric Resistance Heating Or | 08/29/2023 |  | 11/13/2023
Daikin Comfort Technologies Manufacturing, L.P. | Daikin | DPSA031A2BPAVF0B02450*0 |  | Voluntarily Certified | ACAirCoolAllPhase&gt;=240k&lt; | False | False |  |  |  |  | 11.1 |  | 19.1 | 13.2 | [6 empty] | 324000 | Electric Resistance Heating Or | 08/29/2023 |  | 11/13/2023
Daikin Comfort Technologies Manufacturing, L.P. | Daikin | DPSA031A2BPAVF0B02450*E |  | Voluntarily Certified | ACAirCoolAllPhase&gt;=240k&lt; | False | False |  |  |  |  | 11 |  | 19 | 13.2 | [6 empty] | 324000 | Electric Resistance Heating Or | 08/29/2023 |  | 11/13/2023
Daikin Comfort Technologies Manufacturing, L.P. | Daikin | DPSA031A2BPAVF0B02500*0 |  | Voluntarily Certified | ACAirCoolAllPhase&gt;=240k&lt; | False | False |  |  |  |  | 11.2 |  | 19.3 | 13.2 | [6 empty] | 324000 | Electric Resistance Heating Or | 08/29/2023 |  | 11/13/2023
Daikin Comfort Technologies Manufacturing, L.P. | Daikin | DPSA031A2BPAVF0B02500*E |  | Voluntarily Certified | ACAirCoolAllPhase&gt;=240k&lt; | False | False |  |  |  |  | 11.1 |  | 19.2 | 13.2 | [6 empty] | 324000 | Electric Resistance Heating Or | 08/29/2023 |  | 11/13/2023
Daikin Comfort Technologies Manufacturing, L.P. | Daikin | DPSA031A2BPAVF0B02560*0 |  | Voluntarily Certified | ACAirCoolAllPhase&gt;=240k&lt; | False | False |  |  |  |  | 11.2 |  | 19.4 | 13.2 | [6 empty] | 326000 | Electric Resistance Heating Or | 08/29/2023 |  | 11/13/2023
Daikin Comfort Technologies Manufacturing, L.P. | Daikin | DPSA031A2BPAVF0B02560*E |  | Voluntarily Certified | ACAirCoolAllPhase&gt;=240k&lt; | False | False |  |  |  |  | 11.1 |  | 19.3 | 13.2 | [6 empty] | 326000 | Electric Resistance Heating Or | 08/29/2023 |  | 11/13/2023
Daikin Comfort Technologies Manufacturing, L.P. | Daikin | DPSA031A2BPAVF0B02630*0 |  | Voluntarily Certified | ACAirCoolAllPhase&gt;=240k&lt; | False | False |  |  |  |  | 11.2 |  | 19.4 | 13.2 | [6 empty] | 326000 | Electric Resistance Heating Or | 08/29/2023 |  | 11/13/2023
Daikin Comfort Technologies Manufacturing, L.P. | Daikin | DPSA031A2BPAVF0B02630*E |  | Voluntarily Certified | ACAirCoolAllPhase&gt;=240k&lt; | False | False |  |  |  |  | 11.1 |  | 19.3 | 13.2 | [6 empty] | 326000 | Electric Resistance Heating Or | 08/29/2023 |  | 11/13/2023
Daikin Comfort Technologies Manufacturing, L.P. | Daikin | DPSA031A2BPAVF0B04355*0 |  | Voluntarily Certified | ACAirCoolAllPhase&gt;=240k&lt; | False | False |  |  |  |  | 11.2 |  | 19.2 | 13.2 | [6 empty] | 324000 | Electric Resistance Heating Or | 08/29/2023 |  | 11/13/2023
Daikin Comfort Technologies Manufacturing, L.P. | Daikin | DPSA031A2BPAVF0B04355*E |  | Voluntarily Certified | ACAirCoolAllPhase&gt;=240k&lt; | False | False |  |  |  |  | 11.1 |  | 19.1 | 13.2 | [6 empty] | 324000 | Electric Resistance Heating Or | 08/29/2023 |  | 11/13/2023
Daikin Comfort Technologies Manufacturing, L.P. | Daikin | DPSA031A2BPAVF0B04450*0 |  | Voluntarily Certified | ACAirCoolAllPhase&gt;=240k&lt; | False | False |  |  |  |  | 11.2 |  | 19.3 | 13.2 | [6 empty] | 326000 | Electric Resistance Heating Or | 08/29/2023 |  | 11/13/2023
Daikin Comfort Technologies Manufacturing, L.P. | Daikin | DPSA031A2BPAVF0B04450*E |  | Voluntarily Certified | ACAirCoolAllPhase&gt;=240k&lt; | False | False |  |  |  |  | 11.1 |  | 19.2 | 13.2 | [6 empty] | 326000 | Electric Resistance Heating Or | 08/29/2023 |  | 11/13/2023
Daikin Comfort Technologies Manufacturing, L.P. | Daikin | DPSA031A2BPAVF0B04500*0 |  | Voluntarily Certified | ACAirCoolAllPhase&gt;=240k&lt; | False | False |  |  |  |  | 11.3 |  | 19.5 | 13.2 | [6 empty] | 326000 | Electric Resistance Heating Or | 08/29/2023 |  | 11/13/2023
Daikin Comfort Technologies Manufacturing, L.P. | Daikin | DPSA031A2BPAVF0B04500*E |  | Voluntarily Certified | ACAirCoolAllPhase&gt;=240k&lt; | False | False |  |  |  |  | 11.2 |  | 19.4 | 13.2 | [6 empty] | 326000 | Electric Resistance Heating Or | 08/29/2023 |  | 11/13/2023
Daikin Comfort Technologies Manufacturing, L.P. | Daikin | DPSA031A2BPAVF0B04560*0 |  | Voluntarily Certified | ACAirCoolAllPhase&gt;=240k&lt; | False | False |  |  |  |  | 11.2 |  | 19.4 | 13.2 | [6 empty] | 326000 | Electric Resistance Heating Or | 08/29/2023 |  | 11/13/2023
Daikin Comfort Technologies Manufacturing, L.P. | Daikin | DPSA031A2BPAVF0B04560*E |  | Voluntarily Certified | ACAirCoolAllPhase&gt;=240k&lt; | False | False |  |  |  |  | 11.1 |  | 19.3 | 13.2 | [6 empty] | 326000 | Electric Resistance Heating Or | 08/29/2023 |  | 11/13/2023
Daikin Comfort Technologies Manufacturing, L.P. | Daikin | DPSA031A2BPBVE0B02450*0 |  | Voluntarily Certified | ACAirCoolAllPhase&gt;=240k&lt; | False | False |  |  |  |  | 10.8 |  | 18.2 | 13.2 | [6 empty] | 332000 | Electric Resistance Heating Or | 08/29/2023 |  | 11/13/2023
Daikin Comfort Technologies Manufacturing, L.P. | Daikin | DPSA031A2BPBVE0B02450*E |  | Voluntarily Certified | ACAirCoolAllPhase&gt;=240k&lt; | False | False |  |  |  |  | 10.7 |  | 18.1 | 13.2 | [6 empty] | 332000 | Electric Resistance Heating Or | 08/29/2023 |  | 11/13/2023
Daikin Comfort Technologies Manufacturing, L.P. | Daikin | DPSA031A2BPBVE0B02500*0 |  | Voluntarily Certified | ACAirCoolAllPhase&gt;=240k&lt; | False | False |  |  |  |  | 11 |  | 18.4 | 13.2 | [6 empty] | 334000 | Electric Resistance Heating Or | 08/29/2023 |  | 11/13/2023
Daikin Comfort Technologies Manufacturing, L.P. | Daikin | DPSA031A2BPBVE0B02500*E |  | Voluntarily Certified | ACAirCoolAllPhase&gt;=240k&lt; | False | False |  |  |  |  | 10.9 |  | 18.3 | 13.2 | [6 empty] | 334000 | Electric Resistance Heating Or | 08/29/2023 |  | 11/13/2023
Daikin Comfort Technologies Manufacturing, L.P. | Daikin | DPSA031A2BPBVE0B02560*0 |  | Voluntarily Certified | ACAirCoolAllPhase&gt;=240k&lt; | False | False |  |  |  |  | 11.2 |  | 18.6 | 13.2 | [6 empty] | 334000 | Electric Resistance Heating Or | 08/29/2023 |  | 11/13/2023
Daikin Comfort Technologies Manufacturing, L.P. | Daikin | DPSA031A2BPBVE0B02560*E |  | Voluntarily Certified | ACAirCoolAllPhase&gt;=240k&lt; | False | False |  |  |  |  | 11.1 |  | 18.5 | 13.2 | [6 empty] | 334000 | Electric Resistance Heating Or | 08/29/2023 |  | 11/13/2023
Daikin Comfort Technologies Manufacturing, L.P. | Daikin | DPSA031A2BPBVE0B02630*0 |  | Voluntarily Certified | ACAirCoolAllPhase&gt;=240k&lt; | False | False |  |  |  |  | 11.2 |  | 18.6 | 13.2 | [6 empty] | 334000 | Electric Resistance Heating Or | 08/29/2023 |  | 11/13/2023
Daikin Comfort Technologies Manufacturing, L.P. | Daikin | DPSA031A2BPBVE0B02630*E |  | Voluntarily Certified | ACAirCoolAllPhase&gt;=240k&lt; | False | False |  |  |  |  | 11.1 |  | 18.5 | 13.2 | [6 empty] | 334000 | Electric Resistance Heating Or | 08/29/2023 |  | 11/13/2023
Daikin Comfort Technologies Manufacturing, L.P. | Daikin | DPSA031A2BPBVE0B04355*0 |  | Voluntarily Certified | ACAirCoolAllPhase&gt;=240k&lt; | False | False |  |  |  |  | 10.9 |  | 18.3 | 13.2 | [6 empty] | 332000 | Electric Resistance Heating Or | 08/29/2023 |  | 11/13/2023
Daikin Comfort Technologies Manufacturing, L.P. | Daikin | DPSA031A2BPBVE0B04355*E |  | Voluntarily Certified | ACAirCoolAllPhase&gt;=240k&lt; | False | False |  |  |  |  | 10.8 |  | 18.2 | 13.2 | [6 empty] | 332000 | Electric Resistance Heating Or | 08/29/2023 |  | 11/13/2023
Daikin Comfort Technologies Manufacturing, L.P. | Daikin | DPSA031A2BPBVE0B04450*0 |  | Voluntarily Certified | ACAirCoolAllPhase&gt;=240k&lt; | False | False |  |  |  |  | 11.1 |  | 18.5 | 13.2 | [6 empty] | 334000 | Electric Resistance Heating Or | 08/29/2023 |  | 11/13/2023
Daikin Comfort Technologies Manufacturing, L.P. | Daikin | DPSA031A2BPBVE0B04450*E |  | Voluntarily Certified | ACAirCoolAllPhase&gt;=240k&lt; | False | False |  |  |  |  | 11 |  | 18.4 | 13.2 | [6 empty] | 334000 | Electric Resistance Heating Or | 08/29/2023 |  | 11/13/2023
Daikin Comfort Technologies Manufacturing, L.P. | Daikin | DPSA031A2BPBVE0B04500*0 |  | Voluntarily Certified | ACAirCoolAllPhase&gt;=240k&lt; | False | False |  |  |  |  | 11 |  | 18.7 | 13.2 | [6 empty] | 336000 | Electric Resistance Heating Or | 08/29/2023 |  | 11/13/2023
Daikin Comfort Technologies Manufacturing, L.P. | Daikin | DPSA031A2BPBVE0B04500*E |  | Voluntarily Certified | ACAirCoolAllPhase&gt;=240k&lt; | False | False |  |  |  |  | 10.9 |  | 18.6 | 13.2 | [6 empty] | 336000 | Electric Resistance Heating Or | 08/29/2023 |  | 11/13/2023
Daikin Comfort Technologies Manufacturing, L.P. | Daikin | DPSA031A2BPBVE0B04560*0 |  | Voluntarily Certified | ACAirCoolAllPhase&gt;=240k&lt; | False | False |  |  |  |  | 11.1 |  | 18.6 | 13.2 | [6 empty] | 334000 | Electric Resistance Heating Or | 08/29/2023 |  | 11/13/2023
Daikin Comfort Technologies Manufacturing, L.P. | Daikin | DPSA031A2BPBVE0B04560*E |  | Voluntarily Certified | ACAirCoolAllPhase&gt;=240k&lt; | False | False |  |  |  |  | 11 |  | 18.5 | 13.2 | [6 empty] | 334000 | Electric Resistance Heating Or | 08/29/2023 |  | 11/13/2023
Daikin Comfort Technologies Manufacturing, L.P. | Daikin | DPSA031A2BPBVF0B02450*0 |  | Voluntarily Certified | ACAirCoolAllPhase&gt;=240k&lt; | False | False |  |  |  |  | 11 |  | 19.1 | 13.2 | [6 empty] | 332000 | Electric Resistance Heating Or | 08/29/2023 |  | 11/13/2023
Daikin Comfort Technologies Manufacturing, L.P. | Daikin | DPSA031A2BPBVF0B02450*E |  | Voluntarily Certified | ACAirCoolAllPhase&gt;=240k&lt; | False | False |  |  |  |  | 10.9 |  | 19 | 13.2 | [6 empty] | 332000 | Electric Resistance Heating Or | 08/29/2023 |  | 11/13/2023
Daikin Comfort Technologies Manufacturing, L.P. | Daikin | DPSA031A2BPBVF0B02500*0 |  | Voluntarily Certified | ACAirCoolAllPhase&gt;=240k&lt; | False | False |  |  |  |  | 11.2 |  | 19.3 | 13.2 | [6 empty] | 334000 | Electric Resistance Heating Or | 08/29/2023 |  | 11/13/2023
Daikin Comfort Technologies Manufacturing, L.P. | Daikin | DPSA031A2BPBVF0B02500*E |  | Voluntarily Certified | ACAirCoolAllPhase&gt;=240k&lt; | False | False |  |  |  |  | 11.1 |  | 19.2 | 13.2 | [6 empty] | 334000 | Electric Resistance Heating Or | 08/29/2023 |  | 11/13/2023
Daikin Comfort Technologies Manufacturing, L.P. | Daikin | DPSA031A2BPBVF0B02560*0 |  | Voluntarily Certified | ACAirCoolAllPhase&gt;=240k&lt; | False | False |  |  |  |  | 11.4 |  | 19.6 | 13.2 | [6 empty] | 334000 | Electric Resistance Heating Or | 08/29/2023 |  | 11/13/2023
Daikin Comfort Technologies Manufacturing, L.P. | Daikin | DPSA031A2BPBVF0B02560*E |  | Voluntarily Certified | ACAirCoolAllPhase&gt;=240k&lt; | False | False |  |  |  |  | 11.3 |  | 19.5 | 13.2 | [6 empty] | 334000 | Electric Resistance Heating Or | 08/29/2023 |  | 11/13/2023
Daikin Comfort Technologies Manufacturing, L.P. | Daikin | DPSA031A2BPBVF0B02630*0 |  | Voluntarily Certified | ACAirCoolAllPhase&gt;=240k&lt; | False | False |  |  |  |  | 11.4 |  | 19.6 | 13.2 | [6 empty] | 334000 | Electric Resistance Heating Or | 08/29/2023 |  | 11/13/2023
Daikin Comfort Technologies Manufacturing, L.P. | Daikin | DPSA031A2BPBVF0B02630*E |  | Voluntarily Certified | ACAirCoolAllPhase&gt;=240k&lt; | False | False |  |  |  |  | 11.3 |  | 19.5 | 13.2 | [6 empty] | 334000 | Electric Resistance Heating Or | 08/29/2023 |  | 11/13/2023
Daikin Comfort Technologies Manufacturing, L.P. | Daikin | DPSA031A2BPBVF0B04355*0 |  | Voluntarily Certified | ACAirCoolAllPhase&gt;=240k&lt; | False | False |  |  |  |  | 11.2 |  | 19.3 | 13.2 | [6 empty] | 332000 | Electric Resistance Heating Or | 08/29/2023 |  | 11/13/2023
Daikin Comfort Technologies Manufacturing, L.P. | Daikin | DPSA031A2BPBVF0B04355*E |  | Voluntarily Certified | ACAirCoolAllPhase&gt;=240k&lt; | False | False |  |  |  |  | 11.1 |  | 19.2 | 13.2 | [6 empty] | 332000 | Electric Resistance Heating Or | 08/29/2023 |  | 11/13/2023
Daikin Comfort Technologies Manufacturing, L.P. | Daikin | DPSA031A2BPBVF0B04450*0 |  | Voluntarily Certified | ACAirCoolAllPhase&gt;=240k&lt; | False | False |  |  |  |  | 11.4 |  | 19.5 | 13.2 | [6 empty] | 334000 | Electric Resistance Heating Or | 08/29/2023 |  | 11/13/2023
Daikin Comfort Technologies Manufacturing, L.P. | Daikin | DPSA031A2BPBVF0B04450*E |  | Voluntarily Certified | ACAirCoolAllPhase&gt;=240k&lt; | False | False |  |  |  |  | 11.3 |  | 19.4 | 13.2 | [6 empty] | 334000 | Electric Resistance Heating Or | 08/29/2023 |  | 11/13/2023
Daikin Comfort Technologies Manufacturing, L.P. | Daikin | DPSA031A2BPBVF0B04500*0 |  | Voluntarily Certified | ACAirCoolAllPhase&gt;=240k&lt; | False | False |  |  |  |  | 11.5 |  | 19.7 | 13.2 | [6 empty] | 336000 | Electric Resistance Heating Or | 08/29/2023 |  | 11/13/2023
Daikin Comfort Technologies Manufacturing, L.P. | Daikin | DPSA031A2BPBVF0B04500*E |  | Voluntarily Certified | ACAirCoolAllPhase&gt;=240k&lt; | False | False |  |  |  |  | 11.4 |  | 19.6 | 13.2 | [6 empty] | 336000 | Electric Resistance Heating Or | 08/29/2023 |  | 11/13/2023
Daikin Comfort Technologies Manufacturing, L.P. | Daikin | DPSA031A2BPBVF0B04560*0 |  | Voluntarily Certified | ACAirCoolAllPhase&gt;=240k&lt; | False | False |  |  |  |  | 11.4 |  | 19.6 | 13.2 | [6 empty] | 334000 | Electric Resistance Heating Or | 08/29/2023 |  | 11/13/2023
Daikin Comfort Technologies Manufacturing, L.P. | Daikin | DPSA031A2BPBVF0B04560*E |  | Voluntarily Certified | ACAirCoolAllPhase&gt;=240k&lt; | False | False |  |  |  |  | 11.3 |  | 19.5 | 13.2 | [6 empty] | 334000 | Electric Resistance Heating Or | 08/29/2023 |  | 11/13/2023
Daikin Comfort Technologies Manufacturing, L.P. | Daikin | DPSA031A2BPCVE0B02450*0 |  | Voluntarily Certified | ACAirCoolAllPhase&gt;=240k&lt; | False | False |  |  |  |  | 10.4 |  | 17.8 | 13.2 | [6 empty] | 320000 | Electric Resistance Heating Or | 08/29/2023 |  | 11/13/2023
Daikin Comfort Technologies Manufacturing, L.P. | Daikin | DPSA031A2BPCVE0B02450*E |  | Voluntarily Certified | ACAirCoolAllPhase&gt;=240k&lt; | False | False |  |  |  |  | 10.3 |  | 17.7 | 13.2 | [6 empty] | 320000 | Electric Resistance Heating Or | 08/29/2023 |  | 11/13/2023
Daikin Comfort Technologies Manufacturing, L.P. | Daikin | DPSA031A2BPCVE0B02500*0 |  | Voluntarily Certified | ACAirCoolAllPhase&gt;=240k&lt; | False | False |  |  |  |  | 10.6 |  | 17.9 | 13.2 | [6 empty] | 320000 | Electric Resistance Heating Or | 08/29/2023 |  | 11/13/2023
Daikin Comfort Technologies Manufacturing, L.P. | Daikin | DPSA031A2BPCVE0B02500*E |  | Voluntarily Certified | ACAirCoolAllPhase&gt;=240k&lt; | False | False |  |  |  |  | 10.5 |  | 17.8 | 13.2 | [6 empty] | 320000 | Electric Resistance Heating Or | 08/29/2023 |  | 11/13/2023
Daikin Comfort Technologies Manufacturing, L.P. | Daikin | DPSA031A2BPCVE0B02560*0 |  | Voluntarily Certified | ACAirCoolAllPhase&gt;=240k&lt; | False | False |  |  |  |  | 10.8 |  | 18.2 | 13.2 | [6 empty] | 322000 | Electric Resistance Heating Or | 08/29/2023 |  | 11/13/2023
Daikin Comfort Technologies Manufacturing, L.P. | Daikin | DPSA031A2BPCVE0B02560*E |  | Voluntarily Certified | ACAirCoolAllPhase&gt;=240k&lt; | False | False |  |  |  |  | 10.7 |  | 18.1 | 13.2 | [6 empty] | 322000 | Electric Resistance Heating Or | 08/29/2023 |  | 11/13/2023
Daikin Comfort Technologies Manufacturing, L.P. | Daikin | DPSA031A2BPCVE0B02630*0 |  | Voluntarily Certified | ACAirCoolAllPhase&gt;=240k&lt; | False | False |  |  |  |  | 10.8 |  | 18.1 | 13.2 | [6 empty] | 322000 | Electric Resistance Heating Or | 08/29/2023 |  | 11/13/2023
Daikin Comfort Technologies Manufacturing, L.P. | Daikin | DPSA031A2BPCVE0B02630*E |  | Voluntarily Certified | ACAirCoolAllPhase&gt;=240k&lt; | False | False |  |  |  |  | 10.7 |  | 18 | 13.2 | [6 empty] | 322000 | Electric Resistance Heating Or | 08/29/2023 |  | 11/13/2023
Daikin Comfort Technologies Manufacturing, L.P. | Daikin | DPSA031A2BPCVE0B04355*0 |  | Voluntarily Certified | ACAirCoolAllPhase&gt;=240k&lt; | False | False |  |  |  |  | 10.5 |  | 17.9 | 13.2 | [6 empty] | 320000 | Electric Resistance Heating Or | 08/29/2023 |  | 11/13/2023
Daikin Comfort Technologies Manufacturing, L.P. | Daikin | DPSA031A2BPCVE0B04355*E |  | Voluntarily Certified | ACAirCoolAllPhase&gt;=240k&lt; | False | False |  |  |  |  | 10.4 |  | 17.8 | 13.2 | [6 empty] | 320000 | Electric Resistance Heating Or | 08/29/2023 |  | 11/13/2023
Daikin Comfort Technologies Manufacturing, L.P. | Daikin | DPSA031A2BPCVE0B04450*0 |  | Voluntarily Certified | ACAirCoolAllPhase&gt;=240k&lt; | False | False |  |  |  |  | 10.8 |  | 18 | 13.2 | [6 empty] | 322000 | Electric Resistance Heating Or | 08/29/2023 |  | 11/13/2023
Daikin Comfort Technologies Manufacturing, L.P. | Daikin | DPSA031A2BPCVE0B04450*E |  | Voluntarily Certified | ACAirCoolAllPhase&gt;=240k&lt; | False | False |  |  |  |  | 10.7 |  | 17.9 | 13.2 | [6 empty] | 322000 | Electric Resistance Heating Or | 08/29/2023 |  | 11/13/2023
Daikin Comfort Technologies Manufacturing, L.P. | Daikin | DPSA031A2BPCVE0B04500*0 |  | Voluntarily Certified | ACAirCoolAllPhase&gt;=240k&lt; | False | False |  |  |  |  | 10.9 |  | 18.3 | 13.2 | [6 empty] | 322000 | Electric Resistance Heating Or | 08/29/2023 |  | 11/13/2023
Daikin Comfort Technologies Manufacturing, L.P. | Daikin | DPSA031A2BPCVE0B04500*E |  | Voluntarily Certified | ACAirCoolAllPhase&gt;=240k&lt; | False | False |  |  |  |  | 10.8 |  | 18.2 | 13.2 | [6 empty] | 322000 | Electric Resistance Heating Or | 08/29/2023 |  | 11/13/2023
Daikin Comfort Technologies Manufacturing, L.P. | Daikin | DPSA031A2BPCVE0B04560*0 |  | Voluntarily Certified | ACAirCoolAllPhase&gt;=240k&lt; | False | False |  |  |  |  | 10.8 |  | 18.2 | 13.2 | [6 empty] | 322000 | Electric Resistance Heating Or | 08/29/2023 |  | 11/13/2023
Daikin Comfort Technologies Manufacturing, L.P. | Daikin | DPSA031A2BPCVE0B04560*E |  | Voluntarily Certified | ACAirCoolAllPhase&gt;=240k&lt; | False | False |  |  |  |  | 10.7 |  | 18.1 | 13.2 | [6 empty] | 322000 | Electric Resistance Heating Or | 08/29/2023 |  | 11/13/2023
Daikin Comfort Technologies Manufacturing, L.P. | Daikin | DPSA031A2BPCVF0B02450*0 |  | Voluntarily Certified | ACAirCoolAllPhase&gt;=240k&lt; | False | False |  |  |  |  | 10.9 |  | 18.7 | 13.2 | [6 empty] | 320000 | Electric Resistance Heating Or | 08/29/2023 |  | 11/13/2023
Daikin Comfort Technologies Manufacturing, L.P. | Daikin | DPSA031A2BPCVF0B02450*E |  | Voluntarily Certified | ACAirCoolAllPhase&gt;=240k&lt; | False | False |  |  |  |  | 10.8 |  | 18.6 | 13.2 | [6 empty] | 320000 | Electric Resistance Heating Or | 08/29/2023 |  | 11/13/2023
Daikin Comfort Technologies Manufacturing, L.P. | Daikin | DPSA031A2BPCVF0B02500*0 |  | Voluntarily Certified | ACAirCoolAllPhase&gt;=240k&lt; | False | False |  |  |  |  | 11 |  | 18.9 | 13.2 | [6 empty] | 320000 | Electric Resistance Heating Or | 08/29/2023 |  | 11/13/2023
Daikin Comfort Technologies Manufacturing, L.P. | Daikin | DPSA031A2BPCVF0B02500*E |  | Voluntarily Certified | ACAirCoolAllPhase&gt;=240k&lt; | False | False |  |  |  |  | 10.9 |  | 18.8 | 13.2 | [6 empty] | 320000 | Electric Resistance Heating Or | 08/29/2023 |  | 11/13/2023
Daikin Comfort Technologies Manufacturing, L.P. | Daikin | DPSA031A2BPCVF0B02560*0 |  | Voluntarily Certified | ACAirCoolAllPhase&gt;=240k&lt; | False | False |  |  |  |  | 11 |  | 19.2 | 13.2 | [6 empty] | 322000 | Electric Resistance Heating Or | 08/29/2023 |  | 11/13/2023
Daikin Comfort Technologies Manufacturing, L.P. | Daikin | DPSA031A2BPCVF0B02560*E |  | Voluntarily Certified | ACAirCoolAllPhase&gt;=240k&lt; | False | False |  |  |  |  | 10.9 |  | 19.1 | 13.2 | [6 empty] | 322000 | Electric Resistance Heating Or | 08/29/2023 |  | 11/13/2023
Daikin Comfort Technologies Manufacturing, L.P. | Daikin | DPSA031A2BPCVF0B02630*0 |  | Voluntarily Certified | ACAirCoolAllPhase&gt;=240k&lt; | False | False |  |  |  |  | 11 |  | 19.1 | 13.2 | [6 empty] | 322000 | Electric Resistance Heating Or | 08/29/2023 |  | 11/13/2023
Daikin Comfort Technologies Manufacturing, L.P. | Daikin | DPSA031A2BPCVF0B02630*E |  | Voluntarily Certified | ACAirCoolAllPhase&gt;=240k&lt; | False | False |  |  |  |  | 10.9 |  | 19 | 13.2 | [6 empty] | 322000 | Electric Resistance Heating Or | 08/29/2023 |  | 11/13/2023
Daikin Comfort Technologies Manufacturing, L.P. | Daikin | DPSA031A2BPCVF0B04355*0 |  | Voluntarily Certified | ACAirCoolAllPhase&gt;=240k&lt; | False | False |  |  |  |  | 11 |  | 18.8 | 13.2 | [6 empty] | 320000 | Electric Resistance Heating Or | 08/29/2023 |  | 11/13/2023
Daikin Comfort Technologies Manufacturing, L.P. | Daikin | DPSA031A2BPCVF0B04355*E |  | Voluntarily Certified | ACAirCoolAllPhase&gt;=240k&lt; | False | False |  |  |  |  | 10.9 |  | 18.7 | 13.2 | [6 empty] | 320000 | Electric Resistance Heating Or | 08/29/2023 |  | 11/13/2023
Daikin Comfort Technologies Manufacturing, L.P. | Daikin | DPSA031A2BPCVF0B04450*0 |  | Voluntarily Certified | ACAirCoolAllPhase&gt;=240k&lt; | False | False |  |  |  |  | 11 |  | 19 | 13.2 | [6 empty] | 322000 | Electric Resistance Heating Or | 08/29/2023 |  | 11/13/2023
Daikin Comfort Technologies Manufacturing, L.P. | Daikin | DPSA031A2BPCVF0B04450*E |  | Voluntarily Certified | ACAirCoolAllPhase&gt;=240k&lt; | False | False |  |  |  |  | 10.9 |  | 18.9 | 13.2 | [6 empty] | 322000 | Electric Resistance Heating Or | 08/29/2023 |  | 11/13/2023
Daikin Comfort Technologies Manufacturing, L.P. | Daikin | DPSA031A2BPCVF0B04500*0 |  | Voluntarily Certified | ACAirCoolAllPhase&gt;=240k&lt; | False | False |  |  |  |  | 11.1 |  | 19.2 | 13.2 | [6 empty] | 322000 | Electric Resistance Heating Or | 08/29/2023 |  | 11/13/2023
Daikin Comfort Technologies Manufacturing, L.P. | Daikin | DPSA031A2BPCVF0B04500*E |  | Voluntarily Certified | ACAirCoolAllPhase&gt;=240k&lt; | False | False |  |  |  |  | 11 |  | 19.1 | 13.2 | [6 empty] | 322000 | Electric Resistance Heating Or | 08/29/2023 |  | 11/13/2023
Daikin Comfort Technologies Manufacturing, L.P. | Daikin | DPSA031A2BPCVF0B04560*0 |  | Voluntarily Certified | ACAirCoolAllPhase&gt;=240k&lt; | False | False |  |  |  |  | 11 |  | 19.2 | 13.2 | [6 empty] | 322000 | Electric Resistance Heating Or | 08/29/2023 |  | 11/13/2023
Daikin Comfort Technologies Manufacturing, L.P. | Daikin | DPSA031A2BPCVF0B04560*E |  | Voluntarily Certified | ACAirCoolAllPhase&gt;=240k&lt; | False | False |  |  |  |  | 10.9 |  | 19.1 | 13.2 | [6 empty] | 322000 | Electric Resistance Heating Or | 08/29/2023 |  | 11/13/2023
Daikin Comfort Technologies Manufacturing, L.P. | Daikin | DPSA031A2BPDVE0B02450*0 |  | Voluntarily Certified | ACAirCoolAllPhase&gt;=240k&lt; | False | False |  |  |  |  | 10.6 |  | 17.6 | 13.2 | [6 empty] | 328000 | Electric Resistance Heating Or | 08/29/2023 |  | 11/13/2023
Daikin Comfort Technologies Manufacturing, L.P. | Daikin | DPSA031A2BPDVE0B02450*E |  | Voluntarily Certified | ACAirCoolAllPhase&gt;=240k&lt; | False | False |  |  |  |  | 10.5 |  | 17.5 | 13.2 | [6 empty] | 328000 | Electric Resistance Heating Or | 08/29/2023 |  | 11/13/2023
Daikin Comfort Technologies Manufacturing, L.P. | Daikin | DPSA031A2BPDVE0B02500*0 |  | Voluntarily Certified | ACAirCoolAllPhase&gt;=240k&lt; | False | False |  |  |  |  | 10.8 |  | 17.8 | 13.2 | [6 empty] | 330000 | Electric Resistance Heating Or | 08/29/2023 |  | 11/13/2023
Daikin Comfort Technologies Manufacturing, L.P. | Daikin | DPSA031A2BPDVE0B02500*E |  | Voluntarily Certified | ACAirCoolAllPhase&gt;=240k&lt; | False | False |  |  |  |  | 10.7 |  | 17.7 | 13.2 | [6 empty] | 330000 | Electric Resistance Heating Or | 08/29/2023 |  | 11/13/2023
Daikin Comfort Technologies Manufacturing, L.P. | Daikin | DPSA031A2BPDVE0B02560*0 |  | Voluntarily Certified | ACAirCoolAllPhase&gt;=240k&lt; | False | False |  |  |  |  | 11 |  | 18 | 13.2 | [6 empty] | 330000 | Electric Resistance Heating Or | 08/29/2023 |  | 11/13/2023
Daikin Comfort Technologies Manufacturing, L.P. | Daikin | DPSA031A2BPDVE0B02560*E |  | Voluntarily Certified | ACAirCoolAllPhase&gt;=240k&lt; | False | False |  |  |  |  | 10.9 |  | 17.9 | 13.2 | [6 empty] | 330000 | Electric Resistance Heating Or | 08/29/2023 |  | 11/13/2023
Daikin Comfort Technologies Manufacturing, L.P. | Daikin | DPSA031A2BPDVE0B02630*0 |  | Voluntarily Certified | ACAirCoolAllPhase&gt;=240k&lt; | False | False |  |  |  |  | 11 |  | 18 | 13.2 | [6 empty] | 330000 | Electric Resistance Heating Or | 08/29/2023 |  | 11/13/2023
Daikin Comfort Technologies Manufacturing, L.P. | Daikin | DPSA031A2BPDVE0B02630*E |  | Voluntarily Certified | ACAirCoolAllPhase&gt;=240k&lt; | False | False |  |  |  |  | 10.9 |  | 17.9 | 13.2 | [6 empty] | 330000 | Electric Resistance Heating Or | 08/29/2023 |  | 11/13/2023
Daikin Comfort Technologies Manufacturing, L.P. | Daikin | DPSA031A2BPDVE0B04355*0 |  | Voluntarily Certified | ACAirCoolAllPhase&gt;=240k&lt; | False | False |  |  |  |  | 10.7 |  | 17.7 | 13.2 | [6 empty] | 328000 | Electric Resistance Heating Or | 08/29/2023 |  | 11/13/2023
Daikin Comfort Technologies Manufacturing, L.P. | Daikin | DPSA031A2BPDVE0B04355*E |  | Voluntarily Certified | ACAirCoolAllPhase&gt;=240k&lt; | False | False |  |  |  |  | 10.6 |  | 17.6 | 13.2 | [6 empty] | 328000 | Electric Resistance Heating Or | 08/29/2023 |  | 11/13/2023
Daikin Comfort Technologies Manufacturing, L.P. | Daikin | DPSA031A2BPDVE0B04450*0 |  | Voluntarily Certified | ACAirCoolAllPhase&gt;=240k&lt; | False | False |  |  |  |  | 10.9 |  | 17.9 | 13.2 | [6 empty] | 330000 | Electric Resistance Heating Or | 08/29/2023 |  | 11/13/2023
Daikin Comfort Technologies Manufacturing, L.P. | Daikin | DPSA031A2BPDVE0B04450*E |  | Voluntarily Certified | ACAirCoolAllPhase&gt;=240k&lt; | False | False |  |  |  |  | 10.8 |  | 17.8 | 13.2 | [6 empty] | 330000 | Electric Resistance Heating Or | 08/29/2023 |  | 11/13/2023
Daikin Comfort Technologies Manufacturing, L.P. | Daikin | DPSA031A2BPDVE0B04500*0 |  | Voluntarily Certified | ACAirCoolAllPhase&gt;=240k&lt; | False | False |  |  |  |  | 11 |  | 18.1 | 13.2 | [6 empty] | 330000 | Electric Resistance Heating Or | 08/29/2023 |  | 11/13/2023
Daikin Comfort Technologies Manufacturing, L.P. | Daikin | DPSA031A2BPDVE0B04500*E |  | Voluntarily Certified | ACAirCoolAllPhase&gt;=240k&lt; | False | False |  |  |  |  | 10.9 |  | 18 | 13.2 | [6 empty] | 330000 | Electric Resistance Heating Or | 08/29/2023 |  | 11/13/2023
Daikin Comfort Technologies Manufacturing, L.P. | Daikin | DPSA031A2BPDVE0B04560*0 |  | Voluntarily Certified | ACAirCoolAllPhase&gt;=240k&lt; | False | False |  |  |  |  | 10.9 |  | 18 | 13.2 | [6 empty] | 330000 | Electric Resistance Heating Or | 08/29/2023 |  | 11/13/2023
Daikin Comfort Technologies Manufacturing, L.P. | Daikin | DPSA031A2BPDVE0B04560*E |  | Voluntarily Certified | ACAirCoolAllPhase&gt;=240k&lt; | False | False |  |  |  |  | 10.8 |  | 17.9 | 13.2 | [6 empty] | 330000 | Electric Resistance Heating Or | 08/29/2023 |  | 11/13/2023
Daikin Comfort Technologies Manufacturing, L.P. | Daikin | DPSA031A2BPDVF0B02450*0 |  | Voluntarily Certified | ACAirCoolAllPhase&gt;=240k&lt; | False | False |  |  |  |  | 11 |  | 18.6 | 13.2 | [6 empty] | 328000 | Electric Resistance Heating Or | 08/29/2023 |  | 11/13/2023
Daikin Comfort Technologies Manufacturing, L.P. | Daikin | DPSA031A2BPDVF0B02450*E |  | Voluntarily Certified | ACAirCoolAllPhase&gt;=240k&lt; | False | False |  |  |  |  | 10.9 |  | 18.5 | 13.2 | [6 empty] | 328000 | Electric Resistance Heating Or | 08/29/2023 |  | 11/13/2023
Daikin Comfort Technologies Manufacturing, L.P. | Daikin | DPSA031A2BPDVF0B02500*0 |  | Voluntarily Certified | ACAirCoolAllPhase&gt;=240k&lt; | False | False |  |  |  |  | 11.2 |  | 18.7 | 13.2 | [6 empty] | 330000 | Electric Resistance Heating Or | 08/29/2023 |  | 11/13/2023
Daikin Comfort Technologies Manufacturing, L.P. | Daikin | DPSA031A2BPDVF0B02500*E |  | Voluntarily Certified | ACAirCoolAllPhase&gt;=240k&lt; | False | False |  |  |  |  | 11.1 |  | 18.6 | 13.2 | [6 empty] | 330000 | Electric Resistance Heating Or | 08/29/2023 |  | 11/13/2023
Daikin Comfort Technologies Manufacturing, L.P. | Daikin | DPSA031A2BPDVF0B02560*0 |  | Voluntarily Certified | ACAirCoolAllPhase&gt;=240k&lt; | False | False |  |  |  |  | 11.2 |  | 19 | 13.2 | [6 empty] | 330000 | Electric Resistance Heating Or | 08/29/2023 |  | 11/13/2023
Daikin Comfort Technologies Manufacturing, L.P. | Daikin | DPSA031A2BPDVF0B02560*E |  | Voluntarily Certified | ACAirCoolAllPhase&gt;=240k&lt; | False | False |  |  |  |  | 11.1 |  | 18.9 | 13.2 | [6 empty] | 330000 | Electric Resistance Heating Or | 08/29/2023 |  | 11/13/2023
Daikin Comfort Technologies Manufacturing, L.P. | Daikin | DPSA031A2BPDVF0B02630*0 |  | Voluntarily Certified | ACAirCoolAllPhase&gt;=240k&lt; | False | False |  |  |  |  | 11.2 |  | 18.9 | 13.2 | [6 empty] | 330000 | Electric Resistance Heating Or | 08/29/2023 |  | 11/13/2023
Daikin Comfort Technologies Manufacturing, L.P. | Daikin | DPSA031A2BPDVF0B02630*E |  | Voluntarily Certified | ACAirCoolAllPhase&gt;=240k&lt; | False | False |  |  |  |  | 11.1 |  | 18.8 | 13.2 | [6 empty] | 330000 | Electric Resistance Heating Or | 08/29/2023 |  | 11/13/2023
Daikin Comfort Technologies Manufacturing, L.P. | Daikin | DPSA031A2BPDVF0B04355*0 |  | Voluntarily Certified | ACAirCoolAllPhase&gt;=240k&lt; | False | False |  |  |  |  | 11.2 |  | 18.7 | 13.2 | [6 empty] | 328000 | Electric Resistance Heating Or | 08/29/2023 |  | 11/13/2023
Daikin Comfort Technologies Manufacturing, L.P. | Daikin | DPSA031A2BPDVF0B04355*E |  | Voluntarily Certified | ACAirCoolAllPhase&gt;=240k&lt; | False | False |  |  |  |  | 11.1 |  | 18.6 | 13.2 | [6 empty] | 328000 | Electric Resistance Heating Or | 08/29/2023 |  | 11/13/2023
Daikin Comfort Technologies Manufacturing, L.P. | Daikin | DPSA031A2BPDVF0B04450*0 |  | Voluntarily Certified | ACAirCoolAllPhase&gt;=240k&lt; | False | False |  |  |  |  | 11.2 |  | 18.8 | 13.2 | [6 empty] | 330000 | Electric Resistance Heating Or | 08/29/2023 |  | 11/13/2023
Daikin Comfort Technologies Manufacturing, L.P. | Daikin | DPSA031A2BPDVF0B04450*E |  | Voluntarily Certified | ACAirCoolAllPhase&gt;=240k&lt; | False | False |  |  |  |  | 11.1 |  | 18.7 | 13.2 | [6 empty] | 330000 | Electric Resistance Heating Or | 08/29/2023 |  | 11/13/2023
Daikin Comfort Technologies Manufacturing, L.P. | Daikin | DPSA031A2BPDVF0B04500*0 |  | Voluntarily Certified | ACAirCoolAllPhase&gt;=240k&lt; | False | False |  |  |  |  | 11.3 |  | 19.1 | 13.2 | [6 empty] | 330000 | Electric Resistance Heating Or | 08/29/2023 |  | 11/13/2023
Daikin Comfort Technologies Manufacturing, L.P. | Daikin | DPSA031A2BPDVF0B04500*E |  | Voluntarily Certified | ACAirCoolAllPhase&gt;=240k&lt; | False | False |  |  |  |  | 11.2 |  | 19 | 13.2 | [6 empty] | 330000 | Electric Resistance Heating Or | 08/29/2023 |  | 11/13/2023
Daikin Comfort Technologies Manufacturing, L.P. | Daikin | DPSA031A2BPDVF0B04560*0 |  | Voluntarily Certified | ACAirCoolAllPhase&gt;=240k&lt; | False | False |  |  |  |  | 11.1 |  | 19 | 13.2 | [6 empty] | 330000 | Electric Resistance Heating Or | 08/29/2023 |  | 11/13/2023
Daikin Comfort Technologies Manufacturing, L.P. | Daikin | DPSA031A2BPDVF0B04560*E |  | Voluntarily Certified | ACAirCoolAllPhase&gt;=240k&lt; | False | False |  |  |  |  | 11 |  | 18.9 | 13.2 | [6 empty] | 330000 | Electric Resistance Heating Or | 08/29/2023 |  | 11/13/2023
Daikin Comfort Technologies Manufacturing, L.P. | Daikin | DPSA031A2BSAS*0B02450*0 |  | Voluntarily Certified | ACAirCoolAllPhase&gt;=240k&lt; | False | False |  |  |  |  | 10.9 |  | 15.4 | 13.2 | [6 empty] | 304000 | Electric Resistance Heating Or | 08/29/2023 |  | 11/13/2023
Daikin Comfort Technologies Manufacturing, L.P. | Daikin | DPSA031A2BSAS*0B02450*E |  | Voluntarily Certified | ACAirCoolAllPhase&gt;=240k&lt; | False | False |  |  |  |  | 10.8 |  | 15.3 | 13.2 | [6 empty] | 304000 | Electric Resistance Heating Or | 08/29/2023 |  | 11/13/2023
Daikin Comfort Technologies Manufacturing, L.P. | Daikin | DPSA031A2BSAS*0B02500*0 |  | Voluntarily Certified | ACAirCoolAllPhase&gt;=240k&lt; | False | False |  |  |  |  | 11 |  | 15.6 | 13.2 | [6 empty] | 306000 | Electric Resistance Heating Or | 08/29/2023 |  | 11/13/2023
Daikin Comfort Technologies Manufacturing, L.P. | Daikin | DPSA031A2BSAS*0B02500*E |  | Voluntarily Certified | ACAirCoolAllPhase&gt;=240k&lt; | False | False |  |  |  |  | 10.9 |  | 15.5 | 13.2 | [6 empty] | 306000 | Electric Resistance Heating Or | 08/29/2023 |  | 11/13/2023
Daikin Comfort Technologies Manufacturing, L.P. | Daikin | DPSA031A2BSAS*0B02560*0 |  | Voluntarily Certified | ACAirCoolAllPhase&gt;=240k&lt; | False | False |  |  |  |  | 11.3 |  | 15.8 | 13.2 | [6 empty] | 308000 | Electric Resistance Heating Or | 08/29/2023 |  | 11/13/2023
Daikin Comfort Technologies Manufacturing, L.P. | Daikin | DPSA031A2BSAS*0B02560*E |  | Voluntarily Certified | ACAirCoolAllPhase&gt;=240k&lt; | False | False |  |  |  |  | 11.2 |  | 15.7 | 13.2 | [6 empty] | 308000 | Electric Resistance Heating Or | 08/29/2023 |  | 11/13/2023
Daikin Comfort Technologies Manufacturing, L.P. | Daikin | DPSA031A2BSAS*0B02630*0 |  | Voluntarily Certified | ACAirCoolAllPhase&gt;=240k&lt; | False | False |  |  |  |  | 11.3 |  | 15.8 | 13.2 | [6 empty] | 308000 | Electric Resistance Heating Or | 08/29/2023 |  | 11/13/2023
Daikin Comfort Technologies Manufacturing, L.P. | Daikin | DPSA031A2BSAS*0B02630*E |  | Voluntarily Certified | ACAirCoolAllPhase&gt;=240k&lt; | False | False |  |  |  |  | 11.2 |  | 15.7 | 13.2 | [6 empty] | 308000 | Electric Resistance Heating Or | 08/29/2023 |  | 11/13/2023
Daikin Comfort Technologies Manufacturing, L.P. | Daikin | DPSA031A2BSAS*0B04355*0 |  | Voluntarily Certified | ACAirCoolAllPhase&gt;=240k&lt; | False | False |  |  |  |  | 11 |  | 15.5 | 13.2 | [6 empty] | 306000 | Electric Resistance Heating Or | 08/29/2023 |  | 11/13/2023
Daikin Comfort Technologies Manufacturing, L.P. | Daikin | DPSA031A2BSAS*0B04355*E |  | Voluntarily Certified | ACAirCoolAllPhase&gt;=240k&lt; | False | False |  |  |  |  | 10.9 |  | 15.4 | 13.2 | [6 empty] | 306000 | Electric Resistance Heating Or | 08/29/2023 |  | 11/13/2023
Daikin Comfort Technologies Manufacturing, L.P. | Daikin | DPSA031A2BSAS*0B04450*0 |  | Voluntarily Certified | ACAirCoolAllPhase&gt;=240k&lt; | False | False |  |  |  |  | 11.2 |  | 15.8 | 13.2 | [6 empty] | 306000 | Electric Resistance Heating Or | 08/29/2023 |  | 11/13/2023
Daikin Comfort Technologies Manufacturing, L.P. | Daikin | DPSA031A2BSAS*0B04450*E |  | Voluntarily Certified | ACAirCoolAllPhase&gt;=240k&lt; | False | False |  |  |  |  | 11.1 |  | 15.7 | 13.2 | [6 empty] | 306000 | Electric Resistance Heating Or | 08/29/2023 |  | 11/13/2023
Daikin Comfort Technologies Manufacturing, L.P. | Daikin | DPSA031A2BSAS*0B04500*0 |  | Voluntarily Certified | ACAirCoolAllPhase&gt;=240k&lt; | False | False |  |  |  |  | 11.3 |  | 15.9 | 13.2 | [6 empty] | 308000 | Electric Resistance Heating Or | 08/29/2023 |  | 11/13/2023
Daikin Comfort Technologies Manufacturing, L.P. | Daikin | DPSA031A2BSAS*0B04500*E |  | Voluntarily Certified | ACAirCoolAllPhase&gt;=240k&lt; | False | False |  |  |  |  | 11.2 |  | 15.8 | 13.2 | [6 empty] | 308000 | Electric Resistance Heating Or | 08/29/2023 |  | 11/13/2023
Daikin Comfort Technologies Manufacturing, L.P. | Daikin | DPSA031A2BSAS*0B04560*0 |  | Voluntarily Certified | ACAirCoolAllPhase&gt;=240k&lt; | False | False |  |  |  |  | 11.3 |  | 15.8 | 13.2 | [6 empty] | 306000 | Electric Resistance Heating Or | 08/29/2023 |  | 11/13/2023
Daikin Comfort Technologies Manufacturing, L.P. | Daikin | DPSA031A2BSAS*0B04560*E |  | Voluntarily Certified | ACAirCoolAllPhase&gt;=240k&lt; | False | False |  |  |  |  | 11.2 |  | 15.7 | 13.2 | [6 empty] | 306000 | Electric Resistance Heating Or | 08/29/2023 |  | 11/13/2023
Daikin Comfort Technologies Manufacturing, L.P. | Daikin | DPSA031A2BSASA0B02450*0 |  | Voluntarily Certified | ACAirCoolAllPhase&gt;=240k&lt; | False | False |  |  |  |  | 10.9 |  | 14.9 | 13.2 | [6 empty] | 304000 | Electric Resistance Heating Or | 08/29/2023 |  | 11/13/2023
Daikin Comfort Technologies Manufacturing, L.P. | Daikin | DPSA031A2BSASA0B02450*E |  | Voluntarily Certified | ACAirCoolAllPhase&gt;=240k&lt; | False | False |  |  |  |  | 10.8 |  | 14.8 | 13.2 | [6 empty] | 304000 | Electric Resistance Heating Or | 08/29/2023 |  | 11/13/2023
Daikin Comfort Technologies Manufacturing, L.P. | Daikin | DPSA031A2BSASA0B02500*0 |  | Voluntarily Certified | ACAirCoolAllPhase&gt;=240k&lt; | False | False |  |  |  |  | 11.1 |  | 14.9 | 13.2 | [6 empty] | 306000 | Electric Resistance Heating Or | 08/29/2023 |  | 11/13/2023
Daikin Comfort Technologies Manufacturing, L.P. | Daikin | DPSA031A2BSASA0B02500*E |  | Voluntarily Certified | ACAirCoolAllPhase&gt;=240k&lt; | False | False |  |  |  |  | 11 |  | 14.8 | 13.2 | [6 empty] | 306000 | Electric Resistance Heating Or | 08/29/2023 |  | 11/13/2023
Daikin Comfort Technologies Manufacturing, L.P. | Daikin | DPSA031A2BSASA0B02560*0 |  | Voluntarily Certified | ACAirCoolAllPhase&gt;=240k&lt; | False | False |  |  |  |  | 11.3 |  | 14.9 | 13.2 | [6 empty] | 308000 | Electric Resistance Heating Or | 08/29/2023 |  | 11/13/2023
Daikin Comfort Technologies Manufacturing, L.P. | Daikin | DPSA031A2BSASA0B02560*E |  | Voluntarily Certified | ACAirCoolAllPhase&gt;=240k&lt; | False | False |  |  |  |  | 11.2 |  | 14.8 | 13.2 | [6 empty] | 308000 | Electric Resistance Heating Or | 08/29/2023 |  | 11/13/2023
Daikin Comfort Technologies Manufacturing, L.P. | Daikin | DPSA031A2BSASA0B02630*0 |  | Voluntarily Certified | ACAirCoolAllPhase&gt;=240k&lt; | False | False |  |  |  |  | 11.3 |  | 14.9 | 13.2 | [6 empty] | 308000 | Electric Resistance Heating Or | 08/29/2023 |  | 11/13/2023
Daikin Comfort Technologies Manufacturing, L.P. | Daikin | DPSA031A2BSASA0B02630*E |  | Voluntarily Certified | ACAirCoolAllPhase&gt;=240k&lt; | False | False |  |  |  |  | 11.2 |  | 14.8 | 13.2 | [6 empty] | 308000 | Electric Resistance Heating Or | 08/29/2023 |  | 11/13/2023
Daikin Comfort Technologies Manufacturing, L.P. | Daikin | DPSA031A2BSASA0B04355*0 |  | Voluntarily Certified | ACAirCoolAllPhase&gt;=240k&lt; | False | False |  |  |  |  | 11 |  | 14.9 | 13.2 | [6 empty] | 306000 | Electric Resistance Heating Or | 08/29/2023 |  | 11/13/2023
Daikin Comfort Technologies Manufacturing, L.P. | Daikin | DPSA031A2BSASA0B04355*E |  | Voluntarily Certified | ACAirCoolAllPhase&gt;=240k&lt; | False | False |  |  |  |  | 10.9 |  | 14.8 | 13.2 | [6 empty] | 306000 | Electric Resistance Heating Or | 08/29/2023 |  | 11/13/2023
Daikin Comfort Technologies Manufacturing, L.P. | Daikin | DPSA031A2BSASA0B04450*0 |  | Voluntarily Certified | ACAirCoolAllPhase&gt;=240k&lt; | False | False |  |  |  |  | 11.3 |  | 14.9 | 13.2 | [6 empty] | 306000 | Electric Resistance Heating Or | 08/29/2023 |  | 11/13/2023
Daikin Comfort Technologies Manufacturing, L.P. | Daikin | DPSA031A2BSASA0B04450*E |  | Voluntarily Certified | ACAirCoolAllPhase&gt;=240k&lt; | False | False |  |  |  |  | 11.2 |  | 14.8 | 13.2 | [6 empty] | 306000 | Electric Resistance Heating Or | 08/29/2023 |  | 11/13/2023
Daikin Comfort Technologies Manufacturing, L.P. | Daikin | DPSA031A2BSASA0B04500*0 |  | Voluntarily Certified | ACAirCoolAllPhase&gt;=240k&lt; | False | False |  |  |  |  | 11.4 |  | 14.8 | 13.2 | [6 empty] | 308000 | Electric Resistance Heating Or | 08/29/2023 |  | 11/13/2023
Daikin Comfort Technologies Manufacturing, L.P. | Daikin | DPSA031A2BSASA0B04500*E |  | Voluntarily Certified | ACAirCoolAllPhase&gt;=240k&lt; | False | False |  |  |  |  | 11.3 |  | 14.7 | 13.2 | [6 empty] | 308000 | Electric Resistance Heating Or | 08/29/2023 |  | 11/13/2023
Daikin Comfort Technologies Manufacturing, L.P. | Daikin | DPSA031A2BSASA0B04560*0 |  | Voluntarily Certified | ACAirCoolAllPhase&gt;=240k&lt; | False | False |  |  |  |  | 11.3 |  | 14.9 | 13.2 | [6 empty] | 306000 | Electric Resistance Heating Or | 08/29/2023 |  | 11/13/2023
Daikin Comfort Technologies Manufacturing, L.P. | Daikin | DPSA031A2BSASA0B04560*E |  | Voluntarily Certified | ACAirCoolAllPhase&gt;=240k&lt; | False | False |  |  |  |  | 11.2 |  | 14.8 | 13.2 | [6 empty] | 306000 | Electric Resistance Heating Or | 08/29/2023 |  | 11/13/2023
Daikin Comfort Technologies Manufacturing, L.P. | Daikin | DPSA031A2BSASB0B02450*0 |  | Voluntarily Certified | ACAirCoolAllPhase&gt;=240k&lt; | False | False |  |  |  |  | 10.9 |  | 14.9 | 13.2 | [6 empty] | 304000 | Electric Resistance Heating Or | 08/29/2023 |  | 11/13/2023
Daikin Comfort Technologies Manufacturing, L.P. | Daikin | DPSA031A2BSASB0B02450*E |  | Voluntarily Certified | ACAirCoolAllPhase&gt;=240k&lt; | False | False |  |  |  |  | 10.8 |  | 14.8 | 13.2 | [6 empty] | 304000 | Electric Resistance Heating Or | 08/29/2023 |  | 11/13/2023
Daikin Comfort Technologies Manufacturing, L.P. | Daikin | DPSA031A2BSASB0B02500*0 |  | Voluntarily Certified | ACAirCoolAllPhase&gt;=240k&lt; | False | False |  |  |  |  | 11.1 |  | 14.9 | 13.2 | [6 empty] | 306000 | Electric Resistance Heating Or | 08/29/2023 |  | 11/13/2023
Daikin Comfort Technologies Manufacturing, L.P. | Daikin | DPSA031A2BSASB0B02500*E |  | Voluntarily Certified | ACAirCoolAllPhase&gt;=240k&lt; | False | False |  |  |  |  | 11 |  | 14.8 | 13.2 | [6 empty] | 306000 | Electric Resistance Heating Or | 08/29/2023 |  | 11/13/2023
Daikin Comfort Technologies Manufacturing, L.P. | Daikin | DPSA031A2BSASB0B02560*0 |  | Voluntarily Certified | ACAirCoolAllPhase&gt;=240k&lt; | False | False |  |  |  |  | 11.3 |  | 14.9 | 13.2 | [6 empty] | 308000 | Electric Resistance Heating Or | 08/29/2023 |  | 11/13/2023
Daikin Comfort Technologies Manufacturing, L.P. | Daikin | DPSA031A2BSASB0B02560*E |  | Voluntarily Certified | ACAirCoolAllPhase&gt;=240k&lt; | False | False |  |  |  |  | 11.2 |  | 14.8 | 13.2 | [6 empty] | 308000 | Electric Resistance Heating Or | 08/29/2023 |  | 11/13/2023
Daikin Comfort Technologies Manufacturing, L.P. | Daikin | DPSA031A2BSASB0B02630*0 |  | Voluntarily Certified | ACAirCoolAllPhase&gt;=240k&lt; | False | False |  |  |  |  | 11.3 |  | 14.9 | 13.2 | [6 empty] | 308000 | Electric Resistance Heating Or | 08/29/2023 |  | 11/13/2023
Daikin Comfort Technologies Manufacturing, L.P. | Daikin | DPSA031A2BSASB0B02630*E |  | Voluntarily Certified | ACAirCoolAllPhase&gt;=240k&lt; | False | False |  |  |  |  | 11.2 |  | 14.8 | 13.2 | [6 empty] | 308000 | Electric Resistance Heating Or | 08/29/2023 |  | 11/13/2023
Daikin Comfort Technologies Manufacturing, L.P. | Daikin | DPSA031A2BSASB0B04355*0 |  | Voluntarily Certified | ACAirCoolAllPhase&gt;=240k&lt; | False | False |  |  |  |  | 11 |  | 14.9 | 13.2 | [6 empty] | 306000 | Electric Resistance Heating Or | 08/29/2023 |  | 11/13/2023
Daikin Comfort Technologies Manufacturing, L.P. | Daikin | DPSA031A2BSASB0B04355*E |  | Voluntarily Certified | ACAirCoolAllPhase&gt;=240k&lt; | False | False |  |  |  |  | 10.9 |  | 14.8 | 13.2 | [6 empty] | 306000 | Electric Resistance Heating Or | 08/29/2023 |  | 11/13/2023
Daikin Comfort Technologies Manufacturing, L.P. | Daikin | DPSA031A2BSASB0B04450*0 |  | Voluntarily Certified | ACAirCoolAllPhase&gt;=240k&lt; | False | False |  |  |  |  | 11.3 |  | 14.9 | 13.2 | [6 empty] | 306000 | Electric Resistance Heating Or | 08/29/2023 |  | 11/13/2023
Daikin Comfort Technologies Manufacturing, L.P. | Daikin | DPSA031A2BSASB0B04450*E |  | Voluntarily Certified | ACAirCoolAllPhase&gt;=240k&lt; | False | False |  |  |  |  | 11.2 |  | 14.8 | 13.2 | [6 empty] | 306000 | Electric Resistance Heating Or | 08/29/2023 |  | 11/13/2023
Daikin Comfort Technologies Manufacturing, L.P. | Daikin | DPSA031A2BSASB0B04500*0 |  | Voluntarily Certified | ACAirCoolAllPhase&gt;=240k&lt; | False | False |  |  |  |  | 11.4 |  | 14.8 | 13.2 | [6 empty] | 308000 | Electric Resistance Heating Or | 08/29/2023 |  | 11/13/2023
Daikin Comfort Technologies Manufacturing, L.P. | Daikin | DPSA031A2BSASB0B04500*E |  | Voluntarily Certified | ACAirCoolAllPhase&gt;=240k&lt; | False | False |  |  |  |  | 11.3 |  | 14.7 | 13.2 | [6 empty] | 308000 | Electric Resistance Heating Or | 08/29/2023 |  | 11/13/2023
Daikin Comfort Technologies Manufacturing, L.P. | Daikin | DPSA031A2BSASB0B04560*0 |  | Voluntarily Certified | ACAirCoolAllPhase&gt;=240k&lt; | False | False |  |  |  |  | 11.3 |  | 14.9 | 13.2 | [6 empty] | 306000 | Electric Resistance Heating Or | 08/29/2023 |  | 11/13/2023
Daikin Comfort Technologies Manufacturing, L.P. | Daikin | DPSA031A2BSASB0B04560*E |  | Voluntarily Certified | ACAirCoolAllPhase&gt;=240k&lt; | False | False |  |  |  |  | 11.2 |  | 14.8 | 13.2 | [6 empty] | 306000 | Electric Resistance Heating Or | 08/29/2023 |  | 11/13/2023
Daikin Comfort Technologies Manufacturing, L.P. | Daikin | DPSA031A2BSBS*0B02450*0 |  | Voluntarily Certified | ACAirCoolAllPhase&gt;=240k&lt; | False | False |  |  |  |  | 10.9 |  | 15.7 | 13.2 | [6 empty] | 306000 | Electric Resistance Heating Or | 08/29/2023 |  | 11/13/2023
Daikin Comfort Technologies Manufacturing, L.P. | Daikin | DPSA031A2BSBS*0B02450*E |  | Voluntarily Certified | ACAirCoolAllPhase&gt;=240k&lt; | False | False |  |  |  |  | 10.8 |  | 15.6 | 13.2 | [6 empty] | 306000 | Electric Resistance Heating Or | 08/29/2023 |  | 11/13/2023
Daikin Comfort Technologies Manufacturing, L.P. | Daikin | DPSA031A2BSBS*0B02500*0 |  | Voluntarily Certified | ACAirCoolAllPhase&gt;=240k&lt; | False | False |  |  |  |  | 11.1 |  | 15.9 | 13.2 | [6 empty] | 308000 | Electric Resistance Heating Or | 08/29/2023 |  | 11/13/2023
Daikin Comfort Technologies Manufacturing, L.P. | Daikin | DPSA031A2BSBS*0B02500*E |  | Voluntarily Certified | ACAirCoolAllPhase&gt;=240k&lt; | False | False |  |  |  |  | 11 |  | 15.8 | 13.2 | [6 empty] | 308000 | Electric Resistance Heating Or | 08/29/2023 |  | 11/13/2023
Daikin Comfort Technologies Manufacturing, L.P. | Daikin | DPSA031A2BSBS*0B02560*0 |  | Voluntarily Certified | ACAirCoolAllPhase&gt;=240k&lt; | False | False |  |  |  |  | 11.4 |  | 16.2 | 13.2 | [6 empty] | 310000 | Electric Resistance Heating Or | 08/29/2023 |  | 11/13/2023
Daikin Comfort Technologies Manufacturing, L.P. | Daikin | DPSA031A2BSBS*0B02560*E |  | Voluntarily Certified | ACAirCoolAllPhase&gt;=240k&lt; | False | False |  |  |  |  | 11.3 |  | 16.1 | 13.2 | [6 empty] | 310000 | Electric Resistance Heating Or | 08/29/2023 |  | 11/13/2023
Daikin Comfort Technologies Manufacturing, L.P. | Daikin | DPSA031A2BSBS*0B02630*0 |  | Voluntarily Certified | ACAirCoolAllPhase&gt;=240k&lt; | False | False |  |  |  |  | 11.3 |  | 16.1 | 13.2 | [6 empty] | 310000 | Electric Resistance Heating Or | 08/29/2023 |  | 11/13/2023
Daikin Comfort Technologies Manufacturing, L.P. | Daikin | DPSA031A2BSBS*0B02630*E |  | Voluntarily Certified | ACAirCoolAllPhase&gt;=240k&lt; | False | False |  |  |  |  | 11.2 |  | 16 | 13.2 | [6 empty] | 310000 | Electric Resistance Heating Or | 08/29/2023 |  | 11/13/2023
Daikin Comfort Technologies Manufacturing, L.P. | Daikin | DPSA031A2BSBS*0B04355*0 |  | Voluntarily Certified | ACAirCoolAllPhase&gt;=240k&lt; | False | False |  |  |  |  | 11 |  | 15.9 | 13.2 | [6 empty] | 308000 | Electric Resistance Heating Or | 08/29/2023 |  | 11/13/2023
Daikin Comfort Technologies Manufacturing, L.P. | Daikin | DPSA031A2BSBS*0B04355*E |  | Voluntarily Certified | ACAirCoolAllPhase&gt;=240k&lt; | False | False |  |  |  |  | 10.9 |  | 15.8 | 13.2 | [6 empty] | 308000 | Electric Resistance Heating Or | 08/29/2023 |  | 11/13/2023
Daikin Comfort Technologies Manufacturing, L.P. | Daikin | DPSA031A2BSBS*0B04450*0 |  | Voluntarily Certified | ACAirCoolAllPhase&gt;=240k&lt; | False | False |  |  |  |  | 11.3 |  | 16.1 | 13.2 | [6 empty] | 310000 | Electric Resistance Heating Or | 08/29/2023 |  | 11/13/2023
Daikin Comfort Technologies Manufacturing, L.P. | Daikin | DPSA031A2BSBS*0B04450*E |  | Voluntarily Certified | ACAirCoolAllPhase&gt;=240k&lt; | False | False |  |  |  |  | 11.2 |  | 16 | 13.2 | [6 empty] | 310000 | Electric Resistance Heating Or | 08/29/2023 |  | 11/13/2023
Daikin Comfort Technologies Manufacturing, L.P. | Daikin | DPSA031A2BSBS*0B04500*0 |  | Voluntarily Certified | ACAirCoolAllPhase&gt;=240k&lt; | False | False |  |  |  |  | 11.4 |  | 16.2 | 13.2 | [6 empty] | 310000 | Electric Resistance Heating Or | 08/29/2023 |  | 11/13/2023
Daikin Comfort Technologies Manufacturing, L.P. | Daikin | DPSA031A2BSBS*0B04500*E |  | Voluntarily Certified | ACAirCoolAllPhase&gt;=240k&lt; | False | False |  |  |  |  | 11.3 |  | 16.1 | 13.2 | [6 empty] | 310000 | Electric Resistance Heating Or | 08/29/2023 |  | 11/13/2023
Daikin Comfort Technologies Manufacturing, L.P. | Daikin | DPSA031A2BSBS*0B04560*0 |  | Voluntarily Certified | ACAirCoolAllPhase&gt;=240k&lt; | False | False |  |  |  |  | 11.3 |  | 16.1 | 13.2 | [6 empty] | 310000 | Electric Resistance Heating Or | 08/29/2023 |  | 11/13/2023
Daikin Comfort Technologies Manufacturing, L.P. | Daikin | DPSA031A2BSBS*0B04560*E |  | Voluntarily Certified | ACAirCoolAllPhase&gt;=240k&lt; | False | False |  |  |  |  | 11.2 |  | 16 | 13.2 | [6 empty] | 310000 | Electric Resistance Heating Or | 08/29/2023 |  | 11/13/2023
Daikin Comfort Technologies Manufacturing, L.P. | Daikin | DPSA031A2BSBSA0B02450*0 |  | Voluntarily Certified | ACAirCoolAllPhase&gt;=240k&lt; | False | False |  |  |  |  | 11 |  | 15.2 | 13.2 | [6 empty] | 306000 | Electric Resistance Heating Or | 08/29/2023 |  | 11/13/2023
Daikin Comfort Technologies Manufacturing, L.P. | Daikin | DPSA031A2BSBSA0B02450*E |  | Voluntarily Certified | ACAirCoolAllPhase&gt;=240k&lt; | False | False |  |  |  |  | 10.9 |  | 15 | 13.2 | [6 empty] | 306000 | Electric Resistance Heating Or | 08/29/2023 |  | 11/13/2023
Daikin Comfort Technologies Manufacturing, L.P. | Daikin | DPSA031A2BSBSA0B02500*0 |  | Voluntarily Certified | ACAirCoolAllPhase&gt;=240k&lt; | False | False |  |  |  |  | 11.2 |  | 15.3 | 13.2 | [6 empty] | 308000 | Electric Resistance Heating Or | 08/29/2023 |  | 11/13/2023
Daikin Comfort Technologies Manufacturing, L.P. | Daikin | DPSA031A2BSBSA0B02500*E |  | Voluntarily Certified | ACAirCoolAllPhase&gt;=240k&lt; | False | False |  |  |  |  | 11.1 |  | 15.2 | 13.2 | [6 empty] | 308000 | Electric Resistance Heating Or | 08/29/2023 |  | 11/13/2023
Daikin Comfort Technologies Manufacturing, L.P. | Daikin | DPSA031A2BSBSA0B02560*0 |  | Voluntarily Certified | ACAirCoolAllPhase&gt;=240k&lt; | False | False |  |  |  |  | 11.4 |  | 15.5 | 13.2 | [6 empty] | 310000 | Electric Resistance Heating Or | 08/29/2023 |  | 11/13/2023
Daikin Comfort Technologies Manufacturing, L.P. | Daikin | DPSA031A2BSBSA0B02560*E |  | Voluntarily Certified | ACAirCoolAllPhase&gt;=240k&lt; | False | False |  |  |  |  | 11.3 |  | 15.4 | 13.2 | [6 empty] | 310000 | Electric Resistance Heating Or | 08/29/2023 |  | 11/13/2023
Daikin Comfort Technologies Manufacturing, L.P. | Daikin | DPSA031A2BSBSA0B02630*0 |  | Voluntarily Certified | ACAirCoolAllPhase&gt;=240k&lt; | False | False |  |  |  |  | 11.4 |  | 15.5 | 13.2 | [6 empty] | 310000 | Electric Resistance Heating Or | 08/29/2023 |  | 11/13/2023
Daikin Comfort Technologies Manufacturing, L.P. | Daikin | DPSA031A2BSBSA0B02630*E |  | Voluntarily Certified | ACAirCoolAllPhase&gt;=240k&lt; | False | False |  |  |  |  | 11.3 |  | 15.4 | 13.2 | [6 empty] | 310000 | Electric Resistance Heating Or | 08/29/2023 |  | 11/13/2023
Daikin Comfort Technologies Manufacturing, L.P. | Daikin | DPSA031A2BSBSA0B04355*0 |  | Voluntarily Certified | ACAirCoolAllPhase&gt;=240k&lt; | False | False |  |  |  |  | 11.1 |  | 15.3 | 13.2 | [6 empty] | 308000 | Electric Resistance Heating Or | 08/29/2023 |  | 11/13/2023
Daikin Comfort Technologies Manufacturing, L.P. | Daikin | DPSA031A2BSBSA0B04355*E |  | Voluntarily Certified | ACAirCoolAllPhase&gt;=240k&lt; | False | False |  |  |  |  | 11 |  | 15.2 | 13.2 | [6 empty] | 308000 | Electric Resistance Heating Or | 08/29/2023 |  | 11/13/2023
Daikin Comfort Technologies Manufacturing, L.P. | Daikin | DPSA031A2BSBSA0B04450*0 |  | Voluntarily Certified | ACAirCoolAllPhase&gt;=240k&lt; | False | False |  |  |  |  | 11.4 |  | 15.5 | 13.2 | [6 empty] | 310000 | Electric Resistance Heating Or | 08/29/2023 |  | 11/13/2023
Daikin Comfort Technologies Manufacturing, L.P. | Daikin | DPSA031A2BSBSA0B04450*E |  | Voluntarily Certified | ACAirCoolAllPhase&gt;=240k&lt; | False | False |  |  |  |  | 11.3 |  | 15.4 | 13.2 | [6 empty] | 310000 | Electric Resistance Heating Or | 08/29/2023 |  | 11/13/2023
Daikin Comfort Technologies Manufacturing, L.P. | Daikin | DPSA031A2BSBSA0B04500*0 |  | Voluntarily Certified | ACAirCoolAllPhase&gt;=240k&lt; | False | False |  |  |  |  | 11.5 |  | 15.6 | 13.2 | [6 empty] | 310000 | Electric Resistance Heating Or | 08/29/2023 |  | 11/13/2023
Daikin Comfort Technologies Manufacturing, L.P. | Daikin | DPSA031A2BSBSA0B04500*E |  | Voluntarily Certified | ACAirCoolAllPhase&gt;=240k&lt; | False | False |  |  |  |  | 11.4 |  | 15.5 | 13.2 | [6 empty] | 310000 | Electric Resistance Heating Or | 08/29/2023 |  | 11/13/2023
Daikin Comfort Technologies Manufacturing, L.P. | Daikin | DPSA031A2BSBSA0B04560*0 |  | Voluntarily Certified | ACAirCoolAllPhase&gt;=240k&lt; | False | False |  |  |  |  | 11.4 |  | 15.5 | 13.2 | [6 empty] | 310000 | Electric Resistance Heating Or | 08/29/2023 |  | 11/13/2023
Daikin Comfort Technologies Manufacturing, L.P. | Daikin | DPSA031A2BSBSA0B04560*E |  | Voluntarily Certified | ACAirCoolAllPhase&gt;=240k&lt; | False | False |  |  |  |  | 11.3 |  | 15.4 | 13.2 | [6 empty] | 310000 | Electric Resistance Heating Or | 08/29/2023 |  | 11/13/2023
Daikin Comfort Technologies Manufacturing, L.P. | Daikin | DPSA031A2BSBSB0B02450*0 |  | Voluntarily Certified | ACAirCoolAllPhase&gt;=240k&lt; | False | False |  |  |  |  | 11 |  | 15.2 | 13.2 | [6 empty] | 306000 | Electric Resistance Heating Or | 08/29/2023 |  | 11/13/2023
Daikin Comfort Technologies Manufacturing, L.P. | Daikin | DPSA031A2BSBSB0B02450*E |  | Voluntarily Certified | ACAirCoolAllPhase&gt;=240k&lt; | False | False |  |  |  |  | 10.9 |  | 15 | 13.2 | [6 empty] | 306000 | Electric Resistance Heating Or | 08/29/2023 |  | 11/13/2023
Daikin Comfort Technologies Manufacturing, L.P. | Daikin | DPSA031A2BSBSB0B02500*0 |  | Voluntarily Certified | ACAirCoolAllPhase&gt;=240k&lt; | False | False |  |  |  |  | 11.2 |  | 15.3 | 13.2 | [6 empty] | 308000 | Electric Resistance Heating Or | 08/29/2023 |  | 11/13/2023
Daikin Comfort Technologies Manufacturing, L.P. | Daikin | DPSA031A2BSBSB0B02500*E |  | Voluntarily Certified | ACAirCoolAllPhase&gt;=240k&lt; | False | False |  |  |  |  | 11.1 |  | 15.2 | 13.2 | [6 empty] | 308000 | Electric Resistance Heating Or | 08/29/2023 |  | 11/13/2023
Daikin Comfort Technologies Manufacturing, L.P. | Daikin | DPSA031A2BSBSB0B02560*0 |  | Voluntarily Certified | ACAirCoolAllPhase&gt;=240k&lt; | False | False |  |  |  |  | 11.4 |  | 15.5 | 13.2 | [6 empty] | 310000 | Electric Resistance Heating Or | 08/29/2023 |  | 11/13/2023
Daikin Comfort Technologies Manufacturing, L.P. | Daikin | DPSA031A2BSBSB0B02560*E |  | Voluntarily Certified | ACAirCoolAllPhase&gt;=240k&lt; | False | False |  |  |  |  | 11.3 |  | 15.4 | 13.2 | [6 empty] | 310000 | Electric Resistance Heating Or | 08/29/2023 |  | 11/13/2023
Daikin Comfort Technologies Manufacturing, L.P. | Daikin | DPSA031A2BSBSB0B02630*0 |  | Voluntarily Certified | ACAirCoolAllPhase&gt;=240k&lt; | False | False |  |  |  |  | 11.4 |  | 15.5 | 13.2 | [6 empty] | 310000 | Electric Resistance Heating Or | 08/29/2023 |  | 11/13/2023
Daikin Comfort Technologies Manufacturing, L.P. | Daikin | DPSA031A2BSBSB0B02630*E |  | Voluntarily Certified | ACAirCoolAllPhase&gt;=240k&lt; | False | False |  |  |  |  | 11.3 |  | 15.4 | 13.2 | [6 empty] | 310000 | Electric Resistance Heating Or | 08/29/2023 |  | 11/13/2023
Daikin Comfort Technologies Manufacturing, L.P. | Daikin | DPSA031A2BSBSB0B04355*0 |  | Voluntarily Certified | ACAirCoolAllPhase&gt;=240k&lt; | False | False |  |  |  |  | 11.1 |  | 15.3 | 13.2 | [6 empty] | 308000 | Electric Resistance Heating Or | 08/29/2023 |  | 11/13/2023
Daikin Comfort Technologies Manufacturing, L.P. | Daikin | DPSA031A2BSBSB0B04355*E |  | Voluntarily Certified | ACAirCoolAllPhase&gt;=240k&lt; | False | False |  |  |  |  | 11 |  | 15.2 | 13.2 | [6 empty] | 308000 | Electric Resistance Heating Or | 08/29/2023 |  | 11/13/2023
Daikin Comfort Technologies Manufacturing, L.P. | Daikin | DPSA031A2BSBSB0B04450*0 |  | Voluntarily Certified | ACAirCoolAllPhase&gt;=240k&lt; | False | False |  |  |  |  | 11.4 |  | 15.5 | 13.2 | [6 empty] | 310000 | Electric Resistance Heating Or | 08/29/2023 |  | 11/13/2023
Daikin Comfort Technologies Manufacturing, L.P. | Daikin | DPSA031A2BSBSB0B04450*E |  | Voluntarily Certified | ACAirCoolAllPhase&gt;=240k&lt; | False | False |  |  |  |  | 11.3 |  | 15.4 | 13.2 | [6 empty] | 310000 | Electric Resistance Heating Or | 08/29/2023 |  | 11/13/2023
Daikin Comfort Technologies Manufacturing, L.P. | Daikin | DPSA031A2BSBSB0B04500*0 |  | Voluntarily Certified | ACAirCoolAllPhase&gt;=240k&lt; | False | False |  |  |  |  | 11.5 |  | 15.6 | 13.2 | [6 empty] | 310000 | Electric Resistance Heating Or | 08/29/2023 |  | 11/13/2023
Daikin Comfort Technologies Manufacturing, L.P. | Daikin | DPSA031A2BSBSB0B04500*E |  | Voluntarily Certified | ACAirCoolAllPhase&gt;=240k&lt; | False | False |  |  |  |  | 11.4 |  | 15.5 | 13.2 | [6 empty] | 310000 | Electric Resistance Heating Or | 08/29/2023 |  | 11/13/2023
Daikin Comfort Technologies Manufacturing, L.P. | Daikin | DPSA031A2BSBSB0B04560*0 |  | Voluntarily Certified | ACAirCoolAllPhase&gt;=240k&lt; | False | False |  |  |  |  | 11.4 |  | 15.5 | 13.2 | [6 empty] | 310000 | Electric Resistance Heating Or | 08/29/2023 |  | 11/13/2023
Daikin Comfort Technologies Manufacturing, L.P. | Daikin | DPSA031A2BSBSB0B04560*E |  | Voluntarily Certified | ACAirCoolAllPhase&gt;=240k&lt; | False | False |  |  |  |  | 11.3 |  | 15.4 | 13.2 | [6 empty] | 310000 | Electric Resistance Heating Or | 08/29/2023 |  | 11/13/2023
Daikin Comfort Technologies Manufacturing, L.P. | Daikin | DPSA031A2BSCS*0B02450*0 |  | Voluntarily Certified | ACAirCoolAllPhase&gt;=240k&lt; | False | False |  |  |  |  | 10.6 |  | 15.2 | 13.2 | [6 empty] | 298000 | Electric Resistance Heating Or | 08/29/2023 |  | 11/13/2023
Daikin Comfort Technologies Manufacturing, L.P. | Daikin | DPSA031A2BSCS*0B02450*E |  | Voluntarily Certified | ACAirCoolAllPhase&gt;=240k&lt; | False | False |  |  |  |  | 10.5 |  | 15.1 | 13.2 | [6 empty] | 298000 | Electric Resistance Heating Or | 08/29/2023 |  | 11/13/2023
Daikin Comfort Technologies Manufacturing, L.P. | Daikin | DPSA031A2BSCS*0B02500*0 |  | Voluntarily Certified | ACAirCoolAllPhase&gt;=240k&lt; | False | False |  |  |  |  | 10.8 |  | 15.4 | 13.2 | [6 empty] | 300000 | Electric Resistance Heating Or | 08/29/2023 |  | 11/13/2023
Daikin Comfort Technologies Manufacturing, L.P. | Daikin | DPSA031A2BSCS*0B02500*E |  | Voluntarily Certified | ACAirCoolAllPhase&gt;=240k&lt; | False | False |  |  |  |  | 10.7 |  | 15.3 | 13.2 | [6 empty] | 300000 | Electric Resistance Heating Or | 08/29/2023 |  | 11/13/2023
Daikin Comfort Technologies Manufacturing, L.P. | Daikin | DPSA031A2BSCS*0B02560*0 |  | Voluntarily Certified | ACAirCoolAllPhase&gt;=240k&lt; | False | False |  |  |  |  | 11 |  | 15.6 | 13.2 | [6 empty] | 300000 | Electric Resistance Heating Or | 08/29/2023 |  | 11/13/2023
Daikin Comfort Technologies Manufacturing, L.P. | Daikin | DPSA031A2BSCS*0B02560*E |  | Voluntarily Certified | ACAirCoolAllPhase&gt;=240k&lt; | False | False |  |  |  |  | 10.9 |  | 15.5 | 13.2 | [6 empty] | 300000 | Electric Resistance Heating Or | 08/29/2023 |  | 11/13/2023
Daikin Comfort Technologies Manufacturing, L.P. | Daikin | DPSA031A2BSCS*0B02630*0 |  | Voluntarily Certified | ACAirCoolAllPhase&gt;=240k&lt; | False | False |  |  |  |  | 11 |  | 15.6 | 13.2 | [6 empty] | 300000 | Electric Resistance Heating Or | 08/29/2023 |  | 11/13/2023
Daikin Comfort Technologies Manufacturing, L.P. | Daikin | DPSA031A2BSCS*0B02630*E |  | Voluntarily Certified | ACAirCoolAllPhase&gt;=240k&lt; | False | False |  |  |  |  | 10.9 |  | 15.5 | 13.2 | [6 empty] | 300000 | Electric Resistance Heating Or | 08/29/2023 |  | 11/13/2023
Daikin Comfort Technologies Manufacturing, L.P. | Daikin | DPSA031A2BSCS*0B04355*0 |  | Voluntarily Certified | ACAirCoolAllPhase&gt;=240k&lt; | False | False |  |  |  |  | 10.7 |  | 15.3 | 13.2 | [6 empty] | 298000 | Electric Resistance Heating Or | 08/29/2023 |  | 11/13/2023
Daikin Comfort Technologies Manufacturing, L.P. | Daikin | DPSA031A2BSCS*0B04355*E |  | Voluntarily Certified | ACAirCoolAllPhase&gt;=240k&lt; | False | False |  |  |  |  | 10.6 |  | 15.2 | 13.2 | [6 empty] | 298000 | Electric Resistance Heating Or | 08/29/2023 |  | 11/13/2023
Daikin Comfort Technologies Manufacturing, L.P. | Daikin | DPSA031A2BSCS*0B04450*0 |  | Voluntarily Certified | ACAirCoolAllPhase&gt;=240k&lt; | False | False |  |  |  |  | 11 |  | 15.6 | 13.2 | [6 empty] | 300000 | Electric Resistance Heating Or | 08/29/2023 |  | 11/13/2023
Daikin Comfort Technologies Manufacturing, L.P. | Daikin | DPSA031A2BSCS*0B04450*E |  | Voluntarily Certified | ACAirCoolAllPhase&gt;=240k&lt; | False | False |  |  |  |  | 10.9 |  | 15.5 | 13.2 | [6 empty] | 300000 | Electric Resistance Heating Or | 08/29/2023 |  | 11/13/2023
Daikin Comfort Technologies Manufacturing, L.P. | Daikin | DPSA031A2BSCS*0B04500*0 |  | Voluntarily Certified | ACAirCoolAllPhase&gt;=240k&lt; | False | False |  |  |  |  | 11.1 |  | 15.7 | 13.2 | [6 empty] | 302000 | Electric Resistance Heating Or | 08/29/2023 |  | 11/13/2023
Daikin Comfort Technologies Manufacturing, L.P. | Daikin | DPSA031A2BSCS*0B04500*E |  | Voluntarily Certified | ACAirCoolAllPhase&gt;=240k&lt; | False | False |  |  |  |  | 11 |  | 15.5 | 13.2 | [6 empty] | 302000 | Electric Resistance Heating Or | 08/29/2023 |  | 11/13/2023
Daikin Comfort Technologies Manufacturing, L.P. | Daikin | DPSA031A2BSCS*0B04560*0 |  | Voluntarily Certified | ACAirCoolAllPhase&gt;=240k&lt; | False | False |  |  |  |  | 11 |  | 15.6 | 13.2 | [6 empty] | 300000 | Electric Resistance Heating Or | 08/29/2023 |  | 11/13/2023
Daikin Comfort Technologies Manufacturing, L.P. | Daikin | DPSA031A2BSCS*0B04560*E |  | Voluntarily Certified | ACAirCoolAllPhase&gt;=240k&lt; | False | False |  |  |  |  | 10.9 |  | 15.5 | 13.2 | [6 empty] | 300000 | Electric Resistance Heating Or | 08/29/2023 |  | 11/13/2023
Daikin Comfort Technologies Manufacturing, L.P. | Daikin | DPSA031A2BSCSA0B02450*0 |  | Voluntarily Certified | ACAirCoolAllPhase&gt;=240k&lt; | False | False |  |  |  |  | 10.6 |  | 14.8 | 13.2 | [6 empty] | 298000 | Electric Resistance Heating Or | 08/29/2023 |  | 11/13/2023
Daikin Comfort Technologies Manufacturing, L.P. | Daikin | DPSA031A2BSCSA0B02450*E |  | Voluntarily Certified | ACAirCoolAllPhase&gt;=240k&lt; | False | False |  |  |  |  | 10.5 |  | 14.7 | 13.2 | [6 empty] | 298000 | Electric Resistance Heating Or | 08/29/2023 |  | 11/13/2023
Daikin Comfort Technologies Manufacturing, L.P. | Daikin | DPSA031A2BSCSA0B02500*0 |  | Voluntarily Certified | ACAirCoolAllPhase&gt;=240k&lt; | False | False |  |  |  |  | 10.8 |  | 14.9 | 13.2 | [6 empty] | 300000 | Electric Resistance Heating Or | 08/29/2023 |  | 11/13/2023
Daikin Comfort Technologies Manufacturing, L.P. | Daikin | DPSA031A2BSCSA0B02500*E |  | Voluntarily Certified | ACAirCoolAllPhase&gt;=240k&lt; | False | False |  |  |  |  | 10.7 |  | 14.8 | 13.2 | [6 empty] | 300000 | Electric Resistance Heating Or | 08/29/2023 |  | 11/13/2023
Daikin Comfort Technologies Manufacturing, L.P. | Daikin | DPSA031A2BSCSA0B02560*0 |  | Voluntarily Certified | ACAirCoolAllPhase&gt;=240k&lt; | False | False |  |  |  |  | 11.1 |  | 15.2 | 13.2 | [6 empty] | 300000 | Electric Resistance Heating Or | 08/29/2023 |  | 11/13/2023
Daikin Comfort Technologies Manufacturing, L.P. | Daikin | DPSA031A2BSCSA0B02560*E |  | Voluntarily Certified | ACAirCoolAllPhase&gt;=240k&lt; | False | False |  |  |  |  | 11 |  | 15.1 | 13.2 | [6 empty] | 300000 | Electric Resistance Heating Or | 08/29/2023 |  | 11/13/2023
Daikin Comfort Technologies Manufacturing, L.P. | Daikin | DPSA031A2BSCSA0B02630*0 |  | Voluntarily Certified | ACAirCoolAllPhase&gt;=240k&lt; | False | False |  |  |  |  | 11.1 |  | 15.2 | 13.2 | [6 empty] | 300000 | Electric Resistance Heating Or | 08/29/2023 |  | 11/13/2023
Daikin Comfort Technologies Manufacturing, L.P. | Daikin | DPSA031A2BSCSA0B02630*E |  | Voluntarily Certified | ACAirCoolAllPhase&gt;=240k&lt; | False | False |  |  |  |  | 11 |  | 15.1 | 13.2 | [6 empty] | 300000 | Electric Resistance Heating Or | 08/29/2023 |  | 11/13/2023
Daikin Comfort Technologies Manufacturing, L.P. | Daikin | DPSA031A2BSCSA0B04355*0 |  | Voluntarily Certified | ACAirCoolAllPhase&gt;=240k&lt; | False | False |  |  |  |  | 10.8 |  | 14.9 | 13.2 | [6 empty] | 298000 | Electric Resistance Heating Or | 08/29/2023 |  | 11/13/2023
Daikin Comfort Technologies Manufacturing, L.P. | Daikin | DPSA031A2BSCSA0B04355*E |  | Voluntarily Certified | ACAirCoolAllPhase&gt;=240k&lt; | False | False |  |  |  |  | 10.7 |  | 14.8 | 13.2 | [6 empty] | 298000 | Electric Resistance Heating Or | 08/29/2023 |  | 11/13/2023
Daikin Comfort Technologies Manufacturing, L.P. | Daikin | DPSA031A2BSCSA0B04450*0 |  | Voluntarily Certified | ACAirCoolAllPhase&gt;=240k&lt; | False | False |  |  |  |  | 11 |  | 15.1 | 13.2 | [6 empty] | 300000 | Electric Resistance Heating Or | 08/29/2023 |  | 11/13/2023
Daikin Comfort Technologies Manufacturing, L.P. | Daikin | DPSA031A2BSCSA0B04450*E |  | Voluntarily Certified | ACAirCoolAllPhase&gt;=240k&lt; | False | False |  |  |  |  | 10.9 |  | 15 | 13.2 | [6 empty] | 300000 | Electric Resistance Heating Or | 08/29/2023 |  | 11/13/2023
Daikin Comfort Technologies Manufacturing, L.P. | Daikin | DPSA031A2BSCSA0B04500*0 |  | Voluntarily Certified | ACAirCoolAllPhase&gt;=240k&lt; | False | False |  |  |  |  | 11.1 |  | 15.2 | 13.2 | [6 empty] | 302000 | Electric Resistance Heating Or | 08/29/2023 |  | 11/13/2023
Daikin Comfort Technologies Manufacturing, L.P. | Daikin | DPSA031A2BSCSA0B04500*E |  | Voluntarily Certified | ACAirCoolAllPhase&gt;=240k&lt; | False | False |  |  |  |  | 11 |  | 15.1 | 13.2 | [6 empty] | 302000 | Electric Resistance Heating Or | 08/29/2023 |  | 11/13/2023
Daikin Comfort Technologies Manufacturing, L.P. | Daikin | DPSA031A2BSCSA0B04560*0 |  | Voluntarily Certified | ACAirCoolAllPhase&gt;=240k&lt; | False | False |  |  |  |  | 11 |  | 15.1 | 13.2 | [6 empty] | 300000 | Electric Resistance Heating Or | 08/29/2023 |  | 11/13/2023
Daikin Comfort Technologies Manufacturing, L.P. | Daikin | DPSA031A2BSCSA0B04560*E |  | Voluntarily Certified | ACAirCoolAllPhase&gt;=240k&lt; | False | False |  |  |  |  | 10.9 |  | 15 | 13.2 | [6 empty] | 300000 | Electric Resistance Heating Or | 08/29/2023 |  | 11/13/2023
Daikin Comfort Technologies Manufacturing, L.P. | Daikin | DPSA031A2BSCSB0B02450*0 |  | Voluntarily Certified | ACAirCoolAllPhase&gt;=240k&lt; | False | False |  |  |  |  | 10.6 |  | 14.8 | 13.2 | [6 empty] | 298000 | Electric Resistance Heating Or | 08/29/2023 |  | 11/13/2023
Daikin Comfort Technologies Manufacturing, L.P. | Daikin | DPSA031A2BSCSB0B02450*E |  | Voluntarily Certified | ACAirCoolAllPhase&gt;=240k&lt; | False | False |  |  |  |  | 10.5 |  | 14.7 | 13.2 | [6 empty] | 298000 | Electric Resistance Heating Or | 08/29/2023 |  | 11/13/2023
Daikin Comfort Technologies Manufacturing, L.P. | Daikin | DPSA031A2BSCSB0B02500*0 |  | Voluntarily Certified | ACAirCoolAllPhase&gt;=240k&lt; | False | False |  |  |  |  | 10.8 |  | 14.9 | 13.2 | [6 empty] | 300000 | Electric Resistance Heating Or | 08/29/2023 |  | 11/13/2023
Daikin Comfort Technologies Manufacturing, L.P. | Daikin | DPSA031A2BSCSB0B02500*E |  | Voluntarily Certified | ACAirCoolAllPhase&gt;=240k&lt; | False | False |  |  |  |  | 10.7 |  | 14.8 | 13.2 | [6 empty] | 300000 | Electric Resistance Heating Or | 08/29/2023 |  | 11/13/2023
Daikin Comfort Technologies Manufacturing, L.P. | Daikin | DPSA031A2BSCSB0B02560*0 |  | Voluntarily Certified | ACAirCoolAllPhase&gt;=240k&lt; | False | False |  |  |  |  | 11.1 |  | 15.2 | 13.2 | [6 empty] | 300000 | Electric Resistance Heating Or | 08/29/2023 |  | 11/13/2023
Daikin Comfort Technologies Manufacturing, L.P. | Daikin | DPSA031A2BSCSB0B02560*E |  | Voluntarily Certified | ACAirCoolAllPhase&gt;=240k&lt; | False | False |  |  |  |  | 11 |  | 15.1 | 13.2 | [6 empty] | 300000 | Electric Resistance Heating Or | 08/29/2023 |  | 11/13/2023
Daikin Comfort Technologies Manufacturing, L.P. | Daikin | DPSA031A2BSCSB0B02630*0 |  | Voluntarily Certified | ACAirCoolAllPhase&gt;=240k&lt; | False | False |  |  |  |  | 11.1 |  | 15.2 | 13.2 | [6 empty] | 300000 | Electric Resistance Heating Or | 08/29/2023 |  | 11/13/2023
Daikin Comfort Technologies Manufacturing, L.P. | Daikin | DPSA031A2BSCSB0B02630*E |  | Voluntarily Certified | ACAirCoolAllPhase&gt;=240k&lt; | False | False |  |  |  |  | 11 |  | 15.1 | 13.2 | [6 empty] | 300000 | Electric Resistance Heating Or | 08/29/2023 |  | 11/13/2023
Daikin Comfort Technologies Manufacturing, L.P. | Daikin | DPSA031A2BSCSB0B04355*0 |  | Voluntarily Certified | ACAirCoolAllPhase&gt;=240k&lt; | False | False |  |  |  |  | 10.8 |  | 14.9 | 13.2 | [6 empty] | 298000 | Electric Resistance Heating Or | 08/29/2023 |  | 11/13/2023
Daikin Comfort Technologies Manufacturing, L.P. | Daikin | DPSA031A2BSCSB0B04355*E |  | Voluntarily Certified | ACAirCoolAllPhase&gt;=240k&lt; | False | False |  |  |  |  | 10.7 |  | 14.8 | 13.2 | [6 empty] | 298000 | Electric Resistance Heating Or | 08/29/2023 |  | 11/13/2023
Daikin Comfort Technologies Manufacturing, L.P. | Daikin | DPSA031A2BSCSB0B04450*0 |  | Voluntarily Certified | ACAirCoolAllPhase&gt;=240k&lt; | False | False |  |  |  |  | 11 |  | 15.1 | 13.2 | [6 empty] | 300000 | Electric Resistance Heating Or | 08/29/2023 |  | 11/13/2023
Daikin Comfort Technologies Manufacturing, L.P. | Daikin | DPSA031A2BSCSB0B04450*E |  | Voluntarily Certified | ACAirCoolAllPhase&gt;=240k&lt; | False | False |  |  |  |  | 10.9 |  | 15 | 13.2 | [6 empty] | 300000 | Electric Resistance Heating Or | 08/29/2023 |  | 11/13/2023
Daikin Comfort Technologies Manufacturing, L.P. | Daikin | DPSA031A2BSCSB0B04500*0 |  | Voluntarily Certified | ACAirCoolAllPhase&gt;=240k&lt; | False | False |  |  |  |  | 11.1 |  | 15.2 | 13.2 | [6 empty] | 302000 | Electric Resistance Heating Or | 08/29/2023 |  | 11/13/2023
Daikin Comfort Technologies Manufacturing, L.P. | Daikin | DPSA031A2BSCSB0B04500*E |  | Voluntarily Certified | ACAirCoolAllPhase&gt;=240k&lt; | False | False |  |  |  |  | 11 |  | 15.1 | 13.2 | [6 empty] | 302000 | Electric Resistance Heating Or | 08/29/2023 |  | 11/13/2023
Daikin Comfort Technologies Manufacturing, L.P. | Daikin | DPSA031A2BSCSB0B04560*0 |  | Voluntarily Certified | ACAirCoolAllPhase&gt;=240k&lt; | False | False |  |  |  |  | 11 |  | 15.1 | 13.2 | [6 empty] | 300000 | Electric Resistance Heating Or | 08/29/2023 |  | 11/13/2023
Daikin Comfort Technologies Manufacturing, L.P. | Daikin | DPSA031A2BSCSB0B04560*E |  | Voluntarily Certified | ACAirCoolAllPhase&gt;=240k&lt; | False | False |  |  |  |  | 10.9 |  | 15 | 13.2 | [6 empty] | 300000 | Electric Resistance Heating Or | 08/29/2023 |  | 11/13/2023
Daikin Comfort Technologies Manufacturing, L.P. | Daikin | DPSA031A2BSDS*0B02450*0 |  | Voluntarily Certified | ACAirCoolAllPhase&gt;=240k&lt; | False | False |  |  |  |  | 10.7 |  | 15.2 | 13.2 | [6 empty] | 304000 | Electric Resistance Heating Or | 08/29/2023 |  | 11/13/2023
Daikin Comfort Technologies Manufacturing, L.P. | Daikin | DPSA031A2BSDS*0B02450*E |  | Voluntarily Certified | ACAirCoolAllPhase&gt;=240k&lt; | False | False |  |  |  |  | 10.6 |  | 15.1 | 13.2 | [6 empty] | 304000 | Electric Resistance Heating Or | 08/29/2023 |  | 11/13/2023
Daikin Comfort Technologies Manufacturing, L.P. | Daikin | DPSA031A2BSDS*0B02500*0 |  | Voluntarily Certified | ACAirCoolAllPhase&gt;=240k&lt; | False | False |  |  |  |  | 10.9 |  | 15.4 | 13.2 | [6 empty] | 306000 | Electric Resistance Heating Or | 08/29/2023 |  | 11/13/2023
Daikin Comfort Technologies Manufacturing, L.P. | Daikin | DPSA031A2BSDS*0B02500*E |  | Voluntarily Certified | ACAirCoolAllPhase&gt;=240k&lt; | False | False |  |  |  |  | 10.8 |  | 15.3 | 13.2 | [6 empty] | 306000 | Electric Resistance Heating Or | 08/29/2023 |  | 11/13/2023
Daikin Comfort Technologies Manufacturing, L.P. | Daikin | DPSA031A2BSDS*0B02560*0 |  | Voluntarily Certified | ACAirCoolAllPhase&gt;=240k&lt; | False | False |  |  |  |  | 11.2 |  | 15.6 | 13.2 | [6 empty] | 308000 | Electric Resistance Heating Or | 08/29/2023 |  | 11/13/2023
Daikin Comfort Technologies Manufacturing, L.P. | Daikin | DPSA031A2BSDS*0B02560*E |  | Voluntarily Certified | ACAirCoolAllPhase&gt;=240k&lt; | False | False |  |  |  |  | 11.1 |  | 15.5 | 13.2 | [6 empty] | 308000 | Electric Resistance Heating Or | 08/29/2023 |  | 11/13/2023
Daikin Comfort Technologies Manufacturing, L.P. | Daikin | DPSA031A2BSDS*0B02630*0 |  | Voluntarily Certified | ACAirCoolAllPhase&gt;=240k&lt; | False | False |  |  |  |  | 11.2 |  | 15.6 | 13.2 | [6 empty] | 308000 | Electric Resistance Heating Or | 08/29/2023 |  | 11/13/2023
Daikin Comfort Technologies Manufacturing, L.P. | Daikin | DPSA031A2BSDS*0B02630*E |  | Voluntarily Certified | ACAirCoolAllPhase&gt;=240k&lt; | False | False |  |  |  |  | 11.1 |  | 15.5 | 13.2 | [6 empty] | 308000 | Electric Resistance Heating Or | 08/29/2023 |  | 11/13/2023
Daikin Comfort Technologies Manufacturing, L.P. | Daikin | DPSA031A2BSDS*0B04355*0 |  | Voluntarily Certified | ACAirCoolAllPhase&gt;=240k&lt; | False | False |  |  |  |  | 10.9 |  | 15.3 | 13.2 | [6 empty] | 306000 | Electric Resistance Heating Or | 08/29/2023 |  | 11/13/2023
Daikin Comfort Technologies Manufacturing, L.P. | Daikin | DPSA031A2BSDS*0B04355*E |  | Voluntarily Certified | ACAirCoolAllPhase&gt;=240k&lt; | False | False |  |  |  |  | 10.8 |  | 15.2 | 13.2 | [6 empty] | 306000 | Electric Resistance Heating Or | 08/29/2023 |  | 11/13/2023
Daikin Comfort Technologies Manufacturing, L.P. | Daikin | DPSA031A2BSDS*0B04450*0 |  | Voluntarily Certified | ACAirCoolAllPhase&gt;=240k&lt; | False | False |  |  |  |  | 11.2 |  | 15.6 | 13.2 | [6 empty] | 308000 | Electric Resistance Heating Or | 08/29/2023 |  | 11/13/2023
Daikin Comfort Technologies Manufacturing, L.P. | Daikin | DPSA031A2BSDS*0B04450*E |  | Voluntarily Certified | ACAirCoolAllPhase&gt;=240k&lt; | False | False |  |  |  |  | 11.1 |  | 15.5 | 13.2 | [6 empty] | 308000 | Electric Resistance Heating Or | 08/29/2023 |  | 11/13/2023
Daikin Comfort Technologies Manufacturing, L.P. | Daikin | DPSA031A2BSDS*0B04500*0 |  | Voluntarily Certified | ACAirCoolAllPhase&gt;=240k&lt; | False | False |  |  |  |  | 11.2 |  | 15.7 | 13.2 | [6 empty] | 308000 | Electric Resistance Heating Or | 08/29/2023 |  | 11/13/2023
Daikin Comfort Technologies Manufacturing, L.P. | Daikin | DPSA031A2BSDS*0B04500*E |  | Voluntarily Certified | ACAirCoolAllPhase&gt;=240k&lt; | False | False |  |  |  |  | 11.1 |  | 15.6 | 13.2 | [6 empty] | 308000 | Electric Resistance Heating Or | 08/29/2023 |  | 11/13/2023
Daikin Comfort Technologies Manufacturing, L.P. | Daikin | DPSA031A2BSDS*0B04560*0 |  | Voluntarily Certified | ACAirCoolAllPhase&gt;=240k&lt; | False | False |  |  |  |  | 11.1 |  | 15.5 | 13.2 | [6 empty] | 308000 | Electric Resistance Heating Or | 08/29/2023 |  | 11/13/2023
Daikin Comfort Technologies Manufacturing, L.P. | Daikin | DPSA031A2BSDS*0B04560*E |  | Voluntarily Certified | ACAirCoolAllPhase&gt;=240k&lt; | False | False |  |  |  |  | 11 |  | 15.4 | 13.2 | [6 empty] | 308000 | Electric Resistance Heating Or | 08/29/2023 |  | 11/13/2023
Daikin Comfort Technologies Manufacturing, L.P. | Daikin | DPSA031A2BSDSA0B02450*0 |  | Voluntarily Certified | ACAirCoolAllPhase&gt;=240k&lt; | False | False |  |  |  |  | 10.8 |  | 14.8 | 13.2 | [6 empty] | 304000 | Electric Resistance Heating Or | 08/29/2023 |  | 11/13/2023
Daikin Comfort Technologies Manufacturing, L.P. | Daikin | DPSA031A2BSDSA0B02450*E |  | Voluntarily Certified | ACAirCoolAllPhase&gt;=240k&lt; | False | False |  |  |  |  | 10.7 |  | 14.7 | 13.2 | [6 empty] | 304000 | Electric Resistance Heating Or | 08/29/2023 |  | 11/13/2023
Daikin Comfort Technologies Manufacturing, L.P. | Daikin | DPSA031A2BSDSA0B02500*0 |  | Voluntarily Certified | ACAirCoolAllPhase&gt;=240k&lt; | False | False |  |  |  |  | 11 |  | 15 | 13.2 | [6 empty] | 306000 | Electric Resistance Heating Or | 08/29/2023 |  | 11/13/2023
Daikin Comfort Technologies Manufacturing, L.P. | Daikin | DPSA031A2BSDSA0B02500*E |  | Voluntarily Certified | ACAirCoolAllPhase&gt;=240k&lt; | False | False |  |  |  |  | 10.9 |  | 14.9 | 13.2 | [6 empty] | 306000 | Electric Resistance Heating Or | 08/29/2023 |  | 11/13/2023
Daikin Comfort Technologies Manufacturing, L.P. | Daikin | DPSA031A2BSDSA0B02560*0 |  | Voluntarily Certified | ACAirCoolAllPhase&gt;=240k&lt; | False | False |  |  |  |  | 11.2 |  | 15.2 | 13.2 | [6 empty] | 308000 | Electric Resistance Heating Or | 08/29/2023 |  | 11/13/2023
Daikin Comfort Technologies Manufacturing, L.P. | Daikin | DPSA031A2BSDSA0B02560*E |  | Voluntarily Certified | ACAirCoolAllPhase&gt;=240k&lt; | False | False |  |  |  |  | 11.1 |  | 15.1 | 13.2 | [6 empty] | 308000 | Electric Resistance Heating Or | 08/29/2023 |  | 11/13/2023
Daikin Comfort Technologies Manufacturing, L.P. | Daikin | DPSA031A2BSDSA0B02630*0 |  | Voluntarily Certified | ACAirCoolAllPhase&gt;=240k&lt; | False | False |  |  |  |  | 11.2 |  | 15.2 | 13.2 | [6 empty] | 308000 | Electric Resistance Heating Or | 08/29/2023 |  | 11/13/2023
Daikin Comfort Technologies Manufacturing, L.P. | Daikin | DPSA031A2BSDSA0B02630*E |  | Voluntarily Certified | ACAirCoolAllPhase&gt;=240k&lt; | False | False |  |  |  |  | 11.1 |  | 15.1 | 13.2 | [6 empty] | 308000 | Electric Resistance Heating Or | 08/29/2023 |  | 11/13/2023
Daikin Comfort Technologies Manufacturing, L.P. | Daikin | DPSA031A2BSDSA0B04355*0 |  | Voluntarily Certified | ACAirCoolAllPhase&gt;=240k&lt; | False | False |  |  |  |  | 11 |  | 14.9 | 13.2 | [6 empty] | 306000 | Electric Resistance Heating Or | 08/29/2023 |  | 11/13/2023
Daikin Comfort Technologies Manufacturing, L.P. | Daikin | DPSA031A2BSDSA0B04355*E |  | Voluntarily Certified | ACAirCoolAllPhase&gt;=240k&lt; | False | False |  |  |  |  | 10.9 |  | 14.8 | 13.2 | [6 empty] | 306000 | Electric Resistance Heating Or | 08/29/2023 |  | 11/13/2023
Daikin Comfort Technologies Manufacturing, L.P. | Daikin | DPSA031A2BSDSA0B04450*0 |  | Voluntarily Certified | ACAirCoolAllPhase&gt;=240k&lt; | False | False |  |  |  |  | 11.2 |  | 15.2 | 13.2 | [6 empty] | 308000 | Electric Resistance Heating Or | 08/29/2023 |  | 11/13/2023
Daikin Comfort Technologies Manufacturing, L.P. | Daikin | DPSA031A2BSDSA0B04450*E |  | Voluntarily Certified | ACAirCoolAllPhase&gt;=240k&lt; | False | False |  |  |  |  | 11.1 |  | 15.1 | 13.2 | [6 empty] | 308000 | Electric Resistance Heating Or | 08/29/2023 |  | 11/13/2023
Daikin Comfort Technologies Manufacturing, L.P. | Daikin | DPSA031A2BSDSA0B04500*0 |  | Voluntarily Certified | ACAirCoolAllPhase&gt;=240k&lt; | False | False |  |  |  |  | 11.3 |  | 15.2 | 13.2 | [6 empty] | 308000 | Electric Resistance Heating Or | 08/29/2023 |  | 11/13/2023
Daikin Comfort Technologies Manufacturing, L.P. | Daikin | DPSA031A2BSDSA0B04500*E |  | Voluntarily Certified | ACAirCoolAllPhase&gt;=240k&lt; | False | False |  |  |  |  | 11.2 |  | 15.1 | 13.2 | [6 empty] | 308000 | Electric Resistance Heating Or | 08/29/2023 |  | 11/13/2023
Daikin Comfort Technologies Manufacturing, L.P. | Daikin | DPSA031A2BSDSA0B04560*0 |  | Voluntarily Certified | ACAirCoolAllPhase&gt;=240k&lt; | False | False |  |  |  |  | 11.2 |  | 15.1 | 13.2 | [6 empty] | 308000 | Electric Resistance Heating Or | 08/29/2023 |  | 11/13/2023
Daikin Comfort Technologies Manufacturing, L.P. | Daikin | DPSA031A2BSDSA0B04560*E |  | Voluntarily Certified | ACAirCoolAllPhase&gt;=240k&lt; | False | False |  |  |  |  | 11.1 |  | 15 | 13.2 | [6 empty] | 308000 | Electric Resistance Heating Or | 08/29/2023 |  | 11/13/2023
Daikin Comfort Technologies Manufacturing, L.P. | Daikin | DPSA031A2BSDSB0B02450*0 |  | Voluntarily Certified | ACAirCoolAllPhase&gt;=240k&lt; | False | False |  |  |  |  | 10.8 |  | 14.8 | 13.2 | [6 empty] | 304000 | Electric Resistance Heating Or | 08/29/2023 |  | 11/13/2023
Daikin Comfort Technologies Manufacturing, L.P. | Daikin | DPSA031A2BSDSB0B02450*E |  | Voluntarily Certified | ACAirCoolAllPhase&gt;=240k&lt; | False | False |  |  |  |  | 10.7 |  | 14.7 | 13.2 | [6 empty] | 304000 | Electric Resistance Heating Or | 08/29/2023 |  | 11/13/2023
Daikin Comfort Technologies Manufacturing, L.P. | Daikin | DPSA031A2BSDSB0B02500*0 |  | Voluntarily Certified | ACAirCoolAllPhase&gt;=240k&lt; | False | False |  |  |  |  | 11 |  | 15 | 13.2 | [6 empty] | 306000 | Electric Resistance Heating Or | 08/29/2023 |  | 11/13/2023
Daikin Comfort Technologies Manufacturing, L.P. | Daikin | DPSA031A2BSDSB0B02500*E |  | Voluntarily Certified | ACAirCoolAllPhase&gt;=240k&lt; | False | False |  |  |  |  | 10.9 |  | 14.9 | 13.2 | [6 empty] | 306000 | Electric Resistance Heating Or | 08/29/2023 |  | 11/13/2023
Daikin Comfort Technologies Manufacturing, L.P. | Daikin | DPSA031A2BSDSB0B02560*0 |  | Voluntarily Certified | ACAirCoolAllPhase&gt;=240k&lt; | False | False |  |  |  |  | 11.2 |  | 15.2 | 13.2 | [6 empty] | 308000 | Electric Resistance Heating Or | 08/29/2023 |  | 11/13/2023
Daikin Comfort Technologies Manufacturing, L.P. | Daikin | DPSA031A2BSDSB0B02560*E |  | Voluntarily Certified | ACAirCoolAllPhase&gt;=240k&lt; | False | False |  |  |  |  | 11.1 |  | 15.1 | 13.2 | [6 empty] | 308000 | Electric Resistance Heating Or | 08/29/2023 |  | 11/13/2023
Daikin Comfort Technologies Manufacturing, L.P. | Daikin | DPSA031A2BSDSB0B02630*0 |  | Voluntarily Certified | ACAirCoolAllPhase&gt;=240k&lt; | False | False |  |  |  |  | 11.2 |  | 15.2 | 13.2 | [6 empty] | 308000 | Electric Resistance Heating Or | 08/29/2023 |  | 11/13/2023
Daikin Comfort Technologies Manufacturing, L.P. | Daikin | DPSA031A2BSDSB0B02630*E |  | Voluntarily Certified | ACAirCoolAllPhase&gt;=240k&lt; | False | False |  |  |  |  | 11.1 |  | 15.1 | 13.2 | [6 empty] | 308000 | Electric Resistance Heating Or | 08/29/2023 |  | 11/13/2023
Daikin Comfort Technologies Manufacturing, L.P. | Daikin | DPSA031A2BSDSB0B04355*0 |  | Voluntarily Certified | ACAirCoolAllPhase&gt;=240k&lt; | False | False |  |  |  |  | 11 |  | 14.9 | 13.2 | [6 empty] | 306000 | Electric Resistance Heating Or | 08/29/2023 |  | 11/13/2023
Daikin Comfort Technologies Manufacturing, L.P. | Daikin | DPSA031A2BSDSB0B04355*E |  | Voluntarily Certified | ACAirCoolAllPhase&gt;=240k&lt; | False | False |  |  |  |  | 10.9 |  | 14.8 | 13.2 | [6 empty] | 306000 | Electric Resistance Heating Or | 08/29/2023 |  | 11/13/2023
Daikin Comfort Technologies Manufacturing, L.P. | Daikin | DPSA031A2BSDSB0B04450*0 |  | Voluntarily Certified | ACAirCoolAllPhase&gt;=240k&lt; | False | False |  |  |  |  | 11.2 |  | 15.2 | 13.2 | [6 empty] | 308000 | Electric Resistance Heating Or | 08/29/2023 |  | 11/13/2023
Daikin Comfort Technologies Manufacturing, L.P. | Daikin | DPSA031A2BSDSB0B04450*E |  | Voluntarily Certified | ACAirCoolAllPhase&gt;=240k&lt; | False | False |  |  |  |  | 11.1 |  | 15.1 | 13.2 | [6 empty] | 308000 | Electric Resistance Heating Or | 08/29/2023 |  | 11/13/2023
Daikin Comfort Technologies Manufacturing, L.P. | Daikin | DPSA031A2BSDSB0B04500*0 |  | Voluntarily Certified | ACAirCoolAllPhase&gt;=240k&lt; | False | False |  |  |  |  | 11.3 |  | 15.2 | 13.2 | [6 empty] | 308000 | Electric Resistance Heating Or | 08/29/2023 |  | 11/13/2023
Daikin Comfort Technologies Manufacturing, L.P. | Daikin | DPSA031A2BSDSB0B04500*E |  | Voluntarily Certified | ACAirCoolAllPhase&gt;=240k&lt; | False | False |  |  |  |  | 11.2 |  | 15.1 | 13.2 | [6 empty] | 308000 | Electric Resistance Heating Or | 08/29/2023 |  | 11/13/2023
Daikin Comfort Technologies Manufacturing, L.P. | Daikin | DPSA031A2BSDSB0B04560*0 |  | Voluntarily Certified | ACAirCoolAllPhase&gt;=240k&lt; | False | False |  |  |  |  | 11.2 |  | 15.1 | 13.2 | [6 empty] | 308000 | Electric Resistance Heating Or | 08/29/2023 |  | 11/13/2023
Daikin Comfort Technologies Manufacturing, L.P. | Daikin | DPSA031A2BSDSB0B04560*E |  | Voluntarily Certified | ACAirCoolAllPhase&gt;=240k&lt; | False | False |  |  |  |  | 11.1 |  | 15 | 13.2 | [6 empty] | 308000 | Electric Resistance Heating Or | 08/29/2023 |  | 11/13/2023
Daikin Comfort Technologies Manufacturing, L.P. | Daikin | DPSA034A*BHAM*0B02450*0 |  | Voluntarily Certified | ACAirCoolAllPhase&gt;=240k&lt; | False | False |  |  |  |  | 10.1 |  | 15.9 | 13.2 | [6 empty] | 344000 | Electric Resistance Heating Or | 08/29/2023 |  | 11/13/2023
Daikin Comfort Technologies Manufacturing, L.P. | Daikin | DPSA034A*BHAM*0B02450*E |  | Voluntarily Certified | ACAirCoolAllPhase&gt;=240k&lt; | False | False |  |  |  |  | 10 |  | 15.8 | 13.2 | [6 empty] | 344000 | Electric Resistance Heating Or | 08/29/2023 |  | 11/13/2023
Daikin Comfort Technologies Manufacturing, L.P. | Daikin | DPSA034A*BHAM*0B02500*0 |  | Voluntarily Certified | ACAirCoolAllPhase&gt;=240k&lt; | False | False |  |  |  |  | 10.2 |  | 16.1 | 13.2 | [6 empty] | 346000 | Electric Resistance Heating Or | 08/29/2023 |  | 11/13/2023
Daikin Comfort Technologies Manufacturing, L.P. | Daikin | DPSA034A*BHAM*0B02500*E |  | Voluntarily Certified | ACAirCoolAllPhase&gt;=240k&lt; | False | False |  |  |  |  | 10.1 |  | 16 | 13.2 | [6 empty] | 346000 | Electric Resistance Heating Or | 08/29/2023 |  | 11/13/2023
Daikin Comfort Technologies Manufacturing, L.P. | Daikin | DPSA034A*BHAM*0B02560*0 |  | Voluntarily Certified | ACAirCoolAllPhase&gt;=240k&lt; | False | False |  |  |  |  | 10.3 |  | 16.2 | 13.2 | [6 empty] | 346000 | Electric Resistance Heating Or | 08/29/2023 |  | 11/13/2023
Daikin Comfort Technologies Manufacturing, L.P. | Daikin | DPSA034A*BHAM*0B02560*E |  | Voluntarily Certified | ACAirCoolAllPhase&gt;=240k&lt; | False | False |  |  |  |  | 10.2 |  | 16.1 | 13.2 | [6 empty] | 346000 | Electric Resistance Heating Or | 08/29/2023 |  | 11/13/2023
Daikin Comfort Technologies Manufacturing, L.P. | Daikin | DPSA034A*BHAM*0B02630*0 |  | Voluntarily Certified | ACAirCoolAllPhase&gt;=240k&lt; | False | False |  |  |  |  | 10.2 |  | 16.1 | 13.2 | [6 empty] | 346000 | Electric Resistance Heating Or | 08/29/2023 |  | 11/13/2023
Daikin Comfort Technologies Manufacturing, L.P. | Daikin | DPSA034A*BHAM*0B02630*E |  | Voluntarily Certified | ACAirCoolAllPhase&gt;=240k&lt; | False | False |  |  |  |  | 10.1 |  | 16 | 13.2 | [6 empty] | 346000 | Electric Resistance Heating Or | 08/29/2023 |  | 11/13/2023
Daikin Comfort Technologies Manufacturing, L.P. | Daikin | DPSA034A*BHAM*0B04355*0 |  | Voluntarily Certified | ACAirCoolAllPhase&gt;=240k&lt; | False | False |  |  |  |  | 10.2 |  | 16 | 13.2 | [6 empty] | 346000 | Electric Resistance Heating Or | 08/29/2023 |  | 11/13/2023
Daikin Comfort Technologies Manufacturing, L.P. | Daikin | DPSA034A*BHAM*0B04355*E |  | Voluntarily Certified | ACAirCoolAllPhase&gt;=240k&lt; | False | False |  |  |  |  | 10.1 |  | 15.9 | 13.2 | [6 empty] | 346000 | Electric Resistance Heating Or | 08/29/2023 |  | 11/13/2023
Daikin Comfort Technologies Manufacturing, L.P. | Daikin | DPSA034A*BHBM*0B02450*0 |  | Voluntarily Certified | ACAirCoolAllPhase&gt;=240k&lt; | False | False |  |  |  |  | 10.2 |  | 16.1 | 13.2 | [6 empty] | 354000 | Electric Resistance Heating Or | 08/29/2023 |  | 11/13/2023
Daikin Comfort Technologies Manufacturing, L.P. | Daikin | DPSA034A*BHBM*0B02450*E |  | Voluntarily Certified | ACAirCoolAllPhase&gt;=240k&lt; | False | False |  |  |  |  | 10.1 |  | 16 | 13.2 | [6 empty] | 354000 | Electric Resistance Heating Or | 08/29/2023 |  | 11/13/2023
Daikin Comfort Technologies Manufacturing, L.P. | Daikin | DPSA034A*BHBM*0B02500*0 |  | Voluntarily Certified | ACAirCoolAllPhase&gt;=240k&lt; | False | False |  |  |  |  | 10.3 |  | 16.2 | 13.2 | [6 empty] | 356000 | Electric Resistance Heating Or | 08/29/2023 |  | 11/13/2023
Daikin Comfort Technologies Manufacturing, L.P. | Daikin | DPSA034A*BHBM*0B02500*E |  | Voluntarily Certified | ACAirCoolAllPhase&gt;=240k&lt; | False | False |  |  |  |  | 10.2 |  | 16.1 | 13.2 | [6 empty] | 356000 | Electric Resistance Heating Or | 08/29/2023 |  | 11/13/2023
Daikin Comfort Technologies Manufacturing, L.P. | Daikin | DPSA034A*BHBM*0B02560*0 |  | Voluntarily Certified | ACAirCoolAllPhase&gt;=240k&lt; | False | False |  |  |  |  | 10.4 |  | 16.3 | 13.2 | [6 empty] | 356000 | Electric Resistance Heating Or | 08/29/2023 |  | 11/13/2023
Daikin Comfort Technologies Manufacturing, L.P. | Daikin | DPSA034A*BHBM*0B02560*E |  | Voluntarily Certified | ACAirCoolAllPhase&gt;=240k&lt; | False | False |  |  |  |  | 10.3 |  | 16.2 | 13.2 | [6 empty] | 356000 | Electric Resistance Heating Or | 08/29/2023 |  | 11/13/2023
Daikin Comfort Technologies Manufacturing, L.P. | Daikin | DPSA034A*BHBM*0B02630*0 |  | Voluntarily Certified | ACAirCoolAllPhase&gt;=240k&lt; | False | False |  |  |  |  | 10.3 |  | 16.2 | 13.2 | [6 empty] | 354000 | Electric Resistance Heating Or | 08/29/2023 |  | 11/13/2023
Daikin Comfort Technologies Manufacturing, L.P. | Daikin | DPSA034A*BHBM*0B02630*E |  | Voluntarily Certified | ACAirCoolAllPhase&gt;=240k&lt; | False | False |  |  |  |  | 10.2 |  | 16.1 | 13.2 | [6 empty] | 354000 | Electric Resistance Heating Or | 08/29/2023 |  | 11/13/2023
Daikin Comfort Technologies Manufacturing, L.P. | Daikin | DPSA034A*BHBM*0B04355*0 |  | Voluntarily Certified | ACAirCoolAllPhase&gt;=240k&lt; | False | False |  |  |  |  | 10.3 |  | 16.2 | 13.2 | [6 empty] | 354000 | Electric Resistance Heating Or | 08/29/2023 |  | 11/13/2023
Daikin Comfort Technologies Manufacturing, L.P. | Daikin | DPSA034A*BHBM*0B04355*E |  | Voluntarily Certified | ACAirCoolAllPhase&gt;=240k&lt; | False | False |  |  |  |  | 10.2 |  | 16.1 | 13.2 | [6 empty] | 354000 | Electric Resistance Heating Or | 08/29/2023 |  | 11/13/2023
Daikin Comfort Technologies Manufacturing, L.P. | Daikin | DPSA034A*BHDM*0B02560*0 |  | Voluntarily Certified | ACAirCoolAllPhase&gt;=240k&lt; | False | False |  |  |  |  | 10 |  | 15.8 | 13.2 | [6 empty] | 346000 | Electric Resistance Heating Or | 08/29/2023 |  | 11/13/2023
Daikin Comfort Technologies Manufacturing, L.P. | Daikin | DPSA034A*BPAV*0B02500*0 |  | Voluntarily Certified | ACAirCoolAllPhase&gt;=240k&lt; | False | False |  |  |  |  | 10 |  | 17.3 | 13.2 | [6 empty] | 344000 | Electric Resistance Heating Or | 08/29/2023 |  | 11/13/2023
Daikin Comfort Technologies Manufacturing, L.P. | Daikin | DPSA034A*BPAV*0B02560*0 |  | Voluntarily Certified | ACAirCoolAllPhase&gt;=240k&lt; | False | False |  |  |  |  | 10.1 |  | 17.4 | 13.2 | [6 empty] | 344000 | Electric Resistance Heating Or | 08/29/2023 |  | 11/13/2023
Daikin Comfort Technologies Manufacturing, L.P. | Daikin | DPSA034A*BPAV*0B02560*E |  | Voluntarily Certified | ACAirCoolAllPhase&gt;=240k&lt; | False | False |  |  |  |  | 10 |  | 17.3 | 13.2 | [6 empty] | 344000 | Electric Resistance Heating Or | 08/29/2023 |  | 11/13/2023
Daikin Comfort Technologies Manufacturing, L.P. | Daikin | DPSA034A*BPAV*0B02630*0 |  | Voluntarily Certified | ACAirCoolAllPhase&gt;=240k&lt; | False | False |  |  |  |  | 10 |  | 17.3 | 13.2 | [6 empty] | 344000 | Electric Resistance Heating Or | 08/29/2023 |  | 11/13/2023
Daikin Comfort Technologies Manufacturing, L.P. | Daikin | DPSA034A*BPAV*0B04355*0 |  | Voluntarily Certified | ACAirCoolAllPhase&gt;=240k&lt; | False | False |  |  |  |  | 10 |  | 17.3 | 13.2 | [6 empty] | 344000 | Electric Resistance Heating Or | 08/29/2023 |  | 11/13/2023
Daikin Comfort Technologies Manufacturing, L.P. | Daikin | DPSA034A*BPBV*0B02450*0 |  | Voluntarily Certified | ACAirCoolAllPhase&gt;=240k&lt; | False | False |  |  |  |  | 10.1 |  | 17.3 | 13.2 | [6 empty] | 352000 | Electric Resistance Heating Or | 08/29/2023 |  | 11/13/2023
Daikin Comfort Technologies Manufacturing, L.P. | Daikin | DPSA034A*BPBV*0B02450*E |  | Voluntarily Certified | ACAirCoolAllPhase&gt;=240k&lt; | False | False |  |  |  |  | 10 |  | 17.2 | 13.2 | [6 empty] | 352000 | Electric Resistance Heating Or | 08/29/2023 |  | 11/13/2023
Daikin Comfort Technologies Manufacturing, L.P. | Daikin | DPSA034A*BPBV*0B02500*0 |  | Voluntarily Certified | ACAirCoolAllPhase&gt;=240k&lt; | False | False |  |  |  |  | 10.2 |  | 17.5 | 13.2 | [6 empty] | 352000 | Electric Resistance Heating Or | 08/29/2023 |  | 11/13/2023
Daikin Comfort Technologies Manufacturing, L.P. | Daikin | DPSA034A*BPBV*0B02500*E |  | Voluntarily Certified | ACAirCoolAllPhase&gt;=240k&lt; | False | False |  |  |  |  | 10.1 |  | 17.4 | 13.2 | [6 empty] | 352000 | Electric Resistance Heating Or | 08/29/2023 |  | 11/13/2023
Daikin Comfort Technologies Manufacturing, L.P. | Daikin | DPSA034A*BPBV*0B02560*0 |  | Voluntarily Certified | ACAirCoolAllPhase&gt;=240k&lt; | False | False |  |  |  |  | 10.2 |  | 17.5 | 13.2 | [6 empty] | 354000 | Electric Resistance Heating Or | 08/29/2023 |  | 11/13/2023
Daikin Comfort Technologies Manufacturing, L.P. | Daikin | DPSA034A*BPBV*0B02560*E |  | Voluntarily Certified | ACAirCoolAllPhase&gt;=240k&lt; | False | False |  |  |  |  | 10.1 |  | 17.4 | 13.2 | [6 empty] | 354000 | Electric Resistance Heating Or | 08/29/2023 |  | 11/13/2023
Daikin Comfort Technologies Manufacturing, L.P. | Daikin | DPSA034A*BPBV*0B02630*0 |  | Voluntarily Certified | ACAirCoolAllPhase&gt;=240k&lt; | False | False |  |  |  |  | 10.1 |  | 17.4 | 13.2 | [6 empty] | 352000 | Electric Resistance Heating Or | 08/29/2023 |  | 11/13/2023
Daikin Comfort Technologies Manufacturing, L.P. | Daikin | DPSA034A*BPBV*0B02630*E |  | Voluntarily Certified | ACAirCoolAllPhase&gt;=240k&lt; | False | False |  |  |  |  | 10 |  | 17.3 | 13.2 | [6 empty] | 352000 | Electric Resistance Heating Or | 08/29/2023 |  | 11/13/2023
Daikin Comfort Technologies Manufacturing, L.P. | Daikin | DPSA034A*BPBV*0B04355*0 |  | Voluntarily Certified | ACAirCoolAllPhase&gt;=240k&lt; | False | False |  |  |  |  | 10.1 |  | 17.4 | 13.2 | [6 empty] | 352000 | Electric Resistance Heating Or | 08/29/2023 |  | 11/13/2023
Daikin Comfort Technologies Manufacturing, L.P. | Daikin | DPSA034A*BPBV*0B04355*E |  | Voluntarily Certified | ACAirCoolAllPhase&gt;=240k&lt; | False | False |  |  |  |  | 10 |  | 17.3 | 13.2 | [6 empty] | 352000 | Electric Resistance Heating Or | 08/29/2023 |  | 11/13/2023
Daikin Comfort Technologies Manufacturing, L.P. | Daikin | DPSA034A*BSAT*0B02450*0 |  | Voluntarily Certified | ACAirCoolAllPhase&gt;=240k&lt; | False | False |  |  |  |  | 10.1 |  | 15.7 | 13.2 | [6 empty] | 344000 | Electric Resistance Heating Or | 08/29/2023 |  | 11/13/2023
Daikin Comfort Technologies Manufacturing, L.P. | Daikin | DPSA034A*BSAT*0B02450*E |  | Voluntarily Certified | ACAirCoolAllPhase&gt;=240k&lt; | False | False |  |  |  |  | 10 |  | 15.6 | 13.2 | [6 empty] | 344000 | Electric Resistance Heating Or | 08/29/2023 |  | 11/13/2023
Daikin Comfort Technologies Manufacturing, L.P. | Daikin | DPSA034A*BSAT*0B02500*0 |  | Voluntarily Certified | ACAirCoolAllPhase&gt;=240k&lt; | False | False |  |  |  |  | 10.2 |  | 15.8 | 13.2 | [6 empty] | 346000 | Electric Resistance Heating Or | 08/29/2023 |  | 11/13/2023
Daikin Comfort Technologies Manufacturing, L.P. | Daikin | DPSA034A*BSAT*0B02500*E |  | Voluntarily Certified | ACAirCoolAllPhase&gt;=240k&lt; | False | False |  |  |  |  | 10.1 |  | 15.7 | 13.2 | [6 empty] | 346000 | Electric Resistance Heating Or | 08/29/2023 |  | 11/13/2023
Daikin Comfort Technologies Manufacturing, L.P. | Daikin | DPSA034A*BSAT*0B02560*0 |  | Voluntarily Certified | ACAirCoolAllPhase&gt;=240k&lt; | False | False |  |  |  |  | 10.3 |  | 15.9 | 13.2 | [6 empty] | 346000 | Electric Resistance Heating Or | 08/29/2023 |  | 11/13/2023
Daikin Comfort Technologies Manufacturing, L.P. | Daikin | DPSA034A*BSAT*0B02560*E |  | Voluntarily Certified | ACAirCoolAllPhase&gt;=240k&lt; | False | False |  |  |  |  | 10.2 |  | 15.8 | 13.2 | [6 empty] | 346000 | Electric Resistance Heating Or | 08/29/2023 |  | 11/13/2023
Daikin Comfort Technologies Manufacturing, L.P. | Daikin | DPSA034A*BSAT*0B02630*0 |  | Voluntarily Certified | ACAirCoolAllPhase&gt;=240k&lt; | False | False |  |  |  |  | 10.2 |  | 15.8 | 13.2 | [6 empty] | 346000 | Electric Resistance Heating Or | 08/29/2023 |  | 11/13/2023
Daikin Comfort Technologies Manufacturing, L.P. | Daikin | DPSA034A*BSAT*0B02630*E |  | Voluntarily Certified | ACAirCoolAllPhase&gt;=240k&lt; | False | False |  |  |  |  | 10.1 |  | 15.7 | 13.2 | [6 empty] | 346000 | Electric Resistance Heating Or | 08/29/2023 |  | 11/13/2023
Daikin Comfort Technologies Manufacturing, L.P. | Daikin | DPSA034A*BSAT*0B04355*0 |  | Voluntarily Certified | ACAirCoolAllPhase&gt;=240k&lt; | False | False |  |  |  |  | 10.2 |  | 15.8 | 13.2 | [6 empty] | 346000 | Electric Resistance Heating Or | 08/29/2023 |  | 11/13/2023
Daikin Comfort Technologies Manufacturing, L.P. | Daikin | DPSA034A*BSAT*0B04355*E |  | Voluntarily Certified | ACAirCoolAllPhase&gt;=240k&lt; | False | False |  |  |  |  | 10.1 |  | 15.7 | 13.2 | [6 empty] | 346000 | Electric Resistance Heating Or | 08/29/2023 |  | 11/13/2023
Daikin Comfort Technologies Manufacturing, L.P. | Daikin | DPSA034A*BSBT*0B02450*0 |  | Voluntarily Certified | ACAirCoolAllPhase&gt;=240k&lt; | False | False |  |  |  |  | 10.2 |  | 15.8 | 13.2 | [6 empty] | 354000 | Electric Resistance Heating Or | 08/29/2023 |  | 11/13/2023
Daikin Comfort Technologies Manufacturing, L.P. | Daikin | DPSA034A*BSBT*0B02450*E |  | Voluntarily Certified | ACAirCoolAllPhase&gt;=240k&lt; | False | False |  |  |  |  | 10.1 |  | 15.7 | 13.2 | [6 empty] | 354000 | Electric Resistance Heating Or | 08/29/2023 |  | 11/13/2023
Daikin Comfort Technologies Manufacturing, L.P. | Daikin | DPSA034A*BSBT*0B02500*0 |  | Voluntarily Certified | ACAirCoolAllPhase&gt;=240k&lt; | False | False |  |  |  |  | 10.3 |  | 15.9 | 13.2 | [6 empty] | 356000 | Electric Resistance Heating Or | 08/29/2023 |  | 11/13/2023
Daikin Comfort Technologies Manufacturing, L.P. | Daikin | DPSA034A*BSBT*0B02500*E |  | Voluntarily Certified | ACAirCoolAllPhase&gt;=240k&lt; | False | False |  |  |  |  | 10.2 |  | 15.8 | 13.2 | [6 empty] | 356000 | Electric Resistance Heating Or | 08/29/2023 |  | 11/13/2023
Daikin Comfort Technologies Manufacturing, L.P. | Daikin | DPSA034A*BSBT*0B02560*0 |  | Voluntarily Certified | ACAirCoolAllPhase&gt;=240k&lt; | False | False |  |  |  |  | 10.4 |  | 16 | 13.2 | [6 empty] | 356000 | Electric Resistance Heating Or | 08/29/2023 |  | 11/13/2023
Daikin Comfort Technologies Manufacturing, L.P. | Daikin | DPSA034A*BSBT*0B02560*E |  | Voluntarily Certified | ACAirCoolAllPhase&gt;=240k&lt; | False | False |  |  |  |  | 10.3 |  | 15.9 | 13.2 | [6 empty] | 356000 | Electric Resistance Heating Or | 08/29/2023 |  | 11/13/2023
Daikin Comfort Technologies Manufacturing, L.P. | Daikin | DPSA034A*BSBT*0B02630*0 |  | Voluntarily Certified | ACAirCoolAllPhase&gt;=240k&lt; | False | False |  |  |  |  | 10.3 |  | 15.9 | 13.2 | [6 empty] | 354000 | Electric Resistance Heating Or | 08/29/2023 |  | 11/13/2023
Daikin Comfort Technologies Manufacturing, L.P. | Daikin | DPSA034A*BSBT*0B02630*E |  | Voluntarily Certified | ACAirCoolAllPhase&gt;=240k&lt; | False | False |  |  |  |  | 10.2 |  | 15.8 | 13.2 | [6 empty] | 354000 | Electric Resistance Heating Or | 08/29/2023 |  | 11/13/2023
Daikin Comfort Technologies Manufacturing, L.P. | Daikin | DPSA034A*BSBT*0B04355*0 |  | Voluntarily Certified | ACAirCoolAllPhase&gt;=240k&lt; | False | False |  |  |  |  | 10.3 |  | 15.9 | 13.2 | [6 empty] | 354000 | Electric Resistance Heating Or | 08/29/2023 |  | 11/13/2023
Daikin Comfort Technologies Manufacturing, L.P. | Daikin | DPSA034A*BSBT*0B04355*E |  | Voluntarily Certified | ACAirCoolAllPhase&gt;=240k&lt; | False | False |  |  |  |  | 10.2 |  | 15.8 | 13.2 | [6 empty] | 354000 | Electric Resistance Heating Or | 08/29/2023 |  | 11/13/2023
Daikin Comfort Technologies Manufacturing, L.P. | Daikin | DPSA034A*BSDT*0B02560*0 |  | Voluntarily Certified | ACAirCoolAllPhase&gt;=240k&lt; | False | False |  |  |  |  | 10 |  | 15.6 | 13.2 | [6 empty] | 346000 | Electric Resistance Heating Or | 08/29/2023 |  | 11/13/2023
Daikin Comfort Technologies Manufacturing, L.P. | Daikin | DPSA034A2BHAM*0B02560*0 |  | Voluntarily Certified | ACAirCoolAllPhase&gt;=240k&lt; | False | False |  |  |  |  | 10 |  | 15.9 | 13.2 | [6 empty] | 342000 | Electric Resistance Heating Or | 08/29/2023 |  | 11/13/2023
Daikin Comfort Technologies Manufacturing, L.P. | Daikin | DPSA034A2BHBM*0B02500*0 |  | Voluntarily Certified | ACAirCoolAllPhase&gt;=240k&lt; | False | False |  |  |  |  | 10 |  | 16 | 13.2 | [6 empty] | 350000 | Electric Resistance Heating Or | 08/29/2023 |  | 11/13/2023
Daikin Comfort Technologies Manufacturing, L.P. | Daikin | DPSA034A2BHBM*0B02560*0 |  | Voluntarily Certified | ACAirCoolAllPhase&gt;=240k&lt; | False | False |  |  |  |  | 10.1 |  | 16 | 13.2 | [6 empty] | 350000 | Electric Resistance Heating Or | 08/29/2023 |  | 11/13/2023
Daikin Comfort Technologies Manufacturing, L.P. | Daikin | DPSA034A2BHBM*0B02560*E |  | Voluntarily Certified | ACAirCoolAllPhase&gt;=240k&lt; | False | False |  |  |  |  | 10 |  | 15.9 | 13.2 | [6 empty] | 350000 | Electric Resistance Heating Or | 08/29/2023 |  | 11/13/2023
Daikin Comfort Technologies Manufacturing, L.P. | Daikin | DPSA034A2BHBM*0B02630*0 |  | Voluntarily Certified | ACAirCoolAllPhase&gt;=240k&lt; | False | False |  |  |  |  | 10 |  | 15.9 | 13.2 | [6 empty] | 350000 | Electric Resistance Heating Or | 08/29/2023 |  | 11/13/2023
Daikin Comfort Technologies Manufacturing, L.P. | Daikin | DPSA034A2BHBM*0B04355*0 |  | Voluntarily Certified | ACAirCoolAllPhase&gt;=240k&lt; | False | False |  |  |  |  | 10 |  | 15.9 | 13.2 | [6 empty] | 350000 | Electric Resistance Heating Or | 08/29/2023 |  | 11/13/2023
Daikin Comfort Technologies Manufacturing, L.P. | Daikin | DPSA034A2BSAT*0B02560*0 |  | Voluntarily Certified | ACAirCoolAllPhase&gt;=240k&lt; | False | False |  |  |  |  | 10 |  | 15.3 | 13.2 | [6 empty] | 342000 | Electric Resistance Heating Or | 08/29/2023 |  | 11/13/2023
Daikin Comfort Technologies Manufacturing, L.P. | Daikin | DPSA034A2BSBT*0B02500*0 |  | Voluntarily Certified | ACAirCoolAllPhase&gt;=240k&lt; | False | False |  |  |  |  | 10 |  | 15.6 | 13.2 | [6 empty] | 350000 | Electric Resistance Heating Or | 08/29/2023 |  | 11/13/2023
Daikin Comfort Technologies Manufacturing, L.P. | Daikin | DPSA034A2BSBT*0B02560*0 |  | Voluntarily Certified | ACAirCoolAllPhase&gt;=240k&lt; | False | False |  |  |  |  | 10.1 |  | 15.7 | 13.2 | [6 empty] | 350000 | Electric Resistance Heating Or | 08/29/2023 |  | 11/13/2023
Daikin Comfort Technologies Manufacturing, L.P. | Daikin | DPSA034A2BSBT*0B02560*E |  | Voluntarily Certified | ACAirCoolAllPhase&gt;=240k&lt; | False | False |  |  |  |  | 10 |  | 15.6 | 13.2 | [6 empty] | 350000 | Electric Resistance Heating Or | 08/29/2023 |  | 11/13/2023
Daikin Comfort Technologies Manufacturing, L.P. | Daikin | DPSA034A2BSBT*0B02630*0 |  | Voluntarily Certified | ACAirCoolAllPhase&gt;=240k&lt; | False | False |  |  |  |  | 10 |  | 15.6 | 13.2 | [6 empty] | 350000 | Electric Resistance Heating Or | 08/29/2023 |  | 11/13/2023
Daikin Comfort Technologies Manufacturing, L.P. | Daikin | DPSA034A2BSBT*0B04355*0 |  | Voluntarily Certified | ACAirCoolAllPhase&gt;=240k&lt; | False | False |  |  |  |  | 10 |  | 15.6 | 13.2 | [6 empty] | 350000 | Electric Resistance Heating Or | 08/29/2023 |  | 11/13/2023
Daikin Comfort Technologies Manufacturing, L.P. | Daikin | DPSA034A4BHAM*0B04450*0 |  | Voluntarily Certified | ACAirCoolAllPhase&gt;=240k&lt; | False | False |  |  |  |  | 10.3 |  | 16.2 | 13.2 | [6 empty] | 346000 | Electric Resistance Heating Or | 08/29/2023 |  | 11/13/2023
Daikin Comfort Technologies Manufacturing, L.P. | Daikin | DPSA034A4BHAM*0B04450*E |  | Voluntarily Certified | ACAirCoolAllPhase&gt;=240k&lt; | False | False |  |  |  |  | 10.2 |  | 16.1 | 13.2 | [6 empty] | 346000 | Electric Resistance Heating Or | 08/29/2023 |  | 11/13/2023
Daikin Comfort Technologies Manufacturing, L.P. | Daikin | DPSA034A4BHBM*0B04450*0 |  | Voluntarily Certified | ACAirCoolAllPhase&gt;=240k&lt; | False | False |  |  |  |  | 10.4 |  | 16.3 | 13.2 | [6 empty] | 356000 | Electric Resistance Heating Or | 08/29/2023 |  | 11/13/2023
Daikin Comfort Technologies Manufacturing, L.P. | Daikin | DPSA034A4BHBM*0B04450*E |  | Voluntarily Certified | ACAirCoolAllPhase&gt;=240k&lt; | False | False |  |  |  |  | 10.3 |  | 16.2 | 13.2 | [6 empty] | 356000 | Electric Resistance Heating Or | 08/29/2023 |  | 11/13/2023
Daikin Comfort Technologies Manufacturing, L.P. | Daikin | DPSA034A4BHDM*0B04450*0 |  | Voluntarily Certified | ACAirCoolAllPhase&gt;=240k&lt; | False | False |  |  |  |  | 10 |  | 15.9 | 13.2 | [6 empty] | 348000 | Electric Resistance Heating Or | 08/29/2023 |  | 11/13/2023
Daikin Comfort Technologies Manufacturing, L.P. | Daikin | DPSA034A4BPAV*0B04450*0 |  | Voluntarily Certified | ACAirCoolAllPhase&gt;=240k&lt; | False | False |  |  |  |  | 10.1 |  | 17.4 | 13.2 | [6 empty] | 344000 | Electric Resistance Heating Or | 08/29/2023 |  | 11/13/2023
Daikin Comfort Technologies Manufacturing, L.P. | Daikin | DPSA034A4BPAV*0B04450*E |  | Voluntarily Certified | ACAirCoolAllPhase&gt;=240k&lt; | False | False |  |  |  |  | 10 |  | 17.3 | 13.2 | [6 empty] | 344000 | Electric Resistance Heating Or | 08/29/2023 |  | 11/13/2023
Daikin Comfort Technologies Manufacturing, L.P. | Daikin | DPSA034A4BPBV*0B04450*0 |  | Voluntarily Certified | ACAirCoolAllPhase&gt;=240k&lt; | False | False |  |  |  |  | 10.3 |  | 17.5 | 13.2 | [6 empty] | 354000 | Electric Resistance Heating Or | 08/29/2023 |  | 11/13/2023
Daikin Comfort Technologies Manufacturing, L.P. | Daikin | DPSA034A4BPBV*0B04450*E |  | Voluntarily Certified | ACAirCoolAllPhase&gt;=240k&lt; | False | False |  |  |  |  | 10.2 |  | 17.4 | 13.2 | [6 empty] | 354000 | Electric Resistance Heating Or | 08/29/2023 |  | 11/13/2023
Daikin Comfort Technologies Manufacturing, L.P. | Daikin | DPSA034A4BSAT*0B04450*0 |  | Voluntarily Certified | ACAirCoolAllPhase&gt;=240k&lt; | False | False |  |  |  |  | 10.3 |  | 15.9 | 13.2 | [6 empty] | 346000 | Electric Resistance Heating Or | 08/29/2023 |  | 11/13/2023
Daikin Comfort Technologies Manufacturing, L.P. | Daikin | DPSA034A4BSAT*0B04450*E |  | Voluntarily Certified | ACAirCoolAllPhase&gt;=240k&lt; | False | False |  |  |  |  | 10.2 |  | 15.8 | 13.2 | [6 empty] | 346000 | Electric Resistance Heating Or | 08/29/2023 |  | 11/13/2023
Daikin Comfort Technologies Manufacturing, L.P. | Daikin | DPSA034A4BSBT*0B04450*0 |  | Voluntarily Certified | ACAirCoolAllPhase&gt;=240k&lt; | False | False |  |  |  |  | 10.4 |  | 16 | 13.2 | [6 empty] | 356000 | Electric Resistance Heating Or | 08/29/2023 |  | 11/13/2023
Daikin Comfort Technologies Manufacturing, L.P. | Daikin | DPSA034A4BSBT*0B04450*E |  | Voluntarily Certified | ACAirCoolAllPhase&gt;=240k&lt; | False | False |  |  |  |  | 10.3 |  | 15.9 | 13.2 | [6 empty] | 356000 | Electric Resistance Heating Or | 08/29/2023 |  | 11/13/2023
Daikin Comfort Technologies Manufacturing, L.P. | Daikin | DPSA034A4BSDT*0B04450*0 |  | Voluntarily Certified | ACAirCoolAllPhase&gt;=240k&lt; | False | False |  |  |  |  | 10 |  | 15.6 | 13.2 | [6 empty] | 348000 | Electric Resistance Heating Or | 08/29/2023 |  | 11/13/2023
Daikin Comfort Technologies Manufacturing, L.P. | Daikin | DPSA034A5BHAM*0B04450*0 |  | Voluntarily Certified | ACAirCoolAllPhase&gt;=240k&lt; | False | False |  |  |  |  | 10.3 |  | 16.2 | 13.2 | [6 empty] | 346000 | Electric Resistance Heating Or | 08/29/2023 |  | 11/13/2023
Daikin Comfort Technologies Manufacturing, L.P. | Daikin | DPSA034A5BHAM*0B04450*E |  | Voluntarily Certified | ACAirCoolAllPhase&gt;=240k&lt; | False | False |  |  |  |  | 10.2 |  | 16.1 | 13.2 | [6 empty] | 346000 | Electric Resistance Heating Or | 08/29/2023 |  | 11/13/2023
Daikin Comfort Technologies Manufacturing, L.P. | Daikin | DPSA034A5BHBM*0B04450*0 |  | Voluntarily Certified | ACAirCoolAllPhase&gt;=240k&lt; | False | False |  |  |  |  | 10.4 |  | 16.3 | 13.2 | [6 empty] | 356000 | Electric Resistance Heating Or | 08/29/2023 |  | 11/13/2023
Daikin Comfort Technologies Manufacturing, L.P. | Daikin | DPSA034A5BHBM*0B04450*E |  | Voluntarily Certified | ACAirCoolAllPhase&gt;=240k&lt; | False | False |  |  |  |  | 10.3 |  | 16.2 | 13.2 | [6 empty] | 356000 | Electric Resistance Heating Or | 08/29/2023 |  | 11/13/2023
Daikin Comfort Technologies Manufacturing, L.P. | Daikin | DPSA034A5BHDM*0B04450*0 |  | Voluntarily Certified | ACAirCoolAllPhase&gt;=240k&lt; | False | False |  |  |  |  | 10 |  | 15.9 | 13.2 | [6 empty] | 348000 | Electric Resistance Heating Or | 08/29/2023 |  | 11/13/2023
Daikin Comfort Technologies Manufacturing, L.P. | Daikin | DPSA034A5BPAV*0B04450*0 |  | Voluntarily Certified | ACAirCoolAllPhase&gt;=240k&lt; | False | False |  |  |  |  | 10.1 |  | 17.4 | 13.2 | [6 empty] | 344000 | Electric Resistance Heating Or | 08/29/2023 |  | 11/13/2023
Daikin Comfort Technologies Manufacturing, L.P. | Daikin | DPSA034A5BPAV*0B04450*E |  | Voluntarily Certified | ACAirCoolAllPhase&gt;=240k&lt; | False | False |  |  |  |  | 10 |  | 17.3 | 13.2 | [6 empty] | 344000 | Electric Resistance Heating Or | 08/29/2023 |  | 11/13/2023
Daikin Comfort Technologies Manufacturing, L.P. | Daikin | DPSA034A5BPBV*0B04450*0 |  | Voluntarily Certified | ACAirCoolAllPhase&gt;=240k&lt; | False | False |  |  |  |  | 10.3 |  | 17.5 | 13.2 | [6 empty] | 354000 | Electric Resistance Heating Or | 08/29/2023 |  | 11/13/2023
Daikin Comfort Technologies Manufacturing, L.P. | Daikin | DPSA034A5BPBV*0B04450*E |  | Voluntarily Certified | ACAirCoolAllPhase&gt;=240k&lt; | False | False |  |  |  |  | 10.2 |  | 17.4 | 13.2 | [6 empty] | 354000 | Electric Resistance Heating Or | 08/29/2023 |  | 11/13/2023
Daikin Comfort Technologies Manufacturing, L.P. | Daikin | DPSA034A5BSAT*0B04450*0 |  | Voluntarily Certified | ACAirCoolAllPhase&gt;=240k&lt; | False | False |  |  |  |  | 10.3 |  | 15.9 | 13.2 | [6 empty] | 346000 | Electric Resistance Heating Or | 08/29/2023 |  | 11/13/2023
Daikin Comfort Technologies Manufacturing, L.P. | Daikin | DPSA034A5BSAT*0B04450*E |  | Voluntarily Certified | ACAirCoolAllPhase&gt;=240k&lt; | False | False |  |  |  |  | 10.2 |  | 15.8 | 13.2 | [6 empty] | 346000 | Electric Resistance Heating Or | 08/29/2023 |  | 11/13/2023
Daikin Comfort Technologies Manufacturing, L.P. | Daikin | DPSA034A5BSBT*0B04450*0 |  | Voluntarily Certified | ACAirCoolAllPhase&gt;=240k&lt; | False | False |  |  |  |  | 10.4 |  | 16 | 13.2 | [6 empty] | 356000 | Electric Resistance Heating Or | 08/29/2023 |  | 11/13/2023
Daikin Comfort Technologies Manufacturing, L.P. | Daikin | DPSA034A5BSBT*0B04450*E |  | Voluntarily Certified | ACAirCoolAllPhase&gt;=240k&lt; | False | False |  |  |  |  | 10.3 |  | 15.9 | 13.2 | [6 empty] | 356000 | Electric Resistance Heating Or | 08/29/2023 |  | 11/13/2023
Daikin Comfort Technologies Manufacturing, L.P. | Daikin | DPSA034A5BSDT*0B04450*0 |  | Voluntarily Certified | ACAirCoolAllPhase&gt;=240k&lt; | False | False |  |  |  |  | 10 |  | 15.6 | 13.2 | [6 empty] | 348000 | Electric Resistance Heating Or | 08/29/2023 |  | 11/13/2023
Daikin Comfort Technologies Manufacturing, L.P. | Daikin | DPSA035A*BHAME0B02450*0 |  | Voluntarily Certified | ACAirCoolAllPhase&gt;=240k&lt; | False | False |  |  |  |  | 10.6 |  | 16.8 | 13.2 | [6 empty] | 390000 | Electric Resistance Heating Or | 08/29/2023 |  | 11/13/2023
Daikin Comfort Technologies Manufacturing, L.P. | Daikin | DPSA035A*BHAME0B02450*E |  | Voluntarily Certified | ACAirCoolAllPhase&gt;=240k&lt; | False | False |  |  |  |  | 10.5 |  | 16.7 | 13.2 | [6 empty] | 390000 | Electric Resistance Heating Or | 08/29/2023 |  | 11/13/2023
Daikin Comfort Technologies Manufacturing, L.P. | Daikin | DPSA035A*BHAME0B02500*0 |  | Voluntarily Certified | ACAirCoolAllPhase&gt;=240k&lt; | False | False |  |  |  |  | 10.8 |  | 17 | 13.2 | [6 empty] | 392000 | Electric Resistance Heating Or | 08/29/2023 |  | 11/13/2023
Daikin Comfort Technologies Manufacturing, L.P. | Daikin | DPSA035A*BHAME0B02500*E |  | Voluntarily Certified | ACAirCoolAllPhase&gt;=240k&lt; | False | False |  |  |  |  | 10.7 |  | 16.9 | 13.2 | [6 empty] | 392000 | Electric Resistance Heating Or | 08/29/2023 |  | 11/13/2023
Daikin Comfort Technologies Manufacturing, L.P. | Daikin | DPSA035A*BHAME0B02560*0 |  | Voluntarily Certified | ACAirCoolAllPhase&gt;=240k&lt; | False | False |  |  |  |  | 11.1 |  | 17.2 | 13.2 | [6 empty] | 394000 | Electric Resistance Heating Or | 08/29/2023 |  | 11/13/2023
Daikin Comfort Technologies Manufacturing, L.P. | Daikin | DPSA035A*BHAME0B02560*E |  | Voluntarily Certified | ACAirCoolAllPhase&gt;=240k&lt; | False | False |  |  |  |  | 11 |  | 17.1 | 13.2 | [6 empty] | 394000 | Electric Resistance Heating Or | 08/29/2023 |  | 11/13/2023
Daikin Comfort Technologies Manufacturing, L.P. | Daikin | DPSA035A*BHAME0B02630*0 |  | Voluntarily Certified | ACAirCoolAllPhase&gt;=240k&lt; | False | False |  |  |  |  | 11.1 |  | 17.2 | 13.2 | [6 empty] | 394000 | Electric Resistance Heating Or | 08/29/2023 |  | 11/13/2023
Daikin Comfort Technologies Manufacturing, L.P. | Daikin | DPSA035A*BHAME0B02630*E |  | Voluntarily Certified | ACAirCoolAllPhase&gt;=240k&lt; | False | False |  |  |  |  | 11 |  | 17.1 | 13.2 | [6 empty] | 394000 | Electric Resistance Heating Or | 08/29/2023 |  | 11/13/2023
Daikin Comfort Technologies Manufacturing, L.P. | Daikin | DPSA035A*BHAME0B04355*0 |  | Voluntarily Certified | ACAirCoolAllPhase&gt;=240k&lt; | False | False |  |  |  |  | 10.7 |  | 16.9 | 13.2 | [6 empty] | 390000 | Electric Resistance Heating Or | 08/29/2023 |  | 11/13/2023
Daikin Comfort Technologies Manufacturing, L.P. | Daikin | DPSA035A*BHAME0B04355*E |  | Voluntarily Certified | ACAirCoolAllPhase&gt;=240k&lt; | False | False |  |  |  |  | 10.6 |  | 16.8 | 13.2 | [6 empty] | 390000 | Electric Resistance Heating Or | 08/29/2023 |  | 11/13/2023
Daikin Comfort Technologies Manufacturing, L.P. | Daikin | DPSA035A*BHAME0B04450*0 |  | Voluntarily Certified | ACAirCoolAllPhase&gt;=240k&lt; | False | False |  |  |  |  | 11 |  | 17.1 | 13.2 | [6 empty] | 394000 | Electric Resistance Heating Or | 08/29/2023 |  | 11/13/2023
Daikin Comfort Technologies Manufacturing, L.P. | Daikin | DPSA035A*BHAME0B04450*E |  | Voluntarily Certified | ACAirCoolAllPhase&gt;=240k&lt; | False | False |  |  |  |  | 10.9 |  | 17 | 13.2 | [6 empty] | 394000 | Electric Resistance Heating Or | 08/29/2023 |  | 11/13/2023
Daikin Comfort Technologies Manufacturing, L.P. | Daikin | DPSA035A*BHAME0B04500*0 |  | Voluntarily Certified | ACAirCoolAllPhase&gt;=240k&lt; | False | False |  |  |  |  | 11.1 |  | 17.1 | 13.2 | [6 empty] | 394000 | Electric Resistance Heating Or | 08/29/2023 |  | 11/13/2023
Daikin Comfort Technologies Manufacturing, L.P. | Daikin | DPSA035A*BHAME0B04500*E |  | Voluntarily Certified | ACAirCoolAllPhase&gt;=240k&lt; | False | False |  |  |  |  | 11 |  | 17 | 13.2 | [6 empty] | 394000 | Electric Resistance Heating Or | 08/29/2023 |  | 11/13/2023
Daikin Comfort Technologies Manufacturing, L.P. | Daikin | DPSA035A*BHAME0B04560*0 |  | Voluntarily Certified | ACAirCoolAllPhase&gt;=240k&lt; | False | False |  |  |  |  | 11 |  | 17.2 | 13.2 | [6 empty] | 394000 | Electric Resistance Heating Or | 08/29/2023 |  | 11/13/2023
Daikin Comfort Technologies Manufacturing, L.P. | Daikin | DPSA035A*BHAME0B04560*E |  | Voluntarily Certified | ACAirCoolAllPhase&gt;=240k&lt; | False | False |  |  |  |  | 10.9 |  | 17.1 | 13.2 | [6 empty] | 394000 | Electric Resistance Heating Or | 08/29/2023 |  | 11/13/2023
Daikin Comfort Technologies Manufacturing, L.P. | Daikin | DPSA035A*BHBME0B02450*0 |  | Voluntarily Certified | ACAirCoolAllPhase&gt;=240k&lt; | False | False |  |  |  |  | 10.7 |  | 16.9 | 13.2 | [6 empty] | 398000 | Electric Resistance Heating Or | 08/29/2023 |  | 11/13/2023
Daikin Comfort Technologies Manufacturing, L.P. | Daikin | DPSA035A*BHBME0B02450*E |  | Voluntarily Certified | ACAirCoolAllPhase&gt;=240k&lt; | False | False |  |  |  |  | 10.6 |  | 16.8 | 13.2 | [6 empty] | 398000 | Electric Resistance Heating Or | 08/29/2023 |  | 11/13/2023
Daikin Comfort Technologies Manufacturing, L.P. | Daikin | DPSA035A*BHBME0B02500*0 |  | Voluntarily Certified | ACAirCoolAllPhase&gt;=240k&lt; | False | False |  |  |  |  | 10.9 |  | 17.1 | 13.2 | [6 empty] | 400000 | Electric Resistance Heating Or | 08/29/2023 |  | 11/13/2023
Daikin Comfort Technologies Manufacturing, L.P. | Daikin | DPSA035A*BHBME0B02500*E |  | Voluntarily Certified | ACAirCoolAllPhase&gt;=240k&lt; | False | False |  |  |  |  | 10.8 |  | 17 | 13.2 | [6 empty] | 400000 | Electric Resistance Heating Or | 08/29/2023 |  | 11/13/2023
Daikin Comfort Technologies Manufacturing, L.P. | Daikin | DPSA035A*BHBME0B02560*0 |  | Voluntarily Certified | ACAirCoolAllPhase&gt;=240k&lt; | False | False |  |  |  |  | 11.2 |  | 17.3 | 13.2 | [6 empty] | 400000 | Electric Resistance Heating Or | 08/29/2023 |  | 11/13/2023
Daikin Comfort Technologies Manufacturing, L.P. | Daikin | DPSA035A*BHBME0B02560*E |  | Voluntarily Certified | ACAirCoolAllPhase&gt;=240k&lt; | False | False |  |  |  |  | 11.1 |  | 17.2 | 13.2 | [6 empty] | 400000 | Electric Resistance Heating Or | 08/29/2023 |  | 11/13/2023
Daikin Comfort Technologies Manufacturing, L.P. | Daikin | DPSA035A*BHBME0B02630*0 |  | Voluntarily Certified | ACAirCoolAllPhase&gt;=240k&lt; | False | False |  |  |  |  | 11.2 |  | 17.3 | 13.2 | [6 empty] | 400000 | Electric Resistance Heating Or | 08/29/2023 |  | 11/13/2023
Daikin Comfort Technologies Manufacturing, L.P. | Daikin | DPSA035A*BHBME0B02630*E |  | Voluntarily Certified | ACAirCoolAllPhase&gt;=240k&lt; | False | False |  |  |  |  | 11.1 |  | 17.2 | 13.2 | [6 empty] | 400000 | Electric Resistance Heating Or | 08/29/2023 |  | 11/13/2023
Daikin Comfort Technologies Manufacturing, L.P. | Daikin | DPSA035A*BHBME0B04355*0 |  | Voluntarily Certified | ACAirCoolAllPhase&gt;=240k&lt; | False | False |  |  |  |  | 10.9 |  | 17 | 13.2 | [6 empty] | 398000 | Electric Resistance Heating Or | 08/29/2023 |  | 11/13/2023
Daikin Comfort Technologies Manufacturing, L.P. | Daikin | DPSA035A*BHBME0B04355*E |  | Voluntarily Certified | ACAirCoolAllPhase&gt;=240k&lt; | False | False |  |  |  |  | 10.8 |  | 16.9 | 13.2 | [6 empty] | 398000 | Electric Resistance Heating Or | 08/29/2023 |  | 11/13/2023
Daikin Comfort Technologies Manufacturing, L.P. | Daikin | DPSA035A*BHBME0B04450*0 |  | Voluntarily Certified | ACAirCoolAllPhase&gt;=240k&lt; | False | False |  |  |  |  | 11.1 |  | 17.2 | 13.2 | [6 empty] | 400000 | Electric Resistance Heating Or | 08/29/2023 |  | 11/13/2023
Daikin Comfort Technologies Manufacturing, L.P. | Daikin | DPSA035A*BHBME0B04450*E |  | Voluntarily Certified | ACAirCoolAllPhase&gt;=240k&lt; | False | False |  |  |  |  | 11 |  | 17.1 | 13.2 | [6 empty] | 400000 | Electric Resistance Heating Or | 08/29/2023 |  | 11/13/2023
Daikin Comfort Technologies Manufacturing, L.P. | Daikin | DPSA035A*BHBME0B04500*0 |  | Voluntarily Certified | ACAirCoolAllPhase&gt;=240k&lt; | False | False |  |  |  |  | 11.3 |  | 17.2 | 13.2 | [6 empty] | 400000 | Electric Resistance Heating Or | 08/29/2023 |  | 11/13/2023
Daikin Comfort Technologies Manufacturing, L.P. | Daikin | DPSA035A*BHBME0B04500*E |  | Voluntarily Certified | ACAirCoolAllPhase&gt;=240k&lt; | False | False |  |  |  |  | 11.2 |  | 17.1 | 13.2 | [6 empty] | 400000 | Electric Resistance Heating Or | 08/29/2023 |  | 11/13/2023
Daikin Comfort Technologies Manufacturing, L.P. | Daikin | DPSA035A*BHBME0B04560*0 |  | Voluntarily Certified | ACAirCoolAllPhase&gt;=240k&lt; | False | False |  |  |  |  | 11.2 |  | 17.2 | 13.2 | [6 empty] | 400000 | Electric Resistance Heating Or | 08/29/2023 |  | 11/13/2023
Daikin Comfort Technologies Manufacturing, L.P. | Daikin | DPSA035A*BHBME0B04560*E |  | Voluntarily Certified | ACAirCoolAllPhase&gt;=240k&lt; | False | False |  |  |  |  | 11.1 |  | 17.1 | 13.2 | [6 empty] | 400000 | Electric Resistance Heating Or | 08/29/2023 |  | 11/13/2023
Daikin Comfort Technologies Manufacturing, L.P. | Daikin | DPSA035A*BHCME0B02450*0 |  | Voluntarily Certified | ACAirCoolAllPhase&gt;=240k&lt; | False | False |  |  |  |  | 10.3 |  | 16.5 | 13.2 | [6 empty] | 380000 | Electric Resistance Heating Or | 08/29/2023 |  | 11/13/2023
Daikin Comfort Technologies Manufacturing, L.P. | Daikin | DPSA035A*BHCME0B02450*E |  | Voluntarily Certified | ACAirCoolAllPhase&gt;=240k&lt; | False | False |  |  |  |  | 10.2 |  | 16.4 | 13.2 | [6 empty] | 380000 | Electric Resistance Heating Or | 08/29/2023 |  | 11/13/2023
Daikin Comfort Technologies Manufacturing, L.P. | Daikin | DPSA035A*BHCME0B02500*0 |  | Voluntarily Certified | ACAirCoolAllPhase&gt;=240k&lt; | False | False |  |  |  |  | 10.4 |  | 16.6 | 13.2 | [6 empty] | 382000 | Electric Resistance Heating Or | 08/29/2023 |  | 11/13/2023
Daikin Comfort Technologies Manufacturing, L.P. | Daikin | DPSA035A*BHCME0B02500*E |  | Voluntarily Certified | ACAirCoolAllPhase&gt;=240k&lt; | False | False |  |  |  |  | 10.3 |  | 16.5 | 13.2 | [6 empty] | 382000 | Electric Resistance Heating Or | 08/29/2023 |  | 11/13/2023
Daikin Comfort Technologies Manufacturing, L.P. | Daikin | DPSA035A*BHCME0B02560*0 |  | Voluntarily Certified | ACAirCoolAllPhase&gt;=240k&lt; | False | False |  |  |  |  | 10.7 |  | 16.9 | 13.2 | [6 empty] | 384000 | Electric Resistance Heating Or | 08/29/2023 |  | 11/13/2023
Daikin Comfort Technologies Manufacturing, L.P. | Daikin | DPSA035A*BHCME0B02560*E |  | Voluntarily Certified | ACAirCoolAllPhase&gt;=240k&lt; | False | False |  |  |  |  | 10.6 |  | 16.8 | 13.2 | [6 empty] | 384000 | Electric Resistance Heating Or | 08/29/2023 |  | 11/13/2023
Daikin Comfort Technologies Manufacturing, L.P. | Daikin | DPSA035A*BHCME0B02630*0 |  | Voluntarily Certified | ACAirCoolAllPhase&gt;=240k&lt; | False | False |  |  |  |  | 10.7 |  | 16.9 | 13.2 | [6 empty] | 384000 | Electric Resistance Heating Or | 08/29/2023 |  | 11/13/2023
Daikin Comfort Technologies Manufacturing, L.P. | Daikin | DPSA035A*BHCME0B02630*E |  | Voluntarily Certified | ACAirCoolAllPhase&gt;=240k&lt; | False | False |  |  |  |  | 10.6 |  | 16.8 | 13.2 | [6 empty] | 384000 | Electric Resistance Heating Or | 08/29/2023 |  | 11/13/2023
Daikin Comfort Technologies Manufacturing, L.P. | Daikin | DPSA035A*BHCME0B04355*0 |  | Voluntarily Certified | ACAirCoolAllPhase&gt;=240k&lt; | False | False |  |  |  |  | 10.4 |  | 16.5 | 13.2 | [6 empty] | 380000 | Electric Resistance Heating Or | 08/29/2023 |  | 11/13/2023
Daikin Comfort Technologies Manufacturing, L.P. | Daikin | DPSA035A*BHCME0B04355*E |  | Voluntarily Certified | ACAirCoolAllPhase&gt;=240k&lt; | False | False |  |  |  |  | 10.3 |  | 16.4 | 13.2 | [6 empty] | 380000 | Electric Resistance Heating Or | 08/29/2023 |  | 11/13/2023
Daikin Comfort Technologies Manufacturing, L.P. | Daikin | DPSA035A*BHCME0B04450*0 |  | Voluntarily Certified | ACAirCoolAllPhase&gt;=240k&lt; | False | False |  |  |  |  | 10.7 |  | 16.8 | 13.2 | [6 empty] | 384000 | Electric Resistance Heating Or | 08/29/2023 |  | 11/13/2023
Daikin Comfort Technologies Manufacturing, L.P. | Daikin | DPSA035A*BHCME0B04450*E |  | Voluntarily Certified | ACAirCoolAllPhase&gt;=240k&lt; | False | False |  |  |  |  | 10.6 |  | 16.7 | 13.2 | [6 empty] | 384000 | Electric Resistance Heating Or | 08/29/2023 |  | 11/13/2023
Daikin Comfort Technologies Manufacturing, L.P. | Daikin | DPSA035A*BHCME0B04500*0 |  | Voluntarily Certified | ACAirCoolAllPhase&gt;=240k&lt; | False | False |  |  |  |  | 10.8 |  | 16.8 | 13.2 | [6 empty] | 384000 | Electric Resistance Heating Or | 08/29/2023 |  | 11/13/2023
Daikin Comfort Technologies Manufacturing, L.P. | Daikin | DPSA035A*BHCME0B04500*E |  | Voluntarily Certified | ACAirCoolAllPhase&gt;=240k&lt; | False | False |  |  |  |  | 10.7 |  | 16.7 | 13.2 | [6 empty] | 384000 | Electric Resistance Heating Or | 08/29/2023 |  | 11/13/2023
Daikin Comfort Technologies Manufacturing, L.P. | Daikin | DPSA035A*BHCME0B04560*0 |  | Voluntarily Certified | ACAirCoolAllPhase&gt;=240k&lt; | False | False |  |  |  |  | 10.7 |  | 16.8 | 13.2 | [6 empty] | 384000 | Electric Resistance Heating Or | 08/29/2023 |  | 11/13/2023
Daikin Comfort Technologies Manufacturing, L.P. | Daikin | DPSA035A*BHCME0B04560*E |  | Voluntarily Certified | ACAirCoolAllPhase&gt;=240k&lt; | False | False |  |  |  |  | 10.6 |  | 16.7 | 13.2 | [6 empty] | 384000 | Electric Resistance Heating Or | 08/29/2023 |  | 11/13/2023
Daikin Comfort Technologies Manufacturing, L.P. | Daikin | DPSA035A*BHDME0B02450*0 |  | Voluntarily Certified | ACAirCoolAllPhase&gt;=240k&lt; | False | False |  |  |  |  | 10.5 |  | 16.6 | 13.2 | [6 empty] | 392000 | Electric Resistance Heating Or | 08/29/2023 |  | 11/13/2023
Daikin Comfort Technologies Manufacturing, L.P. | Daikin | DPSA035A*BHDME0B02450*E |  | Voluntarily Certified | ACAirCoolAllPhase&gt;=240k&lt; | False | False |  |  |  |  | 10.4 |  | 16.5 | 13.2 | [6 empty] | 392000 | Electric Resistance Heating Or | 08/29/2023 |  | 11/13/2023
Daikin Comfort Technologies Manufacturing, L.P. | Daikin | DPSA035A*BHDME0B02500*0 |  | Voluntarily Certified | ACAirCoolAllPhase&gt;=240k&lt; | False | False |  |  |  |  | 10.7 |  | 16.9 | 13.2 | [6 empty] | 394000 | Electric Resistance Heating Or | 08/29/2023 |  | 11/13/2023
Daikin Comfort Technologies Manufacturing, L.P. | Daikin | DPSA035A*BHDME0B02500*E |  | Voluntarily Certified | ACAirCoolAllPhase&gt;=240k&lt; | False | False |  |  |  |  | 10.6 |  | 16.8 | 13.2 | [6 empty] | 394000 | Electric Resistance Heating Or | 08/29/2023 |  | 11/13/2023
Daikin Comfort Technologies Manufacturing, L.P. | Daikin | DPSA035A*BHDME0B02560*0 |  | Voluntarily Certified | ACAirCoolAllPhase&gt;=240k&lt; | False | False |  |  |  |  | 10.9 |  | 17.1 | 13.2 | [6 empty] | 396000 | Electric Resistance Heating Or | 08/29/2023 |  | 11/13/2023
Daikin Comfort Technologies Manufacturing, L.P. | Daikin | DPSA035A*BHDME0B02560*E |  | Voluntarily Certified | ACAirCoolAllPhase&gt;=240k&lt; | False | False |  |  |  |  | 10.8 |  | 17 | 13.2 | [6 empty] | 396000 | Electric Resistance Heating Or | 08/29/2023 |  | 11/13/2023
Daikin Comfort Technologies Manufacturing, L.P. | Daikin | DPSA035A*BHDME0B02630*0 |  | Voluntarily Certified | ACAirCoolAllPhase&gt;=240k&lt; | False | False |  |  |  |  | 10.9 |  | 17.1 | 13.2 | [6 empty] | 396000 | Electric Resistance Heating Or | 08/29/2023 |  | 11/13/2023
Daikin Comfort Technologies Manufacturing, L.P. | Daikin | DPSA035A*BHDME0B02630*E |  | Voluntarily Certified | ACAirCoolAllPhase&gt;=240k&lt; | False | False |  |  |  |  | 10.8 |  | 17 | 13.2 | [6 empty] | 396000 | Electric Resistance Heating Or | 08/29/2023 |  | 11/13/2023
Daikin Comfort Technologies Manufacturing, L.P. | Daikin | DPSA035A*BHDME0B04355*0 |  | Voluntarily Certified | ACAirCoolAllPhase&gt;=240k&lt; | False | False |  |  |  |  | 10.6 |  | 16.8 | 13.2 | [6 empty] | 392000 | Electric Resistance Heating Or | 08/29/2023 |  | 11/13/2023
Daikin Comfort Technologies Manufacturing, L.P. | Daikin | DPSA035A*BHDME0B04355*E |  | Voluntarily Certified | ACAirCoolAllPhase&gt;=240k&lt; | False | False |  |  |  |  | 10.5 |  | 16.7 | 13.2 | [6 empty] | 392000 | Electric Resistance Heating Or | 08/29/2023 |  | 11/13/2023
Daikin Comfort Technologies Manufacturing, L.P. | Daikin | DPSA035A*BHDME0B04450*0 |  | Voluntarily Certified | ACAirCoolAllPhase&gt;=240k&lt; | False | False |  |  |  |  | 10.9 |  | 17 | 13.2 | [6 empty] | 396000 | Electric Resistance Heating Or | 08/29/2023 |  | 11/13/2023
Daikin Comfort Technologies Manufacturing, L.P. | Daikin | DPSA035A*BHDME0B04450*E |  | Voluntarily Certified | ACAirCoolAllPhase&gt;=240k&lt; | False | False |  |  |  |  | 10.8 |  | 16.9 | 13.2 | [6 empty] | 396000 | Electric Resistance Heating Or | 08/29/2023 |  | 11/13/2023
Daikin Comfort Technologies Manufacturing, L.P. | Daikin | DPSA035A*BHDME0B04500*0 |  | Voluntarily Certified | ACAirCoolAllPhase&gt;=240k&lt; | False | False |  |  |  |  | 11 |  | 16.9 | 13.2 | [6 empty] | 396000 | Electric Resistance Heating Or | 08/29/2023 |  | 11/13/2023
Daikin Comfort Technologies Manufacturing, L.P. | Daikin | DPSA035A*BHDME0B04500*E |  | Voluntarily Certified | ACAirCoolAllPhase&gt;=240k&lt; | False | False |  |  |  |  | 10.9 |  | 16.8 | 13.2 | [6 empty] | 396000 | Electric Resistance Heating Or | 08/29/2023 |  | 11/13/2023
Daikin Comfort Technologies Manufacturing, L.P. | Daikin | DPSA035A*BHDME0B04560*0 |  | Voluntarily Certified | ACAirCoolAllPhase&gt;=240k&lt; | False | False |  |  |  |  | 10.9 |  | 17 | 13.2 | [6 empty] | 396000 | Electric Resistance Heating Or | 08/29/2023 |  | 11/13/2023
Daikin Comfort Technologies Manufacturing, L.P. | Daikin | DPSA035A*BHDME0B04560*E |  | Voluntarily Certified | ACAirCoolAllPhase&gt;=240k&lt; | False | False |  |  |  |  | 10.8 |  | 16.9 | 13.2 | [6 empty] | 396000 | Electric Resistance Heating Or | 08/29/2023 |  | 11/13/2023
Daikin Comfort Technologies Manufacturing, L.P. | Daikin | DPSA035A*BPAVE0B02450*0 |  | Voluntarily Certified | ACAirCoolAllPhase&gt;=240k&lt; | False | False |  |  |  |  | 10.2 |  | 17.4 | 13.2 | [6 empty] | 388000 | Electric Resistance Heating Or | 08/29/2023 |  | 11/13/2023
Daikin Comfort Technologies Manufacturing, L.P. | Daikin | DPSA035A*BPAVE0B02450*E |  | Voluntarily Certified | ACAirCoolAllPhase&gt;=240k&lt; | False | False |  |  |  |  | 10.1 |  | 17.3 | 13.2 | [6 empty] | 388000 | Electric Resistance Heating Or | 08/29/2023 |  | 11/13/2023
Daikin Comfort Technologies Manufacturing, L.P. | Daikin | DPSA035A*BPAVE0B02500*0 |  | Voluntarily Certified | ACAirCoolAllPhase&gt;=240k&lt; | False | False |  |  |  |  | 10.4 |  | 17.6 | 13.2 | [6 empty] | 388000 | Electric Resistance Heating Or | 08/29/2023 |  | 11/13/2023
Daikin Comfort Technologies Manufacturing, L.P. | Daikin | DPSA035A*BPAVE0B02500*E |  | Voluntarily Certified | ACAirCoolAllPhase&gt;=240k&lt; | False | False |  |  |  |  | 10.3 |  | 17.5 | 13.2 | [6 empty] | 388000 | Electric Resistance Heating Or | 08/29/2023 |  | 11/13/2023
Daikin Comfort Technologies Manufacturing, L.P. | Daikin | DPSA035A*BPAVE0B02560*0 |  | Voluntarily Certified | ACAirCoolAllPhase&gt;=240k&lt; | False | False |  |  |  |  | 10.6 |  | 17.8 | 13.2 | [6 empty] | 392000 | Electric Resistance Heating Or | 08/29/2023 |  | 11/13/2023
Daikin Comfort Technologies Manufacturing, L.P. | Daikin | DPSA035A*BPAVE0B02560*E |  | Voluntarily Certified | ACAirCoolAllPhase&gt;=240k&lt; | False | False |  |  |  |  | 10.5 |  | 17.7 | 13.2 | [6 empty] | 392000 | Electric Resistance Heating Or | 08/29/2023 |  | 11/13/2023
Daikin Comfort Technologies Manufacturing, L.P. | Daikin | DPSA035A*BPAVE0B02630*0 |  | Voluntarily Certified | ACAirCoolAllPhase&gt;=240k&lt; | False | False |  |  |  |  | 10.6 |  | 17.8 | 13.2 | [6 empty] | 392000 | Electric Resistance Heating Or | 08/29/2023 |  | 11/13/2023
Daikin Comfort Technologies Manufacturing, L.P. | Daikin | DPSA035A*BPAVE0B02630*E |  | Voluntarily Certified | ACAirCoolAllPhase&gt;=240k&lt; | False | False |  |  |  |  | 10.5 |  | 17.7 | 13.2 | [6 empty] | 392000 | Electric Resistance Heating Or | 08/29/2023 |  | 11/13/2023
Daikin Comfort Technologies Manufacturing, L.P. | Daikin | DPSA035A*BPAVE0B04355*0 |  | Voluntarily Certified | ACAirCoolAllPhase&gt;=240k&lt; | False | False |  |  |  |  | 10.3 |  | 17.5 | 13.2 | [6 empty] | 388000 | Electric Resistance Heating Or | 08/29/2023 |  | 11/13/2023
Daikin Comfort Technologies Manufacturing, L.P. | Daikin | DPSA035A*BPAVE0B04355*E |  | Voluntarily Certified | ACAirCoolAllPhase&gt;=240k&lt; | False | False |  |  |  |  | 10.2 |  | 17.4 | 13.2 | [6 empty] | 388000 | Electric Resistance Heating Or | 08/29/2023 |  | 11/13/2023
Daikin Comfort Technologies Manufacturing, L.P. | Daikin | DPSA035A*BPAVE0B04450*0 |  | Voluntarily Certified | ACAirCoolAllPhase&gt;=240k&lt; | False | False |  |  |  |  | 10.6 |  | 17.7 | 13.2 | [6 empty] | 390000 | Electric Resistance Heating Or | 08/29/2023 |  | 11/13/2023
Daikin Comfort Technologies Manufacturing, L.P. | Daikin | DPSA035A*BPAVE0B04450*E |  | Voluntarily Certified | ACAirCoolAllPhase&gt;=240k&lt; | False | False |  |  |  |  | 10.5 |  | 17.6 | 13.2 | [6 empty] | 390000 | Electric Resistance Heating Or | 08/29/2023 |  | 11/13/2023
Daikin Comfort Technologies Manufacturing, L.P. | Daikin | DPSA035A*BPAVE0B04500*0 |  | Voluntarily Certified | ACAirCoolAllPhase&gt;=240k&lt; | False | False |  |  |  |  | 10.7 |  | 17.7 | 13.2 | [6 empty] | 392000 | Electric Resistance Heating Or | 08/29/2023 |  | 11/13/2023
Daikin Comfort Technologies Manufacturing, L.P. | Daikin | DPSA035A*BPAVE0B04500*E |  | Voluntarily Certified | ACAirCoolAllPhase&gt;=240k&lt; | False | False |  |  |  |  | 10.6 |  | 17.6 | 13.2 | [6 empty] | 392000 | Electric Resistance Heating Or | 08/29/2023 |  | 11/13/2023
Daikin Comfort Technologies Manufacturing, L.P. | Daikin | DPSA035A*BPAVE0B04560*0 |  | Voluntarily Certified | ACAirCoolAllPhase&gt;=240k&lt; | False | False |  |  |  |  | 10.6 |  | 17.8 | 13.2 | [6 empty] | 390000 | Electric Resistance Heating Or | 08/29/2023 |  | 11/13/2023
Daikin Comfort Technologies Manufacturing, L.P. | Daikin | DPSA035A*BPAVE0B04560*E |  | Voluntarily Certified | ACAirCoolAllPhase&gt;=240k&lt; | False | False |  |  |  |  | 10.5 |  | 17.7 | 13.2 | [6 empty] | 390000 | Electric Resistance Heating Or | 08/29/2023 |  | 11/13/2023
Daikin Comfort Technologies Manufacturing, L.P. | Daikin | DPSA035A*BPAVF0B02450*0 |  | Voluntarily Certified | ACAirCoolAllPhase&gt;=240k&lt; | False | False |  |  |  |  | 10.4 |  | 18.5 | 13.2 | [6 empty] | 388000 | Electric Resistance Heating Or | 08/29/2023 |  | 11/13/2023
Daikin Comfort Technologies Manufacturing, L.P. | Daikin | DPSA035A*BPAVF0B02450*E |  | Voluntarily Certified | ACAirCoolAllPhase&gt;=240k&lt; | False | False |  |  |  |  | 10.3 |  | 18.4 | 13.2 | [6 empty] | 388000 | Electric Resistance Heating Or | 08/29/2023 |  | 11/13/2023
Daikin Comfort Technologies Manufacturing, L.P. | Daikin | DPSA035A*BPAVF0B02500*0 |  | Voluntarily Certified | ACAirCoolAllPhase&gt;=240k&lt; | False | False |  |  |  |  | 10.6 |  | 18.7 | 13.2 | [6 empty] | 388000 | Electric Resistance Heating Or | 08/29/2023 |  | 11/13/2023
Daikin Comfort Technologies Manufacturing, L.P. | Daikin | DPSA035A*BPAVF0B02500*E |  | Voluntarily Certified | ACAirCoolAllPhase&gt;=240k&lt; | False | False |  |  |  |  | 10.5 |  | 18.6 | 13.2 | [6 empty] | 388000 | Electric Resistance Heating Or | 08/29/2023 |  | 11/13/2023
Daikin Comfort Technologies Manufacturing, L.P. | Daikin | DPSA035A*BPAVF0B02560*0 |  | Voluntarily Certified | ACAirCoolAllPhase&gt;=240k&lt; | False | False |  |  |  |  | 10.8 |  | 18.9 | 13.2 | [6 empty] | 392000 | Electric Resistance Heating Or | 08/29/2023 |  | 11/13/2023
Daikin Comfort Technologies Manufacturing, L.P. | Daikin | DPSA035A*BPAVF0B02560*E |  | Voluntarily Certified | ACAirCoolAllPhase&gt;=240k&lt; | False | False |  |  |  |  | 10.7 |  | 18.8 | 13.2 | [6 empty] | 392000 | Electric Resistance Heating Or | 08/29/2023 |  | 11/13/2023
Daikin Comfort Technologies Manufacturing, L.P. | Daikin | DPSA035A*BPAVF0B02630*0 |  | Voluntarily Certified | ACAirCoolAllPhase&gt;=240k&lt; | False | False |  |  |  |  | 10.8 |  | 18.9 | 13.2 | [6 empty] | 392000 | Electric Resistance Heating Or | 08/29/2023 |  | 11/13/2023
Daikin Comfort Technologies Manufacturing, L.P. | Daikin | DPSA035A*BPAVF0B02630*E |  | Voluntarily Certified | ACAirCoolAllPhase&gt;=240k&lt; | False | False |  |  |  |  | 10.7 |  | 18.8 | 13.2 | [6 empty] | 392000 | Electric Resistance Heating Or | 08/29/2023 |  | 11/13/2023
Daikin Comfort Technologies Manufacturing, L.P. | Daikin | DPSA035A*BPAVF0B04355*0 |  | Voluntarily Certified | ACAirCoolAllPhase&gt;=240k&lt; | False | False |  |  |  |  | 10.5 |  | 18.6 | 13.2 | [6 empty] | 388000 | Electric Resistance Heating Or | 08/29/2023 |  | 11/13/2023
Daikin Comfort Technologies Manufacturing, L.P. | Daikin | DPSA035A*BPAVF0B04355*E |  | Voluntarily Certified | ACAirCoolAllPhase&gt;=240k&lt; | False | False |  |  |  |  | 10.4 |  | 18.5 | 13.2 | [6 empty] | 388000 | Electric Resistance Heating Or | 08/29/2023 |  | 11/13/2023
Daikin Comfort Technologies Manufacturing, L.P. | Daikin | DPSA035A*BPAVF0B04450*0 |  | Voluntarily Certified | ACAirCoolAllPhase&gt;=240k&lt; | False | False |  |  |  |  | 10.8 |  | 18.8 | 13.2 | [6 empty] | 390000 | Electric Resistance Heating Or | 08/29/2023 |  | 11/13/2023
Daikin Comfort Technologies Manufacturing, L.P. | Daikin | DPSA035A*BPAVF0B04450*E |  | Voluntarily Certified | ACAirCoolAllPhase&gt;=240k&lt; | False | False |  |  |  |  | 10.7 |  | 18.7 | 13.2 | [6 empty] | 390000 | Electric Resistance Heating Or | 08/29/2023 |  | 11/13/2023
Daikin Comfort Technologies Manufacturing, L.P. | Daikin | DPSA035A*BPAVF0B04500*0 |  | Voluntarily Certified | ACAirCoolAllPhase&gt;=240k&lt; | False | False |  |  |  |  | 10.9 |  | 18.8 | 13.2 | [6 empty] | 392000 | Electric Resistance Heating Or | 08/29/2023 |  | 11/13/2023
Daikin Comfort Technologies Manufacturing, L.P. | Daikin | DPSA035A*BPAVF0B04500*E |  | Voluntarily Certified | ACAirCoolAllPhase&gt;=240k&lt; | False | False |  |  |  |  | 10.8 |  | 18.7 | 13.2 | [6 empty] | 392000 | Electric Resistance Heating Or | 08/29/2023 |  | 11/13/2023
Daikin Comfort Technologies Manufacturing, L.P. | Daikin | DPSA035A*BPAVF0B04560*0 |  | Voluntarily Certified | ACAirCoolAllPhase&gt;=240k&lt; | False | False |  |  |  |  | 10.8 |  | 18.9 | 13.2 | [6 empty] | 390000 | Electric Resistance Heating Or | 08/29/2023 |  | 11/13/2023
Daikin Comfort Technologies Manufacturing, L.P. | Daikin | DPSA035A*BPAVF0B04560*E |  | Voluntarily Certified | ACAirCoolAllPhase&gt;=240k&lt; | False | False |  |  |  |  | 10.7 |  | 18.8 | 13.2 | [6 empty] | 390000 | Electric Resistance Heating Or | 08/29/2023 |  | 11/13/2023
Daikin Comfort Technologies Manufacturing, L.P. | Daikin | DPSA035A*BPBVE0B02450*0 |  | Voluntarily Certified | ACAirCoolAllPhase&gt;=240k&lt; | False | False |  |  |  |  | 10.4 |  | 17.5 | 13.2 | [6 empty] | 396000 | Electric Resistance Heating Or | 08/29/2023 |  | 11/13/2023
Daikin Comfort Technologies Manufacturing, L.P. | Daikin | DPSA035A*BPBVE0B02450*E |  | Voluntarily Certified | ACAirCoolAllPhase&gt;=240k&lt; | False | False |  |  |  |  | 10.3 |  | 17.4 | 13.2 | [6 empty] | 396000 | Electric Resistance Heating Or | 08/29/2023 |  | 11/13/2023
Daikin Comfort Technologies Manufacturing, L.P. | Daikin | DPSA035A*BPBVE0B02500*0 |  | Voluntarily Certified | ACAirCoolAllPhase&gt;=240k&lt; | False | False |  |  |  |  | 10.5 |  | 17.6 | 13.2 | [6 empty] | 396000 | Electric Resistance Heating Or | 08/29/2023 |  | 11/13/2023
Daikin Comfort Technologies Manufacturing, L.P. | Daikin | DPSA035A*BPBVE0B02500*E |  | Voluntarily Certified | ACAirCoolAllPhase&gt;=240k&lt; | False | False |  |  |  |  | 10.4 |  | 17.5 | 13.2 | [6 empty] | 396000 | Electric Resistance Heating Or | 08/29/2023 |  | 11/13/2023
Daikin Comfort Technologies Manufacturing, L.P. | Daikin | DPSA035A*BPBVE0B02560*0 |  | Voluntarily Certified | ACAirCoolAllPhase&gt;=240k&lt; | False | False |  |  |  |  | 10.8 |  | 17.9 | 13.2 | [6 empty] | 400000 | Electric Resistance Heating Or | 08/29/2023 |  | 11/13/2023
Daikin Comfort Technologies Manufacturing, L.P. | Daikin | DPSA035A*BPBVE0B02560*E |  | Voluntarily Certified | ACAirCoolAllPhase&gt;=240k&lt; | False | False |  |  |  |  | 10.7 |  | 17.8 | 13.2 | [6 empty] | 400000 | Electric Resistance Heating Or | 08/29/2023 |  | 11/13/2023
Daikin Comfort Technologies Manufacturing, L.P. | Daikin | DPSA035A*BPBVE0B02630*0 |  | Voluntarily Certified | ACAirCoolAllPhase&gt;=240k&lt; | False | False |  |  |  |  | 10.8 |  | 17.9 | 13.2 | [6 empty] | 400000 | Electric Resistance Heating Or | 08/29/2023 |  | 11/13/2023
Daikin Comfort Technologies Manufacturing, L.P. | Daikin | DPSA035A*BPBVE0B02630*E |  | Voluntarily Certified | ACAirCoolAllPhase&gt;=240k&lt; | False | False |  |  |  |  | 10.7 |  | 17.8 | 13.2 | [6 empty] | 400000 | Electric Resistance Heating Or | 08/29/2023 |  | 11/13/2023
Daikin Comfort Technologies Manufacturing, L.P. | Daikin | DPSA035A*BPBVE0B04355*0 |  | Voluntarily Certified | ACAirCoolAllPhase&gt;=240k&lt; | False | False |  |  |  |  | 10.5 |  | 17.5 | 13.2 | [6 empty] | 396000 | Electric Resistance Heating Or | 08/29/2023 |  | 11/13/2023
Daikin Comfort Technologies Manufacturing, L.P. | Daikin | DPSA035A*BPBVE0B04355*E |  | Voluntarily Certified | ACAirCoolAllPhase&gt;=240k&lt; | False | False |  |  |  |  | 10.4 |  | 17.4 | 13.2 | [6 empty] | 396000 | Electric Resistance Heating Or | 08/29/2023 |  | 11/13/2023
Daikin Comfort Technologies Manufacturing, L.P. | Daikin | DPSA035A*BPBVE0B04450*0 |  | Voluntarily Certified | ACAirCoolAllPhase&gt;=240k&lt; | False | False |  |  |  |  | 10.8 |  | 17.8 | 13.2 | [6 empty] | 398000 | Electric Resistance Heating Or | 08/29/2023 |  | 11/13/2023
Daikin Comfort Technologies Manufacturing, L.P. | Daikin | DPSA035A*BPBVE0B04450*E |  | Voluntarily Certified | ACAirCoolAllPhase&gt;=240k&lt; | False | False |  |  |  |  | 10.7 |  | 17.7 | 13.2 | [6 empty] | 398000 | Electric Resistance Heating Or | 08/29/2023 |  | 11/13/2023
Daikin Comfort Technologies Manufacturing, L.P. | Daikin | DPSA035A*BPBVE0B04500*0 |  | Voluntarily Certified | ACAirCoolAllPhase&gt;=240k&lt; | False | False |  |  |  |  | 10.9 |  | 17.8 | 13.2 | [6 empty] | 400000 | Electric Resistance Heating Or | 08/29/2023 |  | 11/13/2023
Daikin Comfort Technologies Manufacturing, L.P. | Daikin | DPSA035A*BPBVE0B04500*E |  | Voluntarily Certified | ACAirCoolAllPhase&gt;=240k&lt; | False | False |  |  |  |  | 10.8 |  | 17.7 | 13.2 | [6 empty] | 400000 | Electric Resistance Heating Or | 08/29/2023 |  | 11/13/2023
Daikin Comfort Technologies Manufacturing, L.P. | Daikin | DPSA035A*BPBVE0B04560*0 |  | Voluntarily Certified | ACAirCoolAllPhase&gt;=240k&lt; | False | False |  |  |  |  | 10.8 |  | 17.8 | 13.2 | [6 empty] | 398000 | Electric Resistance Heating Or | 08/29/2023 |  | 11/13/2023
Daikin Comfort Technologies Manufacturing, L.P. | Daikin | DPSA035A*BPBVE0B04560*E |  | Voluntarily Certified | ACAirCoolAllPhase&gt;=240k&lt; | False | False |  |  |  |  | 10.7 |  | 17.7 | 13.2 | [6 empty] | 398000 | Electric Resistance Heating Or | 08/29/2023 |  | 11/13/2023
Daikin Comfort Technologies Manufacturing, L.P. | Daikin | DPSA035A*BPBVF0B02450*0 |  | Voluntarily Certified | ACAirCoolAllPhase&gt;=240k&lt; | False | False |  |  |  |  | 10.5 |  | 18.6 | 13.2 | [6 empty] | 396000 | Electric Resistance Heating Or | 08/29/2023 |  | 11/13/2023
Daikin Comfort Technologies Manufacturing, L.P. | Daikin | DPSA035A*BPBVF0B02450*E |  | Voluntarily Certified | ACAirCoolAllPhase&gt;=240k&lt; | False | False |  |  |  |  | 10.4 |  | 18.5 | 13.2 | [6 empty] | 396000 | Electric Resistance Heating Or | 08/29/2023 |  | 11/13/2023
Daikin Comfort Technologies Manufacturing, L.P. | Daikin | DPSA035A*BPBVF0B02500*0 |  | Voluntarily Certified | ACAirCoolAllPhase&gt;=240k&lt; | False | False |  |  |  |  | 10.7 |  | 18.7 | 13.2 | [6 empty] | 396000 | Electric Resistance Heating Or | 08/29/2023 |  | 11/13/2023
Daikin Comfort Technologies Manufacturing, L.P. | Daikin | DPSA035A*BPBVF0B02500*E |  | Voluntarily Certified | ACAirCoolAllPhase&gt;=240k&lt; | False | False |  |  |  |  | 10.6 |  | 18.6 | 13.2 | [6 empty] | 396000 | Electric Resistance Heating Or | 08/29/2023 |  | 11/13/2023
Daikin Comfort Technologies Manufacturing, L.P. | Daikin | DPSA035A*BPBVF0B02560*0 |  | Voluntarily Certified | ACAirCoolAllPhase&gt;=240k&lt; | False | False |  |  |  |  | 11 |  | 19 | 13.2 | [6 empty] | 400000 | Electric Resistance Heating Or | 08/29/2023 |  | 11/13/2023
Daikin Comfort Technologies Manufacturing, L.P. | Daikin | DPSA035A*BPBVF0B02560*E |  | Voluntarily Certified | ACAirCoolAllPhase&gt;=240k&lt; | False | False |  |  |  |  | 10.9 |  | 18.9 | 13.2 | [6 empty] | 400000 | Electric Resistance Heating Or | 08/29/2023 |  | 11/13/2023
Daikin Comfort Technologies Manufacturing, L.P. | Daikin | DPSA035A*BPBVF0B02630*0 |  | Voluntarily Certified | ACAirCoolAllPhase&gt;=240k&lt; | False | False |  |  |  |  | 11 |  | 19 | 13.2 | [6 empty] | 400000 | Electric Resistance Heating Or | 08/29/2023 |  | 11/13/2023
Daikin Comfort Technologies Manufacturing, L.P. | Daikin | DPSA035A*BPBVF0B02630*E |  | Voluntarily Certified | ACAirCoolAllPhase&gt;=240k&lt; | False | False |  |  |  |  | 10.9 |  | 18.9 | 13.2 | [6 empty] | 400000 | Electric Resistance Heating Or | 08/29/2023 |  | 11/13/2023
Daikin Comfort Technologies Manufacturing, L.P. | Daikin | DPSA035A*BPBVF0B04355*0 |  | Voluntarily Certified | ACAirCoolAllPhase&gt;=240k&lt; | False | False |  |  |  |  | 10.7 |  | 18.6 | 13.2 | [6 empty] | 396000 | Electric Resistance Heating Or | 08/29/2023 |  | 11/13/2023
Daikin Comfort Technologies Manufacturing, L.P. | Daikin | DPSA035A*BPBVF0B04355*E |  | Voluntarily Certified | ACAirCoolAllPhase&gt;=240k&lt; | False | False |  |  |  |  | 10.6 |  | 18.5 | 13.2 | [6 empty] | 396000 | Electric Resistance Heating Or | 08/29/2023 |  | 11/13/2023
Daikin Comfort Technologies Manufacturing, L.P. | Daikin | DPSA035A*BPBVF0B04450*0 |  | Voluntarily Certified | ACAirCoolAllPhase&gt;=240k&lt; | False | False |  |  |  |  | 11 |  | 18.9 | 13.2 | [6 empty] | 398000 | Electric Resistance Heating Or | 08/29/2023 |  | 11/13/2023
Daikin Comfort Technologies Manufacturing, L.P. | Daikin | DPSA035A*BPBVF0B04450*E |  | Voluntarily Certified | ACAirCoolAllPhase&gt;=240k&lt; | False | False |  |  |  |  | 10.9 |  | 18.8 | 13.2 | [6 empty] | 398000 | Electric Resistance Heating Or | 08/29/2023 |  | 11/13/2023
Daikin Comfort Technologies Manufacturing, L.P. | Daikin | DPSA035A*BPBVF0B04500*0 |  | Voluntarily Certified | ACAirCoolAllPhase&gt;=240k&lt; | False | False |  |  |  |  | 11.1 |  | 18.9 | 13.2 | [6 empty] | 400000 | Electric Resistance Heating Or | 08/29/2023 |  | 11/13/2023
Daikin Comfort Technologies Manufacturing, L.P. | Daikin | DPSA035A*BPBVF0B04500*E |  | Voluntarily Certified | ACAirCoolAllPhase&gt;=240k&lt; | False | False |  |  |  |  | 11 |  | 18.8 | 13.2 | [6 empty] | 400000 | Electric Resistance Heating Or | 08/29/2023 |  | 11/13/2023
Daikin Comfort Technologies Manufacturing, L.P. | Daikin | DPSA035A*BPBVF0B04560*0 |  | Voluntarily Certified | ACAirCoolAllPhase&gt;=240k&lt; | False | False |  |  |  |  | 11 |  | 18.9 | 13.2 | [6 empty] | 398000 | Electric Resistance Heating Or | 08/29/2023 |  | 11/13/2023
Daikin Comfort Technologies Manufacturing, L.P. | Daikin | DPSA035A*BPBVF0B04560*E |  | Voluntarily Certified | ACAirCoolAllPhase&gt;=240k&lt; | False | False |  |  |  |  | 10.9 |  | 18.8 | 13.2 | [6 empty] | 398000 | Electric Resistance Heating Or | 08/29/2023 |  | 11/13/2023
Daikin Comfort Technologies Manufacturing, L.P. | Daikin | DPSA035A*BPCVE0B02500*0 |  | Voluntarily Certified | ACAirCoolAllPhase&gt;=240k&lt; | False | False |  |  |  |  | 10.1 |  | 17.2 | 13.2 | [6 empty] | 378000 | Electric Resistance Heating Or | 08/29/2023 |  | 11/13/2023
Daikin Comfort Technologies Manufacturing, L.P. | Daikin | DPSA035A*BPCVE0B02500*E |  | Voluntarily Certified | ACAirCoolAllPhase&gt;=240k&lt; | False | False |  |  |  |  | 10 |  | 17.1 | 13.2 | [6 empty] | 378000 | Electric Resistance Heating Or | 08/29/2023 |  | 11/13/2023
Daikin Comfort Technologies Manufacturing, L.P. | Daikin | DPSA035A*BPCVE0B02560*0 |  | Voluntarily Certified | ACAirCoolAllPhase&gt;=240k&lt; | False | False |  |  |  |  | 10.3 |  | 17.5 | 13.2 | [6 empty] | 382000 | Electric Resistance Heating Or | 08/29/2023 |  | 11/13/2023
Daikin Comfort Technologies Manufacturing, L.P. | Daikin | DPSA035A*BPCVE0B02560*E |  | Voluntarily Certified | ACAirCoolAllPhase&gt;=240k&lt; | False | False |  |  |  |  | 10.2 |  | 17.4 | 13.2 | [6 empty] | 382000 | Electric Resistance Heating Or | 08/29/2023 |  | 11/13/2023
Daikin Comfort Technologies Manufacturing, L.P. | Daikin | DPSA035A*BPCVE0B02630*0 |  | Voluntarily Certified | ACAirCoolAllPhase&gt;=240k&lt; | False | False |  |  |  |  | 10.3 |  | 17.5 | 13.2 | [6 empty] | 382000 | Electric Resistance Heating Or | 08/29/2023 |  | 11/13/2023
Daikin Comfort Technologies Manufacturing, L.P. | Daikin | DPSA035A*BPCVE0B02630*E |  | Voluntarily Certified | ACAirCoolAllPhase&gt;=240k&lt; | False | False |  |  |  |  | 10.2 |  | 17.4 | 13.2 | [6 empty] | 382000 | Electric Resistance Heating Or | 08/29/2023 |  | 11/13/2023
Daikin Comfort Technologies Manufacturing, L.P. | Daikin | DPSA035A*BPCVE0B04355*0 |  | Voluntarily Certified | ACAirCoolAllPhase&gt;=240k&lt; | False | False |  |  |  |  | 10 |  | 17.1 | 13.2 | [6 empty] | 378000 | Electric Resistance Heating Or | 08/29/2023 |  | 11/13/2023
Daikin Comfort Technologies Manufacturing, L.P. | Daikin | DPSA035A*BPCVE0B04450*0 |  | Voluntarily Certified | ACAirCoolAllPhase&gt;=240k&lt; | False | False |  |  |  |  | 10.3 |  | 17.4 | 13.2 | [6 empty] | 380000 | Electric Resistance Heating Or | 08/29/2023 |  | 11/13/2023
Daikin Comfort Technologies Manufacturing, L.P. | Daikin | DPSA035A*BPCVE0B04450*E |  | Voluntarily Certified | ACAirCoolAllPhase&gt;=240k&lt; | False | False |  |  |  |  | 10.2 |  | 17.3 | 13.2 | [6 empty] | 380000 | Electric Resistance Heating Or | 08/29/2023 |  | 11/13/2023
Daikin Comfort Technologies Manufacturing, L.P. | Daikin | DPSA035A*BPCVE0B04500*0 |  | Voluntarily Certified | ACAirCoolAllPhase&gt;=240k&lt; | False | False |  |  |  |  | 10.4 |  | 17.3 | 13.2 | [6 empty] | 382000 | Electric Resistance Heating Or | 08/29/2023 |  | 11/13/2023
Daikin Comfort Technologies Manufacturing, L.P. | Daikin | DPSA035A*BPCVE0B04500*E |  | Voluntarily Certified | ACAirCoolAllPhase&gt;=240k&lt; | False | False |  |  |  |  | 10.3 |  | 17.2 | 13.2 | [6 empty] | 382000 | Electric Resistance Heating Or | 08/29/2023 |  | 11/13/2023
Daikin Comfort Technologies Manufacturing, L.P. | Daikin | DPSA035A*BPCVE0B04560*0 |  | Voluntarily Certified | ACAirCoolAllPhase&gt;=240k&lt; | False | False |  |  |  |  | 10.3 |  | 17.4 | 13.2 | [6 empty] | 380000 | Electric Resistance Heating Or | 08/29/2023 |  | 11/13/2023
Daikin Comfort Technologies Manufacturing, L.P. | Daikin | DPSA035A*BPCVE0B04560*E |  | Voluntarily Certified | ACAirCoolAllPhase&gt;=240k&lt; | False | False |  |  |  |  | 10.2 |  | 17.3 | 13.2 | [6 empty] | 380000 | Electric Resistance Heating Or | 08/29/2023 |  | 11/13/2023
Daikin Comfort Technologies Manufacturing, L.P. | Daikin | DPSA035A*BPCVF0B02450*0 |  | Voluntarily Certified | ACAirCoolAllPhase&gt;=240k&lt; | False | False |  |  |  |  | 10.1 |  | 18.1 | 13.2 | [6 empty] | 378000 | Electric Resistance Heating Or | 08/29/2023 |  | 11/13/2023
Daikin Comfort Technologies Manufacturing, L.P. | Daikin | DPSA035A*BPCVF0B02450*E |  | Voluntarily Certified | ACAirCoolAllPhase&gt;=240k&lt; | False | False |  |  |  |  | 10 |  | 18 | 13.2 | [6 empty] | 378000 | Electric Resistance Heating Or | 08/29/2023 |  | 11/13/2023
Daikin Comfort Technologies Manufacturing, L.P. | Daikin | DPSA035A*BPCVF0B02500*0 |  | Voluntarily Certified | ACAirCoolAllPhase&gt;=240k&lt; | False | False |  |  |  |  | 10.2 |  | 18.3 | 13.2 | [6 empty] | 378000 | Electric Resistance Heating Or | 08/29/2023 |  | 11/13/2023
Daikin Comfort Technologies Manufacturing, L.P. | Daikin | DPSA035A*BPCVF0B02500*E |  | Voluntarily Certified | ACAirCoolAllPhase&gt;=240k&lt; | False | False |  |  |  |  | 10.1 |  | 18.2 | 13.2 | [6 empty] | 378000 | Electric Resistance Heating Or | 08/29/2023 |  | 11/13/2023
Daikin Comfort Technologies Manufacturing, L.P. | Daikin | DPSA035A*BPCVF0B02560*0 |  | Voluntarily Certified | ACAirCoolAllPhase&gt;=240k&lt; | False | False |  |  |  |  | 10.5 |  | 18.6 | 13.2 | [6 empty] | 382000 | Electric Resistance Heating Or | 08/29/2023 |  | 11/13/2023
Daikin Comfort Technologies Manufacturing, L.P. | Daikin | DPSA035A*BPCVF0B02560*E |  | Voluntarily Certified | ACAirCoolAllPhase&gt;=240k&lt; | False | False |  |  |  |  | 10.4 |  | 18.5 | 13.2 | [6 empty] | 382000 | Electric Resistance Heating Or | 08/29/2023 |  | 11/13/2023
Daikin Comfort Technologies Manufacturing, L.P. | Daikin | DPSA035A*BPCVF0B02630*0 |  | Voluntarily Certified | ACAirCoolAllPhase&gt;=240k&lt; | False | False |  |  |  |  | 10.5 |  | 18.6 | 13.2 | [6 empty] | 382000 | Electric Resistance Heating Or | 08/29/2023 |  | 11/13/2023
Daikin Comfort Technologies Manufacturing, L.P. | Daikin | DPSA035A*BPCVF0B02630*E |  | Voluntarily Certified | ACAirCoolAllPhase&gt;=240k&lt; | False | False |  |  |  |  | 10.4 |  | 18.5 | 13.2 | [6 empty] | 382000 | Electric Resistance Heating Or | 08/29/2023 |  | 11/13/2023
Daikin Comfort Technologies Manufacturing, L.P. | Daikin | DPSA035A*BPCVF0B04355*0 |  | Voluntarily Certified | ACAirCoolAllPhase&gt;=240k&lt; | False | False |  |  |  |  | 10.2 |  | 18.2 | 13.2 | [6 empty] | 378000 | Electric Resistance Heating Or | 08/29/2023 |  | 11/13/2023
Daikin Comfort Technologies Manufacturing, L.P. | Daikin | DPSA035A*BPCVF0B04355*E |  | Voluntarily Certified | ACAirCoolAllPhase&gt;=240k&lt; | False | False |  |  |  |  | 10.1 |  | 18.1 | 13.2 | [6 empty] | 378000 | Electric Resistance Heating Or | 08/29/2023 |  | 11/13/2023
Daikin Comfort Technologies Manufacturing, L.P. | Daikin | DPSA035A*BPCVF0B04450*0 |  | Voluntarily Certified | ACAirCoolAllPhase&gt;=240k&lt; | False | False |  |  |  |  | 10.5 |  | 18.5 | 13.2 | [6 empty] | 380000 | Electric Resistance Heating Or | 08/29/2023 |  | 11/13/2023
Daikin Comfort Technologies Manufacturing, L.P. | Daikin | DPSA035A*BPCVF0B04450*E |  | Voluntarily Certified | ACAirCoolAllPhase&gt;=240k&lt; | False | False |  |  |  |  | 10.4 |  | 18.4 | 13.2 | [6 empty] | 380000 | Electric Resistance Heating Or | 08/29/2023 |  | 11/13/2023
Daikin Comfort Technologies Manufacturing, L.P. | Daikin | DPSA035A*BPCVF0B04500*0 |  | Voluntarily Certified | ACAirCoolAllPhase&gt;=240k&lt; | False | False |  |  |  |  | 10.6 |  | 18.4 | 13.2 | [6 empty] | 382000 | Electric Resistance Heating Or | 08/29/2023 |  | 11/13/2023
Daikin Comfort Technologies Manufacturing, L.P. | Daikin | DPSA035A*BPCVF0B04500*E |  | Voluntarily Certified | ACAirCoolAllPhase&gt;=240k&lt; | False | False |  |  |  |  | 10.5 |  | 18.3 | 13.2 | [6 empty] | 382000 | Electric Resistance Heating Or | 08/29/2023 |  | 11/13/2023
Daikin Comfort Technologies Manufacturing, L.P. | Daikin | DPSA035A*BPCVF0B04560*0 |  | Voluntarily Certified | ACAirCoolAllPhase&gt;=240k&lt; | False | False |  |  |  |  | 10.5 |  | 18.5 | 13.2 | [6 empty] | 380000 | Electric Resistance Heating Or | 08/29/2023 |  | 11/13/2023
Daikin Comfort Technologies Manufacturing, L.P. | Daikin | DPSA035A*BPCVF0B04560*E |  | Voluntarily Certified | ACAirCoolAllPhase&gt;=240k&lt; | False | False |  |  |  |  | 10.4 |  | 18.4 | 13.2 | [6 empty] | 380000 | Electric Resistance Heating Or | 08/29/2023 |  | 11/13/2023
Daikin Comfort Technologies Manufacturing, L.P. | Daikin | DPSA035A*BPDVE0B02450*0 |  | Voluntarily Certified | ACAirCoolAllPhase&gt;=240k&lt; | False | False |  |  |  |  | 10.1 |  | 17.2 | 13.2 | [6 empty] | 388000 | Electric Resistance Heating Or | 08/29/2023 |  | 11/13/2023
Daikin Comfort Technologies Manufacturing, L.P. | Daikin | DPSA035A*BPDVE0B02450*E |  | Voluntarily Certified | ACAirCoolAllPhase&gt;=240k&lt; | False | False |  |  |  |  | 10 |  | 17.1 | 13.2 | [6 empty] | 388000 | Electric Resistance Heating Or | 08/29/2023 |  | 11/13/2023
Daikin Comfort Technologies Manufacturing, L.P. | Daikin | DPSA035A*BPDVE0B02500*0 |  | Voluntarily Certified | ACAirCoolAllPhase&gt;=240k&lt; | False | False |  |  |  |  | 10.3 |  | 17.4 | 13.2 | [6 empty] | 390000 | Electric Resistance Heating Or | 08/29/2023 |  | 11/13/2023
Daikin Comfort Technologies Manufacturing, L.P. | Daikin | DPSA035A*BPDVE0B02500*E |  | Voluntarily Certified | ACAirCoolAllPhase&gt;=240k&lt; | False | False |  |  |  |  | 10.2 |  | 17.3 | 13.2 | [6 empty] | 390000 | Electric Resistance Heating Or | 08/29/2023 |  | 11/13/2023
Daikin Comfort Technologies Manufacturing, L.P. | Daikin | DPSA035A*BPDVE0B02560*0 |  | Voluntarily Certified | ACAirCoolAllPhase&gt;=240k&lt; | False | False |  |  |  |  | 10.5 |  | 17.7 | 13.2 | [6 empty] | 394000 | Electric Resistance Heating Or | 08/29/2023 |  | 11/13/2023
Daikin Comfort Technologies Manufacturing, L.P. | Daikin | DPSA035A*BPDVE0B02560*E |  | Voluntarily Certified | ACAirCoolAllPhase&gt;=240k&lt; | False | False |  |  |  |  | 10.4 |  | 17.6 | 13.2 | [6 empty] | 394000 | Electric Resistance Heating Or | 08/29/2023 |  | 11/13/2023
Daikin Comfort Technologies Manufacturing, L.P. | Daikin | DPSA035A*BPDVE0B02630*0 |  | Voluntarily Certified | ACAirCoolAllPhase&gt;=240k&lt; | False | False |  |  |  |  | 10.5 |  | 17.7 | 13.2 | [6 empty] | 394000 | Electric Resistance Heating Or | 08/29/2023 |  | 11/13/2023
Daikin Comfort Technologies Manufacturing, L.P. | Daikin | DPSA035A*BPDVE0B02630*E |  | Voluntarily Certified | ACAirCoolAllPhase&gt;=240k&lt; | False | False |  |  |  |  | 10.4 |  | 17.6 | 13.2 | [6 empty] | 394000 | Electric Resistance Heating Or | 08/29/2023 |  | 11/13/2023
Daikin Comfort Technologies Manufacturing, L.P. | Daikin | DPSA035A*BPDVE0B04355*0 |  | Voluntarily Certified | ACAirCoolAllPhase&gt;=240k&lt; | False | False |  |  |  |  | 10.2 |  | 17.3 | 13.2 | [6 empty] | 390000 | Electric Resistance Heating Or | 08/29/2023 |  | 11/13/2023
Daikin Comfort Technologies Manufacturing, L.P. | Daikin | DPSA035A*BPDVE0B04355*E |  | Voluntarily Certified | ACAirCoolAllPhase&gt;=240k&lt; | False | False |  |  |  |  | 10.1 |  | 17.2 | 13.2 | [6 empty] | 390000 | Electric Resistance Heating Or | 08/29/2023 |  | 11/13/2023
Daikin Comfort Technologies Manufacturing, L.P. | Daikin | DPSA035A*BPDVE0B04450*0 |  | Voluntarily Certified | ACAirCoolAllPhase&gt;=240k&lt; | False | False |  |  |  |  | 10.5 |  | 17.6 | 13.2 | [6 empty] | 392000 | Electric Resistance Heating Or | 08/29/2023 |  | 11/13/2023
Daikin Comfort Technologies Manufacturing, L.P. | Daikin | DPSA035A*BPDVE0B04450*E |  | Voluntarily Certified | ACAirCoolAllPhase&gt;=240k&lt; | False | False |  |  |  |  | 10.4 |  | 17.5 | 13.2 | [6 empty] | 392000 | Electric Resistance Heating Or | 08/29/2023 |  | 11/13/2023
Daikin Comfort Technologies Manufacturing, L.P. | Daikin | DPSA035A*BPDVE0B04500*0 |  | Voluntarily Certified | ACAirCoolAllPhase&gt;=240k&lt; | False | False |  |  |  |  | 10.6 |  | 17.5 | 13.2 | [6 empty] | 394000 | Electric Resistance Heating Or | 08/29/2023 |  | 11/13/2023
Daikin Comfort Technologies Manufacturing, L.P. | Daikin | DPSA035A*BPDVE0B04500*E |  | Voluntarily Certified | ACAirCoolAllPhase&gt;=240k&lt; | False | False |  |  |  |  | 10.5 |  | 17.4 | 13.2 | [6 empty] | 394000 | Electric Resistance Heating Or | 08/29/2023 |  | 11/13/2023
Daikin Comfort Technologies Manufacturing, L.P. | Daikin | DPSA035A*BPDVE0B04560*0 |  | Voluntarily Certified | ACAirCoolAllPhase&gt;=240k&lt; | False | False |  |  |  |  | 10.5 |  | 17.6 | 13.2 | [6 empty] | 392000 | Electric Resistance Heating Or | 08/29/2023 |  | 11/13/2023
Daikin Comfort Technologies Manufacturing, L.P. | Daikin | DPSA035A*BPDVE0B04560*E |  | Voluntarily Certified | ACAirCoolAllPhase&gt;=240k&lt; | False | False |  |  |  |  | 10.4 |  | 17.5 | 13.2 | [6 empty] | 392000 | Electric Resistance Heating Or | 08/29/2023 |  | 11/13/2023
Daikin Comfort Technologies Manufacturing, L.P. | Daikin | DPSA035A*BPDVF0B02450*0 |  | Voluntarily Certified | ACAirCoolAllPhase&gt;=240k&lt; | False | False |  |  |  |  | 10.3 |  | 18.3 | 13.2 | [6 empty] | 388000 | Electric Resistance Heating Or | 08/29/2023 |  | 11/13/2023
Daikin Comfort Technologies Manufacturing, L.P. | Daikin | DPSA035A*BPDVF0B02450*E |  | Voluntarily Certified | ACAirCoolAllPhase&gt;=240k&lt; | False | False |  |  |  |  | 10.2 |  | 18.2 | 13.2 | [6 empty] | 388000 | Electric Resistance Heating Or | 08/29/2023 |  | 11/13/2023
Daikin Comfort Technologies Manufacturing, L.P. | Daikin | DPSA035A*BPDVF0B02500*0 |  | Voluntarily Certified | ACAirCoolAllPhase&gt;=240k&lt; | False | False |  |  |  |  | 10.5 |  | 18.5 | 13.2 | [6 empty] | 390000 | Electric Resistance Heating Or | 08/29/2023 |  | 11/13/2023
Daikin Comfort Technologies Manufacturing, L.P. | Daikin | DPSA035A*BPDVF0B02500*E |  | Voluntarily Certified | ACAirCoolAllPhase&gt;=240k&lt; | False | False |  |  |  |  | 10.4 |  | 18.4 | 13.2 | [6 empty] | 390000 | Electric Resistance Heating Or | 08/29/2023 |  | 11/13/2023
Daikin Comfort Technologies Manufacturing, L.P. | Daikin | DPSA035A*BPDVF0B02560*0 |  | Voluntarily Certified | ACAirCoolAllPhase&gt;=240k&lt; | False | False |  |  |  |  | 10.7 |  | 18.8 | 13.2 | [6 empty] | 394000 | Electric Resistance Heating Or | 08/29/2023 |  | 11/13/2023
Daikin Comfort Technologies Manufacturing, L.P. | Daikin | DPSA035A*BPDVF0B02560*E |  | Voluntarily Certified | ACAirCoolAllPhase&gt;=240k&lt; | False | False |  |  |  |  | 10.6 |  | 18.7 | 13.2 | [6 empty] | 394000 | Electric Resistance Heating Or | 08/29/2023 |  | 11/13/2023
Daikin Comfort Technologies Manufacturing, L.P. | Daikin | DPSA035A*BPDVF0B02630*0 |  | Voluntarily Certified | ACAirCoolAllPhase&gt;=240k&lt; | False | False |  |  |  |  | 10.7 |  | 18.8 | 13.2 | [6 empty] | 394000 | Electric Resistance Heating Or | 08/29/2023 |  | 11/13/2023
Daikin Comfort Technologies Manufacturing, L.P. | Daikin | DPSA035A*BPDVF0B02630*E |  | Voluntarily Certified | ACAirCoolAllPhase&gt;=240k&lt; | False | False |  |  |  |  | 10.6 |  | 18.7 | 13.2 | [6 empty] | 394000 | Electric Resistance Heating Or | 08/29/2023 |  | 11/13/2023
Daikin Comfort Technologies Manufacturing, L.P. | Daikin | DPSA035A*BPDVF0B04355*0 |  | Voluntarily Certified | ACAirCoolAllPhase&gt;=240k&lt; | False | False |  |  |  |  | 10.4 |  | 18.4 | 13.2 | [6 empty] | 390000 | Electric Resistance Heating Or | 08/29/2023 |  | 11/13/2023
Daikin Comfort Technologies Manufacturing, L.P. | Daikin | DPSA035A*BPDVF0B04355*E |  | Voluntarily Certified | ACAirCoolAllPhase&gt;=240k&lt; | False | False |  |  |  |  | 10.3 |  | 18.3 | 13.2 | [6 empty] | 390000 | Electric Resistance Heating Or | 08/29/2023 |  | 11/13/2023
Daikin Comfort Technologies Manufacturing, L.P. | Daikin | DPSA035A*BPDVF0B04450*0 |  | Voluntarily Certified | ACAirCoolAllPhase&gt;=240k&lt; | False | False |  |  |  |  | 10.7 |  | 18.7 | 13.2 | [6 empty] | 392000 | Electric Resistance Heating Or | 08/29/2023 |  | 11/13/2023
Daikin Comfort Technologies Manufacturing, L.P. | Daikin | DPSA035A*BPDVF0B04450*E |  | Voluntarily Certified | ACAirCoolAllPhase&gt;=240k&lt; | False | False |  |  |  |  | 10.6 |  | 18.6 | 13.2 | [6 empty] | 392000 | Electric Resistance Heating Or | 08/29/2023 |  | 11/13/2023
Daikin Comfort Technologies Manufacturing, L.P. | Daikin | DPSA035A*BPDVF0B04500*0 |  | Voluntarily Certified | ACAirCoolAllPhase&gt;=240k&lt; | False | False |  |  |  |  | 10.8 |  | 18.6 | 13.2 | [6 empty] | 394000 | Electric Resistance Heating Or | 08/29/2023 |  | 11/13/2023
Daikin Comfort Technologies Manufacturing, L.P. | Daikin | DPSA035A*BPDVF0B04500*E |  | Voluntarily Certified | ACAirCoolAllPhase&gt;=240k&lt; | False | False |  |  |  |  | 10.7 |  | 18.5 | 13.2 | [6 empty] | 394000 | Electric Resistance Heating Or | 08/29/2023 |  | 11/13/2023
Daikin Comfort Technologies Manufacturing, L.P. | Daikin | DPSA035A*BPDVF0B04560*0 |  | Voluntarily Certified | ACAirCoolAllPhase&gt;=240k&lt; | False | False |  |  |  |  | 10.7 |  | 18.7 | 13.2 | [6 empty] | 392000 | Electric Resistance Heating Or | 08/29/2023 |  | 11/13/2023
Daikin Comfort Technologies Manufacturing, L.P. | Daikin | DPSA035A*BPDVF0B04560*E |  | Voluntarily Certified | ACAirCoolAllPhase&gt;=240k&lt; | False | False |  |  |  |  | 10.6 |  | 18.6 | 13.2 | [6 empty] | 392000 | Electric Resistance Heating Or | 08/29/2023 |  | 11/13/2023
Daikin Comfort Technologies Manufacturing, L.P. | Daikin | DPSA035A*BSAS*0B02450*0 |  | Voluntarily Certified | ACAirCoolAllPhase&gt;=240k&lt; | False | False |  |  |  |  | 10.7 |  | 15.3 | 13.2 | [6 empty] | 382000 | Electric Resistance Heating Or | 08/29/2023 |  | 11/13/2023
Daikin Comfort Technologies Manufacturing, L.P. | Daikin | DPSA035A*BSAS*0B02450*E |  | Voluntarily Certified | ACAirCoolAllPhase&gt;=240k&lt; | False | False |  |  |  |  | 10.6 |  | 15.2 | 13.2 | [6 empty] | 382000 | Electric Resistance Heating Or | 08/29/2023 |  | 11/13/2023
Daikin Comfort Technologies Manufacturing, L.P. | Daikin | DPSA035A*BSAS*0B02500*0 |  | Voluntarily Certified | ACAirCoolAllPhase&gt;=240k&lt; | False | False |  |  |  |  | 10.9 |  | 15.4 | 13.2 | [6 empty] | 384000 | Electric Resistance Heating Or | 08/29/2023 |  | 11/13/2023
Daikin Comfort Technologies Manufacturing, L.P. | Daikin | DPSA035A*BSAS*0B02500*E |  | Voluntarily Certified | ACAirCoolAllPhase&gt;=240k&lt; | False | False |  |  |  |  | 10.8 |  | 15.3 | 13.2 | [6 empty] | 384000 | Electric Resistance Heating Or | 08/29/2023 |  | 11/13/2023
Daikin Comfort Technologies Manufacturing, L.P. | Daikin | DPSA035A*BSAS*0B02560*0 |  | Voluntarily Certified | ACAirCoolAllPhase&gt;=240k&lt; | False | False |  |  |  |  | 11.2 |  | 15.7 | 13.2 | [6 empty] | 386000 | Electric Resistance Heating Or | 08/29/2023 |  | 11/13/2023
Daikin Comfort Technologies Manufacturing, L.P. | Daikin | DPSA035A*BSAS*0B02560*E |  | Voluntarily Certified | ACAirCoolAllPhase&gt;=240k&lt; | False | False |  |  |  |  | 11.1 |  | 15.6 | 13.2 | [6 empty] | 386000 | Electric Resistance Heating Or | 08/29/2023 |  | 11/13/2023
Daikin Comfort Technologies Manufacturing, L.P. | Daikin | DPSA035A*BSAS*0B02630*0 |  | Voluntarily Certified | ACAirCoolAllPhase&gt;=240k&lt; | False | False |  |  |  |  | 11.2 |  | 15.7 | 13.2 | [6 empty] | 386000 | Electric Resistance Heating Or | 08/29/2023 |  | 11/13/2023
Daikin Comfort Technologies Manufacturing, L.P. | Daikin | DPSA035A*BSAS*0B02630*E |  | Voluntarily Certified | ACAirCoolAllPhase&gt;=240k&lt; | False | False |  |  |  |  | 11.1 |  | 15.6 | 13.2 | [6 empty] | 386000 | Electric Resistance Heating Or | 08/29/2023 |  | 11/13/2023
Daikin Comfort Technologies Manufacturing, L.P. | Daikin | DPSA035A*BSAS*0B04355*0 |  | Voluntarily Certified | ACAirCoolAllPhase&gt;=240k&lt; | False | False |  |  |  |  | 10.9 |  | 15.4 | 13.2 | [6 empty] | 384000 | Electric Resistance Heating Or | 08/29/2023 |  | 11/13/2023
Daikin Comfort Technologies Manufacturing, L.P. | Daikin | DPSA035A*BSAS*0B04355*E |  | Voluntarily Certified | ACAirCoolAllPhase&gt;=240k&lt; | False | False |  |  |  |  | 10.8 |  | 15.3 | 13.2 | [6 empty] | 384000 | Electric Resistance Heating Or | 08/29/2023 |  | 11/13/2023
Daikin Comfort Technologies Manufacturing, L.P. | Daikin | DPSA035A*BSAS*0B04450*0 |  | Voluntarily Certified | ACAirCoolAllPhase&gt;=240k&lt; | False | False |  |  |  |  | 11.2 |  | 15.6 | 13.2 | [6 empty] | 386000 | Electric Resistance Heating Or | 08/29/2023 |  | 11/13/2023
Daikin Comfort Technologies Manufacturing, L.P. | Daikin | DPSA035A*BSAS*0B04450*E |  | Voluntarily Certified | ACAirCoolAllPhase&gt;=240k&lt; | False | False |  |  |  |  | 11.1 |  | 15.5 | 13.2 | [6 empty] | 386000 | Electric Resistance Heating Or | 08/29/2023 |  | 11/13/2023
Daikin Comfort Technologies Manufacturing, L.P. | Daikin | DPSA035A*BSAS*0B04500*0 |  | Voluntarily Certified | ACAirCoolAllPhase&gt;=240k&lt; | False | False |  |  |  |  | 11.3 |  | 15.7 | 13.2 | [6 empty] | 388000 | Electric Resistance Heating Or | 08/29/2023 |  | 11/13/2023
Daikin Comfort Technologies Manufacturing, L.P. | Daikin | DPSA035A*BSAS*0B04500*E |  | Voluntarily Certified | ACAirCoolAllPhase&gt;=240k&lt; | False | False |  |  |  |  | 11.2 |  | 15.6 | 13.2 | [6 empty] | 388000 | Electric Resistance Heating Or | 08/29/2023 |  | 11/13/2023
Daikin Comfort Technologies Manufacturing, L.P. | Daikin | DPSA035A*BSAS*0B04560*0 |  | Voluntarily Certified | ACAirCoolAllPhase&gt;=240k&lt; | False | False |  |  |  |  | 11.2 |  | 15.7 | 13.2 | [6 empty] | 386000 | Electric Resistance Heating Or | 08/29/2023 |  | 11/13/2023
Daikin Comfort Technologies Manufacturing, L.P. | Daikin | DPSA035A*BSAS*0B04560*E |  | Voluntarily Certified | ACAirCoolAllPhase&gt;=240k&lt; | False | False |  |  |  |  | 11.1 |  | 15.6 | 13.2 | [6 empty] | 386000 | Electric Resistance Heating Or | 08/29/2023 |  | 11/13/2023
Daikin Comfort Technologies Manufacturing, L.P. | Daikin | DPSA035A*BSASA0B02450*0 |  | Voluntarily Certified | ACAirCoolAllPhase&gt;=240k&lt; | False | False |  |  |  |  | 10.8 |  | 15.2 | 13.2 | [6 empty] | 382000 | Electric Resistance Heating Or | 08/29/2023 |  | 11/13/2023
Daikin Comfort Technologies Manufacturing, L.P. | Daikin | DPSA035A*BSASA0B02450*E |  | Voluntarily Certified | ACAirCoolAllPhase&gt;=240k&lt; | False | False |  |  |  |  | 10.7 |  | 15.1 | 13.2 | [6 empty] | 382000 | Electric Resistance Heating Or | 08/29/2023 |  | 11/13/2023
Daikin Comfort Technologies Manufacturing, L.P. | Daikin | DPSA035A*BSASA0B02500*0 |  | Voluntarily Certified | ACAirCoolAllPhase&gt;=240k&lt; | False | False |  |  |  |  | 11 |  | 15.1 | 13.2 | [6 empty] | 384000 | Electric Resistance Heating Or | 08/29/2023 |  | 11/13/2023
Daikin Comfort Technologies Manufacturing, L.P. | Daikin | DPSA035A*BSASA0B02500*E |  | Voluntarily Certified | ACAirCoolAllPhase&gt;=240k&lt; | False | False |  |  |  |  | 10.9 |  | 15 | 13.2 | [6 empty] | 384000 | Electric Resistance Heating Or | 08/29/2023 |  | 11/13/2023
Daikin Comfort Technologies Manufacturing, L.P. | Daikin | DPSA035A*BSASA0B02560*0 |  | Voluntarily Certified | ACAirCoolAllPhase&gt;=240k&lt; | False | False |  |  |  |  | 11.3 |  | 15.1 | 13.2 | [6 empty] | 386000 | Electric Resistance Heating Or | 08/29/2023 |  | 11/13/2023
Daikin Comfort Technologies Manufacturing, L.P. | Daikin | DPSA035A*BSASA0B02560*E |  | Voluntarily Certified | ACAirCoolAllPhase&gt;=240k&lt; | False | False |  |  |  |  | 11.2 |  | 15 | 13.2 | [6 empty] | 386000 | Electric Resistance Heating Or | 08/29/2023 |  | 11/13/2023
Daikin Comfort Technologies Manufacturing, L.P. | Daikin | DPSA035A*BSASA0B02630*0 |  | Voluntarily Certified | ACAirCoolAllPhase&gt;=240k&lt; | False | False |  |  |  |  | 11.3 |  | 15.1 | 13.2 | [6 empty] | 386000 | Electric Resistance Heating Or | 08/29/2023 |  | 11/13/2023
Daikin Comfort Technologies Manufacturing, L.P. | Daikin | DPSA035A*BSASA0B02630*E |  | Voluntarily Certified | ACAirCoolAllPhase&gt;=240k&lt; | False | False |  |  |  |  | 11.2 |  | 15 | 13.2 | [6 empty] | 386000 | Electric Resistance Heating Or | 08/29/2023 |  | 11/13/2023
Daikin Comfort Technologies Manufacturing, L.P. | Daikin | DPSA035A*BSASA0B04355*0 |  | Voluntarily Certified | ACAirCoolAllPhase&gt;=240k&lt; | False | False |  |  |  |  | 10.9 |  | 15.1 | 13.2 | [6 empty] | 384000 | Electric Resistance Heating Or | 08/29/2023 |  | 11/13/2023
Daikin Comfort Technologies Manufacturing, L.P. | Daikin | DPSA035A*BSASA0B04355*E |  | Voluntarily Certified | ACAirCoolAllPhase&gt;=240k&lt; | False | False |  |  |  |  | 10.8 |  | 15 | 13.2 | [6 empty] | 384000 | Electric Resistance Heating Or | 08/29/2023 |  | 11/13/2023
Daikin Comfort Technologies Manufacturing, L.P. | Daikin | DPSA035A*BSASA0B04450*0 |  | Voluntarily Certified | ACAirCoolAllPhase&gt;=240k&lt; | False | False |  |  |  |  | 11.2 |  | 15.1 | 13.2 | [6 empty] | 386000 | Electric Resistance Heating Or | 08/29/2023 |  | 11/13/2023
Daikin Comfort Technologies Manufacturing, L.P. | Daikin | DPSA035A*BSASA0B04450*E |  | Voluntarily Certified | ACAirCoolAllPhase&gt;=240k&lt; | False | False |  |  |  |  | 11.1 |  | 15 | 13.2 | [6 empty] | 386000 | Electric Resistance Heating Or | 08/29/2023 |  | 11/13/2023
Daikin Comfort Technologies Manufacturing, L.P. | Daikin | DPSA035A*BSASA0B04500*0 |  | Voluntarily Certified | ACAirCoolAllPhase&gt;=240k&lt; | False | False |  |  |  |  | 11.3 |  | 15.1 | 13.2 | [6 empty] | 388000 | Electric Resistance Heating Or | 08/29/2023 |  | 11/13/2023
Daikin Comfort Technologies Manufacturing, L.P. | Daikin | DPSA035A*BSASA0B04500*E |  | Voluntarily Certified | ACAirCoolAllPhase&gt;=240k&lt; | False | False |  |  |  |  | 11.2 |  | 15 | 13.2 | [6 empty] | 388000 | Electric Resistance Heating Or | 08/29/2023 |  | 11/13/2023
Daikin Comfort Technologies Manufacturing, L.P. | Daikin | DPSA035A*BSASA0B04560*0 |  | Voluntarily Certified | ACAirCoolAllPhase&gt;=240k&lt; | False | False |  |  |  |  | 11.3 |  | 15.1 | 13.2 | [6 empty] | 386000 | Electric Resistance Heating Or | 08/29/2023 |  | 11/13/2023
Daikin Comfort Technologies Manufacturing, L.P. | Daikin | DPSA035A*BSASA0B04560*E |  | Voluntarily Certified | ACAirCoolAllPhase&gt;=240k&lt; | False | False |  |  |  |  | 11.2 |  | 15 | 13.2 | [6 empty] | 386000 | Electric Resistance Heating Or | 08/29/2023 |  | 11/13/2023
Daikin Comfort Technologies Manufacturing, L.P. | Daikin | DPSA035A*BSASB0B02450*0 |  | Voluntarily Certified | ACAirCoolAllPhase&gt;=240k&lt; | False | False |  |  |  |  | 10.8 |  | 15.2 | 13.2 | [6 empty] | 382000 | Electric Resistance Heating Or | 08/29/2023 |  | 11/13/2023
Daikin Comfort Technologies Manufacturing, L.P. | Daikin | DPSA035A*BSASB0B02450*E |  | Voluntarily Certified | ACAirCoolAllPhase&gt;=240k&lt; | False | False |  |  |  |  | 10.7 |  | 15.1 | 13.2 | [6 empty] | 382000 | Electric Resistance Heating Or | 08/29/2023 |  | 11/13/2023
Daikin Comfort Technologies Manufacturing, L.P. | Daikin | DPSA035A*BSASB0B02500*0 |  | Voluntarily Certified | ACAirCoolAllPhase&gt;=240k&lt; | False | False |  |  |  |  | 11 |  | 15.1 | 13.2 | [6 empty] | 384000 | Electric Resistance Heating Or | 08/29/2023 |  | 11/13/2023
Daikin Comfort Technologies Manufacturing, L.P. | Daikin | DPSA035A*BSASB0B02500*E |  | Voluntarily Certified | ACAirCoolAllPhase&gt;=240k&lt; | False | False |  |  |  |  | 10.9 |  | 15 | 13.2 | [6 empty] | 384000 | Electric Resistance Heating Or | 08/29/2023 |  | 11/13/2023
Daikin Comfort Technologies Manufacturing, L.P. | Daikin | DPSA035A*BSASB0B02560*0 |  | Voluntarily Certified | ACAirCoolAllPhase&gt;=240k&lt; | False | False |  |  |  |  | 11.3 |  | 15.1 | 13.2 | [6 empty] | 386000 | Electric Resistance Heating Or | 08/29/2023 |  | 11/13/2023
Daikin Comfort Technologies Manufacturing, L.P. | Daikin | DPSA035A*BSASB0B02560*E |  | Voluntarily Certified | ACAirCoolAllPhase&gt;=240k&lt; | False | False |  |  |  |  | 11.2 |  | 15 | 13.2 | [6 empty] | 386000 | Electric Resistance Heating Or | 08/29/2023 |  | 11/13/2023
Daikin Comfort Technologies Manufacturing, L.P. | Daikin | DPSA035A*BSASB0B02630*0 |  | Voluntarily Certified | ACAirCoolAllPhase&gt;=240k&lt; | False | False |  |  |  |  | 11.3 |  | 15.1 | 13.2 | [6 empty] | 386000 | Electric Resistance Heating Or | 08/29/2023 |  | 11/13/2023
Daikin Comfort Technologies Manufacturing, L.P. | Daikin | DPSA035A*BSASB0B02630*E |  | Voluntarily Certified | ACAirCoolAllPhase&gt;=240k&lt; | False | False |  |  |  |  | 11.2 |  | 15 | 13.2 | [6 empty] | 386000 | Electric Resistance Heating Or | 08/29/2023 |  | 11/13/2023
Daikin Comfort Technologies Manufacturing, L.P. | Daikin | DPSA035A*BSASB0B04355*0 |  | Voluntarily Certified | ACAirCoolAllPhase&gt;=240k&lt; | False | False |  |  |  |  | 10.9 |  | 15.1 | 13.2 | [6 empty] | 384000 | Electric Resistance Heating Or | 08/29/2023 |  | 11/13/2023
Daikin Comfort Technologies Manufacturing, L.P. | Daikin | DPSA035A*BSASB0B04355*E |  | Voluntarily Certified | ACAirCoolAllPhase&gt;=240k&lt; | False | False |  |  |  |  | 10.8 |  | 15 | 13.2 | [6 empty] | 384000 | Electric Resistance Heating Or | 08/29/2023 |  | 11/13/2023
Daikin Comfort Technologies Manufacturing, L.P. | Daikin | DPSA035A*BSASB0B04450*0 |  | Voluntarily Certified | ACAirCoolAllPhase&gt;=240k&lt; | False | False |  |  |  |  | 11.2 |  | 15.1 | 13.2 | [6 empty] | 386000 | Electric Resistance Heating Or | 08/29/2023 |  | 11/13/2023
Daikin Comfort Technologies Manufacturing, L.P. | Daikin | DPSA035A*BSASB0B04450*E |  | Voluntarily Certified | ACAirCoolAllPhase&gt;=240k&lt; | False | False |  |  |  |  | 11.1 |  | 15 | 13.2 | [6 empty] | 386000 | Electric Resistance Heating Or | 08/29/2023 |  | 11/13/2023
Daikin Comfort Technologies Manufacturing, L.P. | Daikin | DPSA035A*BSASB0B04500*0 |  | Voluntarily Certified | ACAirCoolAllPhase&gt;=240k&lt; | False | False |  |  |  |  | 11.3 |  | 15.1 | 13.2 | [6 empty] | 388000 | Electric Resistance Heating Or | 08/29/2023 |  | 11/13/2023
Daikin Comfort Technologies Manufacturing, L.P. | Daikin | DPSA035A*BSASB0B04500*E |  | Voluntarily Certified | ACAirCoolAllPhase&gt;=240k&lt; | False | False |  |  |  |  | 11.2 |  | 15 | 13.2 | [6 empty] | 388000 | Electric Resistance Heating Or | 08/29/2023 |  | 11/13/2023
Daikin Comfort Technologies Manufacturing, L.P. | Daikin | DPSA035A*BSASB0B04560*0 |  | Voluntarily Certified | ACAirCoolAllPhase&gt;=240k&lt; | False | False |  |  |  |  | 11.3 |  | 15.1 | 13.2 | [6 empty] | 386000 | Electric Resistance Heating Or | 08/29/2023 |  | 11/13/2023
Daikin Comfort Technologies Manufacturing, L.P. | Daikin | DPSA035A*BSASB0B04560*E |  | Voluntarily Certified | ACAirCoolAllPhase&gt;=240k&lt; | False | False |  |  |  |  | 11.2 |  | 15 | 13.2 | [6 empty] | 386000 | Electric Resistance Heating Or | 08/29/2023 |  | 11/13/2023
Daikin Comfort Technologies Manufacturing, L.P. | Daikin | DPSA035A*BSBS*0B02450*0 |  | Voluntarily Certified | ACAirCoolAllPhase&gt;=240k&lt; | False | False |  |  |  |  | 11 |  | 15.5 | 13.2 | [6 empty] | 396000 | Electric Resistance Heating Or | 08/29/2023 |  | 11/13/2023
Daikin Comfort Technologies Manufacturing, L.P. | Daikin | DPSA035A*BSBS*0B02450*E |  | Voluntarily Certified | ACAirCoolAllPhase&gt;=240k&lt; | False | False |  |  |  |  | 10.9 |  | 15.4 | 13.2 | [6 empty] | 396000 | Electric Resistance Heating Or | 08/29/2023 |  | 11/13/2023
Daikin Comfort Technologies Manufacturing, L.P. | Daikin | DPSA035A*BSBS*0B02500*0 |  | Voluntarily Certified | ACAirCoolAllPhase&gt;=240k&lt; | False | False |  |  |  |  | 11.2 |  | 15.7 | 13.2 | [6 empty] | 396000 | Electric Resistance Heating Or | 08/29/2023 |  | 11/13/2023
Daikin Comfort Technologies Manufacturing, L.P. | Daikin | DPSA035A*BSBS*0B02500*E |  | Voluntarily Certified | ACAirCoolAllPhase&gt;=240k&lt; | False | False |  |  |  |  | 11.1 |  | 15.6 | 13.2 | [6 empty] | 396000 | Electric Resistance Heating Or | 08/29/2023 |  | 11/13/2023
Daikin Comfort Technologies Manufacturing, L.P. | Daikin | DPSA035A*BSBS*0B02560*0 |  | Voluntarily Certified | ACAirCoolAllPhase&gt;=240k&lt; | False | False |  |  |  |  | 11.5 |  | 16 | 13.2 | [6 empty] | 400000 | Electric Resistance Heating Or | 08/29/2023 |  | 11/13/2023
Daikin Comfort Technologies Manufacturing, L.P. | Daikin | DPSA035A*BSBS*0B02560*E |  | Voluntarily Certified | ACAirCoolAllPhase&gt;=240k&lt; | False | False |  |  |  |  | 11.4 |  | 15.9 | 13.2 | [6 empty] | 400000 | Electric Resistance Heating Or | 08/29/2023 |  | 11/13/2023
Daikin Comfort Technologies Manufacturing, L.P. | Daikin | DPSA035A*BSBS*0B02630*0 |  | Voluntarily Certified | ACAirCoolAllPhase&gt;=240k&lt; | False | False |  |  |  |  | 11.4 |  | 16 | 13.2 | [6 empty] | 400000 | Electric Resistance Heating Or | 08/29/2023 |  | 11/13/2023
Daikin Comfort Technologies Manufacturing, L.P. | Daikin | DPSA035A*BSBS*0B02630*E |  | Voluntarily Certified | ACAirCoolAllPhase&gt;=240k&lt; | False | False |  |  |  |  | 11.3 |  | 15.9 | 13.2 | [6 empty] | 400000 | Electric Resistance Heating Or | 08/29/2023 |  | 11/13/2023
Daikin Comfort Technologies Manufacturing, L.P. | Daikin | DPSA035A*BSBS*0B04355*0 |  | Voluntarily Certified | ACAirCoolAllPhase&gt;=240k&lt; | False | False |  |  |  |  | 11.1 |  | 15.7 | 13.2 | [6 empty] | 396000 | Electric Resistance Heating Or | 08/29/2023 |  | 11/13/2023
Daikin Comfort Technologies Manufacturing, L.P. | Daikin | DPSA035A*BSBS*0B04355*E |  | Voluntarily Certified | ACAirCoolAllPhase&gt;=240k&lt; | False | False |  |  |  |  | 11 |  | 15.6 | 13.2 | [6 empty] | 396000 | Electric Resistance Heating Or | 08/29/2023 |  | 11/13/2023
Daikin Comfort Technologies Manufacturing, L.P. | Daikin | DPSA035A*BSBS*0B04450*0 |  | Voluntarily Certified | ACAirCoolAllPhase&gt;=240k&lt; | False | False |  |  |  |  | 11.4 |  | 15.9 | 13.2 | [6 empty] | 398000 | Electric Resistance Heating Or | 08/29/2023 |  | 11/13/2023
Daikin Comfort Technologies Manufacturing, L.P. | Daikin | DPSA035A*BSBS*0B04450*E |  | Voluntarily Certified | ACAirCoolAllPhase&gt;=240k&lt; | False | False |  |  |  |  | 11.3 |  | 15.8 | 13.2 | [6 empty] | 398000 | Electric Resistance Heating Or | 08/29/2023 |  | 11/13/2023
Daikin Comfort Technologies Manufacturing, L.P. | Daikin | DPSA035A*BSBS*0B04500*0 |  | Voluntarily Certified | ACAirCoolAllPhase&gt;=240k&lt; | False | False |  |  |  |  | 11.5 |  | 16 | 13.2 | [6 empty] | 400000 | Electric Resistance Heating Or | 08/29/2023 |  | 11/13/2023
Daikin Comfort Technologies Manufacturing, L.P. | Daikin | DPSA035A*BSBS*0B04500*E |  | Voluntarily Certified | ACAirCoolAllPhase&gt;=240k&lt; | False | False |  |  |  |  | 11.4 |  | 15.9 | 13.2 | [6 empty] | 400000 | Electric Resistance Heating Or | 08/29/2023 |  | 11/13/2023
Daikin Comfort Technologies Manufacturing, L.P. | Daikin | DPSA035A*BSBS*0B04560*0 |  | Voluntarily Certified | ACAirCoolAllPhase&gt;=240k&lt; | False | False |  |  |  |  | 11.4 |  | 15.9 | 13.2 | [6 empty] | 400000 | Electric Resistance Heating Or | 08/29/2023 |  | 11/13/2023
Daikin Comfort Technologies Manufacturing, L.P. | Daikin | DPSA035A*BSBS*0B04560*E |  | Voluntarily Certified | ACAirCoolAllPhase&gt;=240k&lt; | False | False |  |  |  |  | 11.3 |  | 15.8 | 13.2 | [6 empty] | 400000 | Electric Resistance Heating Or | 08/29/2023 |  | 11/13/2023
Daikin Comfort Technologies Manufacturing, L.P. | Daikin | DPSA035A*BSBSA0B02450*0 |  | Voluntarily Certified | ACAirCoolAllPhase&gt;=240k&lt; | False | False |  |  |  |  | 11 |  | 15 | 13.2 | [6 empty] | 396000 | Electric Resistance Heating Or | 08/29/2023 |  | 11/13/2023
Daikin Comfort Technologies Manufacturing, L.P. | Daikin | DPSA035A*BSBSA0B02450*E |  | Voluntarily Certified | ACAirCoolAllPhase&gt;=240k&lt; | False | False |  |  |  |  | 10.9 |  | 14.9 | 13.2 | [6 empty] | 396000 | Electric Resistance Heating Or | 08/29/2023 |  | 11/13/2023
Daikin Comfort Technologies Manufacturing, L.P. | Daikin | DPSA035A*BSBSA0B02500*0 |  | Voluntarily Certified | ACAirCoolAllPhase&gt;=240k&lt; | False | False |  |  |  |  | 11.2 |  | 15.1 | 13.2 | [6 empty] | 396000 | Electric Resistance Heating Or | 08/29/2023 |  | 11/13/2023
Daikin Comfort Technologies Manufacturing, L.P. | Daikin | DPSA035A*BSBSA0B02500*E |  | Voluntarily Certified | ACAirCoolAllPhase&gt;=240k&lt; | False | False |  |  |  |  | 11.1 |  | 15 | 13.2 | [6 empty] | 396000 | Electric Resistance Heating Or | 08/29/2023 |  | 11/13/2023
Daikin Comfort Technologies Manufacturing, L.P. | Daikin | DPSA035A*BSBSA0B02560*0 |  | Voluntarily Certified | ACAirCoolAllPhase&gt;=240k&lt; | False | False |  |  |  |  | 11.5 |  | 15.4 | 13.2 | [6 empty] | 400000 | Electric Resistance Heating Or | 08/29/2023 |  | 11/13/2023
Daikin Comfort Technologies Manufacturing, L.P. | Daikin | DPSA035A*BSBSA0B02560*E |  | Voluntarily Certified | ACAirCoolAllPhase&gt;=240k&lt; | False | False |  |  |  |  | 11.4 |  | 15.3 | 13.2 | [6 empty] | 400000 | Electric Resistance Heating Or | 08/29/2023 |  | 11/13/2023
Daikin Comfort Technologies Manufacturing, L.P. | Daikin | DPSA035A*BSBSA0B02630*0 |  | Voluntarily Certified | ACAirCoolAllPhase&gt;=240k&lt; | False | False |  |  |  |  | 11.5 |  | 15.4 | 13.2 | [6 empty] | 400000 | Electric Resistance Heating Or | 08/29/2023 |  | 11/13/2023
Daikin Comfort Technologies Manufacturing, L.P. | Daikin | DPSA035A*BSBSA0B02630*E |  | Voluntarily Certified | ACAirCoolAllPhase&gt;=240k&lt; | False | False |  |  |  |  | 11.4 |  | 15.3 | 13.2 | [6 empty] | 400000 | Electric Resistance Heating Or | 08/29/2023 |  | 11/13/2023
Daikin Comfort Technologies Manufacturing, L.P. | Daikin | DPSA035A*BSBSA0B04355*0 |  | Voluntarily Certified | ACAirCoolAllPhase&gt;=240k&lt; | False | False |  |  |  |  | 11.2 |  | 15.1 | 13.2 | [6 empty] | 396000 | Electric Resistance Heating Or | 08/29/2023 |  | 11/13/2023
Daikin Comfort Technologies Manufacturing, L.P. | Daikin | DPSA035A*BSBSA0B04355*E |  | Voluntarily Certified | ACAirCoolAllPhase&gt;=240k&lt; | False | False |  |  |  |  | 11.1 |  | 15 | 13.2 | [6 empty] | 396000 | Electric Resistance Heating Or | 08/29/2023 |  | 11/13/2023
Daikin Comfort Technologies Manufacturing, L.P. | Daikin | DPSA035A*BSBSA0B04450*E |  | Voluntarily Certified | ACAirCoolAllPhase&gt;=240k&lt; | False | False |  |  |  |  | 11.3 |  | 15.2 | 13.2 | [6 empty] | 398000 | Electric Resistance Heating Or | 08/29/2023 |  | 11/13/2023
Daikin Comfort Technologies Manufacturing, L.P. | Daikin | DPSA035A*BSBSA0B04500*0 |  | Voluntarily Certified | ACAirCoolAllPhase&gt;=240k&lt; | False | False |  |  |  |  | 11.6 |  | 15.4 | 13.2 | [6 empty] | 400000 | Electric Resistance Heating Or | 08/29/2023 |  | 11/13/2023
Daikin Comfort Technologies Manufacturing, L.P. | Daikin | DPSA035A*BSBSA0B04500*E |  | Voluntarily Certified | ACAirCoolAllPhase&gt;=240k&lt; | False | False |  |  |  |  | 11.5 |  | 15.3 | 13.2 | [6 empty] | 400000 | Electric Resistance Heating Or | 08/29/2023 |  | 11/13/2023
Daikin Comfort Technologies Manufacturing, L.P. | Daikin | DPSA035A*BSBSA0B04560*0 |  | Voluntarily Certified | ACAirCoolAllPhase&gt;=240k&lt; | False | False |  |  |  |  | 11.5 |  | 15.4 | 13.2 | [6 empty] | 400000 | Electric Resistance Heating Or | 08/29/2023 |  | 11/13/2023
Daikin Comfort Technologies Manufacturing, L.P. | Daikin | DPSA035A*BSBSA0B04560*E |  | Voluntarily Certified | ACAirCoolAllPhase&gt;=240k&lt; | False | False |  |  |  |  | 11.4 |  | 15.3 | 13.2 | [6 empty] | 400000 | Electric Resistance Heating Or | 08/29/2023 |  | 11/13/2023
Daikin Comfort Technologies Manufacturing, L.P. | Daikin | DPSA035A*BSBSB0B02450*0 |  | Voluntarily Certified | ACAirCoolAllPhase&gt;=240k&lt; | False | False |  |  |  |  | 11 |  | 15 | 13.2 | [6 empty] | 396000 | Electric Resistance Heating Or | 08/29/2023 |  | 11/13/2023
Daikin Comfort Technologies Manufacturing, L.P. | Daikin | DPSA035A*BSBSB0B02450*E |  | Voluntarily Certified | ACAirCoolAllPhase&gt;=240k&lt; | False | False |  |  |  |  | 10.9 |  | 14.9 | 13.2 | [6 empty] | 396000 | Electric Resistance Heating Or | 08/29/2023 |  | 11/13/2023
Daikin Comfort Technologies Manufacturing, L.P. | Daikin | DPSA035A*BSBSB0B02500*0 |  | Voluntarily Certified | ACAirCoolAllPhase&gt;=240k&lt; | False | False |  |  |  |  | 11.2 |  | 15.1 | 13.2 | [6 empty] | 396000 | Electric Resistance Heating Or | 08/29/2023 |  | 11/13/2023
Daikin Comfort Technologies Manufacturing, L.P. | Daikin | DPSA035A*BSBSB0B02500*E |  | Voluntarily Certified | ACAirCoolAllPhase&gt;=240k&lt; | False | False |  |  |  |  | 11.1 |  | 15 | 13.2 | [6 empty] | 396000 | Electric Resistance Heating Or | 08/29/2023 |  | 11/13/2023
Daikin Comfort Technologies Manufacturing, L.P. | Daikin | DPSA035A*BSBSB0B02560*0 |  | Voluntarily Certified | ACAirCoolAllPhase&gt;=240k&lt; | False | False |  |  |  |  | 11.5 |  | 15.4 | 13.2 | [6 empty] | 400000 | Electric Resistance Heating Or | 08/29/2023 |  | 11/13/2023
Daikin Comfort Technologies Manufacturing, L.P. | Daikin | DPSA035A*BSBSB0B02560*E |  | Voluntarily Certified | ACAirCoolAllPhase&gt;=240k&lt; | False | False |  |  |  |  | 11.4 |  | 15.3 | 13.2 | [6 empty] | 400000 | Electric Resistance Heating Or | 08/29/2023 |  | 11/13/2023
Daikin Comfort Technologies Manufacturing, L.P. | Daikin | DPSA035A*BSBSB0B02630*0 |  | Voluntarily Certified | ACAirCoolAllPhase&gt;=240k&lt; | False | False |  |  |  |  | 11.5 |  | 15.4 | 13.2 | [6 empty] | 400000 | Electric Resistance Heating Or | 08/29/2023 |  | 11/13/2023
Daikin Comfort Technologies Manufacturing, L.P. | Daikin | DPSA035A*BSBSB0B02630*E |  | Voluntarily Certified | ACAirCoolAllPhase&gt;=240k&lt; | False | False |  |  |  |  | 11.4 |  | 15.3 | 13.2 | [6 empty] | 400000 | Electric Resistance Heating Or | 08/29/2023 |  | 11/13/2023
Daikin Comfort Technologies Manufacturing, L.P. | Daikin | DPSA035A*BSBSB0B04355*0 |  | Voluntarily Certified | ACAirCoolAllPhase&gt;=240k&lt; | False | False |  |  |  |  | 11.2 |  | 15.1 | 13.2 | [6 empty] | 396000 | Electric Resistance Heating Or | 08/29/2023 |  | 11/13/2023
Daikin Comfort Technologies Manufacturing, L.P. | Daikin | DPSA035A*BSBSB0B04355*E |  | Voluntarily Certified | ACAirCoolAllPhase&gt;=240k&lt; | False | False |  |  |  |  | 11.1 |  | 15 | 13.2 | [6 empty] | 396000 | Electric Resistance Heating Or | 08/29/2023 |  | 11/13/2023
Daikin Comfort Technologies Manufacturing, L.P. | Daikin | DPSA035A*BSBSB0B04450*0 |  | Voluntarily Certified | ACAirCoolAllPhase&gt;=240k&lt; | False | False |  |  |  |  | 11.4 |  | 15.3 | 13.2 | [6 empty] | 398000 | Electric Resistance Heating Or | 08/29/2023 |  | 11/13/2023
Daikin Comfort Technologies Manufacturing, L.P. | Daikin | DPSA035A*BSBSB0B04450*E |  | Voluntarily Certified | ACAirCoolAllPhase&gt;=240k&lt; | False | False |  |  |  |  | 11.3 |  | 15.2 | 13.2 | [6 empty] | 398000 | Electric Resistance Heating Or | 08/29/2023 |  | 11/13/2023
Daikin Comfort Technologies Manufacturing, L.P. | Daikin | DPSA035A*BSBSB0B04500*0 |  | Voluntarily Certified | ACAirCoolAllPhase&gt;=240k&lt; | False | False |  |  |  |  | 11.6 |  | 15.4 | 13.2 | [6 empty] | 400000 | Electric Resistance Heating Or | 08/29/2023 |  | 11/13/2023
Daikin Comfort Technologies Manufacturing, L.P. | Daikin | DPSA035A*BSBSB0B04500*E |  | Voluntarily Certified | ACAirCoolAllPhase&gt;=240k&lt; | False | False |  |  |  |  | 11.5 |  | 15.3 | 13.2 | [6 empty] | 400000 | Electric Resistance Heating Or | 08/29/2023 |  | 11/13/2023
Daikin Comfort Technologies Manufacturing, L.P. | Daikin | DPSA035A*BSBSB0B04560*0 |  | Voluntarily Certified | ACAirCoolAllPhase&gt;=240k&lt; | False | False |  |  |  |  | 11.5 |  | 15.4 | 13.2 | [6 empty] | 400000 | Electric Resistance Heating Or | 08/29/2023 |  | 11/13/2023
Daikin Comfort Technologies Manufacturing, L.P. | Daikin | DPSA035A*BSBSB0B04560*E |  | Voluntarily Certified | ACAirCoolAllPhase&gt;=240k&lt; | False | False |  |  |  |  | 11.4 |  | 15.3 | 13.2 | [6 empty] | 400000 | Electric Resistance Heating Or | 08/29/2023 |  | 11/13/2023
Daikin Comfort Technologies Manufacturing, L.P. | Daikin | DPSA035A*BSCS*0B02450*0 |  | Voluntarily Certified | ACAirCoolAllPhase&gt;=240k&lt; | False | False |  |  |  |  | 10.5 |  | 15.1 | 13.2 | [6 empty] | 378000 | Electric Resistance Heating Or | 08/29/2023 |  | 11/13/2023
Daikin Comfort Technologies Manufacturing, L.P. | Daikin | DPSA035A*BSCS*0B02450*E |  | Voluntarily Certified | ACAirCoolAllPhase&gt;=240k&lt; | False | False |  |  |  |  | 10.4 |  | 15 | 13.2 | [6 empty] | 378000 | Electric Resistance Heating Or | 08/29/2023 |  | 11/13/2023
Daikin Comfort Technologies Manufacturing, L.P. | Daikin | DPSA035A*BSCS*0B02500*0 |  | Voluntarily Certified | ACAirCoolAllPhase&gt;=240k&lt; | False | False |  |  |  |  | 10.7 |  | 15.3 | 13.2 | [6 empty] | 380000 | Electric Resistance Heating Or | 08/29/2023 |  | 11/13/2023
Daikin Comfort Technologies Manufacturing, L.P. | Daikin | DPSA035A*BSCS*0B02500*E |  | Voluntarily Certified | ACAirCoolAllPhase&gt;=240k&lt; | False | False |  |  |  |  | 10.6 |  | 15.2 | 13.2 | [6 empty] | 380000 | Electric Resistance Heating Or | 08/29/2023 |  | 11/13/2023
Daikin Comfort Technologies Manufacturing, L.P. | Daikin | DPSA035A*BSCS*0B02560*0 |  | Voluntarily Certified | ACAirCoolAllPhase&gt;=240k&lt; | False | False |  |  |  |  | 11 |  | 15.5 | 13.2 | [6 empty] | 382000 | Electric Resistance Heating Or | 08/29/2023 |  | 11/13/2023
Daikin Comfort Technologies Manufacturing, L.P. | Daikin | DPSA035A*BSCS*0B02560*E |  | Voluntarily Certified | ACAirCoolAllPhase&gt;=240k&lt; | False | False |  |  |  |  | 10.9 |  | 15.4 | 13.2 | [6 empty] | 382000 | Electric Resistance Heating Or | 08/29/2023 |  | 11/13/2023
Daikin Comfort Technologies Manufacturing, L.P. | Daikin | DPSA035A*BSCS*0B02630*0 |  | Voluntarily Certified | ACAirCoolAllPhase&gt;=240k&lt; | False | False |  |  |  |  | 11 |  | 15.5 | 13.2 | [6 empty] | 382000 | Electric Resistance Heating Or | 08/29/2023 |  | 11/13/2023
Daikin Comfort Technologies Manufacturing, L.P. | Daikin | DPSA035A*BSCS*0B02630*E |  | Voluntarily Certified | ACAirCoolAllPhase&gt;=240k&lt; | False | False |  |  |  |  | 10.9 |  | 15.4 | 13.2 | [6 empty] | 382000 | Electric Resistance Heating Or | 08/29/2023 |  | 11/13/2023
Daikin Comfort Technologies Manufacturing, L.P. | Daikin | DPSA035A*BSCS*0B04355*0 |  | Voluntarily Certified | ACAirCoolAllPhase&gt;=240k&lt; | False | False |  |  |  |  | 10.7 |  | 15.3 | 13.2 | [6 empty] | 380000 | Electric Resistance Heating Or | 08/29/2023 |  | 11/13/2023
Daikin Comfort Technologies Manufacturing, L.P. | Daikin | DPSA035A*BSCS*0B04355*E |  | Voluntarily Certified | ACAirCoolAllPhase&gt;=240k&lt; | False | False |  |  |  |  | 10.6 |  | 15.2 | 13.2 | [6 empty] | 380000 | Electric Resistance Heating Or | 08/29/2023 |  | 11/13/2023
Daikin Comfort Technologies Manufacturing, L.P. | Daikin | DPSA035A*BSCS*0B04450*0 |  | Voluntarily Certified | ACAirCoolAllPhase&gt;=240k&lt; | False | False |  |  |  |  | 10.9 |  | 15.5 | 13.2 | [6 empty] | 382000 | Electric Resistance Heating Or | 08/29/2023 |  | 11/13/2023
Daikin Comfort Technologies Manufacturing, L.P. | Daikin | DPSA035A*BSCS*0B04450*E |  | Voluntarily Certified | ACAirCoolAllPhase&gt;=240k&lt; | False | False |  |  |  |  | 10.8 |  | 15.4 | 13.2 | [6 empty] | 382000 | Electric Resistance Heating Or | 08/29/2023 |  | 11/13/2023
Daikin Comfort Technologies Manufacturing, L.P. | Daikin | DPSA035A*BSCS*0B04500*0 |  | Voluntarily Certified | ACAirCoolAllPhase&gt;=240k&lt; | False | False |  |  |  |  | 11.1 |  | 15.6 | 13.2 | [6 empty] | 382000 | Electric Resistance Heating Or | 08/29/2023 |  | 11/13/2023
Daikin Comfort Technologies Manufacturing, L.P. | Daikin | DPSA035A*BSCS*0B04500*E |  | Voluntarily Certified | ACAirCoolAllPhase&gt;=240k&lt; | False | False |  |  |  |  | 11 |  | 15.5 | 13.2 | [6 empty] | 382000 | Electric Resistance Heating Or | 08/29/2023 |  | 11/13/2023
Daikin Comfort Technologies Manufacturing, L.P. | Daikin | DPSA035A*BSCS*0B04560*0 |  | Voluntarily Certified | ACAirCoolAllPhase&gt;=240k&lt; | False | False |  |  |  |  | 11 |  | 15.5 | 13.2 | [6 empty] | 382000 | Electric Resistance Heating Or | 08/29/2023 |  | 11/13/2023
Daikin Comfort Technologies Manufacturing, L.P. | Daikin | DPSA035A*BSCS*0B04560*E |  | Voluntarily Certified | ACAirCoolAllPhase&gt;=240k&lt; | False | False |  |  |  |  | 10.9 |  | 15.4 | 13.2 | [6 empty] | 382000 | Electric Resistance Heating Or | 08/29/2023 |  | 11/13/2023
Daikin Comfort Technologies Manufacturing, L.P. | Daikin | DPSA035A*BSCSA0B02450*0 |  | Voluntarily Certified | ACAirCoolAllPhase&gt;=240k&lt; | False | False |  |  |  |  | 10.5 |  | 14.8 | 13.2 | [6 empty] | 378000 | Electric Resistance Heating Or | 08/29/2023 |  | 11/13/2023
Daikin Comfort Technologies Manufacturing, L.P. | Daikin | DPSA035A*BSCSA0B02450*E |  | Voluntarily Certified | ACAirCoolAllPhase&gt;=240k&lt; | False | False |  |  |  |  | 10.4 |  | 14.7 | 13.2 | [6 empty] | 378000 | Electric Resistance Heating Or | 08/29/2023 |  | 11/13/2023
Daikin Comfort Technologies Manufacturing, L.P. | Daikin | DPSA035A*BSCSA0B02500*0 |  | Voluntarily Certified | ACAirCoolAllPhase&gt;=240k&lt; | False | False |  |  |  |  | 10.8 |  | 14.9 | 13.2 | [6 empty] | 380000 | Electric Resistance Heating Or | 08/29/2023 |  | 11/13/2023
Daikin Comfort Technologies Manufacturing, L.P. | Daikin | DPSA035A*BSCSA0B02500*E |  | Voluntarily Certified | ACAirCoolAllPhase&gt;=240k&lt; | False | False |  |  |  |  | 10.7 |  | 14.8 | 13.2 | [6 empty] | 380000 | Electric Resistance Heating Or | 08/29/2023 |  | 11/13/2023
Daikin Comfort Technologies Manufacturing, L.P. | Daikin | DPSA035A*BSCSA0B02560*0 |  | Voluntarily Certified | ACAirCoolAllPhase&gt;=240k&lt; | False | False |  |  |  |  | 11 |  | 15.2 | 13.2 | [6 empty] | 382000 | Electric Resistance Heating Or | 08/29/2023 |  | 11/13/2023
Daikin Comfort Technologies Manufacturing, L.P. | Daikin | DPSA035A*BSCSA0B02560*E |  | Voluntarily Certified | ACAirCoolAllPhase&gt;=240k&lt; | False | False |  |  |  |  | 10.9 |  | 15.1 | 13.2 | [6 empty] | 382000 | Electric Resistance Heating Or | 08/29/2023 |  | 11/13/2023
Daikin Comfort Technologies Manufacturing, L.P. | Daikin | DPSA035A*BSCSA0B02630*0 |  | Voluntarily Certified | ACAirCoolAllPhase&gt;=240k&lt; | False | False |  |  |  |  | 11 |  | 15.2 | 13.2 | [6 empty] | 382000 | Electric Resistance Heating Or | 08/29/2023 |  | 11/13/2023
Daikin Comfort Technologies Manufacturing, L.P. | Daikin | DPSA035A*BSCSA0B02630*E |  | Voluntarily Certified | ACAirCoolAllPhase&gt;=240k&lt; | False | False |  |  |  |  | 10.9 |  | 15.1 | 13.2 | [6 empty] | 382000 | Electric Resistance Heating Or | 08/29/2023 |  | 11/13/2023
Daikin Comfort Technologies Manufacturing, L.P. | Daikin | DPSA035A*BSCSA0B04355*0 |  | Voluntarily Certified | ACAirCoolAllPhase&gt;=240k&lt; | False | False |  |  |  |  | 10.7 |  | 14.9 | 13.2 | [6 empty] | 380000 | Electric Resistance Heating Or | 08/29/2023 |  | 11/13/2023
Daikin Comfort Technologies Manufacturing, L.P. | Daikin | DPSA035A*BSCSA0B04355*E |  | Voluntarily Certified | ACAirCoolAllPhase&gt;=240k&lt; | False | False |  |  |  |  | 10.6 |  | 14.8 | 13.2 | [6 empty] | 380000 | Electric Resistance Heating Or | 08/29/2023 |  | 11/13/2023
Daikin Comfort Technologies Manufacturing, L.P. | Daikin | DPSA035A*BSCSA0B04450*0 |  | Voluntarily Certified | ACAirCoolAllPhase&gt;=240k&lt; | False | False |  |  |  |  | 11 |  | 15.1 | 13.2 | [6 empty] | 382000 | Electric Resistance Heating Or | 08/29/2023 |  | 11/13/2023
Daikin Comfort Technologies Manufacturing, L.P. | Daikin | DPSA035A*BSCSA0B04450*E |  | Voluntarily Certified | ACAirCoolAllPhase&gt;=240k&lt; | False | False |  |  |  |  | 10.9 |  | 15 | 13.2 | [6 empty] | 382000 | Electric Resistance Heating Or | 08/29/2023 |  | 11/13/2023
Daikin Comfort Technologies Manufacturing, L.P. | Daikin | DPSA035A*BSCSA0B04500*0 |  | Voluntarily Certified | ACAirCoolAllPhase&gt;=240k&lt; | False | False |  |  |  |  | 11.1 |  | 15.2 | 13.2 | [6 empty] | 382000 | Electric Resistance Heating Or | 08/29/2023 |  | 11/13/2023
Daikin Comfort Technologies Manufacturing, L.P. | Daikin | DPSA035A*BSCSA0B04500*E |  | Voluntarily Certified | ACAirCoolAllPhase&gt;=240k&lt; | False | False |  |  |  |  | 11 |  | 15.1 | 13.2 | [6 empty] | 382000 | Electric Resistance Heating Or | 08/29/2023 |  | 11/13/2023
Daikin Comfort Technologies Manufacturing, L.P. | Daikin | DPSA035A*BSCSA0B04560*0 |  | Voluntarily Certified | ACAirCoolAllPhase&gt;=240k&lt; | False | False |  |  |  |  | 11 |  | 15.1 | 13.2 | [6 empty] | 382000 | Electric Resistance Heating Or | 08/29/2023 |  | 11/13/2023
Daikin Comfort Technologies Manufacturing, L.P. | Daikin | DPSA035A*BSCSA0B04560*E |  | Voluntarily Certified | ACAirCoolAllPhase&gt;=240k&lt; | False | False |  |  |  |  | 10.9 |  | 15 | 13.2 | [6 empty] | 382000 | Electric Resistance Heating Or | 08/29/2023 |  | 11/13/2023
Daikin Comfort Technologies Manufacturing, L.P. | Daikin | DPSA035A*BSCSB0B02450*0 |  | Voluntarily Certified | ACAirCoolAllPhase&gt;=240k&lt; | False | False |  |  |  |  | 10.5 |  | 14.8 | 13.2 | [6 empty] | 378000 | Electric Resistance Heating Or | 08/29/2023 |  | 11/13/2023
Daikin Comfort Technologies Manufacturing, L.P. | Daikin | DPSA035A*BSCSB0B02450*E |  | Voluntarily Certified | ACAirCoolAllPhase&gt;=240k&lt; | False | False |  |  |  |  | 10.4 |  | 14.7 | 13.2 | [6 empty] | 378000 | Electric Resistance Heating Or | 08/29/2023 |  | 11/13/2023
Daikin Comfort Technologies Manufacturing, L.P. | Daikin | DPSA035A*BSCSB0B02500*0 |  | Voluntarily Certified | ACAirCoolAllPhase&gt;=240k&lt; | False | False |  |  |  |  | 10.8 |  | 14.9 | 13.2 | [6 empty] | 380000 | Electric Resistance Heating Or | 08/29/2023 |  | 11/13/2023
Daikin Comfort Technologies Manufacturing, L.P. | Daikin | DPSA035A*BSCSB0B02500*E |  | Voluntarily Certified | ACAirCoolAllPhase&gt;=240k&lt; | False | False |  |  |  |  | 10.7 |  | 14.8 | 13.2 | [6 empty] | 380000 | Electric Resistance Heating Or | 08/29/2023 |  | 11/13/2023
Daikin Comfort Technologies Manufacturing, L.P. | Daikin | DPSA035A*BSCSB0B02560*0 |  | Voluntarily Certified | ACAirCoolAllPhase&gt;=240k&lt; | False | False |  |  |  |  | 11 |  | 15.2 | 13.2 | [6 empty] | 382000 | Electric Resistance Heating Or | 08/29/2023 |  | 11/13/2023
Daikin Comfort Technologies Manufacturing, L.P. | Daikin | DPSA035A*BSCSB0B02560*E |  | Voluntarily Certified | ACAirCoolAllPhase&gt;=240k&lt; | False | False |  |  |  |  | 10.9 |  | 15.1 | 13.2 | [6 empty] | 382000 | Electric Resistance Heating Or | 08/29/2023 |  | 11/13/2023
Daikin Comfort Technologies Manufacturing, L.P. | Daikin | DPSA035A*BSCSB0B02630*0 |  | Voluntarily Certified | ACAirCoolAllPhase&gt;=240k&lt; | False | False |  |  |  |  | 11 |  | 15.2 | 13.2 | [6 empty] | 382000 | Electric Resistance Heating Or | 08/29/2023 |  | 11/13/2023
Daikin Comfort Technologies Manufacturing, L.P. | Daikin | DPSA035A*BSCSB0B02630*E |  | Voluntarily Certified | ACAirCoolAllPhase&gt;=240k&lt; | False | False |  |  |  |  | 10.9 |  | 15.1 | 13.2 | [6 empty] | 382000 | Electric Resistance Heating Or | 08/29/2023 |  | 11/13/2023
Daikin Comfort Technologies Manufacturing, L.P. | Daikin | DPSA035A*BSCSB0B04355*0 |  | Voluntarily Certified | ACAirCoolAllPhase&gt;=240k&lt; | False | False |  |  |  |  | 10.7 |  | 14.9 | 13.2 | [6 empty] | 380000 | Electric Resistance Heating Or | 08/29/2023 |  | 11/13/2023
Daikin Comfort Technologies Manufacturing, L.P. | Daikin | DPSA035A*BSCSB0B04355*E |  | Voluntarily Certified | ACAirCoolAllPhase&gt;=240k&lt; | False | False |  |  |  |  | 10.6 |  | 14.8 | 13.2 | [6 empty] | 380000 | Electric Resistance Heating Or | 08/29/2023 |  | 11/13/2023
Daikin Comfort Technologies Manufacturing, L.P. | Daikin | DPSA035A*BSCSB0B04450*0 |  | Voluntarily Certified | ACAirCoolAllPhase&gt;=240k&lt; | False | False |  |  |  |  | 11 |  | 15.1 | 13.2 | [6 empty] | 382000 | Electric Resistance Heating Or | 08/29/2023 |  | 11/13/2023
Daikin Comfort Technologies Manufacturing, L.P. | Daikin | DPSA035A*BSCSB0B04450*E |  | Voluntarily Certified | ACAirCoolAllPhase&gt;=240k&lt; | False | False |  |  |  |  | 10.9 |  | 15 | 13.2 | [6 empty] | 382000 | Electric Resistance Heating Or | 08/29/2023 |  | 11/13/2023
Daikin Comfort Technologies Manufacturing, L.P. | Daikin | DPSA035A*BSCSB0B04500*0 |  | Voluntarily Certified | ACAirCoolAllPhase&gt;=240k&lt; | False | False |  |  |  |  | 11.1 |  | 15.2 | 13.2 | [6 empty] | 382000 | Electric Resistance Heating Or | 08/29/2023 |  | 11/13/2023
Daikin Comfort Technologies Manufacturing, L.P. | Daikin | DPSA035A*BSCSB0B04500*E |  | Voluntarily Certified | ACAirCoolAllPhase&gt;=240k&lt; | False | False |  |  |  |  | 11 |  | 15.1 | 13.2 | [6 empty] | 382000 | Electric Resistance Heating Or | 08/29/2023 |  | 11/13/2023
Daikin Comfort Technologies Manufacturing, L.P. | Daikin | DPSA035A*BSCSB0B04560*0 |  | Voluntarily Certified | ACAirCoolAllPhase&gt;=240k&lt; | False | False |  |  |  |  | 11 |  | 15.1 | 13.2 | [6 empty] | 382000 | Electric Resistance Heating Or | 08/29/2023 |  | 11/13/2023
Daikin Comfort Technologies Manufacturing, L.P. | Daikin | DPSA035A*BSCSB0B04560*E |  | Voluntarily Certified | ACAirCoolAllPhase&gt;=240k&lt; | False | False |  |  |  |  | 10.9 |  | 15 | 13.2 | [6 empty] | 382000 | Electric Resistance Heating Or | 08/29/2023 |  | 11/13/2023
Daikin Comfort Technologies Manufacturing, L.P. | Daikin | DPSA035A*BSDS*0B02450*0 |  | Voluntarily Certified | ACAirCoolAllPhase&gt;=240k&lt; | False | False |  |  |  |  | 10.7 |  | 15.4 | 13.2 | [6 empty] | 390000 | Electric Resistance Heating Or | 08/29/2023 |  | 11/13/2023
Daikin Comfort Technologies Manufacturing, L.P. | Daikin | DPSA035A*BSDS*0B02450*E |  | Voluntarily Certified | ACAirCoolAllPhase&gt;=240k&lt; | False | False |  |  |  |  | 10.6 |  | 15.3 | 13.2 | [6 empty] | 390000 | Electric Resistance Heating Or | 08/29/2023 |  | 11/13/2023
Daikin Comfort Technologies Manufacturing, L.P. | Daikin | DPSA035A*BSDS*0B02500*0 |  | Voluntarily Certified | ACAirCoolAllPhase&gt;=240k&lt; | False | False |  |  |  |  | 10.9 |  | 15.6 | 13.2 | [6 empty] | 392000 | Electric Resistance Heating Or | 08/29/2023 |  | 11/13/2023
Daikin Comfort Technologies Manufacturing, L.P. | Daikin | DPSA035A*BSDS*0B02500*E |  | Voluntarily Certified | ACAirCoolAllPhase&gt;=240k&lt; | False | False |  |  |  |  | 10.8 |  | 15.5 | 13.2 | [6 empty] | 392000 | Electric Resistance Heating Or | 08/29/2023 |  | 11/13/2023
Daikin Comfort Technologies Manufacturing, L.P. | Daikin | DPSA035A*BSDS*0B02560*0 |  | Voluntarily Certified | ACAirCoolAllPhase&gt;=240k&lt; | False | False |  |  |  |  | 11.2 |  | 15.8 | 13.2 | [6 empty] | 394000 | Electric Resistance Heating Or | 08/29/2023 |  | 11/13/2023
Daikin Comfort Technologies Manufacturing, L.P. | Daikin | DPSA035A*BSDS*0B02560*E |  | Voluntarily Certified | ACAirCoolAllPhase&gt;=240k&lt; | False | False |  |  |  |  | 11.1 |  | 15.7 | 13.2 | [6 empty] | 394000 | Electric Resistance Heating Or | 08/29/2023 |  | 11/13/2023
Daikin Comfort Technologies Manufacturing, L.P. | Daikin | DPSA035A*BSDS*0B02630*0 |  | Voluntarily Certified | ACAirCoolAllPhase&gt;=240k&lt; | False | False |  |  |  |  | 11.2 |  | 15.8 | 13.2 | [6 empty] | 394000 | Electric Resistance Heating Or | 08/29/2023 |  | 11/13/2023
Daikin Comfort Technologies Manufacturing, L.P. | Daikin | DPSA035A*BSDS*0B02630*E |  | Voluntarily Certified | ACAirCoolAllPhase&gt;=240k&lt; | False | False |  |  |  |  | 11.1 |  | 15.7 | 13.2 | [6 empty] | 394000 | Electric Resistance Heating Or | 08/29/2023 |  | 11/13/2023
Daikin Comfort Technologies Manufacturing, L.P. | Daikin | DPSA035A*BSDS*0B04355*0 |  | Voluntarily Certified | ACAirCoolAllPhase&gt;=240k&lt; | False | False |  |  |  |  | 10.9 |  | 15.5 | 13.2 | [6 empty] | 390000 | Electric Resistance Heating Or | 08/29/2023 |  | 11/13/2023
Daikin Comfort Technologies Manufacturing, L.P. | Daikin | DPSA035A*BSDS*0B04355*E |  | Voluntarily Certified | ACAirCoolAllPhase&gt;=240k&lt; | False | False |  |  |  |  | 10.8 |  | 15.4 | 13.2 | [6 empty] | 390000 | Electric Resistance Heating Or | 08/29/2023 |  | 11/13/2023
Daikin Comfort Technologies Manufacturing, L.P. | Daikin | DPSA035A*BSDS*0B04450*0 |  | Voluntarily Certified | ACAirCoolAllPhase&gt;=240k&lt; | False | False |  |  |  |  | 11.2 |  | 15.8 | 13.2 | [6 empty] | 394000 | Electric Resistance Heating Or | 08/29/2023 |  | 11/13/2023
Daikin Comfort Technologies Manufacturing, L.P. | Daikin | DPSA035A*BSDS*0B04450*E |  | Voluntarily Certified | ACAirCoolAllPhase&gt;=240k&lt; | False | False |  |  |  |  | 11.1 |  | 15.7 | 13.2 | [6 empty] | 394000 | Electric Resistance Heating Or | 08/29/2023 |  | 11/13/2023
Daikin Comfort Technologies Manufacturing, L.P. | Daikin | DPSA035A*BSDS*0B04500*0 |  | Voluntarily Certified | ACAirCoolAllPhase&gt;=240k&lt; | False | False |  |  |  |  | 11.3 |  | 15.9 | 13.2 | [6 empty] | 394000 | Electric Resistance Heating Or | 08/29/2023 |  | 11/13/2023
Daikin Comfort Technologies Manufacturing, L.P. | Daikin | DPSA035A*BSDS*0B04500*E |  | Voluntarily Certified | ACAirCoolAllPhase&gt;=240k&lt; | False | False |  |  |  |  | 11.2 |  | 15.8 | 13.2 | [6 empty] | 394000 | Electric Resistance Heating Or | 08/29/2023 |  | 11/13/2023
Daikin Comfort Technologies Manufacturing, L.P. | Daikin | DPSA035A*BSDS*0B04560*0 |  | Voluntarily Certified | ACAirCoolAllPhase&gt;=240k&lt; | False | False |  |  |  |  | 11.1 |  | 15.8 | 13.2 | [6 empty] | 392000 | Electric Resistance Heating Or | 08/29/2023 |  | 11/13/2023
Daikin Comfort Technologies Manufacturing, L.P. | Daikin | DPSA035A*BSDS*0B04560*E |  | Voluntarily Certified | ACAirCoolAllPhase&gt;=240k&lt; | False | False |  |  |  |  | 11 |  | 15.7 | 13.2 | [6 empty] | 392000 | Electric Resistance Heating Or | 08/29/2023 |  | 11/13/2023
Daikin Comfort Technologies Manufacturing, L.P. | Daikin | DPSA035A*BSDSA0B02450*0 |  | Voluntarily Certified | ACAirCoolAllPhase&gt;=240k&lt; | False | False |  |  |  |  | 10.8 |  | 14.8 | 13.2 | [6 empty] | 390000 | Electric Resistance Heating Or | 08/29/2023 |  | 11/13/2023
Daikin Comfort Technologies Manufacturing, L.P. | Daikin | DPSA035A*BSDSA0B02450*E |  | Voluntarily Certified | ACAirCoolAllPhase&gt;=240k&lt; | False | False |  |  |  |  | 10.7 |  | 14.7 | 13.2 | [6 empty] | 390000 | Electric Resistance Heating Or | 08/29/2023 |  | 11/13/2023
Daikin Comfort Technologies Manufacturing, L.P. | Daikin | DPSA035A*BSDSA0B02500*0 |  | Voluntarily Certified | ACAirCoolAllPhase&gt;=240k&lt; | False | False |  |  |  |  | 11 |  | 15 | 13.2 | [6 empty] | 392000 | Electric Resistance Heating Or | 08/29/2023 |  | 11/13/2023
Daikin Comfort Technologies Manufacturing, L.P. | Daikin | DPSA035A*BSDSA0B02500*E |  | Voluntarily Certified | ACAirCoolAllPhase&gt;=240k&lt; | False | False |  |  |  |  | 10.9 |  | 14.9 | 13.2 | [6 empty] | 392000 | Electric Resistance Heating Or | 08/29/2023 |  | 11/13/2023
Daikin Comfort Technologies Manufacturing, L.P. | Daikin | DPSA035A*BSDSA0B02560*0 |  | Voluntarily Certified | ACAirCoolAllPhase&gt;=240k&lt; | False | False |  |  |  |  | 11.3 |  | 15.2 | 13.2 | [6 empty] | 394000 | Electric Resistance Heating Or | 08/29/2023 |  | 11/13/2023
Daikin Comfort Technologies Manufacturing, L.P. | Daikin | DPSA035A*BSDSA0B02560*E |  | Voluntarily Certified | ACAirCoolAllPhase&gt;=240k&lt; | False | False |  |  |  |  | 11.2 |  | 15.1 | 13.2 | [6 empty] | 394000 | Electric Resistance Heating Or | 08/29/2023 |  | 11/13/2023
Daikin Comfort Technologies Manufacturing, L.P. | Daikin | DPSA035A*BSDSA0B02630*0 |  | Voluntarily Certified | ACAirCoolAllPhase&gt;=240k&lt; | False | False |  |  |  |  | 11.2 |  | 15.2 | 13.2 | [6 empty] | 394000 | Electric Resistance Heating Or | 08/29/2023 |  | 11/13/2023
Daikin Comfort Technologies Manufacturing, L.P. | Daikin | DPSA035A*BSDSA0B02630*E |  | Voluntarily Certified | ACAirCoolAllPhase&gt;=240k&lt; | False | False |  |  |  |  | 11.1 |  | 15.1 | 13.2 | [6 empty] | 394000 | Electric Resistance Heating Or | 08/29/2023 |  | 11/13/2023
Daikin Comfort Technologies Manufacturing, L.P. | Daikin | DPSA035A*BSDSA0B04355*0 |  | Voluntarily Certified | ACAirCoolAllPhase&gt;=240k&lt; | False | False |  |  |  |  | 10.9 |  | 14.9 | 13.2 | [6 empty] | 390000 | Electric Resistance Heating Or | 08/29/2023 |  | 11/13/2023
Daikin Comfort Technologies Manufacturing, L.P. | Daikin | DPSA035A*BSDSA0B04355*E |  | Voluntarily Certified | ACAirCoolAllPhase&gt;=240k&lt; | False | False |  |  |  |  | 10.8 |  | 14.8 | 13.2 | [6 empty] | 390000 | Electric Resistance Heating Or | 08/29/2023 |  | 11/13/2023
Daikin Comfort Technologies Manufacturing, L.P. | Daikin | DPSA035A*BSDSA0B04450*0 |  | Voluntarily Certified | ACAirCoolAllPhase&gt;=240k&lt; | False | False |  |  |  |  | 11.2 |  | 15.2 | 13.2 | [6 empty] | 394000 | Electric Resistance Heating Or | 08/29/2023 |  | 11/13/2023
Daikin Comfort Technologies Manufacturing, L.P. | Daikin | DPSA035A*BSDSA0B04450*E |  | Voluntarily Certified | ACAirCoolAllPhase&gt;=240k&lt; | False | False |  |  |  |  | 11.1 |  | 15.1 | 13.2 | [6 empty] | 394000 | Electric Resistance Heating Or | 08/29/2023 |  | 11/13/2023
Daikin Comfort Technologies Manufacturing, L.P. | Daikin | DPSA035A*BSDSA0B04500*0 |  | Voluntarily Certified | ACAirCoolAllPhase&gt;=240k&lt; | False | False |  |  |  |  | 11.3 |  | 15.3 | 13.2 | [6 empty] | 394000 | Electric Resistance Heating Or | 08/29/2023 |  | 11/13/2023
Daikin Comfort Technologies Manufacturing, L.P. | Daikin | DPSA035A*BSDSA0B04500*E |  | Voluntarily Certified | ACAirCoolAllPhase&gt;=240k&lt; | False | False |  |  |  |  | 11.2 |  | 15.2 | 13.2 | [6 empty] | 394000 | Electric Resistance Heating Or | 08/29/2023 |  | 11/13/2023
Daikin Comfort Technologies Manufacturing, L.P. | Daikin | DPSA035A*BSDSA0B04560*0 |  | Voluntarily Certified | ACAirCoolAllPhase&gt;=240k&lt; | False | False |  |  |  |  | 11.2 |  | 15.2 | 13.2 | [6 empty] | 392000 | Electric Resistance Heating Or | 08/29/2023 |  | 11/13/2023
Daikin Comfort Technologies Manufacturing, L.P. | Daikin | DPSA035A*BSDSA0B04560*E |  | Voluntarily Certified | ACAirCoolAllPhase&gt;=240k&lt; | False | False |  |  |  |  | 11.1 |  | 15.1 | 13.2 | [6 empty] | 392000 | Electric Resistance Heating Or | 08/29/2023 |  | 11/13/2023
Daikin Comfort Technologies Manufacturing, L.P. | Daikin | DPSA035A*BSDSB0B02450*0 |  | Voluntarily Certified | ACAirCoolAllPhase&gt;=240k&lt; | False | False |  |  |  |  | 10.8 |  | 14.8 | 13.2 | [6 empty] | 390000 | Electric Resistance Heating Or | 08/29/2023 |  | 11/13/2023
Daikin Comfort Technologies Manufacturing, L.P. | Daikin | DPSA035A*BSDSB0B02450*E |  | Voluntarily Certified | ACAirCoolAllPhase&gt;=240k&lt; | False | False |  |  |  |  | 10.7 |  | 14.7 | 13.2 | [6 empty] | 390000 | Electric Resistance Heating Or | 08/29/2023 |  | 11/13/2023
Daikin Comfort Technologies Manufacturing, L.P. | Daikin | DPSA035A*BSDSB0B02500*0 |  | Voluntarily Certified | ACAirCoolAllPhase&gt;=240k&lt; | False | False |  |  |  |  | 11 |  | 15 | 13.2 | [6 empty] | 392000 | Electric Resistance Heating Or | 08/29/2023 |  | 11/13/2023
Daikin Comfort Technologies Manufacturing, L.P. | Daikin | DPSA035A*BSDSB0B02500*E |  | Voluntarily Certified | ACAirCoolAllPhase&gt;=240k&lt; | False | False |  |  |  |  | 10.9 |  | 14.9 | 13.2 | [6 empty] | 392000 | Electric Resistance Heating Or | 08/29/2023 |  | 11/13/2023
Daikin Comfort Technologies Manufacturing, L.P. | Daikin | DPSA035A*BSDSB0B02560*0 |  | Voluntarily Certified | ACAirCoolAllPhase&gt;=240k&lt; | False | False |  |  |  |  | 11.3 |  | 15.2 | 13.2 | [6 empty] | 394000 | Electric Resistance Heating Or | 08/29/2023 |  | 11/13/2023
Daikin Comfort Technologies Manufacturing, L.P. | Daikin | DPSA035A*BSDSB0B02560*E |  | Voluntarily Certified | ACAirCoolAllPhase&gt;=240k&lt; | False | False |  |  |  |  | 11.2 |  | 15.1 | 13.2 | [6 empty] | 394000 | Electric Resistance Heating Or | 08/29/2023 |  | 11/13/2023
Daikin Comfort Technologies Manufacturing, L.P. | Daikin | DPSA035A*BSDSB0B02630*0 |  | Voluntarily Certified | ACAirCoolAllPhase&gt;=240k&lt; | False | False |  |  |  |  | 11.2 |  | 15.2 | 13.2 | [6 empty] | 394000 | Electric Resistance Heating Or | 08/29/2023 |  | 11/13/2023
Daikin Comfort Technologies Manufacturing, L.P. | Daikin | DPSA035A*BSDSB0B02630*E |  | Voluntarily Certified | ACAirCoolAllPhase&gt;=240k&lt; | False | False |  |  |  |  | 11.1 |  | 15.1 | 13.2 | [6 empty] | 394000 | Electric Resistance Heating Or | 08/29/2023 |  | 11/13/2023
Daikin Comfort Technologies Manufacturing, L.P. | Daikin | DPSA035A*BSDSB0B04355*0 |  | Voluntarily Certified | ACAirCoolAllPhase&gt;=240k&lt; | False | False |  |  |  |  | 10.9 |  | 14.9 | 13.2 | [6 empty] | 390000 | Electric Resistance Heating Or | 08/29/2023 |  | 11/13/2023
Daikin Comfort Technologies Manufacturing, L.P. | Daikin | DPSA035A*BSDSB0B04355*E |  | Voluntarily Certified | ACAirCoolAllPhase&gt;=240k&lt; | False | False |  |  |  |  | 10.8 |  | 14.8 | 13.2 | [6 empty] | 390000 | Electric Resistance Heating Or | 08/29/2023 |  | 11/13/2023
Daikin Comfort Technologies Manufacturing, L.P. | Daikin | DPSA035A*BSDSB0B04450*0 |  | Voluntarily Certified | ACAirCoolAllPhase&gt;=240k&lt; | False | False |  |  |  |  | 11.2 |  | 15.2 | 13.2 | [6 empty] | 394000 | Electric Resistance Heating Or | 08/29/2023 |  | 11/13/2023
Daikin Comfort Technologies Manufacturing, L.P. | Daikin | DPSA035A*BSDSB0B04450*E |  | Voluntarily Certified | ACAirCoolAllPhase&gt;=240k&lt; | False | False |  |  |  |  | 11.1 |  | 15.1 | 13.2 | [6 empty] | 394000 | Electric Resistance Heating Or | 08/29/2023 |  | 11/13/2023
Daikin Comfort Technologies Manufacturing, L.P. | Daikin | DPSA035A*BSDSB0B04500*0 |  | Voluntarily Certified | ACAirCoolAllPhase&gt;=240k&lt; | False | False |  |  |  |  | 11.3 |  | 15.3 | 13.2 | [6 empty] | 394000 | Electric Resistance Heating Or | 08/29/2023 |  | 11/13/2023
Daikin Comfort Technologies Manufacturing, L.P. | Daikin | DPSA035A*BSDSB0B04500*E |  | Voluntarily Certified | ACAirCoolAllPhase&gt;=240k&lt; | False | False |  |  |  |  | 11.2 |  | 15.2 | 13.2 | [6 empty] | 394000 | Electric Resistance Heating Or | 08/29/2023 |  | 11/13/2023
Daikin Comfort Technologies Manufacturing, L.P. | Daikin | DPSA035A*BSDSB0B04560*0 |  | Voluntarily Certified | ACAirCoolAllPhase&gt;=240k&lt; | False | False |  |  |  |  | 11.2 |  | 15.2 | 13.2 | [6 empty] | 392000 | Electric Resistance Heating Or | 08/29/2023 |  | 11/13/2023
Daikin Comfort Technologies Manufacturing, L.P. | Daikin | DPSA035A*BSDSB0B04560*E |  | Voluntarily Certified | ACAirCoolAllPhase&gt;=240k&lt; | False | False |  |  |  |  | 11.1 |  | 15.1 | 13.2 | [6 empty] | 392000 | Electric Resistance Heating Or | 08/29/2023 |  | 11/13/2023
Daikin Comfort Technologies Manufacturing, L.P. | Daikin | DPSA035A2BHAME0B02450*0 |  | Voluntarily Certified | ACAirCoolAllPhase&gt;=240k&lt; | False | False |  |  |  |  | 10.4 |  | 16.5 | 13.2 | [6 empty] | 384000 | Electric Resistance Heating Or | 08/29/2023 |  | 11/13/2023
Daikin Comfort Technologies Manufacturing, L.P. | Daikin | DPSA035A2BHAME0B02450*E |  | Voluntarily Certified | ACAirCoolAllPhase&gt;=240k&lt; | False | False |  |  |  |  | 10.3 |  | 16.4 | 13.2 | [6 empty] | 384000 | Electric Resistance Heating Or | 08/29/2023 |  | 11/13/2023
Daikin Comfort Technologies Manufacturing, L.P. | Daikin | DPSA035A2BHAME0B02500*0 |  | Voluntarily Certified | ACAirCoolAllPhase&gt;=240k&lt; | False | False |  |  |  |  | 10.6 |  | 16.7 | 13.2 | [6 empty] | 386000 | Electric Resistance Heating Or | 08/29/2023 |  | 11/13/2023
Daikin Comfort Technologies Manufacturing, L.P. | Daikin | DPSA035A2BHAME0B02500*E |  | Voluntarily Certified | ACAirCoolAllPhase&gt;=240k&lt; | False | False |  |  |  |  | 10.5 |  | 16.6 | 13.2 | [6 empty] | 386000 | Electric Resistance Heating Or | 08/29/2023 |  | 11/13/2023
Daikin Comfort Technologies Manufacturing, L.P. | Daikin | DPSA035A2BHAME0B02560*0 |  | Voluntarily Certified | ACAirCoolAllPhase&gt;=240k&lt; | False | False |  |  |  |  | 10.9 |  | 17 | 13.2 | [6 empty] | 388000 | Electric Resistance Heating Or | 08/29/2023 |  | 11/13/2023
Daikin Comfort Technologies Manufacturing, L.P. | Daikin | DPSA035A2BHAME0B02560*E |  | Voluntarily Certified | ACAirCoolAllPhase&gt;=240k&lt; | False | False |  |  |  |  | 10.8 |  | 16.9 | 13.2 | [6 empty] | 388000 | Electric Resistance Heating Or | 08/29/2023 |  | 11/13/2023
Daikin Comfort Technologies Manufacturing, L.P. | Daikin | DPSA035A2BHAME0B02630*0 |  | Voluntarily Certified | ACAirCoolAllPhase&gt;=240k&lt; | False | False |  |  |  |  | 10.9 |  | 17 | 13.2 | [6 empty] | 388000 | Electric Resistance Heating Or | 08/29/2023 |  | 11/13/2023
Daikin Comfort Technologies Manufacturing, L.P. | Daikin | DPSA035A2BHAME0B02630*E |  | Voluntarily Certified | ACAirCoolAllPhase&gt;=240k&lt; | False | False |  |  |  |  | 10.8 |  | 16.9 | 13.2 | [6 empty] | 388000 | Electric Resistance Heating Or | 08/29/2023 |  | 11/13/2023
Daikin Comfort Technologies Manufacturing, L.P. | Daikin | DPSA035A2BHAME0B04355*0 |  | Voluntarily Certified | ACAirCoolAllPhase&gt;=240k&lt; | False | False |  |  |  |  | 10.6 |  | 16.6 | 13.2 | [6 empty] | 384000 | Electric Resistance Heating Or | 08/29/2023 |  | 11/13/2023
Daikin Comfort Technologies Manufacturing, L.P. | Daikin | DPSA035A2BHAME0B04355*E |  | Voluntarily Certified | ACAirCoolAllPhase&gt;=240k&lt; | False | False |  |  |  |  | 10.5 |  | 16.5 | 13.2 | [6 empty] | 384000 | Electric Resistance Heating Or | 08/29/2023 |  | 11/13/2023
Daikin Comfort Technologies Manufacturing, L.P. | Daikin | DPSA035A2BHAME0B04450*0 |  | Voluntarily Certified | ACAirCoolAllPhase&gt;=240k&lt; | False | False |  |  |  |  | 10.8 |  | 16.9 | 13.2 | [6 empty] | 388000 | Electric Resistance Heating Or | 08/29/2023 |  | 11/13/2023
Daikin Comfort Technologies Manufacturing, L.P. | Daikin | DPSA035A2BHAME0B04450*E |  | Voluntarily Certified | ACAirCoolAllPhase&gt;=240k&lt; | False | False |  |  |  |  | 10.7 |  | 16.8 | 13.2 | [6 empty] | 388000 | Electric Resistance Heating Or | 08/29/2023 |  | 11/13/2023
Daikin Comfort Technologies Manufacturing, L.P. | Daikin | DPSA035A2BHAME0B04500*0 |  | Voluntarily Certified | ACAirCoolAllPhase&gt;=240k&lt; | False | False |  |  |  |  | 10.9 |  | 16.8 | 13.2 | [6 empty] | 388000 | Electric Resistance Heating Or | 08/29/2023 |  | 11/13/2023
Daikin Comfort Technologies Manufacturing, L.P. | Daikin | DPSA035A2BHAME0B04500*E |  | Voluntarily Certified | ACAirCoolAllPhase&gt;=240k&lt; | False | False |  |  |  |  | 10.8 |  | 16.7 | 13.2 | [6 empty] | 388000 | Electric Resistance Heating Or | 08/29/2023 |  | 11/13/2023
Daikin Comfort Technologies Manufacturing, L.P. | Daikin | DPSA035A2BHAME0B04560*0 |  | Voluntarily Certified | ACAirCoolAllPhase&gt;=240k&lt; | False | False |  |  |  |  | 10.9 |  | 17 | 13.2 | [6 empty] | 388000 | Electric Resistance Heating Or | 08/29/2023 |  | 11/13/2023
Daikin Comfort Technologies Manufacturing, L.P. | Daikin | DPSA035A2BHAME0B04560*E |  | Voluntarily Certified | ACAirCoolAllPhase&gt;=240k&lt; | False | False |  |  |  |  | 10.8 |  | 16.9 | 13.2 | [6 empty] | 388000 | Electric Resistance Heating Or | 08/29/2023 |  | 11/13/2023
Daikin Comfort Technologies Manufacturing, L.P. | Daikin | DPSA035A2BHBME0B02450*0 |  | Voluntarily Certified | ACAirCoolAllPhase&gt;=240k&lt; | False | False |  |  |  |  | 10.6 |  | 16.7 | 13.2 | [6 empty] | 392000 | Electric Resistance Heating Or | 08/29/2023 |  | 11/13/2023
Daikin Comfort Technologies Manufacturing, L.P. | Daikin | DPSA035A2BHBME0B02450*E |  | Voluntarily Certified | ACAirCoolAllPhase&gt;=240k&lt; | False | False |  |  |  |  | 10.5 |  | 16.6 | 13.2 | [6 empty] | 392000 | Electric Resistance Heating Or | 08/29/2023 |  | 11/13/2023
Daikin Comfort Technologies Manufacturing, L.P. | Daikin | DPSA035A2BHBME0B02500*0 |  | Voluntarily Certified | ACAirCoolAllPhase&gt;=240k&lt; | False | False |  |  |  |  | 10.8 |  | 16.9 | 13.2 | [6 empty] | 394000 | Electric Resistance Heating Or | 08/29/2023 |  | 11/13/2023
Daikin Comfort Technologies Manufacturing, L.P. | Daikin | DPSA035A2BHBME0B02500*E |  | Voluntarily Certified | ACAirCoolAllPhase&gt;=240k&lt; | False | False |  |  |  |  | 10.7 |  | 16.8 | 13.2 | [6 empty] | 394000 | Electric Resistance Heating Or | 08/29/2023 |  | 11/13/2023
Daikin Comfort Technologies Manufacturing, L.P. | Daikin | DPSA035A2BHBME0B02560*0 |  | Voluntarily Certified | ACAirCoolAllPhase&gt;=240k&lt; | False | False |  |  |  |  | 11 |  | 17.1 | 13.2 | [6 empty] | 394000 | Electric Resistance Heating Or | 08/29/2023 |  | 11/13/2023
Daikin Comfort Technologies Manufacturing, L.P. | Daikin | DPSA035A2BHBME0B02560*E |  | Voluntarily Certified | ACAirCoolAllPhase&gt;=240k&lt; | False | False |  |  |  |  | 10.9 |  | 17 | 13.2 | [6 empty] | 394000 | Electric Resistance Heating Or | 08/29/2023 |  | 11/13/2023
Daikin Comfort Technologies Manufacturing, L.P. | Daikin | DPSA035A2BHBME0B02630*0 |  | Voluntarily Certified | ACAirCoolAllPhase&gt;=240k&lt; | False | False |  |  |  |  | 11 |  | 17.1 | 13.2 | [6 empty] | 394000 | Electric Resistance Heating Or | 08/29/2023 |  | 11/13/2023
Daikin Comfort Technologies Manufacturing, L.P. | Daikin | DPSA035A2BHBME0B02630*E |  | Voluntarily Certified | ACAirCoolAllPhase&gt;=240k&lt; | False | False |  |  |  |  | 10.9 |  | 17 | 13.2 | [6 empty] | 394000 | Electric Resistance Heating Or | 08/29/2023 |  | 11/13/2023
Daikin Comfort Technologies Manufacturing, L.P. | Daikin | DPSA035A2BHBME0B04355*0 |  | Voluntarily Certified | ACAirCoolAllPhase&gt;=240k&lt; | False | False |  |  |  |  | 10.7 |  | 16.8 | 13.2 | [6 empty] | 392000 | Electric Resistance Heating Or | 08/29/2023 |  | 11/13/2023
Daikin Comfort Technologies Manufacturing, L.P. | Daikin | DPSA035A2BHBME0B04355*E |  | Voluntarily Certified | ACAirCoolAllPhase&gt;=240k&lt; | False | False |  |  |  |  | 10.6 |  | 16.7 | 13.2 | [6 empty] | 392000 | Electric Resistance Heating Or | 08/29/2023 |  | 11/13/2023
Daikin Comfort Technologies Manufacturing, L.P. | Daikin | DPSA035A2BHBME0B04450*0 |  | Voluntarily Certified | ACAirCoolAllPhase&gt;=240k&lt; | False | False |  |  |  |  | 11 |  | 17 | 13.2 | [6 empty] | 394000 | Electric Resistance Heating Or | 08/29/2023 |  | 11/13/2023
Daikin Comfort Technologies Manufacturing, L.P. | Daikin | DPSA035A2BHBME0B04450*E |  | Voluntarily Certified | ACAirCoolAllPhase&gt;=240k&lt; | False | False |  |  |  |  | 10.9 |  | 16.9 | 13.2 | [6 empty] | 394000 | Electric Resistance Heating Or | 08/29/2023 |  | 11/13/2023
Daikin Comfort Technologies Manufacturing, L.P. | Daikin | DPSA035A2BHBME0B04500*0 |  | Voluntarily Certified | ACAirCoolAllPhase&gt;=240k&lt; | False | False |  |  |  |  | 11.1 |  | 16.9 | 13.2 | [6 empty] | 394000 | Electric Resistance Heating Or | 08/29/2023 |  | 11/13/2023
Daikin Comfort Technologies Manufacturing, L.P. | Daikin | DPSA035A2BHBME0B04500*E |  | Voluntarily Certified | ACAirCoolAllPhase&gt;=240k&lt; | False | False |  |  |  |  | 11 |  | 16.8 | 13.2 | [6 empty] | 394000 | Electric Resistance Heating Or | 08/29/2023 |  | 11/13/2023
Daikin Comfort Technologies Manufacturing, L.P. | Daikin | DPSA035A2BHBME0B04560*0 |  | Voluntarily Certified | ACAirCoolAllPhase&gt;=240k&lt; | False | False |  |  |  |  | 11 |  | 17 | 13.2 | [6 empty] | 394000 | Electric Resistance Heating Or | 08/29/2023 |  | 11/13/2023
Daikin Comfort Technologies Manufacturing, L.P. | Daikin | DPSA035A2BHBME0B04560*E |  | Voluntarily Certified | ACAirCoolAllPhase&gt;=240k&lt; | False | False |  |  |  |  | 10.9 |  | 16.9 | 13.2 | [6 empty] | 394000 | Electric Resistance Heating Or | 08/29/2023 |  | 11/13/2023
Daikin Comfort Technologies Manufacturing, L.P. | Daikin | DPSA035A2BHCME0B02450*0 |  | Voluntarily Certified | ACAirCoolAllPhase&gt;=240k&lt; | False | False |  |  |  |  | 10.1 |  | 16.2 | 13.2 | [6 empty] | 374000 | Electric Resistance Heating Or | 08/29/2023 |  | 11/13/2023
Daikin Comfort Technologies Manufacturing, L.P. | Daikin | DPSA035A2BHCME0B02450*E |  | Voluntarily Certified | ACAirCoolAllPhase&gt;=240k&lt; | False | False |  |  |  |  | 10 |  | 16.1 | 13.2 | [6 empty] | 374000 | Electric Resistance Heating Or | 08/29/2023 |  | 11/13/2023
Daikin Comfort Technologies Manufacturing, L.P. | Daikin | DPSA035A2BHCME0B02500*0 |  | Voluntarily Certified | ACAirCoolAllPhase&gt;=240k&lt; | False | False |  |  |  |  | 10.3 |  | 16.4 | 13.2 | [6 empty] | 376000 | Electric Resistance Heating Or | 08/29/2023 |  | 11/13/2023
Daikin Comfort Technologies Manufacturing, L.P. | Daikin | DPSA035A2BHCME0B02500*E |  | Voluntarily Certified | ACAirCoolAllPhase&gt;=240k&lt; | False | False |  |  |  |  | 10.2 |  | 16.3 | 13.2 | [6 empty] | 376000 | Electric Resistance Heating Or | 08/29/2023 |  | 11/13/2023
Daikin Comfort Technologies Manufacturing, L.P. | Daikin | DPSA035A2BHCME0B02560*0 |  | Voluntarily Certified | ACAirCoolAllPhase&gt;=240k&lt; | False | False |  |  |  |  | 10.6 |  | 16.7 | 13.2 | [6 empty] | 378000 | Electric Resistance Heating Or | 08/29/2023 |  | 11/13/2023
Daikin Comfort Technologies Manufacturing, L.P. | Daikin | DPSA035A2BHCME0B02560*E |  | Voluntarily Certified | ACAirCoolAllPhase&gt;=240k&lt; | False | False |  |  |  |  | 10.5 |  | 16.6 | 13.2 | [6 empty] | 378000 | Electric Resistance Heating Or | 08/29/2023 |  | 11/13/2023
Daikin Comfort Technologies Manufacturing, L.P. | Daikin | DPSA035A2BHCME0B02630*0 |  | Voluntarily Certified | ACAirCoolAllPhase&gt;=240k&lt; | False | False |  |  |  |  | 10.6 |  | 16.7 | 13.2 | [6 empty] | 378000 | Electric Resistance Heating Or | 08/29/2023 |  | 11/13/2023
Daikin Comfort Technologies Manufacturing, L.P. | Daikin | DPSA035A2BHCME0B02630*E |  | Voluntarily Certified | ACAirCoolAllPhase&gt;=240k&lt; | False | False |  |  |  |  | 10.5 |  | 16.6 | 13.2 | [6 empty] | 378000 | Electric Resistance Heating Or | 08/29/2023 |  | 11/13/2023
Daikin Comfort Technologies Manufacturing, L.P. | Daikin | DPSA035A2BHCME0B04355*0 |  | Voluntarily Certified | ACAirCoolAllPhase&gt;=240k&lt; | False | False |  |  |  |  | 10.2 |  | 16.3 | 13.2 | [6 empty] | 374000 | Electric Resistance Heating Or | 08/29/2023 |  | 11/13/2023
Daikin Comfort Technologies Manufacturing, L.P. | Daikin | DPSA035A2BHCME0B04355*E |  | Voluntarily Certified | ACAirCoolAllPhase&gt;=240k&lt; | False | False |  |  |  |  | 10.1 |  | 16.2 | 13.2 | [6 empty] | 374000 | Electric Resistance Heating Or | 08/29/2023 |  | 11/13/2023
Daikin Comfort Technologies Manufacturing, L.P. | Daikin | DPSA035A2BHCME0B04450*0 |  | Voluntarily Certified | ACAirCoolAllPhase&gt;=240k&lt; | False | False |  |  |  |  | 10.5 |  | 16.6 | 13.2 | [6 empty] | 378000 | Electric Resistance Heating Or | 08/29/2023 |  | 11/13/2023
Daikin Comfort Technologies Manufacturing, L.P. | Daikin | DPSA035A2BHCME0B04450*E |  | Voluntarily Certified | ACAirCoolAllPhase&gt;=240k&lt; | False | False |  |  |  |  | 10.4 |  | 16.5 | 13.2 | [6 empty] | 378000 | Electric Resistance Heating Or | 08/29/2023 |  | 11/13/2023
Daikin Comfort Technologies Manufacturing, L.P. | Daikin | DPSA035A2BHCME0B04500*0 |  | Voluntarily Certified | ACAirCoolAllPhase&gt;=240k&lt; | False | False |  |  |  |  | 10.6 |  | 16.5 | 13.2 | [6 empty] | 378000 | Electric Resistance Heating Or | 08/29/2023 |  | 11/13/2023
Daikin Comfort Technologies Manufacturing, L.P. | Daikin | DPSA035A2BHCME0B04500*E |  | Voluntarily Certified | ACAirCoolAllPhase&gt;=240k&lt; | False | False |  |  |  |  | 10.5 |  | 16.4 | 13.2 | [6 empty] | 378000 | Electric Resistance Heating Or | 08/29/2023 |  | 11/13/2023
Daikin Comfort Technologies Manufacturing, L.P. | Daikin | DPSA035A2BHCME0B04560*0 |  | Voluntarily Certified | ACAirCoolAllPhase&gt;=240k&lt; | False | False |  |  |  |  | 10.5 |  | 16.6 | 13.2 | [6 empty] | 378000 | Electric Resistance Heating Or | 08/29/2023 |  | 11/13/2023
Daikin Comfort Technologies Manufacturing, L.P. | Daikin | DPSA035A2BHCME0B04560*E |  | Voluntarily Certified | ACAirCoolAllPhase&gt;=240k&lt; | False | False |  |  |  |  | 10.4 |  | 16.5 | 13.2 | [6 empty] | 378000 | Electric Resistance Heating Or | 08/29/2023 |  | 11/13/2023
Daikin Comfort Technologies Manufacturing, L.P. | Daikin | DPSA035A2BHDME0B02450*0 |  | Voluntarily Certified | ACAirCoolAllPhase&gt;=240k&lt; | False | False |  |  |  |  | 10.3 |  | 16.4 | 13.2 | [6 empty] | 386000 | Electric Resistance Heating Or | 08/29/2023 |  | 11/13/2023
Daikin Comfort Technologies Manufacturing, L.P. | Daikin | DPSA035A2BHDME0B02450*E |  | Voluntarily Certified | ACAirCoolAllPhase&gt;=240k&lt; | False | False |  |  |  |  | 10.2 |  | 16.3 | 13.2 | [6 empty] | 386000 | Electric Resistance Heating Or | 08/29/2023 |  | 11/13/2023
Daikin Comfort Technologies Manufacturing, L.P. | Daikin | DPSA035A2BHDME0B02500*0 |  | Voluntarily Certified | ACAirCoolAllPhase&gt;=240k&lt; | False | False |  |  |  |  | 10.5 |  | 16.6 | 13.2 | [6 empty] | 388000 | Electric Resistance Heating Or | 08/29/2023 |  | 11/13/2023
Daikin Comfort Technologies Manufacturing, L.P. | Daikin | DPSA035A2BHDME0B02500*E |  | Voluntarily Certified | ACAirCoolAllPhase&gt;=240k&lt; | False | False |  |  |  |  | 10.4 |  | 16.5 | 13.2 | [6 empty] | 388000 | Electric Resistance Heating Or | 08/29/2023 |  | 11/13/2023
Daikin Comfort Technologies Manufacturing, L.P. | Daikin | DPSA035A2BHDME0B02560*0 |  | Voluntarily Certified | ACAirCoolAllPhase&gt;=240k&lt; | False | False |  |  |  |  | 10.8 |  | 16.8 | 13.2 | [6 empty] | 390000 | Electric Resistance Heating Or | 08/29/2023 |  | 11/13/2023
Daikin Comfort Technologies Manufacturing, L.P. | Daikin | DPSA035A2BHDME0B02560*E |  | Voluntarily Certified | ACAirCoolAllPhase&gt;=240k&lt; | False | False |  |  |  |  | 10.7 |  | 16.7 | 13.2 | [6 empty] | 390000 | Electric Resistance Heating Or | 08/29/2023 |  | 11/13/2023
Daikin Comfort Technologies Manufacturing, L.P. | Daikin | DPSA035A2BHDME0B02630*0 |  | Voluntarily Certified | ACAirCoolAllPhase&gt;=240k&lt; | False | False |  |  |  |  | 10.8 |  | 16.8 | 13.2 | [6 empty] | 390000 | Electric Resistance Heating Or | 08/29/2023 |  | 11/13/2023
Daikin Comfort Technologies Manufacturing, L.P. | Daikin | DPSA035A2BHDME0B02630*E |  | Voluntarily Certified | ACAirCoolAllPhase&gt;=240k&lt; | False | False |  |  |  |  | 10.7 |  | 16.7 | 13.2 | [6 empty] | 390000 | Electric Resistance Heating Or | 08/29/2023 |  | 11/13/2023
Daikin Comfort Technologies Manufacturing, L.P. | Daikin | DPSA035A2BHDME0B04355*0 |  | Voluntarily Certified | ACAirCoolAllPhase&gt;=240k&lt; | False | False |  |  |  |  | 10.5 |  | 16.5 | 13.2 | [6 empty] | 386000 | Electric Resistance Heating Or | 08/29/2023 |  | 11/13/2023
Daikin Comfort Technologies Manufacturing, L.P. | Daikin | DPSA035A2BHDME0B04355*E |  | Voluntarily Certified | ACAirCoolAllPhase&gt;=240k&lt; | False | False |  |  |  |  | 10.4 |  | 16.4 | 13.2 | [6 empty] | 386000 | Electric Resistance Heating Or | 08/29/2023 |  | 11/13/2023
Daikin Comfort Technologies Manufacturing, L.P. | Daikin | DPSA035A2BHDME0B04450*0 |  | Voluntarily Certified | ACAirCoolAllPhase&gt;=240k&lt; | False | False |  |  |  |  | 10.7 |  | 16.7 | 13.2 | [6 empty] | 390000 | Electric Resistance Heating Or | 08/29/2023 |  | 11/13/2023
Daikin Comfort Technologies Manufacturing, L.P. | Daikin | DPSA035A2BHDME0B04450*E |  | Voluntarily Certified | ACAirCoolAllPhase&gt;=240k&lt; | False | False |  |  |  |  | 10.6 |  | 16.6 | 13.2 | [6 empty] | 390000 | Electric Resistance Heating Or | 08/29/2023 |  | 11/13/2023
Daikin Comfort Technologies Manufacturing, L.P. | Daikin | DPSA035A2BHDME0B04500*0 |  | Voluntarily Certified | ACAirCoolAllPhase&gt;=240k&lt; | False | False |  |  |  |  | 10.8 |  | 16.7 | 13.2 | [6 empty] | 390000 | Electric Resistance Heating Or | 08/29/2023 |  | 11/13/2023
Daikin Comfort Technologies Manufacturing, L.P. | Daikin | DPSA035A2BHDME0B04500*E |  | Voluntarily Certified | ACAirCoolAllPhase&gt;=240k&lt; | False | False |  |  |  |  | 10.7 |  | 16.6 | 13.2 | [6 empty] | 390000 | Electric Resistance Heating Or | 08/29/2023 |  | 11/13/2023
Daikin Comfort Technologies Manufacturing, L.P. | Daikin | DPSA035A2BHDME0B04560*0 |  | Voluntarily Certified | ACAirCoolAllPhase&gt;=240k&lt; | False | False |  |  |  |  | 10.7 |  | 16.7 | 13.2 | [6 empty] | 390000 | Electric Resistance Heating Or | 08/29/2023 |  | 11/13/2023
Daikin Comfort Technologies Manufacturing, L.P. | Daikin | DPSA035A2BHDME0B04560*E |  | Voluntarily Certified | ACAirCoolAllPhase&gt;=240k&lt; | False | False |  |  |  |  | 10.6 |  | 16.6 | 13.2 | [6 empty] | 390000 | Electric Resistance Heating Or | 08/29/2023 |  | 11/13/2023
Daikin Comfort Technologies Manufacturing, L.P. | Daikin | DPSA035A2BPAVE0B02450*0 |  | Voluntarily Certified | ACAirCoolAllPhase&gt;=240k&lt; | False | False |  |  |  |  | 10.1 |  | 17.1 | 13.2 | [6 empty] | 382000 | Electric Resistance Heating Or | 08/29/2023 |  | 11/13/2023
Daikin Comfort Technologies Manufacturing, L.P. | Daikin | DPSA035A2BPAVE0B02450*E |  | Voluntarily Certified | ACAirCoolAllPhase&gt;=240k&lt; | False | False |  |  |  |  | 10 |  | 17 | 13.2 | [6 empty] | 382000 | Electric Resistance Heating Or | 08/29/2023 |  | 11/13/2023
Daikin Comfort Technologies Manufacturing, L.P. | Daikin | DPSA035A2BPAVE0B02500*0 |  | Voluntarily Certified | ACAirCoolAllPhase&gt;=240k&lt; | False | False |  |  |  |  | 10.2 |  | 17.3 | 13.2 | [6 empty] | 382000 | Electric Resistance Heating Or | 08/29/2023 |  | 11/13/2023
Daikin Comfort Technologies Manufacturing, L.P. | Daikin | DPSA035A2BPAVE0B02500*E |  | Voluntarily Certified | ACAirCoolAllPhase&gt;=240k&lt; | False | False |  |  |  |  | 10.1 |  | 17.2 | 13.2 | [6 empty] | 382000 | Electric Resistance Heating Or | 08/29/2023 |  | 11/13/2023
Daikin Comfort Technologies Manufacturing, L.P. | Daikin | DPSA035A2BPAVE0B02560*0 |  | Voluntarily Certified | ACAirCoolAllPhase&gt;=240k&lt; | False | False |  |  |  |  | 10.5 |  | 17.5 | 13.2 | [6 empty] | 386000 | Electric Resistance Heating Or | 08/29/2023 |  | 11/13/2023
Daikin Comfort Technologies Manufacturing, L.P. | Daikin | DPSA035A2BPAVE0B02560*E |  | Voluntarily Certified | ACAirCoolAllPhase&gt;=240k&lt; | False | False |  |  |  |  | 10.4 |  | 17.4 | 13.2 | [6 empty] | 386000 | Electric Resistance Heating Or | 08/29/2023 |  | 11/13/2023
Daikin Comfort Technologies Manufacturing, L.P. | Daikin | DPSA035A2BPAVE0B02630*0 |  | Voluntarily Certified | ACAirCoolAllPhase&gt;=240k&lt; | False | False |  |  |  |  | 10.5 |  | 17.5 | 13.2 | [6 empty] | 386000 | Electric Resistance Heating Or | 08/29/2023 |  | 11/13/2023
Daikin Comfort Technologies Manufacturing, L.P. | Daikin | DPSA035A2BPAVE0B02630*E |  | Voluntarily Certified | ACAirCoolAllPhase&gt;=240k&lt; | False | False |  |  |  |  | 10.4 |  | 17.4 | 13.2 | [6 empty] | 386000 | Electric Resistance Heating Or | 08/29/2023 |  | 11/13/2023
Daikin Comfort Technologies Manufacturing, L.P. | Daikin | DPSA035A2BPAVE0B04355*0 |  | Voluntarily Certified | ACAirCoolAllPhase&gt;=240k&lt; | False | False |  |  |  |  | 10.2 |  | 17.2 | 13.2 | [6 empty] | 382000 | Electric Resistance Heating Or | 08/29/2023 |  | 11/13/2023
Daikin Comfort Technologies Manufacturing, L.P. | Daikin | DPSA035A2BPAVE0B04355*E |  | Voluntarily Certified | ACAirCoolAllPhase&gt;=240k&lt; | False | False |  |  |  |  | 10.1 |  | 17.1 | 13.2 | [6 empty] | 382000 | Electric Resistance Heating Or | 08/29/2023 |  | 11/13/2023
Daikin Comfort Technologies Manufacturing, L.P. | Daikin | DPSA035A2BPAVE0B04450*0 |  | Voluntarily Certified | ACAirCoolAllPhase&gt;=240k&lt; | False | False |  |  |  |  | 10.4 |  | 17.4 | 13.2 | [6 empty] | 384000 | Electric Resistance Heating Or | 08/29/2023 |  | 11/13/2023
Daikin Comfort Technologies Manufacturing, L.P. | Daikin | DPSA035A2BPAVE0B04450*E |  | Voluntarily Certified | ACAirCoolAllPhase&gt;=240k&lt; | False | False |  |  |  |  | 10.3 |  | 17.3 | 13.2 | [6 empty] | 384000 | Electric Resistance Heating Or | 08/29/2023 |  | 11/13/2023
Daikin Comfort Technologies Manufacturing, L.P. | Daikin | DPSA035A2BPAVE0B04500*0 |  | Voluntarily Certified | ACAirCoolAllPhase&gt;=240k&lt; | False | False |  |  |  |  | 10.5 |  | 17.4 | 13.2 | [6 empty] | 386000 | Electric Resistance Heating Or | 08/29/2023 |  | 11/13/2023
Daikin Comfort Technologies Manufacturing, L.P. | Daikin | DPSA035A2BPAVE0B04500*E |  | Voluntarily Certified | ACAirCoolAllPhase&gt;=240k&lt; | False | False |  |  |  |  | 10.4 |  | 17.3 | 13.2 | [6 empty] | 386000 | Electric Resistance Heating Or | 08/29/2023 |  | 11/13/2023
Daikin Comfort Technologies Manufacturing, L.P. | Daikin | DPSA035A2BPAVE0B04560*0 |  | Voluntarily Certified | ACAirCoolAllPhase&gt;=240k&lt; | False | False |  |  |  |  | 10.5 |  | 17.5 | 13.2 | [6 empty] | 384000 | Electric Resistance Heating Or | 08/29/2023 |  | 11/13/2023
Daikin Comfort Technologies Manufacturing, L.P. | Daikin | DPSA035A2BPAVE0B04560*E |  | Voluntarily Certified | ACAirCoolAllPhase&gt;=240k&lt; | False | False |  |  |  |  | 10.4 |  | 17.4 | 13.2 | [6 empty] | 384000 | Electric Resistance Heating Or | 08/29/2023 |  | 11/13/2023
Daikin Comfort Technologies Manufacturing, L.P. | Daikin | DPSA035A2BPAVF0B02450*0 |  | Voluntarily Certified | ACAirCoolAllPhase&gt;=240k&lt; | False | False |  |  |  |  | 10.2 |  | 18.2 | 13.2 | [6 empty] | 382000 | Electric Resistance Heating Or | 08/29/2023 |  | 11/13/2023
Daikin Comfort Technologies Manufacturing, L.P. | Daikin | DPSA035A2BPAVF0B02450*E |  | Voluntarily Certified | ACAirCoolAllPhase&gt;=240k&lt; | False | False |  |  |  |  | 10.1 |  | 18.1 | 13.2 | [6 empty] | 382000 | Electric Resistance Heating Or | 08/29/2023 |  | 11/13/2023
Daikin Comfort Technologies Manufacturing, L.P. | Daikin | DPSA035A2BPAVF0B02500*0 |  | Voluntarily Certified | ACAirCoolAllPhase&gt;=240k&lt; | False | False |  |  |  |  | 10.4 |  | 18.4 | 13.2 | [6 empty] | 382000 | Electric Resistance Heating Or | 08/29/2023 |  | 11/13/2023
Daikin Comfort Technologies Manufacturing, L.P. | Daikin | DPSA035A2BPAVF0B02500*E |  | Voluntarily Certified | ACAirCoolAllPhase&gt;=240k&lt; | False | False |  |  |  |  | 10.3 |  | 18.3 | 13.2 | [6 empty] | 382000 | Electric Resistance Heating Or | 08/29/2023 |  | 11/13/2023
Daikin Comfort Technologies Manufacturing, L.P. | Daikin | DPSA035A2BPAVF0B02560*0 |  | Voluntarily Certified | ACAirCoolAllPhase&gt;=240k&lt; | False | False |  |  |  |  | 10.7 |  | 18.6 | 13.2 | [6 empty] | 386000 | Electric Resistance Heating Or | 08/29/2023 |  | 11/13/2023
Daikin Comfort Technologies Manufacturing, L.P. | Daikin | DPSA035A2BPAVF0B02560*E |  | Voluntarily Certified | ACAirCoolAllPhase&gt;=240k&lt; | False | False |  |  |  |  | 10.6 |  | 18.5 | 13.2 | [6 empty] | 386000 | Electric Resistance Heating Or | 08/29/2023 |  | 11/13/2023
Daikin Comfort Technologies Manufacturing, L.P. | Daikin | DPSA035A2BPAVF0B02630*0 |  | Voluntarily Certified | ACAirCoolAllPhase&gt;=240k&lt; | False | False |  |  |  |  | 10.7 |  | 18.6 | 13.2 | [6 empty] | 386000 | Electric Resistance Heating Or | 08/29/2023 |  | 11/13/2023
Daikin Comfort Technologies Manufacturing, L.P. | Daikin | DPSA035A2BPAVF0B02630*E |  | Voluntarily Certified | ACAirCoolAllPhase&gt;=240k&lt; | False | False |  |  |  |  | 10.6 |  | 18.5 | 13.2 | [6 empty] | 386000 | Electric Resistance Heating Or | 08/29/2023 |  | 11/13/2023
Daikin Comfort Technologies Manufacturing, L.P. | Daikin | DPSA035A2BPAVF0B04355*0 |  | Voluntarily Certified | ACAirCoolAllPhase&gt;=240k&lt; | False | False |  |  |  |  | 10.4 |  | 18.3 | 13.2 | [6 empty] | 382000 | Electric Resistance Heating Or | 08/29/2023 |  | 11/13/2023
Daikin Comfort Technologies Manufacturing, L.P. | Daikin | DPSA035A2BPAVF0B04355*E |  | Voluntarily Certified | ACAirCoolAllPhase&gt;=240k&lt; | False | False |  |  |  |  | 10.3 |  | 18.2 | 13.2 | [6 empty] | 382000 | Electric Resistance Heating Or | 08/29/2023 |  | 11/13/2023
Daikin Comfort Technologies Manufacturing, L.P. | Daikin | DPSA035A2BPAVF0B04450*0 |  | Voluntarily Certified | ACAirCoolAllPhase&gt;=240k&lt; | False | False |  |  |  |  | 10.6 |  | 18.5 | 13.2 | [6 empty] | 384000 | Electric Resistance Heating Or | 08/29/2023 |  | 11/13/2023
Daikin Comfort Technologies Manufacturing, L.P. | Daikin | DPSA035A2BPAVF0B04450*E |  | Voluntarily Certified | ACAirCoolAllPhase&gt;=240k&lt; | False | False |  |  |  |  | 10.5 |  | 18.4 | 13.2 | [6 empty] | 384000 | Electric Resistance Heating Or | 08/29/2023 |  | 11/13/2023
Daikin Comfort Technologies Manufacturing, L.P. | Daikin | DPSA035A2BPAVF0B04500*0 |  | Voluntarily Certified | ACAirCoolAllPhase&gt;=240k&lt; | False | False |  |  |  |  | 10.7 |  | 18.5 | 13.2 | [6 empty] | 386000 | Electric Resistance Heating Or | 08/29/2023 |  | 11/13/2023
Daikin Comfort Technologies Manufacturing, L.P. | Daikin | DPSA035A2BPAVF0B04500*E |  | Voluntarily Certified | ACAirCoolAllPhase&gt;=240k&lt; | False | False |  |  |  |  | 10.6 |  | 18.4 | 13.2 | [6 empty] | 386000 | Electric Resistance Heating Or | 08/29/2023 |  | 11/13/2023
Daikin Comfort Technologies Manufacturing, L.P. | Daikin | DPSA035A2BPAVF0B04560*0 |  | Voluntarily Certified | ACAirCoolAllPhase&gt;=240k&lt; | False | False |  |  |  |  | 10.7 |  | 18.6 | 13.2 | [6 empty] | 384000 | Electric Resistance Heating Or | 08/29/2023 |  | 11/13/2023
Daikin Comfort Technologies Manufacturing, L.P. | Daikin | DPSA035A2BPAVF0B04560*E |  | Voluntarily Certified | ACAirCoolAllPhase&gt;=240k&lt; | False | False |  |  |  |  | 10.6 |  | 18.5 | 13.2 | [6 empty] | 384000 | Electric Resistance Heating Or | 08/29/2023 |  | 11/13/2023
Daikin Comfort Technologies Manufacturing, L.P. | Daikin | DPSA035A2BPBVE0B02450*0 |  | Voluntarily Certified | ACAirCoolAllPhase&gt;=240k&lt; | False | False |  |  |  |  | 10.2 |  | 17.2 | 13.2 | [6 empty] | 390000 | Electric Resistance Heating Or | 08/29/2023 |  | 11/13/2023
Daikin Comfort Technologies Manufacturing, L.P. | Daikin | DPSA035A2BPBVE0B02450*E |  | Voluntarily Certified | ACAirCoolAllPhase&gt;=240k&lt; | False | False |  |  |  |  | 10.1 |  | 17.1 | 13.2 | [6 empty] | 390000 | Electric Resistance Heating Or | 08/29/2023 |  | 11/13/2023
Daikin Comfort Technologies Manufacturing, L.P. | Daikin | DPSA035A2BPBVE0B02500*0 |  | Voluntarily Certified | ACAirCoolAllPhase&gt;=240k&lt; | False | False |  |  |  |  | 10.4 |  | 17.4 | 13.2 | [6 empty] | 390000 | Electric Resistance Heating Or | 08/29/2023 |  | 11/13/2023
Daikin Comfort Technologies Manufacturing, L.P. | Daikin | DPSA035A2BPBVE0B02500*E |  | Voluntarily Certified | ACAirCoolAllPhase&gt;=240k&lt; | False | False |  |  |  |  | 10.3 |  | 17.3 | 13.2 | [6 empty] | 390000 | Electric Resistance Heating Or | 08/29/2023 |  | 11/13/2023
Daikin Comfort Technologies Manufacturing, L.P. | Daikin | DPSA035A2BPBVE0B02560*0 |  | Voluntarily Certified | ACAirCoolAllPhase&gt;=240k&lt; | False | False |  |  |  |  | 10.6 |  | 17.7 | 13.2 | [6 empty] | 394000 | Electric Resistance Heating Or | 08/29/2023 |  | 11/13/2023
Daikin Comfort Technologies Manufacturing, L.P. | Daikin | DPSA035A2BPBVE0B02560*E |  | Voluntarily Certified | ACAirCoolAllPhase&gt;=240k&lt; | False | False |  |  |  |  | 10.5 |  | 17.6 | 13.2 | [6 empty] | 394000 | Electric Resistance Heating Or | 08/29/2023 |  | 11/13/2023
Daikin Comfort Technologies Manufacturing, L.P. | Daikin | DPSA035A2BPBVE0B02630*0 |  | Voluntarily Certified | ACAirCoolAllPhase&gt;=240k&lt; | False | False |  |  |  |  | 10.6 |  | 17.7 | 13.2 | [6 empty] | 394000 | Electric Resistance Heating Or | 08/29/2023 |  | 11/13/2023
Daikin Comfort Technologies Manufacturing, L.P. | Daikin | DPSA035A2BPBVE0B02630*E |  | Voluntarily Certified | ACAirCoolAllPhase&gt;=240k&lt; | False | False |  |  |  |  | 10.5 |  | 17.6 | 13.2 | [6 empty] | 394000 | Electric Resistance Heating Or | 08/29/2023 |  | 11/13/2023
Daikin Comfort Technologies Manufacturing, L.P. | Daikin | DPSA035A2BPBVE0B04355*0 |  | Voluntarily Certified | ACAirCoolAllPhase&gt;=240k&lt; | False | False |  |  |  |  | 10.3 |  | 17.3 | 13.2 | [6 empty] | 390000 | Electric Resistance Heating Or | 08/29/2023 |  | 11/13/2023
Daikin Comfort Technologies Manufacturing, L.P. | Daikin | DPSA035A2BPBVE0B04355*E |  | Voluntarily Certified | ACAirCoolAllPhase&gt;=240k&lt; | False | False |  |  |  |  | 10.2 |  | 17.2 | 13.2 | [6 empty] | 390000 | Electric Resistance Heating Or | 08/29/2023 |  | 11/13/2023
Daikin Comfort Technologies Manufacturing, L.P. | Daikin | DPSA035A2BPBVE0B04450*0 |  | Voluntarily Certified | ACAirCoolAllPhase&gt;=240k&lt; | False | False |  |  |  |  | 10.6 |  | 17.6 | 13.2 | [6 empty] | 392000 | Electric Resistance Heating Or | 08/29/2023 |  | 11/13/2023
Daikin Comfort Technologies Manufacturing, L.P. | Daikin | DPSA035A2BPBVE0B04450*E |  | Voluntarily Certified | ACAirCoolAllPhase&gt;=240k&lt; | False | False |  |  |  |  | 10.5 |  | 17.5 | 13.2 | [6 empty] | 392000 | Electric Resistance Heating Or | 08/29/2023 |  | 11/13/2023
Daikin Comfort Technologies Manufacturing, L.P. | Daikin | DPSA035A2BPBVE0B04500*0 |  | Voluntarily Certified | ACAirCoolAllPhase&gt;=240k&lt; | False | False |  |  |  |  | 10.7 |  | 17.5 | 13.2 | [6 empty] | 394000 | Electric Resistance Heating Or | 08/29/2023 |  | 11/13/2023
Daikin Comfort Technologies Manufacturing, L.P. | Daikin | DPSA035A2BPBVE0B04500*E |  | Voluntarily Certified | ACAirCoolAllPhase&gt;=240k&lt; | False | False |  |  |  |  | 10.6 |  | 17.4 | 13.2 | [6 empty] | 394000 | Electric Resistance Heating Or | 08/29/2023 |  | 11/13/2023
Daikin Comfort Technologies Manufacturing, L.P. | Daikin | DPSA035A2BPBVE0B04560*0 |  | Voluntarily Certified | ACAirCoolAllPhase&gt;=240k&lt; | False | False |  |  |  |  | 10.6 |  | 17.6 | 13.2 | [6 empty] | 392000 | Electric Resistance Heating Or | 08/29/2023 |  | 11/13/2023
Daikin Comfort Technologies Manufacturing, L.P. | Daikin | DPSA035A2BPBVE0B04560*E |  | Voluntarily Certified | ACAirCoolAllPhase&gt;=240k&lt; | False | False |  |  |  |  | 10.5 |  | 17.5 | 13.2 | [6 empty] | 392000 | Electric Resistance Heating Or | 08/29/2023 |  | 11/13/2023
Daikin Comfort Technologies Manufacturing, L.P. | Daikin | DPSA035A2BPBVF0B02450*0 |  | Voluntarily Certified | ACAirCoolAllPhase&gt;=240k&lt; | False | False |  |  |  |  | 10.4 |  | 18.3 | 13.2 | [6 empty] | 390000 | Electric Resistance Heating Or | 08/29/2023 |  | 11/13/2023
Daikin Comfort Technologies Manufacturing, L.P. | Daikin | DPSA035A2BPBVF0B02450*E |  | Voluntarily Certified | ACAirCoolAllPhase&gt;=240k&lt; | False | False |  |  |  |  | 10.3 |  | 18.2 | 13.2 | [6 empty] | 390000 | Electric Resistance Heating Or | 08/29/2023 |  | 11/13/2023
Daikin Comfort Technologies Manufacturing, L.P. | Daikin | DPSA035A2BPBVF0B02500*0 |  | Voluntarily Certified | ACAirCoolAllPhase&gt;=240k&lt; | False | False |  |  |  |  | 10.6 |  | 18.5 | 13.2 | [6 empty] | 390000 | Electric Resistance Heating Or | 08/29/2023 |  | 11/13/2023
Daikin Comfort Technologies Manufacturing, L.P. | Daikin | DPSA035A2BPBVF0B02500*E |  | Voluntarily Certified | ACAirCoolAllPhase&gt;=240k&lt; | False | False |  |  |  |  | 10.5 |  | 18.4 | 13.2 | [6 empty] | 390000 | Electric Resistance Heating Or | 08/29/2023 |  | 11/13/2023
Daikin Comfort Technologies Manufacturing, L.P. | Daikin | DPSA035A2BPBVF0B02560*0 |  | Voluntarily Certified | ACAirCoolAllPhase&gt;=240k&lt; | False | False |  |  |  |  | 10.8 |  | 18.7 | 13.2 | [6 empty] | 394000 | Electric Resistance Heating Or | 08/29/2023 |  | 11/13/2023
Daikin Comfort Technologies Manufacturing, L.P. | Daikin | DPSA035A2BPBVF0B02560*E |  | Voluntarily Certified | ACAirCoolAllPhase&gt;=240k&lt; | False | False |  |  |  |  | 10.7 |  | 18.6 | 13.2 | [6 empty] | 394000 | Electric Resistance Heating Or | 08/29/2023 |  | 11/13/2023
Daikin Comfort Technologies Manufacturing, L.P. | Daikin | DPSA035A2BPBVF0B02630*0 |  | Voluntarily Certified | ACAirCoolAllPhase&gt;=240k&lt; | False | False |  |  |  |  | 10.8 |  | 18.7 | 13.2 | [6 empty] | 394000 | Electric Resistance Heating Or | 08/29/2023 |  | 11/13/2023
Daikin Comfort Technologies Manufacturing, L.P. | Daikin | DPSA035A2BPBVF0B02630*E |  | Voluntarily Certified | ACAirCoolAllPhase&gt;=240k&lt; | False | False |  |  |  |  | 10.7 |  | 18.6 | 13.2 | [6 empty] | 394000 | Electric Resistance Heating Or | 08/29/2023 |  | 11/13/2023
Daikin Comfort Technologies Manufacturing, L.P. | Daikin | DPSA035A2BPBVF0B04355*0 |  | Voluntarily Certified | ACAirCoolAllPhase&gt;=240k&lt; | False | False |  |  |  |  | 10.5 |  | 18.4 | 13.2 | [6 empty] | 390000 | Electric Resistance Heating Or | 08/29/2023 |  | 11/13/2023
Daikin Comfort Technologies Manufacturing, L.P. | Daikin | DPSA035A2BPBVF0B04355*E |  | Voluntarily Certified | ACAirCoolAllPhase&gt;=240k&lt; | False | False |  |  |  |  | 10.4 |  | 18.3 | 13.2 | [6 empty] | 390000 | Electric Resistance Heating Or | 08/29/2023 |  | 11/13/2023
Daikin Comfort Technologies Manufacturing, L.P. | Daikin | DPSA035A2BPBVF0B04450*0 |  | Voluntarily Certified | ACAirCoolAllPhase&gt;=240k&lt; | False | False |  |  |  |  | 10.8 |  | 18.6 | 13.2 | [6 empty] | 392000 | Electric Resistance Heating Or | 08/29/2023 |  | 11/13/2023
Daikin Comfort Technologies Manufacturing, L.P. | Daikin | DPSA035A2BPBVF0B04450*E |  | Voluntarily Certified | ACAirCoolAllPhase&gt;=240k&lt; | False | False |  |  |  |  | 10.7 |  | 18.5 | 13.2 | [6 empty] | 392000 | Electric Resistance Heating Or | 08/29/2023 |  | 11/13/2023
Daikin Comfort Technologies Manufacturing, L.P. | Daikin | DPSA035A2BPBVF0B04500*0 |  | Voluntarily Certified | ACAirCoolAllPhase&gt;=240k&lt; | False | False |  |  |  |  | 10.9 |  | 18.6 | 13.2 | [6 empty] | 394000 | Electric Resistance Heating Or | 08/29/2023 |  | 11/13/2023
Daikin Comfort Technologies Manufacturing, L.P. | Daikin | DPSA035A2BPBVF0B04500*E |  | Voluntarily Certified | ACAirCoolAllPhase&gt;=240k&lt; | False | False |  |  |  |  | 10.8 |  | 18.5 | 13.2 | [6 empty] | 394000 | Electric Resistance Heating Or | 08/29/2023 |  | 11/13/2023
Daikin Comfort Technologies Manufacturing, L.P. | Daikin | DPSA035A2BPBVF0B04560*0 |  | Voluntarily Certified | ACAirCoolAllPhase&gt;=240k&lt; | False | False |  |  |  |  | 10.8 |  | 18.6 | 13.2 | [6 empty] | 392000 | Electric Resistance Heating Or | 08/29/2023 |  | 11/13/2023
Daikin Comfort Technologies Manufacturing, L.P. | Daikin | DPSA035A2BPBVF0B04560*E |  | Voluntarily Certified | ACAirCoolAllPhase&gt;=240k&lt; | False | False |  |  |  |  | 10.7 |  | 18.5 | 13.2 | [6 empty] | 392000 | Electric Resistance Heating Or | 08/29/2023 |  | 11/13/2023
Daikin Comfort Technologies Manufacturing, L.P. | Daikin | DPSA035A2BPCVE0B02560*0 |  | Voluntarily Certified | ACAirCoolAllPhase&gt;=240k&lt; | False | False |  |  |  |  | 10.2 |  | 17.2 | 13.2 | [6 empty] | 376000 | Electric Resistance Heating Or | 08/29/2023 |  | 11/13/2023
Daikin Comfort Technologies Manufacturing, L.P. | Daikin | DPSA035A2BPCVE0B02560*E |  | Voluntarily Certified | ACAirCoolAllPhase&gt;=240k&lt; | False | False |  |  |  |  | 10.1 |  | 17.1 | 13.2 | [6 empty] | 376000 | Electric Resistance Heating Or | 08/29/2023 |  | 11/13/2023
Daikin Comfort Technologies Manufacturing, L.P. | Daikin | DPSA035A2BPCVE0B02630*0 |  | Voluntarily Certified | ACAirCoolAllPhase&gt;=240k&lt; | False | False |  |  |  |  | 10.2 |  | 17.2 | 13.2 | [6 empty] | 376000 | Electric Resistance Heating Or | 08/29/2023 |  | 11/13/2023
Daikin Comfort Technologies Manufacturing, L.P. | Daikin | DPSA035A2BPCVE0B02630*E |  | Voluntarily Certified | ACAirCoolAllPhase&gt;=240k&lt; | False | False |  |  |  |  | 10.1 |  | 17.1 | 13.2 | [6 empty] | 376000 | Electric Resistance Heating Or | 08/29/2023 |  | 11/13/2023
Daikin Comfort Technologies Manufacturing, L.P. | Daikin | DPSA035A2BPCVE0B04450*0 |  | Voluntarily Certified | ACAirCoolAllPhase&gt;=240k&lt; | False | False |  |  |  |  | 10.1 |  | 17.1 | 13.2 | [6 empty] | 374000 | Electric Resistance Heating Or | 08/29/2023 |  | 11/13/2023
Daikin Comfort Technologies Manufacturing, L.P. | Daikin | DPSA035A2BPCVE0B04450*E |  | Voluntarily Certified | ACAirCoolAllPhase&gt;=240k&lt; | False | False |  |  |  |  | 10 |  | 17 | 13.2 | [6 empty] | 374000 | Electric Resistance Heating Or | 08/29/2023 |  | 11/13/2023
Daikin Comfort Technologies Manufacturing, L.P. | Daikin | DPSA035A2BPCVE0B04500*0 |  | Voluntarily Certified | ACAirCoolAllPhase&gt;=240k&lt; | False | False |  |  |  |  | 10.2 |  | 17 | 13.2 | [6 empty] | 376000 | Electric Resistance Heating Or | 08/29/2023 |  | 11/13/2023
Daikin Comfort Technologies Manufacturing, L.P. | Daikin | DPSA035A2BPCVE0B04500*E |  | Voluntarily Certified | ACAirCoolAllPhase&gt;=240k&lt; | False | False |  |  |  |  | 10.1 |  | 16.9 | 13.2 | [6 empty] | 376000 | Electric Resistance Heating Or | 08/29/2023 |  | 11/13/2023
Daikin Comfort Technologies Manufacturing, L.P. | Daikin | DPSA035A2BPCVE0B04560*0 |  | Voluntarily Certified | ACAirCoolAllPhase&gt;=240k&lt; | False | False |  |  |  |  | 10.1 |  | 17.1 | 13.2 | [6 empty] | 374000 | Electric Resistance Heating Or | 08/29/2023 |  | 11/13/2023
Daikin Comfort Technologies Manufacturing, L.P. | Daikin | DPSA035A2BPCVE0B04560*E |  | Voluntarily Certified | ACAirCoolAllPhase&gt;=240k&lt; | False | False |  |  |  |  | 10 |  | 17 | 13.2 | [6 empty] | 374000 | Electric Resistance Heating Or | 08/29/2023 |  | 11/13/2023
Daikin Comfort Technologies Manufacturing, L.P. | Daikin | DPSA035A2BPCVF0B02500*0 |  | Voluntarily Certified | ACAirCoolAllPhase&gt;=240k&lt; | False | False |  |  |  |  | 10.1 |  | 18 | 13.2 | [6 empty] | 372000 | Electric Resistance Heating Or | 08/29/2023 |  | 11/13/2023
Daikin Comfort Technologies Manufacturing, L.P. | Daikin | DPSA035A2BPCVF0B02500*E |  | Voluntarily Certified | ACAirCoolAllPhase&gt;=240k&lt; | False | False |  |  |  |  | 10 |  | 17.9 | 13.2 | [6 empty] | 372000 | Electric Resistance Heating Or | 08/29/2023 |  | 11/13/2023
Daikin Comfort Technologies Manufacturing, L.P. | Daikin | DPSA035A2BPCVF0B02560*0 |  | Voluntarily Certified | ACAirCoolAllPhase&gt;=240k&lt; | False | False |  |  |  |  | 10.4 |  | 18.3 | 13.2 | [6 empty] | 376000 | Electric Resistance Heating Or | 08/29/2023 |  | 11/13/2023
Daikin Comfort Technologies Manufacturing, L.P. | Daikin | DPSA035A2BPCVF0B02560*E |  | Voluntarily Certified | ACAirCoolAllPhase&gt;=240k&lt; | False | False |  |  |  |  | 10.3 |  | 18.2 | 13.2 | [6 empty] | 376000 | Electric Resistance Heating Or | 08/29/2023 |  | 11/13/2023
Daikin Comfort Technologies Manufacturing, L.P. | Daikin | DPSA035A2BPCVF0B02630*0 |  | Voluntarily Certified | ACAirCoolAllPhase&gt;=240k&lt; | False | False |  |  |  |  | 10.3 |  | 18.3 | 13.2 | [6 empty] | 376000 | Electric Resistance Heating Or | 08/29/2023 |  | 11/13/2023
Daikin Comfort Technologies Manufacturing, L.P. | Daikin | DPSA035A2BPCVF0B02630*E |  | Voluntarily Certified | ACAirCoolAllPhase&gt;=240k&lt; | False | False |  |  |  |  | 10.2 |  | 18.2 | 13.2 | [6 empty] | 376000 | Electric Resistance Heating Or | 08/29/2023 |  | 11/13/2023
Daikin Comfort Technologies Manufacturing, L.P. | Daikin | DPSA035A2BPCVF0B04355*0 |  | Voluntarily Certified | ACAirCoolAllPhase&gt;=240k&lt; | False | False |  |  |  |  | 10 |  | 17.9 | 13.2 | [6 empty] | 372000 | Electric Resistance Heating Or | 08/29/2023 |  | 11/13/2023
Daikin Comfort Technologies Manufacturing, L.P. | Daikin | DPSA035A2BPCVF0B04450*0 |  | Voluntarily Certified | ACAirCoolAllPhase&gt;=240k&lt; | False | False |  |  |  |  | 10.3 |  | 18.2 | 13.2 | [6 empty] | 374000 | Electric Resistance Heating Or | 08/29/2023 |  | 11/13/2023
Daikin Comfort Technologies Manufacturing, L.P. | Daikin | DPSA035A2BPCVF0B04450*E |  | Voluntarily Certified | ACAirCoolAllPhase&gt;=240k&lt; | False | False |  |  |  |  | 10.2 |  | 18.1 | 13.2 | [6 empty] | 374000 | Electric Resistance Heating Or | 08/29/2023 |  | 11/13/2023
Daikin Comfort Technologies Manufacturing, L.P. | Daikin | DPSA035A2BPCVF0B04500*0 |  | Voluntarily Certified | ACAirCoolAllPhase&gt;=240k&lt; | False | False |  |  |  |  | 10.4 |  | 18.1 | 13.2 | [6 empty] | 376000 | Electric Resistance Heating Or | 08/29/2023 |  | 11/13/2023
Daikin Comfort Technologies Manufacturing, L.P. | Daikin | DPSA035A2BPCVF0B04500*E |  | Voluntarily Certified | ACAirCoolAllPhase&gt;=240k&lt; | False | False |  |  |  |  | 10.3 |  | 18 | 13.2 | [6 empty] | 376000 | Electric Resistance Heating Or | 08/29/2023 |  | 11/13/2023
Daikin Comfort Technologies Manufacturing, L.P. | Daikin | DPSA035A2BPCVF0B04560*0 |  | Voluntarily Certified | ACAirCoolAllPhase&gt;=240k&lt; | False | False |  |  |  |  | 10.3 |  | 18.2 | 13.2 | [6 empty] | 374000 | Electric Resistance Heating Or | 08/29/2023 |  | 11/13/2023
Daikin Comfort Technologies Manufacturing, L.P. | Daikin | DPSA035A2BPCVF0B04560*E |  | Voluntarily Certified | ACAirCoolAllPhase&gt;=240k&lt; | False | False |  |  |  |  | 10.2 |  | 18.1 | 13.2 | [6 empty] | 374000 | Electric Resistance Heating Or | 08/29/2023 |  | 11/13/2023
Daikin Comfort Technologies Manufacturing, L.P. | Daikin | DPSA035A2BPDVE0B02500*0 |  | Voluntarily Certified | ACAirCoolAllPhase&gt;=240k&lt; | False | False |  |  |  |  | 10.1 |  | 17.1 | 13.2 | [6 empty] | 384000 | Electric Resistance Heating Or | 08/29/2023 |  | 11/13/2023
Daikin Comfort Technologies Manufacturing, L.P. | Daikin | DPSA035A2BPDVE0B02500*E |  | Voluntarily Certified | ACAirCoolAllPhase&gt;=240k&lt; | False | False |  |  |  |  | 10 |  | 17 | 13.2 | [6 empty] | 384000 | Electric Resistance Heating Or | 08/29/2023 |  | 11/13/2023
Daikin Comfort Technologies Manufacturing, L.P. | Daikin | DPSA035A2BPDVE0B02560*0 |  | Voluntarily Certified | ACAirCoolAllPhase&gt;=240k&lt; | False | False |  |  |  |  | 10.4 |  | 17.4 | 13.2 | [6 empty] | 388000 | Electric Resistance Heating Or | 08/29/2023 |  | 11/13/2023
Daikin Comfort Technologies Manufacturing, L.P. | Daikin | DPSA035A2BPDVE0B02560*E |  | Voluntarily Certified | ACAirCoolAllPhase&gt;=240k&lt; | False | False |  |  |  |  | 10.3 |  | 17.3 | 13.2 | [6 empty] | 388000 | Electric Resistance Heating Or | 08/29/2023 |  | 11/13/2023
Daikin Comfort Technologies Manufacturing, L.P. | Daikin | DPSA035A2BPDVE0B02630*0 |  | Voluntarily Certified | ACAirCoolAllPhase&gt;=240k&lt; | False | False |  |  |  |  | 10.4 |  | 17.4 | 13.2 | [6 empty] | 388000 | Electric Resistance Heating Or | 08/29/2023 |  | 11/13/2023
Daikin Comfort Technologies Manufacturing, L.P. | Daikin | DPSA035A2BPDVE0B02630*E |  | Voluntarily Certified | ACAirCoolAllPhase&gt;=240k&lt; | False | False |  |  |  |  | 10.3 |  | 17.3 | 13.2 | [6 empty] | 388000 | Electric Resistance Heating Or | 08/29/2023 |  | 11/13/2023
Daikin Comfort Technologies Manufacturing, L.P. | Daikin | DPSA035A2BPDVE0B04355*0 |  | Voluntarily Certified | ACAirCoolAllPhase&gt;=240k&lt; | False | False |  |  |  |  | 10.1 |  | 17 | 13.2 | [6 empty] | 384000 | Electric Resistance Heating Or | 08/29/2023 |  | 11/13/2023
Daikin Comfort Technologies Manufacturing, L.P. | Daikin | DPSA035A2BPDVE0B04355*E |  | Voluntarily Certified | ACAirCoolAllPhase&gt;=240k&lt; | False | False |  |  |  |  | 10 |  | 16.9 | 13.2 | [6 empty] | 384000 | Electric Resistance Heating Or | 08/29/2023 |  | 11/13/2023
Daikin Comfort Technologies Manufacturing, L.P. | Daikin | DPSA035A2BPDVE0B04450*0 |  | Voluntarily Certified | ACAirCoolAllPhase&gt;=240k&lt; | False | False |  |  |  |  | 10.4 |  | 17.3 | 13.2 | [6 empty] | 386000 | Electric Resistance Heating Or | 08/29/2023 |  | 11/13/2023
Daikin Comfort Technologies Manufacturing, L.P. | Daikin | DPSA035A2BPDVE0B04450*E |  | Voluntarily Certified | ACAirCoolAllPhase&gt;=240k&lt; | False | False |  |  |  |  | 10.3 |  | 17.2 | 13.2 | [6 empty] | 386000 | Electric Resistance Heating Or | 08/29/2023 |  | 11/13/2023
Daikin Comfort Technologies Manufacturing, L.P. | Daikin | DPSA035A2BPDVE0B04500*0 |  | Voluntarily Certified | ACAirCoolAllPhase&gt;=240k&lt; | False | False |  |  |  |  | 10.5 |  | 17.2 | 13.2 | [6 empty] | 388000 | Electric Resistance Heating Or | 08/29/2023 |  | 11/13/2023
Daikin Comfort Technologies Manufacturing, L.P. | Daikin | DPSA035A2BPDVE0B04500*E |  | Voluntarily Certified | ACAirCoolAllPhase&gt;=240k&lt; | False | False |  |  |  |  | 10.4 |  | 17.1 | 13.2 | [6 empty] | 388000 | Electric Resistance Heating Or | 08/29/2023 |  | 11/13/2023
Daikin Comfort Technologies Manufacturing, L.P. | Daikin | DPSA035A2BPDVE0B04560*0 |  | Voluntarily Certified | ACAirCoolAllPhase&gt;=240k&lt; | False | False |  |  |  |  | 10.3 |  | 17.3 | 13.2 | [6 empty] | 386000 | Electric Resistance Heating Or | 08/29/2023 |  | 11/13/2023
Daikin Comfort Technologies Manufacturing, L.P. | Daikin | DPSA035A2BPDVE0B04560*E |  | Voluntarily Certified | ACAirCoolAllPhase&gt;=240k&lt; | False | False |  |  |  |  | 10.2 |  | 17.2 | 13.2 | [6 empty] | 386000 | Electric Resistance Heating Or | 08/29/2023 |  | 11/13/2023
Daikin Comfort Technologies Manufacturing, L.P. | Daikin | DPSA035A2BPDVF0B02450*0 |  | Voluntarily Certified | ACAirCoolAllPhase&gt;=240k&lt; | False | False |  |  |  |  | 10.1 |  | 18 | 13.2 | [6 empty] | 382000 | Electric Resistance Heating Or | 08/29/2023 |  | 11/13/2023
Daikin Comfort Technologies Manufacturing, L.P. | Daikin | DPSA035A2BPDVF0B02450*E |  | Voluntarily Certified | ACAirCoolAllPhase&gt;=240k&lt; | False | False |  |  |  |  | 10 |  | 17.9 | 13.2 | [6 empty] | 382000 | Electric Resistance Heating Or | 08/29/2023 |  | 11/13/2023
Daikin Comfort Technologies Manufacturing, L.P. | Daikin | DPSA035A2BPDVF0B02500*0 |  | Voluntarily Certified | ACAirCoolAllPhase&gt;=240k&lt; | False | False |  |  |  |  | 10.3 |  | 18.2 | 13.2 | [6 empty] | 384000 | Electric Resistance Heating Or | 08/29/2023 |  | 11/13/2023
Daikin Comfort Technologies Manufacturing, L.P. | Daikin | DPSA035A2BPDVF0B02500*E |  | Voluntarily Certified | ACAirCoolAllPhase&gt;=240k&lt; | False | False |  |  |  |  | 10.2 |  | 18.1 | 13.2 | [6 empty] | 384000 | Electric Resistance Heating Or | 08/29/2023 |  | 11/13/2023
Daikin Comfort Technologies Manufacturing, L.P. | Daikin | DPSA035A2BPDVF0B02560*0 |  | Voluntarily Certified | ACAirCoolAllPhase&gt;=240k&lt; | False | False |  |  |  |  | 10.6 |  | 18.5 | 13.2 | [6 empty] | 388000 | Electric Resistance Heating Or | 08/29/2023 |  | 11/13/2023
Daikin Comfort Technologies Manufacturing, L.P. | Daikin | DPSA035A2BPDVF0B02560*E |  | Voluntarily Certified | ACAirCoolAllPhase&gt;=240k&lt; | False | False |  |  |  |  | 10.5 |  | 18.4 | 13.2 | [6 empty] | 388000 | Electric Resistance Heating Or | 08/29/2023 |  | 11/13/2023
Daikin Comfort Technologies Manufacturing, L.P. | Daikin | DPSA035A2BPDVF0B02630*0 |  | Voluntarily Certified | ACAirCoolAllPhase&gt;=240k&lt; | False | False |  |  |  |  | 10.6 |  | 18.5 | 13.2 | [6 empty] | 388000 | Electric Resistance Heating Or | 08/29/2023 |  | 11/13/2023
Daikin Comfort Technologies Manufacturing, L.P. | Daikin | DPSA035A2BPDVF0B02630*E |  | Voluntarily Certified | ACAirCoolAllPhase&gt;=240k&lt; | False | False |  |  |  |  | 10.5 |  | 18.4 | 13.2 | [6 empty] | 388000 | Electric Resistance Heating Or | 08/29/2023 |  | 11/13/2023
Daikin Comfort Technologies Manufacturing, L.P. | Daikin | DPSA035A2BPDVF0B04355*0 |  | Voluntarily Certified | ACAirCoolAllPhase&gt;=240k&lt; | False | False |  |  |  |  | 10.3 |  | 18.1 | 13.2 | [6 empty] | 384000 | Electric Resistance Heating Or | 08/29/2023 |  | 11/13/2023
Daikin Comfort Technologies Manufacturing, L.P. | Daikin | DPSA035A2BPDVF0B04355*E |  | Voluntarily Certified | ACAirCoolAllPhase&gt;=240k&lt; | False | False |  |  |  |  | 10.2 |  | 18 | 13.2 | [6 empty] | 384000 | Electric Resistance Heating Or | 08/29/2023 |  | 11/13/2023
Daikin Comfort Technologies Manufacturing, L.P. | Daikin | DPSA035A2BPDVF0B04450*0 |  | Voluntarily Certified | ACAirCoolAllPhase&gt;=240k&lt; | False | False |  |  |  |  | 10.5 |  | 18.4 | 13.2 | [6 empty] | 386000 | Electric Resistance Heating Or | 08/29/2023 |  | 11/13/2023
Daikin Comfort Technologies Manufacturing, L.P. | Daikin | DPSA035A2BPDVF0B04450*E |  | Voluntarily Certified | ACAirCoolAllPhase&gt;=240k&lt; | False | False |  |  |  |  | 10.4 |  | 18.3 | 13.2 | [6 empty] | 386000 | Electric Resistance Heating Or | 08/29/2023 |  | 11/13/2023
Daikin Comfort Technologies Manufacturing, L.P. | Daikin | DPSA035A2BPDVF0B04500*0 |  | Voluntarily Certified | ACAirCoolAllPhase&gt;=240k&lt; | False | False |  |  |  |  | 10.6 |  | 18.3 | 13.2 | [6 empty] | 388000 | Electric Resistance Heating Or | 08/29/2023 |  | 11/13/2023
Daikin Comfort Technologies Manufacturing, L.P. | Daikin | DPSA035A2BPDVF0B04500*E |  | Voluntarily Certified | ACAirCoolAllPhase&gt;=240k&lt; | False | False |  |  |  |  | 10.5 |  | 18.2 | 13.2 | [6 empty] | 388000 | Electric Resistance Heating Or | 08/29/2023 |  | 11/13/2023
Daikin Comfort Technologies Manufacturing, L.P. | Daikin | DPSA035A2BPDVF0B04560*0 |  | Voluntarily Certified | ACAirCoolAllPhase&gt;=240k&lt; | False | False |  |  |  |  | 10.5 |  | 18.4 | 13.2 | [6 empty] | 386000 | Electric Resistance Heating Or | 08/29/2023 |  | 11/13/2023
Daikin Comfort Technologies Manufacturing, L.P. | Daikin | DPSA035A2BPDVF0B04560*E |  | Voluntarily Certified | ACAirCoolAllPhase&gt;=240k&lt; | False | False |  |  |  |  | 10.4 |  | 18.3 | 13.2 | [6 empty] | 386000 | Electric Resistance Heating Or | 08/29/2023 |  | 11/13/2023
Daikin Comfort Technologies Manufacturing, L.P. | Daikin | DPSA035A2BSAS*0B02450*0 |  | Voluntarily Certified | ACAirCoolAllPhase&gt;=240k&lt; | False | False |  |  |  |  | 10.6 |  | 15 | 13.2 | [6 empty] | 376000 | Electric Resistance Heating Or | 08/29/2023 |  | 11/13/2023
Daikin Comfort Technologies Manufacturing, L.P. | Daikin | DPSA035A2BSAS*0B02450*E |  | Voluntarily Certified | ACAirCoolAllPhase&gt;=240k&lt; | False | False |  |  |  |  | 10.5 |  | 14.9 | 13.2 | [6 empty] | 376000 | Electric Resistance Heating Or | 08/29/2023 |  | 11/13/2023
Daikin Comfort Technologies Manufacturing, L.P. | Daikin | DPSA035A2BSAS*0B02500*0 |  | Voluntarily Certified | ACAirCoolAllPhase&gt;=240k&lt; | False | False |  |  |  |  | 10.8 |  | 15.1 | 13.2 | [6 empty] | 378000 | Electric Resistance Heating Or | 08/29/2023 |  | 11/13/2023
Daikin Comfort Technologies Manufacturing, L.P. | Daikin | DPSA035A2BSAS*0B02500*E |  | Voluntarily Certified | ACAirCoolAllPhase&gt;=240k&lt; | False | False |  |  |  |  | 10.7 |  | 15 | 13.2 | [6 empty] | 378000 | Electric Resistance Heating Or | 08/29/2023 |  | 11/13/2023
Daikin Comfort Technologies Manufacturing, L.P. | Daikin | DPSA035A2BSAS*0B02560*0 |  | Voluntarily Certified | ACAirCoolAllPhase&gt;=240k&lt; | False | False |  |  |  |  | 11.1 |  | 15.4 | 13.2 | [6 empty] | 380000 | Electric Resistance Heating Or | 08/29/2023 |  | 11/13/2023
Daikin Comfort Technologies Manufacturing, L.P. | Daikin | DPSA035A2BSAS*0B02560*E |  | Voluntarily Certified | ACAirCoolAllPhase&gt;=240k&lt; | False | False |  |  |  |  | 11 |  | 15.3 | 13.2 | [6 empty] | 380000 | Electric Resistance Heating Or | 08/29/2023 |  | 11/13/2023
Daikin Comfort Technologies Manufacturing, L.P. | Daikin | DPSA035A2BSAS*0B02630*0 |  | Voluntarily Certified | ACAirCoolAllPhase&gt;=240k&lt; | False | False |  |  |  |  | 11 |  | 15.4 | 13.2 | [6 empty] | 380000 | Electric Resistance Heating Or | 08/29/2023 |  | 11/13/2023
Daikin Comfort Technologies Manufacturing, L.P. | Daikin | DPSA035A2BSAS*0B02630*E |  | Voluntarily Certified | ACAirCoolAllPhase&gt;=240k&lt; | False | False |  |  |  |  | 10.9 |  | 15.3 | 13.2 | [6 empty] | 380000 | Electric Resistance Heating Or | 08/29/2023 |  | 11/13/2023
Daikin Comfort Technologies Manufacturing, L.P. | Daikin | DPSA035A2BSAS*0B04355*0 |  | Voluntarily Certified | ACAirCoolAllPhase&gt;=240k&lt; | False | False |  |  |  |  | 10.7 |  | 15.1 | 13.2 | [6 empty] | 378000 | Electric Resistance Heating Or | 08/29/2023 |  | 11/13/2023
Daikin Comfort Technologies Manufacturing, L.P. | Daikin | DPSA035A2BSAS*0B04355*E |  | Voluntarily Certified | ACAirCoolAllPhase&gt;=240k&lt; | False | False |  |  |  |  | 10.6 |  | 15 | 13.2 | [6 empty] | 378000 | Electric Resistance Heating Or | 08/29/2023 |  | 11/13/2023
Daikin Comfort Technologies Manufacturing, L.P. | Daikin | DPSA035A2BSAS*0B04450*0 |  | Voluntarily Certified | ACAirCoolAllPhase&gt;=240k&lt; | False | False |  |  |  |  | 11 |  | 15.3 | 13.2 | [6 empty] | 380000 | Electric Resistance Heating Or | 08/29/2023 |  | 11/13/2023
Daikin Comfort Technologies Manufacturing, L.P. | Daikin | DPSA035A2BSAS*0B04450*E |  | Voluntarily Certified | ACAirCoolAllPhase&gt;=240k&lt; | False | False |  |  |  |  | 10.9 |  | 15.2 | 13.2 | [6 empty] | 380000 | Electric Resistance Heating Or | 08/29/2023 |  | 11/13/2023
Daikin Comfort Technologies Manufacturing, L.P. | Daikin | DPSA035A2BSAS*0B04500*0 |  | Voluntarily Certified | ACAirCoolAllPhase&gt;=240k&lt; | False | False |  |  |  |  | 11.1 |  | 15.4 | 13.2 | [6 empty] | 382000 | Electric Resistance Heating Or | 08/29/2023 |  | 11/13/2023
Daikin Comfort Technologies Manufacturing, L.P. | Daikin | DPSA035A2BSAS*0B04500*E |  | Voluntarily Certified | ACAirCoolAllPhase&gt;=240k&lt; | False | False |  |  |  |  | 11 |  | 15.3 | 13.2 | [6 empty] | 382000 | Electric Resistance Heating Or | 08/29/2023 |  | 11/13/2023
Daikin Comfort Technologies Manufacturing, L.P. | Daikin | DPSA035A2BSAS*0B04560*0 |  | Voluntarily Certified | ACAirCoolAllPhase&gt;=240k&lt; | False | False |  |  |  |  | 11 |  | 15.4 | 13.2 | [6 empty] | 380000 | Electric Resistance Heating Or | 08/29/2023 |  | 11/13/2023
Daikin Comfort Technologies Manufacturing, L.P. | Daikin | DPSA035A2BSAS*0B04560*E |  | Voluntarily Certified | ACAirCoolAllPhase&gt;=240k&lt; | False | False |  |  |  |  | 10.9 |  | 15.3 | 13.2 | [6 empty] | 380000 | Electric Resistance Heating Or | 08/29/2023 |  | 11/13/2023
Daikin Comfort Technologies Manufacturing, L.P. | Daikin | DPSA035A2BSASA0B02450*0 |  | Voluntarily Certified | ACAirCoolAllPhase&gt;=240k&lt; | False | False |  |  |  |  | 10.6 |  | 15 | 13.2 | [6 empty] | 376000 | Electric Resistance Heating Or | 08/29/2023 |  | 11/13/2023
Daikin Comfort Technologies Manufacturing, L.P. | Daikin | DPSA035A2BSASA0B02450*E |  | Voluntarily Certified | ACAirCoolAllPhase&gt;=240k&lt; | False | False |  |  |  |  | 10.5 |  | 14.9 | 13.2 | [6 empty] | 376000 | Electric Resistance Heating Or | 08/29/2023 |  | 11/13/2023
Daikin Comfort Technologies Manufacturing, L.P. | Daikin | DPSA035A2BSASA0B02500*0 |  | Voluntarily Certified | ACAirCoolAllPhase&gt;=240k&lt; | False | False |  |  |  |  | 10.8 |  | 14.9 | 13.2 | [6 empty] | 378000 | Electric Resistance Heating Or | 08/29/2023 |  | 11/13/2023
Daikin Comfort Technologies Manufacturing, L.P. | Daikin | DPSA035A2BSASA0B02500*E |  | Voluntarily Certified | ACAirCoolAllPhase&gt;=240k&lt; | False | False |  |  |  |  | 10.7 |  | 14.8 | 13.2 | [6 empty] | 378000 | Electric Resistance Heating Or | 08/29/2023 |  | 11/13/2023
Daikin Comfort Technologies Manufacturing, L.P. | Daikin | DPSA035A2BSASA0B02560*0 |  | Voluntarily Certified | ACAirCoolAllPhase&gt;=240k&lt; | False | False |  |  |  |  | 11.1 |  | 14.9 | 13.2 | [6 empty] | 380000 | Electric Resistance Heating Or | 08/29/2023 |  | 11/13/2023
Daikin Comfort Technologies Manufacturing, L.P. | Daikin | DPSA035A2BSASA0B02560*E |  | Voluntarily Certified | ACAirCoolAllPhase&gt;=240k&lt; | False | False |  |  |  |  | 11 |  | 14.8 | 13.2 | [6 empty] | 380000 | Electric Resistance Heating Or | 08/29/2023 |  | 11/13/2023
Daikin Comfort Technologies Manufacturing, L.P. | Daikin | DPSA035A2BSASA0B02630*0 |  | Voluntarily Certified | ACAirCoolAllPhase&gt;=240k&lt; | False | False |  |  |  |  | 11.1 |  | 14.9 | 13.2 | [6 empty] | 380000 | Electric Resistance Heating Or | 08/29/2023 |  | 11/13/2023
Daikin Comfort Technologies Manufacturing, L.P. | Daikin | DPSA035A2BSASA0B02630*E |  | Voluntarily Certified | ACAirCoolAllPhase&gt;=240k&lt; | False | False |  |  |  |  | 11 |  | 14.8 | 13.2 | [6 empty] | 380000 | Electric Resistance Heating Or | 08/29/2023 |  | 11/13/2023
Daikin Comfort Technologies Manufacturing, L.P. | Daikin | DPSA035A2BSASA0B04355*0 |  | Voluntarily Certified | ACAirCoolAllPhase&gt;=240k&lt; | False | False |  |  |  |  | 10.8 |  | 14.9 | 13.2 | [6 empty] | 378000 | Electric Resistance Heating Or | 08/29/2023 |  | 11/13/2023
Daikin Comfort Technologies Manufacturing, L.P. | Daikin | DPSA035A2BSASA0B04355*E |  | Voluntarily Certified | ACAirCoolAllPhase&gt;=240k&lt; | False | False |  |  |  |  | 10.7 |  | 14.8 | 13.2 | [6 empty] | 378000 | Electric Resistance Heating Or | 08/29/2023 |  | 11/13/2023
Daikin Comfort Technologies Manufacturing, L.P. | Daikin | DPSA035A2BSASA0B04450*0 |  | Voluntarily Certified | ACAirCoolAllPhase&gt;=240k&lt; | False | False |  |  |  |  | 11 |  | 14.9 | 13.2 | [6 empty] | 380000 | Electric Resistance Heating Or | 08/29/2023 |  | 11/13/2023
Daikin Comfort Technologies Manufacturing, L.P. | Daikin | DPSA035A2BSASA0B04450*E |  | Voluntarily Certified | ACAirCoolAllPhase&gt;=240k&lt; | False | False |  |  |  |  | 10.9 |  | 14.8 | 13.2 | [6 empty] | 380000 | Electric Resistance Heating Or | 08/29/2023 |  | 11/13/2023
Daikin Comfort Technologies Manufacturing, L.P. | Daikin | DPSA035A2BSASA0B04500*0 |  | Voluntarily Certified | ACAirCoolAllPhase&gt;=240k&lt; | False | False |  |  |  |  | 11.2 |  | 14.9 | 13.2 | [6 empty] | 382000 | Electric Resistance Heating Or | 08/29/2023 |  | 11/13/2023
Daikin Comfort Technologies Manufacturing, L.P. | Daikin | DPSA035A2BSASA0B04500*E |  | Voluntarily Certified | ACAirCoolAllPhase&gt;=240k&lt; | False | False |  |  |  |  | 11.1 |  | 14.8 | 13.2 | [6 empty] | 382000 | Electric Resistance Heating Or | 08/29/2023 |  | 11/13/2023
Daikin Comfort Technologies Manufacturing, L.P. | Daikin | DPSA035A2BSASA0B04560*0 |  | Voluntarily Certified | ACAirCoolAllPhase&gt;=240k&lt; | False | False |  |  |  |  | 11.1 |  | 14.9 | 13.2 | [6 empty] | 380000 | Electric Resistance Heating Or | 08/29/2023 |  | 11/13/2023
Daikin Comfort Technologies Manufacturing, L.P. | Daikin | DPSA035A2BSASA0B04560*E |  | Voluntarily Certified | ACAirCoolAllPhase&gt;=240k&lt; | False | False |  |  |  |  | 11 |  | 14.8 | 13.2 | [6 empty] | 380000 | Electric Resistance Heating Or | 08/29/2023 |  | 11/13/2023
Daikin Comfort Technologies Manufacturing, L.P. | Daikin | DPSA035A2BSASB0B02450*0 |  | Voluntarily Certified | ACAirCoolAllPhase&gt;=240k&lt; | False | False |  |  |  |  | 10.6 |  | 15 | 13.2 | [6 empty] | 376000 | Electric Resistance Heating Or | 08/29/2023 |  | 11/13/2023
Daikin Comfort Technologies Manufacturing, L.P. | Daikin | DPSA035A2BSASB0B02450*E |  | Voluntarily Certified | ACAirCoolAllPhase&gt;=240k&lt; | False | False |  |  |  |  | 10.5 |  | 14.9 | 13.2 | [6 empty] | 376000 | Electric Resistance Heating Or | 08/29/2023 |  | 11/13/2023
Daikin Comfort Technologies Manufacturing, L.P. | Daikin | DPSA035A2BSASB0B02500*0 |  | Voluntarily Certified | ACAirCoolAllPhase&gt;=240k&lt; | False | False |  |  |  |  | 10.8 |  | 14.9 | 13.2 | [6 empty] | 378000 | Electric Resistance Heating Or | 08/29/2023 |  | 11/13/2023
Daikin Comfort Technologies Manufacturing, L.P. | Daikin | DPSA035A2BSASB0B02500*E |  | Voluntarily Certified | ACAirCoolAllPhase&gt;=240k&lt; | False | False |  |  |  |  | 10.7 |  | 14.8 | 13.2 | [6 empty] | 378000 | Electric Resistance Heating Or | 08/29/2023 |  | 11/13/2023
Daikin Comfort Technologies Manufacturing, L.P. | Daikin | DPSA035A2BSASB0B02560*0 |  | Voluntarily Certified | ACAirCoolAllPhase&gt;=240k&lt; | False | False |  |  |  |  | 11.1 |  | 14.9 | 13.2 | [6 empty] | 380000 | Electric Resistance Heating Or | 08/29/2023 |  | 11/13/2023
Daikin Comfort Technologies Manufacturing, L.P. | Daikin | DPSA035A2BSASB0B02560*E |  | Voluntarily Certified | ACAirCoolAllPhase&gt;=240k&lt; | False | False |  |  |  |  | 11 |  | 14.8 | 13.2 | [6 empty] | 380000 | Electric Resistance Heating Or | 08/29/2023 |  | 11/13/2023
Daikin Comfort Technologies Manufacturing, L.P. | Daikin | DPSA035A2BSASB0B02630*0 |  | Voluntarily Certified | ACAirCoolAllPhase&gt;=240k&lt; | False | False |  |  |  |  | 11.1 |  | 14.9 | 13.2 | [6 empty] | 380000 | Electric Resistance Heating Or | 08/29/2023 |  | 11/13/2023
Daikin Comfort Technologies Manufacturing, L.P. | Daikin | DPSA035A2BSASB0B02630*E |  | Voluntarily Certified | ACAirCoolAllPhase&gt;=240k&lt; | False | False |  |  |  |  | 11 |  | 14.8 | 13.2 | [6 empty] | 380000 | Electric Resistance Heating Or | 08/29/2023 |  | 11/13/2023
Daikin Comfort Technologies Manufacturing, L.P. | Daikin | DPSA035A2BSASB0B04355*0 |  | Voluntarily Certified | ACAirCoolAllPhase&gt;=240k&lt; | False | False |  |  |  |  | 10.8 |  | 14.9 | 13.2 | [6 empty] | 378000 | Electric Resistance Heating Or | 08/29/2023 |  | 11/13/2023
Daikin Comfort Technologies Manufacturing, L.P. | Daikin | DPSA035A2BSASB0B04355*E |  | Voluntarily Certified | ACAirCoolAllPhase&gt;=240k&lt; | False | False |  |  |  |  | 10.7 |  | 14.8 | 13.2 | [6 empty] | 378000 | Electric Resistance Heating Or | 08/29/2023 |  | 11/13/2023
Daikin Comfort Technologies Manufacturing, L.P. | Daikin | DPSA035A2BSASB0B04450*0 |  | Voluntarily Certified | ACAirCoolAllPhase&gt;=240k&lt; | False | False |  |  |  |  | 11 |  | 14.9 | 13.2 | [6 empty] | 380000 | Electric Resistance Heating Or | 08/29/2023 |  | 11/13/2023
Daikin Comfort Technologies Manufacturing, L.P. | Daikin | DPSA035A2BSASB0B04450*E |  | Voluntarily Certified | ACAirCoolAllPhase&gt;=240k&lt; | False | False |  |  |  |  | 10.9 |  | 14.8 | 13.2 | [6 empty] | 380000 | Electric Resistance Heating Or | 08/29/2023 |  | 11/13/2023
Daikin Comfort Technologies Manufacturing, L.P. | Daikin | DPSA035A2BSASB0B04500*0 |  | Voluntarily Certified | ACAirCoolAllPhase&gt;=240k&lt; | False | False |  |  |  |  | 11.2 |  | 14.9 | 13.2 | [6 empty] | 382000 | Electric Resistance Heating Or | 08/29/2023 |  | 11/13/2023
Daikin Comfort Technologies Manufacturing, L.P. | Daikin | DPSA035A2BSASB0B04500*E |  | Voluntarily Certified | ACAirCoolAllPhase&gt;=240k&lt; | False | False |  |  |  |  | 11.1 |  | 14.8 | 13.2 | [6 empty] | 382000 | Electric Resistance Heating Or | 08/29/2023 |  | 11/13/2023
Daikin Comfort Technologies Manufacturing, L.P. | Daikin | DPSA035A2BSASB0B04560*0 |  | Voluntarily Certified | ACAirCoolAllPhase&gt;=240k&lt; | False | False |  |  |  |  | 11.1 |  | 14.9 | 13.2 | [6 empty] | 380000 | Electric Resistance Heating Or | 08/29/2023 |  | 11/13/2023
Daikin Comfort Technologies Manufacturing, L.P. | Daikin | DPSA035A2BSASB0B04560*E |  | Voluntarily Certified | ACAirCoolAllPhase&gt;=240k&lt; | False | False |  |  |  |  | 11 |  | 14.8 | 13.2 | [6 empty] | 380000 | Electric Resistance Heating Or | 08/29/2023 |  | 11/13/2023
Daikin Comfort Technologies Manufacturing, L.P. | Daikin | DPSA035A2BSBS*0B02450*0 |  | Voluntarily Certified | ACAirCoolAllPhase&gt;=240k&lt; | False | False |  |  |  |  | 10.8 |  | 15.2 | 13.2 | [6 empty] | 390000 | Electric Resistance Heating Or | 08/29/2023 |  | 11/13/2023
Daikin Comfort Technologies Manufacturing, L.P. | Daikin | DPSA035A2BSBS*0B02450*E |  | Voluntarily Certified | ACAirCoolAllPhase&gt;=240k&lt; | False | False |  |  |  |  | 10.7 |  | 15.1 | 13.2 | [6 empty] | 390000 | Electric Resistance Heating Or | 08/29/2023 |  | 11/13/2023
Daikin Comfort Technologies Manufacturing, L.P. | Daikin | DPSA035A2BSBS*0B02500*0 |  | Voluntarily Certified | ACAirCoolAllPhase&gt;=240k&lt; | False | False |  |  |  |  | 11 |  | 15.4 | 13.2 | [6 empty] | 390000 | Electric Resistance Heating Or | 08/29/2023 |  | 11/13/2023
Daikin Comfort Technologies Manufacturing, L.P. | Daikin | DPSA035A2BSBS*0B02500*E |  | Voluntarily Certified | ACAirCoolAllPhase&gt;=240k&lt; | False | False |  |  |  |  | 10.9 |  | 15.3 | 13.2 | [6 empty] | 390000 | Electric Resistance Heating Or | 08/29/2023 |  | 11/13/2023
Daikin Comfort Technologies Manufacturing, L.P. | Daikin | DPSA035A2BSBS*0B02560*0 |  | Voluntarily Certified | ACAirCoolAllPhase&gt;=240k&lt; | False | False |  |  |  |  | 11.3 |  | 15.7 | 13.2 | [6 empty] | 394000 | Electric Resistance Heating Or | 08/29/2023 |  | 11/13/2023
Daikin Comfort Technologies Manufacturing, L.P. | Daikin | DPSA035A2BSBS*0B02560*E |  | Voluntarily Certified | ACAirCoolAllPhase&gt;=240k&lt; | False | False |  |  |  |  | 11.2 |  | 15.6 | 13.2 | [6 empty] | 394000 | Electric Resistance Heating Or | 08/29/2023 |  | 11/13/2023
Daikin Comfort Technologies Manufacturing, L.P. | Daikin | DPSA035A2BSBS*0B02630*0 |  | Voluntarily Certified | ACAirCoolAllPhase&gt;=240k&lt; | False | False |  |  |  |  | 11.3 |  | 15.7 | 13.2 | [6 empty] | 394000 | Electric Resistance Heating Or | 08/29/2023 |  | 11/13/2023
Daikin Comfort Technologies Manufacturing, L.P. | Daikin | DPSA035A2BSBS*0B02630*E |  | Voluntarily Certified | ACAirCoolAllPhase&gt;=240k&lt; | False | False |  |  |  |  | 11.2 |  | 15.6 | 13.2 | [6 empty] | 394000 | Electric Resistance Heating Or | 08/29/2023 |  | 11/13/2023
Daikin Comfort Technologies Manufacturing, L.P. | Daikin | DPSA035A2BSBS*0B04355*0 |  | Voluntarily Certified | ACAirCoolAllPhase&gt;=240k&lt; | False | False |  |  |  |  | 10.9 |  | 15.4 | 13.2 | [6 empty] | 390000 | Electric Resistance Heating Or | 08/29/2023 |  | 11/13/2023
Daikin Comfort Technologies Manufacturing, L.P. | Daikin | DPSA035A2BSBS*0B04355*E |  | Voluntarily Certified | ACAirCoolAllPhase&gt;=240k&lt; | False | False |  |  |  |  | 10.8 |  | 15.3 | 13.2 | [6 empty] | 390000 | Electric Resistance Heating Or | 08/29/2023 |  | 11/13/2023
Daikin Comfort Technologies Manufacturing, L.P. | Daikin | DPSA035A2BSBS*0B04450*0 |  | Voluntarily Certified | ACAirCoolAllPhase&gt;=240k&lt; | False | False |  |  |  |  | 11.2 |  | 15.6 | 13.2 | [6 empty] | 392000 | Electric Resistance Heating Or | 08/29/2023 |  | 11/13/2023
Daikin Comfort Technologies Manufacturing, L.P. | Daikin | DPSA035A2BSBS*0B04450*E |  | Voluntarily Certified | ACAirCoolAllPhase&gt;=240k&lt; | False | False |  |  |  |  | 11.1 |  | 15.5 | 13.2 | [6 empty] | 392000 | Electric Resistance Heating Or | 08/29/2023 |  | 11/13/2023
Daikin Comfort Technologies Manufacturing, L.P. | Daikin | DPSA035A2BSBS*0B04500*0 |  | Voluntarily Certified | ACAirCoolAllPhase&gt;=240k&lt; | False | False |  |  |  |  | 11.3 |  | 15.7 | 13.2 | [6 empty] | 394000 | Electric Resistance Heating Or | 08/29/2023 |  | 11/13/2023
Daikin Comfort Technologies Manufacturing, L.P. | Daikin | DPSA035A2BSBS*0B04500*E |  | Voluntarily Certified | ACAirCoolAllPhase&gt;=240k&lt; | False | False |  |  |  |  | 11.2 |  | 15.6 | 13.2 | [6 empty] | 394000 | Electric Resistance Heating Or | 08/29/2023 |  | 11/13/2023
Daikin Comfort Technologies Manufacturing, L.P. | Daikin | DPSA035A2BSBS*0B04560*0 |  | Voluntarily Certified | ACAirCoolAllPhase&gt;=240k&lt; | False | False |  |  |  |  | 11.2 |  | 15.6 | 13.2 | [6 empty] | 394000 | Electric Resistance Heating Or | 08/29/2023 |  | 11/13/2023
Daikin Comfort Technologies Manufacturing, L.P. | Daikin | DPSA035A2BSBS*0B04560*E |  | Voluntarily Certified | ACAirCoolAllPhase&gt;=240k&lt; | False | False |  |  |  |  | 11.1 |  | 15.5 | 13.2 | [6 empty] | 394000 | Electric Resistance Heating Or | 08/29/2023 |  | 11/13/2023
Daikin Comfort Technologies Manufacturing, L.P. | Daikin | DPSA035A2BSBSA0B02450*0 |  | Voluntarily Certified | ACAirCoolAllPhase&gt;=240k&lt; | False | False |  |  |  |  | 10.8 |  | 14.8 | 13.2 | [6 empty] | 390000 | Electric Resistance Heating Or | 08/29/2023 |  | 11/13/2023
Daikin Comfort Technologies Manufacturing, L.P. | Daikin | DPSA035A2BSBSA0B02450*E |  | Voluntarily Certified | ACAirCoolAllPhase&gt;=240k&lt; | False | False |  |  |  |  | 10.7 |  | 14.7 | 13.2 | [6 empty] | 390000 | Electric Resistance Heating Or | 08/29/2023 |  | 11/13/2023
Daikin Comfort Technologies Manufacturing, L.P. | Daikin | DPSA035A2BSBSA0B02500*0 |  | Voluntarily Certified | ACAirCoolAllPhase&gt;=240k&lt; | False | False |  |  |  |  | 11 |  | 14.9 | 13.2 | [6 empty] | 390000 | Electric Resistance Heating Or | 08/29/2023 |  | 11/13/2023
Daikin Comfort Technologies Manufacturing, L.P. | Daikin | DPSA035A2BSBSA0B02500*E |  | Voluntarily Certified | ACAirCoolAllPhase&gt;=240k&lt; | False | False |  |  |  |  | 10.9 |  | 14.8 | 13.2 | [6 empty] | 390000 | Electric Resistance Heating Or | 08/29/2023 |  | 11/13/2023
Daikin Comfort Technologies Manufacturing, L.P. | Daikin | DPSA035A2BSBSA0B02560*0 |  | Voluntarily Certified | ACAirCoolAllPhase&gt;=240k&lt; | False | False |  |  |  |  | 11.3 |  | 15.2 | 13.2 | [6 empty] | 394000 | Electric Resistance Heating Or | 08/29/2023 |  | 11/13/2023
Daikin Comfort Technologies Manufacturing, L.P. | Daikin | DPSA035A2BSBSA0B02560*E |  | Voluntarily Certified | ACAirCoolAllPhase&gt;=240k&lt; | False | False |  |  |  |  | 11.2 |  | 15.1 | 13.2 | [6 empty] | 394000 | Electric Resistance Heating Or | 08/29/2023 |  | 11/13/2023
Daikin Comfort Technologies Manufacturing, L.P. | Daikin | DPSA035A2BSBSA0B02630*0 |  | Voluntarily Certified | ACAirCoolAllPhase&gt;=240k&lt; | False | False |  |  |  |  | 11.3 |  | 15.2 | 13.2 | [6 empty] | 394000 | Electric Resistance Heating Or | 08/29/2023 |  | 11/13/2023
Daikin Comfort Technologies Manufacturing, L.P. | Daikin | DPSA035A2BSBSA0B02630*E |  | Voluntarily Certified | ACAirCoolAllPhase&gt;=240k&lt; | False | False |  |  |  |  | 11.2 |  | 15.1 | 13.2 | [6 empty] | 394000 | Electric Resistance Heating Or | 08/29/2023 |  | 11/13/2023
Daikin Comfort Technologies Manufacturing, L.P. | Daikin | DPSA035A2BSBSA0B04355*0 |  | Voluntarily Certified | ACAirCoolAllPhase&gt;=240k&lt; | False | False |  |  |  |  | 11 |  | 14.9 | 13.2 | [6 empty] | 390000 | Electric Resistance Heating Or | 08/29/2023 |  | 11/13/2023
Daikin Comfort Technologies Manufacturing, L.P. | Daikin | DPSA035A2BSBSA0B04355*E |  | Voluntarily Certified | ACAirCoolAllPhase&gt;=240k&lt; | False | False |  |  |  |  | 10.9 |  | 14.8 | 13.2 | [6 empty] | 390000 | Electric Resistance Heating Or | 08/29/2023 |  | 11/13/2023
Daikin Comfort Technologies Manufacturing, L.P. | Daikin | DPSA035A2BSBSA0B04450*0 |  | Voluntarily Certified | ACAirCoolAllPhase&gt;=240k&lt; | False | False |  |  |  |  | 11.3 |  | 15.1 | 13.2 | [6 empty] | 392000 | Electric Resistance Heating Or | 08/29/2023 |  | 11/13/2023
Daikin Comfort Technologies Manufacturing, L.P. | Daikin | DPSA035A2BSBSA0B04450*E |  | Voluntarily Certified | ACAirCoolAllPhase&gt;=240k&lt; | False | False |  |  |  |  | 11.2 |  | 15 | 13.2 | [6 empty] | 392000 | Electric Resistance Heating Or | 08/29/2023 |  | 11/13/2023
Daikin Comfort Technologies Manufacturing, L.P. | Daikin | DPSA035A2BSBSA0B04500*0 |  | Voluntarily Certified | ACAirCoolAllPhase&gt;=240k&lt; | False | False |  |  |  |  | 11.4 |  | 15.2 | 13.2 | [6 empty] | 394000 | Electric Resistance Heating Or | 08/29/2023 |  | 11/13/2023
Daikin Comfort Technologies Manufacturing, L.P. | Daikin | DPSA035A2BSBSA0B04500*E |  | Voluntarily Certified | ACAirCoolAllPhase&gt;=240k&lt; | False | False |  |  |  |  | 11.3 |  | 15.1 | 13.2 | [6 empty] | 394000 | Electric Resistance Heating Or | 08/29/2023 |  | 11/13/2023
Daikin Comfort Technologies Manufacturing, L.P. | Daikin | DPSA035A2BSBSA0B04560*0 |  | Voluntarily Certified | ACAirCoolAllPhase&gt;=240k&lt; | False | False |  |  |  |  | 11.3 |  | 15.2 | 13.2 | [6 empty] | 394000 | Electric Resistance Heating Or | 08/29/2023 |  | 11/13/2023
Daikin Comfort Technologies Manufacturing, L.P. | Daikin | DPSA035A2BSBSA0B04560*E |  | Voluntarily Certified | ACAirCoolAllPhase&gt;=240k&lt; | False | False |  |  |  |  | 11.2 |  | 15.1 | 13.2 | [6 empty] | 394000 | Electric Resistance Heating Or | 08/29/2023 |  | 11/13/2023
Daikin Comfort Technologies Manufacturing, L.P. | Daikin | DPSA035A2BSBSB0B02450*0 |  | Voluntarily Certified | ACAirCoolAllPhase&gt;=240k&lt; | False | False |  |  |  |  | 10.8 |  | 14.8 | 13.2 | [6 empty] | 390000 | Electric Resistance Heating Or | 08/29/2023 |  | 11/13/2023
Daikin Comfort Technologies Manufacturing, L.P. | Daikin | DPSA035A2BSBSB0B02450*E |  | Voluntarily Certified | ACAirCoolAllPhase&gt;=240k&lt; | False | False |  |  |  |  | 10.7 |  | 14.7 | 13.2 | [6 empty] | 390000 | Electric Resistance Heating Or | 08/29/2023 |  | 11/13/2023
Daikin Comfort Technologies Manufacturing, L.P. | Daikin | DPSA035A2BSBSB0B02500*0 |  | Voluntarily Certified | ACAirCoolAllPhase&gt;=240k&lt; | False | False |  |  |  |  | 11 |  | 14.9 | 13.2 | [6 empty] | 390000 | Electric Resistance Heating Or | 08/29/2023 |  | 11/13/2023
Daikin Comfort Technologies Manufacturing, L.P. | Daikin | DPSA035A2BSBSB0B02500*E |  | Voluntarily Certified | ACAirCoolAllPhase&gt;=240k&lt; | False | False |  |  |  |  | 10.9 |  | 14.8 | 13.2 | [6 empty] | 390000 | Electric Resistance Heating Or | 08/29/2023 |  | 11/13/2023
Daikin Comfort Technologies Manufacturing, L.P. | Daikin | DPSA035A2BSBSB0B02560*0 |  | Voluntarily Certified | ACAirCoolAllPhase&gt;=240k&lt; | False | False |  |  |  |  | 11.3 |  | 15.2 | 13.2 | [6 empty] | 394000 | Electric Resistance Heating Or | 08/29/2023 |  | 11/13/2023
Daikin Comfort Technologies Manufacturing, L.P. | Daikin | DPSA035A2BSBSB0B02560*E |  | Voluntarily Certified | ACAirCoolAllPhase&gt;=240k&lt; | False | False |  |  |  |  | 11.2 |  | 15.1 | 13.2 | [6 empty] | 394000 | Electric Resistance Heating Or | 08/29/2023 |  | 11/13/2023
Daikin Comfort Technologies Manufacturing, L.P. | Daikin | DPSA035A2BSBSB0B02630*0 |  | Voluntarily Certified | ACAirCoolAllPhase&gt;=240k&lt; | False | False |  |  |  |  | 11.3 |  | 15.2 | 13.2 | [6 empty] | 394000 | Electric Resistance Heating Or | 08/29/2023 |  | 11/13/2023
Daikin Comfort Technologies Manufacturing, L.P. | Daikin | DPSA035A2BSBSB0B02630*E |  | Voluntarily Certified | ACAirCoolAllPhase&gt;=240k&lt; | False | False |  |  |  |  | 11.2 |  | 15.1 | 13.2 | [6 empty] | 394000 | Electric Resistance Heating Or | 08/29/2023 |  | 11/13/2023
Daikin Comfort Technologies Manufacturing, L.P. | Daikin | DPSA035A2BSBSB0B04355*0 |  | Voluntarily Certified | ACAirCoolAllPhase&gt;=240k&lt; | False | False |  |  |  |  | 11 |  | 14.9 | 13.2 | [6 empty] | 390000 | Electric Resistance Heating Or | 08/29/2023 |  | 11/13/2023
Daikin Comfort Technologies Manufacturing, L.P. | Daikin | DPSA035A2BSBSB0B04355*E |  | Voluntarily Certified | ACAirCoolAllPhase&gt;=240k&lt; | False | False |  |  |  |  | 10.9 |  | 14.8 | 13.2 | [6 empty] | 390000 | Electric Resistance Heating Or | 08/29/2023 |  | 11/13/2023
Daikin Comfort Technologies Manufacturing, L.P. | Daikin | DPSA035A2BSBSB0B04450*0 |  | Voluntarily Certified | ACAirCoolAllPhase&gt;=240k&lt; | False | False |  |  |  |  | 11.3 |  | 15.1 | 13.2 | [6 empty] | 392000 | Electric Resistance Heating Or | 08/29/2023 |  | 11/13/2023
Daikin Comfort Technologies Manufacturing, L.P. | Daikin | DPSA035A2BSBSB0B04450*E |  | Voluntarily Certified | ACAirCoolAllPhase&gt;=240k&lt; | False | False |  |  |  |  | 11.2 |  | 15 | 13.2 | [6 empty] | 392000 | Electric Resistance Heating Or | 08/29/2023 |  | 11/13/2023
Daikin Comfort Technologies Manufacturing, L.P. | Daikin | DPSA035A2BSBSB0B04500*0 |  | Voluntarily Certified | ACAirCoolAllPhase&gt;=240k&lt; | False | False |  |  |  |  | 11.4 |  | 15.2 | 13.2 | [6 empty] | 394000 | Electric Resistance Heating Or | 08/29/2023 |  | 11/13/2023
Daikin Comfort Technologies Manufacturing, L.P. | Daikin | DPSA035A2BSBSB0B04500*E |  | Voluntarily Certified | ACAirCoolAllPhase&gt;=240k&lt; | False | False |  |  |  |  | 11.3 |  | 15.1 | 13.2 | [6 empty] | 394000 | Electric Resistance Heating Or | 08/29/2023 |  | 11/13/2023
Daikin Comfort Technologies Manufacturing, L.P. | Daikin | DPSA035A2BSBSB0B04560*0 |  | Voluntarily Certified | ACAirCoolAllPhase&gt;=240k&lt; | False | False |  |  |  |  | 11.3 |  | 15.2 | 13.2 | [6 empty] | 394000 | Electric Resistance Heating Or | 08/29/2023 |  | 11/13/2023
Daikin Comfort Technologies Manufacturing, L.P. | Daikin | DPSA035A2BSBSB0B04560*E |  | Voluntarily Certified | ACAirCoolAllPhase&gt;=240k&lt; | False | False |  |  |  |  | 11.2 |  | 15.1 | 13.2 | [6 empty] | 394000 | Electric Resistance Heating Or | 08/29/2023 |  | 11/13/2023
Daikin Comfort Technologies Manufacturing, L.P. | Daikin | DPSA035A2BSCS*0B02450*0 |  | Voluntarily Certified | ACAirCoolAllPhase&gt;=240k&lt; | False | False |  |  |  |  | 10.3 |  | 14.8 | 13.2 | [6 empty] | 372000 | Electric Resistance Heating Or | 08/29/2023 |  | 11/13/2023
Daikin Comfort Technologies Manufacturing, L.P. | Daikin | DPSA035A2BSCS*0B02450*E |  | Voluntarily Certified | ACAirCoolAllPhase&gt;=240k&lt; | False | False |  |  |  |  | 10.2 |  | 14.7 | 13.2 | [6 empty] | 372000 | Electric Resistance Heating Or | 08/29/2023 |  | 11/13/2023
Daikin Comfort Technologies Manufacturing, L.P. | Daikin | DPSA035A2BSCS*0B02500*0 |  | Voluntarily Certified | ACAirCoolAllPhase&gt;=240k&lt; | False | False |  |  |  |  | 10.5 |  | 15 | 13.2 | [6 empty] | 374000 | Electric Resistance Heating Or | 08/29/2023 |  | 11/13/2023
Daikin Comfort Technologies Manufacturing, L.P. | Daikin | DPSA035A2BSCS*0B02500*E |  | Voluntarily Certified | ACAirCoolAllPhase&gt;=240k&lt; | False | False |  |  |  |  | 10.4 |  | 14.9 | 13.2 | [6 empty] | 374000 | Electric Resistance Heating Or | 08/29/2023 |  | 11/13/2023
Daikin Comfort Technologies Manufacturing, L.P. | Daikin | DPSA035A2BSCS*0B02560*0 |  | Voluntarily Certified | ACAirCoolAllPhase&gt;=240k&lt; | False | False |  |  |  |  | 10.8 |  | 15.2 | 13.2 | [6 empty] | 376000 | Electric Resistance Heating Or | 08/29/2023 |  | 11/13/2023
Daikin Comfort Technologies Manufacturing, L.P. | Daikin | DPSA035A2BSCS*0B02560*E |  | Voluntarily Certified | ACAirCoolAllPhase&gt;=240k&lt; | False | False |  |  |  |  | 10.7 |  | 15.1 | 13.2 | [6 empty] | 376000 | Electric Resistance Heating Or | 08/29/2023 |  | 11/13/2023
Daikin Comfort Technologies Manufacturing, L.P. | Daikin | DPSA035A2BSCS*0B02630*0 |  | Voluntarily Certified | ACAirCoolAllPhase&gt;=240k&lt; | False | False |  |  |  |  | 10.8 |  | 15.2 | 13.2 | [6 empty] | 376000 | Electric Resistance Heating Or | 08/29/2023 |  | 11/13/2023
Daikin Comfort Technologies Manufacturing, L.P. | Daikin | DPSA035A2BSCS*0B02630*E |  | Voluntarily Certified | ACAirCoolAllPhase&gt;=240k&lt; | False | False |  |  |  |  | 10.7 |  | 15.1 | 13.2 | [6 empty] | 376000 | Electric Resistance Heating Or | 08/29/2023 |  | 11/13/2023
Daikin Comfort Technologies Manufacturing, L.P. | Daikin | DPSA035A2BSCS*0B04355*0 |  | Voluntarily Certified | ACAirCoolAllPhase&gt;=240k&lt; | False | False |  |  |  |  | 10.5 |  | 15 | 13.2 | [6 empty] | 374000 | Electric Resistance Heating Or | 08/29/2023 |  | 11/13/2023
Daikin Comfort Technologies Manufacturing, L.P. | Daikin | DPSA035A2BSCS*0B04355*E |  | Voluntarily Certified | ACAirCoolAllPhase&gt;=240k&lt; | False | False |  |  |  |  | 10.4 |  | 14.9 | 13.2 | [6 empty] | 374000 | Electric Resistance Heating Or | 08/29/2023 |  | 11/13/2023
Daikin Comfort Technologies Manufacturing, L.P. | Daikin | DPSA035A2BSCS*0B04450*0 |  | Voluntarily Certified | ACAirCoolAllPhase&gt;=240k&lt; | False | False |  |  |  |  | 10.8 |  | 15.2 | 13.2 | [6 empty] | 376000 | Electric Resistance Heating Or | 08/29/2023 |  | 11/13/2023
Daikin Comfort Technologies Manufacturing, L.P. | Daikin | DPSA035A2BSCS*0B04450*E |  | Voluntarily Certified | ACAirCoolAllPhase&gt;=240k&lt; | False | False |  |  |  |  | 10.7 |  | 15.1 | 13.2 | [6 empty] | 376000 | Electric Resistance Heating Or | 08/29/2023 |  | 11/13/2023
Daikin Comfort Technologies Manufacturing, L.P. | Daikin | DPSA035A2BSCS*0B04500*0 |  | Voluntarily Certified | ACAirCoolAllPhase&gt;=240k&lt; | False | False |  |  |  |  | 10.9 |  | 15.3 | 13.2 | [6 empty] | 376000 | Electric Resistance Heating Or | 08/29/2023 |  | 11/13/2023
Daikin Comfort Technologies Manufacturing, L.P. | Daikin | DPSA035A2BSCS*0B04500*E |  | Voluntarily Certified | ACAirCoolAllPhase&gt;=240k&lt; | False | False |  |  |  |  | 10.8 |  | 15.2 | 13.2 | [6 empty] | 376000 | Electric Resistance Heating Or | 08/29/2023 |  | 11/13/2023
Daikin Comfort Technologies Manufacturing, L.P. | Daikin | DPSA035A2BSCS*0B04560*0 |  | Voluntarily Certified | ACAirCoolAllPhase&gt;=240k&lt; | False | False |  |  |  |  | 10.8 |  | 15.2 | 13.2 | [6 empty] | 376000 | Electric Resistance Heating Or | 08/29/2023 |  | 11/13/2023
Daikin Comfort Technologies Manufacturing, L.P. | Daikin | DPSA035A2BSCS*0B04560*E |  | Voluntarily Certified | ACAirCoolAllPhase&gt;=240k&lt; | False | False |  |  |  |  | 10.7 |  | 15.1 | 13.2 | [6 empty] | 376000 | Electric Resistance Heating Or | 08/29/2023 |  | 11/13/2023
Daikin Comfort Technologies Manufacturing, L.P. | Daikin | DPSA035A2BSCSA0B02450*0 |  | Voluntarily Certified | ACAirCoolAllPhase&gt;=240k&lt; | False | False |  |  |  |  | 10.4 |  | 14.6 | 13.2 | [6 empty] | 372000 | Electric Resistance Heating Or | 08/29/2023 |  | 11/13/2023
Daikin Comfort Technologies Manufacturing, L.P. | Daikin | DPSA035A2BSCSA0B02450*E |  | Voluntarily Certified | ACAirCoolAllPhase&gt;=240k&lt; | False | False |  |  |  |  | 10.3 |  | 14.5 | 13.2 | [6 empty] | 372000 | Electric Resistance Heating Or | 08/29/2023 |  | 11/13/2023
Daikin Comfort Technologies Manufacturing, L.P. | Daikin | DPSA035A2BSCSA0B02500*0 |  | Voluntarily Certified | ACAirCoolAllPhase&gt;=240k&lt; | False | False |  |  |  |  | 10.6 |  | 14.7 | 13.2 | [6 empty] | 374000 | Electric Resistance Heating Or | 08/29/2023 |  | 11/13/2023
Daikin Comfort Technologies Manufacturing, L.P. | Daikin | DPSA035A2BSCSA0B02500*E |  | Voluntarily Certified | ACAirCoolAllPhase&gt;=240k&lt; | False | False |  |  |  |  | 10.5 |  | 14.6 | 13.2 | [6 empty] | 374000 | Electric Resistance Heating Or | 08/29/2023 |  | 11/13/2023
Daikin Comfort Technologies Manufacturing, L.P. | Daikin | DPSA035A2BSCSA0B02560*0 |  | Voluntarily Certified | ACAirCoolAllPhase&gt;=240k&lt; | False | False |  |  |  |  | 10.9 |  | 15 | 13.2 | [6 empty] | 376000 | Electric Resistance Heating Or | 08/29/2023 |  | 11/13/2023
Daikin Comfort Technologies Manufacturing, L.P. | Daikin | DPSA035A2BSCSA0B02560*E |  | Voluntarily Certified | ACAirCoolAllPhase&gt;=240k&lt; | False | False |  |  |  |  | 10.8 |  | 14.9 | 13.2 | [6 empty] | 376000 | Electric Resistance Heating Or | 08/29/2023 |  | 11/13/2023
Daikin Comfort Technologies Manufacturing, L.P. | Daikin | DPSA035A2BSCSA0B02630*0 |  | Voluntarily Certified | ACAirCoolAllPhase&gt;=240k&lt; | False | False |  |  |  |  | 10.9 |  | 15 | 13.2 | [6 empty] | 376000 | Electric Resistance Heating Or | 08/29/2023 |  | 11/13/2023
Daikin Comfort Technologies Manufacturing, L.P. | Daikin | DPSA035A2BSCSA0B02630*E |  | Voluntarily Certified | ACAirCoolAllPhase&gt;=240k&lt; | False | False |  |  |  |  | 10.8 |  | 14.9 | 13.2 | [6 empty] | 376000 | Electric Resistance Heating Or | 08/29/2023 |  | 11/13/2023
Daikin Comfort Technologies Manufacturing, L.P. | Daikin | DPSA035A2BSCSA0B04355*0 |  | Voluntarily Certified | ACAirCoolAllPhase&gt;=240k&lt; | False | False |  |  |  |  | 10.5 |  | 14.7 | 13.2 | [6 empty] | 374000 | Electric Resistance Heating Or | 08/29/2023 |  | 11/13/2023
Daikin Comfort Technologies Manufacturing, L.P. | Daikin | DPSA035A2BSCSA0B04355*E |  | Voluntarily Certified | ACAirCoolAllPhase&gt;=240k&lt; | False | False |  |  |  |  | 10.4 |  | 14.6 | 13.2 | [6 empty] | 374000 | Electric Resistance Heating Or | 08/29/2023 |  | 11/13/2023
Daikin Comfort Technologies Manufacturing, L.P. | Daikin | DPSA035A2BSCSA0B04450*0 |  | Voluntarily Certified | ACAirCoolAllPhase&gt;=240k&lt; | False | False |  |  |  |  | 10.8 |  | 14.9 | 13.2 | [6 empty] | 376000 | Electric Resistance Heating Or | 08/29/2023 |  | 11/13/2023
Daikin Comfort Technologies Manufacturing, L.P. | Daikin | DPSA035A2BSCSA0B04450*E |  | Voluntarily Certified | ACAirCoolAllPhase&gt;=240k&lt; | False | False |  |  |  |  | 10.7 |  | 14.8 | 13.2 | [6 empty] | 376000 | Electric Resistance Heating Or | 08/29/2023 |  | 11/13/2023
Daikin Comfort Technologies Manufacturing, L.P. | Daikin | DPSA035A2BSCSA0B04500*0 |  | Voluntarily Certified | ACAirCoolAllPhase&gt;=240k&lt; | False | False |  |  |  |  | 10.9 |  | 15 | 13.2 | [6 empty] | 376000 | Electric Resistance Heating Or | 08/29/2023 |  | 11/13/2023
Daikin Comfort Technologies Manufacturing, L.P. | Daikin | DPSA035A2BSCSA0B04500*E |  | Voluntarily Certified | ACAirCoolAllPhase&gt;=240k&lt; | False | False |  |  |  |  | 10.8 |  | 14.9 | 13.2 | [6 empty] | 376000 | Electric Resistance Heating Or | 08/29/2023 |  | 11/13/2023
Daikin Comfort Technologies Manufacturing, L.P. | Daikin | DPSA035A2BSCSA0B04560*0 |  | Voluntarily Certified | ACAirCoolAllPhase&gt;=240k&lt; | False | False |  |  |  |  | 10.8 |  | 14.9 | 13.2 | [6 empty] | 376000 | Electric Resistance Heating Or | 08/29/2023 |  | 11/13/2023
Daikin Comfort Technologies Manufacturing, L.P. | Daikin | DPSA035A2BSCSA0B04560*E |  | Voluntarily Certified | ACAirCoolAllPhase&gt;=240k&lt; | False | False |  |  |  |  | 10.7 |  | 14.8 | 13.2 | [6 empty] | 376000 | Electric Resistance Heating Or | 08/29/2023 |  | 11/13/2023
Daikin Comfort Technologies Manufacturing, L.P. | Daikin | DPSA035A2BSCSB0B02450*0 |  | Voluntarily Certified | ACAirCoolAllPhase&gt;=240k&lt; | False | False |  |  |  |  | 10.4 |  | 14.6 | 13.2 | [6 empty] | 372000 | Electric Resistance Heating Or | 08/29/2023 |  | 11/13/2023
Daikin Comfort Technologies Manufacturing, L.P. | Daikin | DPSA035A2BSCSB0B02450*E |  | Voluntarily Certified | ACAirCoolAllPhase&gt;=240k&lt; | False | False |  |  |  |  | 10.3 |  | 14.5 | 13.2 | [6 empty] | 372000 | Electric Resistance Heating Or | 08/29/2023 |  | 11/13/2023
Daikin Comfort Technologies Manufacturing, L.P. | Daikin | DPSA035A2BSCSB0B02500*0 |  | Voluntarily Certified | ACAirCoolAllPhase&gt;=240k&lt; | False | False |  |  |  |  | 10.6 |  | 14.7 | 13.2 | [6 empty] | 374000 | Electric Resistance Heating Or | 08/29/2023 |  | 11/13/2023
Daikin Comfort Technologies Manufacturing, L.P. | Daikin | DPSA035A2BSCSB0B02500*E |  | Voluntarily Certified | ACAirCoolAllPhase&gt;=240k&lt; | False | False |  |  |  |  | 10.5 |  | 14.6 | 13.2 | [6 empty] | 374000 | Electric Resistance Heating Or | 08/29/2023 |  | 11/13/2023
Daikin Comfort Technologies Manufacturing, L.P. | Daikin | DPSA035A2BSCSB0B02560*0 |  | Voluntarily Certified | ACAirCoolAllPhase&gt;=240k&lt; | False | False |  |  |  |  | 10.9 |  | 15 | 13.2 | [6 empty] | 376000 | Electric Resistance Heating Or | 08/29/2023 |  | 11/13/2023
Daikin Comfort Technologies Manufacturing, L.P. | Daikin | DPSA035A2BSCSB0B02560*E |  | Voluntarily Certified | ACAirCoolAllPhase&gt;=240k&lt; | False | False |  |  |  |  | 10.8 |  | 14.9 | 13.2 | [6 empty] | 376000 | Electric Resistance Heating Or | 08/29/2023 |  | 11/13/2023
Daikin Comfort Technologies Manufacturing, L.P. | Daikin | DPSA035A2BSCSB0B02630*0 |  | Voluntarily Certified | ACAirCoolAllPhase&gt;=240k&lt; | False | False |  |  |  |  | 10.9 |  | 15 | 13.2 | [6 empty] | 376000 | Electric Resistance Heating Or | 08/29/2023 |  | 11/13/2023
Daikin Comfort Technologies Manufacturing, L.P. | Daikin | DPSA035A2BSCSB0B02630*E |  | Voluntarily Certified | ACAirCoolAllPhase&gt;=240k&lt; | False | False |  |  |  |  | 10.8 |  | 14.9 | 13.2 | [6 empty] | 376000 | Electric Resistance Heating Or | 08/29/2023 |  | 11/13/2023
Daikin Comfort Technologies Manufacturing, L.P. | Daikin | DPSA035A2BSCSB0B04355*0 |  | Voluntarily Certified | ACAirCoolAllPhase&gt;=240k&lt; | False | False |  |  |  |  | 10.5 |  | 14.7 | 13.2 | [6 empty] | 374000 | Electric Resistance Heating Or | 08/29/2023 |  | 11/13/2023
Daikin Comfort Technologies Manufacturing, L.P. | Daikin | DPSA035A2BSCSB0B04355*E |  | Voluntarily Certified | ACAirCoolAllPhase&gt;=240k&lt; | False | False |  |  |  |  | 10.4 |  | 14.6 | 13.2 | [6 empty] | 374000 | Electric Resistance Heating Or | 08/29/2023 |  | 11/13/2023
Daikin Comfort Technologies Manufacturing, L.P. | Daikin | DPSA035A2BSCSB0B04450*0 |  | Voluntarily Certified | ACAirCoolAllPhase&gt;=240k&lt; | False | False |  |  |  |  | 10.8 |  | 14.9 | 13.2 | [6 empty] | 376000 | Electric Resistance Heating Or | 08/29/2023 |  | 11/13/2023
Daikin Comfort Technologies Manufacturing, L.P. | Daikin | DPSA035A2BSCSB0B04450*E |  | Voluntarily Certified | ACAirCoolAllPhase&gt;=240k&lt; | False | False |  |  |  |  | 10.7 |  | 14.8 | 13.2 | [6 empty] | 376000 | Electric Resistance Heating Or | 08/29/2023 |  | 11/13/2023
Daikin Comfort Technologies Manufacturing, L.P. | Daikin | DPSA035A2BSCSB0B04500*0 |  | Voluntarily Certified | ACAirCoolAllPhase&gt;=240k&lt; | False | False |  |  |  |  | 10.9 |  | 15 | 13.2 | [6 empty] | 376000 | Electric Resistance Heating Or | 08/29/2023 |  | 11/13/2023
Daikin Comfort Technologies Manufacturing, L.P. | Daikin | DPSA035A2BSCSB0B04500*E |  | Voluntarily Certified | ACAirCoolAllPhase&gt;=240k&lt; | False | False |  |  |  |  | 10.8 |  | 14.9 | 13.2 | [6 empty] | 376000 | Electric Resistance Heating Or | 08/29/2023 |  | 11/13/2023
Daikin Comfort Technologies Manufacturing, L.P. | Daikin | DPSA035A2BSCSB0B04560*0 |  | Voluntarily Certified | ACAirCoolAllPhase&gt;=240k&lt; | False | False |  |  |  |  | 10.8 |  | 14.9 | 13.2 | [6 empty] | 376000 | Electric Resistance Heating Or | 08/29/2023 |  | 11/13/2023
Daikin Comfort Technologies Manufacturing, L.P. | Daikin | DPSA035A2BSCSB0B04560*E |  | Voluntarily Certified | ACAirCoolAllPhase&gt;=240k&lt; | False | False |  |  |  |  | 10.7 |  | 14.8 | 13.2 | [6 empty] | 376000 | Electric Resistance Heating Or | 08/29/2023 |  | 11/13/2023
Daikin Comfort Technologies Manufacturing, L.P. | Daikin | DPSA035A2BSDS*0B02450*0 |  | Voluntarily Certified | ACAirCoolAllPhase&gt;=240k&lt; | False | False |  |  |  |  | 10.6 |  | 15.1 | 13.2 | [6 empty] | 384000 | Electric Resistance Heating Or | 08/29/2023 |  | 11/13/2023
Daikin Comfort Technologies Manufacturing, L.P. | Daikin | DPSA035A2BSDS*0B02450*E |  | Voluntarily Certified | ACAirCoolAllPhase&gt;=240k&lt; | False | False |  |  |  |  | 10.5 |  | 15 | 13.2 | [6 empty] | 384000 | Electric Resistance Heating Or | 08/29/2023 |  | 11/13/2023
Daikin Comfort Technologies Manufacturing, L.P. | Daikin | DPSA035A2BSDS*0B02500*0 |  | Voluntarily Certified | ACAirCoolAllPhase&gt;=240k&lt; | False | False |  |  |  |  | 10.8 |  | 15.3 | 13.2 | [6 empty] | 386000 | Electric Resistance Heating Or | 08/29/2023 |  | 11/13/2023
Daikin Comfort Technologies Manufacturing, L.P. | Daikin | DPSA035A2BSDS*0B02500*E |  | Voluntarily Certified | ACAirCoolAllPhase&gt;=240k&lt; | False | False |  |  |  |  | 10.7 |  | 15.2 | 13.2 | [6 empty] | 386000 | Electric Resistance Heating Or | 08/29/2023 |  | 11/13/2023
Daikin Comfort Technologies Manufacturing, L.P. | Daikin | DPSA035A2BSDS*0B02560*0 |  | Voluntarily Certified | ACAirCoolAllPhase&gt;=240k&lt; | False | False |  |  |  |  | 11 |  | 15.5 | 13.2 | [6 empty] | 388000 | Electric Resistance Heating Or | 08/29/2023 |  | 11/13/2023
Daikin Comfort Technologies Manufacturing, L.P. | Daikin | DPSA035A2BSDS*0B02560*E |  | Voluntarily Certified | ACAirCoolAllPhase&gt;=240k&lt; | False | False |  |  |  |  | 10.9 |  | 15.4 | 13.2 | [6 empty] | 388000 | Electric Resistance Heating Or | 08/29/2023 |  | 11/13/2023
Daikin Comfort Technologies Manufacturing, L.P. | Daikin | DPSA035A2BSDS*0B02630*0 |  | Voluntarily Certified | ACAirCoolAllPhase&gt;=240k&lt; | False | False |  |  |  |  | 11 |  | 15.5 | 13.2 | [6 empty] | 388000 | Electric Resistance Heating Or | 08/29/2023 |  | 11/13/2023
Daikin Comfort Technologies Manufacturing, L.P. | Daikin | DPSA035A2BSDS*0B02630*E |  | Voluntarily Certified | ACAirCoolAllPhase&gt;=240k&lt; | False | False |  |  |  |  | 10.9 |  | 15.4 | 13.2 | [6 empty] | 388000 | Electric Resistance Heating Or | 08/29/2023 |  | 11/13/2023
Daikin Comfort Technologies Manufacturing, L.P. | Daikin | DPSA035A2BSDS*0B04355*0 |  | Voluntarily Certified | ACAirCoolAllPhase&gt;=240k&lt; | False | False |  |  |  |  | 10.7 |  | 15.2 | 13.2 | [6 empty] | 384000 | Electric Resistance Heating Or | 08/29/2023 |  | 11/13/2023
Daikin Comfort Technologies Manufacturing, L.P. | Daikin | DPSA035A2BSDS*0B04355*E |  | Voluntarily Certified | ACAirCoolAllPhase&gt;=240k&lt; | False | False |  |  |  |  | 10.6 |  | 15.1 | 13.2 | [6 empty] | 384000 | Electric Resistance Heating Or | 08/29/2023 |  | 11/13/2023
Daikin Comfort Technologies Manufacturing, L.P. | Daikin | DPSA035A2BSDS*0B04450*0 |  | Voluntarily Certified | ACAirCoolAllPhase&gt;=240k&lt; | False | False |  |  |  |  | 11 |  | 15.5 | 13.2 | [6 empty] | 388000 | Electric Resistance Heating Or | 08/29/2023 |  | 11/13/2023
Daikin Comfort Technologies Manufacturing, L.P. | Daikin | DPSA035A2BSDS*0B04450*E |  | Voluntarily Certified | ACAirCoolAllPhase&gt;=240k&lt; | False | False |  |  |  |  | 10.9 |  | 15.4 | 13.2 | [6 empty] | 388000 | Electric Resistance Heating Or | 08/29/2023 |  | 11/13/2023
Daikin Comfort Technologies Manufacturing, L.P. | Daikin | DPSA035A2BSDS*0B04500*0 |  | Voluntarily Certified | ACAirCoolAllPhase&gt;=240k&lt; | False | False |  |  |  |  | 11.1 |  | 15.6 | 13.2 | [6 empty] | 388000 | Electric Resistance Heating Or | 08/29/2023 |  | 11/13/2023
Daikin Comfort Technologies Manufacturing, L.P. | Daikin | DPSA035A2BSDS*0B04500*E |  | Voluntarily Certified | ACAirCoolAllPhase&gt;=240k&lt; | False | False |  |  |  |  | 11 |  | 15.5 | 13.2 | [6 empty] | 388000 | Electric Resistance Heating Or | 08/29/2023 |  | 11/13/2023
Daikin Comfort Technologies Manufacturing, L.P. | Daikin | DPSA035A2BSDS*0B04560*0 |  | Voluntarily Certified | ACAirCoolAllPhase&gt;=240k&lt; | False | False |  |  |  |  | 11 |  | 15.5 | 13.2 | [6 empty] | 386000 | Electric Resistance Heating Or | 08/29/2023 |  | 11/13/2023
Daikin Comfort Technologies Manufacturing, L.P. | Daikin | DPSA035A2BSDS*0B04560*E |  | Voluntarily Certified | ACAirCoolAllPhase&gt;=240k&lt; | False | False |  |  |  |  | 10.9 |  | 15.4 | 13.2 | [6 empty] | 386000 | Electric Resistance Heating Or | 08/29/2023 |  | 11/13/2023
Daikin Comfort Technologies Manufacturing, L.P. | Daikin | DPSA035A2BSDSA0B02450*0 |  | Voluntarily Certified | ACAirCoolAllPhase&gt;=240k&lt; | False | False |  |  |  |  | 10.6 |  | 14.6 | 13.2 | [6 empty] | 384000 | Electric Resistance Heating Or | 08/29/2023 |  | 11/13/2023
Daikin Comfort Technologies Manufacturing, L.P. | Daikin | DPSA035A2BSDSA0B02450*E |  | Voluntarily Certified | ACAirCoolAllPhase&gt;=240k&lt; | False | False |  |  |  |  | 10.5 |  | 14.5 | 13.2 | [6 empty] | 384000 | Electric Resistance Heating Or | 08/29/2023 |  | 11/13/2023
Daikin Comfort Technologies Manufacturing, L.P. | Daikin | DPSA035A2BSDSA0B02500*0 |  | Voluntarily Certified | ACAirCoolAllPhase&gt;=240k&lt; | False | False |  |  |  |  | 10.8 |  | 14.8 | 13.2 | [6 empty] | 386000 | Electric Resistance Heating Or | 08/29/2023 |  | 11/13/2023
Daikin Comfort Technologies Manufacturing, L.P. | Daikin | DPSA035A2BSDSA0B02500*E |  | Voluntarily Certified | ACAirCoolAllPhase&gt;=240k&lt; | False | False |  |  |  |  | 10.7 |  | 14.7 | 13.2 | [6 empty] | 386000 | Electric Resistance Heating Or | 08/29/2023 |  | 11/13/2023
Daikin Comfort Technologies Manufacturing, L.P. | Daikin | DPSA035A2BSDSA0B02560*0 |  | Voluntarily Certified | ACAirCoolAllPhase&gt;=240k&lt; | False | False |  |  |  |  | 11.1 |  | 15 | 13.2 | [6 empty] | 388000 | Electric Resistance Heating Or | 08/29/2023 |  | 11/13/2023
Daikin Comfort Technologies Manufacturing, L.P. | Daikin | DPSA035A2BSDSA0B02560*E |  | Voluntarily Certified | ACAirCoolAllPhase&gt;=240k&lt; | False | False |  |  |  |  | 11 |  | 14.9 | 13.2 | [6 empty] | 388000 | Electric Resistance Heating Or | 08/29/2023 |  | 11/13/2023
Daikin Comfort Technologies Manufacturing, L.P. | Daikin | DPSA035A2BSDSA0B02630*0 |  | Voluntarily Certified | ACAirCoolAllPhase&gt;=240k&lt; | False | False |  |  |  |  | 11.1 |  | 15 | 13.2 | [6 empty] | 388000 | Electric Resistance Heating Or | 08/29/2023 |  | 11/13/2023
Daikin Comfort Technologies Manufacturing, L.P. | Daikin | DPSA035A2BSDSA0B02630*E |  | Voluntarily Certified | ACAirCoolAllPhase&gt;=240k&lt; | False | False |  |  |  |  | 11 |  | 14.9 | 13.2 | [6 empty] | 388000 | Electric Resistance Heating Or | 08/29/2023 |  | 11/13/2023
Daikin Comfort Technologies Manufacturing, L.P. | Daikin | DPSA035A2BSDSA0B04355*0 |  | Voluntarily Certified | ACAirCoolAllPhase&gt;=240k&lt; | False | False |  |  |  |  | 10.8 |  | 14.7 | 13.2 | [6 empty] | 384000 | Electric Resistance Heating Or | 08/29/2023 |  | 11/13/2023
Daikin Comfort Technologies Manufacturing, L.P. | Daikin | DPSA035A2BSDSA0B04355*E |  | Voluntarily Certified | ACAirCoolAllPhase&gt;=240k&lt; | False | False |  |  |  |  | 10.7 |  | 14.6 | 13.2 | [6 empty] | 384000 | Electric Resistance Heating Or | 08/29/2023 |  | 11/13/2023
Daikin Comfort Technologies Manufacturing, L.P. | Daikin | DPSA035A2BSDSA0B04450*0 |  | Voluntarily Certified | ACAirCoolAllPhase&gt;=240k&lt; | False | False |  |  |  |  | 11.1 |  | 15 | 13.2 | [6 empty] | 388000 | Electric Resistance Heating Or | 08/29/2023 |  | 11/13/2023
Daikin Comfort Technologies Manufacturing, L.P. | Daikin | DPSA035A2BSDSA0B04450*E |  | Voluntarily Certified | ACAirCoolAllPhase&gt;=240k&lt; | False | False |  |  |  |  | 11 |  | 14.9 | 13.2 | [6 empty] | 388000 | Electric Resistance Heating Or | 08/29/2023 |  | 11/13/2023
Daikin Comfort Technologies Manufacturing, L.P. | Daikin | DPSA035A2BSDSA0B04500*0 |  | Voluntarily Certified | ACAirCoolAllPhase&gt;=240k&lt; | False | False |  |  |  |  | 11.2 |  | 15.1 | 13.2 | [6 empty] | 388000 | Electric Resistance Heating Or | 08/29/2023 |  | 11/13/2023
Daikin Comfort Technologies Manufacturing, L.P. | Daikin | DPSA035A2BSDSA0B04500*E |  | Voluntarily Certified | ACAirCoolAllPhase&gt;=240k&lt; | False | False |  |  |  |  | 11.1 |  | 15 | 13.2 | [6 empty] | 388000 | Electric Resistance Heating Or | 08/29/2023 |  | 11/13/2023
Daikin Comfort Technologies Manufacturing, L.P. | Daikin | DPSA035A2BSDSA0B04560*0 |  | Voluntarily Certified | ACAirCoolAllPhase&gt;=240k&lt; | False | False |  |  |  |  | 11 |  | 15 | 13.2 | [6 empty] | 386000 | Electric Resistance Heating Or | 08/29/2023 |  | 11/13/2023
Daikin Comfort Technologies Manufacturing, L.P. | Daikin | DPSA035A2BSDSA0B04560*E |  | Voluntarily Certified | ACAirCoolAllPhase&gt;=240k&lt; | False | False |  |  |  |  | 10.9 |  | 14.9 | 13.2 | [6 empty] | 386000 | Electric Resistance Heating Or | 08/29/2023 |  | 11/13/2023
Daikin Comfort Technologies Manufacturing, L.P. | Daikin | DPSA035A2BSDSB0B02450*0 |  | Voluntarily Certified | ACAirCoolAllPhase&gt;=240k&lt; | False | False |  |  |  |  | 10.6 |  | 14.6 | 13.2 | [6 empty] | 384000 | Electric Resistance Heating Or | 08/29/2023 |  | 11/13/2023
Daikin Comfort Technologies Manufacturing, L.P. | Daikin | DPSA035A2BSDSB0B02450*E |  | Voluntarily Certified | ACAirCoolAllPhase&gt;=240k&lt; | False | False |  |  |  |  | 10.5 |  | 14.5 | 13.2 | [6 empty] | 384000 | Electric Resistance Heating Or | 08/29/2023 |  | 11/13/2023
Daikin Comfort Technologies Manufacturing, L.P. | Daikin | DPSA035A2BSDSB0B02500*0 |  | Voluntarily Certified | ACAirCoolAllPhase&gt;=240k&lt; | False | False |  |  |  |  | 10.8 |  | 14.8 | 13.2 | [6 empty] | 386000 | Electric Resistance Heating Or | 08/29/2023 |  | 11/13/2023
Daikin Comfort Technologies Manufacturing, L.P. | Daikin | DPSA035A2BSDSB0B02500*E |  | Voluntarily Certified | ACAirCoolAllPhase&gt;=240k&lt; | False | False |  |  |  |  | 10.7 |  | 14.7 | 13.2 | [6 empty] | 386000 | Electric Resistance Heating Or | 08/29/2023 |  | 11/13/2023
Daikin Comfort Technologies Manufacturing, L.P. | Daikin | DPSA035A2BSDSB0B02560*0 |  | Voluntarily Certified | ACAirCoolAllPhase&gt;=240k&lt; | False | False |  |  |  |  | 11.1 |  | 15 | 13.2 | [6 empty] | 388000 | Electric Resistance Heating Or | 08/29/2023 |  | 11/13/2023
Daikin Comfort Technologies Manufacturing, L.P. | Daikin | DPSA035A2BSDSB0B02560*E |  | Voluntarily Certified | ACAirCoolAllPhase&gt;=240k&lt; | False | False |  |  |  |  | 11 |  | 14.9 | 13.2 | [6 empty] | 388000 | Electric Resistance Heating Or | 08/29/2023 |  | 11/13/2023
Daikin Comfort Technologies Manufacturing, L.P. | Daikin | DPSA035A2BSDSB0B02630*0 |  | Voluntarily Certified | ACAirCoolAllPhase&gt;=240k&lt; | False | False |  |  |  |  | 11.1 |  | 15 | 13.2 | [6 empty] | 388000 | Electric Resistance Heating Or | 08/29/2023 |  | 11/13/2023
Daikin Comfort Technologies Manufacturing, L.P. | Daikin | DPSA035A2BSDSB0B02630*E |  | Voluntarily Certified | ACAirCoolAllPhase&gt;=240k&lt; | False | False |  |  |  |  | 11 |  | 14.9 | 13.2 | [6 empty] | 388000 | Electric Resistance Heating Or | 08/29/2023 |  | 11/13/2023
Daikin Comfort Technologies Manufacturing, L.P. | Daikin | DPSA035A2BSDSB0B04355*0 |  | Voluntarily Certified | ACAirCoolAllPhase&gt;=240k&lt; | False | False |  |  |  |  | 10.8 |  | 14.7 | 13.2 | [6 empty] | 384000 | Electric Resistance Heating Or | 08/29/2023 |  | 11/13/2023
Daikin Comfort Technologies Manufacturing, L.P. | Daikin | DPSA035A2BSDSB0B04355*E |  | Voluntarily Certified | ACAirCoolAllPhase&gt;=240k&lt; | False | False |  |  |  |  | 10.7 |  | 14.6 | 13.2 | [6 empty] | 384000 | Electric Resistance Heating Or | 08/29/2023 |  | 11/13/2023
Daikin Comfort Technologies Manufacturing, L.P. | Daikin | DPSA035A2BSDSB0B04450*0 |  | Voluntarily Certified | ACAirCoolAllPhase&gt;=240k&lt; | False | False |  |  |  |  | 11.1 |  | 15 | 13.2 | [6 empty] | 388000 | Electric Resistance Heating Or | 08/29/2023 |  | 11/13/2023
Daikin Comfort Technologies Manufacturing, L.P. | Daikin | DPSA035A2BSDSB0B04450*E |  | Voluntarily Certified | ACAirCoolAllPhase&gt;=240k&lt; | False | False |  |  |  |  | 11 |  | 14.9 | 13.2 | [6 empty] | 388000 | Electric Resistance Heating Or | 08/29/2023 |  | 11/13/2023
Daikin Comfort Technologies Manufacturing, L.P. | Daikin | DPSA035A2BSDSB0B04500*0 |  | Voluntarily Certified | ACAirCoolAllPhase&gt;=240k&lt; | False | False |  |  |  |  | 11.2 |  | 15.1 | 13.2 | [6 empty] | 388000 | Electric Resistance Heating Or | 08/29/2023 |  | 11/13/2023
Daikin Comfort Technologies Manufacturing, L.P. | Daikin | DPSA035A2BSDSB0B04500*E |  | Voluntarily Certified | ACAirCoolAllPhase&gt;=240k&lt; | False | False |  |  |  |  | 11.1 |  | 15 | 13.2 | [6 empty] | 388000 | Electric Resistance Heating Or | 08/29/2023 |  | 11/13/2023
Daikin Comfort Technologies Manufacturing, L.P. | Daikin | DPSA035A2BSDSB0B04560*0 |  | Voluntarily Certified | ACAirCoolAllPhase&gt;=240k&lt; | False | False |  |  |  |  | 11 |  | 15 | 13.2 | [6 empty] | 386000 | Electric Resistance Heating Or | 08/29/2023 |  | 11/13/2023
Daikin Comfort Technologies Manufacturing, L.P. | Daikin | DPSA035A2BSDSB0B04560*E |  | Voluntarily Certified | ACAirCoolAllPhase&gt;=240k&lt; | False | False |  |  |  |  | 10.9 |  | 14.9 | 13.2 | [6 empty] | 386000 | Electric Resistance Heating Or | 08/29/2023 |  | 11/13/2023
Daikin Comfort Technologies Manufacturing, L.P. | Daikin | DPSA040A*BHAME0B02450*0 |  | Voluntarily Certified | ACAirCoolAllPhase&gt;=240k&lt; | False | False |  |  |  |  | 10.2 |  | 16 | 13.2 | [6 empty] | 415000 | Electric Resistance Heating Or | 08/29/2023 |  | 11/13/2023
Daikin Comfort Technologies Manufacturing, L.P. | Daikin | DPSA040A*BHAME0B02450*E |  | Voluntarily Certified | ACAirCoolAllPhase&gt;=240k&lt; | False | False |  |  |  |  | 10.1 |  | 16 | 13.2 | [6 empty] | 415000 | Electric Resistance Heating Or | 08/29/2023 |  | 11/13/2023
Daikin Comfort Technologies Manufacturing, L.P. | Daikin | DPSA040A*BHAME0B02500*0 |  | Voluntarily Certified | ACAirCoolAllPhase&gt;=240k&lt; | False | False |  |  |  |  | 10.4 |  | 16 | 13.2 | [6 empty] | 415000 | Electric Resistance Heating Or | 08/29/2023 |  | 11/13/2023
Daikin Comfort Technologies Manufacturing, L.P. | Daikin | DPSA040A*BHAME0B02500*E |  | Voluntarily Certified | ACAirCoolAllPhase&gt;=240k&lt; | False | False |  |  |  |  | 10.3 |  | 16 | 13.2 | [6 empty] | 415000 | Electric Resistance Heating Or | 08/29/2023 |  | 11/13/2023
Daikin Comfort Technologies Manufacturing, L.P. | Daikin | DPSA040A*BHAME0B02560*0 |  | Voluntarily Certified | ACAirCoolAllPhase&gt;=240k&lt; | False | False |  |  |  |  | 10.7 |  | 16 | 13.2 | [6 empty] | 420000 | Electric Resistance Heating Or | 08/29/2023 |  | 11/13/2023
Daikin Comfort Technologies Manufacturing, L.P. | Daikin | DPSA040A*BHAME0B02560*E |  | Voluntarily Certified | ACAirCoolAllPhase&gt;=240k&lt; | False | False |  |  |  |  | 10.6 |  | 16 | 13.2 | [6 empty] | 420000 | Electric Resistance Heating Or | 08/29/2023 |  | 11/13/2023
Daikin Comfort Technologies Manufacturing, L.P. | Daikin | DPSA040A*BHAME0B02630*0 |  | Voluntarily Certified | ACAirCoolAllPhase&gt;=240k&lt; | False | False |  |  |  |  | 10.7 |  | 15.7 | 13.2 | [6 empty] | 420000 | Electric Resistance Heating Or | 08/29/2023 |  | 11/13/2023
Daikin Comfort Technologies Manufacturing, L.P. | Daikin | DPSA040A*BHAME0B02630*E |  | Voluntarily Certified | ACAirCoolAllPhase&gt;=240k&lt; | False | False |  |  |  |  | 10.6 |  | 16 | 13.2 | [6 empty] | 420000 | Electric Resistance Heating Or | 08/29/2023 |  | 11/13/2023
Daikin Comfort Technologies Manufacturing, L.P. | Daikin | DPSA040A*BHAME0B04355*0 |  | Voluntarily Certified | ACAirCoolAllPhase&gt;=240k&lt; | False | False |  |  |  |  | 10.3 |  | 15.9 | 13.2 | [6 empty] | 415000 | Electric Resistance Heating Or | 08/29/2023 |  | 11/13/2023
Daikin Comfort Technologies Manufacturing, L.P. | Daikin | DPSA040A*BHAME0B04355*E |  | Voluntarily Certified | ACAirCoolAllPhase&gt;=240k&lt; | False | False |  |  |  |  | 10.2 |  | 15.8 | 13.2 | [6 empty] | 415000 | Electric Resistance Heating Or | 08/29/2023 |  | 11/13/2023
Daikin Comfort Technologies Manufacturing, L.P. | Daikin | DPSA040A*BHAME0B04450*0 |  | Voluntarily Certified | ACAirCoolAllPhase&gt;=240k&lt; | False | False |  |  |  |  | 10.6 |  | 15.8 | 13.2 | [6 empty] | 420000 | Electric Resistance Heating Or | 08/29/2023 |  | 11/13/2023
Daikin Comfort Technologies Manufacturing, L.P. | Daikin | DPSA040A*BHAME0B04450*E |  | Voluntarily Certified | ACAirCoolAllPhase&gt;=240k&lt; | False | False |  |  |  |  | 10.5 |  | 15.9 | 13.2 | [6 empty] | 420000 | Electric Resistance Heating Or | 08/29/2023 |  | 11/13/2023
Daikin Comfort Technologies Manufacturing, L.P. | Daikin | DPSA040A*BHAME0B04500*0 |  | Voluntarily Certified | ACAirCoolAllPhase&gt;=240k&lt; | False | False |  |  |  |  | 10.8 |  | 16 | 13.2 | [6 empty] | 420000 | Electric Resistance Heating Or | 08/29/2023 |  | 11/13/2023
Daikin Comfort Technologies Manufacturing, L.P. | Daikin | DPSA040A*BHAME0B04500*E |  | Voluntarily Certified | ACAirCoolAllPhase&gt;=240k&lt; | False | False |  |  |  |  | 10.7 |  | 15.8 | 13.2 | [6 empty] | 420000 | Electric Resistance Heating Or | 08/29/2023 |  | 11/13/2023
Daikin Comfort Technologies Manufacturing, L.P. | Daikin | DPSA040A*BHAME0B04560*0 |  | Voluntarily Certified | ACAirCoolAllPhase&gt;=240k&lt; | False | False |  |  |  |  | 10.7 |  | 16 | 13.2 | [6 empty] | 420000 | Electric Resistance Heating Or | 08/29/2023 |  | 11/13/2023
Daikin Comfort Technologies Manufacturing, L.P. | Daikin | DPSA040A*BHAME0B04560*E |  | Voluntarily Certified | ACAirCoolAllPhase&gt;=240k&lt; | False | False |  |  |  |  | 10.6 |  | 16 | 13.2 | [6 empty] | 420000 | Electric Resistance Heating Or | 08/29/2023 |  | 11/13/2023
Daikin Comfort Technologies Manufacturing, L.P. | Daikin | DPSA040A*BHBME0B02450*0 |  | Voluntarily Certified | ACAirCoolAllPhase&gt;=240k&lt; | False | False |  |  |  |  | 10.3 |  | 16.1 | 13.2 | [6 empty] | 425000 | Electric Resistance Heating Or | 08/29/2023 |  | 11/13/2023
Daikin Comfort Technologies Manufacturing, L.P. | Daikin | DPSA040A*BHBME0B02450*E |  | Voluntarily Certified | ACAirCoolAllPhase&gt;=240k&lt; | False | False |  |  |  |  | 10.2 |  | 16.2 | 13.2 | [6 empty] | 425000 | Electric Resistance Heating Or | 08/29/2023 |  | 11/13/2023
Daikin Comfort Technologies Manufacturing, L.P. | Daikin | DPSA040A*BHBME0B02500*0 |  | Voluntarily Certified | ACAirCoolAllPhase&gt;=240k&lt; | False | False |  |  |  |  | 10.6 |  | 16.1 | 13.2 | [6 empty] | 425000 | Electric Resistance Heating Or | 08/29/2023 |  | 11/13/2023
Daikin Comfort Technologies Manufacturing, L.P. | Daikin | DPSA040A*BHBME0B02500*E |  | Voluntarily Certified | ACAirCoolAllPhase&gt;=240k&lt; | False | False |  |  |  |  | 10.5 |  | 16.1 | 13.2 | [6 empty] | 425000 | Electric Resistance Heating Or | 08/29/2023 |  | 11/13/2023
Daikin Comfort Technologies Manufacturing, L.P. | Daikin | DPSA040A*BHBME0B02560*0 |  | Voluntarily Certified | ACAirCoolAllPhase&gt;=240k&lt; | False | False |  |  |  |  | 10.9 |  | 16.1 | 13.2 | [6 empty] | 430000 | Electric Resistance Heating Or | 08/29/2023 |  | 11/13/2023
Daikin Comfort Technologies Manufacturing, L.P. | Daikin | DPSA040A*BHBME0B02560*E |  | Voluntarily Certified | ACAirCoolAllPhase&gt;=240k&lt; | False | False |  |  |  |  | 10.8 |  | 16.1 | 13.2 | [6 empty] | 430000 | Electric Resistance Heating Or | 08/29/2023 |  | 11/13/2023
Daikin Comfort Technologies Manufacturing, L.P. | Daikin | DPSA040A*BHBME0B02630*0 |  | Voluntarily Certified | ACAirCoolAllPhase&gt;=240k&lt; | False | False |  |  |  |  | 10.9 |  | 15.8 | 13.2 | [6 empty] | 430000 | Electric Resistance Heating Or | 08/29/2023 |  | 11/13/2023
Daikin Comfort Technologies Manufacturing, L.P. | Daikin | DPSA040A*BHBME0B02630*E |  | Voluntarily Certified | ACAirCoolAllPhase&gt;=240k&lt; | False | False |  |  |  |  | 10.8 |  | 16.1 | 13.2 | [6 empty] | 430000 | Electric Resistance Heating Or | 08/29/2023 |  | 11/13/2023
Daikin Comfort Technologies Manufacturing, L.P. | Daikin | DPSA040A*BHBME0B04355*0 |  | Voluntarily Certified | ACAirCoolAllPhase&gt;=240k&lt; | False | False |  |  |  |  | 10.5 |  | 16 | 13.2 | [6 empty] | 425000 | Electric Resistance Heating Or | 08/29/2023 |  | 11/13/2023
Daikin Comfort Technologies Manufacturing, L.P. | Daikin | DPSA040A*BHBME0B04355*E |  | Voluntarily Certified | ACAirCoolAllPhase&gt;=240k&lt; | False | False |  |  |  |  | 10.4 |  | 15.9 | 13.2 | [6 empty] | 425000 | Electric Resistance Heating Or | 08/29/2023 |  | 11/13/2023
Daikin Comfort Technologies Manufacturing, L.P. | Daikin | DPSA040A*BHBME0B04450*0 |  | Voluntarily Certified | ACAirCoolAllPhase&gt;=240k&lt; | False | False |  |  |  |  | 10.8 |  | 15.9 | 13.2 | [6 empty] | 430000 | Electric Resistance Heating Or | 08/29/2023 |  | 11/13/2023
Daikin Comfort Technologies Manufacturing, L.P. | Daikin | DPSA040A*BHBME0B04450*E |  | Voluntarily Certified | ACAirCoolAllPhase&gt;=240k&lt; | False | False |  |  |  |  | 10.7 |  | 16 | 13.2 | [6 empty] | 430000 | Electric Resistance Heating Or | 08/29/2023 |  | 11/13/2023
Daikin Comfort Technologies Manufacturing, L.P. | Daikin | DPSA040A*BHBME0B04500*0 |  | Voluntarily Certified | ACAirCoolAllPhase&gt;=240k&lt; | False | False |  |  |  |  | 11 |  | 16 | 13.2 | [6 empty] | 430000 | Electric Resistance Heating Or | 08/29/2023 |  | 11/13/2023
Daikin Comfort Technologies Manufacturing, L.P. | Daikin | DPSA040A*BHBME0B04500*E |  | Voluntarily Certified | ACAirCoolAllPhase&gt;=240k&lt; | False | False |  |  |  |  | 10.9 |  | 15.9 | 13.2 | [6 empty] | 430000 | Electric Resistance Heating Or | 08/29/2023 |  | 11/13/2023
Daikin Comfort Technologies Manufacturing, L.P. | Daikin | DPSA040A*BHBME0B04560*0 |  | Voluntarily Certified | ACAirCoolAllPhase&gt;=240k&lt; | False | False |  |  |  |  | 10.9 |  | 16.2 | 13.2 | [6 empty] | 430000 | Electric Resistance Heating Or | 08/29/2023 |  | 11/13/2023
Daikin Comfort Technologies Manufacturing, L.P. | Daikin | DPSA040A*BHBME0B04560*E |  | Voluntarily Certified | ACAirCoolAllPhase&gt;=240k&lt; | False | False |  |  |  |  | 10.8 |  | 16 | 13.2 | [6 empty] | 430000 | Electric Resistance Heating Or | 08/29/2023 |  | 11/13/2023
Daikin Comfort Technologies Manufacturing, L.P. | Daikin | DPSA040A*BHCME0B02500*0 |  | Voluntarily Certified | ACAirCoolAllPhase&gt;=240k&lt; | False | False |  |  |  |  | 10 |  | 15.9 | 13.2 | [6 empty] | 405000 | Electric Resistance Heating Or | 08/29/2023 |  | 11/13/2023
Daikin Comfort Technologies Manufacturing, L.P. | Daikin | DPSA040A*BHCME0B02500*E |  | Voluntarily Certified | ACAirCoolAllPhase&gt;=240k&lt; | False | False |  |  |  |  | 10 |  | 15.8 | 13.2 | [6 empty] | 415000 | Electric Resistance Heating Or | 08/29/2023 |  | 11/13/2023
Daikin Comfort Technologies Manufacturing, L.P. | Daikin | DPSA040A*BHCME0B02560*0 |  | Voluntarily Certified | ACAirCoolAllPhase&gt;=240k&lt; | False | False |  |  |  |  | 10.3 |  | 15.9 | 13.2 | [6 empty] | 405000 | Electric Resistance Heating Or | 08/29/2023 |  | 11/13/2023
Daikin Comfort Technologies Manufacturing, L.P. | Daikin | DPSA040A*BHCME0B02560*E |  | Voluntarily Certified | ACAirCoolAllPhase&gt;=240k&lt; | False | False |  |  |  |  | 10.2 |  | 15.8 | 13.2 | [6 empty] | 405000 | Electric Resistance Heating Or | 08/29/2023 |  | 11/13/2023
Daikin Comfort Technologies Manufacturing, L.P. | Daikin | DPSA040A*BHCME0B02630*0 |  | Voluntarily Certified | ACAirCoolAllPhase&gt;=240k&lt; | False | False |  |  |  |  | 10.3 |  | 15.9 | 13.2 | [6 empty] | 405000 | Electric Resistance Heating Or | 08/29/2023 |  | 11/13/2023
Daikin Comfort Technologies Manufacturing, L.P. | Daikin | DPSA040A*BHCME0B02630*E |  | Voluntarily Certified | ACAirCoolAllPhase&gt;=240k&lt; | False | False |  |  |  |  | 10.2 |  | 15.8 | 13.2 | [6 empty] | 405000 | Electric Resistance Heating Or | 08/29/2023 |  | 11/13/2023
Daikin Comfort Technologies Manufacturing, L.P. | Daikin | DPSA040A*BHCME0B04355*0 |  | Voluntarily Certified | ACAirCoolAllPhase&gt;=240k&lt; | False | False |  |  |  |  | 10 |  | 15.7 | 13.2 | [6 empty] | 415000 | Electric Resistance Heating Or | 08/29/2023 |  | 11/13/2023
Daikin Comfort Technologies Manufacturing, L.P. | Daikin | DPSA040A*BHCME0B04450*0 |  | Voluntarily Certified | ACAirCoolAllPhase&gt;=240k&lt; | False | False |  |  |  |  | 10.3 |  | 15.8 | 13.2 | [6 empty] | 405000 | Electric Resistance Heating Or | 08/29/2023 |  | 11/13/2023
Daikin Comfort Technologies Manufacturing, L.P. | Daikin | DPSA040A*BHCME0B04450*E |  | Voluntarily Certified | ACAirCoolAllPhase&gt;=240k&lt; | False | False |  |  |  |  | 10.2 |  | 15.7 | 13.2 | [6 empty] | 405000 | Electric Resistance Heating Or | 08/29/2023 |  | 11/13/2023
Daikin Comfort Technologies Manufacturing, L.P. | Daikin | DPSA040A*BHCME0B04500*0 |  | Voluntarily Certified | ACAirCoolAllPhase&gt;=240k&lt; | False | False |  |  |  |  | 10.2 |  | 15.8 | 13.2 | [6 empty] | 405000 | Electric Resistance Heating Or | 08/29/2023 |  | 11/13/2023
Daikin Comfort Technologies Manufacturing, L.P. | Daikin | DPSA040A*BHCME0B04500*E |  | Voluntarily Certified | ACAirCoolAllPhase&gt;=240k&lt; | False | False |  |  |  |  | 10.3 |  | 15.7 | 13.2 | [6 empty] | 405000 | Electric Resistance Heating Or | 08/29/2023 |  | 11/13/2023
Daikin Comfort Technologies Manufacturing, L.P. | Daikin | DPSA040A*BHCME0B04560*0 |  | Voluntarily Certified | ACAirCoolAllPhase&gt;=240k&lt; | False | False |  |  |  |  | 10.1 |  | 15.8 | 13.2 | [6 empty] | 405000 | Electric Resistance Heating Or | 08/29/2023 |  | 11/13/2023
Daikin Comfort Technologies Manufacturing, L.P. | Daikin | DPSA040A*BHCME0B04560*E |  | Voluntarily Certified | ACAirCoolAllPhase&gt;=240k&lt; | False | False |  |  |  |  | 10.2 |  | 15.7 | 13.2 | [6 empty] | 405000 | Electric Resistance Heating Or | 08/29/2023 |  | 11/13/2023
Daikin Comfort Technologies Manufacturing, L.P. | Daikin | DPSA040A*BHDME0B02450*0 |  | Voluntarily Certified | ACAirCoolAllPhase&gt;=240k&lt; | False | False |  |  |  |  | 10 |  | 15.9 | 13.2 | [6 empty] | 415000 | Electric Resistance Heating Or | 08/29/2023 |  | 11/13/2023
Daikin Comfort Technologies Manufacturing, L.P. | Daikin | DPSA040A*BHDME0B02450*E |  | Voluntarily Certified | ACAirCoolAllPhase&gt;=240k&lt; | False | False |  |  |  |  | 11 |  | 14.6 | 13.2 | [6 empty] | 435000 | Electric Resistance Heating Or | 08/29/2023 |  | 11/13/2023
Daikin Comfort Technologies Manufacturing, L.P. | Daikin | DPSA040A*BHDME0B02500*0 |  | Voluntarily Certified | ACAirCoolAllPhase&gt;=240k&lt; | False | False |  |  |  |  | 10.3 |  | 15.9 | 13.2 | [6 empty] | 420000 | Electric Resistance Heating Or | 08/29/2023 |  | 11/13/2023
Daikin Comfort Technologies Manufacturing, L.P. | Daikin | DPSA040A*BHDME0B02500*E |  | Voluntarily Certified | ACAirCoolAllPhase&gt;=240k&lt; | False | False |  |  |  |  | 10.2 |  | 15.9 | 13.2 | [6 empty] | 420000 | Electric Resistance Heating Or | 08/29/2023 |  | 11/13/2023
Daikin Comfort Technologies Manufacturing, L.P. | Daikin | DPSA040A*BHDME0B02560*0 |  | Voluntarily Certified | ACAirCoolAllPhase&gt;=240k&lt; | False | False |  |  |  |  | 10.6 |  | 15.9 | 13.2 | [6 empty] | 425000 | Electric Resistance Heating Or | 08/29/2023 |  | 11/13/2023
Daikin Comfort Technologies Manufacturing, L.P. | Daikin | DPSA040A*BHDME0B02560*E |  | Voluntarily Certified | ACAirCoolAllPhase&gt;=240k&lt; | False | False |  |  |  |  | 10.5 |  | 15.9 | 13.2 | [6 empty] | 425000 | Electric Resistance Heating Or | 08/29/2023 |  | 11/13/2023
Daikin Comfort Technologies Manufacturing, L.P. | Daikin | DPSA040A*BHDME0B02630*0 |  | Voluntarily Certified | ACAirCoolAllPhase&gt;=240k&lt; | False | False |  |  |  |  | 10.5 |  | 15.7 | 13.2 | [6 empty] | 420000 | Electric Resistance Heating Or | 08/29/2023 |  | 11/13/2023
Daikin Comfort Technologies Manufacturing, L.P. | Daikin | DPSA040A*BHDME0B02630*E |  | Voluntarily Certified | ACAirCoolAllPhase&gt;=240k&lt; | False | False |  |  |  |  | 10.4 |  | 15.9 | 13.2 | [6 empty] | 420000 | Electric Resistance Heating Or | 08/29/2023 |  | 11/13/2023
Daikin Comfort Technologies Manufacturing, L.P. | Daikin | DPSA040A*BHDME0B04355*0 |  | Voluntarily Certified | ACAirCoolAllPhase&gt;=240k&lt; | False | False |  |  |  |  | 10.2 |  | 15.8 | 13.2 | [6 empty] | 420000 | Electric Resistance Heating Or | 08/29/2023 |  | 11/13/2023
Daikin Comfort Technologies Manufacturing, L.P. | Daikin | DPSA040A*BHDME0B04355*E |  | Voluntarily Certified | ACAirCoolAllPhase&gt;=240k&lt; | False | False |  |  |  |  | 10.1 |  | 15.7 | 13.2 | [6 empty] | 420000 | Electric Resistance Heating Or | 08/29/2023 |  | 11/13/2023
Daikin Comfort Technologies Manufacturing, L.P. | Daikin | DPSA040A*BHDME0B04450*0 |  | Voluntarily Certified | ACAirCoolAllPhase&gt;=240k&lt; | False | False |  |  |  |  | 10.5 |  | 15.7 | 13.2 | [6 empty] | 420000 | Electric Resistance Heating Or | 08/29/2023 |  | 11/13/2023
Daikin Comfort Technologies Manufacturing, L.P. | Daikin | DPSA040A*BHDME0B04450*E |  | Voluntarily Certified | ACAirCoolAllPhase&gt;=240k&lt; | False | False |  |  |  |  | 10.4 |  | 15.8 | 13.2 | [6 empty] | 420000 | Electric Resistance Heating Or | 08/29/2023 |  | 11/13/2023
Daikin Comfort Technologies Manufacturing, L.P. | Daikin | DPSA040A*BHDME0B04500*0 |  | Voluntarily Certified | ACAirCoolAllPhase&gt;=240k&lt; | False | False |  |  |  |  | 10.7 |  | 15.8 | 13.2 | [6 empty] | 425000 | Electric Resistance Heating Or | 08/29/2023 |  | 11/13/2023
Daikin Comfort Technologies Manufacturing, L.P. | Daikin | DPSA040A*BHDME0B04500*E |  | Voluntarily Certified | ACAirCoolAllPhase&gt;=240k&lt; | False | False |  |  |  |  | 10.4 |  | 15.7 | 13.2 | [6 empty] | 425000 | Electric Resistance Heating Or | 08/29/2023 |  | 11/13/2023
Daikin Comfort Technologies Manufacturing, L.P. | Daikin | DPSA040A*BHDME0B04560*0 |  | Voluntarily Certified | ACAirCoolAllPhase&gt;=240k&lt; | False | False |  |  |  |  | 10.5 |  | 15.8 | 13.2 | [6 empty] | 420000 | Electric Resistance Heating Or | 08/29/2023 |  | 11/13/2023
Daikin Comfort Technologies Manufacturing, L.P. | Daikin | DPSA040A*BHDME0B04560*E |  | Voluntarily Certified | ACAirCoolAllPhase&gt;=240k&lt; | False | False |  |  |  |  | 10.4 |  | 15.8 | 13.2 | [6 empty] | 420000 | Electric Resistance Heating Or | 08/29/2023 |  | 11/13/2023
Daikin Comfort Technologies Manufacturing, L.P. | Daikin | DPSA040A*BPAVE0B02560*0 |  | Voluntarily Certified | ACAirCoolAllPhase&gt;=240k&lt; | False | False |  |  |  |  | 10.2 |  | 17.3 | 13.2 | [6 empty] | 398000 | Electric Resistance Heating Or | 08/29/2023 |  | 11/13/2023
Daikin Comfort Technologies Manufacturing, L.P. | Daikin | DPSA040A*BPAVE0B02560*E |  | Voluntarily Certified | ACAirCoolAllPhase&gt;=240k&lt; | False | False |  |  |  |  | 10.1 |  | 17.2 | 13.2 | [6 empty] | 398000 | Electric Resistance Heating Or | 08/29/2023 |  | 11/13/2023
Daikin Comfort Technologies Manufacturing, L.P. | Daikin | DPSA040A*BPAVE0B02630*0 |  | Voluntarily Certified | ACAirCoolAllPhase&gt;=240k&lt; | False | False |  |  |  |  | 10.2 |  | 17.3 | 13.2 | [6 empty] | 398000 | Electric Resistance Heating Or | 08/29/2023 |  | 11/13/2023
Daikin Comfort Technologies Manufacturing, L.P. | Daikin | DPSA040A*BPAVE0B02630*E |  | Voluntarily Certified | ACAirCoolAllPhase&gt;=240k&lt; | False | False |  |  |  |  | 10.1 |  | 17.2 | 13.2 | [6 empty] | 398000 | Electric Resistance Heating Or | 08/29/2023 |  | 11/13/2023
Daikin Comfort Technologies Manufacturing, L.P. | Daikin | DPSA040A*BPAVE0B04450*0 |  | Voluntarily Certified | ACAirCoolAllPhase&gt;=240k&lt; | False | False |  |  |  |  | 10.1 |  | 17.2 | 13.2 | [6 empty] | 398000 | Electric Resistance Heating Or | 08/29/2023 |  | 11/13/2023
Daikin Comfort Technologies Manufacturing, L.P. | Daikin | DPSA040A*BPAVE0B04450*E |  | Voluntarily Certified | ACAirCoolAllPhase&gt;=240k&lt; | False | False |  |  |  |  | 10 |  | 17.1 | 13.2 | [6 empty] | 398000 | Electric Resistance Heating Or | 08/29/2023 |  | 11/13/2023
Daikin Comfort Technologies Manufacturing, L.P. | Daikin | DPSA040A*BPAVE0B04500*0 |  | Voluntarily Certified | ACAirCoolAllPhase&gt;=240k&lt; | False | False |  |  |  |  | 10.2 |  | 17.2 | 13.2 | [6 empty] | 400000 | Electric Resistance Heating Or | 08/29/2023 |  | 11/13/2023
Daikin Comfort Technologies Manufacturing, L.P. | Daikin | DPSA040A*BPAVE0B04500*E |  | Voluntarily Certified | ACAirCoolAllPhase&gt;=240k&lt; | False | False |  |  |  |  | 10.1 |  | 17.1 | 13.2 | [6 empty] | 400000 | Electric Resistance Heating Or | 08/29/2023 |  | 11/13/2023
Daikin Comfort Technologies Manufacturing, L.P. | Daikin | DPSA040A*BPAVE0B04560*0 |  | Voluntarily Certified | ACAirCoolAllPhase&gt;=240k&lt; | False | False |  |  |  |  | 10.2 |  | 17.3 | 13.2 | [6 empty] | 398000 | Electric Resistance Heating Or | 08/29/2023 |  | 11/13/2023
Daikin Comfort Technologies Manufacturing, L.P. | Daikin | DPSA040A*BPAVE0B04560*E |  | Voluntarily Certified | ACAirCoolAllPhase&gt;=240k&lt; | False | False |  |  |  |  | 10.1 |  | 17.2 | 13.2 | [6 empty] | 398000 | Electric Resistance Heating Or | 08/29/2023 |  | 11/13/2023
Daikin Comfort Technologies Manufacturing, L.P. | Daikin | DPSA040A*BPAVF0B02500*0 |  | Voluntarily Certified | ACAirCoolAllPhase&gt;=240k&lt; | False | False |  |  |  |  | 10 |  | 18.2 | 13.2 | [6 empty] | 396000 | Electric Resistance Heating Or | 08/29/2023 |  | 11/13/2023
Daikin Comfort Technologies Manufacturing, L.P. | Daikin | DPSA040A*BPAVF0B02500*E |  | Voluntarily Certified | ACAirCoolAllPhase&gt;=240k&lt; | False | False |  |  |  |  | 10 |  | 18.1 | 13.2 | [6 empty] | 405000 | Electric Resistance Heating Or | 08/29/2023 |  | 11/13/2023
Daikin Comfort Technologies Manufacturing, L.P. | Daikin | DPSA040A*BPAVF0B02560*0 |  | Voluntarily Certified | ACAirCoolAllPhase&gt;=240k&lt; | False | False |  |  |  |  | 10.3 |  | 18.2 | 13.2 | [6 empty] | 398000 | Electric Resistance Heating Or | 08/29/2023 |  | 11/13/2023
Daikin Comfort Technologies Manufacturing, L.P. | Daikin | DPSA040A*BPAVF0B02560*E |  | Voluntarily Certified | ACAirCoolAllPhase&gt;=240k&lt; | False | False |  |  |  |  | 10.2 |  | 18.1 | 13.2 | [6 empty] | 398000 | Electric Resistance Heating Or | 08/29/2023 |  | 11/13/2023
Daikin Comfort Technologies Manufacturing, L.P. | Daikin | DPSA040A*BPAVF0B02630*0 |  | Voluntarily Certified | ACAirCoolAllPhase&gt;=240k&lt; | False | False |  |  |  |  | 10.3 |  | 18.2 | 13.2 | [6 empty] | 398000 | Electric Resistance Heating Or | 08/29/2023 |  | 11/13/2023
Daikin Comfort Technologies Manufacturing, L.P. | Daikin | DPSA040A*BPAVF0B02630*E |  | Voluntarily Certified | ACAirCoolAllPhase&gt;=240k&lt; | False | False |  |  |  |  | 10.2 |  | 18.1 | 13.2 | [6 empty] | 398000 | Electric Resistance Heating Or | 08/29/2023 |  | 11/13/2023
Daikin Comfort Technologies Manufacturing, L.P. | Daikin | DPSA040A*BPAVF0B04355*0 |  | Voluntarily Certified | ACAirCoolAllPhase&gt;=240k&lt; | False | False |  |  |  |  | 10 |  | 18.1 | 13.2 | [6 empty] | 405000 | Electric Resistance Heating Or | 08/29/2023 |  | 11/13/2023
Daikin Comfort Technologies Manufacturing, L.P. | Daikin | DPSA040A*BPAVF0B04450*0 |  | Voluntarily Certified | ACAirCoolAllPhase&gt;=240k&lt; | False | False |  |  |  |  | 10.3 |  | 18.1 | 13.2 | [6 empty] | 398000 | Electric Resistance Heating Or | 08/29/2023 |  | 11/13/2023
Daikin Comfort Technologies Manufacturing, L.P. | Daikin | DPSA040A*BPAVF0B04450*E |  | Voluntarily Certified | ACAirCoolAllPhase&gt;=240k&lt; | False | False |  |  |  |  | 10.2 |  | 18 | 13.2 | [6 empty] | 398000 | Electric Resistance Heating Or | 08/29/2023 |  | 11/13/2023
Daikin Comfort Technologies Manufacturing, L.P. | Daikin | DPSA040A*BPAVF0B04500*0 |  | Voluntarily Certified | ACAirCoolAllPhase&gt;=240k&lt; | False | False |  |  |  |  | 10.4 |  | 18.1 | 13.2 | [6 empty] | 400000 | Electric Resistance Heating Or | 08/29/2023 |  | 11/13/2023
Daikin Comfort Technologies Manufacturing, L.P. | Daikin | DPSA040A*BPAVF0B04500*E |  | Voluntarily Certified | ACAirCoolAllPhase&gt;=240k&lt; | False | False |  |  |  |  | 10.3 |  | 18 | 13.2 | [6 empty] | 400000 | Electric Resistance Heating Or | 08/29/2023 |  | 11/13/2023
Daikin Comfort Technologies Manufacturing, L.P. | Daikin | DPSA040A*BPAVF0B04560*0 |  | Voluntarily Certified | ACAirCoolAllPhase&gt;=240k&lt; | False | False |  |  |  |  | 10.3 |  | 18.2 | 13.2 | [6 empty] | 398000 | Electric Resistance Heating Or | 08/29/2023 |  | 11/13/2023
Daikin Comfort Technologies Manufacturing, L.P. | Daikin | DPSA040A*BPAVF0B04560*E |  | Voluntarily Certified | ACAirCoolAllPhase&gt;=240k&lt; | False | False |  |  |  |  | 10.2 |  | 18.1 | 13.2 | [6 empty] | 398000 | Electric Resistance Heating Or | 08/29/2023 |  | 11/13/2023
Daikin Comfort Technologies Manufacturing, L.P. | Daikin | DPSA040A*BPBVE0B02500*0 |  | Voluntarily Certified | ACAirCoolAllPhase&gt;=240k&lt; | False | False |  |  |  |  | 10 |  | 17.3 | 13.2 | [6 empty] | 405000 | Electric Resistance Heating Or | 08/29/2023 |  | 11/13/2023
Daikin Comfort Technologies Manufacturing, L.P. | Daikin | DPSA040A*BPBVE0B02500*E |  | Voluntarily Certified | ACAirCoolAllPhase&gt;=240k&lt; | False | False |  |  |  |  | 10 |  | 17.2 | 13.2 | [6 empty] | 415000 | Electric Resistance Heating Or | 08/29/2023 |  | 11/13/2023
Daikin Comfort Technologies Manufacturing, L.P. | Daikin | DPSA040A*BPBVE0B02560*0 |  | Voluntarily Certified | ACAirCoolAllPhase&gt;=240k&lt; | False | False |  |  |  |  | 10.4 |  | 17 | 13.2 | [6 empty] | 410000 | Electric Resistance Heating Or | 08/29/2023 |  | 11/13/2023
Daikin Comfort Technologies Manufacturing, L.P. | Daikin | DPSA040A*BPBVE0B02560*E |  | Voluntarily Certified | ACAirCoolAllPhase&gt;=240k&lt; | False | False |  |  |  |  | 10.3 |  | 17.2 | 13.2 | [6 empty] | 410000 | Electric Resistance Heating Or | 08/29/2023 |  | 11/13/2023
Daikin Comfort Technologies Manufacturing, L.P. | Daikin | DPSA040A*BPBVE0B02630*0 |  | Voluntarily Certified | ACAirCoolAllPhase&gt;=240k&lt; | False | False |  |  |  |  | 10.2 |  | 17.1 | 13.2 | [6 empty] | 410000 | Electric Resistance Heating Or | 08/29/2023 |  | 11/13/2023
Daikin Comfort Technologies Manufacturing, L.P. | Daikin | DPSA040A*BPBVE0B02630*E |  | Voluntarily Certified | ACAirCoolAllPhase&gt;=240k&lt; | False | False |  |  |  |  | 10.3 |  | 17.2 | 13.2 | [6 empty] | 410000 | Electric Resistance Heating Or | 08/29/2023 |  | 11/13/2023
Daikin Comfort Technologies Manufacturing, L.P. | Daikin | DPSA040A*BPBVE0B04355*0 |  | Voluntarily Certified | ACAirCoolAllPhase&gt;=240k&lt; | False | False |  |  |  |  | 10 |  | 17.2 | 13.2 | [6 empty] | 405000 | Electric Resistance Heating Or | 08/29/2023 |  | 11/13/2023
Daikin Comfort Technologies Manufacturing, L.P. | Daikin | DPSA040A*BPBVE0B04355*E |  | Voluntarily Certified | ACAirCoolAllPhase&gt;=240k&lt; | False | False |  |  |  |  | 10 |  | 17.1 | 13.2 | [6 empty] | 415000 | Electric Resistance Heating Or | 08/29/2023 |  | 11/13/2023
Daikin Comfort Technologies Manufacturing, L.P. | Daikin | DPSA040A*BPBVE0B04450*0 |  | Voluntarily Certified | ACAirCoolAllPhase&gt;=240k&lt; | False | False |  |  |  |  | 10.3 |  | 17.3 | 13.2 | [6 empty] | 410000 | Electric Resistance Heating Or | 08/29/2023 |  | 11/13/2023
Daikin Comfort Technologies Manufacturing, L.P. | Daikin | DPSA040A*BPBVE0B04450*E |  | Voluntarily Certified | ACAirCoolAllPhase&gt;=240k&lt; | False | False |  |  |  |  | 10.2 |  | 17.2 | 13.2 | [6 empty] | 410000 | Electric Resistance Heating Or | 08/29/2023 |  | 11/13/2023
Daikin Comfort Technologies Manufacturing, L.P. | Daikin | DPSA040A*BPBVE0B04500*0 |  | Voluntarily Certified | ACAirCoolAllPhase&gt;=240k&lt; | False | False |  |  |  |  | 10.4 |  | 17.3 | 13.2 | [6 empty] | 410000 | Electric Resistance Heating Or | 08/29/2023 |  | 11/13/2023
Daikin Comfort Technologies Manufacturing, L.P. | Daikin | DPSA040A*BPBVE0B04500*E |  | Voluntarily Certified | ACAirCoolAllPhase&gt;=240k&lt; | False | False |  |  |  |  | 10.3 |  | 17.2 | 13.2 | [6 empty] | 410000 | Electric Resistance Heating Or | 08/29/2023 |  | 11/13/2023
Daikin Comfort Technologies Manufacturing, L.P. | Daikin | DPSA040A*BPBVE0B04560*0 |  | Voluntarily Certified | ACAirCoolAllPhase&gt;=240k&lt; | False | False |  |  |  |  | 10.3 |  | 17.3 | 13.2 | [6 empty] | 410000 | Electric Resistance Heating Or | 08/29/2023 |  | 11/13/2023
Daikin Comfort Technologies Manufacturing, L.P. | Daikin | DPSA040A*BPBVE0B04560*E |  | Voluntarily Certified | ACAirCoolAllPhase&gt;=240k&lt; | False | False |  |  |  |  | 10.2 |  | 17.2 | 13.2 | [6 empty] | 410000 | Electric Resistance Heating Or | 08/29/2023 |  | 11/13/2023
Daikin Comfort Technologies Manufacturing, L.P. | Daikin | DPSA040A*BPBVF0B02450*0 |  | Voluntarily Certified | ACAirCoolAllPhase&gt;=240k&lt; | False | False |  |  |  |  | 10.1 |  | 18.2 | 13.2 | [6 empty] | 415000 | Electric Resistance Heating Or | 08/29/2023 |  | 11/13/2023
Daikin Comfort Technologies Manufacturing, L.P. | Daikin | DPSA040A*BPBVF0B02450*E |  | Voluntarily Certified | ACAirCoolAllPhase&gt;=240k&lt; | False | False |  |  |  |  | 10 |  | 18.1 | 13.2 | [6 empty] | 415000 | Electric Resistance Heating Or | 08/29/2023 |  | 11/13/2023
Daikin Comfort Technologies Manufacturing, L.P. | Daikin | DPSA040A*BPBVF0B02500*0 |  | Voluntarily Certified | ACAirCoolAllPhase&gt;=240k&lt; | False | False |  |  |  |  | 10.2 |  | 18.2 | 13.2 | [6 empty] | 405000 | Electric Resistance Heating Or | 08/29/2023 |  | 11/13/2023
Daikin Comfort Technologies Manufacturing, L.P. | Daikin | DPSA040A*BPBVF0B02500*E |  | Voluntarily Certified | ACAirCoolAllPhase&gt;=240k&lt; | False | False |  |  |  |  | 10.1 |  | 18.1 | 13.2 | [6 empty] | 405000 | Electric Resistance Heating Or | 08/29/2023 |  | 11/13/2023
Daikin Comfort Technologies Manufacturing, L.P. | Daikin | DPSA040A*BPBVF0B02560*0 |  | Voluntarily Certified | ACAirCoolAllPhase&gt;=240k&lt; | False | False |  |  |  |  | 10.5 |  | 18.1 | 13.2 | [6 empty] | 410000 | Electric Resistance Heating Or | 08/29/2023 |  | 11/13/2023
Daikin Comfort Technologies Manufacturing, L.P. | Daikin | DPSA040A*BPBVF0B02560*E |  | Voluntarily Certified | ACAirCoolAllPhase&gt;=240k&lt; | False | False |  |  |  |  | 10.4 |  | 14.6 | 13.2 | [6 empty] | 410000 | Electric Resistance Heating Or | 08/29/2023 |  | 11/13/2023
Daikin Comfort Technologies Manufacturing, L.P. | Daikin | DPSA040A*BPBVF0B02630*0 |  | Voluntarily Certified | ACAirCoolAllPhase&gt;=240k&lt; | False | False |  |  |  |  | 10.5 |  | 18.1 | 13.2 | [6 empty] | 410000 | Electric Resistance Heating Or | 08/29/2023 |  | 11/13/2023
Daikin Comfort Technologies Manufacturing, L.P. | Daikin | DPSA040A*BPBVF0B02630*E |  | Voluntarily Certified | ACAirCoolAllPhase&gt;=240k&lt; | False | False |  |  |  |  | 10.4 |  | 18.2 | 13.2 | [6 empty] | 410000 | Electric Resistance Heating Or | 08/29/2023 |  | 11/13/2023
Daikin Comfort Technologies Manufacturing, L.P. | Daikin | DPSA040A*BPBVF0B04355*0 |  | Voluntarily Certified | ACAirCoolAllPhase&gt;=240k&lt; | False | False |  |  |  |  | 10.1 |  | 18.1 | 13.2 | [6 empty] | 405000 | Electric Resistance Heating Or | 08/29/2023 |  | 11/13/2023
Daikin Comfort Technologies Manufacturing, L.P. | Daikin | DPSA040A*BPBVF0B04355*E |  | Voluntarily Certified | ACAirCoolAllPhase&gt;=240k&lt; | False | False |  |  |  |  | 10 |  | 18 | 13.2 | [6 empty] | 405000 | Electric Resistance Heating Or | 08/29/2023 |  | 11/13/2023
Daikin Comfort Technologies Manufacturing, L.P. | Daikin | DPSA040A*BPBVF0B04450*0 |  | Voluntarily Certified | ACAirCoolAllPhase&gt;=240k&lt; | False | False |  |  |  |  | 10.5 |  | 18.1 | 13.2 | [6 empty] | 410000 | Electric Resistance Heating Or | 08/29/2023 |  | 11/13/2023
Daikin Comfort Technologies Manufacturing, L.P. | Daikin | DPSA040A*BPBVF0B04450*E |  | Voluntarily Certified | ACAirCoolAllPhase&gt;=240k&lt; | False | False |  |  |  |  | 10.4 |  | 18.1 | 13.2 | [6 empty] | 410000 | Electric Resistance Heating Or | 08/29/2023 |  | 11/13/2023
Daikin Comfort Technologies Manufacturing, L.P. | Daikin | DPSA040A*BPBVF0B04500*0 |  | Voluntarily Certified | ACAirCoolAllPhase&gt;=240k&lt; | False | False |  |  |  |  | 10.6 |  | 18.1 | 13.2 | [6 empty] | 410000 | Electric Resistance Heating Or | 08/29/2023 |  | 11/13/2023
Daikin Comfort Technologies Manufacturing, L.P. | Daikin | DPSA040A*BPBVF0B04500*E |  | Voluntarily Certified | ACAirCoolAllPhase&gt;=240k&lt; | False | False |  |  |  |  | 10.5 |  | 18.1 | 13.2 | [6 empty] | 410000 | Electric Resistance Heating Or | 08/29/2023 |  | 11/13/2023
Daikin Comfort Technologies Manufacturing, L.P. | Daikin | DPSA040A*BPBVF0B04560*0 |  | Voluntarily Certified | ACAirCoolAllPhase&gt;=240k&lt; | False | False |  |  |  |  | 10.5 |  | 18.1 | 13.2 | [6 empty] | 410000 | Electric Resistance Heating Or | 08/29/2023 |  | 11/13/2023
Daikin Comfort Technologies Manufacturing, L.P. | Daikin | DPSA040A*BPBVF0B04560*E |  | Voluntarily Certified | ACAirCoolAllPhase&gt;=240k&lt; | False | False |  |  |  |  | 10.4 |  | 18.1 | 13.2 | [6 empty] | 410000 | Electric Resistance Heating Or | 08/29/2023 |  | 11/13/2023
Daikin Comfort Technologies Manufacturing, L.P. | Daikin | DPSA040A*BPCVE0B04500*0 |  | Voluntarily Certified | ACAirCoolAllPhase&gt;=240k&lt; | False | False |  |  |  |  | 10 |  | 17.2 | 13.2 | [6 empty] | 398000 | Electric Resistance Heating Or | 08/29/2023 |  | 11/13/2023
Daikin Comfort Technologies Manufacturing, L.P. | Daikin | DPSA040A*BPCVF0B02560*0 |  | Voluntarily Certified | ACAirCoolAllPhase&gt;=240k&lt; | False | False |  |  |  |  | 10 |  | 18.2 | 13.2 | [6 empty] | 388000 | Electric Resistance Heating Or | 08/29/2023 |  | 11/13/2023
Daikin Comfort Technologies Manufacturing, L.P. | Daikin | DPSA040A*BPCVF0B02560*E |  | Voluntarily Certified | ACAirCoolAllPhase&gt;=240k&lt; | False | False |  |  |  |  | 10 |  | 18.1 | 13.2 | [6 empty] | 398000 | Electric Resistance Heating Or | 08/29/2023 |  | 11/13/2023
Daikin Comfort Technologies Manufacturing, L.P. | Daikin | DPSA040A*BPCVF0B02630*0 |  | Voluntarily Certified | ACAirCoolAllPhase&gt;=240k&lt; | False | False |  |  |  |  | 10 |  | 18.2 | 13.2 | [6 empty] | 388000 | Electric Resistance Heating Or | 08/29/2023 |  | 11/13/2023
Daikin Comfort Technologies Manufacturing, L.P. | Daikin | DPSA040A*BPCVF0B02630*E |  | Voluntarily Certified | ACAirCoolAllPhase&gt;=240k&lt; | False | False |  |  |  |  | 10 |  | 18.1 | 13.2 | [6 empty] | 398000 | Electric Resistance Heating Or | 08/29/2023 |  | 11/13/2023
Daikin Comfort Technologies Manufacturing, L.P. | Daikin | DPSA040A*BPCVF0B04450*0 |  | Voluntarily Certified | ACAirCoolAllPhase&gt;=240k&lt; | False | False |  |  |  |  | 10 |  | 18.1 | 13.2 | [6 empty] | 396000 | Electric Resistance Heating Or | 08/29/2023 |  | 11/13/2023
Daikin Comfort Technologies Manufacturing, L.P. | Daikin | DPSA040A*BPCVF0B04500*0 |  | Voluntarily Certified | ACAirCoolAllPhase&gt;=240k&lt; | False | False |  |  |  |  | 10.1 |  | 18.1 | 13.2 | [6 empty] | 388000 | Electric Resistance Heating Or | 08/29/2023 |  | 11/13/2023
Daikin Comfort Technologies Manufacturing, L.P. | Daikin | DPSA040A*BPCVF0B04500*E |  | Voluntarily Certified | ACAirCoolAllPhase&gt;=240k&lt; | False | False |  |  |  |  | 10 |  | 18 | 13.2 | [6 empty] | 388000 | Electric Resistance Heating Or | 08/29/2023 |  | 11/13/2023
Daikin Comfort Technologies Manufacturing, L.P. | Daikin | DPSA040A*BPCVF0B04560*0 |  | Voluntarily Certified | ACAirCoolAllPhase&gt;=240k&lt; | False | False |  |  |  |  | 10 |  | 18.1 | 13.2 | [6 empty] | 386000 | Electric Resistance Heating Or | 08/29/2023 |  | 11/13/2023
Daikin Comfort Technologies Manufacturing, L.P. | Daikin | DPSA040A*BPCVF0B04560*E |  | Voluntarily Certified | ACAirCoolAllPhase&gt;=240k&lt; | False | False |  |  |  |  | 10 |  | 18 | 13.2 | [6 empty] | 398000 | Electric Resistance Heating Or | 08/29/2023 |  | 11/13/2023
Daikin Comfort Technologies Manufacturing, L.P. | Daikin | DPSA040A*BPDVE0B02560*0 |  | Voluntarily Certified | ACAirCoolAllPhase&gt;=240k&lt; | False | False |  |  |  |  | 10.1 |  | 17.2 | 13.2 | [6 empty] | 400000 | Electric Resistance Heating Or | 08/29/2023 |  | 11/13/2023
Daikin Comfort Technologies Manufacturing, L.P. | Daikin | DPSA040A*BPDVE0B02560*E |  | Voluntarily Certified | ACAirCoolAllPhase&gt;=240k&lt; | False | False |  |  |  |  | 10 |  | 17.1 | 13.2 | [6 empty] | 400000 | Electric Resistance Heating Or | 08/29/2023 |  | 11/13/2023
Daikin Comfort Technologies Manufacturing, L.P. | Daikin | DPSA040A*BPDVE0B02630*0 |  | Voluntarily Certified | ACAirCoolAllPhase&gt;=240k&lt; | False | False |  |  |  |  | 10 |  | 17.2 | 13.2 | [6 empty] | 400000 | Electric Resistance Heating Or | 08/29/2023 |  | 11/13/2023
Daikin Comfort Technologies Manufacturing, L.P. | Daikin | DPSA040A*BPDVE0B02630*E |  | Voluntarily Certified | ACAirCoolAllPhase&gt;=240k&lt; | False | False |  |  |  |  | 10 |  | 17.1 | 13.2 | [6 empty] | 410000 | Electric Resistance Heating Or | 08/29/2023 |  | 11/13/2023
Daikin Comfort Technologies Manufacturing, L.P. | Daikin | DPSA040A*BPDVE0B04450*0 |  | Voluntarily Certified | ACAirCoolAllPhase&gt;=240k&lt; | False | False |  |  |  |  | 10 |  | 17.1 | 13.2 | [6 empty] | 400000 | Electric Resistance Heating Or | 08/29/2023 |  | 11/13/2023
Daikin Comfort Technologies Manufacturing, L.P. | Daikin | DPSA040A*BPDVE0B04450*E |  | Voluntarily Certified | ACAirCoolAllPhase&gt;=240k&lt; | False | False |  |  |  |  | 10 |  | 17 | 13.2 | [6 empty] | 410000 | Electric Resistance Heating Or | 08/29/2023 |  | 11/13/2023
Daikin Comfort Technologies Manufacturing, L.P. | Daikin | DPSA040A*BPDVE0B04500*0 |  | Voluntarily Certified | ACAirCoolAllPhase&gt;=240k&lt; | False | False |  |  |  |  | 10.1 |  | 17 | 13.2 | [6 empty] | 405000 | Electric Resistance Heating Or | 08/29/2023 |  | 11/13/2023
Daikin Comfort Technologies Manufacturing, L.P. | Daikin | DPSA040A*BPDVE0B04500*E |  | Voluntarily Certified | ACAirCoolAllPhase&gt;=240k&lt; | False | False |  |  |  |  | 10 |  | 16.9 | 13.2 | [6 empty] | 405000 | Electric Resistance Heating Or | 08/29/2023 |  | 11/13/2023
Daikin Comfort Technologies Manufacturing, L.P. | Daikin | DPSA040A*BPDVE0B04560*0 |  | Voluntarily Certified | ACAirCoolAllPhase&gt;=240k&lt; | False | False |  |  |  |  | 10 |  | 17.1 | 13.2 | [6 empty] | 400000 | Electric Resistance Heating Or | 08/29/2023 |  | 11/13/2023
Daikin Comfort Technologies Manufacturing, L.P. | Daikin | DPSA040A*BPDVE0B04560*E |  | Voluntarily Certified | ACAirCoolAllPhase&gt;=240k&lt; | False | False |  |  |  |  | 10 |  | 17 | 13.2 | [6 empty] | 410000 | Electric Resistance Heating Or | 08/29/2023 |  | 11/13/2023
Daikin Comfort Technologies Manufacturing, L.P. | Daikin | DPSA040A*BPDVF0B02500*0 |  | Voluntarily Certified | ACAirCoolAllPhase&gt;=240k&lt; | False | False |  |  |  |  | 10 |  | 18.1 | 13.2 | [6 empty] | 410000 | Electric Resistance Heating Or | 08/29/2023 |  | 11/13/2023
Daikin Comfort Technologies Manufacturing, L.P. | Daikin | DPSA040A*BPDVF0B02560*0 |  | Voluntarily Certified | ACAirCoolAllPhase&gt;=240k&lt; | False | False |  |  |  |  | 10.2 |  | 18.1 | 13.2 | [6 empty] | 400000 | Electric Resistance Heating Or | 08/29/2023 |  | 11/13/2023
Daikin Comfort Technologies Manufacturing, L.P. | Daikin | DPSA040A*BPDVF0B02560*E |  | Voluntarily Certified | ACAirCoolAllPhase&gt;=240k&lt; | False | False |  |  |  |  | 10.1 |  | 18 | 13.2 | [6 empty] | 400000 | Electric Resistance Heating Or | 08/29/2023 |  | 11/13/2023
Daikin Comfort Technologies Manufacturing, L.P. | Daikin | DPSA040A*BPDVF0B02630*0 |  | Voluntarily Certified | ACAirCoolAllPhase&gt;=240k&lt; | False | False |  |  |  |  | 10.2 |  | 18.1 | 13.2 | [6 empty] | 400000 | Electric Resistance Heating Or | 08/29/2023 |  | 11/13/2023
Daikin Comfort Technologies Manufacturing, L.P. | Daikin | DPSA040A*BPDVF0B02630*E |  | Voluntarily Certified | ACAirCoolAllPhase&gt;=240k&lt; | False | False |  |  |  |  | 10.1 |  | 18 | 13.2 | [6 empty] | 400000 | Electric Resistance Heating Or | 08/29/2023 |  | 11/13/2023
Daikin Comfort Technologies Manufacturing, L.P. | Daikin | DPSA040A*BPDVF0B04450*0 |  | Voluntarily Certified | ACAirCoolAllPhase&gt;=240k&lt; | False | False |  |  |  |  | 10.2 |  | 18 | 13.2 | [6 empty] | 400000 | Electric Resistance Heating Or | 08/29/2023 |  | 11/13/2023
Daikin Comfort Technologies Manufacturing, L.P. | Daikin | DPSA040A*BPDVF0B04450*E |  | Voluntarily Certified | ACAirCoolAllPhase&gt;=240k&lt; | False | False |  |  |  |  | 10.1 |  | 17.9 | 13.2 | [6 empty] | 400000 | Electric Resistance Heating Or | 08/29/2023 |  | 11/13/2023
Daikin Comfort Technologies Manufacturing, L.P. | Daikin | DPSA040A*BPDVF0B04500*0 |  | Voluntarily Certified | ACAirCoolAllPhase&gt;=240k&lt; | False | False |  |  |  |  | 10.3 |  | 18 | 13.2 | [6 empty] | 405000 | Electric Resistance Heating Or | 08/29/2023 |  | 11/13/2023
Daikin Comfort Technologies Manufacturing, L.P. | Daikin | DPSA040A*BPDVF0B04500*E |  | Voluntarily Certified | ACAirCoolAllPhase&gt;=240k&lt; | False | False |  |  |  |  | 10.2 |  | 17.9 | 13.2 | [6 empty] | 405000 | Electric Resistance Heating Or | 08/29/2023 |  | 11/13/2023
Daikin Comfort Technologies Manufacturing, L.P. | Daikin | DPSA040A*BPDVF0B04560*0 |  | Voluntarily Certified | ACAirCoolAllPhase&gt;=240k&lt; | False | False |  |  |  |  | 10.2 |  | 18 | 13.2 | [6 empty] | 400000 | Electric Resistance Heating Or | 08/29/2023 |  | 11/13/2023
Daikin Comfort Technologies Manufacturing, L.P. | Daikin | DPSA040A*BPDVF0B04560*E |  | Voluntarily Certified | ACAirCoolAllPhase&gt;=240k&lt; | False | False |  |  |  |  | 10.1 |  | 17.9 | 13.2 | [6 empty] | 400000 | Electric Resistance Heating Or | 08/29/2023 |  | 11/13/2023
Daikin Comfort Technologies Manufacturing, L.P. | Daikin | DPSA040A*BSAS*0B02450*0 |  | Voluntarily Certified | ACAirCoolAllPhase&gt;=240k&lt; | False | False |  |  |  |  | 11 |  | 14.6 | 13.2 | [6 empty] | 435000 | Electric Resistance Heating Or | 08/29/2023 |  | 11/13/2023
Daikin Comfort Technologies Manufacturing, L.P. | Daikin | DPSA040A*BSAS*0B02450*E |  | Voluntarily Certified | ACAirCoolAllPhase&gt;=240k&lt; | False | False |  |  |  |  | 11 |  | 14.6 | 13.2 | [6 empty] | 435000 | Electric Resistance Heating Or | 08/29/2023 |  | 11/13/2023
Daikin Comfort Technologies Manufacturing, L.P. | Daikin | DPSA040A*BSAS*0B02500*0 |  | Voluntarily Certified | ACAirCoolAllPhase&gt;=240k&lt; | False | False |  |  |  |  | 11 |  | 14.6 | 13.2 | [6 empty] | 435000 | Electric Resistance Heating Or | 08/29/2023 |  | 11/13/2023
Daikin Comfort Technologies Manufacturing, L.P. | Daikin | DPSA040A*BSAS*0B02500*E |  | Voluntarily Certified | ACAirCoolAllPhase&gt;=240k&lt; | False | False |  |  |  |  | 11 |  | 14.6 | 13.2 | [6 empty] | 435000 | Electric Resistance Heating Or | 08/29/2023 |  | 11/13/2023
Daikin Comfort Technologies Manufacturing, L.P. | Daikin | DPSA040A*BSAS*0B02560*0 |  | Voluntarily Certified | ACAirCoolAllPhase&gt;=240k&lt; | False | False |  |  |  |  | 11 |  | 14.6 | 13.2 | [6 empty] | 435000 | Electric Resistance Heating Or | 08/29/2023 |  | 11/13/2023
Daikin Comfort Technologies Manufacturing, L.P. | Daikin | DPSA040A*BSAS*0B02560*E |  | Voluntarily Certified | ACAirCoolAllPhase&gt;=240k&lt; | False | False |  |  |  |  | 11 |  | 14.6 | 13.2 | [6 empty] | 435000 | Electric Resistance Heating Or | 08/29/2023 |  | 11/13/2023
Daikin Comfort Technologies Manufacturing, L.P. | Daikin | DPSA040A*BSAS*0B02630*0 |  | Voluntarily Certified | ACAirCoolAllPhase&gt;=240k&lt; | False | False |  |  |  |  | 11 |  | 14.6 | 13.2 | [6 empty] | 435000 | Electric Resistance Heating Or | 08/29/2023 |  | 11/13/2023
Daikin Comfort Technologies Manufacturing, L.P. | Daikin | DPSA040A*BSAS*0B02630*E |  | Voluntarily Certified | ACAirCoolAllPhase&gt;=240k&lt; | False | False |  |  |  |  | 11 |  | 14.6 | 13.2 | [6 empty] | 435000 | Electric Resistance Heating Or | 08/29/2023 |  | 11/13/2023
Daikin Comfort Technologies Manufacturing, L.P. | Daikin | DPSA040A*BSAS*0B04355*0 |  | Voluntarily Certified | ACAirCoolAllPhase&gt;=240k&lt; | False | False |  |  |  |  | 11 |  | 14.6 | 13.2 | [6 empty] | 435000 | Electric Resistance Heating Or | 08/29/2023 |  | 11/13/2023
Daikin Comfort Technologies Manufacturing, L.P. | Daikin | DPSA040A*BSAS*0B04355*E |  | Voluntarily Certified | ACAirCoolAllPhase&gt;=240k&lt; | False | False |  |  |  |  | 11 |  | 14.6 | 13.2 | [6 empty] | 435000 | Electric Resistance Heating Or | 08/29/2023 |  | 11/13/2023
Daikin Comfort Technologies Manufacturing, L.P. | Daikin | DPSA040A*BSAS*0B04450*0 |  | Voluntarily Certified | ACAirCoolAllPhase&gt;=240k&lt; | False | False |  |  |  |  | 11 |  | 14.6 | 13.2 | [6 empty] | 435000 | Electric Resistance Heating Or | 08/29/2023 |  | 11/13/2023
Daikin Comfort Technologies Manufacturing, L.P. | Daikin | DPSA040A*BSAS*0B04450*E |  | Voluntarily Certified | ACAirCoolAllPhase&gt;=240k&lt; | False | False |  |  |  |  | 11 |  | 14.6 | 13.2 | [6 empty] | 435000 | Electric Resistance Heating Or | 08/29/2023 |  | 11/13/2023
Daikin Comfort Technologies Manufacturing, L.P. | Daikin | DPSA040A*BSAS*0B04500*0 |  | Voluntarily Certified | ACAirCoolAllPhase&gt;=240k&lt; | False | False |  |  |  |  | 11 |  | 14.6 | 13.2 | [6 empty] | 435000 | Electric Resistance Heating Or | 08/29/2023 |  | 11/13/2023
Daikin Comfort Technologies Manufacturing, L.P. | Daikin | DPSA040A*BSAS*0B04500*E |  | Voluntarily Certified | ACAirCoolAllPhase&gt;=240k&lt; | False | False |  |  |  |  | 11 |  | 14.6 | 13.2 | [6 empty] | 435000 | Electric Resistance Heating Or | 08/29/2023 |  | 11/13/2023
Daikin Comfort Technologies Manufacturing, L.P. | Daikin | DPSA040A*BSAS*0B04560*0 |  | Voluntarily Certified | ACAirCoolAllPhase&gt;=240k&lt; | False | False |  |  |  |  | 11 |  | 14.6 | 13.2 | [6 empty] | 435000 | Electric Resistance Heating Or | 08/29/2023 |  | 11/13/2023
Daikin Comfort Technologies Manufacturing, L.P. | Daikin | DPSA040A*BSAS*0B04560*E |  | Voluntarily Certified | ACAirCoolAllPhase&gt;=240k&lt; | False | False |  |  |  |  | 11 |  | 14.6 | 13.2 | [6 empty] | 435000 | Electric Resistance Heating Or | 08/29/2023 |  | 11/13/2023
Daikin Comfort Technologies Manufacturing, L.P. | Daikin | DPSA040A*BSASA0B02450*0 |  | Voluntarily Certified | ACAirCoolAllPhase&gt;=240k&lt; | False | False |  |  |  |  | 11 |  | 14.6 | 13.2 | [6 empty] | 435000 | Electric Resistance Heating Or | 08/29/2023 |  | 11/13/2023
Daikin Comfort Technologies Manufacturing, L.P. | Daikin | DPSA040A*BSASA0B02450*E |  | Voluntarily Certified | ACAirCoolAllPhase&gt;=240k&lt; | False | False |  |  |  |  | 11 |  | 14.6 | 13.2 | [6 empty] | 435000 | Electric Resistance Heating Or | 08/29/2023 |  | 11/13/2023
Daikin Comfort Technologies Manufacturing, L.P. | Daikin | DPSA040A*BSASA0B02500*0 |  | Voluntarily Certified | ACAirCoolAllPhase&gt;=240k&lt; | False | False |  |  |  |  | 11 |  | 14.6 | 13.2 | [6 empty] | 435000 | Electric Resistance Heating Or | 08/29/2023 |  | 11/13/2023
Daikin Comfort Technologies Manufacturing, L.P. | Daikin | DPSA040A*BSASA0B02500*E |  | Voluntarily Certified | ACAirCoolAllPhase&gt;=240k&lt; | False | False |  |  |  |  | 11 |  | 14.6 | 13.2 | [6 empty] | 435000 | Electric Resistance Heating Or | 08/29/2023 |  | 11/13/2023
Daikin Comfort Technologies Manufacturing, L.P. | Daikin | DPSA040A*BSASA0B02560*0 |  | Voluntarily Certified | ACAirCoolAllPhase&gt;=240k&lt; | False | False |  |  |  |  | 11 |  | 14.6 | 13.2 | [6 empty] | 435000 | Electric Resistance Heating Or | 08/29/2023 |  | 11/13/2023
Daikin Comfort Technologies Manufacturing, L.P. | Daikin | DPSA040A*BSASA0B02560*E |  | Voluntarily Certified | ACAirCoolAllPhase&gt;=240k&lt; | False | False |  |  |  |  | 11 |  | 14.6 | 13.2 | [6 empty] | 435000 | Electric Resistance Heating Or | 08/29/2023 |  | 11/13/2023
Daikin Comfort Technologies Manufacturing, L.P. | Daikin | DPSA040A*BSASA0B02630*0 |  | Voluntarily Certified | ACAirCoolAllPhase&gt;=240k&lt; | False | False |  |  |  |  | 11 |  | 14.6 | 13.2 | [6 empty] | 435000 | Electric Resistance Heating Or | 08/29/2023 |  | 11/13/2023
Daikin Comfort Technologies Manufacturing, L.P. | Daikin | DPSA040A*BSASA0B02630*E |  | Voluntarily Certified | ACAirCoolAllPhase&gt;=240k&lt; | False | False |  |  |  |  | 11 |  | 14.6 | 13.2 | [6 empty] | 435000 | Electric Resistance Heating Or | 08/29/2023 |  | 11/13/2023
Daikin Comfort Technologies Manufacturing, L.P. | Daikin | DPSA040A*BSASA0B04355*0 |  | Voluntarily Certified | ACAirCoolAllPhase&gt;=240k&lt; | False | False |  |  |  |  | 11 |  | 14.6 | 13.2 | [6 empty] | 435000 | Electric Resistance Heating Or | 08/29/2023 |  | 11/13/2023
Daikin Comfort Technologies Manufacturing, L.P. | Daikin | DPSA040A*BSASA0B04355*E |  | Voluntarily Certified | ACAirCoolAllPhase&gt;=240k&lt; | False | False |  |  |  |  | 11 |  | 14.6 | 13.2 | [6 empty] | 435000 | Electric Resistance Heating Or | 08/29/2023 |  | 11/13/2023
Daikin Comfort Technologies Manufacturing, L.P. | Daikin | DPSA040A*BSASA0B04450*0 |  | Voluntarily Certified | ACAirCoolAllPhase&gt;=240k&lt; | False | False |  |  |  |  | 11 |  | 14.6 | 13.2 | [6 empty] | 435000 | Electric Resistance Heating Or | 08/29/2023 |  | 11/13/2023
Daikin Comfort Technologies Manufacturing, L.P. | Daikin | DPSA040A*BSASA0B04450*E |  | Voluntarily Certified | ACAirCoolAllPhase&gt;=240k&lt; | False | False |  |  |  |  | 11 |  | 14.6 | 13.2 | [6 empty] | 435000 | Electric Resistance Heating Or | 08/29/2023 |  | 11/13/2023
Daikin Comfort Technologies Manufacturing, L.P. | Daikin | DPSA040A*BSASA0B04500*0 |  | Voluntarily Certified | ACAirCoolAllPhase&gt;=240k&lt; | False | False |  |  |  |  | 11 |  | 14.6 | 13.2 | [6 empty] | 435000 | Electric Resistance Heating Or | 08/29/2023 |  | 11/13/2023
Daikin Comfort Technologies Manufacturing, L.P. | Daikin | DPSA040A*BSASA0B04500*E |  | Voluntarily Certified | ACAirCoolAllPhase&gt;=240k&lt; | False | False |  |  |  |  | 11 |  | 14.6 | 13.2 | [6 empty] | 435000 | Electric Resistance Heating Or | 08/29/2023 |  | 11/13/2023
Daikin Comfort Technologies Manufacturing, L.P. | Daikin | DPSA040A*BSASA0B04560*0 |  | Voluntarily Certified | ACAirCoolAllPhase&gt;=240k&lt; | False | False |  |  |  |  | 11 |  | 14.6 | 13.2 | [6 empty] | 435000 | Electric Resistance Heating Or | 08/29/2023 |  | 11/13/2023
Daikin Comfort Technologies Manufacturing, L.P. | Daikin | DPSA040A*BSASA0B04560*E |  | Voluntarily Certified | ACAirCoolAllPhase&gt;=240k&lt; | False | False |  |  |  |  | 11 |  | 14.6 | 13.2 | [6 empty] | 435000 | Electric Resistance Heating Or | 08/29/2023 |  | 11/13/2023
Daikin Comfort Technologies Manufacturing, L.P. | Daikin | DPSA040A*BSASB0B02450*0 |  | Voluntarily Certified | ACAirCoolAllPhase&gt;=240k&lt; | False | False |  |  |  |  | 11 |  | 14.6 | 13.2 | [6 empty] | 435000 | Electric Resistance Heating Or | 08/29/2023 |  | 11/13/2023
Daikin Comfort Technologies Manufacturing, L.P. | Daikin | DPSA040A*BSASB0B02450*E |  | Voluntarily Certified | ACAirCoolAllPhase&gt;=240k&lt; | False | False |  |  |  |  | 11 |  | 14.6 | 13.2 | [6 empty] | 435000 | Electric Resistance Heating Or | 08/29/2023 |  | 11/13/2023
Daikin Comfort Technologies Manufacturing, L.P. | Daikin | DPSA040A*BSASB0B02500*0 |  | Voluntarily Certified | ACAirCoolAllPhase&gt;=240k&lt; | False | False |  |  |  |  | 11 |  | 14.6 | 13.2 | [6 empty] | 435000 | Electric Resistance Heating Or | 08/29/2023 |  | 11/13/2023
Daikin Comfort Technologies Manufacturing, L.P. | Daikin | DPSA040A*BSASB0B02500*E |  | Voluntarily Certified | ACAirCoolAllPhase&gt;=240k&lt; | False | False |  |  |  |  | 11 |  | 14.6 | 13.2 | [6 empty] | 435000 | Electric Resistance Heating Or | 08/29/2023 |  | 11/13/2023
Daikin Comfort Technologies Manufacturing, L.P. | Daikin | DPSA040A*BSASB0B02560*0 |  | Voluntarily Certified | ACAirCoolAllPhase&gt;=240k&lt; | False | False |  |  |  |  | 11 |  | 14.6 | 13.2 | [6 empty] | 435000 | Electric Resistance Heating Or | 08/29/2023 |  | 11/13/2023
Daikin Comfort Technologies Manufacturing, L.P. | Daikin | DPSA040A*BSASB0B02560*E |  | Voluntarily Certified | ACAirCoolAllPhase&gt;=240k&lt; | False | False |  |  |  |  | 11 |  | 14.6 | 13.2 | [6 empty] | 435000 | Electric Resistance Heating Or | 08/29/2023 |  | 11/13/2023
Daikin Comfort Technologies Manufacturing, L.P. | Daikin | DPSA040A*BSASB0B02630*0 |  | Voluntarily Certified | ACAirCoolAllPhase&gt;=240k&lt; | False | False |  |  |  |  | 11 |  | 14.6 | 13.2 | [6 empty] | 435000 | Electric Resistance Heating Or | 08/29/2023 |  | 11/13/2023
Daikin Comfort Technologies Manufacturing, L.P. | Daikin | DPSA040A*BSASB0B02630*E |  | Voluntarily Certified | ACAirCoolAllPhase&gt;=240k&lt; | False | False |  |  |  |  | 11 |  | 14.6 | 13.2 | [6 empty] | 435000 | Electric Resistance Heating Or | 08/29/2023 |  | 11/13/2023
Daikin Comfort Technologies Manufacturing, L.P. | Daikin | DPSA040A*BSASB0B04355*0 |  | Voluntarily Certified | ACAirCoolAllPhase&gt;=240k&lt; | False | False |  |  |  |  | 11 |  | 14.6 | 13.2 | [6 empty] | 435000 | Electric Resistance Heating Or | 08/29/2023 |  | 11/13/2023
Daikin Comfort Technologies Manufacturing, L.P. | Daikin | DPSA040A*BSASB0B04355*E |  | Voluntarily Certified | ACAirCoolAllPhase&gt;=240k&lt; | False | False |  |  |  |  | 11 |  | 14.6 | 13.2 | [6 empty] | 435000 | Electric Resistance Heating Or | 08/29/2023 |  | 11/13/2023
Daikin Comfort Technologies Manufacturing, L.P. | Daikin | DPSA040A*BSASB0B04450*0 |  | Voluntarily Certified | ACAirCoolAllPhase&gt;=240k&lt; | False | False |  |  |  |  | 11 |  | 14.6 | 13.2 | [6 empty] | 435000 | Electric Resistance Heating Or | 08/29/2023 |  | 11/13/2023
Daikin Comfort Technologies Manufacturing, L.P. | Daikin | DPSA040A*BSASB0B04450*E |  | Voluntarily Certified | ACAirCoolAllPhase&gt;=240k&lt; | False | False |  |  |  |  | 11 |  | 14.6 | 13.2 | [6 empty] | 435000 | Electric Resistance Heating Or | 08/29/2023 |  | 11/13/2023
Daikin Comfort Technologies Manufacturing, L.P. | Daikin | DPSA040A*BSASB0B04500*0 |  | Voluntarily Certified | ACAirCoolAllPhase&gt;=240k&lt; | False | False |  |  |  |  | 11 |  | 14.6 | 13.2 | [6 empty] | 435000 | Electric Resistance Heating Or | 08/29/2023 |  | 11/13/2023
Daikin Comfort Technologies Manufacturing, L.P. | Daikin | DPSA040A*BSASB0B04500*E |  | Voluntarily Certified | ACAirCoolAllPhase&gt;=240k&lt; | False | False |  |  |  |  | 11 |  | 14.6 | 13.2 | [6 empty] | 435000 | Electric Resistance Heating Or | 08/29/2023 |  | 11/13/2023
Daikin Comfort Technologies Manufacturing, L.P. | Daikin | DPSA040A*BSASB0B04560*0 |  | Voluntarily Certified | ACAirCoolAllPhase&gt;=240k&lt; | False | False |  |  |  |  | 11 |  | 14.6 | 13.2 | [6 empty] | 435000 | Electric Resistance Heating Or | 08/29/2023 |  | 11/13/2023
Daikin Comfort Technologies Manufacturing, L.P. | Daikin | DPSA040A*BSASB0B04560*E |  | Voluntarily Certified | ACAirCoolAllPhase&gt;=240k&lt; | False | False |  |  |  |  | 11 |  | 14.6 | 13.2 | [6 empty] | 435000 | Electric Resistance Heating Or | 08/29/2023 |  | 11/13/2023
Daikin Comfort Technologies Manufacturing, L.P. | Daikin | DPSA040A*BSBS*0B02450*0 |  | Voluntarily Certified | ACAirCoolAllPhase&gt;=240k&lt; | False | False |  |  |  |  | 11 |  | 14.6 | 13.2 | [6 empty] | 435000 | Electric Resistance Heating Or | 08/29/2023 |  | 11/13/2023
Daikin Comfort Technologies Manufacturing, L.P. | Daikin | DPSA040A*BSBS*0B02450*E |  | Voluntarily Certified | ACAirCoolAllPhase&gt;=240k&lt; | False | False |  |  |  |  | 11 |  | 14.6 | 13.2 | [6 empty] | 435000 | Electric Resistance Heating Or | 08/29/2023 |  | 11/13/2023
Daikin Comfort Technologies Manufacturing, L.P. | Daikin | DPSA040A*BSBS*0B02500*0 |  | Voluntarily Certified | ACAirCoolAllPhase&gt;=240k&lt; | False | False |  |  |  |  | 11 |  | 14.6 | 13.2 | [6 empty] | 435000 | Electric Resistance Heating Or | 08/29/2023 |  | 11/13/2023
Daikin Comfort Technologies Manufacturing, L.P. | Daikin | DPSA040A*BSBS*0B02500*E |  | Voluntarily Certified | ACAirCoolAllPhase&gt;=240k&lt; | False | False |  |  |  |  | 11 |  | 14.6 | 13.2 | [6 empty] | 435000 | Electric Resistance Heating Or | 08/29/2023 |  | 11/13/2023
Daikin Comfort Technologies Manufacturing, L.P. | Daikin | DPSA040A*BSBS*0B02560*0 |  | Voluntarily Certified | ACAirCoolAllPhase&gt;=240k&lt; | False | False |  |  |  |  | 11 |  | 14.6 | 13.2 | [6 empty] | 435000 | Electric Resistance Heating Or | 08/29/2023 |  | 11/13/2023
Daikin Comfort Technologies Manufacturing, L.P. | Daikin | DPSA040A*BSBS*0B02560*E |  | Voluntarily Certified | ACAirCoolAllPhase&gt;=240k&lt; | False | False |  |  |  |  | 11 |  | 14.6 | 13.2 | [6 empty] | 435000 | Electric Resistance Heating Or | 08/29/2023 |  | 11/13/2023
Daikin Comfort Technologies Manufacturing, L.P. | Daikin | DPSA040A*BSBS*0B02630*0 |  | Voluntarily Certified | ACAirCoolAllPhase&gt;=240k&lt; | False | False |  |  |  |  | 11.4 |  | 16.2 | 13.2 | [6 empty] | 460000 | Electric Resistance Heating Or | 08/29/2023 |  | 11/13/2023
Daikin Comfort Technologies Manufacturing, L.P. | Daikin | DPSA040A*BSBS*0B02630*E |  | Voluntarily Certified | ACAirCoolAllPhase&gt;=240k&lt; | False | False |  |  |  |  | 11 |  | 14.6 | 13.2 | [6 empty] | 435000 | Electric Resistance Heating Or | 08/29/2023 |  | 11/13/2023
Daikin Comfort Technologies Manufacturing, L.P. | Daikin | DPSA040A*BSBS*0B04355*0 |  | Voluntarily Certified | ACAirCoolAllPhase&gt;=240k&lt; | False | False |  |  |  |  | 11 |  | 14.6 | 13.2 | [6 empty] | 435000 | Electric Resistance Heating Or | 08/29/2023 |  | 11/13/2023
Daikin Comfort Technologies Manufacturing, L.P. | Daikin | DPSA040A*BSBS*0B04355*E |  | Voluntarily Certified | ACAirCoolAllPhase&gt;=240k&lt; | False | False |  |  |  |  | 11 |  | 14.6 | 13.2 | [6 empty] | 435000 | Electric Resistance Heating Or | 08/29/2023 |  | 11/13/2023
Daikin Comfort Technologies Manufacturing, L.P. | Daikin | DPSA040A*BSBS*0B04450*0 |  | Voluntarily Certified | ACAirCoolAllPhase&gt;=240k&lt; | False | False |  |  |  |  | 11 |  | 14.6 | 13.2 | [6 empty] | 435000 | Electric Resistance Heating Or | 08/29/2023 |  | 11/13/2023
Daikin Comfort Technologies Manufacturing, L.P. | Daikin | DPSA040A*BSBS*0B04450*E |  | Voluntarily Certified | ACAirCoolAllPhase&gt;=240k&lt; | False | False |  |  |  |  | 11 |  | 14.6 | 13.2 | [6 empty] | 435000 | Electric Resistance Heating Or | 08/29/2023 |  | 11/13/2023
Daikin Comfort Technologies Manufacturing, L.P. | Daikin | DPSA040A*BSBS*0B04500*0 |  | Voluntarily Certified | ACAirCoolAllPhase&gt;=240k&lt; | False | False |  |  |  |  | 11 |  | 14.6 | 13.2 | [6 empty] | 435000 | Electric Resistance Heating Or | 08/29/2023 |  | 11/13/2023
Daikin Comfort Technologies Manufacturing, L.P. | Daikin | DPSA040A*BSBS*0B04500*E |  | Voluntarily Certified | ACAirCoolAllPhase&gt;=240k&lt; | False | False |  |  |  |  | 11 |  | 14.6 | 13.2 | [6 empty] | 435000 | Electric Resistance Heating Or | 08/29/2023 |  | 11/13/2023
Daikin Comfort Technologies Manufacturing, L.P. | Daikin | DPSA040A*BSBS*0B04560*0 |  | Voluntarily Certified | ACAirCoolAllPhase&gt;=240k&lt; | False | False |  |  |  |  | 11.4 |  | 16.2 | 13.2 | [6 empty] | 460000 | Electric Resistance Heating Or | 08/29/2023 |  | 11/13/2023
Daikin Comfort Technologies Manufacturing, L.P. | Daikin | DPSA040A*BSBS*0B04560*E |  | Voluntarily Certified | ACAirCoolAllPhase&gt;=240k&lt; | False | False |  |  |  |  | 11 |  | 14.6 | 13.2 | [6 empty] | 435000 | Electric Resistance Heating Or | 08/29/2023 |  | 11/13/2023
Daikin Comfort Technologies Manufacturing, L.P. | Daikin | DPSA040A*BSBSA0B02450*0 |  | Voluntarily Certified | ACAirCoolAllPhase&gt;=240k&lt; | False | False |  |  |  |  | 11 |  | 14.6 | 13.2 | [6 empty] | 435000 | Electric Resistance Heating Or | 08/29/2023 |  | 11/13/2023
Daikin Comfort Technologies Manufacturing, L.P. | Daikin | DPSA040A*BSBSA0B02450*E |  | Voluntarily Certified | ACAirCoolAllPhase&gt;=240k&lt; | False | False |  |  |  |  | 11 |  | 14.6 | 13.2 | [6 empty] | 435000 | Electric Resistance Heating Or | 08/29/2023 |  | 11/13/2023
Daikin Comfort Technologies Manufacturing, L.P. | Daikin | DPSA040A*BSBSA0B02500*0 |  | Voluntarily Certified | ACAirCoolAllPhase&gt;=240k&lt; | False | False |  |  |  |  | 11 |  | 14.6 | 13.2 | [6 empty] | 435000 | Electric Resistance Heating Or | 08/29/2023 |  | 11/13/2023
Daikin Comfort Technologies Manufacturing, L.P. | Daikin | DPSA040A*BSBSA0B02500*E |  | Voluntarily Certified | ACAirCoolAllPhase&gt;=240k&lt; | False | False |  |  |  |  | 11 |  | 14.6 | 13.2 | [6 empty] | 435000 | Electric Resistance Heating Or | 08/29/2023 |  | 11/13/2023
Daikin Comfort Technologies Manufacturing, L.P. | Daikin | DPSA040A*BSBSA0B02560*0 |  | Voluntarily Certified | ACAirCoolAllPhase&gt;=240k&lt; | False | False |  |  |  |  | 11 |  | 14.6 | 13.2 | [6 empty] | 435000 | Electric Resistance Heating Or | 08/29/2023 |  | 11/13/2023
Daikin Comfort Technologies Manufacturing, L.P. | Daikin | DPSA040A*BSBSA0B02560*E |  | Voluntarily Certified | ACAirCoolAllPhase&gt;=240k&lt; | False | False |  |  |  |  | 11 |  | 14.6 | 13.2 | [6 empty] | 435000 | Electric Resistance Heating Or | 08/29/2023 |  | 11/13/2023
Daikin Comfort Technologies Manufacturing, L.P. | Daikin | DPSA040A*BSBSA0B02630*0 |  | Voluntarily Certified | ACAirCoolAllPhase&gt;=240k&lt; | False | False |  |  |  |  | 11 |  | 14.6 | 13.2 | [6 empty] | 435000 | Electric Resistance Heating Or | 08/29/2023 |  | 11/13/2023
Daikin Comfort Technologies Manufacturing, L.P. | Daikin | DPSA040A*BSBSA0B02630*E |  | Voluntarily Certified | ACAirCoolAllPhase&gt;=240k&lt; | False | False |  |  |  |  | 11 |  | 14.6 | 13.2 | [6 empty] | 435000 | Electric Resistance Heating Or | 08/29/2023 |  | 11/13/2023
Daikin Comfort Technologies Manufacturing, L.P. | Daikin | DPSA040A*BSBSA0B04355*0 |  | Voluntarily Certified | ACAirCoolAllPhase&gt;=240k&lt; | False | False |  |  |  |  | 11 |  | 14.6 | 13.2 | [6 empty] | 435000 | Electric Resistance Heating Or | 08/29/2023 |  | 11/13/2023
Daikin Comfort Technologies Manufacturing, L.P. | Daikin | DPSA040A*BSBSA0B04355*E |  | Voluntarily Certified | ACAirCoolAllPhase&gt;=240k&lt; | False | False |  |  |  |  | 11 |  | 14.6 | 13.2 | [6 empty] | 435000 | Electric Resistance Heating Or | 08/29/2023 |  | 11/13/2023
Daikin Comfort Technologies Manufacturing, L.P. | Daikin | DPSA040A*BSBSA0B04450*0 |  | Voluntarily Certified | ACAirCoolAllPhase&gt;=240k&lt; | False | False |  |  |  |  | 11 |  | 14.6 | 13.2 | [6 empty] | 435000 | Electric Resistance Heating Or | 08/29/2023 |  | 11/13/2023
Daikin Comfort Technologies Manufacturing, L.P. | Daikin | DPSA040A*BSBSA0B04450*E |  | Voluntarily Certified | ACAirCoolAllPhase&gt;=240k&lt; | False | False |  |  |  |  | 11 |  | 14.6 | 13.2 | [6 empty] | 435000 | Electric Resistance Heating Or | 08/29/2023 |  | 11/13/2023
Daikin Comfort Technologies Manufacturing, L.P. | Daikin | DPSA040A*BSBSA0B04500*0 |  | Voluntarily Certified | ACAirCoolAllPhase&gt;=240k&lt; | False | False |  |  |  |  | 11 |  | 14.6 | 13.2 | [6 empty] | 435000 | Electric Resistance Heating Or | 08/29/2023 |  | 11/13/2023
Daikin Comfort Technologies Manufacturing, L.P. | Daikin | DPSA040A*BSBSA0B04500*E |  | Voluntarily Certified | ACAirCoolAllPhase&gt;=240k&lt; | False | False |  |  |  |  | 11 |  | 14.6 | 13.2 | [6 empty] | 435000 | Electric Resistance Heating Or | 08/29/2023 |  | 11/13/2023
Daikin Comfort Technologies Manufacturing, L.P. | Daikin | DPSA040A*BSBSA0B04560*0 |  | Voluntarily Certified | ACAirCoolAllPhase&gt;=240k&lt; | False | False |  |  |  |  | 11 |  | 14.6 | 13.2 | [6 empty] | 435000 | Electric Resistance Heating Or | 08/29/2023 |  | 11/13/2023
Daikin Comfort Technologies Manufacturing, L.P. | Daikin | DPSA040A*BSBSA0B04560*E |  | Voluntarily Certified | ACAirCoolAllPhase&gt;=240k&lt; | False | False |  |  |  |  | 11 |  | 14.6 | 13.2 | [6 empty] | 435000 | Electric Resistance Heating Or | 08/29/2023 |  | 11/13/2023
Daikin Comfort Technologies Manufacturing, L.P. | Daikin | DPSA040A*BSBSB0B02450*0 |  | Voluntarily Certified | ACAirCoolAllPhase&gt;=240k&lt; | False | False |  |  |  |  | 11 |  | 14.6 | 13.2 | [6 empty] | 435000 | Electric Resistance Heating Or | 08/29/2023 |  | 11/13/2023
Daikin Comfort Technologies Manufacturing, L.P. | Daikin | DPSA040A*BSBSB0B02450*E |  | Voluntarily Certified | ACAirCoolAllPhase&gt;=240k&lt; | False | False |  |  |  |  | 11 |  | 14.6 | 13.2 | [6 empty] | 435000 | Electric Resistance Heating Or | 08/29/2023 |  | 11/13/2023
Daikin Comfort Technologies Manufacturing, L.P. | Daikin | DPSA040A*BSBSB0B02500*0 |  | Voluntarily Certified | ACAirCoolAllPhase&gt;=240k&lt; | False | False |  |  |  |  | 11 |  | 14.6 | 13.2 | [6 empty] | 435000 | Electric Resistance Heating Or | 08/29/2023 |  | 11/13/2023
Daikin Comfort Technologies Manufacturing, L.P. | Daikin | DPSA040A*BSBSB0B02500*E |  | Voluntarily Certified | ACAirCoolAllPhase&gt;=240k&lt; | False | False |  |  |  |  | 11 |  | 14.6 | 13.2 | [6 empty] | 435000 | Electric Resistance Heating Or | 08/29/2023 |  | 11/13/2023
Daikin Comfort Technologies Manufacturing, L.P. | Daikin | DPSA040A*BSBSB0B02560*0 |  | Voluntarily Certified | ACAirCoolAllPhase&gt;=240k&lt; | False | False |  |  |  |  | 11 |  | 14.6 | 13.2 | [6 empty] | 435000 | Electric Resistance Heating Or | 08/29/2023 |  | 11/13/2023
Daikin Comfort Technologies Manufacturing, L.P. | Daikin | DPSA040A*BSBSB0B02560*E |  | Voluntarily Certified | ACAirCoolAllPhase&gt;=240k&lt; | False | False |  |  |  |  | 11 |  | 14.6 | 13.2 | [6 empty] | 435000 | Electric Resistance Heating Or | 08/29/2023 |  | 11/13/2023
Daikin Comfort Technologies Manufacturing, L.P. | Daikin | DPSA040A*BSBSB0B02630*0 |  | Voluntarily Certified | ACAirCoolAllPhase&gt;=240k&lt; | False | False |  |  |  |  | 11 |  | 14.6 | 13.2 | [6 empty] | 435000 | Electric Resistance Heating Or | 08/29/2023 |  | 11/13/2023
Daikin Comfort Technologies Manufacturing, L.P. | Daikin | DPSA040A*BSBSB0B02630*E |  | Voluntarily Certified | ACAirCoolAllPhase&gt;=240k&lt; | False | False |  |  |  |  | 11 |  | 14.6 | 13.2 | [6 empty] | 435000 | Electric Resistance Heating Or | 08/29/2023 |  | 11/13/2023
Daikin Comfort Technologies Manufacturing, L.P. | Daikin | DPSA040A*BSBSB0B04355*0 |  | Voluntarily Certified | ACAirCoolAllPhase&gt;=240k&lt; | False | False |  |  |  |  | 11 |  | 14.6 | 13.2 | [6 empty] | 435000 | Electric Resistance Heating Or | 08/29/2023 |  | 11/13/2023
Daikin Comfort Technologies Manufacturing, L.P. | Daikin | DPSA040A*BSBSB0B04355*E |  | Voluntarily Certified | ACAirCoolAllPhase&gt;=240k&lt; | False | False |  |  |  |  | 11 |  | 14.6 | 13.2 | [6 empty] | 435000 | Electric Resistance Heating Or | 08/29/2023 |  | 11/13/2023
Daikin Comfort Technologies Manufacturing, L.P. | Daikin | DPSA040A*BSBSB0B04450*0 |  | Voluntarily Certified | ACAirCoolAllPhase&gt;=240k&lt; | False | False |  |  |  |  | 11 |  | 14.6 | 13.2 | [6 empty] | 435000 | Electric Resistance Heating Or | 08/29/2023 |  | 11/13/2023
Daikin Comfort Technologies Manufacturing, L.P. | Daikin | DPSA040A*BSBSB0B04450*E |  | Voluntarily Certified | ACAirCoolAllPhase&gt;=240k&lt; | False | False |  |  |  |  | 11 |  | 14.6 | 13.2 | [6 empty] | 435000 | Electric Resistance Heating Or | 08/29/2023 |  | 11/13/2023
Daikin Comfort Technologies Manufacturing, L.P. | Daikin | DPSA040A*BSBSB0B04500*0 |  | Voluntarily Certified | ACAirCoolAllPhase&gt;=240k&lt; | False | False |  |  |  |  | 11 |  | 14.6 | 13.2 | [6 empty] | 435000 | Electric Resistance Heating Or | 08/29/2023 |  | 11/13/2023
Daikin Comfort Technologies Manufacturing, L.P. | Daikin | DPSA040A*BSBSB0B04500*E |  | Voluntarily Certified | ACAirCoolAllPhase&gt;=240k&lt; | False | False |  |  |  |  | 11 |  | 14.6 | 13.2 | [6 empty] | 435000 | Electric Resistance Heating Or | 08/29/2023 |  | 11/13/2023
Daikin Comfort Technologies Manufacturing, L.P. | Daikin | DPSA040A*BSBSB0B04560*0 |  | Voluntarily Certified | ACAirCoolAllPhase&gt;=240k&lt; | False | False |  |  |  |  | 11 |  | 14.6 | 13.2 | [6 empty] | 435000 | Electric Resistance Heating Or | 08/29/2023 |  | 11/13/2023
Daikin Comfort Technologies Manufacturing, L.P. | Daikin | DPSA040A*BSBSB0B04560*E |  | Voluntarily Certified | ACAirCoolAllPhase&gt;=240k&lt; | False | False |  |  |  |  | 11 |  | 14.6 | 13.2 | [6 empty] | 435000 | Electric Resistance Heating Or | 08/29/2023 |  | 11/13/2023
Daikin Comfort Technologies Manufacturing, L.P. | Daikin | DPSA040A*BSCS*0B02450*0 |  | Voluntarily Certified | ACAirCoolAllPhase&gt;=240k&lt; | False | False |  |  |  |  | 11 |  | 14.6 | 13.2 | [6 empty] | 435000 | Electric Resistance Heating Or | 08/29/2023 |  | 11/13/2023
Daikin Comfort Technologies Manufacturing, L.P. | Daikin | DPSA040A*BSCS*0B02450*E |  | Voluntarily Certified | ACAirCoolAllPhase&gt;=240k&lt; | False | False |  |  |  |  | 11 |  | 14.6 | 13.2 | [6 empty] | 435000 | Electric Resistance Heating Or | 08/29/2023 |  | 11/13/2023
Daikin Comfort Technologies Manufacturing, L.P. | Daikin | DPSA040A*BSCS*0B02500*0 |  | Voluntarily Certified | ACAirCoolAllPhase&gt;=240k&lt; | False | False |  |  |  |  | 11 |  | 14.6 | 13.2 | [6 empty] | 435000 | Electric Resistance Heating Or | 08/29/2023 |  | 11/13/2023
Daikin Comfort Technologies Manufacturing, L.P. | Daikin | DPSA040A*BSCS*0B02500*E |  | Voluntarily Certified | ACAirCoolAllPhase&gt;=240k&lt; | False | False |  |  |  |  | 11 |  | 14.6 | 13.2 | [6 empty] | 435000 | Electric Resistance Heating Or | 08/29/2023 |  | 11/13/2023
Daikin Comfort Technologies Manufacturing, L.P. | Daikin | DPSA040A*BSCS*0B02560*0 |  | Voluntarily Certified | ACAirCoolAllPhase&gt;=240k&lt; | False | False |  |  |  |  | 11 |  | 14.6 | 13.2 | [6 empty] | 435000 | Electric Resistance Heating Or | 08/29/2023 |  | 11/13/2023
Daikin Comfort Technologies Manufacturing, L.P. | Daikin | DPSA040A*BSCS*0B02560*E |  | Voluntarily Certified | ACAirCoolAllPhase&gt;=240k&lt; | False | False |  |  |  |  | 11 |  | 14.6 | 13.2 | [6 empty] | 435000 | Electric Resistance Heating Or | 08/29/2023 |  | 11/13/2023
Daikin Comfort Technologies Manufacturing, L.P. | Daikin | DPSA040A*BSCS*0B02630*0 |  | Voluntarily Certified | ACAirCoolAllPhase&gt;=240k&lt; | False | False |  |  |  |  | 11 |  | 14.6 | 13.2 | [6 empty] | 435000 | Electric Resistance Heating Or | 08/29/2023 |  | 11/13/2023
Daikin Comfort Technologies Manufacturing, L.P. | Daikin | DPSA040A*BSCS*0B02630*E |  | Voluntarily Certified | ACAirCoolAllPhase&gt;=240k&lt; | False | False |  |  |  |  | 11 |  | 14.6 | 13.2 | [6 empty] | 435000 | Electric Resistance Heating Or | 08/29/2023 |  | 11/13/2023
Daikin Comfort Technologies Manufacturing, L.P. | Daikin | DPSA040A*BSCS*0B04355*0 |  | Voluntarily Certified | ACAirCoolAllPhase&gt;=240k&lt; | False | False |  |  |  |  | 11 |  | 14.6 | 13.2 | [6 empty] | 435000 | Electric Resistance Heating Or | 08/29/2023 |  | 11/13/2023
Daikin Comfort Technologies Manufacturing, L.P. | Daikin | DPSA040A*BSCS*0B04355*E |  | Voluntarily Certified | ACAirCoolAllPhase&gt;=240k&lt; | False | False |  |  |  |  | 11 |  | 14.6 | 13.2 | [6 empty] | 435000 | Electric Resistance Heating Or | 08/29/2023 |  | 11/13/2023
Daikin Comfort Technologies Manufacturing, L.P. | Daikin | DPSA040A*BSCS*0B04450*0 |  | Voluntarily Certified | ACAirCoolAllPhase&gt;=240k&lt; | False | False |  |  |  |  | 11 |  | 14.6 | 13.2 | [6 empty] | 435000 | Electric Resistance Heating Or | 08/29/2023 |  | 11/13/2023
Daikin Comfort Technologies Manufacturing, L.P. | Daikin | DPSA040A*BSCS*0B04450*E |  | Voluntarily Certified | ACAirCoolAllPhase&gt;=240k&lt; | False | False |  |  |  |  | 11 |  | 14.6 | 13.2 | [6 empty] | 435000 | Electric Resistance Heating Or | 08/29/2023 |  | 11/13/2023
Daikin Comfort Technologies Manufacturing, L.P. | Daikin | DPSA040A*BSCS*0B04500*0 |  | Voluntarily Certified | ACAirCoolAllPhase&gt;=240k&lt; | False | False |  |  |  |  | 11 |  | 14.6 | 13.2 | [6 empty] | 435000 | Electric Resistance Heating Or | 08/29/2023 |  | 11/13/2023
Daikin Comfort Technologies Manufacturing, L.P. | Daikin | DPSA040A*BSCS*0B04500*E |  | Voluntarily Certified | ACAirCoolAllPhase&gt;=240k&lt; | False | False |  |  |  |  | 11 |  | 14.6 | 13.2 | [6 empty] | 435000 | Electric Resistance Heating Or | 08/29/2023 |  | 11/13/2023
Daikin Comfort Technologies Manufacturing, L.P. | Daikin | DPSA040A*BSCS*0B04560*0 |  | Voluntarily Certified | ACAirCoolAllPhase&gt;=240k&lt; | False | False |  |  |  |  | 11 |  | 14.6 | 13.2 | [6 empty] | 435000 | Electric Resistance Heating Or | 08/29/2023 |  | 11/13/2023
Daikin Comfort Technologies Manufacturing, L.P. | Daikin | DPSA040A*BSCS*0B04560*E |  | Voluntarily Certified | ACAirCoolAllPhase&gt;=240k&lt; | False | False |  |  |  |  | 11 |  | 14.6 | 13.2 | [6 empty] | 435000 | Electric Resistance Heating Or | 08/29/2023 |  | 11/13/2023
Daikin Comfort Technologies Manufacturing, L.P. | Daikin | DPSA040A*BSCSA0B02450*0 |  | Voluntarily Certified | ACAirCoolAllPhase&gt;=240k&lt; | False | False |  |  |  |  | 11 |  | 14.6 | 13.2 | [6 empty] | 435000 | Electric Resistance Heating Or | 08/29/2023 |  | 11/13/2023
Daikin Comfort Technologies Manufacturing, L.P. | Daikin | DPSA040A*BSCSA0B02450*E |  | Voluntarily Certified | ACAirCoolAllPhase&gt;=240k&lt; | False | False |  |  |  |  | 11 |  | 14.6 | 13.2 | [6 empty] | 435000 | Electric Resistance Heating Or | 08/29/2023 |  | 11/13/2023
Daikin Comfort Technologies Manufacturing, L.P. | Daikin | DPSA040A*BSCSA0B02500*0 |  | Voluntarily Certified | ACAirCoolAllPhase&gt;=240k&lt; | False | False |  |  |  |  | 11 |  | 14.6 | 13.2 | [6 empty] | 435000 | Electric Resistance Heating Or | 08/29/2023 |  | 11/13/2023
Daikin Comfort Technologies Manufacturing, L.P. | Daikin | DPSA040A*BSCSA0B02500*E |  | Voluntarily Certified | ACAirCoolAllPhase&gt;=240k&lt; | False | False |  |  |  |  | 11 |  | 14.6 | 13.2 | [6 empty] | 435000 | Electric Resistance Heating Or | 08/29/2023 |  | 11/13/2023
Daikin Comfort Technologies Manufacturing, L.P. | Daikin | DPSA040A*BSCSA0B02560*0 |  | Voluntarily Certified | ACAirCoolAllPhase&gt;=240k&lt; | False | False |  |  |  |  | 11 |  | 14.6 | 13.2 | [6 empty] | 435000 | Electric Resistance Heating Or | 08/29/2023 |  | 11/13/2023
Daikin Comfort Technologies Manufacturing, L.P. | Daikin | DPSA040A*BSCSA0B02560*E |  | Voluntarily Certified | ACAirCoolAllPhase&gt;=240k&lt; | False | False |  |  |  |  | 11 |  | 14.6 | 13.2 | [6 empty] | 435000 | Electric Resistance Heating Or | 08/29/2023 |  | 11/13/2023
Daikin Comfort Technologies Manufacturing, L.P. | Daikin | DPSA040A*BSCSA0B02630*0 |  | Voluntarily Certified | ACAirCoolAllPhase&gt;=240k&lt; | False | False |  |  |  |  | 11 |  | 14.6 | 13.2 | [6 empty] | 435000 | Electric Resistance Heating Or | 08/29/2023 |  | 11/13/2023
Daikin Comfort Technologies Manufacturing, L.P. | Daikin | DPSA040A*BSCSA0B02630*E |  | Voluntarily Certified | ACAirCoolAllPhase&gt;=240k&lt; | False | False |  |  |  |  | 11 |  | 14.6 | 13.2 | [6 empty] | 435000 | Electric Resistance Heating Or | 08/29/2023 |  | 11/13/2023
Daikin Comfort Technologies Manufacturing, L.P. | Daikin | DPSA040A*BSCSA0B04355*0 |  | Voluntarily Certified | ACAirCoolAllPhase&gt;=240k&lt; | False | False |  |  |  |  | 11 |  | 14.6 | 13.2 | [6 empty] | 435000 | Electric Resistance Heating Or | 08/29/2023 |  | 11/13/2023
Daikin Comfort Technologies Manufacturing, L.P. | Daikin | DPSA040A*BSCSA0B04355*E |  | Voluntarily Certified | ACAirCoolAllPhase&gt;=240k&lt; | False | False |  |  |  |  | 11 |  | 14.6 | 13.2 | [6 empty] | 435000 | Electric Resistance Heating Or | 08/29/2023 |  | 11/13/2023
Daikin Comfort Technologies Manufacturing, L.P. | Daikin | DPSA040A*BSCSA0B04450*0 |  | Voluntarily Certified | ACAirCoolAllPhase&gt;=240k&lt; | False | False |  |  |  |  | 11 |  | 14.6 | 13.2 | [6 empty] | 435000 | Electric Resistance Heating Or | 08/29/2023 |  | 11/13/2023
Daikin Comfort Technologies Manufacturing, L.P. | Daikin | DPSA040A*BSCSA0B04450*E |  | Voluntarily Certified | ACAirCoolAllPhase&gt;=240k&lt; | False | False |  |  |  |  | 11 |  | 14.6 | 13.2 | [6 empty] | 435000 | Electric Resistance Heating Or | 08/29/2023 |  | 11/13/2023
Daikin Comfort Technologies Manufacturing, L.P. | Daikin | DPSA040A*BSCSA0B04500*0 |  | Voluntarily Certified | ACAirCoolAllPhase&gt;=240k&lt; | False | False |  |  |  |  | 11 |  | 14.6 | 13.2 | [6 empty] | 435000 | Electric Resistance Heating Or | 08/29/2023 |  | 11/13/2023
Daikin Comfort Technologies Manufacturing, L.P. | Daikin | DPSA040A*BSCSA0B04500*E |  | Voluntarily Certified | ACAirCoolAllPhase&gt;=240k&lt; | False | False |  |  |  |  | 11 |  | 14.6 | 13.2 | [6 empty] | 435000 | Electric Resistance Heating Or | 08/29/2023 |  | 11/13/2023
Daikin Comfort Technologies Manufacturing, L.P. | Daikin | DPSA040A*BSCSA0B04560*0 |  | Voluntarily Certified | ACAirCoolAllPhase&gt;=240k&lt; | False | False |  |  |  |  | 11 |  | 14.6 | 13.2 | [6 empty] | 435000 | Electric Resistance Heating Or | 08/29/2023 |  | 11/13/2023
Daikin Comfort Technologies Manufacturing, L.P. | Daikin | DPSA040A*BSCSA0B04560*E |  | Voluntarily Certified | ACAirCoolAllPhase&gt;=240k&lt; | False | False |  |  |  |  | 11 |  | 14.6 | 13.2 | [6 empty] | 435000 | Electric Resistance Heating Or | 08/29/2023 |  | 11/13/2023
Daikin Comfort Technologies Manufacturing, L.P. | Daikin | DPSA040A*BSCSB0B02450*0 |  | Voluntarily Certified | ACAirCoolAllPhase&gt;=240k&lt; | False | False |  |  |  |  | 11 |  | 14.6 | 13.2 | [6 empty] | 435000 | Electric Resistance Heating Or | 08/29/2023 |  | 11/13/2023
Daikin Comfort Technologies Manufacturing, L.P. | Daikin | DPSA040A*BSCSB0B02450*E |  | Voluntarily Certified | ACAirCoolAllPhase&gt;=240k&lt; | False | False |  |  |  |  | 11 |  | 14.6 | 13.2 | [6 empty] | 435000 | Electric Resistance Heating Or | 08/29/2023 |  | 11/13/2023
Daikin Comfort Technologies Manufacturing, L.P. | Daikin | DPSA040A*BSCSB0B02500*0 |  | Voluntarily Certified | ACAirCoolAllPhase&gt;=240k&lt; | False | False |  |  |  |  | 11 |  | 14.6 | 13.2 | [6 empty] | 435000 | Electric Resistance Heating Or | 08/29/2023 |  | 11/13/2023
Daikin Comfort Technologies Manufacturing, L.P. | Daikin | DPSA040A*BSCSB0B02500*E |  | Voluntarily Certified | ACAirCoolAllPhase&gt;=240k&lt; | False | False |  |  |  |  | 11 |  | 14.6 | 13.2 | [6 empty] | 435000 | Electric Resistance Heating Or | 08/29/2023 |  | 11/13/2023
Daikin Comfort Technologies Manufacturing, L.P. | Daikin | DPSA040A*BSCSB0B02560*0 |  | Voluntarily Certified | ACAirCoolAllPhase&gt;=240k&lt; | False | False |  |  |  |  | 11 |  | 14.6 | 13.2 | [6 empty] | 435000 | Electric Resistance Heating Or | 08/29/2023 |  | 11/13/2023
Daikin Comfort Technologies Manufacturing, L.P. | Daikin | DPSA040A*BSCSB0B02560*E |  | Voluntarily Certified | ACAirCoolAllPhase&gt;=240k&lt; | False | False |  |  |  |  | 11 |  | 14.6 | 13.2 | [6 empty] | 435000 | Electric Resistance Heating Or | 08/29/2023 |  | 11/13/2023
Daikin Comfort Technologies Manufacturing, L.P. | Daikin | DPSA040A*BSCSB0B02630*0 |  | Voluntarily Certified | ACAirCoolAllPhase&gt;=240k&lt; | False | False |  |  |  |  | 11 |  | 14.6 | 13.2 | [6 empty] | 435000 | Electric Resistance Heating Or | 08/29/2023 |  | 11/13/2023
Daikin Comfort Technologies Manufacturing, L.P. | Daikin | DPSA040A*BSCSB0B02630*E |  | Voluntarily Certified | ACAirCoolAllPhase&gt;=240k&lt; | False | False |  |  |  |  | 11 |  | 14.6 | 13.2 | [6 empty] | 435000 | Electric Resistance Heating Or | 08/29/2023 |  | 11/13/2023
Daikin Comfort Technologies Manufacturing, L.P. | Daikin | DPSA040A*BSCSB0B04355*0 |  | Voluntarily Certified | ACAirCoolAllPhase&gt;=240k&lt; | False | False |  |  |  |  | 11 |  | 14.6 | 13.2 | [6 empty] | 435000 | Electric Resistance Heating Or | 08/29/2023 |  | 11/13/2023
Daikin Comfort Technologies Manufacturing, L.P. | Daikin | DPSA040A*BSCSB0B04355*E |  | Voluntarily Certified | ACAirCoolAllPhase&gt;=240k&lt; | False | False |  |  |  |  | 11 |  | 14.6 | 13.2 | [6 empty] | 435000 | Electric Resistance Heating Or | 08/29/2023 |  | 11/13/2023
Daikin Comfort Technologies Manufacturing, L.P. | Daikin | DPSA040A*BSCSB0B04450*0 |  | Voluntarily Certified | ACAirCoolAllPhase&gt;=240k&lt; | False | False |  |  |  |  | 11 |  | 14.6 | 13.2 | [6 empty] | 435000 | Electric Resistance Heating Or | 08/29/2023 |  | 11/13/2023
Daikin Comfort Technologies Manufacturing, L.P. | Daikin | DPSA040A*BSCSB0B04450*E |  | Voluntarily Certified | ACAirCoolAllPhase&gt;=240k&lt; | False | False |  |  |  |  | 11 |  | 14.6 | 13.2 | [6 empty] | 435000 | Electric Resistance Heating Or | 08/29/2023 |  | 11/13/2023
Daikin Comfort Technologies Manufacturing, L.P. | Daikin | DPSA040A*BSCSB0B04500*0 |  | Voluntarily Certified | ACAirCoolAllPhase&gt;=240k&lt; | False | False |  |  |  |  | 11 |  | 14.6 | 13.2 | [6 empty] | 435000 | Electric Resistance Heating Or | 08/29/2023 |  | 11/13/2023
Daikin Comfort Technologies Manufacturing, L.P. | Daikin | DPSA040A*BSCSB0B04500*E |  | Voluntarily Certified | ACAirCoolAllPhase&gt;=240k&lt; | False | False |  |  |  |  | 11 |  | 14.6 | 13.2 | [6 empty] | 435000 | Electric Resistance Heating Or | 08/29/2023 |  | 11/13/2023
Daikin Comfort Technologies Manufacturing, L.P. | Daikin | DPSA040A*BSCSB0B04560*0 |  | Voluntarily Certified | ACAirCoolAllPhase&gt;=240k&lt; | False | False |  |  |  |  | 11 |  | 14.6 | 13.2 | [6 empty] | 435000 | Electric Resistance Heating Or | 08/29/2023 |  | 11/13/2023
Daikin Comfort Technologies Manufacturing, L.P. | Daikin | DPSA040A*BSCSB0B04560*E |  | Voluntarily Certified | ACAirCoolAllPhase&gt;=240k&lt; | False | False |  |  |  |  | 11 |  | 14.6 | 13.2 | [6 empty] | 435000 | Electric Resistance Heating Or | 08/29/2023 |  | 11/13/2023
Daikin Comfort Technologies Manufacturing, L.P. | Daikin | DPSA040A*BSDS*0B02450*0 |  | Voluntarily Certified | ACAirCoolAllPhase&gt;=240k&lt; | False | False |  |  |  |  | 11 |  | 14.6 | 13.2 | [6 empty] | 435000 | Electric Resistance Heating Or | 08/29/2023 |  | 11/13/2023
Daikin Comfort Technologies Manufacturing, L.P. | Daikin | DPSA040A*BSDS*0B02450*E |  | Voluntarily Certified | ACAirCoolAllPhase&gt;=240k&lt; | False | False |  |  |  |  | 11 |  | 14.6 | 13.2 | [6 empty] | 435000 | Electric Resistance Heating Or | 08/29/2023 |  | 11/13/2023
Daikin Comfort Technologies Manufacturing, L.P. | Daikin | DPSA040A*BSDS*0B02500*0 |  | Voluntarily Certified | ACAirCoolAllPhase&gt;=240k&lt; | False | False |  |  |  |  | 11 |  | 14.6 | 13.2 | [6 empty] | 435000 | Electric Resistance Heating Or | 08/29/2023 |  | 11/13/2023
Daikin Comfort Technologies Manufacturing, L.P. | Daikin | DPSA040A*BSDS*0B02500*E |  | Voluntarily Certified | ACAirCoolAllPhase&gt;=240k&lt; | False | False |  |  |  |  | 11 |  | 14.6 | 13.2 | [6 empty] | 435000 | Electric Resistance Heating Or | 08/29/2023 |  | 11/13/2023
Daikin Comfort Technologies Manufacturing, L.P. | Daikin | DPSA040A*BSDS*0B02560*0 |  | Voluntarily Certified | ACAirCoolAllPhase&gt;=240k&lt; | False | False |  |  |  |  | 11 |  | 14.6 | 13.2 | [6 empty] | 435000 | Electric Resistance Heating Or | 08/29/2023 |  | 11/13/2023
Daikin Comfort Technologies Manufacturing, L.P. | Daikin | DPSA040A*BSDS*0B02560*E |  | Voluntarily Certified | ACAirCoolAllPhase&gt;=240k&lt; | False | False |  |  |  |  | 11 |  | 14.6 | 13.2 | [6 empty] | 435000 | Electric Resistance Heating Or | 08/29/2023 |  | 11/13/2023
Daikin Comfort Technologies Manufacturing, L.P. | Daikin | DPSA040A*BSDS*0B02630*0 |  | Voluntarily Certified | ACAirCoolAllPhase&gt;=240k&lt; | False | False |  |  |  |  | 11 |  | 14.6 | 13.2 | [6 empty] | 435000 | Electric Resistance Heating Or | 08/29/2023 |  | 11/13/2023
Daikin Comfort Technologies Manufacturing, L.P. | Daikin | DPSA040A*BSDS*0B02630*E |  | Voluntarily Certified | ACAirCoolAllPhase&gt;=240k&lt; | False | False |  |  |  |  | 11 |  | 14.6 | 13.2 | [6 empty] | 435000 | Electric Resistance Heating Or | 08/29/2023 |  | 11/13/2023
Daikin Comfort Technologies Manufacturing, L.P. | Daikin | DPSA040A*BSDS*0B04355*0 |  | Voluntarily Certified | ACAirCoolAllPhase&gt;=240k&lt; | False | False |  |  |  |  | 11 |  | 14.6 | 13.2 | [6 empty] | 435000 | Electric Resistance Heating Or | 08/29/2023 |  | 11/13/2023
Daikin Comfort Technologies Manufacturing, L.P. | Daikin | DPSA040A*BSDS*0B04355*E |  | Voluntarily Certified | ACAirCoolAllPhase&gt;=240k&lt; | False | False |  |  |  |  | 11 |  | 14.6 | 13.2 | [6 empty] | 435000 | Electric Resistance Heating Or | 08/29/2023 |  | 11/13/2023
Daikin Comfort Technologies Manufacturing, L.P. | Daikin | DPSA040A*BSDS*0B04450*0 |  | Voluntarily Certified | ACAirCoolAllPhase&gt;=240k&lt; | False | False |  |  |  |  | 11 |  | 14.6 | 13.2 | [6 empty] | 435000 | Electric Resistance Heating Or | 08/29/2023 |  | 11/13/2023
Daikin Comfort Technologies Manufacturing, L.P. | Daikin | DPSA040A*BSDS*0B04450*E |  | Voluntarily Certified | ACAirCoolAllPhase&gt;=240k&lt; | False | False |  |  |  |  | 11 |  | 14.6 | 13.2 | [6 empty] | 435000 | Electric Resistance Heating Or | 08/29/2023 |  | 11/13/2023
Daikin Comfort Technologies Manufacturing, L.P. | Daikin | DPSA040A*BSDS*0B04500*0 |  | Voluntarily Certified | ACAirCoolAllPhase&gt;=240k&lt; | False | False |  |  |  |  | 11 |  | 14.6 | 13.2 | [6 empty] | 435000 | Electric Resistance Heating Or | 08/29/2023 |  | 11/13/2023
Daikin Comfort Technologies Manufacturing, L.P. | Daikin | DPSA040A*BSDS*0B04500*E |  | Voluntarily Certified | ACAirCoolAllPhase&gt;=240k&lt; | False | False |  |  |  |  | 11 |  | 14.6 | 13.2 | [6 empty] | 435000 | Electric Resistance Heating Or | 08/29/2023 |  | 11/13/2023
Daikin Comfort Technologies Manufacturing, L.P. | Daikin | DPSA040A*BSDS*0B04560*0 |  | Voluntarily Certified | ACAirCoolAllPhase&gt;=240k&lt; | False | False |  |  |  |  | 11 |  | 14.6 | 13.2 | [6 empty] | 435000 | Electric Resistance Heating Or | 08/29/2023 |  | 11/13/2023
Daikin Comfort Technologies Manufacturing, L.P. | Daikin | DPSA040A*BSDS*0B04560*E |  | Voluntarily Certified | ACAirCoolAllPhase&gt;=240k&lt; | False | False |  |  |  |  | 11 |  | 14.6 | 13.2 | [6 empty] | 435000 | Electric Resistance Heating Or | 08/29/2023 |  | 11/13/2023
Daikin Comfort Technologies Manufacturing, L.P. | Daikin | DPSA040A*BSDSA0B02450*0 |  | Voluntarily Certified | ACAirCoolAllPhase&gt;=240k&lt; | False | False |  |  |  |  | 11 |  | 14.6 | 13.2 | [6 empty] | 435000 | Electric Resistance Heating Or | 08/29/2023 |  | 11/13/2023
Daikin Comfort Technologies Manufacturing, L.P. | Daikin | DPSA040A*BSDSA0B02450*E |  | Voluntarily Certified | ACAirCoolAllPhase&gt;=240k&lt; | False | False |  |  |  |  | 11 |  | 14.6 | 13.2 | [6 empty] | 435000 | Electric Resistance Heating Or | 08/29/2023 |  | 11/13/2023
Daikin Comfort Technologies Manufacturing, L.P. | Daikin | DPSA040A*BSDSA0B02500*0 |  | Voluntarily Certified | ACAirCoolAllPhase&gt;=240k&lt; | False | False |  |  |  |  | 11 |  | 14.6 | 13.2 | [6 empty] | 435000 | Electric Resistance Heating Or | 08/29/2023 |  | 11/13/2023
Daikin Comfort Technologies Manufacturing, L.P. | Daikin | DPSA040A*BSDSA0B02500*E |  | Voluntarily Certified | ACAirCoolAllPhase&gt;=240k&lt; | False | False |  |  |  |  | 11 |  | 14.6 | 13.2 | [6 empty] | 435000 | Electric Resistance Heating Or | 08/29/2023 |  | 11/13/2023
Daikin Comfort Technologies Manufacturing, L.P. | Daikin | DPSA040A*BSDSA0B02560*0 |  | Voluntarily Certified | ACAirCoolAllPhase&gt;=240k&lt; | False | False |  |  |  |  | 11 |  | 14.6 | 13.2 | [6 empty] | 435000 | Electric Resistance Heating Or | 08/29/2023 |  | 11/13/2023
Daikin Comfort Technologies Manufacturing, L.P. | Daikin | DPSA040A*BSDSA0B02560*E |  | Voluntarily Certified | ACAirCoolAllPhase&gt;=240k&lt; | False | False |  |  |  |  | 11 |  | 14.6 | 13.2 | [6 empty] | 435000 | Electric Resistance Heating Or | 08/29/2023 |  | 11/13/2023
Daikin Comfort Technologies Manufacturing, L.P. | Daikin | DPSA040A*BSDSA0B02630*0 |  | Voluntarily Certified | ACAirCoolAllPhase&gt;=240k&lt; | False | False |  |  |  |  | 11 |  | 14.6 | 13.2 | [6 empty] | 435000 | Electric Resistance Heating Or | 08/29/2023 |  | 11/13/2023
Daikin Comfort Technologies Manufacturing, L.P. | Daikin | DPSA040A*BSDSA0B02630*E |  | Voluntarily Certified | ACAirCoolAllPhase&gt;=240k&lt; | False | False |  |  |  |  | 11 |  | 14.6 | 13.2 | [6 empty] | 435000 | Electric Resistance Heating Or | 08/29/2023 |  | 11/13/2023
Daikin Comfort Technologies Manufacturing, L.P. | Daikin | DPSA040A*BSDSA0B04355*0 |  | Voluntarily Certified | ACAirCoolAllPhase&gt;=240k&lt; | False | False |  |  |  |  | 11 |  | 14.6 | 13.2 | [6 empty] | 435000 | Electric Resistance Heating Or | 08/29/2023 |  | 11/13/2023
Daikin Comfort Technologies Manufacturing, L.P. | Daikin | DPSA040A*BSDSA0B04355*E |  | Voluntarily Certified | ACAirCoolAllPhase&gt;=240k&lt; | False | False |  |  |  |  | 11 |  | 14.6 | 13.2 | [6 empty] | 435000 | Electric Resistance Heating Or | 08/29/2023 |  | 11/13/2023
Daikin Comfort Technologies Manufacturing, L.P. | Daikin | DPSA040A*BSDSA0B04450*0 |  | Voluntarily Certified | ACAirCoolAllPhase&gt;=240k&lt; | False | False |  |  |  |  | 11 |  | 14.6 | 13.2 | [6 empty] | 435000 | Electric Resistance Heating Or | 08/29/2023 |  | 11/13/2023
Daikin Comfort Technologies Manufacturing, L.P. | Daikin | DPSA040A*BSDSA0B04450*E |  | Voluntarily Certified | ACAirCoolAllPhase&gt;=240k&lt; | False | False |  |  |  |  | 11 |  | 14.6 | 13.2 | [6 empty] | 435000 | Electric Resistance Heating Or | 08/29/2023 |  | 11/13/2023
Daikin Comfort Technologies Manufacturing, L.P. | Daikin | DPSA040A*BSDSA0B04500*0 |  | Voluntarily Certified | ACAirCoolAllPhase&gt;=240k&lt; | False | False |  |  |  |  | 11 |  | 14.6 | 13.2 | [6 empty] | 435000 | Electric Resistance Heating Or | 08/29/2023 |  | 11/13/2023
Daikin Comfort Technologies Manufacturing, L.P. | Daikin | DPSA040A*BSDSA0B04500*E |  | Voluntarily Certified | ACAirCoolAllPhase&gt;=240k&lt; | False | False |  |  |  |  | 11 |  | 14.6 | 13.2 | [6 empty] | 435000 | Electric Resistance Heating Or | 08/29/2023 |  | 11/13/2023
Daikin Comfort Technologies Manufacturing, L.P. | Daikin | DPSA040A*BSDSA0B04560*0 |  | Voluntarily Certified | ACAirCoolAllPhase&gt;=240k&lt; | False | False |  |  |  |  | 11 |  | 14.6 | 13.2 | [6 empty] | 435000 | Electric Resistance Heating Or | 08/29/2023 |  | 11/13/2023
Daikin Comfort Technologies Manufacturing, L.P. | Daikin | DPSA040A*BSDSA0B04560*E |  | Voluntarily Certified | ACAirCoolAllPhase&gt;=240k&lt; | False | False |  |  |  |  | 11 |  | 14.6 | 13.2 | [6 empty] | 435000 | Electric Resistance Heating Or | 08/29/2023 |  | 11/13/2023
Daikin Comfort Technologies Manufacturing, L.P. | Daikin | DPSA040A*BSDSB0B02450*0 |  | Voluntarily Certified | ACAirCoolAllPhase&gt;=240k&lt; | False | False |  |  |  |  | 11 |  | 14.6 | 13.2 | [6 empty] | 435000 | Electric Resistance Heating Or | 08/29/2023 |  | 11/13/2023
Daikin Comfort Technologies Manufacturing, L.P. | Daikin | DPSA040A*BSDSB0B02450*E |  | Voluntarily Certified | ACAirCoolAllPhase&gt;=240k&lt; | False | False |  |  |  |  | 11 |  | 14.6 | 13.2 | [6 empty] | 435000 | Electric Resistance Heating Or | 08/29/2023 |  | 11/13/2023
Daikin Comfort Technologies Manufacturing, L.P. | Daikin | DPSA040A*BSDSB0B02500*0 |  | Voluntarily Certified | ACAirCoolAllPhase&gt;=240k&lt; | False | False |  |  |  |  | 11 |  | 14.6 | 13.2 | [6 empty] | 435000 | Electric Resistance Heating Or | 08/29/2023 |  | 11/13/2023
Daikin Comfort Technologies Manufacturing, L.P. | Daikin | DPSA040A*BSDSB0B02500*E |  | Voluntarily Certified | ACAirCoolAllPhase&gt;=240k&lt; | False | False |  |  |  |  | 11 |  | 14.6 | 13.2 | [6 empty] | 435000 | Electric Resistance Heating Or | 08/29/2023 |  | 11/13/2023
Daikin Comfort Technologies Manufacturing, L.P. | Daikin | DPSA040A*BSDSB0B02560*0 |  | Voluntarily Certified | ACAirCoolAllPhase&gt;=240k&lt; | False | False |  |  |  |  | 11 |  | 14.6 | 13.2 | [6 empty] | 435000 | Electric Resistance Heating Or | 08/29/2023 |  | 11/13/2023
Daikin Comfort Technologies Manufacturing, L.P. | Daikin | DPSA040A*BSDSB0B02560*E |  | Voluntarily Certified | ACAirCoolAllPhase&gt;=240k&lt; | False | False |  |  |  |  | 11 |  | 14.6 | 13.2 | [6 empty] | 435000 | Electric Resistance Heating Or | 08/29/2023 |  | 11/13/2023
Daikin Comfort Technologies Manufacturing, L.P. | Daikin | DPSA040A*BSDSB0B02630*0 |  | Voluntarily Certified | ACAirCoolAllPhase&gt;=240k&lt; | False | False |  |  |  |  | 11 |  | 14.6 | 13.2 | [6 empty] | 435000 | Electric Resistance Heating Or | 08/29/2023 |  | 11/13/2023
Daikin Comfort Technologies Manufacturing, L.P. | Daikin | DPSA040A*BSDSB0B02630*E |  | Voluntarily Certified | ACAirCoolAllPhase&gt;=240k&lt; | False | False |  |  |  |  | 11 |  | 14.6 | 13.2 | [6 empty] | 435000 | Electric Resistance Heating Or | 08/29/2023 |  | 11/13/2023
Daikin Comfort Technologies Manufacturing, L.P. | Daikin | DPSA040A*BSDSB0B04355*0 |  | Voluntarily Certified | ACAirCoolAllPhase&gt;=240k&lt; | False | False |  |  |  |  | 11 |  | 14.6 | 13.2 | [6 empty] | 435000 | Electric Resistance Heating Or | 08/29/2023 |  | 11/13/2023
Daikin Comfort Technologies Manufacturing, L.P. | Daikin | DPSA040A*BSDSB0B04355*E |  | Voluntarily Certified | ACAirCoolAllPhase&gt;=240k&lt; | False | False |  |  |  |  | 11 |  | 14.6 | 13.2 | [6 empty] | 435000 | Electric Resistance Heating Or | 08/29/2023 |  | 11/13/2023
Daikin Comfort Technologies Manufacturing, L.P. | Daikin | DPSA040A*BSDSB0B04450*0 |  | Voluntarily Certified | ACAirCoolAllPhase&gt;=240k&lt; | False | False |  |  |  |  | 11 |  | 14.6 | 13.2 | [6 empty] | 435000 | Electric Resistance Heating Or | 08/29/2023 |  | 11/13/2023
Daikin Comfort Technologies Manufacturing, L.P. | Daikin | DPSA040A*BSDSB0B04450*E |  | Voluntarily Certified | ACAirCoolAllPhase&gt;=240k&lt; | False | False |  |  |  |  | 11 |  | 14.6 | 13.2 | [6 empty] | 435000 | Electric Resistance Heating Or | 08/29/2023 |  | 11/13/2023
Daikin Comfort Technologies Manufacturing, L.P. | Daikin | DPSA040A*BSDSB0B04500*0 |  | Voluntarily Certified | ACAirCoolAllPhase&gt;=240k&lt; | False | False |  |  |  |  | 11 |  | 14.6 | 13.2 | [6 empty] | 435000 | Electric Resistance Heating Or | 08/29/2023 |  | 11/13/2023
Daikin Comfort Technologies Manufacturing, L.P. | Daikin | DPSA040A*BSDSB0B04500*E |  | Voluntarily Certified | ACAirCoolAllPhase&gt;=240k&lt; | False | False |  |  |  |  | 11 |  | 14.6 | 13.2 | [6 empty] | 435000 | Electric Resistance Heating Or | 08/29/2023 |  | 11/13/2023
Daikin Comfort Technologies Manufacturing, L.P. | Daikin | DPSA040A*BSDSB0B04560*0 |  | Voluntarily Certified | ACAirCoolAllPhase&gt;=240k&lt; | False | False |  |  |  |  | 11 |  | 14.6 | 13.2 | [6 empty] | 435000 | Electric Resistance Heating Or | 08/29/2023 |  | 11/13/2023
Daikin Comfort Technologies Manufacturing, L.P. | Daikin | DPSA040A*BSDSB0B04560*E |  | Voluntarily Certified | ACAirCoolAllPhase&gt;=240k&lt; | False | False |  |  |  |  | 11 |  | 14.6 | 13.2 | [6 empty] | 435000 | Electric Resistance Heating Or | 08/29/2023 |  | 11/13/2023
Daikin Comfort Technologies Manufacturing, L.P. | Daikin | DPSA040A2BHAME0B02450*0 |  | Voluntarily Certified | ACAirCoolAllPhase&gt;=240k&lt; | False | False |  |  |  |  | 10 |  | 15.7 | 13.2 | [6 empty] | 415000 | Electric Resistance Heating Or | 08/29/2023 |  | 11/13/2023
Daikin Comfort Technologies Manufacturing, L.P. | Daikin | DPSA040A2BHAME0B02450*E |  | Voluntarily Certified | ACAirCoolAllPhase&gt;=240k&lt; | False | False |  |  |  |  | 11 |  | 14.6 | 13.2 | [6 empty] | 435000 | Electric Resistance Heating Or | 08/29/2023 |  | 11/13/2023
Daikin Comfort Technologies Manufacturing, L.P. | Daikin | DPSA040A2BHAME0B02500*0 |  | Voluntarily Certified | ACAirCoolAllPhase&gt;=240k&lt; | False | False |  |  |  |  | 10.2 |  | 15.7 | 13.2 | [6 empty] | 415000 | Electric Resistance Heating Or | 08/29/2023 |  | 11/13/2023
Daikin Comfort Technologies Manufacturing, L.P. | Daikin | DPSA040A2BHAME0B02500*E |  | Voluntarily Certified | ACAirCoolAllPhase&gt;=240k&lt; | False | False |  |  |  |  | 10.1 |  | 15.6 | 13.2 | [6 empty] | 415000 | Electric Resistance Heating Or | 08/29/2023 |  | 11/13/2023
Daikin Comfort Technologies Manufacturing, L.P. | Daikin | DPSA040A2BHAME0B02560*0 |  | Voluntarily Certified | ACAirCoolAllPhase&gt;=240k&lt; | False | False |  |  |  |  | 10.5 |  | 15.7 | 13.2 | [6 empty] | 420000 | Electric Resistance Heating Or | 08/29/2023 |  | 11/13/2023
Daikin Comfort Technologies Manufacturing, L.P. | Daikin | DPSA040A2BHAME0B02560*E |  | Voluntarily Certified | ACAirCoolAllPhase&gt;=240k&lt; | False | False |  |  |  |  | 10.4 |  | 15.6 | 13.2 | [6 empty] | 420000 | Electric Resistance Heating Or | 08/29/2023 |  | 11/13/2023
Daikin Comfort Technologies Manufacturing, L.P. | Daikin | DPSA040A2BHAME0B02630*0 |  | Voluntarily Certified | ACAirCoolAllPhase&gt;=240k&lt; | False | False |  |  |  |  | 10.5 |  | 15.7 | 13.2 | [6 empty] | 420000 | Electric Resistance Heating Or | 08/29/2023 |  | 11/13/2023
Daikin Comfort Technologies Manufacturing, L.P. | Daikin | DPSA040A2BHAME0B02630*E |  | Voluntarily Certified | ACAirCoolAllPhase&gt;=240k&lt; | False | False |  |  |  |  | 10.4 |  | 15.6 | 13.2 | [6 empty] | 420000 | Electric Resistance Heating Or | 08/29/2023 |  | 11/13/2023
Daikin Comfort Technologies Manufacturing, L.P. | Daikin | DPSA040A2BHAME0B04355*0 |  | Voluntarily Certified | ACAirCoolAllPhase&gt;=240k&lt; | False | False |  |  |  |  | 10.1 |  | 15.6 | 13.2 | [6 empty] | 415000 | Electric Resistance Heating Or | 08/29/2023 |  | 11/13/2023
Daikin Comfort Technologies Manufacturing, L.P. | Daikin | DPSA040A2BHAME0B04355*E |  | Voluntarily Certified | ACAirCoolAllPhase&gt;=240k&lt; | False | False |  |  |  |  | 10 |  | 15.6 | 13.2 | [6 empty] | 415000 | Electric Resistance Heating Or | 08/29/2023 |  | 11/13/2023
Daikin Comfort Technologies Manufacturing, L.P. | Daikin | DPSA040A2BHAME0B04450*0 |  | Voluntarily Certified | ACAirCoolAllPhase&gt;=240k&lt; | False | False |  |  |  |  | 10.5 |  | 15.6 | 13.2 | [6 empty] | 420000 | Electric Resistance Heating Or | 08/29/2023 |  | 11/13/2023
Daikin Comfort Technologies Manufacturing, L.P. | Daikin | DPSA040A2BHAME0B04450*E |  | Voluntarily Certified | ACAirCoolAllPhase&gt;=240k&lt; | False | False |  |  |  |  | 10.4 |  | 15.6 | 13.2 | [6 empty] | 420000 | Electric Resistance Heating Or | 08/29/2023 |  | 11/13/2023
Daikin Comfort Technologies Manufacturing, L.P. | Daikin | DPSA040A2BHAME0B04500*0 |  | Voluntarily Certified | ACAirCoolAllPhase&gt;=240k&lt; | False | False |  |  |  |  | 10.6 |  | 15.6 | 13.2 | [6 empty] | 420000 | Electric Resistance Heating Or | 08/29/2023 |  | 11/13/2023
Daikin Comfort Technologies Manufacturing, L.P. | Daikin | DPSA040A2BHAME0B04500*E |  | Voluntarily Certified | ACAirCoolAllPhase&gt;=240k&lt; | False | False |  |  |  |  | 10.5 |  | 15.6 | 13.2 | [6 empty] | 420000 | Electric Resistance Heating Or | 08/29/2023 |  | 11/13/2023
Daikin Comfort Technologies Manufacturing, L.P. | Daikin | DPSA040A2BHAME0B04560*0 |  | Voluntarily Certified | ACAirCoolAllPhase&gt;=240k&lt; | False | False |  |  |  |  | 10.5 |  | 15.7 | 13.2 | [6 empty] | 420000 | Electric Resistance Heating Or | 08/29/2023 |  | 11/13/2023
Daikin Comfort Technologies Manufacturing, L.P. | Daikin | DPSA040A2BHAME0B04560*E |  | Voluntarily Certified | ACAirCoolAllPhase&gt;=240k&lt; | False | False |  |  |  |  | 10.4 |  | 15.6 | 13.2 | [6 empty] | 420000 | Electric Resistance Heating Or | 08/29/2023 |  | 11/13/2023
Daikin Comfort Technologies Manufacturing, L.P. | Daikin | DPSA040A2BHBME0B02450*0 |  | Voluntarily Certified | ACAirCoolAllPhase&gt;=240k&lt; | False | False |  |  |  |  | 10.1 |  | 15.9 | 13.2 | [6 empty] | 425000 | Electric Resistance Heating Or | 08/29/2023 |  | 11/13/2023
Daikin Comfort Technologies Manufacturing, L.P. | Daikin | DPSA040A2BHBME0B02450*E |  | Voluntarily Certified | ACAirCoolAllPhase&gt;=240k&lt; | False | False |  |  |  |  | 10 |  | 15.6 | 13.2 | [6 empty] | 425000 | Electric Resistance Heating Or | 08/29/2023 |  | 11/13/2023
Daikin Comfort Technologies Manufacturing, L.P. | Daikin | DPSA040A2BHBME0B02500*0 |  | Voluntarily Certified | ACAirCoolAllPhase&gt;=240k&lt; | False | False |  |  |  |  | 10.4 |  | 15.8 | 13.2 | [6 empty] | 425000 | Electric Resistance Heating Or | 08/29/2023 |  | 11/13/2023
Daikin Comfort Technologies Manufacturing, L.P. | Daikin | DPSA040A2BHBME0B02500*E |  | Voluntarily Certified | ACAirCoolAllPhase&gt;=240k&lt; | False | False |  |  |  |  | 10.3 |  | 15.6 | 13.2 | [6 empty] | 425000 | Electric Resistance Heating Or | 08/29/2023 |  | 11/13/2023
Daikin Comfort Technologies Manufacturing, L.P. | Daikin | DPSA040A2BHBME0B02560*0 |  | Voluntarily Certified | ACAirCoolAllPhase&gt;=240k&lt; | False | False |  |  |  |  | 10.7 |  | 15.8 | 13.2 | [6 empty] | 430000 | Electric Resistance Heating Or | 08/29/2023 |  | 11/13/2023
Daikin Comfort Technologies Manufacturing, L.P. | Daikin | DPSA040A2BHBME0B02560*E |  | Voluntarily Certified | ACAirCoolAllPhase&gt;=240k&lt; | False | False |  |  |  |  | 10.6 |  | 15.6 | 13.2 | [6 empty] | 430000 | Electric Resistance Heating Or | 08/29/2023 |  | 11/13/2023
Daikin Comfort Technologies Manufacturing, L.P. | Daikin | DPSA040A2BHBME0B02630*0 |  | Voluntarily Certified | ACAirCoolAllPhase&gt;=240k&lt; | False | False |  |  |  |  | 10.7 |  | 15.8 | 13.2 | [6 empty] | 430000 | Electric Resistance Heating Or | 08/29/2023 |  | 11/13/2023
Daikin Comfort Technologies Manufacturing, L.P. | Daikin | DPSA040A2BHBME0B02630*E |  | Voluntarily Certified | ACAirCoolAllPhase&gt;=240k&lt; | False | False |  |  |  |  | 10.6 |  | 15.6 | 13.2 | [6 empty] | 430000 | Electric Resistance Heating Or | 08/29/2023 |  | 11/13/2023
Daikin Comfort Technologies Manufacturing, L.P. | Daikin | DPSA040A2BHBME0B04355*0 |  | Voluntarily Certified | ACAirCoolAllPhase&gt;=240k&lt; | False | False |  |  |  |  | 10.3 |  | 15.7 | 13.2 | [6 empty] | 425000 | Electric Resistance Heating Or | 08/29/2023 |  | 11/13/2023
Daikin Comfort Technologies Manufacturing, L.P. | Daikin | DPSA040A2BHBME0B04355*E |  | Voluntarily Certified | ACAirCoolAllPhase&gt;=240k&lt; | False | False |  |  |  |  | 10.2 |  | 15.6 | 13.2 | [6 empty] | 425000 | Electric Resistance Heating Or | 08/29/2023 |  | 11/13/2023
Daikin Comfort Technologies Manufacturing, L.P. | Daikin | DPSA040A2BHBME0B04450*0 |  | Voluntarily Certified | ACAirCoolAllPhase&gt;=240k&lt; | False | False |  |  |  |  | 10.7 |  | 15.7 | 13.2 | [6 empty] | 430000 | Electric Resistance Heating Or | 08/29/2023 |  | 11/13/2023
Daikin Comfort Technologies Manufacturing, L.P. | Daikin | DPSA040A2BHBME0B04450*E |  | Voluntarily Certified | ACAirCoolAllPhase&gt;=240k&lt; | False | False |  |  |  |  | 10.6 |  | 15.6 | 13.2 | [6 empty] | 430000 | Electric Resistance Heating Or | 08/29/2023 |  | 11/13/2023
Daikin Comfort Technologies Manufacturing, L.P. | Daikin | DPSA040A2BHBME0B04500*0 |  | Voluntarily Certified | ACAirCoolAllPhase&gt;=240k&lt; | False | False |  |  |  |  | 10.8 |  | 15.7 | 13.2 | [6 empty] | 430000 | Electric Resistance Heating Or | 08/29/2023 |  | 11/13/2023
Daikin Comfort Technologies Manufacturing, L.P. | Daikin | DPSA040A2BHBME0B04500*E |  | Voluntarily Certified | ACAirCoolAllPhase&gt;=240k&lt; | False | False |  |  |  |  | 10.7 |  | 15.6 | 13.2 | [6 empty] | 430000 | Electric Resistance Heating Or | 08/29/2023 |  | 11/13/2023
Daikin Comfort Technologies Manufacturing, L.P. | Daikin | DPSA040A2BHBME0B04560*0 |  | Voluntarily Certified | ACAirCoolAllPhase&gt;=240k&lt; | False | False |  |  |  |  | 10.7 |  | 15.7 | 13.2 | [6 empty] | 430000 | Electric Resistance Heating Or | 08/29/2023 |  | 11/13/2023
Daikin Comfort Technologies Manufacturing, L.P. | Daikin | DPSA040A2BHBME0B04560*E |  | Voluntarily Certified | ACAirCoolAllPhase&gt;=240k&lt; | False | False |  |  |  |  | 10.6 |  | 15.6 | 13.2 | [6 empty] | 430000 | Electric Resistance Heating Or | 08/29/2023 |  | 11/13/2023
Daikin Comfort Technologies Manufacturing, L.P. | Daikin | DPSA040A2BHCME0B02560*0 |  | Voluntarily Certified | ACAirCoolAllPhase&gt;=240k&lt; | False | False |  |  |  |  | 10.1 |  | 15.7 | 13.2 | [6 empty] | 405000 | Electric Resistance Heating Or | 08/29/2023 |  | 11/13/2023
Daikin Comfort Technologies Manufacturing, L.P. | Daikin | DPSA040A2BHCME0B02560*E |  | Voluntarily Certified | ACAirCoolAllPhase&gt;=240k&lt; | False | False |  |  |  |  | 10 |  | 15.6 | 13.2 | [6 empty] | 405000 | Electric Resistance Heating Or | 08/29/2023 |  | 11/13/2023
Daikin Comfort Technologies Manufacturing, L.P. | Daikin | DPSA040A2BHCME0B02630*0 |  | Voluntarily Certified | ACAirCoolAllPhase&gt;=240k&lt; | False | False |  |  |  |  | 10.1 |  | 15.7 | 13.2 | [6 empty] | 405000 | Electric Resistance Heating Or | 08/29/2023 |  | 11/13/2023
Daikin Comfort Technologies Manufacturing, L.P. | Daikin | DPSA040A2BHCME0B02630*E |  | Voluntarily Certified | ACAirCoolAllPhase&gt;=240k&lt; | False | False |  |  |  |  | 10 |  | 15.6 | 13.2 | [6 empty] | 405000 | Electric Resistance Heating Or | 08/29/2023 |  | 11/13/2023
Daikin Comfort Technologies Manufacturing, L.P. | Daikin | DPSA040A2BHCME0B04450*0 |  | Voluntarily Certified | ACAirCoolAllPhase&gt;=240k&lt; | False | False |  |  |  |  | 10.1 |  | 15.6 | 13.2 | [6 empty] | 405000 | Electric Resistance Heating Or | 08/29/2023 |  | 11/13/2023
Daikin Comfort Technologies Manufacturing, L.P. | Daikin | DPSA040A2BHCME0B04450*E |  | Voluntarily Certified | ACAirCoolAllPhase&gt;=240k&lt; | False | False |  |  |  |  | 10 |  | 15.5 | 13.2 | [6 empty] | 405000 | Electric Resistance Heating Or | 08/29/2023 |  | 11/13/2023
Daikin Comfort Technologies Manufacturing, L.P. | Daikin | DPSA040A2BHCME0B04500*0 |  | Voluntarily Certified | ACAirCoolAllPhase&gt;=240k&lt; | False | False |  |  |  |  | 10.2 |  | 15.5 | 13.2 | [6 empty] | 405000 | Electric Resistance Heating Or | 08/29/2023 |  | 11/13/2023
Daikin Comfort Technologies Manufacturing, L.P. | Daikin | DPSA040A2BHCME0B04500*E |  | Voluntarily Certified | ACAirCoolAllPhase&gt;=240k&lt; | False | False |  |  |  |  | 10.1 |  | 15.4 | 13.2 | [6 empty] | 405000 | Electric Resistance Heating Or | 08/29/2023 |  | 11/13/2023
Daikin Comfort Technologies Manufacturing, L.P. | Daikin | DPSA040A2BHCME0B04560*0 |  | Voluntarily Certified | ACAirCoolAllPhase&gt;=240k&lt; | False | False |  |  |  |  | 10.1 |  | 15.6 | 13.2 | [6 empty] | 405000 | Electric Resistance Heating Or | 08/29/2023 |  | 11/13/2023
Daikin Comfort Technologies Manufacturing, L.P. | Daikin | DPSA040A2BHCME0B04560*E |  | Voluntarily Certified | ACAirCoolAllPhase&gt;=240k&lt; | False | False |  |  |  |  | 10 |  | 15.5 | 13.2 | [6 empty] | 405000 | Electric Resistance Heating Or | 08/29/2023 |  | 11/13/2023
Daikin Comfort Technologies Manufacturing, L.P. | Daikin | DPSA040A2BHDME0B02450*0 |  | Voluntarily Certified | ACAirCoolAllPhase&gt;=240k&lt; | False | False |  |  |  |  | 11 |  | 14.6 | 13.2 | [6 empty] | 435000 | Electric Resistance Heating Or | 08/29/2023 |  | 11/13/2023
Daikin Comfort Technologies Manufacturing, L.P. | Daikin | DPSA040A2BHDME0B02500*0 |  | Voluntarily Certified | ACAirCoolAllPhase&gt;=240k&lt; | False | False |  |  |  |  | 10.1 |  | 15.6 | 13.2 | [6 empty] | 420000 | Electric Resistance Heating Or | 08/29/2023 |  | 11/13/2023
Daikin Comfort Technologies Manufacturing, L.P. | Daikin | DPSA040A2BHDME0B02500*E |  | Voluntarily Certified | ACAirCoolAllPhase&gt;=240k&lt; | False | False |  |  |  |  | 10 |  | 15.6 | 13.2 | [6 empty] | 420000 | Electric Resistance Heating Or | 08/29/2023 |  | 11/13/2023
Daikin Comfort Technologies Manufacturing, L.P. | Daikin | DPSA040A2BHDME0B02560*0 |  | Voluntarily Certified | ACAirCoolAllPhase&gt;=240k&lt; | False | False |  |  |  |  | 10.4 |  | 15.6 | 13.2 | [6 empty] | 425000 | Electric Resistance Heating Or | 08/29/2023 |  | 11/13/2023
Daikin Comfort Technologies Manufacturing, L.P. | Daikin | DPSA040A2BHDME0B02560*E |  | Voluntarily Certified | ACAirCoolAllPhase&gt;=240k&lt; | False | False |  |  |  |  | 10.3 |  | 15.6 | 13.2 | [6 empty] | 425000 | Electric Resistance Heating Or | 08/29/2023 |  | 11/13/2023
Daikin Comfort Technologies Manufacturing, L.P. | Daikin | DPSA040A2BHDME0B02630*0 |  | Voluntarily Certified | ACAirCoolAllPhase&gt;=240k&lt; | False | False |  |  |  |  | 10.3 |  | 15.6 | 13.2 | [6 empty] | 420000 | Electric Resistance Heating Or | 08/29/2023 |  | 11/13/2023
Daikin Comfort Technologies Manufacturing, L.P. | Daikin | DPSA040A2BHDME0B02630*E |  | Voluntarily Certified | ACAirCoolAllPhase&gt;=240k&lt; | False | False |  |  |  |  | 10.2 |  | 15.6 | 13.2 | [6 empty] | 420000 | Electric Resistance Heating Or | 08/29/2023 |  | 11/13/2023
Daikin Comfort Technologies Manufacturing, L.P. | Daikin | DPSA040A2BHDME0B04355*0 |  | Voluntarily Certified | ACAirCoolAllPhase&gt;=240k&lt; | False | False |  |  |  |  | 10 |  | 15.5 | 13.2 | [6 empty] | 420000 | Electric Resistance Heating Or | 08/29/2023 |  | 11/13/2023
Daikin Comfort Technologies Manufacturing, L.P. | Daikin | DPSA040A2BHDME0B04355*E |  | Voluntarily Certified | ACAirCoolAllPhase&gt;=240k&lt; | False | False |  |  |  |  | 11 |  | 14.6 | 13.2 | [6 empty] | 435000 | Electric Resistance Heating Or | 08/29/2023 |  | 11/13/2023
Daikin Comfort Technologies Manufacturing, L.P. | Daikin | DPSA040A2BHDME0B04450*0 |  | Voluntarily Certified | ACAirCoolAllPhase&gt;=240k&lt; | False | False |  |  |  |  | 10.4 |  | 15.5 | 13.2 | [6 empty] | 420000 | Electric Resistance Heating Or | 08/29/2023 |  | 11/13/2023
Daikin Comfort Technologies Manufacturing, L.P. | Daikin | DPSA040A2BHDME0B04450*E |  | Voluntarily Certified | ACAirCoolAllPhase&gt;=240k&lt; | False | False |  |  |  |  | 10.3 |  | 15.6 | 13.2 | [6 empty] | 420000 | Electric Resistance Heating Or | 08/29/2023 |  | 11/13/2023
Daikin Comfort Technologies Manufacturing, L.P. | Daikin | DPSA040A2BHDME0B04500*0 |  | Voluntarily Certified | ACAirCoolAllPhase&gt;=240k&lt; | False | False |  |  |  |  | 10.5 |  | 15.5 | 13.2 | [6 empty] | 425000 | Electric Resistance Heating Or | 08/29/2023 |  | 11/13/2023
Daikin Comfort Technologies Manufacturing, L.P. | Daikin | DPSA040A2BHDME0B04500*E |  | Voluntarily Certified | ACAirCoolAllPhase&gt;=240k&lt; | False | False |  |  |  |  | 10.4 |  | 15.6 | 13.2 | [6 empty] | 425000 | Electric Resistance Heating Or | 08/29/2023 |  | 11/13/2023
Daikin Comfort Technologies Manufacturing, L.P. | Daikin | DPSA040A2BHDME0B04560*0 |  | Voluntarily Certified | ACAirCoolAllPhase&gt;=240k&lt; | False | False |  |  |  |  | 10.3 |  | 15.5 | 13.2 | [6 empty] | 420000 | Electric Resistance Heating Or | 08/29/2023 |  | 11/13/2023
Daikin Comfort Technologies Manufacturing, L.P. | Daikin | DPSA040A2BHDME0B04560*E |  | Voluntarily Certified | ACAirCoolAllPhase&gt;=240k&lt; | False | False |  |  |  |  | 10.2 |  | 15.6 | 13.2 | [6 empty] | 420000 | Electric Resistance Heating Or | 08/29/2023 |  | 11/13/2023
Daikin Comfort Technologies Manufacturing, L.P. | Daikin | DPSA040A2BPAVE0B02560*0 |  | Voluntarily Certified | ACAirCoolAllPhase&gt;=240k&lt; | False | False |  |  |  |  | 10 |  | 17.1 | 13.2 | [6 empty] | 398000 | Electric Resistance Heating Or | 08/29/2023 |  | 11/13/2023
Daikin Comfort Technologies Manufacturing, L.P. | Daikin | DPSA040A2BPAVE0B02560*E |  | Voluntarily Certified | ACAirCoolAllPhase&gt;=240k&lt; | False | False |  |  |  |  | 10 |  | 17 | 13.2 | [6 empty] | 405000 | Electric Resistance Heating Or | 08/29/2023 |  | 11/13/2023
Daikin Comfort Technologies Manufacturing, L.P. | Daikin | DPSA040A2BPAVE0B02630*0 |  | Voluntarily Certified | ACAirCoolAllPhase&gt;=240k&lt; | False | False |  |  |  |  | 10 |  | 17.1 | 13.2 | [6 empty] | 398000 | Electric Resistance Heating Or | 08/29/2023 |  | 11/13/2023
Daikin Comfort Technologies Manufacturing, L.P. | Daikin | DPSA040A2BPAVE0B02630*E |  | Voluntarily Certified | ACAirCoolAllPhase&gt;=240k&lt; | False | False |  |  |  |  | 10 |  | 17 | 13.2 | [6 empty] | 405000 | Electric Resistance Heating Or | 08/29/2023 |  | 11/13/2023
Daikin Comfort Technologies Manufacturing, L.P. | Daikin | DPSA040A2BPAVE0B04450*0 |  | Voluntarily Certified | ACAirCoolAllPhase&gt;=240k&lt; | False | False |  |  |  |  | 10 |  | 17 | 13.2 | [6 empty] | 405000 | Electric Resistance Heating Or | 08/29/2023 |  | 11/13/2023
Daikin Comfort Technologies Manufacturing, L.P. | Daikin | DPSA040A2BPAVE0B04500*0 |  | Voluntarily Certified | ACAirCoolAllPhase&gt;=240k&lt; | False | False |  |  |  |  | 10 |  | 16.9 | 13.2 | [6 empty] | 400000 | Electric Resistance Heating Or | 08/29/2023 |  | 11/13/2023
Daikin Comfort Technologies Manufacturing, L.P. | Daikin | DPSA040A2BPAVE0B04500*E |  | Voluntarily Certified | ACAirCoolAllPhase&gt;=240k&lt; | False | False |  |  |  |  | 10.1 |  | 16.8 | 13.2 | [6 empty] | 405000 | Electric Resistance Heating Or | 08/29/2023 |  | 11/13/2023
Daikin Comfort Technologies Manufacturing, L.P. | Daikin | DPSA040A2BPAVE0B04560*0 |  | Voluntarily Certified | ACAirCoolAllPhase&gt;=240k&lt; | False | False |  |  |  |  | 10 |  | 17.1 | 13.2 | [6 empty] | 398000 | Electric Resistance Heating Or | 08/29/2023 |  | 11/13/2023
Daikin Comfort Technologies Manufacturing, L.P. | Daikin | DPSA040A2BPAVE0B04560*E |  | Voluntarily Certified | ACAirCoolAllPhase&gt;=240k&lt; | False | False |  |  |  |  | 10 |  | 17 | 13.2 | [6 empty] | 405000 | Electric Resistance Heating Or | 08/29/2023 |  | 11/13/2023
Daikin Comfort Technologies Manufacturing, L.P. | Daikin | DPSA040A2BPAVF0B02560*0 |  | Voluntarily Certified | ACAirCoolAllPhase&gt;=240k&lt; | False | False |  |  |  |  | 10.1 |  | 18 | 13.2 | [6 empty] | 398000 | Electric Resistance Heating Or | 08/29/2023 |  | 11/13/2023
Daikin Comfort Technologies Manufacturing, L.P. | Daikin | DPSA040A2BPAVF0B02560*E |  | Voluntarily Certified | ACAirCoolAllPhase&gt;=240k&lt; | False | False |  |  |  |  | 10 |  | 17.9 | 13.2 | [6 empty] | 398000 | Electric Resistance Heating Or | 08/29/2023 |  | 11/13/2023
Daikin Comfort Technologies Manufacturing, L.P. | Daikin | DPSA040A2BPAVF0B02630*0 |  | Voluntarily Certified | ACAirCoolAllPhase&gt;=240k&lt; | False | False |  |  |  |  | 10.1 |  | 18 | 13.2 | [6 empty] | 398000 | Electric Resistance Heating Or | 08/29/2023 |  | 11/13/2023
Daikin Comfort Technologies Manufacturing, L.P. | Daikin | DPSA040A2BPAVF0B02630*E |  | Voluntarily Certified | ACAirCoolAllPhase&gt;=240k&lt; | False | False |  |  |  |  | 10 |  | 17.9 | 13.2 | [6 empty] | 398000 | Electric Resistance Heating Or | 08/29/2023 |  | 11/13/2023
Daikin Comfort Technologies Manufacturing, L.P. | Daikin | DPSA040A2BPAVF0B04450*0 |  | Voluntarily Certified | ACAirCoolAllPhase&gt;=240k&lt; | False | False |  |  |  |  | 10.1 |  | 17.9 | 13.2 | [6 empty] | 398000 | Electric Resistance Heating Or | 08/29/2023 |  | 11/13/2023
Daikin Comfort Technologies Manufacturing, L.P. | Daikin | DPSA040A2BPAVF0B04450*E |  | Voluntarily Certified | ACAirCoolAllPhase&gt;=240k&lt; | False | False |  |  |  |  | 10 |  | 17.8 | 13.2 | [6 empty] | 398000 | Electric Resistance Heating Or | 08/29/2023 |  | 11/13/2023
Daikin Comfort Technologies Manufacturing, L.P. | Daikin | DPSA040A2BPAVF0B04500*0 |  | Voluntarily Certified | ACAirCoolAllPhase&gt;=240k&lt; | False | False |  |  |  |  | 10.2 |  | 17.8 | 13.2 | [6 empty] | 400000 | Electric Resistance Heating Or | 08/29/2023 |  | 11/13/2023
Daikin Comfort Technologies Manufacturing, L.P. | Daikin | DPSA040A2BPAVF0B04500*E |  | Voluntarily Certified | ACAirCoolAllPhase&gt;=240k&lt; | False | False |  |  |  |  | 10.1 |  | 17.7 | 13.2 | [6 empty] | 400000 | Electric Resistance Heating Or | 08/29/2023 |  | 11/13/2023
Daikin Comfort Technologies Manufacturing, L.P. | Daikin | DPSA040A2BPAVF0B04560*0 |  | Voluntarily Certified | ACAirCoolAllPhase&gt;=240k&lt; | False | False |  |  |  |  | 10.1 |  | 18 | 13.2 | [6 empty] | 398000 | Electric Resistance Heating Or | 08/29/2023 |  | 11/13/2023
Daikin Comfort Technologies Manufacturing, L.P. | Daikin | DPSA040A2BPAVF0B04560*E |  | Voluntarily Certified | ACAirCoolAllPhase&gt;=240k&lt; | False | False |  |  |  |  | 10 |  | 17.9 | 13.2 | [6 empty] | 398000 | Electric Resistance Heating Or | 08/29/2023 |  | 11/13/2023
Daikin Comfort Technologies Manufacturing, L.P. | Daikin | DPSA040A2BPBVE0B02500*0 |  | Voluntarily Certified | ACAirCoolAllPhase&gt;=240k&lt; | False | False |  |  |  |  | 10 |  | 17.1 | 13.2 | [6 empty] | 410000 | Electric Resistance Heating Or | 08/29/2023 |  | 11/13/2023
Daikin Comfort Technologies Manufacturing, L.P. | Daikin | DPSA040A2BPBVE0B02560*0 |  | Voluntarily Certified | ACAirCoolAllPhase&gt;=240k&lt; | False | False |  |  |  |  | 10.2 |  | 17 | 13.2 | [6 empty] | 410000 | Electric Resistance Heating Or | 08/29/2023 |  | 11/13/2023
Daikin Comfort Technologies Manufacturing, L.P. | Daikin | DPSA040A2BPBVE0B02560*E |  | Voluntarily Certified | ACAirCoolAllPhase&gt;=240k&lt; | False | False |  |  |  |  | 10.1 |  | 16.9 | 13.2 | [6 empty] | 410000 | Electric Resistance Heating Or | 08/29/2023 |  | 11/13/2023
Daikin Comfort Technologies Manufacturing, L.P. | Daikin | DPSA040A2BPBVE0B02630*0 |  | Voluntarily Certified | ACAirCoolAllPhase&gt;=240k&lt; | False | False |  |  |  |  | 10.2 |  | 17 | 13.2 | [6 empty] | 410000 | Electric Resistance Heating Or | 08/29/2023 |  | 11/13/2023
Daikin Comfort Technologies Manufacturing, L.P. | Daikin | DPSA040A2BPBVE0B02630*E |  | Voluntarily Certified | ACAirCoolAllPhase&gt;=240k&lt; | False | False |  |  |  |  | 10.1 |  | 16.9 | 13.2 | [6 empty] | 410000 | Electric Resistance Heating Or | 08/29/2023 |  | 11/13/2023
Daikin Comfort Technologies Manufacturing, L.P. | Daikin | DPSA040A2BPBVE0B04450*0 |  | Voluntarily Certified | ACAirCoolAllPhase&gt;=240k&lt; | False | False |  |  |  |  | 10.1 |  | 17 | 13.2 | [6 empty] | 410000 | Electric Resistance Heating Or | 08/29/2023 |  | 11/13/2023
Daikin Comfort Technologies Manufacturing, L.P. | Daikin | DPSA040A2BPBVE0B04450*E |  | Voluntarily Certified | ACAirCoolAllPhase&gt;=240k&lt; | False | False |  |  |  |  | 10 |  | 16.9 | 13.2 | [6 empty] | 410000 | Electric Resistance Heating Or | 08/29/2023 |  | 11/13/2023
Daikin Comfort Technologies Manufacturing, L.P. | Daikin | DPSA040A2BPBVE0B04500*0 |  | Voluntarily Certified | ACAirCoolAllPhase&gt;=240k&lt; | False | False |  |  |  |  | 10.2 |  | 16.9 | 13.2 | [6 empty] | 410000 | Electric Resistance Heating Or | 08/29/2023 |  | 11/13/2023
Daikin Comfort Technologies Manufacturing, L.P. | Daikin | DPSA040A2BPBVE0B04500*E |  | Voluntarily Certified | ACAirCoolAllPhase&gt;=240k&lt; | False | False |  |  |  |  | 10.1 |  | 16.8 | 13.2 | [6 empty] | 410000 | Electric Resistance Heating Or | 08/29/2023 |  | 11/13/2023
Daikin Comfort Technologies Manufacturing, L.P. | Daikin | DPSA040A2BPBVE0B04560*0 |  | Voluntarily Certified | ACAirCoolAllPhase&gt;=240k&lt; | False | False |  |  |  |  | 10.1 |  | 17 | 13.2 | [6 empty] | 410000 | Electric Resistance Heating Or | 08/29/2023 |  | 11/13/2023
Daikin Comfort Technologies Manufacturing, L.P. | Daikin | DPSA040A2BPBVE0B04560*E |  | Voluntarily Certified | ACAirCoolAllPhase&gt;=240k&lt; | False | False |  |  |  |  | 10 |  | 16.9 | 13.2 | [6 empty] | 410000 | Electric Resistance Heating Or | 08/29/2023 |  | 11/13/2023
Daikin Comfort Technologies Manufacturing, L.P. | Daikin | DPSA040A2BPBVF0B02500*0 |  | Voluntarily Certified | ACAirCoolAllPhase&gt;=240k&lt; | False | False |  |  |  |  | 10 |  | 17.9 | 13.2 | [6 empty] | 405000 | Electric Resistance Heating Or | 08/29/2023 |  | 11/13/2023
Daikin Comfort Technologies Manufacturing, L.P. | Daikin | DPSA040A2BPBVF0B02500*E |  | Voluntarily Certified | ACAirCoolAllPhase&gt;=240k&lt; | False | False |  |  |  |  | 10 |  | 17.8 | 13.2 | [6 empty] | 410000 | Electric Resistance Heating Or | 08/29/2023 |  | 11/13/2023
Daikin Comfort Technologies Manufacturing, L.P. | Daikin | DPSA040A2BPBVF0B02560*0 |  | Voluntarily Certified | ACAirCoolAllPhase&gt;=240k&lt; | False | False |  |  |  |  | 10.3 |  | 17.9 | 13.2 | [6 empty] | 410000 | Electric Resistance Heating Or | 08/29/2023 |  | 11/13/2023
Daikin Comfort Technologies Manufacturing, L.P. | Daikin | DPSA040A2BPBVF0B02560*E |  | Voluntarily Certified | ACAirCoolAllPhase&gt;=240k&lt; | False | False |  |  |  |  | 10.2 |  | 17.8 | 13.2 | [6 empty] | 410000 | Electric Resistance Heating Or | 08/29/2023 |  | 11/13/2023
Daikin Comfort Technologies Manufacturing, L.P. | Daikin | DPSA040A2BPBVF0B02630*0 |  | Voluntarily Certified | ACAirCoolAllPhase&gt;=240k&lt; | False | False |  |  |  |  | 10.3 |  | 17.9 | 13.2 | [6 empty] | 410000 | Electric Resistance Heating Or | 08/29/2023 |  | 11/13/2023
Daikin Comfort Technologies Manufacturing, L.P. | Daikin | DPSA040A2BPBVF0B02630*E |  | Voluntarily Certified | ACAirCoolAllPhase&gt;=240k&lt; | False | False |  |  |  |  | 10.2 |  | 17.8 | 13.2 | [6 empty] | 410000 | Electric Resistance Heating Or | 08/29/2023 |  | 11/13/2023
Daikin Comfort Technologies Manufacturing, L.P. | Daikin | DPSA040A2BPBVF0B04355*0 |  | Voluntarily Certified | ACAirCoolAllPhase&gt;=240k&lt; | False | False |  |  |  |  | 10.1 |  | 17.8 | 13.2 | [6 empty] | 410000 | Electric Resistance Heating Or | 08/29/2023 |  | 11/13/2023
Daikin Comfort Technologies Manufacturing, L.P. | Daikin | DPSA040A2BPBVF0B04355*E |  | Voluntarily Certified | ACAirCoolAllPhase&gt;=240k&lt; | False | False |  |  |  |  | 10 |  | 17.7 | 13.2 | [6 empty] | 410000 | Electric Resistance Heating Or | 08/29/2023 |  | 11/13/2023
Daikin Comfort Technologies Manufacturing, L.P. | Daikin | DPSA040A2BPBVF0B04450*0 |  | Voluntarily Certified | ACAirCoolAllPhase&gt;=240k&lt; | False | False |  |  |  |  | 10.3 |  | 17.8 | 13.2 | [6 empty] | 410000 | Electric Resistance Heating Or | 08/29/2023 |  | 11/13/2023
Daikin Comfort Technologies Manufacturing, L.P. | Daikin | DPSA040A2BPBVF0B04450*E |  | Voluntarily Certified | ACAirCoolAllPhase&gt;=240k&lt; | False | False |  |  |  |  | 10.2 |  | 17.7 | 13.2 | [6 empty] | 410000 | Electric Resistance Heating Or | 08/29/2023 |  | 11/13/2023
Daikin Comfort Technologies Manufacturing, L.P. | Daikin | DPSA040A2BPBVF0B04500*0 |  | Voluntarily Certified | ACAirCoolAllPhase&gt;=240k&lt; | False | False |  |  |  |  | 10.4 |  | 17.8 | 13.2 | [6 empty] | 410000 | Electric Resistance Heating Or | 08/29/2023 |  | 11/13/2023
Daikin Comfort Technologies Manufacturing, L.P. | Daikin | DPSA040A2BPBVF0B04500*E |  | Voluntarily Certified | ACAirCoolAllPhase&gt;=240k&lt; | False | False |  |  |  |  | 10.3 |  | 17.7 | 13.2 | [6 empty] | 410000 | Electric Resistance Heating Or | 08/29/2023 |  | 11/13/2023
Daikin Comfort Technologies Manufacturing, L.P. | Daikin | DPSA040A2BPBVF0B04560*0 |  | Voluntarily Certified | ACAirCoolAllPhase&gt;=240k&lt; | False | False |  |  |  |  | 10.3 |  | 17.8 | 13.2 | [6 empty] | 410000 | Electric Resistance Heating Or | 08/29/2023 |  | 11/13/2023
Daikin Comfort Technologies Manufacturing, L.P. | Daikin | DPSA040A2BPBVF0B04560*E |  | Voluntarily Certified | ACAirCoolAllPhase&gt;=240k&lt; | False | False |  |  |  |  | 10.2 |  | 17.7 | 13.2 | [6 empty] | 410000 | Electric Resistance Heating Or | 08/29/2023 |  | 11/13/2023
Daikin Comfort Technologies Manufacturing, L.P. | Daikin | DPSA040A2BPCVF0B04500*0 |  | Voluntarily Certified | ACAirCoolAllPhase&gt;=240k&lt; | False | False |  |  |  |  | 10 |  | 17.8 | 13.2 | [6 empty] | 392000 | Electric Resistance Heating Or | 08/29/2023 |  | 11/13/2023
Daikin Comfort Technologies Manufacturing, L.P. | Daikin | DPSA040A2BPDVE0B02560*0 |  | Voluntarily Certified | ACAirCoolAllPhase&gt;=240k&lt; | False | False |  |  |  |  | 10 |  | 16.9 | 13.2 | [6 empty] | 405000 | Electric Resistance Heating Or | 08/29/2023 |  | 11/13/2023
Daikin Comfort Technologies Manufacturing, L.P. | Daikin | DPSA040A2BPDVE0B02630*0 |  | Voluntarily Certified | ACAirCoolAllPhase&gt;=240k&lt; | False | False |  |  |  |  | 10 |  | 16.9 | 13.2 | [6 empty] | 405000 | Electric Resistance Heating Or | 08/29/2023 |  | 11/13/2023
Daikin Comfort Technologies Manufacturing, L.P. | Daikin | DPSA040A2BPDVE0B04450*0 |  | Voluntarily Certified | ACAirCoolAllPhase&gt;=240k&lt; | False | False |  |  |  |  | 10 |  | 16.8 | 13.2 | [6 empty] | 405000 | Electric Resistance Heating Or | 08/29/2023 |  | 11/13/2023
Daikin Comfort Technologies Manufacturing, L.P. | Daikin | DPSA040A2BPDVE0B04500*0 |  | Voluntarily Certified | ACAirCoolAllPhase&gt;=240k&lt; | False | False |  |  |  |  | 10.1 |  | 16.8 | 13.2 | [6 empty] | 410000 | Electric Resistance Heating Or | 08/29/2023 |  | 11/13/2023
Daikin Comfort Technologies Manufacturing, L.P. | Daikin | DPSA040A2BPDVE0B04500*E |  | Voluntarily Certified | ACAirCoolAllPhase&gt;=240k&lt; | False | False |  |  |  |  | 10 |  | 16.7 | 13.2 | [6 empty] | 410000 | Electric Resistance Heating Or | 08/29/2023 |  | 11/13/2023
Daikin Comfort Technologies Manufacturing, L.P. | Daikin | DPSA040A2BPDVE0B04560*0 |  | Voluntarily Certified | ACAirCoolAllPhase&gt;=240k&lt; | False | False |  |  |  |  | 10 |  | 16.8 | 13.2 | [6 empty] | 405000 | Electric Resistance Heating Or | 08/29/2023 |  | 11/13/2023
Daikin Comfort Technologies Manufacturing, L.P. | Daikin | DPSA040A2BPDVF0B02560*0 |  | Voluntarily Certified | ACAirCoolAllPhase&gt;=240k&lt; | False | False |  |  |  |  | 10 |  | 17.8 | 13.2 | [6 empty] | 400000 | Electric Resistance Heating Or | 08/29/2023 |  | 11/13/2023
Daikin Comfort Technologies Manufacturing, L.P. | Daikin | DPSA040A2BPDVF0B02560*E |  | Voluntarily Certified | ACAirCoolAllPhase&gt;=240k&lt; | False | False |  |  |  |  | 10.1 |  | 17.7 | 13.2 | [6 empty] | 405000 | Electric Resistance Heating Or | 08/29/2023 |  | 11/13/2023
Daikin Comfort Technologies Manufacturing, L.P. | Daikin | DPSA040A2BPDVF0B02630*0 |  | Voluntarily Certified | ACAirCoolAllPhase&gt;=240k&lt; | False | False |  |  |  |  | 10 |  | 17.8 | 13.2 | [6 empty] | 400000 | Electric Resistance Heating Or | 08/29/2023 |  | 11/13/2023
Daikin Comfort Technologies Manufacturing, L.P. | Daikin | DPSA040A2BPDVF0B02630*E |  | Voluntarily Certified | ACAirCoolAllPhase&gt;=240k&lt; | False | False |  |  |  |  | 10 |  | 17.7 | 13.2 | [6 empty] | 405000 | Electric Resistance Heating Or | 08/29/2023 |  | 11/13/2023
Daikin Comfort Technologies Manufacturing, L.P. | Daikin | DPSA040A2BPDVF0B04450*0 |  | Voluntarily Certified | ACAirCoolAllPhase&gt;=240k&lt; | False | False |  |  |  |  | 10 |  | 17.7 | 13.2 | [6 empty] | 400000 | Electric Resistance Heating Or | 08/29/2023 |  | 11/13/2023
Daikin Comfort Technologies Manufacturing, L.P. | Daikin | DPSA040A2BPDVF0B04450*E |  | Voluntarily Certified | ACAirCoolAllPhase&gt;=240k&lt; | False | False |  |  |  |  | 10 |  | 17.6 | 13.2 | [6 empty] | 405000 | Electric Resistance Heating Or | 08/29/2023 |  | 11/13/2023
Daikin Comfort Technologies Manufacturing, L.P. | Daikin | DPSA040A2BPDVF0B04500*0 |  | Voluntarily Certified | ACAirCoolAllPhase&gt;=240k&lt; | False | False |  |  |  |  | 10.1 |  | 17.7 | 13.2 | [6 empty] | 405000 | Electric Resistance Heating Or | 08/29/2023 |  | 11/13/2023
Daikin Comfort Technologies Manufacturing, L.P. | Daikin | DPSA040A2BPDVF0B04500*E |  | Voluntarily Certified | ACAirCoolAllPhase&gt;=240k&lt; | False | False |  |  |  |  | 10 |  | 17.6 | 13.2 | [6 empty] | 405000 | Electric Resistance Heating Or | 08/29/2023 |  | 11/13/2023
Daikin Comfort Technologies Manufacturing, L.P. | Daikin | DPSA040A2BPDVF0B04560*0 |  | Voluntarily Certified | ACAirCoolAllPhase&gt;=240k&lt; | False | False |  |  |  |  | 10 |  | 17.7 | 13.2 | [6 empty] | 400000 | Electric Resistance Heating Or | 08/29/2023 |  | 11/13/2023
Daikin Comfort Technologies Manufacturing, L.P. | Daikin | DPSA040A2BPDVF0B04560*E |  | Voluntarily Certified | ACAirCoolAllPhase&gt;=240k&lt; | False | False |  |  |  |  | 10 |  | 17.6 | 13.2 | [6 empty] | 405000 | Electric Resistance Heating Or | 08/29/2023 |  | 11/13/2023
Daikin Comfort Technologies Manufacturing, L.P. | Daikin | DPSA040A2BSAS*0B02450*0 |  | Voluntarily Certified | ACAirCoolAllPhase&gt;=240k&lt; | False | False |  |  |  |  | 11 |  | 14.6 | 13.2 | [6 empty] | 435000 | Electric Resistance Heating Or | 08/29/2023 |  | 11/13/2023
Daikin Comfort Technologies Manufacturing, L.P. | Daikin | DPSA040A2BSAS*0B02450*E |  | Voluntarily Certified | ACAirCoolAllPhase&gt;=240k&lt; | False | False |  |  |  |  | 11 |  | 14.6 | 13.2 | [6 empty] | 435000 | Electric Resistance Heating Or | 08/29/2023 |  | 11/13/2023
Daikin Comfort Technologies Manufacturing, L.P. | Daikin | DPSA040A2BSAS*0B02500*0 |  | Voluntarily Certified | ACAirCoolAllPhase&gt;=240k&lt; | False | False |  |  |  |  | 11 |  | 14.6 | 13.2 | [6 empty] | 435000 | Electric Resistance Heating Or | 08/29/2023 |  | 11/13/2023
Daikin Comfort Technologies Manufacturing, L.P. | Daikin | DPSA040A2BSAS*0B02500*E |  | Voluntarily Certified | ACAirCoolAllPhase&gt;=240k&lt; | False | False |  |  |  |  | 11 |  | 14.6 | 13.2 | [6 empty] | 435000 | Electric Resistance Heating Or | 08/29/2023 |  | 11/13/2023
Daikin Comfort Technologies Manufacturing, L.P. | Daikin | DPSA040A2BSAS*0B02560*0 |  | Voluntarily Certified | ACAirCoolAllPhase&gt;=240k&lt; | False | False |  |  |  |  | 11 |  | 14.6 | 13.2 | [6 empty] | 435000 | Electric Resistance Heating Or | 08/29/2023 |  | 11/13/2023
Daikin Comfort Technologies Manufacturing, L.P. | Daikin | DPSA040A2BSAS*0B02560*E |  | Voluntarily Certified | ACAirCoolAllPhase&gt;=240k&lt; | False | False |  |  |  |  | 11 |  | 14.6 | 13.2 | [6 empty] | 435000 | Electric Resistance Heating Or | 08/29/2023 |  | 11/13/2023
Daikin Comfort Technologies Manufacturing, L.P. | Daikin | DPSA040A2BSAS*0B02630*0 |  | Voluntarily Certified | ACAirCoolAllPhase&gt;=240k&lt; | False | False |  |  |  |  | 11 |  | 14.6 | 13.2 | [6 empty] | 435000 | Electric Resistance Heating Or | 08/29/2023 |  | 11/13/2023
Daikin Comfort Technologies Manufacturing, L.P. | Daikin | DPSA040A2BSAS*0B02630*E |  | Voluntarily Certified | ACAirCoolAllPhase&gt;=240k&lt; | False | False |  |  |  |  | 11 |  | 14.6 | 13.2 | [6 empty] | 435000 | Electric Resistance Heating Or | 08/29/2023 |  | 11/13/2023
Daikin Comfort Technologies Manufacturing, L.P. | Daikin | DPSA040A2BSAS*0B04355*0 |  | Voluntarily Certified | ACAirCoolAllPhase&gt;=240k&lt; | False | False |  |  |  |  | 11 |  | 14.6 | 13.2 | [6 empty] | 435000 | Electric Resistance Heating Or | 08/29/2023 |  | 11/13/2023
Daikin Comfort Technologies Manufacturing, L.P. | Daikin | DPSA040A2BSAS*0B04355*E |  | Voluntarily Certified | ACAirCoolAllPhase&gt;=240k&lt; | False | False |  |  |  |  | 11 |  | 14.6 | 13.2 | [6 empty] | 435000 | Electric Resistance Heating Or | 08/29/2023 |  | 11/13/2023
Daikin Comfort Technologies Manufacturing, L.P. | Daikin | DPSA040A2BSAS*0B04450*0 |  | Voluntarily Certified | ACAirCoolAllPhase&gt;=240k&lt; | False | False |  |  |  |  | 11 |  | 14.6 | 13.2 | [6 empty] | 435000 | Electric Resistance Heating Or | 08/29/2023 |  | 11/13/2023
Daikin Comfort Technologies Manufacturing, L.P. | Daikin | DPSA040A2BSAS*0B04450*E |  | Voluntarily Certified | ACAirCoolAllPhase&gt;=240k&lt; | False | False |  |  |  |  | 11 |  | 14.6 | 13.2 | [6 empty] | 435000 | Electric Resistance Heating Or | 08/29/2023 |  | 11/13/2023
Daikin Comfort Technologies Manufacturing, L.P. | Daikin | DPSA040A2BSAS*0B04500*0 |  | Voluntarily Certified | ACAirCoolAllPhase&gt;=240k&lt; | False | False |  |  |  |  | 11 |  | 14.6 | 13.2 | [6 empty] | 435000 | Electric Resistance Heating Or | 08/29/2023 |  | 11/13/2023
Daikin Comfort Technologies Manufacturing, L.P. | Daikin | DPSA040A2BSAS*0B04500*E |  | Voluntarily Certified | ACAirCoolAllPhase&gt;=240k&lt; | False | False |  |  |  |  | 11 |  | 14.6 | 13.2 | [6 empty] | 435000 | Electric Resistance Heating Or | 08/29/2023 |  | 11/13/2023
Daikin Comfort Technologies Manufacturing, L.P. | Daikin | DPSA040A2BSAS*0B04560*0 |  | Voluntarily Certified | ACAirCoolAllPhase&gt;=240k&lt; | False | False |  |  |  |  | 11 |  | 14.6 | 13.2 | [6 empty] | 435000 | Electric Resistance Heating Or | 08/29/2023 |  | 11/13/2023
Daikin Comfort Technologies Manufacturing, L.P. | Daikin | DPSA040A2BSAS*0B04560*E |  | Voluntarily Certified | ACAirCoolAllPhase&gt;=240k&lt; | False | False |  |  |  |  | 11 |  | 14.6 | 13.2 | [6 empty] | 435000 | Electric Resistance Heating Or | 08/29/2023 |  | 11/13/2023
Daikin Comfort Technologies Manufacturing, L.P. | Daikin | DPSA040A2BSASA0B02450*0 |  | Voluntarily Certified | ACAirCoolAllPhase&gt;=240k&lt; | False | False |  |  |  |  | 11 |  | 14.6 | 13.2 | [6 empty] | 435000 | Electric Resistance Heating Or | 08/29/2023 |  | 11/13/2023
Daikin Comfort Technologies Manufacturing, L.P. | Daikin | DPSA040A2BSASA0B02450*E |  | Voluntarily Certified | ACAirCoolAllPhase&gt;=240k&lt; | False | False |  |  |  |  | 11 |  | 14.6 | 13.2 | [6 empty] | 435000 | Electric Resistance Heating Or | 08/29/2023 |  | 11/13/2023
Daikin Comfort Technologies Manufacturing, L.P. | Daikin | DPSA040A2BSASA0B02500*0 |  | Voluntarily Certified | ACAirCoolAllPhase&gt;=240k&lt; | False | False |  |  |  |  | 11 |  | 14.6 | 13.2 | [6 empty] | 435000 | Electric Resistance Heating Or | 08/29/2023 |  | 11/13/2023
Daikin Comfort Technologies Manufacturing, L.P. | Daikin | DPSA040A2BSASA0B02500*E |  | Voluntarily Certified | ACAirCoolAllPhase&gt;=240k&lt; | False | False |  |  |  |  | 11 |  | 14.6 | 13.2 | [6 empty] | 435000 | Electric Resistance Heating Or | 08/29/2023 |  | 11/13/2023
Daikin Comfort Technologies Manufacturing, L.P. | Daikin | DPSA040A2BSASA0B02560*0 |  | Voluntarily Certified | ACAirCoolAllPhase&gt;=240k&lt; | False | False |  |  |  |  | 11 |  | 14.6 | 13.2 | [6 empty] | 435000 | Electric Resistance Heating Or | 08/29/2023 |  | 11/13/2023
Daikin Comfort Technologies Manufacturing, L.P. | Daikin | DPSA040A2BSASA0B02560*E |  | Voluntarily Certified | ACAirCoolAllPhase&gt;=240k&lt; | False | False |  |  |  |  | 11 |  | 14.6 | 13.2 | [6 empty] | 435000 | Electric Resistance Heating Or | 08/29/2023 |  | 11/13/2023
Daikin Comfort Technologies Manufacturing, L.P. | Daikin | DPSA040A2BSASA0B02630*0 |  | Voluntarily Certified | ACAirCoolAllPhase&gt;=240k&lt; | False | False |  |  |  |  | 11 |  | 14.6 | 13.2 | [6 empty] | 435000 | Electric Resistance Heating Or | 08/29/2023 |  | 11/13/2023
Daikin Comfort Technologies Manufacturing, L.P. | Daikin | DPSA040A2BSASA0B02630*E |  | Voluntarily Certified | ACAirCoolAllPhase&gt;=240k&lt; | False | False |  |  |  |  | 11 |  | 14.6 | 13.2 | [6 empty] | 435000 | Electric Resistance Heating Or | 08/29/2023 |  | 11/13/2023
Daikin Comfort Technologies Manufacturing, L.P. | Daikin | DPSA040A2BSASA0B04355*0 |  | Voluntarily Certified | ACAirCoolAllPhase&gt;=240k&lt; | False | False |  |  |  |  | 11 |  | 14.6 | 13.2 | [6 empty] | 435000 | Electric Resistance Heating Or | 08/29/2023 |  | 11/13/2023
Daikin Comfort Technologies Manufacturing, L.P. | Daikin | DPSA040A2BSASA0B04355*E |  | Voluntarily Certified | ACAirCoolAllPhase&gt;=240k&lt; | False | False |  |  |  |  | 11 |  | 14.6 | 13.2 | [6 empty] | 435000 | Electric Resistance Heating Or | 08/29/2023 |  | 11/13/2023
Daikin Comfort Technologies Manufacturing, L.P. | Daikin | DPSA040A2BSASA0B04450*0 |  | Voluntarily Certified | ACAirCoolAllPhase&gt;=240k&lt; | False | False |  |  |  |  | 11 |  | 14.6 | 13.2 | [6 empty] | 435000 | Electric Resistance Heating Or | 08/29/2023 |  | 11/13/2023
Daikin Comfort Technologies Manufacturing, L.P. | Daikin | DPSA040A2BSASA0B04450*E |  | Voluntarily Certified | ACAirCoolAllPhase&gt;=240k&lt; | False | False |  |  |  |  | 11 |  | 14.6 | 13.2 | [6 empty] | 435000 | Electric Resistance Heating Or | 08/29/2023 |  | 11/13/2023
Daikin Comfort Technologies Manufacturing, L.P. | Daikin | DPSA040A2BSASA0B04500*0 |  | Voluntarily Certified | ACAirCoolAllPhase&gt;=240k&lt; | False | False |  |  |  |  | 11 |  | 14.6 | 13.2 | [6 empty] | 435000 | Electric Resistance Heating Or | 08/29/2023 |  | 11/13/2023
Daikin Comfort Technologies Manufacturing, L.P. | Daikin | DPSA040A2BSASA0B04500*E |  | Voluntarily Certified | ACAirCoolAllPhase&gt;=240k&lt; | False | False |  |  |  |  | 11 |  | 14.6 | 13.2 | [6 empty] | 435000 | Electric Resistance Heating Or | 08/29/2023 |  | 11/13/2023
Daikin Comfort Technologies Manufacturing, L.P. | Daikin | DPSA040A2BSASA0B04560*0 |  | Voluntarily Certified | ACAirCoolAllPhase&gt;=240k&lt; | False | False |  |  |  |  | 11 |  | 14.6 | 13.2 | [6 empty] | 435000 | Electric Resistance Heating Or | 08/29/2023 |  | 11/13/2023
Daikin Comfort Technologies Manufacturing, L.P. | Daikin | DPSA040A2BSASA0B04560*E |  | Voluntarily Certified | ACAirCoolAllPhase&gt;=240k&lt; | False | False |  |  |  |  | 11 |  | 14.6 | 13.2 | [6 empty] | 435000 | Electric Resistance Heating Or | 08/29/2023 |  | 11/13/2023
Daikin Comfort Technologies Manufacturing, L.P. | Daikin | DPSA040A2BSASB0B02450*0 |  | Voluntarily Certified | ACAirCoolAllPhase&gt;=240k&lt; | False | False |  |  |  |  | 11 |  | 14.6 | 13.2 | [6 empty] | 435000 | Electric Resistance Heating Or | 08/29/2023 |  | 11/13/2023
Daikin Comfort Technologies Manufacturing, L.P. | Daikin | DPSA040A2BSASB0B02450*E |  | Voluntarily Certified | ACAirCoolAllPhase&gt;=240k&lt; | False | False |  |  |  |  | 11 |  | 14.6 | 13.2 | [6 empty] | 435000 | Electric Resistance Heating Or | 08/29/2023 |  | 11/13/2023
Daikin Comfort Technologies Manufacturing, L.P. | Daikin | DPSA040A2BSASB0B02500*0 |  | Voluntarily Certified | ACAirCoolAllPhase&gt;=240k&lt; | False | False |  |  |  |  | 11 |  | 14.6 | 13.2 | [6 empty] | 435000 | Electric Resistance Heating Or | 08/29/2023 |  | 11/13/2023
Daikin Comfort Technologies Manufacturing, L.P. | Daikin | DPSA040A2BSASB0B02500*E |  | Voluntarily Certified | ACAirCoolAllPhase&gt;=240k&lt; | False | False |  |  |  |  | 11 |  | 14.6 | 13.2 | [6 empty] | 435000 | Electric Resistance Heating Or | 08/29/2023 |  | 11/13/2023
Daikin Comfort Technologies Manufacturing, L.P. | Daikin | DPSA040A2BSASB0B02560*0 |  | Voluntarily Certified | ACAirCoolAllPhase&gt;=240k&lt; | False | False |  |  |  |  | 11 |  | 14.6 | 13.2 | [6 empty] | 435000 | Electric Resistance Heating Or | 08/29/2023 |  | 11/13/2023
Daikin Comfort Technologies Manufacturing, L.P. | Daikin | DPSA040A2BSASB0B02560*E |  | Voluntarily Certified | ACAirCoolAllPhase&gt;=240k&lt; | False | False |  |  |  |  | 11 |  | 14.6 | 13.2 | [6 empty] | 435000 | Electric Resistance Heating Or | 08/29/2023 |  | 11/13/2023
Daikin Comfort Technologies Manufacturing, L.P. | Daikin | DPSA040A2BSASB0B02630*0 |  | Voluntarily Certified | ACAirCoolAllPhase&gt;=240k&lt; | False | False |  |  |  |  | 11 |  | 14.6 | 13.2 | [6 empty] | 435000 | Electric Resistance Heating Or | 08/29/2023 |  | 11/13/2023
Daikin Comfort Technologies Manufacturing, L.P. | Daikin | DPSA040A2BSASB0B02630*E |  | Voluntarily Certified | ACAirCoolAllPhase&gt;=240k&lt; | False | False |  |  |  |  | 11 |  | 14.6 | 13.2 | [6 empty] | 435000 | Electric Resistance Heating Or | 08/29/2023 |  | 11/13/2023
Daikin Comfort Technologies Manufacturing, L.P. | Daikin | DPSA040A2BSASB0B04355*0 |  | Voluntarily Certified | ACAirCoolAllPhase&gt;=240k&lt; | False | False |  |  |  |  | 11 |  | 14.6 | 13.2 | [6 empty] | 435000 | Electric Resistance Heating Or | 08/29/2023 |  | 11/13/2023
Daikin Comfort Technologies Manufacturing, L.P. | Daikin | DPSA040A2BSASB0B04355*E |  | Voluntarily Certified | ACAirCoolAllPhase&gt;=240k&lt; | False | False |  |  |  |  | 11 |  | 14.6 | 13.2 | [6 empty] | 435000 | Electric Resistance Heating Or | 08/29/2023 |  | 11/13/2023
Daikin Comfort Technologies Manufacturing, L.P. | Daikin | DPSA040A2BSASB0B04450*0 |  | Voluntarily Certified | ACAirCoolAllPhase&gt;=240k&lt; | False | False |  |  |  |  | 11 |  | 14.6 | 13.2 | [6 empty] | 435000 | Electric Resistance Heating Or | 08/29/2023 |  | 11/13/2023
Daikin Comfort Technologies Manufacturing, L.P. | Daikin | DPSA040A2BSASB0B04450*E |  | Voluntarily Certified | ACAirCoolAllPhase&gt;=240k&lt; | False | False |  |  |  |  | 11 |  | 14.6 | 13.2 | [6 empty] | 435000 | Electric Resistance Heating Or | 08/29/2023 |  | 11/13/2023
Daikin Comfort Technologies Manufacturing, L.P. | Daikin | DPSA040A2BSASB0B04500*0 |  | Voluntarily Certified | ACAirCoolAllPhase&gt;=240k&lt; | False | False |  |  |  |  | 11 |  | 14.6 | 13.2 | [6 empty] | 435000 | Electric Resistance Heating Or | 08/29/2023 |  | 11/13/2023
Daikin Comfort Technologies Manufacturing, L.P. | Daikin | DPSA040A2BSASB0B04500*E |  | Voluntarily Certified | ACAirCoolAllPhase&gt;=240k&lt; | False | False |  |  |  |  | 11 |  | 14.6 | 13.2 | [6 empty] | 435000 | Electric Resistance Heating Or | 08/29/2023 |  | 11/13/2023
Daikin Comfort Technologies Manufacturing, L.P. | Daikin | DPSA040A2BSASB0B04560*0 |  | Voluntarily Certified | ACAirCoolAllPhase&gt;=240k&lt; | False | False |  |  |  |  | 11 |  | 14.6 | 13.2 | [6 empty] | 435000 | Electric Resistance Heating Or | 08/29/2023 |  | 11/13/2023
Daikin Comfort Technologies Manufacturing, L.P. | Daikin | DPSA040A2BSASB0B04560*E |  | Voluntarily Certified | ACAirCoolAllPhase&gt;=240k&lt; | False | False |  |  |  |  | 11 |  | 14.6 | 13.2 | [6 empty] | 435000 | Electric Resistance Heating Or | 08/29/2023 |  | 11/13/2023
Daikin Comfort Technologies Manufacturing, L.P. | Daikin | DPSA040A2BSBS*0B02450*0 |  | Voluntarily Certified | ACAirCoolAllPhase&gt;=240k&lt; | False | False |  |  |  |  | 11 |  | 14.6 | 13.2 | [6 empty] | 435000 | Electric Resistance Heating Or | 08/29/2023 |  | 11/13/2023
Daikin Comfort Technologies Manufacturing, L.P. | Daikin | DPSA040A2BSBS*0B02450*E |  | Voluntarily Certified | ACAirCoolAllPhase&gt;=240k&lt; | False | False |  |  |  |  | 11 |  | 14.6 | 13.2 | [6 empty] | 435000 | Electric Resistance Heating Or | 08/29/2023 |  | 11/13/2023
Daikin Comfort Technologies Manufacturing, L.P. | Daikin | DPSA040A2BSBS*0B02500*0 |  | Voluntarily Certified | ACAirCoolAllPhase&gt;=240k&lt; | False | False |  |  |  |  | 11 |  | 14.6 | 13.2 | [6 empty] | 435000 | Electric Resistance Heating Or | 08/29/2023 |  | 11/13/2023
Daikin Comfort Technologies Manufacturing, L.P. | Daikin | DPSA040A2BSBS*0B02500*E |  | Voluntarily Certified | ACAirCoolAllPhase&gt;=240k&lt; | False | False |  |  |  |  | 11 |  | 14.6 | 13.2 | [6 empty] | 435000 | Electric Resistance Heating Or | 08/29/2023 |  | 11/13/2023
Daikin Comfort Technologies Manufacturing, L.P. | Daikin | DPSA040A2BSBS*0B02560*0 |  | Voluntarily Certified | ACAirCoolAllPhase&gt;=240k&lt; | False | False |  |  |  |  | 11 |  | 14.6 | 13.2 | [6 empty] | 435000 | Electric Resistance Heating Or | 08/29/2023 |  | 11/13/2023
Daikin Comfort Technologies Manufacturing, L.P. | Daikin | DPSA040A2BSBS*0B02560*E |  | Voluntarily Certified | ACAirCoolAllPhase&gt;=240k&lt; | False | False |  |  |  |  | 11 |  | 14.6 | 13.2 | [6 empty] | 435000 | Electric Resistance Heating Or | 08/29/2023 |  | 11/13/2023
Daikin Comfort Technologies Manufacturing, L.P. | Daikin | DPSA040A2BSBS*0B02630*0 |  | Voluntarily Certified | ACAirCoolAllPhase&gt;=240k&lt; | False | False |  |  |  |  | 11 |  | 14.6 | 13.2 | [6 empty] | 435000 | Electric Resistance Heating Or | 08/29/2023 |  | 11/13/2023
Daikin Comfort Technologies Manufacturing, L.P. | Daikin | DPSA040A2BSBS*0B02630*E |  | Voluntarily Certified | ACAirCoolAllPhase&gt;=240k&lt; | False | False |  |  |  |  | 11 |  | 14.6 | 13.2 | [6 empty] | 435000 | Electric Resistance Heating Or | 08/29/2023 |  | 11/13/2023
Daikin Comfort Technologies Manufacturing, L.P. | Daikin | DPSA040A2BSBS*0B04355*0 |  | Voluntarily Certified | ACAirCoolAllPhase&gt;=240k&lt; | False | False |  |  |  |  | 11 |  | 14.6 | 13.2 | [6 empty] | 435000 | Electric Resistance Heating Or | 08/29/2023 |  | 11/13/2023
Daikin Comfort Technologies Manufacturing, L.P. | Daikin | DPSA040A2BSBS*0B04355*E |  | Voluntarily Certified | ACAirCoolAllPhase&gt;=240k&lt; | False | False |  |  |  |  | 11 |  | 14.6 | 13.2 | [6 empty] | 435000 | Electric Resistance Heating Or | 08/29/2023 |  | 11/13/2023
Daikin Comfort Technologies Manufacturing, L.P. | Daikin | DPSA040A2BSBS*0B04450*0 |  | Voluntarily Certified | ACAirCoolAllPhase&gt;=240k&lt; | False | False |  |  |  |  | 11 |  | 14.6 | 13.2 | [6 empty] | 435000 | Electric Resistance Heating Or | 08/29/2023 |  | 11/13/2023
Daikin Comfort Technologies Manufacturing, L.P. | Daikin | DPSA040A2BSBS*0B04450*E |  | Voluntarily Certified | ACAirCoolAllPhase&gt;=240k&lt; | False | False |  |  |  |  | 11 |  | 14.6 | 13.2 | [6 empty] | 435000 | Electric Resistance Heating Or | 08/29/2023 |  | 11/13/2023
Daikin Comfort Technologies Manufacturing, L.P. | Daikin | DPSA040A2BSBS*0B04500*0 |  | Voluntarily Certified | ACAirCoolAllPhase&gt;=240k&lt; | False | False |  |  |  |  | 11 |  | 14.6 | 13.2 | [6 empty] | 435000 | Electric Resistance Heating Or | 08/29/2023 |  | 11/13/2023
Daikin Comfort Technologies Manufacturing, L.P. | Daikin | DPSA040A2BSBS*0B04500*E |  | Voluntarily Certified | ACAirCoolAllPhase&gt;=240k&lt; | False | False |  |  |  |  | 11 |  | 14.6 | 13.2 | [6 empty] | 435000 | Electric Resistance Heating Or | 08/29/2023 |  | 11/13/2023
Daikin Comfort Technologies Manufacturing, L.P. | Daikin | DPSA040A2BSBS*0B04560*0 |  | Voluntarily Certified | ACAirCoolAllPhase&gt;=240k&lt; | False | False |  |  |  |  | 11 |  | 14.6 | 13.2 | [6 empty] | 435000 | Electric Resistance Heating Or | 08/29/2023 |  | 11/13/2023
Daikin Comfort Technologies Manufacturing, L.P. | Daikin | DPSA040A2BSBS*0B04560*E |  | Voluntarily Certified | ACAirCoolAllPhase&gt;=240k&lt; | False | False |  |  |  |  | 11 |  | 14.6 | 13.2 | [6 empty] | 435000 | Electric Resistance Heating Or | 08/29/2023 |  | 11/13/2023
Daikin Comfort Technologies Manufacturing, L.P. | Daikin | DPSA040A2BSBSA0B02450*0 |  | Voluntarily Certified | ACAirCoolAllPhase&gt;=240k&lt; | False | False |  |  |  |  | 11 |  | 14.6 | 13.2 | [6 empty] | 435000 | Electric Resistance Heating Or | 08/29/2023 |  | 11/13/2023
Daikin Comfort Technologies Manufacturing, L.P. | Daikin | DPSA040A2BSBSA0B02450*E |  | Voluntarily Certified | ACAirCoolAllPhase&gt;=240k&lt; | False | False |  |  |  |  | 11 |  | 14.6 | 13.2 | [6 empty] | 435000 | Electric Resistance Heating Or | 08/29/2023 |  | 11/13/2023
Daikin Comfort Technologies Manufacturing, L.P. | Daikin | DPSA040A2BSBSA0B02500*0 |  | Voluntarily Certified | ACAirCoolAllPhase&gt;=240k&lt; | False | False |  |  |  |  | 11 |  | 14.6 | 13.2 | [6 empty] | 435000 | Electric Resistance Heating Or | 08/29/2023 |  | 11/13/2023
Daikin Comfort Technologies Manufacturing, L.P. | Daikin | DPSA040A2BSBSA0B02500*E |  | Voluntarily Certified | ACAirCoolAllPhase&gt;=240k&lt; | False | False |  |  |  |  | 11 |  | 14.6 | 13.2 | [6 empty] | 435000 | Electric Resistance Heating Or | 08/29/2023 |  | 11/13/2023
Daikin Comfort Technologies Manufacturing, L.P. | Daikin | DPSA040A2BSBSA0B02560*0 |  | Voluntarily Certified | ACAirCoolAllPhase&gt;=240k&lt; | False | False |  |  |  |  | 11 |  | 14.6 | 13.2 | [6 empty] | 435000 | Electric Resistance Heating Or | 08/29/2023 |  | 11/13/2023
Daikin Comfort Technologies Manufacturing, L.P. | Daikin | DPSA040A2BSBSA0B02560*E |  | Voluntarily Certified | ACAirCoolAllPhase&gt;=240k&lt; | False | False |  |  |  |  | 11 |  | 14.6 | 13.2 | [6 empty] | 435000 | Electric Resistance Heating Or | 08/29/2023 |  | 11/13/2023
Daikin Comfort Technologies Manufacturing, L.P. | Daikin | DPSA040A2BSBSA0B02630*0 |  | Voluntarily Certified | ACAirCoolAllPhase&gt;=240k&lt; | False | False |  |  |  |  | 11 |  | 14.6 | 13.2 | [6 empty] | 435000 | Electric Resistance Heating Or | 08/29/2023 |  | 11/13/2023
Daikin Comfort Technologies Manufacturing, L.P. | Daikin | DPSA040A2BSBSA0B02630*E |  | Voluntarily Certified | ACAirCoolAllPhase&gt;=240k&lt; | False | False |  |  |  |  | 11 |  | 14.6 | 13.2 | [6 empty] | 435000 | Electric Resistance Heating Or | 08/29/2023 |  | 11/13/2023
Daikin Comfort Technologies Manufacturing, L.P. | Daikin | DPSA040A2BSBSA0B04355*0 |  | Voluntarily Certified | ACAirCoolAllPhase&gt;=240k&lt; | False | False |  |  |  |  | 11 |  | 14.6 | 13.2 | [6 empty] | 435000 | Electric Resistance Heating Or | 08/29/2023 |  | 11/13/2023
Daikin Comfort Technologies Manufacturing, L.P. | Daikin | DPSA040A2BSBSA0B04355*E |  | Voluntarily Certified | ACAirCoolAllPhase&gt;=240k&lt; | False | False |  |  |  |  | 11 |  | 14.6 | 13.2 | [6 empty] | 435000 | Electric Resistance Heating Or | 08/29/2023 |  | 11/13/2023
Daikin Comfort Technologies Manufacturing, L.P. | Daikin | DPSA040A2BSBSA0B04450*0 |  | Voluntarily Certified | ACAirCoolAllPhase&gt;=240k&lt; | False | False |  |  |  |  | 11 |  | 14.6 | 13.2 | [6 empty] | 435000 | Electric Resistance Heating Or | 08/29/2023 |  | 11/13/2023
Daikin Comfort Technologies Manufacturing, L.P. | Daikin | DPSA040A2BSBSA0B04450*E |  | Voluntarily Certified | ACAirCoolAllPhase&gt;=240k&lt; | False | False |  |  |  |  | 11 |  | 14.6 | 13.2 | [6 empty] | 435000 | Electric Resistance Heating Or | 08/29/2023 |  | 11/13/2023
Daikin Comfort Technologies Manufacturing, L.P. | Daikin | DPSA040A2BSBSA0B04500*0 |  | Voluntarily Certified | ACAirCoolAllPhase&gt;=240k&lt; | False | False |  |  |  |  | 11 |  | 14.6 | 13.2 | [6 empty] | 435000 | Electric Resistance Heating Or | 08/29/2023 |  | 11/13/2023
Daikin Comfort Technologies Manufacturing, L.P. | Daikin | DPSA040A2BSBSA0B04500*E |  | Voluntarily Certified | ACAirCoolAllPhase&gt;=240k&lt; | False | False |  |  |  |  | 11 |  | 14.6 | 13.2 | [6 empty] | 435000 | Electric Resistance Heating Or | 08/29/2023 |  | 11/13/2023
Daikin Comfort Technologies Manufacturing, L.P. | Daikin | DPSA040A2BSBSA0B04560*0 |  | Voluntarily Certified | ACAirCoolAllPhase&gt;=240k&lt; | False | False |  |  |  |  | 11 |  | 14.6 | 13.2 | [6 empty] | 435000 | Electric Resistance Heating Or | 08/29/2023 |  | 11/13/2023
Daikin Comfort Technologies Manufacturing, L.P. | Daikin | DPSA040A2BSBSA0B04560*E |  | Voluntarily Certified | ACAirCoolAllPhase&gt;=240k&lt; | False | False |  |  |  |  | 11 |  | 14.6 | 13.2 | [6 empty] | 435000 | Electric Resistance Heating Or | 08/29/2023 |  | 11/13/2023
Daikin Comfort Technologies Manufacturing, L.P. | Daikin | DPSA040A2BSBSB0B02450*0 |  | Voluntarily Certified | ACAirCoolAllPhase&gt;=240k&lt; | False | False |  |  |  |  | 11 |  | 14.6 | 13.2 | [6 empty] | 435000 | Electric Resistance Heating Or | 08/29/2023 |  | 11/13/2023
Daikin Comfort Technologies Manufacturing, L.P. | Daikin | DPSA040A2BSBSB0B02450*E |  | Voluntarily Certified | ACAirCoolAllPhase&gt;=240k&lt; | False | False |  |  |  |  | 11 |  | 14.6 | 13.2 | [6 empty] | 435000 | Electric Resistance Heating Or | 08/29/2023 |  | 11/13/2023
Daikin Comfort Technologies Manufacturing, L.P. | Daikin | DPSA040A2BSBSB0B02500*0 |  | Voluntarily Certified | ACAirCoolAllPhase&gt;=240k&lt; | False | False |  |  |  |  | 11 |  | 14.6 | 13.2 | [6 empty] | 435000 | Electric Resistance Heating Or | 08/29/2023 |  | 11/13/2023
Daikin Comfort Technologies Manufacturing, L.P. | Daikin | DPSA040A2BSBSB0B02500*E |  | Voluntarily Certified | ACAirCoolAllPhase&gt;=240k&lt; | False | False |  |  |  |  | 11 |  | 14.6 | 13.2 | [6 empty] | 435000 | Electric Resistance Heating Or | 08/29/2023 |  | 11/13/2023
Daikin Comfort Technologies Manufacturing, L.P. | Daikin | DPSA040A2BSBSB0B02560*0 |  | Voluntarily Certified | ACAirCoolAllPhase&gt;=240k&lt; | False | False |  |  |  |  | 11 |  | 14.6 | 13.2 | [6 empty] | 435000 | Electric Resistance Heating Or | 08/29/2023 |  | 11/13/2023
Daikin Comfort Technologies Manufacturing, L.P. | Daikin | DPSA040A2BSBSB0B02560*E |  | Voluntarily Certified | ACAirCoolAllPhase&gt;=240k&lt; | False | False |  |  |  |  | 11 |  | 14.6 | 13.2 | [6 empty] | 435000 | Electric Resistance Heating Or | 08/29/2023 |  | 11/13/2023
Daikin Comfort Technologies Manufacturing, L.P. | Daikin | DPSA040A2BSBSB0B02630*0 |  | Voluntarily Certified | ACAirCoolAllPhase&gt;=240k&lt; | False | False |  |  |  |  | 11 |  | 14.6 | 13.2 | [6 empty] | 435000 | Electric Resistance Heating Or | 08/29/2023 |  | 11/13/2023
Daikin Comfort Technologies Manufacturing, L.P. | Daikin | DPSA040A2BSBSB0B02630*E |  | Voluntarily Certified | ACAirCoolAllPhase&gt;=240k&lt; | False | False |  |  |  |  | 11 |  | 14.6 | 13.2 | [6 empty] | 435000 | Electric Resistance Heating Or | 08/29/2023 |  | 11/13/2023
Daikin Comfort Technologies Manufacturing, L.P. | Daikin | DPSA040A2BSBSB0B04355*0 |  | Voluntarily Certified | ACAirCoolAllPhase&gt;=240k&lt; | False | False |  |  |  |  | 11 |  | 14.6 | 13.2 | [6 empty] | 435000 | Electric Resistance Heating Or | 08/29/2023 |  | 11/13/2023
Daikin Comfort Technologies Manufacturing, L.P. | Daikin | DPSA040A2BSBSB0B04355*E |  | Voluntarily Certified | ACAirCoolAllPhase&gt;=240k&lt; | False | False |  |  |  |  | 11 |  | 14.6 | 13.2 | [6 empty] | 435000 | Electric Resistance Heating Or | 08/29/2023 |  | 11/13/2023
Daikin Comfort Technologies Manufacturing, L.P. | Daikin | DPSA040A2BSBSB0B04450*0 |  | Voluntarily Certified | ACAirCoolAllPhase&gt;=240k&lt; | False | False |  |  |  |  | 11 |  | 14.6 | 13.2 | [6 empty] | 435000 | Electric Resistance Heating Or | 08/29/2023 |  | 11/13/2023
Daikin Comfort Technologies Manufacturing, L.P. | Daikin | DPSA040A2BSBSB0B04450*E |  | Voluntarily Certified | ACAirCoolAllPhase&gt;=240k&lt; | False | False |  |  |  |  | 11 |  | 14.6 | 13.2 | [6 empty] | 435000 | Electric Resistance Heating Or | 08/29/2023 |  | 11/13/2023
Daikin Comfort Technologies Manufacturing, L.P. | Daikin | DPSA040A2BSBSB0B04500*0 |  | Voluntarily Certified | ACAirCoolAllPhase&gt;=240k&lt; | False | False |  |  |  |  | 11 |  | 14.6 | 13.2 | [6 empty] | 435000 | Electric Resistance Heating Or | 08/29/2023 |  | 11/13/2023
Daikin Comfort Technologies Manufacturing, L.P. | Daikin | DPSA040A2BSBSB0B04500*E |  | Voluntarily Certified | ACAirCoolAllPhase&gt;=240k&lt; | False | False |  |  |  |  | 11 |  | 14.6 | 13.2 | [6 empty] | 435000 | Electric Resistance Heating Or | 08/29/2023 |  | 11/13/2023
Daikin Comfort Technologies Manufacturing, L.P. | Daikin | DPSA040A2BSBSB0B04560*0 |  | Voluntarily Certified | ACAirCoolAllPhase&gt;=240k&lt; | False | False |  |  |  |  | 11 |  | 14.6 | 13.2 | [6 empty] | 435000 | Electric Resistance Heating Or | 08/29/2023 |  | 11/13/2023
Daikin Comfort Technologies Manufacturing, L.P. | Daikin | DPSA040A2BSBSB0B04560*E |  | Voluntarily Certified | ACAirCoolAllPhase&gt;=240k&lt; | False | False |  |  |  |  | 11 |  | 14.6 | 13.2 | [6 empty] | 435000 | Electric Resistance Heating Or | 08/29/2023 |  | 11/13/2023
Daikin Comfort Technologies Manufacturing, L.P. | Daikin | DPSA040A2BSCS*0B02450*0 |  | Voluntarily Certified | ACAirCoolAllPhase&gt;=240k&lt; | False | False |  |  |  |  | 11 |  | 14.6 | 13.2 | [6 empty] | 435000 | Electric Resistance Heating Or | 08/29/2023 |  | 11/13/2023
Daikin Comfort Technologies Manufacturing, L.P. | Daikin | DPSA040A2BSCS*0B02450*E |  | Voluntarily Certified | ACAirCoolAllPhase&gt;=240k&lt; | False | False |  |  |  |  | 11 |  | 14.6 | 13.2 | [6 empty] | 435000 | Electric Resistance Heating Or | 08/29/2023 |  | 11/13/2023
Daikin Comfort Technologies Manufacturing, L.P. | Daikin | DPSA040A2BSCS*0B02500*0 |  | Voluntarily Certified | ACAirCoolAllPhase&gt;=240k&lt; | False | False |  |  |  |  | 11 |  | 14.6 | 13.2 | [6 empty] | 435000 | Electric Resistance Heating Or | 08/29/2023 |  | 11/13/2023
Daikin Comfort Technologies Manufacturing, L.P. | Daikin | DPSA040A2BSCS*0B02500*E |  | Voluntarily Certified | ACAirCoolAllPhase&gt;=240k&lt; | False | False |  |  |  |  | 11 |  | 14.6 | 13.2 | [6 empty] | 435000 | Electric Resistance Heating Or | 08/29/2023 |  | 11/13/2023
Daikin Comfort Technologies Manufacturing, L.P. | Daikin | DPSA040A2BSCS*0B02560*0 |  | Voluntarily Certified | ACAirCoolAllPhase&gt;=240k&lt; | False | False |  |  |  |  | 11 |  | 14.6 | 13.2 | [6 empty] | 435000 | Electric Resistance Heating Or | 08/29/2023 |  | 11/13/2023
Daikin Comfort Technologies Manufacturing, L.P. | Daikin | DPSA040A2BSCS*0B02560*E |  | Voluntarily Certified | ACAirCoolAllPhase&gt;=240k&lt; | False | False |  |  |  |  | 11 |  | 14.6 | 13.2 | [6 empty] | 435000 | Electric Resistance Heating Or | 08/29/2023 |  | 11/13/2023
Daikin Comfort Technologies Manufacturing, L.P. | Daikin | DPSA040A2BSCS*0B02630*0 |  | Voluntarily Certified | ACAirCoolAllPhase&gt;=240k&lt; | False | False |  |  |  |  | 11 |  | 14.6 | 13.2 | [6 empty] | 435000 | Electric Resistance Heating Or | 08/29/2023 |  | 11/13/2023
Daikin Comfort Technologies Manufacturing, L.P. | Daikin | DPSA040A2BSCS*0B02630*E |  | Voluntarily Certified | ACAirCoolAllPhase&gt;=240k&lt; | False | False |  |  |  |  | 11 |  | 14.6 | 13.2 | [6 empty] | 435000 | Electric Resistance Heating Or | 08/29/2023 |  | 11/13/2023
Daikin Comfort Technologies Manufacturing, L.P. | Daikin | DPSA040A2BSCS*0B04355*0 |  | Voluntarily Certified | ACAirCoolAllPhase&gt;=240k&lt; | False | False |  |  |  |  | 11 |  | 14.6 | 13.2 | [6 empty] | 435000 | Electric Resistance Heating Or | 08/29/2023 |  | 11/13/2023
Daikin Comfort Technologies Manufacturing, L.P. | Daikin | DPSA040A2BSCS*0B04355*E |  | Voluntarily Certified | ACAirCoolAllPhase&gt;=240k&lt; | False | False |  |  |  |  | 11 |  | 14.6 | 13.2 | [6 empty] | 435000 | Electric Resistance Heating Or | 08/29/2023 |  | 11/13/2023
Daikin Comfort Technologies Manufacturing, L.P. | Daikin | DPSA040A2BSCS*0B04450*0 |  | Voluntarily Certified | ACAirCoolAllPhase&gt;=240k&lt; | False | False |  |  |  |  | 11 |  | 14.6 | 13.2 | [6 empty] | 435000 | Electric Resistance Heating Or | 08/29/2023 |  | 11/13/2023
Daikin Comfort Technologies Manufacturing, L.P. | Daikin | DPSA040A2BSCS*0B04450*E |  | Voluntarily Certified | ACAirCoolAllPhase&gt;=240k&lt; | False | False |  |  |  |  | 11 |  | 14.6 | 13.2 | [6 empty] | 435000 | Electric Resistance Heating Or | 08/29/2023 |  | 11/13/2023
Daikin Comfort Technologies Manufacturing, L.P. | Daikin | DPSA040A2BSCS*0B04500*0 |  | Voluntarily Certified | ACAirCoolAllPhase&gt;=240k&lt; | False | False |  |  |  |  | 11 |  | 14.6 | 13.2 | [6 empty] | 435000 | Electric Resistance Heating Or | 08/29/2023 |  | 11/13/2023
Daikin Comfort Technologies Manufacturing, L.P. | Daikin | DPSA040A2BSCS*0B04500*E |  | Voluntarily Certified | ACAirCoolAllPhase&gt;=240k&lt; | False | False |  |  |  |  | 11 |  | 14.6 | 13.2 | [6 empty] | 435000 | Electric Resistance Heating Or | 08/29/2023 |  | 11/13/2023
Daikin Comfort Technologies Manufacturing, L.P. | Daikin | DPSA040A2BSCS*0B04560*0 |  | Voluntarily Certified | ACAirCoolAllPhase&gt;=240k&lt; | False | False |  |  |  |  | 11 |  | 14.6 | 13.2 | [6 empty] | 435000 | Electric Resistance Heating Or | 08/29/2023 |  | 11/13/2023
Daikin Comfort Technologies Manufacturing, L.P. | Daikin | DPSA040A2BSCS*0B04560*E |  | Voluntarily Certified | ACAirCoolAllPhase&gt;=240k&lt; | False | False |  |  |  |  | 11 |  | 14.6 | 13.2 | [6 empty] | 435000 | Electric Resistance Heating Or | 08/29/2023 |  | 11/13/2023
Daikin Comfort Technologies Manufacturing, L.P. | Daikin | DPSA040A2BSCSA0B02450*0 |  | Voluntarily Certified | ACAirCoolAllPhase&gt;=240k&lt; | False | False |  |  |  |  | 11 |  | 14.6 | 13.2 | [6 empty] | 435000 | Electric Resistance Heating Or | 08/29/2023 |  | 11/13/2023
Daikin Comfort Technologies Manufacturing, L.P. | Daikin | DPSA040A2BSCSA0B02450*E |  | Voluntarily Certified | ACAirCoolAllPhase&gt;=240k&lt; | False | False |  |  |  |  | 11 |  | 14.6 | 13.2 | [6 empty] | 435000 | Electric Resistance Heating Or | 08/29/2023 |  | 11/13/2023
Daikin Comfort Technologies Manufacturing, L.P. | Daikin | DPSA040A2BSCSA0B02500*0 |  | Voluntarily Certified | ACAirCoolAllPhase&gt;=240k&lt; | False | False |  |  |  |  | 11 |  | 14.6 | 13.2 | [6 empty] | 435000 | Electric Resistance Heating Or | 08/29/2023 |  | 11/13/2023
Daikin Comfort Technologies Manufacturing, L.P. | Daikin | DPSA040A2BSCSA0B02500*E |  | Voluntarily Certified | ACAirCoolAllPhase&gt;=240k&lt; | False | False |  |  |  |  | 11 |  | 14.6 | 13.2 | [6 empty] | 435000 | Electric Resistance Heating Or | 08/29/2023 |  | 11/13/2023
Daikin Comfort Technologies Manufacturing, L.P. | Daikin | DPSA040A2BSCSA0B02560*0 |  | Voluntarily Certified | ACAirCoolAllPhase&gt;=240k&lt; | False | False |  |  |  |  | 11 |  | 14.6 | 13.2 | [6 empty] | 435000 | Electric Resistance Heating Or | 08/29/2023 |  | 11/13/2023
Daikin Comfort Technologies Manufacturing, L.P. | Daikin | DPSA040A2BSCSA0B02560*E |  | Voluntarily Certified | ACAirCoolAllPhase&gt;=240k&lt; | False | False |  |  |  |  | 11 |  | 14.6 | 13.2 | [6 empty] | 435000 | Electric Resistance Heating Or | 08/29/2023 |  | 11/13/2023
Daikin Comfort Technologies Manufacturing, L.P. | Daikin | DPSA040A2BSCSA0B02630*0 |  | Voluntarily Certified | ACAirCoolAllPhase&gt;=240k&lt; | False | False |  |  |  |  | 11 |  | 14.6 | 13.2 | [6 empty] | 435000 | Electric Resistance Heating Or | 08/29/2023 |  | 11/13/2023
Daikin Comfort Technologies Manufacturing, L.P. | Daikin | DPSA040A2BSCSA0B02630*E |  | Voluntarily Certified | ACAirCoolAllPhase&gt;=240k&lt; | False | False |  |  |  |  | 11 |  | 14.6 | 13.2 | [6 empty] | 435000 | Electric Resistance Heating Or | 08/29/2023 |  | 11/13/2023
Daikin Comfort Technologies Manufacturing, L.P. | Daikin | DPSA040A2BSCSA0B04355*0 |  | Voluntarily Certified | ACAirCoolAllPhase&gt;=240k&lt; | False | False |  |  |  |  | 11 |  | 14.6 | 13.2 | [6 empty] | 435000 | Electric Resistance Heating Or | 08/29/2023 |  | 11/13/2023
Daikin Comfort Technologies Manufacturing, L.P. | Daikin | DPSA040A2BSCSA0B04355*E |  | Voluntarily Certified | ACAirCoolAllPhase&gt;=240k&lt; | False | False |  |  |  |  | 11 |  | 14.6 | 13.2 | [6 empty] | 435000 | Electric Resistance Heating Or | 08/29/2023 |  | 11/13/2023
Daikin Comfort Technologies Manufacturing, L.P. | Daikin | DPSA040A2BSCSA0B04450*0 |  | Voluntarily Certified | ACAirCoolAllPhase&gt;=240k&lt; | False | False |  |  |  |  | 11 |  | 14.6 | 13.2 | [6 empty] | 435000 | Electric Resistance Heating Or | 08/29/2023 |  | 11/13/2023
Daikin Comfort Technologies Manufacturing, L.P. | Daikin | DPSA040A2BSCSA0B04450*E |  | Voluntarily Certified | ACAirCoolAllPhase&gt;=240k&lt; | False | False |  |  |  |  | 11 |  | 14.6 | 13.2 | [6 empty] | 435000 | Electric Resistance Heating Or | 08/29/2023 |  | 11/13/2023
Daikin Comfort Technologies Manufacturing, L.P. | Daikin | DPSA040A2BSCSA0B04500*0 |  | Voluntarily Certified | ACAirCoolAllPhase&gt;=240k&lt; | False | False |  |  |  |  | 11 |  | 14.6 | 13.2 | [6 empty] | 435000 | Electric Resistance Heating Or | 08/29/2023 |  | 11/13/2023
Daikin Comfort Technologies Manufacturing, L.P. | Daikin | DPSA040A2BSCSA0B04500*E |  | Voluntarily Certified | ACAirCoolAllPhase&gt;=240k&lt; | False | False |  |  |  |  | 11 |  | 14.6 | 13.2 | [6 empty] | 435000 | Electric Resistance Heating Or | 08/29/2023 |  | 11/13/2023
Daikin Comfort Technologies Manufacturing, L.P. | Daikin | DPSA040A2BSCSA0B04560*0 |  | Voluntarily Certified | ACAirCoolAllPhase&gt;=240k&lt; | False | False |  |  |  |  | 11 |  | 14.6 | 13.2 | [6 empty] | 435000 | Electric Resistance Heating Or | 08/29/2023 |  | 11/13/2023
Daikin Comfort Technologies Manufacturing, L.P. | Daikin | DPSA040A2BSCSA0B04560*E |  | Voluntarily Certified | ACAirCoolAllPhase&gt;=240k&lt; | False | False |  |  |  |  | 11 |  | 14.6 | 13.2 | [6 empty] | 435000 | Electric Resistance Heating Or | 08/29/2023 |  | 11/13/2023
Daikin Comfort Technologies Manufacturing, L.P. | Daikin | DPSA040A2BSCSB0B02450*0 |  | Voluntarily Certified | ACAirCoolAllPhase&gt;=240k&lt; | False | False |  |  |  |  | 11 |  | 14.6 | 13.2 | [6 empty] | 435000 | Electric Resistance Heating Or | 08/29/2023 |  | 11/13/2023
Daikin Comfort Technologies Manufacturing, L.P. | Daikin | DPSA040A2BSCSB0B02450*E |  | Voluntarily Certified | ACAirCoolAllPhase&gt;=240k&lt; | False | False |  |  |  |  | 11 |  | 14.6 | 13.2 | [6 empty] | 435000 | Electric Resistance Heating Or | 08/29/2023 |  | 11/13/2023
Daikin Comfort Technologies Manufacturing, L.P. | Daikin | DPSA040A2BSCSB0B02500*0 |  | Voluntarily Certified | ACAirCoolAllPhase&gt;=240k&lt; | False | False |  |  |  |  | 11 |  | 14.6 | 13.2 | [6 empty] | 435000 | Electric Resistance Heating Or | 08/29/2023 |  | 11/13/2023
Daikin Comfort Technologies Manufacturing, L.P. | Daikin | DPSA040A2BSCSB0B02500*E |  | Voluntarily Certified | ACAirCoolAllPhase&gt;=240k&lt; | False | False |  |  |  |  | 11 |  | 14.6 | 13.2 | [6 empty] | 435000 | Electric Resistance Heating Or | 08/29/2023 |  | 11/13/2023
Daikin Comfort Technologies Manufacturing, L.P. | Daikin | DPSA040A2BSCSB0B02560*0 |  | Voluntarily Certified | ACAirCoolAllPhase&gt;=240k&lt; | False | False |  |  |  |  | 11 |  | 14.6 | 13.2 | [6 empty] | 435000 | Electric Resistance Heating Or | 08/29/2023 |  | 11/13/2023
Daikin Comfort Technologies Manufacturing, L.P. | Daikin | DPSA040A2BSCSB0B02560*E |  | Voluntarily Certified | ACAirCoolAllPhase&gt;=240k&lt; | False | False |  |  |  |  | 11 |  | 14.6 | 13.2 | [6 empty] | 435000 | Electric Resistance Heating Or | 08/29/2023 |  | 11/13/2023
Daikin Comfort Technologies Manufacturing, L.P. | Daikin | DPSA040A2BSCSB0B02630*0 |  | Voluntarily Certified | ACAirCoolAllPhase&gt;=240k&lt; | False | False |  |  |  |  | 11 |  | 14.6 | 13.2 | [6 empty] | 435000 | Electric Resistance Heating Or | 08/29/2023 |  | 11/13/2023
Daikin Comfort Technologies Manufacturing, L.P. | Daikin | DPSA040A2BSCSB0B02630*E |  | Voluntarily Certified | ACAirCoolAllPhase&gt;=240k&lt; | False | False |  |  |  |  | 11 |  | 14.6 | 13.2 | [6 empty] | 435000 | Electric Resistance Heating Or | 08/29/2023 |  | 11/13/2023
Daikin Comfort Technologies Manufacturing, L.P. | Daikin | DPSA040A2BSCSB0B04355*0 |  | Voluntarily Certified | ACAirCoolAllPhase&gt;=240k&lt; | False | False |  |  |  |  | 11 |  | 14.6 | 13.2 | [6 empty] | 435000 | Electric Resistance Heating Or | 08/29/2023 |  | 11/13/2023
Daikin Comfort Technologies Manufacturing, L.P. | Daikin | DPSA040A2BSCSB0B04355*E |  | Voluntarily Certified | ACAirCoolAllPhase&gt;=240k&lt; | False | False |  |  |  |  | 11 |  | 14.6 | 13.2 | [6 empty] | 435000 | Electric Resistance Heating Or | 08/29/2023 |  | 11/13/2023
Daikin Comfort Technologies Manufacturing, L.P. | Daikin | DPSA040A2BSCSB0B04450*0 |  | Voluntarily Certified | ACAirCoolAllPhase&gt;=240k&lt; | False | False |  |  |  |  | 11 |  | 14.6 | 13.2 | [6 empty] | 435000 | Electric Resistance Heating Or | 08/29/2023 |  | 11/13/2023
Daikin Comfort Technologies Manufacturing, L.P. | Daikin | DPSA040A2BSCSB0B04450*E |  | Voluntarily Certified | ACAirCoolAllPhase&gt;=240k&lt; | False | False |  |  |  |  | 11 |  | 14.6 | 13.2 | [6 empty] | 435000 | Electric Resistance Heating Or | 08/29/2023 |  | 11/13/2023
Daikin Comfort Technologies Manufacturing, L.P. | Daikin | DPSA040A2BSCSB0B04500*0 |  | Voluntarily Certified | ACAirCoolAllPhase&gt;=240k&lt; | False | False |  |  |  |  | 11 |  | 14.6 | 13.2 | [6 empty] | 435000 | Electric Resistance Heating Or | 08/29/2023 |  | 11/13/2023
Daikin Comfort Technologies Manufacturing, L.P. | Daikin | DPSA040A2BSCSB0B04500*E |  | Voluntarily Certified | ACAirCoolAllPhase&gt;=240k&lt; | False | False |  |  |  |  | 11 |  | 14.6 | 13.2 | [6 empty] | 435000 | Electric Resistance Heating Or | 08/29/2023 |  | 11/13/2023
Daikin Comfort Technologies Manufacturing, L.P. | Daikin | DPSA040A2BSCSB0B04560*0 |  | Voluntarily Certified | ACAirCoolAllPhase&gt;=240k&lt; | False | False |  |  |  |  | 11 |  | 14.6 | 13.2 | [6 empty] | 435000 | Electric Resistance Heating Or | 08/29/2023 |  | 11/13/2023
Daikin Comfort Technologies Manufacturing, L.P. | Daikin | DPSA040A2BSCSB0B04560*E |  | Voluntarily Certified | ACAirCoolAllPhase&gt;=240k&lt; | False | False |  |  |  |  | 11 |  | 14.6 | 13.2 | [6 empty] | 435000 | Electric Resistance Heating Or | 08/29/2023 |  | 11/13/2023
Daikin Comfort Technologies Manufacturing, L.P. | Daikin | DPSA040A2BSDS*0B02450*0 |  | Voluntarily Certified | ACAirCoolAllPhase&gt;=240k&lt; | False | False |  |  |  |  | 11 |  | 14.6 | 13.2 | [6 empty] | 435000 | Electric Resistance Heating Or | 08/29/2023 |  | 11/13/2023
Daikin Comfort Technologies Manufacturing, L.P. | Daikin | DPSA040A2BSDS*0B02450*E |  | Voluntarily Certified | ACAirCoolAllPhase&gt;=240k&lt; | False | False |  |  |  |  | 11 |  | 14.6 | 13.2 | [6 empty] | 435000 | Electric Resistance Heating Or | 08/29/2023 |  | 11/13/2023
Daikin Comfort Technologies Manufacturing, L.P. | Daikin | DPSA040A2BSDS*0B02500*0 |  | Voluntarily Certified | ACAirCoolAllPhase&gt;=240k&lt; | False | False |  |  |  |  | 11 |  | 14.6 | 13.2 | [6 empty] | 435000 | Electric Resistance Heating Or | 08/29/2023 |  | 11/13/2023
Daikin Comfort Technologies Manufacturing, L.P. | Daikin | DPSA040A2BSDS*0B02500*E |  | Voluntarily Certified | ACAirCoolAllPhase&gt;=240k&lt; | False | False |  |  |  |  | 11 |  | 14.6 | 13.2 | [6 empty] | 435000 | Electric Resistance Heating Or | 08/29/2023 |  | 11/13/2023
Daikin Comfort Technologies Manufacturing, L.P. | Daikin | DPSA040A2BSDS*0B02560*0 |  | Voluntarily Certified | ACAirCoolAllPhase&gt;=240k&lt; | False | False |  |  |  |  | 11 |  | 14.6 | 13.2 | [6 empty] | 435000 | Electric Resistance Heating Or | 08/29/2023 |  | 11/13/2023
Daikin Comfort Technologies Manufacturing, L.P. | Daikin | DPSA040A2BSDS*0B02560*E |  | Voluntarily Certified | ACAirCoolAllPhase&gt;=240k&lt; | False | False |  |  |  |  | 11 |  | 14.6 | 13.2 | [6 empty] | 435000 | Electric Resistance Heating Or | 08/29/2023 |  | 11/13/2023
Daikin Comfort Technologies Manufacturing, L.P. | Daikin | DPSA040A2BSDS*0B02630*0 |  | Voluntarily Certified | ACAirCoolAllPhase&gt;=240k&lt; | False | False |  |  |  |  | 11 |  | 14.6 | 13.2 | [6 empty] | 435000 | Electric Resistance Heating Or | 08/29/2023 |  | 11/13/2023
Daikin Comfort Technologies Manufacturing, L.P. | Daikin | DPSA040A2BSDS*0B02630*E |  | Voluntarily Certified | ACAirCoolAllPhase&gt;=240k&lt; | False | False |  |  |  |  | 11 |  | 14.6 | 13.2 | [6 empty] | 435000 | Electric Resistance Heating Or | 08/29/2023 |  | 11/13/2023
Daikin Comfort Technologies Manufacturing, L.P. | Daikin | DPSA040A2BSDS*0B04355*0 |  | Voluntarily Certified | ACAirCoolAllPhase&gt;=240k&lt; | False | False |  |  |  |  | 11 |  | 14.6 | 13.2 | [6 empty] | 435000 | Electric Resistance Heating Or | 08/29/2023 |  | 11/13/2023
Daikin Comfort Technologies Manufacturing, L.P. | Daikin | DPSA040A2BSDS*0B04355*E |  | Voluntarily Certified | ACAirCoolAllPhase&gt;=240k&lt; | False | False |  |  |  |  | 11 |  | 14.6 | 13.2 | [6 empty] | 435000 | Electric Resistance Heating Or | 08/29/2023 |  | 11/13/2023
Daikin Comfort Technologies Manufacturing, L.P. | Daikin | DPSA040A2BSDS*0B04450*0 |  | Voluntarily Certified | ACAirCoolAllPhase&gt;=240k&lt; | False | False |  |  |  |  | 11 |  | 14.6 | 13.2 | [6 empty] | 435000 | Electric Resistance Heating Or | 08/29/2023 |  | 11/13/2023
Daikin Comfort Technologies Manufacturing, L.P. | Daikin | DPSA040A2BSDS*0B04450*E |  | Voluntarily Certified | ACAirCoolAllPhase&gt;=240k&lt; | False | False |  |  |  |  | 11 |  | 14.6 | 13.2 | [6 empty] | 435000 | Electric Resistance Heating Or | 08/29/2023 |  | 11/13/2023
Daikin Comfort Technologies Manufacturing, L.P. | Daikin | DPSA040A2BSDS*0B04500*0 |  | Voluntarily Certified | ACAirCoolAllPhase&gt;=240k&lt; | False | False |  |  |  |  | 11 |  | 14.6 | 13.2 | [6 empty] | 435000 | Electric Resistance Heating Or | 08/29/2023 |  | 11/13/2023
Daikin Comfort Technologies Manufacturing, L.P. | Daikin | DPSA040A2BSDS*0B04500*E |  | Voluntarily Certified | ACAirCoolAllPhase&gt;=240k&lt; | False | False |  |  |  |  | 11 |  | 14.6 | 13.2 | [6 empty] | 435000 | Electric Resistance Heating Or | 08/29/2023 |  | 11/13/2023
Daikin Comfort Technologies Manufacturing, L.P. | Daikin | DPSA040A2BSDS*0B04560*0 |  | Voluntarily Certified | ACAirCoolAllPhase&gt;=240k&lt; | False | False |  |  |  |  | 11 |  | 14.6 | 13.2 | [6 empty] | 435000 | Electric Resistance Heating Or | 08/29/2023 |  | 11/13/2023
Daikin Comfort Technologies Manufacturing, L.P. | Daikin | DPSA040A2BSDS*0B04560*E |  | Voluntarily Certified | ACAirCoolAllPhase&gt;=240k&lt; | False | False |  |  |  |  | 11 |  | 14.6 | 13.2 | [6 empty] | 435000 | Electric Resistance Heating Or | 08/29/2023 |  | 11/13/2023
Daikin Comfort Technologies Manufacturing, L.P. | Daikin | DPSA040A2BSDSA0B02450*0 |  | Voluntarily Certified | ACAirCoolAllPhase&gt;=240k&lt; | False | False |  |  |  |  | 11 |  | 14.6 | 13.2 | [6 empty] | 435000 | Electric Resistance Heating Or | 08/29/2023 |  | 11/13/2023
Daikin Comfort Technologies Manufacturing, L.P. | Daikin | DPSA040A2BSDSA0B02450*E |  | Voluntarily Certified | ACAirCoolAllPhase&gt;=240k&lt; | False | False |  |  |  |  | 11 |  | 14.6 | 13.2 | [6 empty] | 435000 | Electric Resistance Heating Or | 08/29/2023 |  | 11/13/2023
Daikin Comfort Technologies Manufacturing, L.P. | Daikin | DPSA040A2BSDSA0B02500*0 |  | Voluntarily Certified | ACAirCoolAllPhase&gt;=240k&lt; | False | False |  |  |  |  | 11 |  | 14.6 | 13.2 | [6 empty] | 435000 | Electric Resistance Heating Or | 08/29/2023 |  | 11/13/2023
Daikin Comfort Technologies Manufacturing, L.P. | Daikin | DPSA040A2BSDSA0B02500*E |  | Voluntarily Certified | ACAirCoolAllPhase&gt;=240k&lt; | False | False |  |  |  |  | 11 |  | 14.6 | 13.2 | [6 empty] | 435000 | Electric Resistance Heating Or | 08/29/2023 |  | 11/13/2023
Daikin Comfort Technologies Manufacturing, L.P. | Daikin | DPSA040A2BSDSA0B02560*0 |  | Voluntarily Certified | ACAirCoolAllPhase&gt;=240k&lt; | False | False |  |  |  |  | 11 |  | 14.6 | 13.2 | [6 empty] | 435000 | Electric Resistance Heating Or | 08/29/2023 |  | 11/13/2023
Daikin Comfort Technologies Manufacturing, L.P. | Daikin | DPSA040A2BSDSA0B02560*E |  | Voluntarily Certified | ACAirCoolAllPhase&gt;=240k&lt; | False | False |  |  |  |  | 11 |  | 14.6 | 13.2 | [6 empty] | 435000 | Electric Resistance Heating Or | 08/29/2023 |  | 11/13/2023
Daikin Comfort Technologies Manufacturing, L.P. | Daikin | DPSA040A2BSDSA0B02630*0 |  | Voluntarily Certified | ACAirCoolAllPhase&gt;=240k&lt; | False | False |  |  |  |  | 11 |  | 14.6 | 13.2 | [6 empty] | 435000 | Electric Resistance Heating Or | 08/29/2023 |  | 11/13/2023
Daikin Comfort Technologies Manufacturing, L.P. | Daikin | DPSA040A2BSDSA0B02630*E |  | Voluntarily Certified | ACAirCoolAllPhase&gt;=240k&lt; | False | False |  |  |  |  | 11 |  | 14.6 | 13.2 | [6 empty] | 435000 | Electric Resistance Heating Or | 08/29/2023 |  | 11/13/2023
Daikin Comfort Technologies Manufacturing, L.P. | Daikin | DPSA040A2BSDSA0B04355*0 |  | Voluntarily Certified | ACAirCoolAllPhase&gt;=240k&lt; | False | False |  |  |  |  | 11 |  | 14.6 | 13.2 | [6 empty] | 435000 | Electric Resistance Heating Or | 08/29/2023 |  | 11/13/2023
Daikin Comfort Technologies Manufacturing, L.P. | Daikin | DPSA040A2BSDSA0B04355*E |  | Voluntarily Certified | ACAirCoolAllPhase&gt;=240k&lt; | False | False |  |  |  |  | 11 |  | 14.6 | 13.2 | [6 empty] | 435000 | Electric Resistance Heating Or | 08/29/2023 |  | 11/13/2023
Daikin Comfort Technologies Manufacturing, L.P. | Daikin | DPSA040A2BSDSA0B04450*0 |  | Voluntarily Certified | ACAirCoolAllPhase&gt;=240k&lt; | False | False |  |  |  |  | 11 |  | 14.6 | 13.2 | [6 empty] | 435000 | Electric Resistance Heating Or | 08/29/2023 |  | 11/13/2023
Daikin Comfort Technologies Manufacturing, L.P. | Daikin | DPSA040A2BSDSA0B04450*E |  | Voluntarily Certified | ACAirCoolAllPhase&gt;=240k&lt; | False | False |  |  |  |  | 11 |  | 14.6 | 13.2 | [6 empty] | 435000 | Electric Resistance Heating Or | 08/29/2023 |  | 11/13/2023
Daikin Comfort Technologies Manufacturing, L.P. | Daikin | DPSA040A2BSDSA0B04500*0 |  | Voluntarily Certified | ACAirCoolAllPhase&gt;=240k&lt; | False | False |  |  |  |  | 11 |  | 14.6 | 13.2 | [6 empty] | 435000 | Electric Resistance Heating Or | 08/29/2023 |  | 11/13/2023
Daikin Comfort Technologies Manufacturing, L.P. | Daikin | DPSA040A2BSDSA0B04500*E |  | Voluntarily Certified | ACAirCoolAllPhase&gt;=240k&lt; | False | False |  |  |  |  | 11 |  | 14.6 | 13.2 | [6 empty] | 435000 | Electric Resistance Heating Or | 08/29/2023 |  | 11/13/2023
Daikin Comfort Technologies Manufacturing, L.P. | Daikin | DPSA040A2BSDSA0B04560*0 |  | Voluntarily Certified | ACAirCoolAllPhase&gt;=240k&lt; | False | False |  |  |  |  | 11 |  | 14.6 | 13.2 | [6 empty] | 435000 | Electric Resistance Heating Or | 08/29/2023 |  | 11/13/2023
Daikin Comfort Technologies Manufacturing, L.P. | Daikin | DPSA040A2BSDSA0B04560*E |  | Voluntarily Certified | ACAirCoolAllPhase&gt;=240k&lt; | False | False |  |  |  |  | 11 |  | 14.6 | 13.2 | [6 empty] | 435000 | Electric Resistance Heating Or | 08/29/2023 |  | 11/13/2023
Daikin Comfort Technologies Manufacturing, L.P. | Daikin | DPSA040A2BSDSB0B02450*0 |  | Voluntarily Certified | ACAirCoolAllPhase&gt;=240k&lt; | False | False |  |  |  |  | 11 |  | 14.6 | 13.2 | [6 empty] | 435000 | Electric Resistance Heating Or | 08/29/2023 |  | 11/13/2023
Daikin Comfort Technologies Manufacturing, L.P. | Daikin | DPSA040A2BSDSB0B02450*E |  | Voluntarily Certified | ACAirCoolAllPhase&gt;=240k&lt; | False | False |  |  |  |  | 11 |  | 14.6 | 13.2 | [6 empty] | 435000 | Electric Resistance Heating Or | 08/29/2023 |  | 11/13/2023
Daikin Comfort Technologies Manufacturing, L.P. | Daikin | DPSA040A2BSDSB0B02500*0 |  | Voluntarily Certified | ACAirCoolAllPhase&gt;=240k&lt; | False | False |  |  |  |  | 11 |  | 14.6 | 13.2 | [6 empty] | 435000 | Electric Resistance Heating Or | 08/29/2023 |  | 11/13/2023
Daikin Comfort Technologies Manufacturing, L.P. | Daikin | DPSA040A2BSDSB0B02500*E |  | Voluntarily Certified | ACAirCoolAllPhase&gt;=240k&lt; | False | False |  |  |  |  | 11 |  | 14.6 | 13.2 | [6 empty] | 435000 | Electric Resistance Heating Or | 08/29/2023 |  | 11/13/2023
Daikin Comfort Technologies Manufacturing, L.P. | Daikin | DPSA040A2BSDSB0B02560*0 |  | Voluntarily Certified | ACAirCoolAllPhase&gt;=240k&lt; | False | False |  |  |  |  | 11 |  | 14.6 | 13.2 | [6 empty] | 435000 | Electric Resistance Heating Or | 08/29/2023 |  | 11/13/2023
Daikin Comfort Technologies Manufacturing, L.P. | Daikin | DPSA040A2BSDSB0B02560*E |  | Voluntarily Certified | ACAirCoolAllPhase&gt;=240k&lt; | False | False |  |  |  |  | 11 |  | 14.6 | 13.2 | [6 empty] | 435000 | Electric Resistance Heating Or | 08/29/2023 |  | 11/13/2023
Daikin Comfort Technologies Manufacturing, L.P. | Daikin | DPSA040A2BSDSB0B02630*0 |  | Voluntarily Certified | ACAirCoolAllPhase&gt;=240k&lt; | False | False |  |  |  |  | 11 |  | 14.6 | 13.2 | [6 empty] | 435000 | Electric Resistance Heating Or | 08/29/2023 |  | 11/13/2023
Daikin Comfort Technologies Manufacturing, L.P. | Daikin | DPSA040A2BSDSB0B02630*E |  | Voluntarily Certified | ACAirCoolAllPhase&gt;=240k&lt; | False | False |  |  |  |  | 11 |  | 14.6 | 13.2 | [6 empty] | 435000 | Electric Resistance Heating Or | 08/29/2023 |  | 11/13/2023
Daikin Comfort Technologies Manufacturing, L.P. | Daikin | DPSA040A2BSDSB0B04355*0 |  | Voluntarily Certified | ACAirCoolAllPhase&gt;=240k&lt; | False | False |  |  |  |  | 11 |  | 14.6 | 13.2 | [6 empty] | 435000 | Electric Resistance Heating Or | 08/29/2023 |  | 11/13/2023
Daikin Comfort Technologies Manufacturing, L.P. | Daikin | DPSA040A2BSDSB0B04355*E |  | Voluntarily Certified | ACAirCoolAllPhase&gt;=240k&lt; | False | False |  |  |  |  | 11 |  | 14.6 | 13.2 | [6 empty] | 435000 | Electric Resistance Heating Or | 08/29/2023 |  | 11/13/2023
Daikin Comfort Technologies Manufacturing, L.P. | Daikin | DPSA040A2BSDSB0B04450*0 |  | Voluntarily Certified | ACAirCoolAllPhase&gt;=240k&lt; | False | False |  |  |  |  | 11 |  | 14.6 | 13.2 | [6 empty] | 435000 | Electric Resistance Heating Or | 08/29/2023 |  | 11/13/2023
Daikin Comfort Technologies Manufacturing, L.P. | Daikin | DPSA040A2BSDSB0B04450*E |  | Voluntarily Certified | ACAirCoolAllPhase&gt;=240k&lt; | False | False |  |  |  |  | 11 |  | 14.6 | 13.2 | [6 empty] | 435000 | Electric Resistance Heating Or | 08/29/2023 |  | 11/13/2023
Daikin Comfort Technologies Manufacturing, L.P. | Daikin | DPSA040A2BSDSB0B04500*0 |  | Voluntarily Certified | ACAirCoolAllPhase&gt;=240k&lt; | False | False |  |  |  |  | 11 |  | 14.6 | 13.2 | [6 empty] | 435000 | Electric Resistance Heating Or | 08/29/2023 |  | 11/13/2023
Daikin Comfort Technologies Manufacturing, L.P. | Daikin | DPSA040A2BSDSB0B04500*E |  | Voluntarily Certified | ACAirCoolAllPhase&gt;=240k&lt; | False | False |  |  |  |  | 11 |  | 14.6 | 13.2 | [6 empty] | 435000 | Electric Resistance Heating Or | 08/29/2023 |  | 11/13/2023
Daikin Comfort Technologies Manufacturing, L.P. | Daikin | DPSA040A2BSDSB0B04560*0 |  | Voluntarily Certified | ACAirCoolAllPhase&gt;=240k&lt; | False | False |  |  |  |  | 11 |  | 14.6 | 13.2 | [6 empty] | 435000 | Electric Resistance Heating Or | 08/29/2023 |  | 11/13/2023
Daikin Comfort Technologies Manufacturing, L.P. | Daikin | DPSA040A2BSDSB0B04560*E |  | Voluntarily Certified | ACAirCoolAllPhase&gt;=240k&lt; | False | False |  |  |  |  | 11 |  | 14.6 | 13.2 | [6 empty] | 435000 | Electric Resistance Heating Or | 08/29/2023 |  | 11/13/2023
Daikin Comfort Technologies Manufacturing, L.P. | Daikin | DPSA050A*BHAM*0B02560*0 |  | Voluntarily Certified | ACAirCoolAllPhase&gt;=240k&lt; | False | False |  |  |  |  | 10.1 |  | 15.3 | 13.2 | [6 empty] | 500000 | Electric Resistance Heating Or | 08/29/2023 |  | 11/13/2023
Daikin Comfort Technologies Manufacturing, L.P. | Daikin | DPSA050A*BHAM*0B02560*E |  | Voluntarily Certified | ACAirCoolAllPhase&gt;=240k&lt; | False | False |  |  |  |  | 10 |  | 15.2 | 13.2 | [6 empty] | 500000 | Electric Resistance Heating Or | 08/29/2023 |  | 11/13/2023
Daikin Comfort Technologies Manufacturing, L.P. | Daikin | DPSA050A*BHAM*0B02630*0 |  | Voluntarily Certified | ACAirCoolAllPhase&gt;=240k&lt; | False | False |  |  |  |  | 10.1 |  | 15.3 | 13.2 | [6 empty] | 500000 | Electric Resistance Heating Or | 08/29/2023 |  | 11/13/2023
Daikin Comfort Technologies Manufacturing, L.P. | Daikin | DPSA050A*BHAM*0B02630*E |  | Voluntarily Certified | ACAirCoolAllPhase&gt;=240k&lt; | False | False |  |  |  |  | 10 |  | 15.2 | 13.2 | [6 empty] | 500000 | Electric Resistance Heating Or | 08/29/2023 |  | 11/13/2023
Daikin Comfort Technologies Manufacturing, L.P. | Daikin | DPSA050A*BHAM*0B04450*0 |  | Voluntarily Certified | ACAirCoolAllPhase&gt;=240k&lt; | False | False |  |  |  |  | 10 |  | 15.2 | 13.2 | [6 empty] | 500000 | Electric Resistance Heating Or | 08/29/2023 |  | 11/13/2023
Daikin Comfort Technologies Manufacturing, L.P. | Daikin | DPSA050A*BHAM*0B04500*0 |  | Voluntarily Certified | ACAirCoolAllPhase&gt;=240k&lt; | False | False |  |  |  |  | 10.1 |  | 15.3 | 13.2 | [6 empty] | 500000 | Electric Resistance Heating Or | 08/29/2023 |  | 11/13/2023
Daikin Comfort Technologies Manufacturing, L.P. | Daikin | DPSA050A*BHAM*0B04500*E |  | Voluntarily Certified | ACAirCoolAllPhase&gt;=240k&lt; | False | False |  |  |  |  | 10 |  | 15.2 | 13.2 | [6 empty] | 500000 | Electric Resistance Heating Or | 08/29/2023 |  | 11/13/2023
Daikin Comfort Technologies Manufacturing, L.P. | Daikin | DPSA050A*BHAM*0B04560*0 |  | Voluntarily Certified | ACAirCoolAllPhase&gt;=240k&lt; | False | False |  |  |  |  | 10.2 |  | 15.4 | 13.2 | [6 empty] | 500000 | Electric Resistance Heating Or | 08/29/2023 |  | 11/13/2023
Daikin Comfort Technologies Manufacturing, L.P. | Daikin | DPSA050A*BHAM*0B04560*E |  | Voluntarily Certified | ACAirCoolAllPhase&gt;=240k&lt; | False | False |  |  |  |  | 10.1 |  | 15.3 | 13.2 | [6 empty] | 500000 | Electric Resistance Heating Or | 08/29/2023 |  | 11/13/2023
Daikin Comfort Technologies Manufacturing, L.P. | Daikin | DPSA050A*BHBM*0B02500*0 |  | Voluntarily Certified | ACAirCoolAllPhase&gt;=240k&lt; | False | False |  |  |  |  | 10 |  | 15.4 | 13.2 | [6 empty] | 515000 | Electric Resistance Heating Or | 08/29/2023 |  | 11/13/2023
Daikin Comfort Technologies Manufacturing, L.P. | Daikin | DPSA050A*BHBM*0B02560*0 |  | Voluntarily Certified | ACAirCoolAllPhase&gt;=240k&lt; | False | False |  |  |  |  | 10.3 |  | 15.6 | 13.2 | [6 empty] | 515000 | Electric Resistance Heating Or | 08/29/2023 |  | 11/13/2023
Daikin Comfort Technologies Manufacturing, L.P. | Daikin | DPSA050A*BHBM*0B02560*E |  | Voluntarily Certified | ACAirCoolAllPhase&gt;=240k&lt; | False | False |  |  |  |  | 10.2 |  | 15.5 | 13.2 | [6 empty] | 515000 | Electric Resistance Heating Or | 08/29/2023 |  | 11/13/2023
Daikin Comfort Technologies Manufacturing, L.P. | Daikin | DPSA050A*BHBM*0B02630*0 |  | Voluntarily Certified | ACAirCoolAllPhase&gt;=240k&lt; | False | False |  |  |  |  | 10.3 |  | 15.6 | 13.2 | [6 empty] | 515000 | Electric Resistance Heating Or | 08/29/2023 |  | 11/13/2023
Daikin Comfort Technologies Manufacturing, L.P. | Daikin | DPSA050A*BHBM*0B02630*E |  | Voluntarily Certified | ACAirCoolAllPhase&gt;=240k&lt; | False | False |  |  |  |  | 10.2 |  | 15.5 | 13.2 | [6 empty] | 515000 | Electric Resistance Heating Or | 08/29/2023 |  | 11/13/2023
Daikin Comfort Technologies Manufacturing, L.P. | Daikin | DPSA050A*BHBM*0B04450*0 |  | Voluntarily Certified | ACAirCoolAllPhase&gt;=240k&lt; | False | False |  |  |  |  | 10.2 |  | 15.6 | 13.2 | [6 empty] | 515000 | Electric Resistance Heating Or | 08/29/2023 |  | 11/13/2023
Daikin Comfort Technologies Manufacturing, L.P. | Daikin | DPSA050A*BHBM*0B04450*E |  | Voluntarily Certified | ACAirCoolAllPhase&gt;=240k&lt; | False | False |  |  |  |  | 10.1 |  | 15.5 | 13.2 | [6 empty] | 515000 | Electric Resistance Heating Or | 08/29/2023 |  | 11/13/2023
Daikin Comfort Technologies Manufacturing, L.P. | Daikin | DPSA050A*BHBM*0B04500*0 |  | Voluntarily Certified | ACAirCoolAllPhase&gt;=240k&lt; | False | False |  |  |  |  | 10.3 |  | 15.6 | 13.2 | [6 empty] | 515000 | Electric Resistance Heating Or | 08/29/2023 |  | 11/13/2023
Daikin Comfort Technologies Manufacturing, L.P. | Daikin | DPSA050A*BHBM*0B04500*E |  | Voluntarily Certified | ACAirCoolAllPhase&gt;=240k&lt; | False | False |  |  |  |  | 10.2 |  | 15.5 | 13.2 | [6 empty] | 515000 | Electric Resistance Heating Or | 08/29/2023 |  | 11/13/2023
Daikin Comfort Technologies Manufacturing, L.P. | Daikin | DPSA050A*BHBM*0B04560*0 |  | Voluntarily Certified | ACAirCoolAllPhase&gt;=240k&lt; | False | False |  |  |  |  | 10.3 |  | 15.7 | 13.2 | [6 empty] | 520000 | Electric Resistance Heating Or | 08/29/2023 |  | 11/13/2023
Daikin Comfort Technologies Manufacturing, L.P. | Daikin | DPSA050A*BHBM*0B04560*E |  | Voluntarily Certified | ACAirCoolAllPhase&gt;=240k&lt; | False | False |  |  |  |  | 10.2 |  | 15.6 | 13.2 | [6 empty] | 520000 | Electric Resistance Heating Or | 08/29/2023 |  | 11/13/2023
Daikin Comfort Technologies Manufacturing, L.P. | Daikin | DPSA050A*BPAV*0B02560*0 |  | Voluntarily Certified | ACAirCoolAllPhase&gt;=240k&lt; | False | False |  |  |  |  | 10.1 |  | 15.9 | 13.2 | [6 empty] | 505000 | Electric Resistance Heating Or | 08/29/2023 |  | 11/13/2023
Daikin Comfort Technologies Manufacturing, L.P. | Daikin | DPSA050A*BPAV*0B02560*E |  | Voluntarily Certified | ACAirCoolAllPhase&gt;=240k&lt; | False | False |  |  |  |  | 10 |  | 15.8 | 13.2 | [6 empty] | 505000 | Electric Resistance Heating Or | 08/29/2023 |  | 11/13/2023
Daikin Comfort Technologies Manufacturing, L.P. | Daikin | DPSA050A*BPAV*0B02630*0 |  | Voluntarily Certified | ACAirCoolAllPhase&gt;=240k&lt; | False | False |  |  |  |  | 10.1 |  | 15.9 | 13.2 | [6 empty] | 505000 | Electric Resistance Heating Or | 08/29/2023 |  | 11/13/2023
Daikin Comfort Technologies Manufacturing, L.P. | Daikin | DPSA050A*BPAV*0B02630*E |  | Voluntarily Certified | ACAirCoolAllPhase&gt;=240k&lt; | False | False |  |  |  |  | 10 |  | 15.8 | 13.2 | [6 empty] | 505000 | Electric Resistance Heating Or | 08/29/2023 |  | 11/13/2023
Daikin Comfort Technologies Manufacturing, L.P. | Daikin | DPSA050A*BPAV*0B04450*0 |  | Voluntarily Certified | ACAirCoolAllPhase&gt;=240k&lt; | False | False |  |  |  |  | 10 |  | 15.8 | 13.2 | [6 empty] | 500000 | Electric Resistance Heating Or | 08/29/2023 |  | 11/13/2023
Daikin Comfort Technologies Manufacturing, L.P. | Daikin | DPSA050A*BPAV*0B04500*0 |  | Voluntarily Certified | ACAirCoolAllPhase&gt;=240k&lt; | False | False |  |  |  |  | 10.1 |  | 15.9 | 13.2 | [6 empty] | 505000 | Electric Resistance Heating Or | 08/29/2023 |  | 11/13/2023
Daikin Comfort Technologies Manufacturing, L.P. | Daikin | DPSA050A*BPAV*0B04500*E |  | Voluntarily Certified | ACAirCoolAllPhase&gt;=240k&lt; | False | False |  |  |  |  | 10 |  | 15.8 | 13.2 | [6 empty] | 505000 | Electric Resistance Heating Or | 08/29/2023 |  | 11/13/2023
Daikin Comfort Technologies Manufacturing, L.P. | Daikin | DPSA050A*BPAV*0B04560*0 |  | Voluntarily Certified | ACAirCoolAllPhase&gt;=240k&lt; | False | False |  |  |  |  | 10.2 |  | 16 | 13.2 | [6 empty] | 505000 | Electric Resistance Heating Or | 08/29/2023 |  | 11/13/2023
Daikin Comfort Technologies Manufacturing, L.P. | Daikin | DPSA050A*BPAV*0B04560*E |  | Voluntarily Certified | ACAirCoolAllPhase&gt;=240k&lt; | False | False |  |  |  |  | 10.1 |  | 15.9 | 13.2 | [6 empty] | 505000 | Electric Resistance Heating Or | 08/29/2023 |  | 11/13/2023
Daikin Comfort Technologies Manufacturing, L.P. | Daikin | DPSA050A*BPAVC0B04560*0 |  | Voluntarily Certified | ACAirCoolAllPhase&gt;=240k&lt; | False | False |  |  |  |  | 10 |  | 15.8 | 13.2 | [6 empty] | 505000 | Electric Resistance Heating Or | 08/29/2023 |  | 11/13/2023
Daikin Comfort Technologies Manufacturing, L.P. | Daikin | DPSA050A*BPBV*0B02500*0 |  | Voluntarily Certified | ACAirCoolAllPhase&gt;=240k&lt; | False | False |  |  |  |  | 10.1 |  | 16.3 | 13.2 | [6 empty] | 515000 | Electric Resistance Heating Or | 08/29/2023 |  | 11/13/2023
Daikin Comfort Technologies Manufacturing, L.P. | Daikin | DPSA050A*BPBV*0B02500*E |  | Voluntarily Certified | ACAirCoolAllPhase&gt;=240k&lt; | False | False |  |  |  |  | 10 |  | 16.2 | 13.2 | [6 empty] | 515000 | Electric Resistance Heating Or | 08/29/2023 |  | 11/13/2023
Daikin Comfort Technologies Manufacturing, L.P. | Daikin | DPSA050A*BPBV*0B02560*0 |  | Voluntarily Certified | ACAirCoolAllPhase&gt;=240k&lt; | False | False |  |  |  |  | 10.3 |  | 16.6 | 13.2 | [6 empty] | 520000 | Electric Resistance Heating Or | 08/29/2023 |  | 11/13/2023
Daikin Comfort Technologies Manufacturing, L.P. | Daikin | DPSA050A*BPBV*0B02560*E |  | Voluntarily Certified | ACAirCoolAllPhase&gt;=240k&lt; | False | False |  |  |  |  | 10.2 |  | 16.5 | 13.2 | [6 empty] | 520000 | Electric Resistance Heating Or | 08/29/2023 |  | 11/13/2023
Daikin Comfort Technologies Manufacturing, L.P. | Daikin | DPSA050A*BPBV*0B02630*0 |  | Voluntarily Certified | ACAirCoolAllPhase&gt;=240k&lt; | False | False |  |  |  |  | 10.3 |  | 16.5 | 13.2 | [6 empty] | 520000 | Electric Resistance Heating Or | 08/29/2023 |  | 11/13/2023
Daikin Comfort Technologies Manufacturing, L.P. | Daikin | DPSA050A*BPBV*0B02630*E |  | Voluntarily Certified | ACAirCoolAllPhase&gt;=240k&lt; | False | False |  |  |  |  | 10.2 |  | 16.4 | 13.2 | [6 empty] | 520000 | Electric Resistance Heating Or | 08/29/2023 |  | 11/13/2023
Daikin Comfort Technologies Manufacturing, L.P. | Daikin | DPSA050A*BPBV*0B04450*0 |  | Voluntarily Certified | ACAirCoolAllPhase&gt;=240k&lt; | False | False |  |  |  |  | 10.3 |  | 16.5 | 13.2 | [6 empty] | 520000 | Electric Resistance Heating Or | 08/29/2023 |  | 11/13/2023
Daikin Comfort Technologies Manufacturing, L.P. | Daikin | DPSA050A*BPBV*0B04450*E |  | Voluntarily Certified | ACAirCoolAllPhase&gt;=240k&lt; | False | False |  |  |  |  | 10.2 |  | 16.4 | 13.2 | [6 empty] | 520000 | Electric Resistance Heating Or | 08/29/2023 |  | 11/13/2023
Daikin Comfort Technologies Manufacturing, L.P. | Daikin | DPSA050A*BPBV*0B04500*0 |  | Voluntarily Certified | ACAirCoolAllPhase&gt;=240k&lt; | False | False |  |  |  |  | 10.3 |  | 16.5 | 13.2 | [6 empty] | 520000 | Electric Resistance Heating Or | 08/29/2023 |  | 11/13/2023
Daikin Comfort Technologies Manufacturing, L.P. | Daikin | DPSA050A*BPBV*0B04500*E |  | Voluntarily Certified | ACAirCoolAllPhase&gt;=240k&lt; | False | False |  |  |  |  | 10.2 |  | 16.4 | 13.2 | [6 empty] | 520000 | Electric Resistance Heating Or | 08/29/2023 |  | 11/13/2023
Daikin Comfort Technologies Manufacturing, L.P. | Daikin | DPSA050A*BPBV*0B04560*0 |  | Voluntarily Certified | ACAirCoolAllPhase&gt;=240k&lt; | False | False |  |  |  |  | 10.4 |  | 16.6 | 13.2 | [6 empty] | 520000 | Electric Resistance Heating Or | 08/29/2023 |  | 11/13/2023
Daikin Comfort Technologies Manufacturing, L.P. | Daikin | DPSA050A*BPBV*0B04560*E |  | Voluntarily Certified | ACAirCoolAllPhase&gt;=240k&lt; | False | False |  |  |  |  | 10.3 |  | 16.5 | 13.2 | [6 empty] | 520000 | Electric Resistance Heating Or | 08/29/2023 |  | 11/13/2023
Daikin Comfort Technologies Manufacturing, L.P. | Daikin | DPSA050A*BPBVC0B02560*0 |  | Voluntarily Certified | ACAirCoolAllPhase&gt;=240k&lt; | False | False |  |  |  |  | 10.2 |  | 16.4 | 13.2 | [6 empty] | 520000 | Electric Resistance Heating Or | 08/29/2023 |  | 11/13/2023
Daikin Comfort Technologies Manufacturing, L.P. | Daikin | DPSA050A*BPBVC0B02560*E |  | Voluntarily Certified | ACAirCoolAllPhase&gt;=240k&lt; | False | False |  |  |  |  | 10 |  | 16.3 | 13.2 | [6 empty] | 520000 | Electric Resistance Heating Or | 08/29/2023 |  | 11/13/2023
Daikin Comfort Technologies Manufacturing, L.P. | Daikin | DPSA050A*BPBVC0B02630*0 |  | Voluntarily Certified | ACAirCoolAllPhase&gt;=240k&lt; | False | False |  |  |  |  | 10.1 |  | 16.3 | 13.2 | [6 empty] | 520000 | Electric Resistance Heating Or | 08/29/2023 |  | 11/13/2023
Daikin Comfort Technologies Manufacturing, L.P. | Daikin | DPSA050A*BPBVC0B02630*E |  | Voluntarily Certified | ACAirCoolAllPhase&gt;=240k&lt; | False | False |  |  |  |  | 10 |  | 16.2 | 13.2 | [6 empty] | 520000 | Electric Resistance Heating Or | 08/29/2023 |  | 11/13/2023
Daikin Comfort Technologies Manufacturing, L.P. | Daikin | DPSA050A*BPBVC0B04450*0 |  | Voluntarily Certified | ACAirCoolAllPhase&gt;=240k&lt; | False | False |  |  |  |  | 10.1 |  | 16.3 | 13.2 | [6 empty] | 520000 | Electric Resistance Heating Or | 08/29/2023 |  | 11/13/2023
Daikin Comfort Technologies Manufacturing, L.P. | Daikin | DPSA050A*BPBVC0B04450*E |  | Voluntarily Certified | ACAirCoolAllPhase&gt;=240k&lt; | False | False |  |  |  |  | 10 |  | 16.2 | 13.2 | [6 empty] | 520000 | Electric Resistance Heating Or | 08/29/2023 |  | 11/13/2023
Daikin Comfort Technologies Manufacturing, L.P. | Daikin | DPSA050A*BPBVC0B04500*0 |  | Voluntarily Certified | ACAirCoolAllPhase&gt;=240k&lt; | False | False |  |  |  |  | 10.1 |  | 16.3 | 13.2 | [6 empty] | 520000 | Electric Resistance Heating Or | 08/29/2023 |  | 11/13/2023
Daikin Comfort Technologies Manufacturing, L.P. | Daikin | DPSA050A*BPBVC0B04500*E |  | Voluntarily Certified | ACAirCoolAllPhase&gt;=240k&lt; | False | False |  |  |  |  | 10 |  | 16.2 | 13.2 | [6 empty] | 520000 | Electric Resistance Heating Or | 08/29/2023 |  | 11/13/2023
Daikin Comfort Technologies Manufacturing, L.P. | Daikin | DPSA050A*BPBVC0B04560*0 |  | Voluntarily Certified | ACAirCoolAllPhase&gt;=240k&lt; | False | False |  |  |  |  | 10.2 |  | 16.4 | 13.2 | [6 empty] | 520000 | Electric Resistance Heating Or | 08/29/2023 |  | 11/13/2023
Daikin Comfort Technologies Manufacturing, L.P. | Daikin | DPSA050A*BPBVC0B04560*E |  | Voluntarily Certified | ACAirCoolAllPhase&gt;=240k&lt; | False | False |  |  |  |  | 10.1 |  | 16.3 | 13.2 | [6 empty] | 520000 | Electric Resistance Heating Or | 08/29/2023 |  | 11/13/2023
Daikin Comfort Technologies Manufacturing, L.P. | Daikin | DPSA050A*BPDV*0B02560*0 |  | Voluntarily Certified | ACAirCoolAllPhase&gt;=240k&lt; | False | False |  |  |  |  | 10 |  | 16 | 13.2 | [6 empty] | 505000 | Electric Resistance Heating Or | 08/29/2023 |  | 11/13/2023
Daikin Comfort Technologies Manufacturing, L.P. | Daikin | DPSA050A*BPDV*0B04560*0 |  | Voluntarily Certified | ACAirCoolAllPhase&gt;=240k&lt; | False | False |  |  |  |  | 10 |  | 16 | 13.2 | [6 empty] | 505000 | Electric Resistance Heating Or | 08/29/2023 |  | 11/13/2023
Daikin Comfort Technologies Manufacturing, L.P. | Daikin | DPSA050A*BSAS*0B02500*0 |  | Voluntarily Certified | ACAirCoolAllPhase&gt;=240k&lt; | False | False |  |  |  |  | 10.1 |  | 14.2 | 13.2 | [6 empty] | 505000 | Electric Resistance Heating Or | 08/29/2023 |  | 11/13/2023
Daikin Comfort Technologies Manufacturing, L.P. | Daikin | DPSA050A*BSAS*0B02500*E |  | Voluntarily Certified | ACAirCoolAllPhase&gt;=240k&lt; | False | False |  |  |  |  | 10 |  | 14 | 13.2 | [6 empty] | 505000 | Electric Resistance Heating Or | 08/29/2023 |  | 11/13/2023
Daikin Comfort Technologies Manufacturing, L.P. | Daikin | DPSA050A*BSAS*0B02560*0 |  | Voluntarily Certified | ACAirCoolAllPhase&gt;=240k&lt; | False | False |  |  |  |  | 10.6 |  | 14.7 | 13.2 | [6 empty] | 510000 | Electric Resistance Heating Or | 08/29/2023 |  | 11/13/2023
Daikin Comfort Technologies Manufacturing, L.P. | Daikin | DPSA050A*BSAS*0B02560*E |  | Voluntarily Certified | ACAirCoolAllPhase&gt;=240k&lt; | False | False |  |  |  |  | 10.5 |  | 14.5 | 13.2 | [6 empty] | 510000 | Electric Resistance Heating Or | 08/29/2023 |  | 11/13/2023
Daikin Comfort Technologies Manufacturing, L.P. | Daikin | DPSA050A*BSAS*0B02630*0 |  | Voluntarily Certified | ACAirCoolAllPhase&gt;=240k&lt; | False | False |  |  |  |  | 10.6 |  | 14.7 | 13.2 | [6 empty] | 510000 | Electric Resistance Heating Or | 08/29/2023 |  | 11/13/2023
Daikin Comfort Technologies Manufacturing, L.P. | Daikin | DPSA050A*BSAS*0B02630*E |  | Voluntarily Certified | ACAirCoolAllPhase&gt;=240k&lt; | False | False |  |  |  |  | 10.5 |  | 14.5 | 13.2 | [6 empty] | 510000 | Electric Resistance Heating Or | 08/29/2023 |  | 11/13/2023
Daikin Comfort Technologies Manufacturing, L.P. | Daikin | DPSA050A*BSAS*0B04355*0 |  | Voluntarily Certified | ACAirCoolAllPhase&gt;=240k&lt; | False | False |  |  |  |  | 10 |  | 14.1 | 13.2 | [6 empty] | 500000 | Electric Resistance Heating Or | 08/29/2023 |  | 11/13/2023
Daikin Comfort Technologies Manufacturing, L.P. | Daikin | DPSA050A*BSAS*0B04450*0 |  | Voluntarily Certified | ACAirCoolAllPhase&gt;=240k&lt; | False | False |  |  |  |  | 10.5 |  | 14.6 | 13.2 | [6 empty] | 510000 | Electric Resistance Heating Or | 08/29/2023 |  | 11/13/2023
Daikin Comfort Technologies Manufacturing, L.P. | Daikin | DPSA050A*BSAS*0B04450*E |  | Voluntarily Certified | ACAirCoolAllPhase&gt;=240k&lt; | False | False |  |  |  |  | 10.4 |  | 14.4 | 13.2 | [6 empty] | 510000 | Electric Resistance Heating Or | 08/29/2023 |  | 11/13/2023
Daikin Comfort Technologies Manufacturing, L.P. | Daikin | DPSA050A*BSAS*0B04500*0 |  | Voluntarily Certified | ACAirCoolAllPhase&gt;=240k&lt; | False | False |  |  |  |  | 10.7 |  | 14.8 | 13.2 | [6 empty] | 510000 | Electric Resistance Heating Or | 08/29/2023 |  | 11/13/2023
Daikin Comfort Technologies Manufacturing, L.P. | Daikin | DPSA050A*BSAS*0B04500*E |  | Voluntarily Certified | ACAirCoolAllPhase&gt;=240k&lt; | False | False |  |  |  |  | 10.6 |  | 14.6 | 13.2 | [6 empty] | 510000 | Electric Resistance Heating Or | 08/29/2023 |  | 11/13/2023
Daikin Comfort Technologies Manufacturing, L.P. | Daikin | DPSA050A*BSAS*0B04560*0 |  | Voluntarily Certified | ACAirCoolAllPhase&gt;=240k&lt; | False | False |  |  |  |  | 10.7 |  | 14.8 | 13.2 | [6 empty] | 510000 | Electric Resistance Heating Or | 08/29/2023 |  | 11/13/2023
Daikin Comfort Technologies Manufacturing, L.P. | Daikin | DPSA050A*BSAS*0B04560*E |  | Voluntarily Certified | ACAirCoolAllPhase&gt;=240k&lt; | False | False |  |  |  |  | 10.6 |  | 14.6 | 13.2 | [6 empty] | 510000 | Electric Resistance Heating Or | 08/29/2023 |  | 11/13/2023
Daikin Comfort Technologies Manufacturing, L.P. | Daikin | DPSA050A*BSASA0B02500*0 |  | Voluntarily Certified | ACAirCoolAllPhase&gt;=240k&lt; | False | False |  |  |  |  | 10.1 |  | 14.2 | 13.2 | [6 empty] | 505000 | Electric Resistance Heating Or | 08/29/2023 |  | 11/13/2023
Daikin Comfort Technologies Manufacturing, L.P. | Daikin | DPSA050A*BSASA0B02500*E |  | Voluntarily Certified | ACAirCoolAllPhase&gt;=240k&lt; | False | False |  |  |  |  | 10 |  | 14.1 | 13.2 | [6 empty] | 505000 | Electric Resistance Heating Or | 08/29/2023 |  | 11/13/2023
Daikin Comfort Technologies Manufacturing, L.P. | Daikin | DPSA050A*BSASA0B02560*0 |  | Voluntarily Certified | ACAirCoolAllPhase&gt;=240k&lt; | False | False |  |  |  |  | 10.7 |  | 14.1 | 13.2 | [6 empty] | 510000 | Electric Resistance Heating Or | 08/29/2023 |  | 11/13/2023
Daikin Comfort Technologies Manufacturing, L.P. | Daikin | DPSA050A*BSASA0B02560*E |  | Voluntarily Certified | ACAirCoolAllPhase&gt;=240k&lt; | False | False |  |  |  |  | 10.6 |  | 14 | 13.2 | [6 empty] | 510000 | Electric Resistance Heating Or | 08/29/2023 |  | 11/13/2023
Daikin Comfort Technologies Manufacturing, L.P. | Daikin | DPSA050A*BSASA0B02630*0 |  | Voluntarily Certified | ACAirCoolAllPhase&gt;=240k&lt; | False | False |  |  |  |  | 10.7 |  | 14.1 | 13.2 | [6 empty] | 510000 | Electric Resistance Heating Or | 08/29/2023 |  | 11/13/2023
Daikin Comfort Technologies Manufacturing, L.P. | Daikin | DPSA050A*BSASA0B02630*E |  | Voluntarily Certified | ACAirCoolAllPhase&gt;=240k&lt; | False | False |  |  |  |  | 10.6 |  | 14 | 13.2 | [6 empty] | 510000 | Electric Resistance Heating Or | 08/29/2023 |  | 11/13/2023
Daikin Comfort Technologies Manufacturing, L.P. | Daikin | DPSA050A*BSASA0B04355*0 |  | Voluntarily Certified | ACAirCoolAllPhase&gt;=240k&lt; | False | False |  |  |  |  | 10.1 |  | 14.2 | 13.2 | [6 empty] | 500000 | Electric Resistance Heating Or | 08/29/2023 |  | 11/13/2023
Daikin Comfort Technologies Manufacturing, L.P. | Daikin | DPSA050A*BSASA0B04355*E |  | Voluntarily Certified | ACAirCoolAllPhase&gt;=240k&lt; | False | False |  |  |  |  | 10 |  | 14.1 | 13.2 | [6 empty] | 500000 | Electric Resistance Heating Or | 08/29/2023 |  | 11/13/2023
Daikin Comfort Technologies Manufacturing, L.P. | Daikin | DPSA050A*BSASA0B04450*0 |  | Voluntarily Certified | ACAirCoolAllPhase&gt;=240k&lt; | False | False |  |  |  |  | 10.5 |  | 14.1 | 13.2 | [6 empty] | 510000 | Electric Resistance Heating Or | 08/29/2023 |  | 11/13/2023
Daikin Comfort Technologies Manufacturing, L.P. | Daikin | DPSA050A*BSASA0B04450*E |  | Voluntarily Certified | ACAirCoolAllPhase&gt;=240k&lt; | False | False |  |  |  |  | 10.4 |  | 14 | 13.2 | [6 empty] | 510000 | Electric Resistance Heating Or | 08/29/2023 |  | 11/13/2023
Daikin Comfort Technologies Manufacturing, L.P. | Daikin | DPSA050A*BSASA0B04500*0 |  | Voluntarily Certified | ACAirCoolAllPhase&gt;=240k&lt; | False | False |  |  |  |  | 10.8 |  | 14.1 | 13.2 | [6 empty] | 510000 | Electric Resistance Heating Or | 08/29/2023 |  | 11/13/2023
Daikin Comfort Technologies Manufacturing, L.P. | Daikin | DPSA050A*BSASA0B04500*E |  | Voluntarily Certified | ACAirCoolAllPhase&gt;=240k&lt; | False | False |  |  |  |  | 10.7 |  | 14 | 13.2 | [6 empty] | 510000 | Electric Resistance Heating Or | 08/29/2023 |  | 11/13/2023
Daikin Comfort Technologies Manufacturing, L.P. | Daikin | DPSA050A*BSASA0B04560*0 |  | Voluntarily Certified | ACAirCoolAllPhase&gt;=240k&lt; | False | False |  |  |  |  | 10.7 |  | 14.1 | 13.2 | [6 empty] | 510000 | Electric Resistance Heating Or | 08/29/2023 |  | 11/13/2023
Daikin Comfort Technologies Manufacturing, L.P. | Daikin | DPSA050A*BSASA0B04560*E |  | Voluntarily Certified | ACAirCoolAllPhase&gt;=240k&lt; | False | False |  |  |  |  | 10.6 |  | 14 | 13.2 | [6 empty] | 510000 | Electric Resistance Heating Or | 08/29/2023 |  | 11/13/2023
Daikin Comfort Technologies Manufacturing, L.P. | Daikin | DPSA050A*BSASB0B02500*0 |  | Voluntarily Certified | ACAirCoolAllPhase&gt;=240k&lt; | False | False |  |  |  |  | 10.1 |  | 14.2 | 13.2 | [6 empty] | 505000 | Electric Resistance Heating Or | 08/29/2023 |  | 11/13/2023
Daikin Comfort Technologies Manufacturing, L.P. | Daikin | DPSA050A*BSASB0B02500*E |  | Voluntarily Certified | ACAirCoolAllPhase&gt;=240k&lt; | False | False |  |  |  |  | 10 |  | 14.1 | 13.2 | [6 empty] | 505000 | Electric Resistance Heating Or | 08/29/2023 |  | 11/13/2023
Daikin Comfort Technologies Manufacturing, L.P. | Daikin | DPSA050A*BSASB0B02560*0 |  | Voluntarily Certified | ACAirCoolAllPhase&gt;=240k&lt; | False | False |  |  |  |  | 10.7 |  | 14.1 | 13.2 | [6 empty] | 510000 | Electric Resistance Heating Or | 08/29/2023 |  | 11/13/2023
Daikin Comfort Technologies Manufacturing, L.P. | Daikin | DPSA050A*BSASB0B02560*E |  | Voluntarily Certified | ACAirCoolAllPhase&gt;=240k&lt; | False | False |  |  |  |  | 10.6 |  | 14 | 13.2 | [6 empty] | 510000 | Electric Resistance Heating Or | 08/29/2023 |  | 11/13/2023
Daikin Comfort Technologies Manufacturing, L.P. | Daikin | DPSA050A*BSASB0B02630*0 |  | Voluntarily Certified | ACAirCoolAllPhase&gt;=240k&lt; | False | False |  |  |  |  | 10.7 |  | 14.1 | 13.2 | [6 empty] | 510000 | Electric Resistance Heating Or | 08/29/2023 |  | 11/13/2023
Daikin Comfort Technologies Manufacturing, L.P. | Daikin | DPSA050A*BSASB0B02630*E |  | Voluntarily Certified | ACAirCoolAllPhase&gt;=240k&lt; | False | False |  |  |  |  | 10.6 |  | 14 | 13.2 | [6 empty] | 510000 | Electric Resistance Heating Or | 08/29/2023 |  | 11/13/2023
Daikin Comfort Technologies Manufacturing, L.P. | Daikin | DPSA050A*BSASB0B04355*0 |  | Voluntarily Certified | ACAirCoolAllPhase&gt;=240k&lt; | False | False |  |  |  |  | 10.1 |  | 14.2 | 13.2 | [6 empty] | 500000 | Electric Resistance Heating Or | 08/29/2023 |  | 11/13/2023
Daikin Comfort Technologies Manufacturing, L.P. | Daikin | DPSA050A*BSASB0B04355*E |  | Voluntarily Certified | ACAirCoolAllPhase&gt;=240k&lt; | False | False |  |  |  |  | 10 |  | 14.1 | 13.2 | [6 empty] | 500000 | Electric Resistance Heating Or | 08/29/2023 |  | 11/13/2023
Daikin Comfort Technologies Manufacturing, L.P. | Daikin | DPSA050A*BSASB0B04450*0 |  | Voluntarily Certified | ACAirCoolAllPhase&gt;=240k&lt; | False | False |  |  |  |  | 10.5 |  | 14.1 | 13.2 | [6 empty] | 510000 | Electric Resistance Heating Or | 08/29/2023 |  | 11/13/2023
Daikin Comfort Technologies Manufacturing, L.P. | Daikin | DPSA050A*BSASB0B04450*E |  | Voluntarily Certified | ACAirCoolAllPhase&gt;=240k&lt; | False | False |  |  |  |  | 10.4 |  | 14 | 13.2 | [6 empty] | 510000 | Electric Resistance Heating Or | 08/29/2023 |  | 11/13/2023
Daikin Comfort Technologies Manufacturing, L.P. | Daikin | DPSA050A*BSASB0B04500*0 |  | Voluntarily Certified | ACAirCoolAllPhase&gt;=240k&lt; | False | False |  |  |  |  | 10.8 |  | 14.1 | 13.2 | [6 empty] | 510000 | Electric Resistance Heating Or | 08/29/2023 |  | 11/13/2023
Daikin Comfort Technologies Manufacturing, L.P. | Daikin | DPSA050A*BSASB0B04500*E |  | Voluntarily Certified | ACAirCoolAllPhase&gt;=240k&lt; | False | False |  |  |  |  | 10.7 |  | 14 | 13.2 | [6 empty] | 510000 | Electric Resistance Heating Or | 08/29/2023 |  | 11/13/2023
Daikin Comfort Technologies Manufacturing, L.P. | Daikin | DPSA050A*BSASB0B04560*0 |  | Voluntarily Certified | ACAirCoolAllPhase&gt;=240k&lt; | False | False |  |  |  |  | 10.7 |  | 14.1 | 13.2 | [6 empty] | 510000 | Electric Resistance Heating Or | 08/29/2023 |  | 11/13/2023
Daikin Comfort Technologies Manufacturing, L.P. | Daikin | DPSA050A*BSASB0B04560*E |  | Voluntarily Certified | ACAirCoolAllPhase&gt;=240k&lt; | False | False |  |  |  |  | 10.6 |  | 14 | 13.2 | [6 empty] | 510000 | Electric Resistance Heating Or | 08/29/2023 |  | 11/13/2023
Daikin Comfort Technologies Manufacturing, L.P. | Daikin | DPSA050A*BSBS*0B02450*0 |  | Voluntarily Certified | ACAirCoolAllPhase&gt;=240k&lt; | False | False |  |  |  |  | 10 |  | 14.1 | 13.2 | [6 empty] | 515000 | Electric Resistance Heating Or | 08/29/2023 |  | 11/13/2023
Daikin Comfort Technologies Manufacturing, L.P. | Daikin | DPSA050A*BSBS*0B02500*0 |  | Voluntarily Certified | ACAirCoolAllPhase&gt;=240k&lt; | False | False |  |  |  |  | 10.3 |  | 14.4 | 13.2 | [6 empty] | 520000 | Electric Resistance Heating Or | 08/29/2023 |  | 11/13/2023
Daikin Comfort Technologies Manufacturing, L.P. | Daikin | DPSA050A*BSBS*0B02500*E |  | Voluntarily Certified | ACAirCoolAllPhase&gt;=240k&lt; | False | False |  |  |  |  | 10.2 |  | 14.2 | 13.2 | [6 empty] | 520000 | Electric Resistance Heating Or | 08/29/2023 |  | 11/13/2023
Daikin Comfort Technologies Manufacturing, L.P. | Daikin | DPSA050A*BSBS*0B02560*0 |  | Voluntarily Certified | ACAirCoolAllPhase&gt;=240k&lt; | False | False |  |  |  |  | 10.8 |  | 15 | 13.2 | [6 empty] | 525000 | Electric Resistance Heating Or | 08/29/2023 |  | 11/13/2023
Daikin Comfort Technologies Manufacturing, L.P. | Daikin | DPSA050A*BSBS*0B02560*E |  | Voluntarily Certified | ACAirCoolAllPhase&gt;=240k&lt; | False | False |  |  |  |  | 10.7 |  | 14.8 | 13.2 | [6 empty] | 525000 | Electric Resistance Heating Or | 08/29/2023 |  | 11/13/2023
Daikin Comfort Technologies Manufacturing, L.P. | Daikin | DPSA050A*BSBS*0B02630*0 |  | Voluntarily Certified | ACAirCoolAllPhase&gt;=240k&lt; | False | False |  |  |  |  | 10.8 |  | 15 | 13.2 | [6 empty] | 525000 | Electric Resistance Heating Or | 08/29/2023 |  | 11/13/2023
Daikin Comfort Technologies Manufacturing, L.P. | Daikin | DPSA050A*BSBS*0B02630*E |  | Voluntarily Certified | ACAirCoolAllPhase&gt;=240k&lt; | False | False |  |  |  |  | 10.7 |  | 14.8 | 13.2 | [6 empty] | 525000 | Electric Resistance Heating Or | 08/29/2023 |  | 11/13/2023
Daikin Comfort Technologies Manufacturing, L.P. | Daikin | DPSA050A*BSBS*0B04355*0 |  | Voluntarily Certified | ACAirCoolAllPhase&gt;=240k&lt; | False | False |  |  |  |  | 10.2 |  | 14.3 | 13.2 | [6 empty] | 515000 | Electric Resistance Heating Or | 08/29/2023 |  | 11/13/2023
Daikin Comfort Technologies Manufacturing, L.P. | Daikin | DPSA050A*BSBS*0B04355*E |  | Voluntarily Certified | ACAirCoolAllPhase&gt;=240k&lt; | False | False |  |  |  |  | 10.1 |  | 14.1 | 13.2 | [6 empty] | 515000 | Electric Resistance Heating Or | 08/29/2023 |  | 11/13/2023
Daikin Comfort Technologies Manufacturing, L.P. | Daikin | DPSA050A*BSBS*0B04450*0 |  | Voluntarily Certified | ACAirCoolAllPhase&gt;=240k&lt; | False | False |  |  |  |  | 10.7 |  | 14.8 | 13.2 | [6 empty] | 525000 | Electric Resistance Heating Or | 08/29/2023 |  | 11/13/2023
Daikin Comfort Technologies Manufacturing, L.P. | Daikin | DPSA050A*BSBS*0B04450*E |  | Voluntarily Certified | ACAirCoolAllPhase&gt;=240k&lt; | False | False |  |  |  |  | 10.6 |  | 14.6 | 13.2 | [6 empty] | 525000 | Electric Resistance Heating Or | 08/29/2023 |  | 11/13/2023
Daikin Comfort Technologies Manufacturing, L.P. | Daikin | DPSA050A*BSBS*0B04500*0 |  | Voluntarily Certified | ACAirCoolAllPhase&gt;=240k&lt; | False | False |  |  |  |  | 10.9 |  | 15.1 | 13.2 | [6 empty] | 525000 | Electric Resistance Heating Or | 08/29/2023 |  | 11/13/2023
Daikin Comfort Technologies Manufacturing, L.P. | Daikin | DPSA050A*BSBS*0B04500*E |  | Voluntarily Certified | ACAirCoolAllPhase&gt;=240k&lt; | False | False |  |  |  |  | 10.8 |  | 14.9 | 13.2 | [6 empty] | 525000 | Electric Resistance Heating Or | 08/29/2023 |  | 11/13/2023
Daikin Comfort Technologies Manufacturing, L.P. | Daikin | DPSA050A*BSBS*0B04560*0 |  | Voluntarily Certified | ACAirCoolAllPhase&gt;=240k&lt; | False | False |  |  |  |  | 10.9 |  | 15 | 13.2 | [6 empty] | 525000 | Electric Resistance Heating Or | 08/29/2023 |  | 11/13/2023
Daikin Comfort Technologies Manufacturing, L.P. | Daikin | DPSA050A*BSBS*0B04560*E |  | Voluntarily Certified | ACAirCoolAllPhase&gt;=240k&lt; | False | False |  |  |  |  | 10.8 |  | 14.8 | 13.2 | [6 empty] | 525000 | Electric Resistance Heating Or | 08/29/2023 |  | 11/13/2023
Daikin Comfort Technologies Manufacturing, L.P. | Daikin | DPSA050A*BSBSA0B02450*0 |  | Voluntarily Certified | ACAirCoolAllPhase&gt;=240k&lt; | False | False |  |  |  |  | 10 |  | 13.6 | 13.2 | [6 empty] | 515000 | Electric Resistance Heating Or | 08/29/2023 |  | 11/13/2023
Daikin Comfort Technologies Manufacturing, L.P. | Daikin | DPSA050A*BSBSA0B02500*0 |  | Voluntarily Certified | ACAirCoolAllPhase&gt;=240k&lt; | False | False |  |  |  |  | 10.3 |  | 13.8 | 13.2 | [6 empty] | 520000 | Electric Resistance Heating Or | 08/29/2023 |  | 11/13/2023
Daikin Comfort Technologies Manufacturing, L.P. | Daikin | DPSA050A*BSBSA0B02500*E |  | Voluntarily Certified | ACAirCoolAllPhase&gt;=240k&lt; | False | False |  |  |  |  | 10.2 |  | 13.7 | 13.2 | [6 empty] | 520000 | Electric Resistance Heating Or | 08/29/2023 |  | 11/13/2023
Daikin Comfort Technologies Manufacturing, L.P. | Daikin | DPSA050A*BSBSA0B02560*0 |  | Voluntarily Certified | ACAirCoolAllPhase&gt;=240k&lt; | False | False |  |  |  |  | 10.9 |  | 14.3 | 13.2 | [6 empty] | 525000 | Electric Resistance Heating Or | 08/29/2023 |  | 11/13/2023
Daikin Comfort Technologies Manufacturing, L.P. | Daikin | DPSA050A*BSBSA0B02560*E |  | Voluntarily Certified | ACAirCoolAllPhase&gt;=240k&lt; | False | False |  |  |  |  | 10.8 |  | 14.2 | 13.2 | [6 empty] | 525000 | Electric Resistance Heating Or | 08/29/2023 |  | 11/13/2023
Daikin Comfort Technologies Manufacturing, L.P. | Daikin | DPSA050A*BSBSA0B02630*0 |  | Voluntarily Certified | ACAirCoolAllPhase&gt;=240k&lt; | False | False |  |  |  |  | 10.9 |  | 14.3 | 13.2 | [6 empty] | 525000 | Electric Resistance Heating Or | 08/29/2023 |  | 11/13/2023
Daikin Comfort Technologies Manufacturing, L.P. | Daikin | DPSA050A*BSBSA0B02630*E |  | Voluntarily Certified | ACAirCoolAllPhase&gt;=240k&lt; | False | False |  |  |  |  | 10.8 |  | 14.2 | 13.2 | [6 empty] | 525000 | Electric Resistance Heating Or | 08/29/2023 |  | 11/13/2023
Daikin Comfort Technologies Manufacturing, L.P. | Daikin | DPSA050A*BSBSA0B04355*0 |  | Voluntarily Certified | ACAirCoolAllPhase&gt;=240k&lt; | False | False |  |  |  |  | 10.2 |  | 13.8 | 13.2 | [6 empty] | 515000 | Electric Resistance Heating Or | 08/29/2023 |  | 11/13/2023
Daikin Comfort Technologies Manufacturing, L.P. | Daikin | DPSA050A*BSBSA0B04355*E |  | Voluntarily Certified | ACAirCoolAllPhase&gt;=240k&lt; | False | False |  |  |  |  | 10.1 |  | 13.7 | 13.2 | [6 empty] | 515000 | Electric Resistance Heating Or | 08/29/2023 |  | 11/13/2023
Daikin Comfort Technologies Manufacturing, L.P. | Daikin | DPSA050A*BSBSA0B04450*0 |  | Voluntarily Certified | ACAirCoolAllPhase&gt;=240k&lt; | False | False |  |  |  |  | 10.7 |  | 14.2 | 13.2 | [6 empty] | 525000 | Electric Resistance Heating Or | 08/29/2023 |  | 11/13/2023
Daikin Comfort Technologies Manufacturing, L.P. | Daikin | DPSA050A*BSBSA0B04450*E |  | Voluntarily Certified | ACAirCoolAllPhase&gt;=240k&lt; | False | False |  |  |  |  | 10.6 |  | 14.1 | 13.2 | [6 empty] | 525000 | Electric Resistance Heating Or | 08/29/2023 |  | 11/13/2023
Daikin Comfort Technologies Manufacturing, L.P. | Daikin | DPSA050A*BSBSA0B04500*0 |  | Voluntarily Certified | ACAirCoolAllPhase&gt;=240k&lt; | False | False |  |  |  |  | 11 |  | 14.4 | 13.2 | [6 empty] | 525000 | Electric Resistance Heating Or | 08/29/2023 |  | 11/13/2023
Daikin Comfort Technologies Manufacturing, L.P. | Daikin | DPSA050A*BSBSA0B04500*E |  | Voluntarily Certified | ACAirCoolAllPhase&gt;=240k&lt; | False | False |  |  |  |  | 10.9 |  | 14.3 | 13.2 | [6 empty] | 525000 | Electric Resistance Heating Or | 08/29/2023 |  | 11/13/2023
Daikin Comfort Technologies Manufacturing, L.P. | Daikin | DPSA050A*BSBSA0B04560*0 |  | Voluntarily Certified | ACAirCoolAllPhase&gt;=240k&lt; | False | False |  |  |  |  | 10.9 |  | 14.4 | 13.2 | [6 empty] | 525000 | Electric Resistance Heating Or | 08/29/2023 |  | 11/13/2023
Daikin Comfort Technologies Manufacturing, L.P. | Daikin | DPSA050A*BSBSA0B04560*E |  | Voluntarily Certified | ACAirCoolAllPhase&gt;=240k&lt; | False | False |  |  |  |  | 10.8 |  | 14.3 | 13.2 | [6 empty] | 525000 | Electric Resistance Heating Or | 08/29/2023 |  | 11/13/2023
Daikin Comfort Technologies Manufacturing, L.P. | Daikin | DPSA050A*BSBSB0B02450*0 |  | Voluntarily Certified | ACAirCoolAllPhase&gt;=240k&lt; | False | False |  |  |  |  | 10 |  | 13.6 | 13.2 | [6 empty] | 515000 | Electric Resistance Heating Or | 08/29/2023 |  | 11/13/2023
Daikin Comfort Technologies Manufacturing, L.P. | Daikin | DPSA050A*BSBSB0B02500*0 |  | Voluntarily Certified | ACAirCoolAllPhase&gt;=240k&lt; | False | False |  |  |  |  | 10.3 |  | 13.8 | 13.2 | [6 empty] | 520000 | Electric Resistance Heating Or | 08/29/2023 |  | 11/13/2023
Daikin Comfort Technologies Manufacturing, L.P. | Daikin | DPSA050A*BSBSB0B02500*E |  | Voluntarily Certified | ACAirCoolAllPhase&gt;=240k&lt; | False | False |  |  |  |  | 10.2 |  | 13.7 | 13.2 | [6 empty] | 520000 | Electric Resistance Heating Or | 08/29/2023 |  | 11/13/2023
Daikin Comfort Technologies Manufacturing, L.P. | Daikin | DPSA050A*BSBSB0B02560*0 |  | Voluntarily Certified | ACAirCoolAllPhase&gt;=240k&lt; | False | False |  |  |  |  | 10.9 |  | 14.3 | 13.2 | [6 empty] | 525000 | Electric Resistance Heating Or | 08/29/2023 |  | 11/13/2023
Daikin Comfort Technologies Manufacturing, L.P. | Daikin | DPSA050A*BSBSB0B02560*E |  | Voluntarily Certified | ACAirCoolAllPhase&gt;=240k&lt; | False | False |  |  |  |  | 10.8 |  | 14.2 | 13.2 | [6 empty] | 525000 | Electric Resistance Heating Or | 08/29/2023 |  | 11/13/2023
Daikin Comfort Technologies Manufacturing, L.P. | Daikin | DPSA050A*BSBSB0B02630*0 |  | Voluntarily Certified | ACAirCoolAllPhase&gt;=240k&lt; | False | False |  |  |  |  | 10.9 |  | 14.3 | 13.2 | [6 empty] | 525000 | Electric Resistance Heating Or | 08/29/2023 |  | 11/13/2023
Daikin Comfort Technologies Manufacturing, L.P. | Daikin | DPSA050A*BSBSB0B02630*E |  | Voluntarily Certified | ACAirCoolAllPhase&gt;=240k&lt; | False | False |  |  |  |  | 10.8 |  | 14.2 | 13.2 | [6 empty] | 525000 | Electric Resistance Heating Or | 08/29/2023 |  | 11/13/2023
Daikin Comfort Technologies Manufacturing, L.P. | Daikin | DPSA050A*BSBSB0B04355*0 |  | Voluntarily Certified | ACAirCoolAllPhase&gt;=240k&lt; | False | False |  |  |  |  | 10.2 |  | 13.8 | 13.2 | [6 empty] | 515000 | Electric Resistance Heating Or | 08/29/2023 |  | 11/13/2023
Daikin Comfort Technologies Manufacturing, L.P. | Daikin | DPSA050A*BSBSB0B04355*E |  | Voluntarily Certified | ACAirCoolAllPhase&gt;=240k&lt; | False | False |  |  |  |  | 10.1 |  | 13.7 | 13.2 | [6 empty] | 515000 | Electric Resistance Heating Or | 08/29/2023 |  | 11/13/2023
Daikin Comfort Technologies Manufacturing, L.P. | Daikin | DPSA050A*BSBSB0B04450*0 |  | Voluntarily Certified | ACAirCoolAllPhase&gt;=240k&lt; | False | False |  |  |  |  | 10.7 |  | 14.2 | 13.2 | [6 empty] | 525000 | Electric Resistance Heating Or | 08/29/2023 |  | 11/13/2023
Daikin Comfort Technologies Manufacturing, L.P. | Daikin | DPSA050A*BSBSB0B04450*E |  | Voluntarily Certified | ACAirCoolAllPhase&gt;=240k&lt; | False | False |  |  |  |  | 10.6 |  | 14.1 | 13.2 | [6 empty] | 525000 | Electric Resistance Heating Or | 08/29/2023 |  | 11/13/2023
Daikin Comfort Technologies Manufacturing, L.P. | Daikin | DPSA050A*BSBSB0B04500*0 |  | Voluntarily Certified | ACAirCoolAllPhase&gt;=240k&lt; | False | False |  |  |  |  | 11 |  | 14.4 | 13.2 | [6 empty] | 525000 | Electric Resistance Heating Or | 08/29/2023 |  | 11/13/2023
Daikin Comfort Technologies Manufacturing, L.P. | Daikin | DPSA050A*BSBSB0B04500*E |  | Voluntarily Certified | ACAirCoolAllPhase&gt;=240k&lt; | False | False |  |  |  |  | 10.9 |  | 14.3 | 13.2 | [6 empty] | 525000 | Electric Resistance Heating Or | 08/29/2023 |  | 11/13/2023
Daikin Comfort Technologies Manufacturing, L.P. | Daikin | DPSA050A*BSBSB0B04560*0 |  | Voluntarily Certified | ACAirCoolAllPhase&gt;=240k&lt; | False | False |  |  |  |  | 10.9 |  | 14.4 | 13.2 | [6 empty] | 525000 | Electric Resistance Heating Or | 08/29/2023 |  | 11/13/2023
Daikin Comfort Technologies Manufacturing, L.P. | Daikin | DPSA050A*BSBSB0B04560*E |  | Voluntarily Certified | ACAirCoolAllPhase&gt;=240k&lt; | False | False |  |  |  |  | 10.8 |  | 14.3 | 13.2 | [6 empty] | 525000 | Electric Resistance Heating Or | 08/29/2023 |  | 11/13/2023
Daikin Comfort Technologies Manufacturing, L.P. | Daikin | DPSA050A*BSCS*0B02560*0 |  | Voluntarily Certified | ACAirCoolAllPhase&gt;=240k&lt; | False | False |  |  |  |  | 10.3 |  | 14.5 | 13.2 | [6 empty] | 495000 | Electric Resistance Heating Or | 08/29/2023 |  | 11/13/2023
Daikin Comfort Technologies Manufacturing, L.P. | Daikin | DPSA050A*BSCS*0B02560*E |  | Voluntarily Certified | ACAirCoolAllPhase&gt;=240k&lt; | False | False |  |  |  |  | 10.2 |  | 14.3 | 13.2 | [6 empty] | 495000 | Electric Resistance Heating Or | 08/29/2023 |  | 11/13/2023
Daikin Comfort Technologies Manufacturing, L.P. | Daikin | DPSA050A*BSCS*0B02630*0 |  | Voluntarily Certified | ACAirCoolAllPhase&gt;=240k&lt; | False | False |  |  |  |  | 10.3 |  | 14.5 | 13.2 | [6 empty] | 495000 | Electric Resistance Heating Or | 08/29/2023 |  | 11/13/2023
Daikin Comfort Technologies Manufacturing, L.P. | Daikin | DPSA050A*BSCS*0B02630*E |  | Voluntarily Certified | ACAirCoolAllPhase&gt;=240k&lt; | False | False |  |  |  |  | 10.2 |  | 14.3 | 13.2 | [6 empty] | 495000 | Electric Resistance Heating Or | 08/29/2023 |  | 11/13/2023
Daikin Comfort Technologies Manufacturing, L.P. | Daikin | DPSA050A*BSCS*0B04450*0 |  | Voluntarily Certified | ACAirCoolAllPhase&gt;=240k&lt; | False | False |  |  |  |  | 10.2 |  | 14.4 | 13.2 | [6 empty] | 495000 | Electric Resistance Heating Or | 08/29/2023 |  | 11/13/2023
Daikin Comfort Technologies Manufacturing, L.P. | Daikin | DPSA050A*BSCS*0B04450*E |  | Voluntarily Certified | ACAirCoolAllPhase&gt;=240k&lt; | False | False |  |  |  |  | 10.1 |  | 14.2 | 13.2 | [6 empty] | 495000 | Electric Resistance Heating Or | 08/29/2023 |  | 11/13/2023
Daikin Comfort Technologies Manufacturing, L.P. | Daikin | DPSA050A*BSCS*0B04500*0 |  | Voluntarily Certified | ACAirCoolAllPhase&gt;=240k&lt; | False | False |  |  |  |  | 10.4 |  | 14.6 | 13.2 | [6 empty] | 495000 | Electric Resistance Heating Or | 08/29/2023 |  | 11/13/2023
Daikin Comfort Technologies Manufacturing, L.P. | Daikin | DPSA050A*BSCS*0B04500*E |  | Voluntarily Certified | ACAirCoolAllPhase&gt;=240k&lt; | False | False |  |  |  |  | 10.3 |  | 14.4 | 13.2 | [6 empty] | 495000 | Electric Resistance Heating Or | 08/29/2023 |  | 11/13/2023
Daikin Comfort Technologies Manufacturing, L.P. | Daikin | DPSA050A*BSCS*0B04560*0 |  | Voluntarily Certified | ACAirCoolAllPhase&gt;=240k&lt; | False | False |  |  |  |  | 10.3 |  | 14.5 | 13.2 | [6 empty] | 495000 | Electric Resistance Heating Or | 08/29/2023 |  | 11/13/2023
Daikin Comfort Technologies Manufacturing, L.P. | Daikin | DPSA050A*BSCS*0B04560*E |  | Voluntarily Certified | ACAirCoolAllPhase&gt;=240k&lt; | False | False |  |  |  |  | 10.2 |  | 14.3 | 13.2 | [6 empty] | 495000 | Electric Resistance Heating Or | 08/29/2023 |  | 11/13/2023
Daikin Comfort Technologies Manufacturing, L.P. | Daikin | DPSA050A*BSCSA0B02560*0 |  | Voluntarily Certified | ACAirCoolAllPhase&gt;=240k&lt; | False | False |  |  |  |  | 10.4 |  | 13.9 | 13.2 | [6 empty] | 495000 | Electric Resistance Heating Or | 08/29/2023 |  | 11/13/2023
Daikin Comfort Technologies Manufacturing, L.P. | Daikin | DPSA050A*BSCSA0B02560*E |  | Voluntarily Certified | ACAirCoolAllPhase&gt;=240k&lt; | False | False |  |  |  |  | 10.3 |  | 13.8 | 13.2 | [6 empty] | 495000 | Electric Resistance Heating Or | 08/29/2023 |  | 11/13/2023
Daikin Comfort Technologies Manufacturing, L.P. | Daikin | DPSA050A*BSCSA0B02630*0 |  | Voluntarily Certified | ACAirCoolAllPhase&gt;=240k&lt; | False | False |  |  |  |  | 10.4 |  | 13.9 | 13.2 | [6 empty] | 495000 | Electric Resistance Heating Or | 08/29/2023 |  | 11/13/2023
Daikin Comfort Technologies Manufacturing, L.P. | Daikin | DPSA050A*BSCSA0B02630*E |  | Voluntarily Certified | ACAirCoolAllPhase&gt;=240k&lt; | False | False |  |  |  |  | 10.3 |  | 13.8 | 13.2 | [6 empty] | 495000 | Electric Resistance Heating Or | 08/29/2023 |  | 11/13/2023
Daikin Comfort Technologies Manufacturing, L.P. | Daikin | DPSA050A*BSCSA0B04450*0 |  | Voluntarily Certified | ACAirCoolAllPhase&gt;=240k&lt; | False | False |  |  |  |  | 10.2 |  | 13.7 | 13.2 | [6 empty] | 495000 | Electric Resistance Heating Or | 08/29/2023 |  | 11/13/2023
Daikin Comfort Technologies Manufacturing, L.P. | Daikin | DPSA050A*BSCSA0B04450*E |  | Voluntarily Certified | ACAirCoolAllPhase&gt;=240k&lt; | False | False |  |  |  |  | 10.1 |  | 13.6 | 13.2 | [6 empty] | 495000 | Electric Resistance Heating Or | 08/29/2023 |  | 11/13/2023
Daikin Comfort Technologies Manufacturing, L.P. | Daikin | DPSA050A*BSCSA0B04500*0 |  | Voluntarily Certified | ACAirCoolAllPhase&gt;=240k&lt; | False | False |  |  |  |  | 10.4 |  | 13.9 | 13.2 | [6 empty] | 495000 | Electric Resistance Heating Or | 08/29/2023 |  | 11/13/2023
Daikin Comfort Technologies Manufacturing, L.P. | Daikin | DPSA050A*BSCSA0B04500*E |  | Voluntarily Certified | ACAirCoolAllPhase&gt;=240k&lt; | False | False |  |  |  |  | 10.3 |  | 13.8 | 13.2 | [6 empty] | 495000 | Electric Resistance Heating Or | 08/29/2023 |  | 11/13/2023
Daikin Comfort Technologies Manufacturing, L.P. | Daikin | DPSA050A*BSCSA0B04560*0 |  | Voluntarily Certified | ACAirCoolAllPhase&gt;=240k&lt; | False | False |  |  |  |  | 10.4 |  | 13.9 | 13.2 | [6 empty] | 495000 | Electric Resistance Heating Or | 08/29/2023 |  | 11/13/2023
Daikin Comfort Technologies Manufacturing, L.P. | Daikin | DPSA050A*BSCSA0B04560*E |  | Voluntarily Certified | ACAirCoolAllPhase&gt;=240k&lt; | False | False |  |  |  |  | 10.3 |  | 13.8 | 13.2 | [6 empty] | 495000 | Electric Resistance Heating Or | 08/29/2023 |  | 11/13/2023
Daikin Comfort Technologies Manufacturing, L.P. | Daikin | DPSA050A*BSCSB0B02560*0 |  | Voluntarily Certified | ACAirCoolAllPhase&gt;=240k&lt; | False | False |  |  |  |  | 10.4 |  | 13.9 | 13.2 | [6 empty] | 495000 | Electric Resistance Heating Or | 08/29/2023 |  | 11/13/2023
Daikin Comfort Technologies Manufacturing, L.P. | Daikin | DPSA050A*BSCSB0B02560*E |  | Voluntarily Certified | ACAirCoolAllPhase&gt;=240k&lt; | False | False |  |  |  |  | 10.3 |  | 13.8 | 13.2 | [6 empty] | 495000 | Electric Resistance Heating Or | 08/29/2023 |  | 11/13/2023
Daikin Comfort Technologies Manufacturing, L.P. | Daikin | DPSA050A*BSCSB0B02630*0 |  | Voluntarily Certified | ACAirCoolAllPhase&gt;=240k&lt; | False | False |  |  |  |  | 10.4 |  | 13.9 | 13.2 | [6 empty] | 495000 | Electric Resistance Heating Or | 08/29/2023 |  | 11/13/2023
Daikin Comfort Technologies Manufacturing, L.P. | Daikin | DPSA050A*BSCSB0B02630*E |  | Voluntarily Certified | ACAirCoolAllPhase&gt;=240k&lt; | False | False |  |  |  |  | 10.3 |  | 13.8 | 13.2 | [6 empty] | 495000 | Electric Resistance Heating Or | 08/29/2023 |  | 11/13/2023
Daikin Comfort Technologies Manufacturing, L.P. | Daikin | DPSA050A*BSCSB0B04450*0 |  | Voluntarily Certified | ACAirCoolAllPhase&gt;=240k&lt; | False | False |  |  |  |  | 10.2 |  | 13.7 | 13.2 | [6 empty] | 495000 | Electric Resistance Heating Or | 08/29/2023 |  | 11/13/2023
Daikin Comfort Technologies Manufacturing, L.P. | Daikin | DPSA050A*BSCSB0B04450*E |  | Voluntarily Certified | ACAirCoolAllPhase&gt;=240k&lt; | False | False |  |  |  |  | 10.1 |  | 13.6 | 13.2 | [6 empty] | 495000 | Electric Resistance Heating Or | 08/29/2023 |  | 11/13/2023
Daikin Comfort Technologies Manufacturing, L.P. | Daikin | DPSA050A*BSCSB0B04500*0 |  | Voluntarily Certified | ACAirCoolAllPhase&gt;=240k&lt; | False | False |  |  |  |  | 10.4 |  | 13.9 | 13.2 | [6 empty] | 495000 | Electric Resistance Heating Or | 08/29/2023 |  | 11/13/2023
Daikin Comfort Technologies Manufacturing, L.P. | Daikin | DPSA050A*BSCSB0B04500*E |  | Voluntarily Certified | ACAirCoolAllPhase&gt;=240k&lt; | False | False |  |  |  |  | 10.3 |  | 13.8 | 13.2 | [6 empty] | 495000 | Electric Resistance Heating Or | 08/29/2023 |  | 11/13/2023
Daikin Comfort Technologies Manufacturing, L.P. | Daikin | DPSA050A*BSCSB0B04560*0 |  | Voluntarily Certified | ACAirCoolAllPhase&gt;=240k&lt; | False | False |  |  |  |  | 10.4 |  | 13.9 | 13.2 | [6 empty] | 495000 | Electric Resistance Heating Or | 08/29/2023 |  | 11/13/2023
Daikin Comfort Technologies Manufacturing, L.P. | Daikin | DPSA050A*BSCSB0B04560*E |  | Voluntarily Certified | ACAirCoolAllPhase&gt;=240k&lt; | False | False |  |  |  |  | 10.3 |  | 13.8 | 13.2 | [6 empty] | 495000 | Electric Resistance Heating Or | 08/29/2023 |  | 11/13/2023
Daikin Comfort Technologies Manufacturing, L.P. | Daikin | DPSA050A*BSDS*0B02560*0 |  | Voluntarily Certified | ACAirCoolAllPhase&gt;=240k&lt; | False | False |  |  |  |  | 10.4 |  | 14.7 | 13.2 | [6 empty] | 510000 | Electric Resistance Heating Or | 08/29/2023 |  | 11/13/2023
Daikin Comfort Technologies Manufacturing, L.P. | Daikin | DPSA050A*BSDS*0B02560*E |  | Voluntarily Certified | ACAirCoolAllPhase&gt;=240k&lt; | False | False |  |  |  |  | 10.3 |  | 14.5 | 13.2 | [6 empty] | 510000 | Electric Resistance Heating Or | 08/29/2023 |  | 11/13/2023
Daikin Comfort Technologies Manufacturing, L.P. | Daikin | DPSA050A*BSDS*0B02630*0 |  | Voluntarily Certified | ACAirCoolAllPhase&gt;=240k&lt; | False | False |  |  |  |  | 10.4 |  | 14.7 | 13.2 | [6 empty] | 510000 | Electric Resistance Heating Or | 08/29/2023 |  | 11/13/2023
Daikin Comfort Technologies Manufacturing, L.P. | Daikin | DPSA050A*BSDS*0B02630*E |  | Voluntarily Certified | ACAirCoolAllPhase&gt;=240k&lt; | False | False |  |  |  |  | 10.3 |  | 14.5 | 13.2 | [6 empty] | 510000 | Electric Resistance Heating Or | 08/29/2023 |  | 11/13/2023
Daikin Comfort Technologies Manufacturing, L.P. | Daikin | DPSA050A*BSDS*0B04450*0 |  | Voluntarily Certified | ACAirCoolAllPhase&gt;=240k&lt; | False | False |  |  |  |  | 10.3 |  | 14.6 | 13.2 | [6 empty] | 510000 | Electric Resistance Heating Or | 08/29/2023 |  | 11/13/2023
Daikin Comfort Technologies Manufacturing, L.P. | Daikin | DPSA050A*BSDS*0B04450*E |  | Voluntarily Certified | ACAirCoolAllPhase&gt;=240k&lt; | False | False |  |  |  |  | 10.2 |  | 14.4 | 13.2 | [6 empty] | 510000 | Electric Resistance Heating Or | 08/29/2023 |  | 11/13/2023
Daikin Comfort Technologies Manufacturing, L.P. | Daikin | DPSA050A*BSDS*0B04500*0 |  | Voluntarily Certified | ACAirCoolAllPhase&gt;=240k&lt; | False | False |  |  |  |  | 10.5 |  | 14.8 | 13.2 | [6 empty] | 515000 | Electric Resistance Heating Or | 08/29/2023 |  | 11/13/2023
Daikin Comfort Technologies Manufacturing, L.P. | Daikin | DPSA050A*BSDS*0B04500*E |  | Voluntarily Certified | ACAirCoolAllPhase&gt;=240k&lt; | False | False |  |  |  |  | 10.4 |  | 14.6 | 13.2 | [6 empty] | 515000 | Electric Resistance Heating Or | 08/29/2023 |  | 11/13/2023
Daikin Comfort Technologies Manufacturing, L.P. | Daikin | DPSA050A*BSDS*0B04560*0 |  | Voluntarily Certified | ACAirCoolAllPhase&gt;=240k&lt; | False | False |  |  |  |  | 10.4 |  | 14.7 | 13.2 | [6 empty] | 510000 | Electric Resistance Heating Or | 08/29/2023 |  | 11/13/2023
Daikin Comfort Technologies Manufacturing, L.P. | Daikin | DPSA050A*BSDS*0B04560*E |  | Voluntarily Certified | ACAirCoolAllPhase&gt;=240k&lt; | False | False |  |  |  |  | 10.3 |  | 14.5 | 13.2 | [6 empty] | 510000 | Electric Resistance Heating Or | 08/29/2023 |  | 11/13/2023
Daikin Comfort Technologies Manufacturing, L.P. | Daikin | DPSA050A*BSDSA0B02560*0 |  | Voluntarily Certified | ACAirCoolAllPhase&gt;=240k&lt; | False | False |  |  |  |  | 10.5 |  | 14 | 13.2 | [6 empty] | 510000 | Electric Resistance Heating Or | 08/29/2023 |  | 11/13/2023
Daikin Comfort Technologies Manufacturing, L.P. | Daikin | DPSA050A*BSDSA0B02560*E |  | Voluntarily Certified | ACAirCoolAllPhase&gt;=240k&lt; | False | False |  |  |  |  | 10.4 |  | 13.9 | 13.2 | [6 empty] | 510000 | Electric Resistance Heating Or | 08/29/2023 |  | 11/13/2023
Daikin Comfort Technologies Manufacturing, L.P. | Daikin | DPSA050A*BSDSA0B02630*0 |  | Voluntarily Certified | ACAirCoolAllPhase&gt;=240k&lt; | False | False |  |  |  |  | 10.5 |  | 14 | 13.2 | [6 empty] | 510000 | Electric Resistance Heating Or | 08/29/2023 |  | 11/13/2023
Daikin Comfort Technologies Manufacturing, L.P. | Daikin | DPSA050A*BSDSA0B02630*E |  | Voluntarily Certified | ACAirCoolAllPhase&gt;=240k&lt; | False | False |  |  |  |  | 10.4 |  | 13.9 | 13.2 | [6 empty] | 510000 | Electric Resistance Heating Or | 08/29/2023 |  | 11/13/2023
Daikin Comfort Technologies Manufacturing, L.P. | Daikin | DPSA050A*BSDSA0B04450*0 |  | Voluntarily Certified | ACAirCoolAllPhase&gt;=240k&lt; | False | False |  |  |  |  | 10.3 |  | 13.9 | 13.2 | [6 empty] | 510000 | Electric Resistance Heating Or | 08/29/2023 |  | 11/13/2023
Daikin Comfort Technologies Manufacturing, L.P. | Daikin | DPSA050A*BSDSA0B04450*E |  | Voluntarily Certified | ACAirCoolAllPhase&gt;=240k&lt; | False | False |  |  |  |  | 10.2 |  | 13.8 | 13.2 | [6 empty] | 510000 | Electric Resistance Heating Or | 08/29/2023 |  | 11/13/2023
Daikin Comfort Technologies Manufacturing, L.P. | Daikin | DPSA050A*BSDSA0B04500*0 |  | Voluntarily Certified | ACAirCoolAllPhase&gt;=240k&lt; | False | False |  |  |  |  | 10.6 |  | 14.1 | 13.2 | [6 empty] | 515000 | Electric Resistance Heating Or | 08/29/2023 |  | 11/13/2023
Daikin Comfort Technologies Manufacturing, L.P. | Daikin | DPSA050A*BSDSA0B04500*E |  | Voluntarily Certified | ACAirCoolAllPhase&gt;=240k&lt; | False | False |  |  |  |  | 10.5 |  | 14 | 13.2 | [6 empty] | 515000 | Electric Resistance Heating Or | 08/29/2023 |  | 11/13/2023
Daikin Comfort Technologies Manufacturing, L.P. | Daikin | DPSA050A*BSDSA0B04560*0 |  | Voluntarily Certified | ACAirCoolAllPhase&gt;=240k&lt; | False | False |  |  |  |  | 10.4 |  | 14 | 13.2 | [6 empty] | 510000 | Electric Resistance Heating Or | 08/29/2023 |  | 11/13/2023
Daikin Comfort Technologies Manufacturing, L.P. | Daikin | DPSA050A*BSDSA0B04560*E |  | Voluntarily Certified | ACAirCoolAllPhase&gt;=240k&lt; | False | False |  |  |  |  | 10.3 |  | 13.9 | 13.2 | [6 empty] | 510000 | Electric Resistance Heating Or | 08/29/2023 |  | 11/13/2023
Daikin Comfort Technologies Manufacturing, L.P. | Daikin | DPSA050A*BSDSB0B02560*0 |  | Voluntarily Certified | ACAirCoolAllPhase&gt;=240k&lt; | False | False |  |  |  |  | 10.5 |  | 14 | 13.2 | [6 empty] | 510000 | Electric Resistance Heating Or | 08/29/2023 |  | 11/13/2023
Daikin Comfort Technologies Manufacturing, L.P. | Daikin | DPSA050A*BSDSB0B02560*E |  | Voluntarily Certified | ACAirCoolAllPhase&gt;=240k&lt; | False | False |  |  |  |  | 10.4 |  | 13.9 | 13.2 | [6 empty] | 510000 | Electric Resistance Heating Or | 08/29/2023 |  | 11/13/2023
Daikin Comfort Technologies Manufacturing, L.P. | Daikin | DPSA050A*BSDSB0B02630*0 |  | Voluntarily Certified | ACAirCoolAllPhase&gt;=240k&lt; | False | False |  |  |  |  | 10.5 |  | 14 | 13.2 | [6 empty] | 510000 | Electric Resistance Heating Or | 08/29/2023 |  | 11/13/2023
Daikin Comfort Technologies Manufacturing, L.P. | Daikin | DPSA050A*BSDSB0B02630*E |  | Voluntarily Certified | ACAirCoolAllPhase&gt;=240k&lt; | False | False |  |  |  |  | 10.4 |  | 13.9 | 13.2 | [6 empty] | 510000 | Electric Resistance Heating Or | 08/29/2023 |  | 11/13/2023
Daikin Comfort Technologies Manufacturing, L.P. | Daikin | DPSA050A*BSDSB0B04450*0 |  | Voluntarily Certified | ACAirCoolAllPhase&gt;=240k&lt; | False | False |  |  |  |  | 10.3 |  | 13.9 | 13.2 | [6 empty] | 510000 | Electric Resistance Heating Or | 08/29/2023 |  | 11/13/2023
Daikin Comfort Technologies Manufacturing, L.P. | Daikin | DPSA050A*BSDSB0B04450*E |  | Voluntarily Certified | ACAirCoolAllPhase&gt;=240k&lt; | False | False |  |  |  |  | 10.2 |  | 13.8 | 13.2 | [6 empty] | 510000 | Electric Resistance Heating Or | 08/29/2023 |  | 11/13/2023
Daikin Comfort Technologies Manufacturing, L.P. | Daikin | DPSA050A*BSDSB0B04500*0 |  | Voluntarily Certified | ACAirCoolAllPhase&gt;=240k&lt; | False | False |  |  |  |  | 10.6 |  | 14.1 | 13.2 | [6 empty] | 515000 | Electric Resistance Heating Or | 08/29/2023 |  | 11/13/2023
Daikin Comfort Technologies Manufacturing, L.P. | Daikin | DPSA050A*BSDSB0B04500*E |  | Voluntarily Certified | ACAirCoolAllPhase&gt;=240k&lt; | False | False |  |  |  |  | 10.5 |  | 14 | 13.2 | [6 empty] | 515000 | Electric Resistance Heating Or | 08/29/2023 |  | 11/13/2023
Daikin Comfort Technologies Manufacturing, L.P. | Daikin | DPSA050A*BSDSB0B04560*0 |  | Voluntarily Certified | ACAirCoolAllPhase&gt;=240k&lt; | False | False |  |  |  |  | 10.4 |  | 14 | 13.2 | [6 empty] | 510000 | Electric Resistance Heating Or | 08/29/2023 |  | 11/13/2023
Daikin Comfort Technologies Manufacturing, L.P. | Daikin | DPSA050A*BSDSB0B04560*E |  | Voluntarily Certified | ACAirCoolAllPhase&gt;=240k&lt; | False | False |  |  |  |  | 10.3 |  | 13.9 | 13.2 | [6 empty] | 510000 | Electric Resistance Heating Or | 08/29/2023 |  | 11/13/2023
Daikin Comfort Technologies Manufacturing, L.P. | Daikin | DPSA050A2BHBM*0B02560*0 |  | Voluntarily Certified | ACAirCoolAllPhase&gt;=240k&lt; | False | False |  |  |  |  | 10 |  | 15.4 | 13.2 | [6 empty] | 510000 | Electric Resistance Heating Or | 08/29/2023 |  | 11/13/2023
Daikin Comfort Technologies Manufacturing, L.P. | Daikin | DPSA050A2BHBM*0B02630*0 |  | Voluntarily Certified | ACAirCoolAllPhase&gt;=240k&lt; | False | False |  |  |  |  | 10 |  | 15.4 | 13.2 | [6 empty] | 510000 | Electric Resistance Heating Or | 08/29/2023 |  | 11/13/2023
Daikin Comfort Technologies Manufacturing, L.P. | Daikin | DPSA050A2BHBM*0B04500*0 |  | Voluntarily Certified | ACAirCoolAllPhase&gt;=240k&lt; | False | False |  |  |  |  | 10 |  | 15.4 | 13.2 | [6 empty] | 510000 | Electric Resistance Heating Or | 08/29/2023 |  | 11/13/2023
Daikin Comfort Technologies Manufacturing, L.P. | Daikin | DPSA050A2BHBM*0B04560*0 |  | Voluntarily Certified | ACAirCoolAllPhase&gt;=240k&lt; | False | False |  |  |  |  | 10 |  | 15.5 | 13.2 | [6 empty] | 510000 | Electric Resistance Heating Or | 08/29/2023 |  | 11/13/2023
Daikin Comfort Technologies Manufacturing, L.P. | Daikin | DPSA050A2BPBV*0B02560*0 |  | Voluntarily Certified | ACAirCoolAllPhase&gt;=240k&lt; | False | False |  |  |  |  | 10 |  | 16.3 | 13.2 | [6 empty] | 510000 | Electric Resistance Heating Or | 08/29/2023 |  | 11/13/2023
Daikin Comfort Technologies Manufacturing, L.P. | Daikin | DPSA050A2BPBV*0B02630*0 |  | Voluntarily Certified | ACAirCoolAllPhase&gt;=240k&lt; | False | False |  |  |  |  | 10 |  | 16.3 | 13.2 | [6 empty] | 510000 | Electric Resistance Heating Or | 08/29/2023 |  | 11/13/2023
Daikin Comfort Technologies Manufacturing, L.P. | Daikin | DPSA050A2BPBV*0B04500*0 |  | Voluntarily Certified | ACAirCoolAllPhase&gt;=240k&lt; | False | False |  |  |  |  | 10 |  | 16.3 | 13.2 | [6 empty] | 510000 | Electric Resistance Heating Or | 08/29/2023 |  | 11/13/2023
Daikin Comfort Technologies Manufacturing, L.P. | Daikin | DPSA050A2BPBV*0B04560*0 |  | Voluntarily Certified | ACAirCoolAllPhase&gt;=240k&lt; | False | False |  |  |  |  | 10.1 |  | 16.4 | 13.2 | [6 empty] | 510000 | Electric Resistance Heating Or | 08/29/2023 |  | 11/13/2023
Daikin Comfort Technologies Manufacturing, L.P. | Daikin | DPSA050A2BPBV*0B04560*E |  | Voluntarily Certified | ACAirCoolAllPhase&gt;=240k&lt; | False | False |  |  |  |  | 10 |  | 16.3 | 13.2 | [6 empty] | 510000 | Electric Resistance Heating Or | 08/29/2023 |  | 11/13/2023
Daikin Comfort Technologies Manufacturing, L.P. | Daikin | DPSA050A2BSAS*0B02500*0 |  | Voluntarily Certified | ACAirCoolAllPhase&gt;=240k&lt; | False | False |  |  |  |  | 10 |  | 13.7 | 13.2 | [6 empty] | 495000 | Electric Resistance Heating Or | 08/29/2023 |  | 11/13/2023
Daikin Comfort Technologies Manufacturing, L.P. | Daikin | DPSA050A2BSAS*0B02560*0 |  | Voluntarily Certified | ACAirCoolAllPhase&gt;=240k&lt; | False | False |  |  |  |  | 10.5 |  | 14.2 | 13.2 | [6 empty] | 500000 | Electric Resistance Heating Or | 08/29/2023 |  | 11/13/2023
Daikin Comfort Technologies Manufacturing, L.P. | Daikin | DPSA050A2BSAS*0B02560*E |  | Voluntarily Certified | ACAirCoolAllPhase&gt;=240k&lt; | False | False |  |  |  |  | 10.4 |  | 14 | 13.2 | [6 empty] | 500000 | Electric Resistance Heating Or | 08/29/2023 |  | 11/13/2023
Daikin Comfort Technologies Manufacturing, L.P. | Daikin | DPSA050A2BSAS*0B02630*0 |  | Voluntarily Certified | ACAirCoolAllPhase&gt;=240k&lt; | False | False |  |  |  |  | 10.5 |  | 14.2 | 13.2 | [6 empty] | 500000 | Electric Resistance Heating Or | 08/29/2023 |  | 11/13/2023
Daikin Comfort Technologies Manufacturing, L.P. | Daikin | DPSA050A2BSAS*0B02630*E |  | Voluntarily Certified | ACAirCoolAllPhase&gt;=240k&lt; | False | False |  |  |  |  | 10.4 |  | 14 | 13.2 | [6 empty] | 500000 | Electric Resistance Heating Or | 08/29/2023 |  | 11/13/2023
Daikin Comfort Technologies Manufacturing, L.P. | Daikin | DPSA050A2BSAS*0B04450*0 |  | Voluntarily Certified | ACAirCoolAllPhase&gt;=240k&lt; | False | False |  |  |  |  | 10.3 |  | 14.1 | 13.2 | [6 empty] | 500000 | Electric Resistance Heating Or | 08/29/2023 |  | 11/13/2023
Daikin Comfort Technologies Manufacturing, L.P. | Daikin | DPSA050A2BSAS*0B04450*E |  | Voluntarily Certified | ACAirCoolAllPhase&gt;=240k&lt; | False | False |  |  |  |  | 10.2 |  | 13.9 | 13.2 | [6 empty] | 500000 | Electric Resistance Heating Or | 08/29/2023 |  | 11/13/2023
Daikin Comfort Technologies Manufacturing, L.P. | Daikin | DPSA050A2BSAS*0B04500*0 |  | Voluntarily Certified | ACAirCoolAllPhase&gt;=240k&lt; | False | False |  |  |  |  | 10.6 |  | 14.3 | 13.2 | [6 empty] | 500000 | Electric Resistance Heating Or | 08/29/2023 |  | 11/13/2023
Daikin Comfort Technologies Manufacturing, L.P. | Daikin | DPSA050A2BSAS*0B04500*E |  | Voluntarily Certified | ACAirCoolAllPhase&gt;=240k&lt; | False | False |  |  |  |  | 10.5 |  | 14.1 | 13.2 | [6 empty] | 500000 | Electric Resistance Heating Or | 08/29/2023 |  | 11/13/2023
Daikin Comfort Technologies Manufacturing, L.P. | Daikin | DPSA050A2BSAS*0B04560*0 |  | Voluntarily Certified | ACAirCoolAllPhase&gt;=240k&lt; | False | False |  |  |  |  | 10.5 |  | 14.3 | 13.2 | [6 empty] | 500000 | Electric Resistance Heating Or | 08/29/2023 |  | 11/13/2023
Daikin Comfort Technologies Manufacturing, L.P. | Daikin | DPSA050A2BSAS*0B04560*E |  | Voluntarily Certified | ACAirCoolAllPhase&gt;=240k&lt; | False | False |  |  |  |  | 10.4 |  | 14.1 | 13.2 | [6 empty] | 500000 | Electric Resistance Heating Or | 08/29/2023 |  | 11/13/2023
Daikin Comfort Technologies Manufacturing, L.P. | Daikin | DPSA050A2BSASA0B02500*0 |  | Voluntarily Certified | ACAirCoolAllPhase&gt;=240k&lt; | False | False |  |  |  |  | 10 |  | 14 | 13.2 | [6 empty] | 495000 | Electric Resistance Heating Or | 08/29/2023 |  | 11/13/2023
Daikin Comfort Technologies Manufacturing, L.P. | Daikin | DPSA050A2BSASA0B02560*0 |  | Voluntarily Certified | ACAirCoolAllPhase&gt;=240k&lt; | False | False |  |  |  |  | 10.5 |  | 13.9 | 13.2 | [6 empty] | 500000 | Electric Resistance Heating Or | 08/29/2023 |  | 11/13/2023
Daikin Comfort Technologies Manufacturing, L.P. | Daikin | DPSA050A2BSASA0B02560*E |  | Voluntarily Certified | ACAirCoolAllPhase&gt;=240k&lt; | False | False |  |  |  |  | 10.4 |  | 13.8 | 13.2 | [6 empty] | 500000 | Electric Resistance Heating Or | 08/29/2023 |  | 11/13/2023
Daikin Comfort Technologies Manufacturing, L.P. | Daikin | DPSA050A2BSASA0B02630*0 |  | Voluntarily Certified | ACAirCoolAllPhase&gt;=240k&lt; | False | False |  |  |  |  | 10.5 |  | 13.9 | 13.2 | [6 empty] | 500000 | Electric Resistance Heating Or | 08/29/2023 |  | 11/13/2023
Daikin Comfort Technologies Manufacturing, L.P. | Daikin | DPSA050A2BSASA0B02630*E |  | Voluntarily Certified | ACAirCoolAllPhase&gt;=240k&lt; | False | False |  |  |  |  | 10.4 |  | 13.8 | 13.2 | [6 empty] | 500000 | Electric Resistance Heating Or | 08/29/2023 |  | 11/13/2023
Daikin Comfort Technologies Manufacturing, L.P. | Daikin | DPSA050A2BSASA0B04450*0 |  | Voluntarily Certified | ACAirCoolAllPhase&gt;=240k&lt; | False | False |  |  |  |  | 10.4 |  | 13.9 | 13.2 | [6 empty] | 500000 | Electric Resistance Heating Or | 08/29/2023 |  | 11/13/2023
Daikin Comfort Technologies Manufacturing, L.P. | Daikin | DPSA050A2BSASA0B04450*E |  | Voluntarily Certified | ACAirCoolAllPhase&gt;=240k&lt; | False | False |  |  |  |  | 10.3 |  | 13.8 | 13.2 | [6 empty] | 500000 | Electric Resistance Heating Or | 08/29/2023 |  | 11/13/2023
Daikin Comfort Technologies Manufacturing, L.P. | Daikin | DPSA050A2BSASA0B04500*0 |  | Voluntarily Certified | ACAirCoolAllPhase&gt;=240k&lt; | False | False |  |  |  |  | 10.6 |  | 13.9 | 13.2 | [6 empty] | 500000 | Electric Resistance Heating Or | 08/29/2023 |  | 11/13/2023
Daikin Comfort Technologies Manufacturing, L.P. | Daikin | DPSA050A2BSASA0B04500*E |  | Voluntarily Certified | ACAirCoolAllPhase&gt;=240k&lt; | False | False |  |  |  |  | 10.5 |  | 13.8 | 13.2 | [6 empty] | 500000 | Electric Resistance Heating Or | 08/29/2023 |  | 11/13/2023
Daikin Comfort Technologies Manufacturing, L.P. | Daikin | DPSA050A2BSASA0B04560*0 |  | Voluntarily Certified | ACAirCoolAllPhase&gt;=240k&lt; | False | False |  |  |  |  | 10.6 |  | 13.9 | 13.2 | [6 empty] | 500000 | Electric Resistance Heating Or | 08/29/2023 |  | 11/13/2023
Daikin Comfort Technologies Manufacturing, L.P. | Daikin | DPSA050A2BSASA0B04560*E |  | Voluntarily Certified | ACAirCoolAllPhase&gt;=240k&lt; | False | False |  |  |  |  | 10.5 |  | 13.8 | 13.2 | [6 empty] | 500000 | Electric Resistance Heating Or | 08/29/2023 |  | 11/13/2023
Daikin Comfort Technologies Manufacturing, L.P. | Daikin | DPSA050A2BSASB0B02500*0 |  | Voluntarily Certified | ACAirCoolAllPhase&gt;=240k&lt; | False | False |  |  |  |  | 10 |  | 14 | 13.2 | [6 empty] | 495000 | Electric Resistance Heating Or | 08/29/2023 |  | 11/13/2023
Daikin Comfort Technologies Manufacturing, L.P. | Daikin | DPSA050A2BSASB0B02560*0 |  | Voluntarily Certified | ACAirCoolAllPhase&gt;=240k&lt; | False | False |  |  |  |  | 10.5 |  | 13.9 | 13.2 | [6 empty] | 500000 | Electric Resistance Heating Or | 08/29/2023 |  | 11/13/2023
Daikin Comfort Technologies Manufacturing, L.P. | Daikin | DPSA050A2BSASB0B02560*E |  | Voluntarily Certified | ACAirCoolAllPhase&gt;=240k&lt; | False | False |  |  |  |  | 10.4 |  | 13.8 | 13.2 | [6 empty] | 500000 | Electric Resistance Heating Or | 08/29/2023 |  | 11/13/2023
Daikin Comfort Technologies Manufacturing, L.P. | Daikin | DPSA050A2BSASB0B02630*0 |  | Voluntarily Certified | ACAirCoolAllPhase&gt;=240k&lt; | False | False |  |  |  |  | 10.5 |  | 13.9 | 13.2 | [6 empty] | 500000 | Electric Resistance Heating Or | 08/29/2023 |  | 11/13/2023
Daikin Comfort Technologies Manufacturing, L.P. | Daikin | DPSA050A2BSASB0B02630*E |  | Voluntarily Certified | ACAirCoolAllPhase&gt;=240k&lt; | False | False |  |  |  |  | 10.4 |  | 13.8 | 13.2 | [6 empty] | 500000 | Electric Resistance Heating Or | 08/29/2023 |  | 11/13/2023
Daikin Comfort Technologies Manufacturing, L.P. | Daikin | DPSA050A2BSASB0B04450*0 |  | Voluntarily Certified | ACAirCoolAllPhase&gt;=240k&lt; | False | False |  |  |  |  | 10.4 |  | 13.9 | 13.2 | [6 empty] | 500000 | Electric Resistance Heating Or | 08/29/2023 |  | 11/13/2023
Daikin Comfort Technologies Manufacturing, L.P. | Daikin | DPSA050A2BSASB0B04450*E |  | Voluntarily Certified | ACAirCoolAllPhase&gt;=240k&lt; | False | False |  |  |  |  | 10.3 |  | 13.8 | 13.2 | [6 empty] | 500000 | Electric Resistance Heating Or | 08/29/2023 |  | 11/13/2023
Daikin Comfort Technologies Manufacturing, L.P. | Daikin | DPSA050A2BSASB0B04500*0 |  | Voluntarily Certified | ACAirCoolAllPhase&gt;=240k&lt; | False | False |  |  |  |  | 10.6 |  | 13.9 | 13.2 | [6 empty] | 500000 | Electric Resistance Heating Or | 08/29/2023 |  | 11/13/2023
Daikin Comfort Technologies Manufacturing, L.P. | Daikin | DPSA050A2BSASB0B04500*E |  | Voluntarily Certified | ACAirCoolAllPhase&gt;=240k&lt; | False | False |  |  |  |  | 10.5 |  | 13.8 | 13.2 | [6 empty] | 500000 | Electric Resistance Heating Or | 08/29/2023 |  | 11/13/2023
Daikin Comfort Technologies Manufacturing, L.P. | Daikin | DPSA050A2BSASB0B04560*0 |  | Voluntarily Certified | ACAirCoolAllPhase&gt;=240k&lt; | False | False |  |  |  |  | 10.6 |  | 13.9 | 13.2 | [6 empty] | 500000 | Electric Resistance Heating Or | 08/29/2023 |  | 11/13/2023
Daikin Comfort Technologies Manufacturing, L.P. | Daikin | DPSA050A2BSASB0B04560*E |  | Voluntarily Certified | ACAirCoolAllPhase&gt;=240k&lt; | False | False |  |  |  |  | 10.5 |  | 13.8 | 13.2 | [6 empty] | 500000 | Electric Resistance Heating Or | 08/29/2023 |  | 11/13/2023
Daikin Comfort Technologies Manufacturing, L.P. | Daikin | DPSA050A2BSBS*0B02500*0 |  | Voluntarily Certified | ACAirCoolAllPhase&gt;=240k&lt; | False | False |  |  |  |  | 10.1 |  | 13.9 | 13.2 | [6 empty] | 510000 | Electric Resistance Heating Or | 08/29/2023 |  | 11/13/2023
Daikin Comfort Technologies Manufacturing, L.P. | Daikin | DPSA050A2BSBS*0B02500*E |  | Voluntarily Certified | ACAirCoolAllPhase&gt;=240k&lt; | False | False |  |  |  |  | 10 |  | 13.7 | 13.2 | [6 empty] | 510000 | Electric Resistance Heating Or | 08/29/2023 |  | 11/13/2023
Daikin Comfort Technologies Manufacturing, L.P. | Daikin | DPSA050A2BSBS*0B02560*0 |  | Voluntarily Certified | ACAirCoolAllPhase&gt;=240k&lt; | False | False |  |  |  |  | 10.7 |  | 14.4 | 13.2 | [6 empty] | 515000 | Electric Resistance Heating Or | 08/29/2023 |  | 11/13/2023
Daikin Comfort Technologies Manufacturing, L.P. | Daikin | DPSA050A2BSBS*0B02560*E |  | Voluntarily Certified | ACAirCoolAllPhase&gt;=240k&lt; | False | False |  |  |  |  | 10.6 |  | 14.2 | 13.2 | [6 empty] | 515000 | Electric Resistance Heating Or | 08/29/2023 |  | 11/13/2023
Daikin Comfort Technologies Manufacturing, L.P. | Daikin | DPSA050A2BSBS*0B02630*0 |  | Voluntarily Certified | ACAirCoolAllPhase&gt;=240k&lt; | False | False |  |  |  |  | 10.7 |  | 14.4 | 13.2 | [6 empty] | 515000 | Electric Resistance Heating Or | 08/29/2023 |  | 11/13/2023
Daikin Comfort Technologies Manufacturing, L.P. | Daikin | DPSA050A2BSBS*0B02630*E |  | Voluntarily Certified | ACAirCoolAllPhase&gt;=240k&lt; | False | False |  |  |  |  | 10.6 |  | 14.2 | 13.2 | [6 empty] | 515000 | Electric Resistance Heating Or | 08/29/2023 |  | 11/13/2023
Daikin Comfort Technologies Manufacturing, L.P. | Daikin | DPSA050A2BSBS*0B04355*0 |  | Voluntarily Certified | ACAirCoolAllPhase&gt;=240k&lt; | False | False |  |  |  |  | 10.1 |  | 13.8 | 13.2 | [6 empty] | 505000 | Electric Resistance Heating Or | 08/29/2023 |  | 11/13/2023
Daikin Comfort Technologies Manufacturing, L.P. | Daikin | DPSA050A2BSBS*0B04355*E |  | Voluntarily Certified | ACAirCoolAllPhase&gt;=240k&lt; | False | False |  |  |  |  | 10 |  | 13.6 | 13.2 | [6 empty] | 505000 | Electric Resistance Heating Or | 08/29/2023 |  | 11/13/2023
Daikin Comfort Technologies Manufacturing, L.P. | Daikin | DPSA050A2BSBS*0B04450*0 |  | Voluntarily Certified | ACAirCoolAllPhase&gt;=240k&lt; | False | False |  |  |  |  | 10.5 |  | 14.3 | 13.2 | [6 empty] | 515000 | Electric Resistance Heating Or | 08/29/2023 |  | 11/13/2023
Daikin Comfort Technologies Manufacturing, L.P. | Daikin | DPSA050A2BSBS*0B04450*E |  | Voluntarily Certified | ACAirCoolAllPhase&gt;=240k&lt; | False | False |  |  |  |  | 10.4 |  | 14.1 | 13.2 | [6 empty] | 515000 | Electric Resistance Heating Or | 08/29/2023 |  | 11/13/2023
Daikin Comfort Technologies Manufacturing, L.P. | Daikin | DPSA050A2BSBS*0B04500*0 |  | Voluntarily Certified | ACAirCoolAllPhase&gt;=240k&lt; | False | False |  |  |  |  | 10.8 |  | 14.5 | 13.2 | [6 empty] | 515000 | Electric Resistance Heating Or | 08/29/2023 |  | 11/13/2023
Daikin Comfort Technologies Manufacturing, L.P. | Daikin | DPSA050A2BSBS*0B04500*E |  | Voluntarily Certified | ACAirCoolAllPhase&gt;=240k&lt; | False | False |  |  |  |  | 10.7 |  | 14.3 | 13.2 | [6 empty] | 515000 | Electric Resistance Heating Or | 08/29/2023 |  | 11/13/2023
Daikin Comfort Technologies Manufacturing, L.P. | Daikin | DPSA050A2BSBS*0B04560*0 |  | Voluntarily Certified | ACAirCoolAllPhase&gt;=240k&lt; | False | False |  |  |  |  | 10.7 |  | 14.4 | 13.2 | [6 empty] | 515000 | Electric Resistance Heating Or | 08/29/2023 |  | 11/13/2023
Daikin Comfort Technologies Manufacturing, L.P. | Daikin | DPSA050A2BSBS*0B04560*E |  | Voluntarily Certified | ACAirCoolAllPhase&gt;=240k&lt; | False | False |  |  |  |  | 10.6 |  | 14.2 | 13.2 | [6 empty] | 515000 | Electric Resistance Heating Or | 08/29/2023 |  | 11/13/2023
Daikin Comfort Technologies Manufacturing, L.P. | Daikin | DPSA050A2BSBSA0B02500*0 |  | Voluntarily Certified | ACAirCoolAllPhase&gt;=240k&lt; | False | False |  |  |  |  | 10.2 |  | 13.6 | 13.2 | [6 empty] | 510000 | Electric Resistance Heating Or | 08/29/2023 |  | 11/13/2023
Daikin Comfort Technologies Manufacturing, L.P. | Daikin | DPSA050A2BSBSA0B02500*E |  | Voluntarily Certified | ACAirCoolAllPhase&gt;=240k&lt; | False | False |  |  |  |  | 10.1 |  | 13.5 | 13.2 | [6 empty] | 510000 | Electric Resistance Heating Or | 08/29/2023 |  | 11/13/2023
Daikin Comfort Technologies Manufacturing, L.P. | Daikin | DPSA050A2BSBSA0B02560*0 |  | Voluntarily Certified | ACAirCoolAllPhase&gt;=240k&lt; | False | False |  |  |  |  | 10.7 |  | 14.1 | 13.2 | [6 empty] | 515000 | Electric Resistance Heating Or | 08/29/2023 |  | 11/13/2023
Daikin Comfort Technologies Manufacturing, L.P. | Daikin | DPSA050A2BSBSA0B02560*E |  | Voluntarily Certified | ACAirCoolAllPhase&gt;=240k&lt; | False | False |  |  |  |  | 10.6 |  | 14 | 13.2 | [6 empty] | 515000 | Electric Resistance Heating Or | 08/29/2023 |  | 11/13/2023
Daikin Comfort Technologies Manufacturing, L.P. | Daikin | DPSA050A2BSBSA0B02630*0 |  | Voluntarily Certified | ACAirCoolAllPhase&gt;=240k&lt; | False | False |  |  |  |  | 10.7 |  | 14.1 | 13.2 | [6 empty] | 515000 | Electric Resistance Heating Or | 08/29/2023 |  | 11/13/2023
Daikin Comfort Technologies Manufacturing, L.P. | Daikin | DPSA050A2BSBSA0B02630*E |  | Voluntarily Certified | ACAirCoolAllPhase&gt;=240k&lt; | False | False |  |  |  |  | 10.6 |  | 14 | 13.2 | [6 empty] | 515000 | Electric Resistance Heating Or | 08/29/2023 |  | 11/13/2023
Daikin Comfort Technologies Manufacturing, L.P. | Daikin | DPSA050A2BSBSA0B04355*0 |  | Voluntarily Certified | ACAirCoolAllPhase&gt;=240k&lt; | False | False |  |  |  |  | 10.1 |  | 13.6 | 13.2 | [6 empty] | 505000 | Electric Resistance Heating Or | 08/29/2023 |  | 11/13/2023
Daikin Comfort Technologies Manufacturing, L.P. | Daikin | DPSA050A2BSBSA0B04355*E |  | Voluntarily Certified | ACAirCoolAllPhase&gt;=240k&lt; | False | False |  |  |  |  | 10 |  | 13.5 | 13.2 | [6 empty] | 505000 | Electric Resistance Heating Or | 08/29/2023 |  | 11/13/2023
Daikin Comfort Technologies Manufacturing, L.P. | Daikin | DPSA050A2BSBSA0B04450*0 |  | Voluntarily Certified | ACAirCoolAllPhase&gt;=240k&lt; | False | False |  |  |  |  | 10.6 |  | 14 | 13.2 | [6 empty] | 515000 | Electric Resistance Heating Or | 08/29/2023 |  | 11/13/2023
Daikin Comfort Technologies Manufacturing, L.P. | Daikin | DPSA050A2BSBSA0B04450*E |  | Voluntarily Certified | ACAirCoolAllPhase&gt;=240k&lt; | False | False |  |  |  |  | 10.5 |  | 13.9 | 13.2 | [6 empty] | 515000 | Electric Resistance Heating Or | 08/29/2023 |  | 11/13/2023
Daikin Comfort Technologies Manufacturing, L.P. | Daikin | DPSA050A2BSBSA0B04500*0 |  | Voluntarily Certified | ACAirCoolAllPhase&gt;=240k&lt; | False | False |  |  |  |  | 10.8 |  | 14.2 | 13.2 | [6 empty] | 515000 | Electric Resistance Heating Or | 08/29/2023 |  | 11/13/2023
Daikin Comfort Technologies Manufacturing, L.P. | Daikin | DPSA050A2BSBSA0B04500*E |  | Voluntarily Certified | ACAirCoolAllPhase&gt;=240k&lt; | False | False |  |  |  |  | 10.7 |  | 14.1 | 13.2 | [6 empty] | 515000 | Electric Resistance Heating Or | 08/29/2023 |  | 11/13/2023
Daikin Comfort Technologies Manufacturing, L.P. | Daikin | DPSA050A2BSBSA0B04560*0 |  | Voluntarily Certified | ACAirCoolAllPhase&gt;=240k&lt; | False | False |  |  |  |  | 10.7 |  | 14.2 | 13.2 | [6 empty] | 515000 | Electric Resistance Heating Or | 08/29/2023 |  | 11/13/2023
Daikin Comfort Technologies Manufacturing, L.P. | Daikin | DPSA050A2BSBSA0B04560*E |  | Voluntarily Certified | ACAirCoolAllPhase&gt;=240k&lt; | False | False |  |  |  |  | 10.6 |  | 14.1 | 13.2 | [6 empty] | 515000 | Electric Resistance Heating Or | 08/29/2023 |  | 11/13/2023
Daikin Comfort Technologies Manufacturing, L.P. | Daikin | DPSA050A2BSBSB0B02500*0 |  | Voluntarily Certified | ACAirCoolAllPhase&gt;=240k&lt; | False | False |  |  |  |  | 10.2 |  | 13.6 | 13.2 | [6 empty] | 510000 | Electric Resistance Heating Or | 08/29/2023 |  | 11/13/2023
Daikin Comfort Technologies Manufacturing, L.P. | Daikin | DPSA050A2BSBSB0B02500*E |  | Voluntarily Certified | ACAirCoolAllPhase&gt;=240k&lt; | False | False |  |  |  |  | 10.1 |  | 13.5 | 13.2 | [6 empty] | 510000 | Electric Resistance Heating Or | 08/29/2023 |  | 11/13/2023
Daikin Comfort Technologies Manufacturing, L.P. | Daikin | DPSA050A2BSBSB0B02560*0 |  | Voluntarily Certified | ACAirCoolAllPhase&gt;=240k&lt; | False | False |  |  |  |  | 10.7 |  | 14.1 | 13.2 | [6 empty] | 515000 | Electric Resistance Heating Or | 08/29/2023 |  | 11/13/2023
Daikin Comfort Technologies Manufacturing, L.P. | Daikin | DPSA050A2BSBSB0B02560*E |  | Voluntarily Certified | ACAirCoolAllPhase&gt;=240k&lt; | False | False |  |  |  |  | 10.6 |  | 14 | 13.2 | [6 empty] | 515000 | Electric Resistance Heating Or | 08/29/2023 |  | 11/13/2023
Daikin Comfort Technologies Manufacturing, L.P. | Daikin | DPSA050A2BSBSB0B02630*0 |  | Voluntarily Certified | ACAirCoolAllPhase&gt;=240k&lt; | False | False |  |  |  |  | 10.7 |  | 14.1 | 13.2 | [6 empty] | 515000 | Electric Resistance Heating Or | 08/29/2023 |  | 11/13/2023
Daikin Comfort Technologies Manufacturing, L.P. | Daikin | DPSA050A2BSBSB0B02630*E |  | Voluntarily Certified | ACAirCoolAllPhase&gt;=240k&lt; | False | False |  |  |  |  | 10.6 |  | 14 | 13.2 | [6 empty] | 515000 | Electric Resistance Heating Or | 08/29/2023 |  | 11/13/2023
Daikin Comfort Technologies Manufacturing, L.P. | Daikin | DPSA050A2BSBSB0B04355*0 |  | Voluntarily Certified | ACAirCoolAllPhase&gt;=240k&lt; | False | False |  |  |  |  | 10.1 |  | 13.6 | 13.2 | [6 empty] | 505000 | Electric Resistance Heating Or | 08/29/2023 |  | 11/13/2023
Daikin Comfort Technologies Manufacturing, L.P. | Daikin | DPSA050A2BSBSB0B04355*E |  | Voluntarily Certified | ACAirCoolAllPhase&gt;=240k&lt; | False | False |  |  |  |  | 10 |  | 13.5 | 13.2 | [6 empty] | 505000 | Electric Resistance Heating Or | 08/29/2023 |  | 11/13/2023
Daikin Comfort Technologies Manufacturing, L.P. | Daikin | DPSA050A2BSBSB0B04450*0 |  | Voluntarily Certified | ACAirCoolAllPhase&gt;=240k&lt; | False | False |  |  |  |  | 10.6 |  | 14 | 13.2 | [6 empty] | 515000 | Electric Resistance Heating Or | 08/29/2023 |  | 11/13/2023
Daikin Comfort Technologies Manufacturing, L.P. | Daikin | DPSA050A2BSBSB0B04450*E |  | Voluntarily Certified | ACAirCoolAllPhase&gt;=240k&lt; | False | False |  |  |  |  | 10.5 |  | 13.9 | 13.2 | [6 empty] | 515000 | Electric Resistance Heating Or | 08/29/2023 |  | 11/13/2023
Daikin Comfort Technologies Manufacturing, L.P. | Daikin | DPSA050A2BSBSB0B04500*0 |  | Voluntarily Certified | ACAirCoolAllPhase&gt;=240k&lt; | False | False |  |  |  |  | 10.8 |  | 14.2 | 13.2 | [6 empty] | 515000 | Electric Resistance Heating Or | 08/29/2023 |  | 11/13/2023
Daikin Comfort Technologies Manufacturing, L.P. | Daikin | DPSA050A2BSBSB0B04500*E |  | Voluntarily Certified | ACAirCoolAllPhase&gt;=240k&lt; | False | False |  |  |  |  | 10.7 |  | 14.1 | 13.2 | [6 empty] | 515000 | Electric Resistance Heating Or | 08/29/2023 |  | 11/13/2023
Daikin Comfort Technologies Manufacturing, L.P. | Daikin | DPSA050A2BSBSB0B04560*0 |  | Voluntarily Certified | ACAirCoolAllPhase&gt;=240k&lt; | False | False |  |  |  |  | 10.7 |  | 14.2 | 13.2 | [6 empty] | 515000 | Electric Resistance Heating Or | 08/29/2023 |  | 11/13/2023
Daikin Comfort Technologies Manufacturing, L.P. | Daikin | DPSA050A2BSBSB0B04560*E |  | Voluntarily Certified | ACAirCoolAllPhase&gt;=240k&lt; | False | False |  |  |  |  | 10.6 |  | 14.1 | 13.2 | [6 empty] | 515000 | Electric Resistance Heating Or | 08/29/2023 |  | 11/13/2023
Daikin Comfort Technologies Manufacturing, L.P. | Daikin | DPSA050A2BSCS*0B02560*0 |  | Voluntarily Certified | ACAirCoolAllPhase&gt;=240k&lt; | False | False |  |  |  |  | 10.2 |  | 14 | 13.2 | [6 empty] | 490000 | Electric Resistance Heating Or | 08/29/2023 |  | 11/13/2023
Daikin Comfort Technologies Manufacturing, L.P. | Daikin | DPSA050A2BSCS*0B02560*E |  | Voluntarily Certified | ACAirCoolAllPhase&gt;=240k&lt; | False | False |  |  |  |  | 10.1 |  | 13.8 | 13.2 | [6 empty] | 490000 | Electric Resistance Heating Or | 08/29/2023 |  | 11/13/2023
Daikin Comfort Technologies Manufacturing, L.P. | Daikin | DPSA050A2BSCS*0B02630*0 |  | Voluntarily Certified | ACAirCoolAllPhase&gt;=240k&lt; | False | False |  |  |  |  | 10.2 |  | 14 | 13.2 | [6 empty] | 490000 | Electric Resistance Heating Or | 08/29/2023 |  | 11/13/2023
Daikin Comfort Technologies Manufacturing, L.P. | Daikin | DPSA050A2BSCS*0B02630*E |  | Voluntarily Certified | ACAirCoolAllPhase&gt;=240k&lt; | False | False |  |  |  |  | 10.1 |  | 13.8 | 13.2 | [6 empty] | 490000 | Electric Resistance Heating Or | 08/29/2023 |  | 11/13/2023
Daikin Comfort Technologies Manufacturing, L.P. | Daikin | DPSA050A2BSCS*0B04450*0 |  | Voluntarily Certified | ACAirCoolAllPhase&gt;=240k&lt; | False | False |  |  |  |  | 10 |  | 13.9 | 13.2 | [6 empty] | 490000 | Electric Resistance Heating Or | 08/29/2023 |  | 11/13/2023
Daikin Comfort Technologies Manufacturing, L.P. | Daikin | DPSA050A2BSCS*0B04500*0 |  | Voluntarily Certified | ACAirCoolAllPhase&gt;=240k&lt; | False | False |  |  |  |  | 10.3 |  | 14.1 | 13.2 | [6 empty] | 490000 | Electric Resistance Heating Or | 08/29/2023 |  | 11/13/2023
Daikin Comfort Technologies Manufacturing, L.P. | Daikin | DPSA050A2BSCS*0B04500*E |  | Voluntarily Certified | ACAirCoolAllPhase&gt;=240k&lt; | False | False |  |  |  |  | 10.2 |  | 13.9 | 13.2 | [6 empty] | 490000 | Electric Resistance Heating Or | 08/29/2023 |  | 11/13/2023
Daikin Comfort Technologies Manufacturing, L.P. | Daikin | DPSA050A2BSCS*0B04560*0 |  | Voluntarily Certified | ACAirCoolAllPhase&gt;=240k&lt; | False | False |  |  |  |  | 10.2 |  | 14 | 13.2 | [6 empty] | 490000 | Electric Resistance Heating Or | 08/29/2023 |  | 11/13/2023
Daikin Comfort Technologies Manufacturing, L.P. | Daikin | DPSA050A2BSCS*0B04560*E |  | Voluntarily Certified | ACAirCoolAllPhase&gt;=240k&lt; | False | False |  |  |  |  | 10.1 |  | 13.8 | 13.2 | [6 empty] | 490000 | Electric Resistance Heating Or | 08/29/2023 |  | 11/13/2023
Daikin Comfort Technologies Manufacturing, L.P. | Daikin | DPSA050A2BSCSA0B02560*0 |  | Voluntarily Certified | ACAirCoolAllPhase&gt;=240k&lt; | False | False |  |  |  |  | 10.2 |  | 13.7 | 13.2 | [6 empty] | 490000 | Electric Resistance Heating Or | 08/29/2023 |  | 11/13/2023
Daikin Comfort Technologies Manufacturing, L.P. | Daikin | DPSA050A2BSCSA0B02560*E |  | Voluntarily Certified | ACAirCoolAllPhase&gt;=240k&lt; | False | False |  |  |  |  | 10.1 |  | 13.6 | 13.2 | [6 empty] | 490000 | Electric Resistance Heating Or | 08/29/2023 |  | 11/13/2023
Daikin Comfort Technologies Manufacturing, L.P. | Daikin | DPSA050A2BSCSA0B02630*0 |  | Voluntarily Certified | ACAirCoolAllPhase&gt;=240k&lt; | False | False |  |  |  |  | 10.2 |  | 13.7 | 13.2 | [6 empty] | 490000 | Electric Resistance Heating Or | 08/29/2023 |  | 11/13/2023
Daikin Comfort Technologies Manufacturing, L.P. | Daikin | DPSA050A2BSCSA0B02630*E |  | Voluntarily Certified | ACAirCoolAllPhase&gt;=240k&lt; | False | False |  |  |  |  | 10.1 |  | 13.6 | 13.2 | [6 empty] | 490000 | Electric Resistance Heating Or | 08/29/2023 |  | 11/13/2023
Daikin Comfort Technologies Manufacturing, L.P. | Daikin | DPSA050A2BSCSA0B04450*0 |  | Voluntarily Certified | ACAirCoolAllPhase&gt;=240k&lt; | False | False |  |  |  |  | 10.1 |  | 13.5 | 13.2 | [6 empty] | 490000 | Electric Resistance Heating Or | 08/29/2023 |  | 11/13/2023
Daikin Comfort Technologies Manufacturing, L.P. | Daikin | DPSA050A2BSCSA0B04450*E |  | Voluntarily Certified | ACAirCoolAllPhase&gt;=240k&lt; | False | False |  |  |  |  | 10 |  | 13.4 | 13.2 | [6 empty] | 490000 | Electric Resistance Heating Or | 08/29/2023 |  | 11/13/2023
Daikin Comfort Technologies Manufacturing, L.P. | Daikin | DPSA050A2BSCSA0B04500*0 |  | Voluntarily Certified | ACAirCoolAllPhase&gt;=240k&lt; | False | False |  |  |  |  | 10.3 |  | 13.7 | 13.2 | [6 empty] | 490000 | Electric Resistance Heating Or | 08/29/2023 |  | 11/13/2023
Daikin Comfort Technologies Manufacturing, L.P. | Daikin | DPSA050A2BSCSA0B04500*E |  | Voluntarily Certified | ACAirCoolAllPhase&gt;=240k&lt; | False | False |  |  |  |  | 10.2 |  | 13.6 | 13.2 | [6 empty] | 490000 | Electric Resistance Heating Or | 08/29/2023 |  | 11/13/2023
Daikin Comfort Technologies Manufacturing, L.P. | Daikin | DPSA050A2BSCSA0B04560*0 |  | Voluntarily Certified | ACAirCoolAllPhase&gt;=240k&lt; | False | False |  |  |  |  | 10.2 |  | 13.7 | 13.2 | [6 empty] | 490000 | Electric Resistance Heating Or | 08/29/2023 |  | 11/13/2023
Daikin Comfort Technologies Manufacturing, L.P. | Daikin | DPSA050A2BSCSA0B04560*E |  | Voluntarily Certified | ACAirCoolAllPhase&gt;=240k&lt; | False | False |  |  |  |  | 10.1 |  | 13.6 | 13.2 | [6 empty] | 490000 | Electric Resistance Heating Or | 08/29/2023 |  | 11/13/2023
Daikin Comfort Technologies Manufacturing, L.P. | Daikin | DPSA050A2BSCSB0B02560*0 |  | Voluntarily Certified | ACAirCoolAllPhase&gt;=240k&lt; | False | False |  |  |  |  | 10.2 |  | 13.7 | 13.2 | [6 empty] | 490000 | Electric Resistance Heating Or | 08/29/2023 |  | 11/13/2023
Daikin Comfort Technologies Manufacturing, L.P. | Daikin | DPSA050A2BSCSB0B02560*E |  | Voluntarily Certified | ACAirCoolAllPhase&gt;=240k&lt; | False | False |  |  |  |  | 10.1 |  | 13.6 | 13.2 | [6 empty] | 490000 | Electric Resistance Heating Or | 08/29/2023 |  | 11/13/2023
Daikin Comfort Technologies Manufacturing, L.P. | Daikin | DPSA050A2BSCSB0B02630*0 |  | Voluntarily Certified | ACAirCoolAllPhase&gt;=240k&lt; | False | False |  |  |  |  | 10.2 |  | 13.7 | 13.2 | [6 empty] | 490000 | Electric Resistance Heating Or | 08/29/2023 |  | 11/13/2023
Daikin Comfort Technologies Manufacturing, L.P. | Daikin | DPSA050A2BSCSB0B02630*E |  | Voluntarily Certified | ACAirCoolAllPhase&gt;=240k&lt; | False | False |  |  |  |  | 10.1 |  | 13.6 | 13.2 | [6 empty] | 490000 | Electric Resistance Heating Or | 08/29/2023 |  | 11/13/2023
Daikin Comfort Technologies Manufacturing, L.P. | Daikin | DPSA050A2BSCSB0B04450*0 |  | Voluntarily Certified | ACAirCoolAllPhase&gt;=240k&lt; | False | False |  |  |  |  | 10.1 |  | 13.5 | 13.2 | [6 empty] | 490000 | Electric Resistance Heating Or | 08/29/2023 |  | 11/13/2023
Daikin Comfort Technologies Manufacturing, L.P. | Daikin | DPSA050A2BSCSB0B04450*E |  | Voluntarily Certified | ACAirCoolAllPhase&gt;=240k&lt; | False | False |  |  |  |  | 10 |  | 13.4 | 13.2 | [6 empty] | 490000 | Electric Resistance Heating Or | 08/29/2023 |  | 11/13/2023
Daikin Comfort Technologies Manufacturing, L.P. | Daikin | DPSA050A2BSCSB0B04500*0 |  | Voluntarily Certified | ACAirCoolAllPhase&gt;=240k&lt; | False | False |  |  |  |  | 10.3 |  | 13.7 | 13.2 | [6 empty] | 490000 | Electric Resistance Heating Or | 08/29/2023 |  | 11/13/2023
Daikin Comfort Technologies Manufacturing, L.P. | Daikin | DPSA050A2BSCSB0B04500*E |  | Voluntarily Certified | ACAirCoolAllPhase&gt;=240k&lt; | False | False |  |  |  |  | 10.2 |  | 13.6 | 13.2 | [6 empty] | 490000 | Electric Resistance Heating Or | 08/29/2023 |  | 11/13/2023
Daikin Comfort Technologies Manufacturing, L.P. | Daikin | DPSA050A2BSCSB0B04560*0 |  | Voluntarily Certified | ACAirCoolAllPhase&gt;=240k&lt; | False | False |  |  |  |  | 10.2 |  | 13.7 | 13.2 | [6 empty] | 490000 | Electric Resistance Heating Or | 08/29/2023 |  | 11/13/2023
Daikin Comfort Technologies Manufacturing, L.P. | Daikin | DPSA050A2BSCSB0B04560*E |  | Voluntarily Certified | ACAirCoolAllPhase&gt;=240k&lt; | False | False |  |  |  |  | 10.1 |  | 13.6 | 13.2 | [6 empty] | 490000 | Electric Resistance Heating Or | 08/29/2023 |  | 11/13/2023
Daikin Comfort Technologies Manufacturing, L.P. | Daikin | DPSA050A2BSDS*0B02560*0 |  | Voluntarily Certified | ACAirCoolAllPhase&gt;=240k&lt; | False | False |  |  |  |  | 10.3 |  | 14.2 | 13.2 | [6 empty] | 500000 | Electric Resistance Heating Or | 08/29/2023 |  | 11/13/2023
Daikin Comfort Technologies Manufacturing, L.P. | Daikin | DPSA050A2BSDS*0B02560*E |  | Voluntarily Certified | ACAirCoolAllPhase&gt;=240k&lt; | False | False |  |  |  |  | 10.2 |  | 14 | 13.2 | [6 empty] | 500000 | Electric Resistance Heating Or | 08/29/2023 |  | 11/13/2023
Daikin Comfort Technologies Manufacturing, L.P. | Daikin | DPSA050A2BSDS*0B02630*0 |  | Voluntarily Certified | ACAirCoolAllPhase&gt;=240k&lt; | False | False |  |  |  |  | 10.3 |  | 14.2 | 13.2 | [6 empty] | 500000 | Electric Resistance Heating Or | 08/29/2023 |  | 11/13/2023
Daikin Comfort Technologies Manufacturing, L.P. | Daikin | DPSA050A2BSDS*0B02630*E |  | Voluntarily Certified | ACAirCoolAllPhase&gt;=240k&lt; | False | False |  |  |  |  | 10.2 |  | 14 | 13.2 | [6 empty] | 500000 | Electric Resistance Heating Or | 08/29/2023 |  | 11/13/2023
Daikin Comfort Technologies Manufacturing, L.P. | Daikin | DPSA050A2BSDS*0B04450*0 |  | Voluntarily Certified | ACAirCoolAllPhase&gt;=240k&lt; | False | False |  |  |  |  | 10.2 |  | 14.1 | 13.2 | [6 empty] | 500000 | Electric Resistance Heating Or | 08/29/2023 |  | 11/13/2023
Daikin Comfort Technologies Manufacturing, L.P. | Daikin | DPSA050A2BSDS*0B04450*E |  | Voluntarily Certified | ACAirCoolAllPhase&gt;=240k&lt; | False | False |  |  |  |  | 10.1 |  | 13.9 | 13.2 | [6 empty] | 500000 | Electric Resistance Heating Or | 08/29/2023 |  | 11/13/2023
Daikin Comfort Technologies Manufacturing, L.P. | Daikin | DPSA050A2BSDS*0B04500*0 |  | Voluntarily Certified | ACAirCoolAllPhase&gt;=240k&lt; | False | False |  |  |  |  | 10.4 |  | 14.3 | 13.2 | [6 empty] | 505000 | Electric Resistance Heating Or | 08/29/2023 |  | 11/13/2023
Daikin Comfort Technologies Manufacturing, L.P. | Daikin | DPSA050A2BSDS*0B04500*E |  | Voluntarily Certified | ACAirCoolAllPhase&gt;=240k&lt; | False | False |  |  |  |  | 10.3 |  | 14.1 | 13.2 | [6 empty] | 505000 | Electric Resistance Heating Or | 08/29/2023 |  | 11/13/2023
Daikin Comfort Technologies Manufacturing, L.P. | Daikin | DPSA050A2BSDS*0B04560*0 |  | Voluntarily Certified | ACAirCoolAllPhase&gt;=240k&lt; | False | False |  |  |  |  | 10.2 |  | 14.2 | 13.2 | [6 empty] | 500000 | Electric Resistance Heating Or | 08/29/2023 |  | 11/13/2023
Daikin Comfort Technologies Manufacturing, L.P. | Daikin | DPSA050A2BSDS*0B04560*E |  | Voluntarily Certified | ACAirCoolAllPhase&gt;=240k&lt; | False | False |  |  |  |  | 10.1 |  | 14 | 13.2 | [6 empty] | 500000 | Electric Resistance Heating Or | 08/29/2023 |  | 11/13/2023
Daikin Comfort Technologies Manufacturing, L.P. | Daikin | DPSA050A2BSDSA0B02560*0 |  | Voluntarily Certified | ACAirCoolAllPhase&gt;=240k&lt; | False | False |  |  |  |  | 10.3 |  | 13.8 | 13.2 | [6 empty] | 500000 | Electric Resistance Heating Or | 08/29/2023 |  | 11/13/2023
Daikin Comfort Technologies Manufacturing, L.P. | Daikin | DPSA050A2BSDSA0B02560*E |  | Voluntarily Certified | ACAirCoolAllPhase&gt;=240k&lt; | False | False |  |  |  |  | 10.2 |  | 13.7 | 13.2 | [6 empty] | 500000 | Electric Resistance Heating Or | 08/29/2023 |  | 11/13/2023
Daikin Comfort Technologies Manufacturing, L.P. | Daikin | DPSA050A2BSDSA0B02630*0 |  | Voluntarily Certified | ACAirCoolAllPhase&gt;=240k&lt; | False | False |  |  |  |  | 10.3 |  | 13.8 | 13.2 | [6 empty] | 500000 | Electric Resistance Heating Or | 08/29/2023 |  | 11/13/2023
Daikin Comfort Technologies Manufacturing, L.P. | Daikin | DPSA050A2BSDSA0B02630*E |  | Voluntarily Certified | ACAirCoolAllPhase&gt;=240k&lt; | False | False |  |  |  |  | 10.2 |  | 13.7 | 13.2 | [6 empty] | 500000 | Electric Resistance Heating Or | 08/29/2023 |  | 11/13/2023
Daikin Comfort Technologies Manufacturing, L.P. | Daikin | DPSA050A2BSDSA0B04450*0 |  | Voluntarily Certified | ACAirCoolAllPhase&gt;=240k&lt; | False | False |  |  |  |  | 10.2 |  | 13.7 | 13.2 | [6 empty] | 500000 | Electric Resistance Heating Or | 08/29/2023 |  | 11/13/2023
Daikin Comfort Technologies Manufacturing, L.P. | Daikin | DPSA050A2BSDSA0B04450*E |  | Voluntarily Certified | ACAirCoolAllPhase&gt;=240k&lt; | False | False |  |  |  |  | 10.1 |  | 13.6 | 13.2 | [6 empty] | 500000 | Electric Resistance Heating Or | 08/29/2023 |  | 11/13/2023
Daikin Comfort Technologies Manufacturing, L.P. | Daikin | DPSA050A2BSDSA0B04500*0 |  | Voluntarily Certified | ACAirCoolAllPhase&gt;=240k&lt; | False | False |  |  |  |  | 10.4 |  | 13.9 | 13.2 | [6 empty] | 505000 | Electric Resistance Heating Or | 08/29/2023 |  | 11/13/2023
Daikin Comfort Technologies Manufacturing, L.P. | Daikin | DPSA050A2BSDSA0B04500*E |  | Voluntarily Certified | ACAirCoolAllPhase&gt;=240k&lt; | False | False |  |  |  |  | 10.3 |  | 13.8 | 13.2 | [6 empty] | 505000 | Electric Resistance Heating Or | 08/29/2023 |  | 11/13/2023
Daikin Comfort Technologies Manufacturing, L.P. | Daikin | DPSA050A2BSDSA0B04560*0 |  | Voluntarily Certified | ACAirCoolAllPhase&gt;=240k&lt; | False | False |  |  |  |  | 10.3 |  | 13.8 | 13.2 | [6 empty] | 500000 | Electric Resistance Heating Or | 08/29/2023 |  | 11/13/2023
Daikin Comfort Technologies Manufacturing, L.P. | Daikin | DPSA050A2BSDSA0B04560*E |  | Voluntarily Certified | ACAirCoolAllPhase&gt;=240k&lt; | False | False |  |  |  |  | 10.2 |  | 13.7 | 13.2 | [6 empty] | 500000 | Electric Resistance Heating Or | 08/29/2023 |  | 11/13/2023
Daikin Comfort Technologies Manufacturing, L.P. | Daikin | DPSA050A2BSDSB0B02560*0 |  | Voluntarily Certified | ACAirCoolAllPhase&gt;=240k&lt; | False | False |  |  |  |  | 10.3 |  | 13.8 | 13.2 | [6 empty] | 500000 | Electric Resistance Heating Or | 08/29/2023 |  | 11/13/2023
Daikin Comfort Technologies Manufacturing, L.P. | Daikin | DPSA050A2BSDSB0B02560*E |  | Voluntarily Certified | ACAirCoolAllPhase&gt;=240k&lt; | False | False |  |  |  |  | 10.2 |  | 13.7 | 13.2 | [6 empty] | 500000 | Electric Resistance Heating Or | 08/29/2023 |  | 11/13/2023
Daikin Comfort Technologies Manufacturing, L.P. | Daikin | DPSA050A2BSDSB0B02630*0 |  | Voluntarily Certified | ACAirCoolAllPhase&gt;=240k&lt; | False | False |  |  |  |  | 10.3 |  | 13.8 | 13.2 | [6 empty] | 500000 | Electric Resistance Heating Or | 08/29/2023 |  | 11/13/2023
Daikin Comfort Technologies Manufacturing, L.P. | Daikin | DPSA050A2BSDSB0B02630*E |  | Voluntarily Certified | ACAirCoolAllPhase&gt;=240k&lt; | False | False |  |  |  |  | 10.2 |  | 13.7 | 13.2 | [6 empty] | 500000 | Electric Resistance Heating Or | 08/29/2023 |  | 11/13/2023
Daikin Comfort Technologies Manufacturing, L.P. | Daikin | DPSA050A2BSDSB0B04450*0 |  | Voluntarily Certified | ACAirCoolAllPhase&gt;=240k&lt; | False | False |  |  |  |  | 10.2 |  | 13.7 | 13.2 | [6 empty] | 500000 | Electric Resistance Heating Or | 08/29/2023 |  | 11/13/2023
Daikin Comfort Technologies Manufacturing, L.P. | Daikin | DPSA050A2BSDSB0B04450*E |  | Voluntarily Certified | ACAirCoolAllPhase&gt;=240k&lt; | False | False |  |  |  |  | 10.1 |  | 13.6 | 13.2 | [6 empty] | 500000 | Electric Resistance Heating Or | 08/29/2023 |  | 11/13/2023
Daikin Comfort Technologies Manufacturing, L.P. | Daikin | DPSA050A2BSDSB0B04500*0 |  | Voluntarily Certified | ACAirCoolAllPhase&gt;=240k&lt; | False | False |  |  |  |  | 10.4 |  | 13.9 | 13.2 | [6 empty] | 505000 | Electric Resistance Heating Or | 08/29/2023 |  | 11/13/2023
Daikin Comfort Technologies Manufacturing, L.P. | Daikin | DPSA050A2BSDSB0B04500*E |  | Voluntarily Certified | ACAirCoolAllPhase&gt;=240k&lt; | False | False |  |  |  |  | 10.3 |  | 13.8 | 13.2 | [6 empty] | 505000 | Electric Resistance Heating Or | 08/29/2023 |  | 11/13/2023
Daikin Comfort Technologies Manufacturing, L.P. | Daikin | DPSA050A2BSDSB0B04560*0 |  | Voluntarily Certified | ACAirCoolAllPhase&gt;=240k&lt; | False | False |  |  |  |  | 10.3 |  | 13.8 | 13.2 | [6 empty] | 500000 | Electric Resistance Heating Or | 08/29/2023 |  | 11/13/2023
Daikin Comfort Technologies Manufacturing, L.P. | Daikin | DPSA050A2BSDSB0B04560*E |  | Voluntarily Certified | ACAirCoolAllPhase&gt;=240k&lt; | False | False |  |  |  |  | 10.2 |  | 13.7 | 13.2 | [6 empty] | 500000 | Electric Resistance Heating Or | 08/29/2023 |  | 11/13/2023
Daikin Comfort Technologies Manufacturing, L.P. | Daikin | DPSA052A*BHAM*0B02560*0 |  | Voluntarily Certified | ACAirCoolAllPhase&gt;=240k&lt; | False | False |  |  |  |  | 10 |  | 15.5 | 13.2 | [6 empty] | 525000 | Electric Resistance Heating Or | 08/29/2023 |  | 11/13/2023
Daikin Comfort Technologies Manufacturing, L.P. | Daikin | DPSA052A*BHAM*0B02630*0 |  | Voluntarily Certified | ACAirCoolAllPhase&gt;=240k&lt; | False | False |  |  |  |  | 10 |  | 15.5 | 13.2 | [6 empty] | 525000 | Electric Resistance Heating Or | 08/29/2023 |  | 11/13/2023
Daikin Comfort Technologies Manufacturing, L.P. | Daikin | DPSA052A*BHAM*0B04500*0 |  | Voluntarily Certified | ACAirCoolAllPhase&gt;=240k&lt; | False | False |  |  |  |  | 10 |  | 15.5 | 13.2 | [6 empty] | 525000 | Electric Resistance Heating Or | 08/29/2023 |  | 11/13/2023
Daikin Comfort Technologies Manufacturing, L.P. | Daikin | DPSA052A*BHAM*0B04560*0 |  | Voluntarily Certified | ACAirCoolAllPhase&gt;=240k&lt; | False | False |  |  |  |  | 10.1 |  | 15.6 | 13.2 | [6 empty] | 525000 | Electric Resistance Heating Or | 08/29/2023 |  | 11/13/2023
Daikin Comfort Technologies Manufacturing, L.P. | Daikin | DPSA052A*BHAM*0B04560*E |  | Voluntarily Certified | ACAirCoolAllPhase&gt;=240k&lt; | False | False |  |  |  |  | 10 |  | 15.5 | 13.2 | [6 empty] | 525000 | Electric Resistance Heating Or | 08/29/2023 |  | 11/13/2023
Daikin Comfort Technologies Manufacturing, L.P. | Daikin | DPSA052A*BHBM*0B02560*0 |  | Voluntarily Certified | ACAirCoolAllPhase&gt;=240k&lt; | False | False |  |  |  |  | 10.1 |  | 15.7 | 13.2 | [6 empty] | 540000 | Electric Resistance Heating Or | 08/29/2023 |  | 11/13/2023
Daikin Comfort Technologies Manufacturing, L.P. | Daikin | DPSA052A*BHBM*0B02560*E |  | Voluntarily Certified | ACAirCoolAllPhase&gt;=240k&lt; | False | False |  |  |  |  | 10 |  | 15.6 | 13.2 | [6 empty] | 540000 | Electric Resistance Heating Or | 08/29/2023 |  | 11/13/2023
Daikin Comfort Technologies Manufacturing, L.P. | Daikin | DPSA052A*BHBM*0B02630*0 |  | Voluntarily Certified | ACAirCoolAllPhase&gt;=240k&lt; | False | False |  |  |  |  | 10.1 |  | 15.7 | 13.2 | [6 empty] | 540000 | Electric Resistance Heating Or | 08/29/2023 |  | 11/13/2023
Daikin Comfort Technologies Manufacturing, L.P. | Daikin | DPSA052A*BHBM*0B02630*E |  | Voluntarily Certified | ACAirCoolAllPhase&gt;=240k&lt; | False | False |  |  |  |  | 10 |  | 15.6 | 13.2 | [6 empty] | 540000 | Electric Resistance Heating Or | 08/29/2023 |  | 11/13/2023
Daikin Comfort Technologies Manufacturing, L.P. | Daikin | DPSA052A*BHBM*0B04450*0 |  | Voluntarily Certified | ACAirCoolAllPhase&gt;=240k&lt; | False | False |  |  |  |  | 10 |  | 15.6 | 13.2 | [6 empty] | 540000 | Electric Resistance Heating Or | 08/29/2023 |  | 11/13/2023
Daikin Comfort Technologies Manufacturing, L.P. | Daikin | DPSA052A*BHBM*0B04500*0 |  | Voluntarily Certified | ACAirCoolAllPhase&gt;=240k&lt; | False | False |  |  |  |  | 10.1 |  | 15.7 | 13.2 | [6 empty] | 540000 | Electric Resistance Heating Or | 08/29/2023 |  | 11/13/2023
Daikin Comfort Technologies Manufacturing, L.P. | Daikin | DPSA052A*BHBM*0B04500*E |  | Voluntarily Certified | ACAirCoolAllPhase&gt;=240k&lt; | False | False |  |  |  |  | 10 |  | 15.6 | 13.2 | [6 empty] | 540000 | Electric Resistance Heating Or | 08/29/2023 |  | 11/13/2023
Daikin Comfort Technologies Manufacturing, L.P. | Daikin | DPSA052A*BHBM*0B04560*0 |  | Voluntarily Certified | ACAirCoolAllPhase&gt;=240k&lt; | False | False |  |  |  |  | 10.2 |  | 15.8 | 13.2 | [6 empty] | 545000 | Electric Resistance Heating Or | 08/29/2023 |  | 11/13/2023
Daikin Comfort Technologies Manufacturing, L.P. | Daikin | DPSA052A*BHBM*0B04560*E |  | Voluntarily Certified | ACAirCoolAllPhase&gt;=240k&lt; | False | False |  |  |  |  | 10.1 |  | 15.7 | 13.2 | [6 empty] | 545000 | Electric Resistance Heating Or | 08/29/2023 |  | 11/13/2023
Daikin Comfort Technologies Manufacturing, L.P. | Daikin | DPSA052A*BSAS*0B02560*0 |  | Voluntarily Certified | ACAirCoolAllPhase&gt;=240k&lt; | False | False |  |  |  |  | 10.2 |  | 15.5 | 13.2 | [6 empty] | 550000 | Electric Resistance Heating Or | 08/29/2023 |  | 11/13/2023
Daikin Comfort Technologies Manufacturing, L.P. | Daikin | DPSA052A*BSAS*0B02560*E |  | Voluntarily Certified | ACAirCoolAllPhase&gt;=240k&lt; | False | False |  |  |  |  | 10.1 |  | 15.3 | 13.2 | [6 empty] | 550000 | Electric Resistance Heating Or | 08/29/2023 |  | 11/13/2023
Daikin Comfort Technologies Manufacturing, L.P. | Daikin | DPSA052A*BSAS*0B02630*0 |  | Voluntarily Certified | ACAirCoolAllPhase&gt;=240k&lt; | False | False |  |  |  |  | 10.2 |  | 15.5 | 13.2 | [6 empty] | 555000 | Electric Resistance Heating Or | 08/29/2023 |  | 11/13/2023
Daikin Comfort Technologies Manufacturing, L.P. | Daikin | DPSA052A*BSAS*0B02630*E |  | Voluntarily Certified | ACAirCoolAllPhase&gt;=240k&lt; | False | False |  |  |  |  | 10.1 |  | 15.4 | 13.2 | [6 empty] | 555000 | Electric Resistance Heating Or | 08/29/2023 |  | 11/13/2023
Daikin Comfort Technologies Manufacturing, L.P. | Daikin | DPSA052A*BSAS*0B04450*0 |  | Voluntarily Certified | ACAirCoolAllPhase&gt;=240k&lt; | False | False |  |  |  |  | 10 |  | 15.4 | 13.2 | [6 empty] | 550000 | Electric Resistance Heating Or | 08/29/2023 |  | 11/13/2023
Daikin Comfort Technologies Manufacturing, L.P. | Daikin | DPSA052A*BSAS*0B04500*0 |  | Voluntarily Certified | ACAirCoolAllPhase&gt;=240k&lt; | False | False |  |  |  |  | 10.2 |  | 15.5 | 13.2 | [6 empty] | 555000 | Electric Resistance Heating Or | 08/29/2023 |  | 11/13/2023
Daikin Comfort Technologies Manufacturing, L.P. | Daikin | DPSA052A*BSAS*0B04500*E |  | Voluntarily Certified | ACAirCoolAllPhase&gt;=240k&lt; | False | False |  |  |  |  | 10.1 |  | 15.4 | 13.2 | [6 empty] | 555000 | Electric Resistance Heating Or | 08/29/2023 |  | 11/13/2023
Daikin Comfort Technologies Manufacturing, L.P. | Daikin | DPSA052A*BSAS*0B04560*0 |  | Voluntarily Certified | ACAirCoolAllPhase&gt;=240k&lt; | False | False |  |  |  |  | 10.2 |  | 15.5 | 13.2 | [6 empty] | 555000 | Electric Resistance Heating Or | 08/29/2023 |  | 11/13/2023
Daikin Comfort Technologies Manufacturing, L.P. | Daikin | DPSA052A*BSAS*0B04560*E |  | Voluntarily Certified | ACAirCoolAllPhase&gt;=240k&lt; | False | False |  |  |  |  | 10.1 |  | 15.4 | 13.2 | [6 empty] | 555000 | Electric Resistance Heating Or | 08/29/2023 |  | 11/13/2023
Daikin Comfort Technologies Manufacturing, L.P. | Daikin | DPSA052A*BSASA0B02560*0 |  | Voluntarily Certified | ACAirCoolAllPhase&gt;=240k&lt; | False | False |  |  |  |  | 10.2 |  | 14.2 | 13.2 | [6 empty] | 550000 | Electric Resistance Heating Or | 08/29/2023 |  | 11/13/2023
Daikin Comfort Technologies Manufacturing, L.P. | Daikin | DPSA052A*BSASA0B02560*E |  | Voluntarily Certified | ACAirCoolAllPhase&gt;=240k&lt; | False | False |  |  |  |  | 10.1 |  | 14.1 | 13.2 | [6 empty] | 550000 | Electric Resistance Heating Or | 08/29/2023 |  | 11/13/2023
Daikin Comfort Technologies Manufacturing, L.P. | Daikin | DPSA052A*BSASA0B02630*0 |  | Voluntarily Certified | ACAirCoolAllPhase&gt;=240k&lt; | False | False |  |  |  |  | 10.2 |  | 14 | 13.2 | [6 empty] | 555000 | Electric Resistance Heating Or | 08/29/2023 |  | 11/13/2023
Daikin Comfort Technologies Manufacturing, L.P. | Daikin | DPSA052A*BSASA0B02630*E |  | Voluntarily Certified | ACAirCoolAllPhase&gt;=240k&lt; | False | False |  |  |  |  | 10.1 |  | 13.9 | 13.2 | [6 empty] | 555000 | Electric Resistance Heating Or | 08/29/2023 |  | 11/13/2023
Daikin Comfort Technologies Manufacturing, L.P. | Daikin | DPSA052A*BSASA0B04450*0 |  | Voluntarily Certified | ACAirCoolAllPhase&gt;=240k&lt; | False | False |  |  |  |  | 10 |  | 14 | 13.2 | [6 empty] | 550000 | Electric Resistance Heating Or | 08/29/2023 |  | 11/13/2023
Daikin Comfort Technologies Manufacturing, L.P. | Daikin | DPSA052A*BSASA0B04500*0 |  | Voluntarily Certified | ACAirCoolAllPhase&gt;=240k&lt; | False | False |  |  |  |  | 10.3 |  | 14 | 13.2 | [6 empty] | 555000 | Electric Resistance Heating Or | 08/29/2023 |  | 11/13/2023
Daikin Comfort Technologies Manufacturing, L.P. | Daikin | DPSA052A*BSASA0B04500*E |  | Voluntarily Certified | ACAirCoolAllPhase&gt;=240k&lt; | False | False |  |  |  |  | 10.2 |  | 13.9 | 13.2 | [6 empty] | 555000 | Electric Resistance Heating Or | 08/29/2023 |  | 11/13/2023
Daikin Comfort Technologies Manufacturing, L.P. | Daikin | DPSA052A*BSASA0B04560*0 |  | Voluntarily Certified | ACAirCoolAllPhase&gt;=240k&lt; | False | False |  |  |  |  | 10.3 |  | 14 | 13.2 | [6 empty] | 555000 | Electric Resistance Heating Or | 08/29/2023 |  | 11/13/2023
Daikin Comfort Technologies Manufacturing, L.P. | Daikin | DPSA052A*BSASA0B04560*E |  | Voluntarily Certified | ACAirCoolAllPhase&gt;=240k&lt; | False | False |  |  |  |  | 10.2 |  | 13.9 | 13.2 | [6 empty] | 555000 | Electric Resistance Heating Or | 08/29/2023 |  | 11/13/2023
Daikin Comfort Technologies Manufacturing, L.P. | Daikin | DPSA052A*BSASB0B02560*0 |  | Voluntarily Certified | ACAirCoolAllPhase&gt;=240k&lt; | False | False |  |  |  |  | 10.2 |  | 14.2 | 13.2 | [6 empty] | 550000 | Electric Resistance Heating Or | 08/29/2023 |  | 11/13/2023
Daikin Comfort Technologies Manufacturing, L.P. | Daikin | DPSA052A*BSASB0B02560*E |  | Voluntarily Certified | ACAirCoolAllPhase&gt;=240k&lt; | False | False |  |  |  |  | 10.1 |  | 14.1 | 13.2 | [6 empty] | 550000 | Electric Resistance Heating Or | 08/29/2023 |  | 11/13/2023
Daikin Comfort Technologies Manufacturing, L.P. | Daikin | DPSA052A*BSASB0B02630*0 |  | Voluntarily Certified | ACAirCoolAllPhase&gt;=240k&lt; | False | False |  |  |  |  | 10.2 |  | 14 | 13.2 | [6 empty] | 555000 | Electric Resistance Heating Or | 08/29/2023 |  | 11/13/2023
Daikin Comfort Technologies Manufacturing, L.P. | Daikin | DPSA052A*BSASB0B02630*E |  | Voluntarily Certified | ACAirCoolAllPhase&gt;=240k&lt; | False | False |  |  |  |  | 10.1 |  | 13.9 | 13.2 | [6 empty] | 555000 | Electric Resistance Heating Or | 08/29/2023 |  | 11/13/2023
Daikin Comfort Technologies Manufacturing, L.P. | Daikin | DPSA052A*BSASB0B04450*0 |  | Voluntarily Certified | ACAirCoolAllPhase&gt;=240k&lt; | False | False |  |  |  |  | 10 |  | 14 | 13.2 | [6 empty] | 550000 | Electric Resistance Heating Or | 08/29/2023 |  | 11/13/2023
Daikin Comfort Technologies Manufacturing, L.P. | Daikin | DPSA052A*BSASB0B04500*0 |  | Voluntarily Certified | ACAirCoolAllPhase&gt;=240k&lt; | False | False |  |  |  |  | 10.3 |  | 14 | 13.2 | [6 empty] | 555000 | Electric Resistance Heating Or | 08/29/2023 |  | 11/13/2023
Daikin Comfort Technologies Manufacturing, L.P. | Daikin | DPSA052A*BSASB0B04500*E |  | Voluntarily Certified | ACAirCoolAllPhase&gt;=240k&lt; | False | False |  |  |  |  | 10.2 |  | 13.9 | 13.2 | [6 empty] | 555000 | Electric Resistance Heating Or | 08/29/2023 |  | 11/13/2023
Daikin Comfort Technologies Manufacturing, L.P. | Daikin | DPSA052A*BSASB0B04560*0 |  | Voluntarily Certified | ACAirCoolAllPhase&gt;=240k&lt; | False | False |  |  |  |  | 10.3 |  | 14 | 13.2 | [6 empty] | 555000 | Electric Resistance Heating Or | 08/29/2023 |  | 11/13/2023
Daikin Comfort Technologies Manufacturing, L.P. | Daikin | DPSA052A*BSASB0B04560*E |  | Voluntarily Certified | ACAirCoolAllPhase&gt;=240k&lt; | False | False |  |  |  |  | 10.2 |  | 13.9 | 13.2 | [6 empty] | 555000 | Electric Resistance Heating Or | 08/29/2023 |  | 11/13/2023
Daikin Comfort Technologies Manufacturing, L.P. | Daikin | DPSA052A*BSBS*0B02560*0 |  | Voluntarily Certified | ACAirCoolAllPhase&gt;=240k&lt; | False | False |  |  |  |  | 10.4 |  | 15.5 | 13.2 | [6 empty] | 570000 | Electric Resistance Heating Or | 08/29/2023 |  | 11/13/2023
Daikin Comfort Technologies Manufacturing, L.P. | Daikin | DPSA052A*BSBS*0B02560*E |  | Voluntarily Certified | ACAirCoolAllPhase&gt;=240k&lt; | False | False |  |  |  |  | 10.3 |  | 15.3 | 13.2 | [6 empty] | 570000 | Electric Resistance Heating Or | 08/29/2023 |  | 11/13/2023
Daikin Comfort Technologies Manufacturing, L.P. | Daikin | DPSA052A*BSBS*0B02630*0 |  | Voluntarily Certified | ACAirCoolAllPhase&gt;=240k&lt; | False | False |  |  |  |  | 10.4 |  | 15.4 | 13.2 | [6 empty] | 570000 | Electric Resistance Heating Or | 08/29/2023 |  | 11/13/2023
Daikin Comfort Technologies Manufacturing, L.P. | Daikin | DPSA052A*BSBS*0B02630*E |  | Voluntarily Certified | ACAirCoolAllPhase&gt;=240k&lt; | False | False |  |  |  |  | 10.3 |  | 15.3 | 13.2 | [6 empty] | 570000 | Electric Resistance Heating Or | 08/29/2023 |  | 11/13/2023
Daikin Comfort Technologies Manufacturing, L.P. | Daikin | DPSA052A*BSBS*0B04450*0 |  | Voluntarily Certified | ACAirCoolAllPhase&gt;=240k&lt; | False | False |  |  |  |  | 10.2 |  | 15.2 | 13.2 | [6 empty] | 570000 | Electric Resistance Heating Or | 08/29/2023 |  | 11/13/2023
Daikin Comfort Technologies Manufacturing, L.P. | Daikin | DPSA052A*BSBS*0B04450*E |  | Voluntarily Certified | ACAirCoolAllPhase&gt;=240k&lt; | False | False |  |  |  |  | 10.1 |  | 15.1 | 13.2 | [6 empty] | 570000 | Electric Resistance Heating Or | 08/29/2023 |  | 11/13/2023
Daikin Comfort Technologies Manufacturing, L.P. | Daikin | DPSA052A*BSBS*0B04500*0 |  | Voluntarily Certified | ACAirCoolAllPhase&gt;=240k&lt; | False | False |  |  |  |  | 10.5 |  | 15.5 | 13.2 | [6 empty] | 575000 | Electric Resistance Heating Or | 08/29/2023 |  | 11/13/2023
Daikin Comfort Technologies Manufacturing, L.P. | Daikin | DPSA052A*BSBS*0B04500*E |  | Voluntarily Certified | ACAirCoolAllPhase&gt;=240k&lt; | False | False |  |  |  |  | 10.4 |  | 15.4 | 13.2 | [6 empty] | 575000 | Electric Resistance Heating Or | 08/29/2023 |  | 11/13/2023
Daikin Comfort Technologies Manufacturing, L.P. | Daikin | DPSA052A*BSBS*0B04560*0 |  | Voluntarily Certified | ACAirCoolAllPhase&gt;=240k&lt; | False | False |  |  |  |  | 10.4 |  | 15.5 | 13.2 | [6 empty] | 570000 | Electric Resistance Heating Or | 08/29/2023 |  | 11/13/2023
Daikin Comfort Technologies Manufacturing, L.P. | Daikin | DPSA052A*BSBS*0B04560*E |  | Voluntarily Certified | ACAirCoolAllPhase&gt;=240k&lt; | False | False |  |  |  |  | 10.3 |  | 15.4 | 13.2 | [6 empty] | 570000 | Electric Resistance Heating Or | 08/29/2023 |  | 11/13/2023
Daikin Comfort Technologies Manufacturing, L.P. | Daikin | DPSA052A*BSBSA0B02560*0 |  | Voluntarily Certified | ACAirCoolAllPhase&gt;=240k&lt; | False | False |  |  |  |  | 10.4 |  | 14.2 | 13.2 | [6 empty] | 570000 | Electric Resistance Heating Or | 08/29/2023 |  | 11/13/2023
Daikin Comfort Technologies Manufacturing, L.P. | Daikin | DPSA052A*BSBSA0B02560*E |  | Voluntarily Certified | ACAirCoolAllPhase&gt;=240k&lt; | False | False |  |  |  |  | 10.3 |  | 14.1 | 13.2 | [6 empty] | 570000 | Electric Resistance Heating Or | 08/29/2023 |  | 11/13/2023
Daikin Comfort Technologies Manufacturing, L.P. | Daikin | DPSA052A*BSBSA0B02630*0 |  | Voluntarily Certified | ACAirCoolAllPhase&gt;=240k&lt; | False | False |  |  |  |  | 10.4 |  | 14.2 | 13.2 | [6 empty] | 570000 | Electric Resistance Heating Or | 08/29/2023 |  | 11/13/2023
Daikin Comfort Technologies Manufacturing, L.P. | Daikin | DPSA052A*BSBSA0B02630*E |  | Voluntarily Certified | ACAirCoolAllPhase&gt;=240k&lt; | False | False |  |  |  |  | 10.3 |  | 14.1 | 13.2 | [6 empty] | 570000 | Electric Resistance Heating Or | 08/29/2023 |  | 11/13/2023
Daikin Comfort Technologies Manufacturing, L.P. | Daikin | DPSA052A*BSBSA0B04450*0 |  | Voluntarily Certified | ACAirCoolAllPhase&gt;=240k&lt; | False | False |  |  |  |  | 10.2 |  | 14.1 | 13.2 | [6 empty] | 570000 | Electric Resistance Heating Or | 08/29/2023 |  | 11/13/2023
Daikin Comfort Technologies Manufacturing, L.P. | Daikin | DPSA052A*BSBSA0B04450*E |  | Voluntarily Certified | ACAirCoolAllPhase&gt;=240k&lt; | False | False |  |  |  |  | 10.1 |  | 14 | 13.2 | [6 empty] | 570000 | Electric Resistance Heating Or | 08/29/2023 |  | 11/13/2023
Daikin Comfort Technologies Manufacturing, L.P. | Daikin | DPSA052A*BSBSA0B04500*0 |  | Voluntarily Certified | ACAirCoolAllPhase&gt;=240k&lt; | False | False |  |  |  |  | 10.5 |  | 14.3 | 13.2 | [6 empty] | 575000 | Electric Resistance Heating Or | 08/29/2023 |  | 11/13/2023
Daikin Comfort Technologies Manufacturing, L.P. | Daikin | DPSA052A*BSBSA0B04500*E |  | Voluntarily Certified | ACAirCoolAllPhase&gt;=240k&lt; | False | False |  |  |  |  | 10.4 |  | 14.2 | 13.2 | [6 empty] | 575000 | Electric Resistance Heating Or | 08/29/2023 |  | 11/13/2023
Daikin Comfort Technologies Manufacturing, L.P. | Daikin | DPSA052A*BSBSA0B04560*0 |  | Voluntarily Certified | ACAirCoolAllPhase&gt;=240k&lt; | False | False |  |  |  |  | 10.4 |  | 14.3 | 13.2 | [6 empty] | 570000 | Electric Resistance Heating Or | 08/29/2023 |  | 11/13/2023
Daikin Comfort Technologies Manufacturing, L.P. | Daikin | DPSA052A*BSBSA0B04560*E |  | Voluntarily Certified | ACAirCoolAllPhase&gt;=240k&lt; | False | False |  |  |  |  | 10.3 |  | 14.2 | 13.2 | [6 empty] | 570000 | Electric Resistance Heating Or | 08/29/2023 |  | 11/13/2023
Daikin Comfort Technologies Manufacturing, L.P. | Daikin | DPSA052A*BSBSB0B02560*0 |  | Voluntarily Certified | ACAirCoolAllPhase&gt;=240k&lt; | False | False |  |  |  |  | 10.4 |  | 14.2 | 13.2 | [6 empty] | 570000 | Electric Resistance Heating Or | 08/29/2023 |  | 11/13/2023
Daikin Comfort Technologies Manufacturing, L.P. | Daikin | DPSA052A*BSBSB0B02560*E |  | Voluntarily Certified | ACAirCoolAllPhase&gt;=240k&lt; | False | False |  |  |  |  | 10.3 |  | 14.1 | 13.2 | [6 empty] | 570000 | Electric Resistance Heating Or | 08/29/2023 |  | 11/13/2023
Daikin Comfort Technologies Manufacturing, L.P. | Daikin | DPSA052A*BSBSB0B02630*0 |  | Voluntarily Certified | ACAirCoolAllPhase&gt;=240k&lt; | False | False |  |  |  |  | 10.4 |  | 14.2 | 13.2 | [6 empty] | 570000 | Electric Resistance Heating Or | 08/29/2023 |  | 11/13/2023
Daikin Comfort Technologies Manufacturing, L.P. | Daikin | DPSA052A*BSBSB0B02630*E |  | Voluntarily Certified | ACAirCoolAllPhase&gt;=240k&lt; | False | False |  |  |  |  | 10.3 |  | 14.1 | 13.2 | [6 empty] | 570000 | Electric Resistance Heating Or | 08/29/2023 |  | 11/13/2023
Daikin Comfort Technologies Manufacturing, L.P. | Daikin | DPSA052A*BSBSB0B04450*0 |  | Voluntarily Certified | ACAirCoolAllPhase&gt;=240k&lt; | False | False |  |  |  |  | 10.2 |  | 14.1 | 13.2 | [6 empty] | 570000 | Electric Resistance Heating Or | 08/29/2023 |  | 11/13/2023
Daikin Comfort Technologies Manufacturing, L.P. | Daikin | DPSA052A*BSBSB0B04450*E |  | Voluntarily Certified | ACAirCoolAllPhase&gt;=240k&lt; | False | False |  |  |  |  | 10.1 |  | 14 | 13.2 | [6 empty] | 570000 | Electric Resistance Heating Or | 08/29/2023 |  | 11/13/2023
Daikin Comfort Technologies Manufacturing, L.P. | Daikin | DPSA052A*BSBSB0B04500*0 |  | Voluntarily Certified | ACAirCoolAllPhase&gt;=240k&lt; | False | False |  |  |  |  | 10.5 |  | 14.3 | 13.2 | [6 empty] | 575000 | Electric Resistance Heating Or | 08/29/2023 |  | 11/13/2023
Daikin Comfort Technologies Manufacturing, L.P. | Daikin | DPSA052A*BSBSB0B04500*E |  | Voluntarily Certified | ACAirCoolAllPhase&gt;=240k&lt; | False | False |  |  |  |  | 10.4 |  | 14.2 | 13.2 | [6 empty] | 575000 | Electric Resistance Heating Or | 08/29/2023 |  | 11/13/2023
Daikin Comfort Technologies Manufacturing, L.P. | Daikin | DPSA052A*BSBSB0B04560*0 |  | Voluntarily Certified | ACAirCoolAllPhase&gt;=240k&lt; | False | False |  |  |  |  | 10.4 |  | 14.3 | 13.2 | [6 empty] | 570000 | Electric Resistance Heating Or | 08/29/2023 |  | 11/13/2023
Daikin Comfort Technologies Manufacturing, L.P. | Daikin | DPSA052A*BSBSB0B04560*E |  | Voluntarily Certified | ACAirCoolAllPhase&gt;=240k&lt; | False | False |  |  |  |  | 10.3 |  | 14.2 | 13.2 | [6 empty] | 570000 | Electric Resistance Heating Or | 08/29/2023 |  | 11/13/2023
Daikin Comfort Technologies Manufacturing, L.P. | Daikin | DPSA052A*BSDS*0B04500*0 |  | Voluntarily Certified | ACAirCoolAllPhase&gt;=240k&lt; | False | False |  |  |  |  | 10 |  | 15.4 | 13.2 | [6 empty] | 555000 | Electric Resistance Heating Or | 08/29/2023 |  | 11/13/2023
Daikin Comfort Technologies Manufacturing, L.P. | Daikin | DPSA052A*BSDSA0B02560*0 |  | Voluntarily Certified | ACAirCoolAllPhase&gt;=240k&lt; | False | False |  |  |  |  | 10 |  | 13.9 | 13.2 | [6 empty] | 555000 | Electric Resistance Heating Or | 08/29/2023 |  | 11/13/2023
Daikin Comfort Technologies Manufacturing, L.P. | Daikin | DPSA052A*BSDSA0B02630*0 |  | Voluntarily Certified | ACAirCoolAllPhase&gt;=240k&lt; | False | False |  |  |  |  | 10 |  | 13.9 | 13.2 | [6 empty] | 555000 | Electric Resistance Heating Or | 08/29/2023 |  | 11/13/2023
Daikin Comfort Technologies Manufacturing, L.P. | Daikin | DPSA052A*BSDSA0B04500*0 |  | Voluntarily Certified | ACAirCoolAllPhase&gt;=240k&lt; | False | False |  |  |  |  | 10.1 |  | 14 | 13.2 | [6 empty] | 555000 | Electric Resistance Heating Or | 08/29/2023 |  | 11/13/2023
Daikin Comfort Technologies Manufacturing, L.P. | Daikin | DPSA052A*BSDSA0B04500*E |  | Voluntarily Certified | ACAirCoolAllPhase&gt;=240k&lt; | False | False |  |  |  |  | 10 |  | 13.9 | 13.2 | [6 empty] | 555000 | Electric Resistance Heating Or | 08/29/2023 |  | 11/13/2023
Daikin Comfort Technologies Manufacturing, L.P. | Daikin | DPSA052A*BSDSA0B04560*0 |  | Voluntarily Certified | ACAirCoolAllPhase&gt;=240k&lt; | False | False |  |  |  |  | 10 |  | 13.7 | 13.2 | [6 empty] | 555000 | Electric Resistance Heating Or | 08/29/2023 |  | 11/13/2023
Daikin Comfort Technologies Manufacturing, L.P. | Daikin | DPSA052A*BSDSB0B02560*0 |  | Voluntarily Certified | ACAirCoolAllPhase&gt;=240k&lt; | False | False |  |  |  |  | 10 |  | 13.9 | 13.2 | [6 empty] | 555000 | Electric Resistance Heating Or | 08/29/2023 |  | 11/13/2023
Daikin Comfort Technologies Manufacturing, L.P. | Daikin | DPSA052A*BSDSB0B02630*0 |  | Voluntarily Certified | ACAirCoolAllPhase&gt;=240k&lt; | False | False |  |  |  |  | 10 |  | 13.9 | 13.2 | [6 empty] | 555000 | Electric Resistance Heating Or | 08/29/2023 |  | 11/13/2023
Daikin Comfort Technologies Manufacturing, L.P. | Daikin | DPSA052A*BSDSB0B04500*0 |  | Voluntarily Certified | ACAirCoolAllPhase&gt;=240k&lt; | False | False |  |  |  |  | 10.1 |  | 14 | 13.2 | [6 empty] | 555000 | Electric Resistance Heating Or | 08/29/2023 |  | 11/13/2023
Daikin Comfort Technologies Manufacturing, L.P. | Daikin | DPSA052A*BSDSB0B04500*E |  | Voluntarily Certified | ACAirCoolAllPhase&gt;=240k&lt; | False | False |  |  |  |  | 10 |  | 13.9 | 13.2 | [6 empty] | 555000 | Electric Resistance Heating Or | 08/29/2023 |  | 11/13/2023
Daikin Comfort Technologies Manufacturing, L.P. | Daikin | DPSA052A*BSDSB0B04560*0 |  | Voluntarily Certified | ACAirCoolAllPhase&gt;=240k&lt; | False | False |  |  |  |  | 10 |  | 13.7 | 13.2 | [6 empty] | 555000 | Electric Resistance Heating Or | 08/29/2023 |  | 11/13/2023
Daikin Comfort Technologies Manufacturing, L.P. | Daikin | DPSA052A2BSAS*0B02560*0 |  | Voluntarily Certified | ACAirCoolAllPhase&gt;=240k&lt; | False | False |  |  |  |  | 10 |  | 15.3 | 13.2 | [6 empty] | 545000 | Electric Resistance Heating Or | 08/29/2023 |  | 11/13/2023
Daikin Comfort Technologies Manufacturing, L.P. | Daikin | DPSA052A2BSAS*0B02630*0 |  | Voluntarily Certified | ACAirCoolAllPhase&gt;=240k&lt; | False | False |  |  |  |  | 10 |  | 15.2 | 13.2 | [6 empty] | 545000 | Electric Resistance Heating Or | 08/29/2023 |  | 11/13/2023
Daikin Comfort Technologies Manufacturing, L.P. | Daikin | DPSA052A2BSAS*0B04500*0 |  | Voluntarily Certified | ACAirCoolAllPhase&gt;=240k&lt; | False | False |  |  |  |  | 10 |  | 15.3 | 13.2 | [6 empty] | 545000 | Electric Resistance Heating Or | 08/29/2023 |  | 11/13/2023
Daikin Comfort Technologies Manufacturing, L.P. | Daikin | DPSA052A2BSAS*0B04560*0 |  | Voluntarily Certified | ACAirCoolAllPhase&gt;=240k&lt; | False | False |  |  |  |  | 10 |  | 15.3 | 13.2 | [6 empty] | 545000 | Electric Resistance Heating Or | 08/29/2023 |  | 11/13/2023
Daikin Comfort Technologies Manufacturing, L.P. | Daikin | DPSA052A2BSASA0B02560*0 |  | Voluntarily Certified | ACAirCoolAllPhase&gt;=240k&lt; | False | False |  |  |  |  | 10 |  | 14 | 13.2 | [6 empty] | 540000 | Electric Resistance Heating Or | 08/29/2023 |  | 11/13/2023
Daikin Comfort Technologies Manufacturing, L.P. | Daikin | DPSA052A2BSASA0B02630*0 |  | Voluntarily Certified | ACAirCoolAllPhase&gt;=240k&lt; | False | False |  |  |  |  | 10.1 |  | 13.8 | 13.2 | [6 empty] | 545000 | Electric Resistance Heating Or | 08/29/2023 |  | 11/13/2023
Daikin Comfort Technologies Manufacturing, L.P. | Daikin | DPSA052A2BSASA0B02630*E |  | Voluntarily Certified | ACAirCoolAllPhase&gt;=240k&lt; | False | False |  |  |  |  | 10 |  | 13.7 | 13.2 | [6 empty] | 545000 | Electric Resistance Heating Or | 08/29/2023 |  | 11/13/2023
Daikin Comfort Technologies Manufacturing, L.P. | Daikin | DPSA052A2BSASA0B04500*0 |  | Voluntarily Certified | ACAirCoolAllPhase&gt;=240k&lt; | False | False |  |  |  |  | 10.1 |  | 13.8 | 13.2 | [6 empty] | 545000 | Electric Resistance Heating Or | 08/29/2023 |  | 11/13/2023
Daikin Comfort Technologies Manufacturing, L.P. | Daikin | DPSA052A2BSASA0B04500*E |  | Voluntarily Certified | ACAirCoolAllPhase&gt;=240k&lt; | False | False |  |  |  |  | 10 |  | 13.7 | 13.2 | [6 empty] | 545000 | Electric Resistance Heating Or | 08/29/2023 |  | 11/13/2023
Daikin Comfort Technologies Manufacturing, L.P. | Daikin | DPSA052A2BSASA0B04560*0 |  | Voluntarily Certified | ACAirCoolAllPhase&gt;=240k&lt; | False | False |  |  |  |  | 10.1 |  | 13.8 | 13.2 | [6 empty] | 545000 | Electric Resistance Heating Or | 08/29/2023 |  | 11/13/2023
Daikin Comfort Technologies Manufacturing, L.P. | Daikin | DPSA052A2BSASA0B04560*E |  | Voluntarily Certified | ACAirCoolAllPhase&gt;=240k&lt; | False | False |  |  |  |  | 10 |  | 13.7 | 13.2 | [6 empty] | 545000 | Electric Resistance Heating Or | 08/29/2023 |  | 11/13/2023
Daikin Comfort Technologies Manufacturing, L.P. | Daikin | DPSA052A2BSASB0B02560*0 |  | Voluntarily Certified | ACAirCoolAllPhase&gt;=240k&lt; | False | False |  |  |  |  | 10 |  | 14 | 13.2 | [6 empty] | 540000 | Electric Resistance Heating Or | 08/29/2023 |  | 11/13/2023
Daikin Comfort Technologies Manufacturing, L.P. | Daikin | DPSA052A2BSASB0B02630*0 |  | Voluntarily Certified | ACAirCoolAllPhase&gt;=240k&lt; | False | False |  |  |  |  | 10.1 |  | 13.8 | 13.2 | [6 empty] | 545000 | Electric Resistance Heating Or | 08/29/2023 |  | 11/13/2023
Daikin Comfort Technologies Manufacturing, L.P. | Daikin | DPSA052A2BSASB0B02630*E |  | Voluntarily Certified | ACAirCoolAllPhase&gt;=240k&lt; | False | False |  |  |  |  | 10 |  | 13.7 | 13.2 | [6 empty] | 545000 | Electric Resistance Heating Or | 08/29/2023 |  | 11/13/2023
Daikin Comfort Technologies Manufacturing, L.P. | Daikin | DPSA052A2BSASB0B04500*0 |  | Voluntarily Certified | ACAirCoolAllPhase&gt;=240k&lt; | False | False |  |  |  |  | 10.1 |  | 13.8 | 13.2 | [6 empty] | 545000 | Electric Resistance Heating Or | 08/29/2023 |  | 11/13/2023
Daikin Comfort Technologies Manufacturing, L.P. | Daikin | DPSA052A2BSASB0B04500*E |  | Voluntarily Certified | ACAirCoolAllPhase&gt;=240k&lt; | False | False |  |  |  |  | 10 |  | 13.7 | 13.2 | [6 empty] | 545000 | Electric Resistance Heating Or | 08/29/2023 |  | 11/13/2023
Daikin Comfort Technologies Manufacturing, L.P. | Daikin | DPSA052A2BSASB0B04560*0 |  | Voluntarily Certified | ACAirCoolAllPhase&gt;=240k&lt; | False | False |  |  |  |  | 10.1 |  | 13.8 | 13.2 | [6 empty] | 545000 | Electric Resistance Heating Or | 08/29/2023 |  | 11/13/2023
Daikin Comfort Technologies Manufacturing, L.P. | Daikin | DPSA052A2BSASB0B04560*E |  | Voluntarily Certified | ACAirCoolAllPhase&gt;=240k&lt; | False | False |  |  |  |  | 10 |  | 13.7 | 13.2 | [6 empty] | 545000 | Electric Resistance Heating Or | 08/29/2023 |  | 11/13/2023
Daikin Comfort Technologies Manufacturing, L.P. | Daikin | DPSA052A2BSBS*0B02560*0 |  | Voluntarily Certified | ACAirCoolAllPhase&gt;=240k&lt; | False | False |  |  |  |  | 10.2 |  | 15.2 | 13.2 | [6 empty] | 560000 | Electric Resistance Heating Or | 08/29/2023 |  | 11/13/2023
Daikin Comfort Technologies Manufacturing, L.P. | Daikin | DPSA052A2BSBS*0B02560*E |  | Voluntarily Certified | ACAirCoolAllPhase&gt;=240k&lt; | False | False |  |  |  |  | 10.1 |  | 15.1 | 13.2 | [6 empty] | 560000 | Electric Resistance Heating Or | 08/29/2023 |  | 11/13/2023
Daikin Comfort Technologies Manufacturing, L.P. | Daikin | DPSA052A2BSBS*0B02630*0 |  | Voluntarily Certified | ACAirCoolAllPhase&gt;=240k&lt; | False | False |  |  |  |  | 10.2 |  | 15.2 | 13.2 | [6 empty] | 560000 | Electric Resistance Heating Or | 08/29/2023 |  | 11/13/2023
Daikin Comfort Technologies Manufacturing, L.P. | Daikin | DPSA052A2BSBS*0B02630*E |  | Voluntarily Certified | ACAirCoolAllPhase&gt;=240k&lt; | False | False |  |  |  |  | 10.1 |  | 15.1 | 13.2 | [6 empty] | 560000 | Electric Resistance Heating Or | 08/29/2023 |  | 11/13/2023
Daikin Comfort Technologies Manufacturing, L.P. | Daikin | DPSA052A2BSBS*0B04450*0 |  | Voluntarily Certified | ACAirCoolAllPhase&gt;=240k&lt; | False | False |  |  |  |  | 10 |  | 15 | 13.2 | [6 empty] | 565000 | Electric Resistance Heating Or | 08/29/2023 |  | 11/13/2023
Daikin Comfort Technologies Manufacturing, L.P. | Daikin | DPSA052A2BSBS*0B04500*0 |  | Voluntarily Certified | ACAirCoolAllPhase&gt;=240k&lt; | False | False |  |  |  |  | 10.3 |  | 15.3 | 13.2 | [6 empty] | 565000 | Electric Resistance Heating Or | 08/29/2023 |  | 11/13/2023
Daikin Comfort Technologies Manufacturing, L.P. | Daikin | DPSA052A2BSBS*0B04500*E |  | Voluntarily Certified | ACAirCoolAllPhase&gt;=240k&lt; | False | False |  |  |  |  | 10.2 |  | 15.2 | 13.2 | [6 empty] | 565000 | Electric Resistance Heating Or | 08/29/2023 |  | 11/13/2023
Daikin Comfort Technologies Manufacturing, L.P. | Daikin | DPSA052A2BSBS*0B04560*0 |  | Voluntarily Certified | ACAirCoolAllPhase&gt;=240k&lt; | False | False |  |  |  |  | 10.3 |  | 15.3 | 13.2 | [6 empty] | 560000 | Electric Resistance Heating Or | 08/29/2023 |  | 11/13/2023
Daikin Comfort Technologies Manufacturing, L.P. | Daikin | DPSA052A2BSBS*0B04560*E |  | Voluntarily Certified | ACAirCoolAllPhase&gt;=240k&lt; | False | False |  |  |  |  | 10.2 |  | 15.2 | 13.2 | [6 empty] | 560000 | Electric Resistance Heating Or | 08/29/2023 |  | 11/13/2023
Daikin Comfort Technologies Manufacturing, L.P. | Daikin | DPSA052A2BSBSA0B02560*0 |  | Voluntarily Certified | ACAirCoolAllPhase&gt;=240k&lt; | False | False |  |  |  |  | 10.2 |  | 14 | 13.2 | [6 empty] | 560000 | Electric Resistance Heating Or | 08/29/2023 |  | 11/13/2023
Daikin Comfort Technologies Manufacturing, L.P. | Daikin | DPSA052A2BSBSA0B02560*E |  | Voluntarily Certified | ACAirCoolAllPhase&gt;=240k&lt; | False | False |  |  |  |  | 10.1 |  | 13.9 | 13.2 | [6 empty] | 560000 | Electric Resistance Heating Or | 08/29/2023 |  | 11/13/2023
Daikin Comfort Technologies Manufacturing, L.P. | Daikin | DPSA052A2BSBSA0B02630*0 |  | Voluntarily Certified | ACAirCoolAllPhase&gt;=240k&lt; | False | False |  |  |  |  | 10.2 |  | 14 | 13.2 | [6 empty] | 560000 | Electric Resistance Heating Or | 08/29/2023 |  | 11/13/2023
Daikin Comfort Technologies Manufacturing, L.P. | Daikin | DPSA052A2BSBSA0B02630*E |  | Voluntarily Certified | ACAirCoolAllPhase&gt;=240k&lt; | False | False |  |  |  |  | 10.1 |  | 13.9 | 13.2 | [6 empty] | 560000 | Electric Resistance Heating Or | 08/29/2023 |  | 11/13/2023
Daikin Comfort Technologies Manufacturing, L.P. | Daikin | DPSA052A2BSBSA0B04450*0 |  | Voluntarily Certified | ACAirCoolAllPhase&gt;=240k&lt; | False | False |  |  |  |  | 10.1 |  | 13.9 | 13.2 | [6 empty] | 560000 | Electric Resistance Heating Or | 08/29/2023 |  | 11/13/2023
Daikin Comfort Technologies Manufacturing, L.P. | Daikin | DPSA052A2BSBSA0B04450*E |  | Voluntarily Certified | ACAirCoolAllPhase&gt;=240k&lt; | False | False |  |  |  |  | 10 |  | 13.8 | 13.2 | [6 empty] | 560000 | Electric Resistance Heating Or | 08/29/2023 |  | 11/13/2023
Daikin Comfort Technologies Manufacturing, L.P. | Daikin | DPSA052A2BSBSA0B04500*0 |  | Voluntarily Certified | ACAirCoolAllPhase&gt;=240k&lt; | False | False |  |  |  |  | 10.3 |  | 14.1 | 13.2 | [6 empty] | 565000 | Electric Resistance Heating Or | 08/29/2023 |  | 11/13/2023
Daikin Comfort Technologies Manufacturing, L.P. | Daikin | DPSA052A2BSBSA0B04500*E |  | Voluntarily Certified | ACAirCoolAllPhase&gt;=240k&lt; | False | False |  |  |  |  | 10.2 |  | 14 | 13.2 | [6 empty] | 565000 | Electric Resistance Heating Or | 08/29/2023 |  | 11/13/2023
Daikin Comfort Technologies Manufacturing, L.P. | Daikin | DPSA052A2BSBSA0B04560*0 |  | Voluntarily Certified | ACAirCoolAllPhase&gt;=240k&lt; | False | False |  |  |  |  | 10.3 |  | 14.1 | 13.2 | [6 empty] | 560000 | Electric Resistance Heating Or | 08/29/2023 |  | 11/13/2023
Daikin Comfort Technologies Manufacturing, L.P. | Daikin | DPSA052A2BSBSA0B04560*E |  | Voluntarily Certified | ACAirCoolAllPhase&gt;=240k&lt; | False | False |  |  |  |  | 10.2 |  | 14 | 13.2 | [6 empty] | 560000 | Electric Resistance Heating Or | 08/29/2023 |  | 11/13/2023
Daikin Comfort Technologies Manufacturing, L.P. | Daikin | DPSA052A2BSBSB0B02560*0 |  | Voluntarily Certified | ACAirCoolAllPhase&gt;=240k&lt; | False | False |  |  |  |  | 10.2 |  | 14 | 13.2 | [6 empty] | 560000 | Electric Resistance Heating Or | 08/29/2023 |  | 11/13/2023
Daikin Comfort Technologies Manufacturing, L.P. | Daikin | DPSA052A2BSBSB0B02560*E |  | Voluntarily Certified | ACAirCoolAllPhase&gt;=240k&lt; | False | False |  |  |  |  | 10.1 |  | 13.9 | 13.2 | [6 empty] | 560000 | Electric Resistance Heating Or | 08/29/2023 |  | 11/13/2023
Daikin Comfort Technologies Manufacturing, L.P. | Daikin | DPSA052A2BSBSB0B02630*0 |  | Voluntarily Certified | ACAirCoolAllPhase&gt;=240k&lt; | False | False |  |  |  |  | 10.2 |  | 14 | 13.2 | [6 empty] | 560000 | Electric Resistance Heating Or | 08/29/2023 |  | 11/13/2023
Daikin Comfort Technologies Manufacturing, L.P. | Daikin | DPSA052A2BSBSB0B02630*E |  | Voluntarily Certified | ACAirCoolAllPhase&gt;=240k&lt; | False | False |  |  |  |  | 10.1 |  | 13.9 | 13.2 | [6 empty] | 560000 | Electric Resistance Heating Or | 08/29/2023 |  | 11/13/2023
Daikin Comfort Technologies Manufacturing, L.P. | Daikin | DPSA052A2BSBSB0B04450*0 |  | Voluntarily Certified | ACAirCoolAllPhase&gt;=240k&lt; | False | False |  |  |  |  | 10.1 |  | 13.9 | 13.2 | [6 empty] | 560000 | Electric Resistance Heating Or | 08/29/2023 |  | 11/13/2023
Daikin Comfort Technologies Manufacturing, L.P. | Daikin | DPSA052A2BSBSB0B04450*E |  | Voluntarily Certified | ACAirCoolAllPhase&gt;=240k&lt; | False | False |  |  |  |  | 10 |  | 13.8 | 13.2 | [6 empty] | 560000 | Electric Resistance Heating Or | 08/29/2023 |  | 11/13/2023
Daikin Comfort Technologies Manufacturing, L.P. | Daikin | DPSA052A2BSBSB0B04500*0 |  | Voluntarily Certified | ACAirCoolAllPhase&gt;=240k&lt; | False | False |  |  |  |  | 10.3 |  | 14.1 | 13.2 | [6 empty] | 565000 | Electric Resistance Heating Or | 08/29/2023 |  | 11/13/2023
Daikin Comfort Technologies Manufacturing, L.P. | Daikin | DPSA052A2BSBSB0B04500*E |  | Voluntarily Certified | ACAirCoolAllPhase&gt;=240k&lt; | False | False |  |  |  |  | 10.2 |  | 14 | 13.2 | [6 empty] | 565000 | Electric Resistance Heating Or | 08/29/2023 |  | 11/13/2023
Daikin Comfort Technologies Manufacturing, L.P. | Daikin | DPSA052A2BSBSB0B04560*0 |  | Voluntarily Certified | ACAirCoolAllPhase&gt;=240k&lt; | False | False |  |  |  |  | 10.3 |  | 14.1 | 13.2 | [6 empty] | 560000 | Electric Resistance Heating Or | 08/29/2023 |  | 11/13/2023
Daikin Comfort Technologies Manufacturing, L.P. | Daikin | DPSA052A2BSBSB0B04560*E |  | Voluntarily Certified | ACAirCoolAllPhase&gt;=240k&lt; | False | False |  |  |  |  | 10.2 |  | 14 | 13.2 | [6 empty] | 560000 | Electric Resistance Heating Or | 08/29/2023 |  | 11/13/2023
Daikin Comfort Technologies Manufacturing, L.P. | Daikin | MPS026GE**V-A |  | Voluntarily Certified | ACAirCoolAllPhase&gt;=240k&lt; | False | False |  |  |  |  | 10.9 |  | 13.2 | 13.2 | [6 empty] | 270000 | Electric Resistance Heating Or | 08/29/2023 |  | 11/13/2023
Daikin Comfort Technologies Manufacturing, L.P. | Daikin | MPS026GE**V-B |  | Voluntarily Certified | ACAirCoolAllPhase&gt;=240k&lt; | False | False |  |  |  |  | 11.1 |  | 13.2 | 13.2 | [6 empty] | 276000 | Electric Resistance Heating Or | 08/29/2023 |  | 11/13/2023
Daikin Comfort Technologies Manufacturing, L.P. | Daikin | MPS026GY**V-A |  | Voluntarily Certified | ACAirCoolAllPhase&gt;=240k&lt; | False | False |  |  |  |  | 11 |  | 13.2 | 13.2 | [6 empty] | 270000 | Electric Resistance Heating Or | 08/29/2023 |  | 11/13/2023
Daikin Comfort Technologies Manufacturing, L.P. | Daikin | MPS026GY**V-B |  | Voluntarily Certified | ACAirCoolAllPhase&gt;=240k&lt; | False | False |  |  |  |  | 11.1 |  | 13.2 | 13.2 | [6 empty] | 276000 | Electric Resistance Heating Or | 08/29/2023 |  | 11/13/2023
Daikin Comfort Technologies Manufacturing, L.P. | Daikin | MPS030FE**V-A |  | Voluntarily Certified | ACAirCoolAllPhase&gt;=240k&lt; | False | False |  |  |  |  | 10.2 |  | 13.2 | 13.2 | [6 empty] | 316000 | Electric Resistance Heating Or | 08/29/2023 |  | 11/13/2023
Daikin Comfort Technologies Manufacturing, L.P. | Daikin | MPS030FE**V-B |  | Voluntarily Certified | ACAirCoolAllPhase&gt;=240k&lt; | False | False |  |  |  |  | 10.3 |  | 13.2 | 13.2 | [6 empty] | 324000 | Electric Resistance Heating Or | 08/29/2023 |  | 11/13/2023
Daikin Comfort Technologies Manufacturing, L.P. | Daikin | MPS030FE**VV-B |  | Voluntarily Certified | ACAirCoolAllPhase&gt;=240k&lt; | False | False |  |  |  |  | 10.1 |  | 13.2 | 13.2 | [6 empty] | 324000 | Electric Resistance Heating Or | 08/29/2023 |  | 11/13/2023
Daikin Comfort Technologies Manufacturing, L.P. | Daikin | MPS030FY**V-A |  | Voluntarily Certified | ACAirCoolAllPhase&gt;=240k&lt; | False | False |  |  |  |  | 10.2 |  | 13.2 | 13.2 | [6 empty] | 316000 | Electric Resistance Heating Or | 08/29/2023 |  | 11/13/2023
Daikin Comfort Technologies Manufacturing, L.P. | Daikin | MPS030FY**V-B |  | Voluntarily Certified | ACAirCoolAllPhase&gt;=240k&lt; | False | False |  |  |  |  | 10.3 |  | 13.2 | 13.2 | [6 empty] | 324000 | Electric Resistance Heating Or | 08/29/2023 |  | 11/13/2023
Daikin Comfort Technologies Manufacturing, L.P. | Daikin | MPS030FY**VV-B |  | Voluntarily Certified | ACAirCoolAllPhase&gt;=240k&lt; | False | False |  |  |  |  | 10.1 |  | 13.2 | 13.2 | [6 empty] | 324000 | Electric Resistance Heating Or | 08/29/2023 |  | 11/13/2023
Daikin Comfort Technologies Manufacturing, L.P. | Daikin | MPS035FE**V-A |  | Voluntarily Certified | ACAirCoolAllPhase&gt;=240k&lt; | False | False |  |  |  |  | 10 |  | 13.2 | 13.2 | [6 empty] | 340000 | Electric Resistance Heating Or | 08/29/2023 |  | 11/13/2023
Daikin Comfort Technologies Manufacturing, L.P. | Daikin | MPS035FE**V-B |  | Voluntarily Certified | ACAirCoolAllPhase&gt;=240k&lt; | False | False |  |  |  |  | 10.1 |  | 13.2 | 13.2 | [6 empty] | 348000 | Electric Resistance Heating Or | 08/29/2023 |  | 11/13/2023
Daikin Comfort Technologies Manufacturing, L.P. | Daikin | MPS035FE**VV-B |  | Voluntarily Certified | ACAirCoolAllPhase&gt;=240k&lt; | False | False |  |  |  |  | 10 |  | 13.2 | 13.2 | [6 empty] | 350000 | Electric Resistance Heating Or | 08/29/2023 |  | 11/13/2023
Daikin Comfort Technologies Manufacturing, L.P. | Daikin | MPS035FY**V-A |  | Voluntarily Certified | ACAirCoolAllPhase&gt;=240k&lt; | False | False |  |  |  |  | 10 |  | 13.2 | 13.2 | [6 empty] | 340000 | Electric Resistance Heating Or | 08/29/2023 |  | 11/13/2023
Daikin Comfort Technologies Manufacturing, L.P. | Daikin | MPS035FY**V-B |  | Voluntarily Certified | ACAirCoolAllPhase&gt;=240k&lt; | False | False |  |  |  |  | 10.1 |  | 13.2 | 13.2 | [6 empty] | 348000 | Electric Resistance Heating Or | 08/29/2023 |  | 11/13/2023
Daikin Comfort Technologies Manufacturing, L.P. | Daikin | MPS035FY**VV-B |  | Voluntarily Certified | ACAirCoolAllPhase&gt;=240k&lt; | False | False |  |  |  |  | 10 |  | 13.2 | 13.2 | [6 empty] | 350000 | Electric Resistance Heating Or | 08/29/2023 |  | 11/13/2023
Daikin Comfort Technologies Manufacturing, L.P. | Daikin | MPS040FE**V-A |  | Voluntarily Certified | ACAirCoolAllPhase&gt;=240k&lt; | False | False |  |  |  |  | 10.1 |  | 13.2 | 13.2 | [6 empty] | 440000 | Electric Resistance Heating Or | 08/29/2023 |  | 11/13/2023
Daikin Comfort Technologies Manufacturing, L.P. | Daikin | MPS040FE**V-B |  | Voluntarily Certified | ACAirCoolAllPhase&gt;=240k&lt; | False | False |  |  |  |  | 10.2 |  | 13.2 | 13.2 | [6 empty] | 450000 | Electric Resistance Heating Or | 08/29/2023 |  | 11/13/2023
Daikin Comfort Technologies Manufacturing, L.P. | Daikin | MPS040FE**VV-A |  | Voluntarily Certified | ACAirCoolAllPhase&gt;=240k&lt; | False | False |  |  |  |  | 10 |  | 13.6 | 13.2 | [6 empty] | 440000 | Electric Resistance Heating Or | 08/29/2023 |  | 11/13/2023
Daikin Comfort Technologies Manufacturing, L.P. | Daikin | MPS040FE**VV-B |  | Voluntarily Certified | ACAirCoolAllPhase&gt;=240k&lt; | False | False |  |  |  |  | 10.2 |  | 13.6 | 13.2 | [6 empty] | 450000 | Electric Resistance Heating Or | 08/29/2023 |  | 11/13/2023
Daikin Comfort Technologies Manufacturing, L.P. | Daikin | MPS040FY**V-A |  | Voluntarily Certified | ACAirCoolAllPhase&gt;=240k&lt; | False | False |  |  |  |  | 10.1 |  | 13.2 | 13.2 | [6 empty] | 440000 | Electric Resistance Heating Or | 08/29/2023 |  | 11/13/2023
Daikin Comfort Technologies Manufacturing, L.P. | Daikin | MPS040FY**V-B |  | Voluntarily Certified | ACAirCoolAllPhase&gt;=240k&lt; | False | False |  |  |  |  | 10.3 |  | 13.2 | 13.2 | [6 empty] | 450000 | Electric Resistance Heating Or | 08/29/2023 |  | 11/13/2023
Daikin Comfort Technologies Manufacturing, L.P. | Daikin | MPS040FY**VV-A |  | Voluntarily Certified | ACAirCoolAllPhase&gt;=240k&lt; | False | False |  |  |  |  | 10 |  | 13.6 | 13.2 | [6 empty] | 440000 | Electric Resistance Heating Or | 08/29/2023 |  | 11/13/2023
Daikin Comfort Technologies Manufacturing, L.P. | Daikin | MPS040FY**VV-B |  | Voluntarily Certified | ACAirCoolAllPhase&gt;=240k&lt; | False | False |  |  |  |  | 10.2 |  | 13.6 | 13.2 | [6 empty] | 450000 | Electric Resistance Heating Or | 08/29/2023 |  | 11/13/2023
Daikin Comfort Technologies Manufacturing, L.P. | Daikin | MPS050FE**V-A |  | Voluntarily Certified | ACAirCoolAllPhase&gt;=240k&lt; | False | False |  |  |  |  | 10.2 |  | 13.2 | 13.2 | [6 empty] | 505000 | Electric Resistance Heating Or | 08/29/2023 |  | 11/13/2023
Daikin Comfort Technologies Manufacturing, L.P. | Daikin | MPS050FE**V-B |  | Voluntarily Certified | ACAirCoolAllPhase&gt;=240k&lt; | False | False |  |  |  |  | 10.3 |  | 13.2 | 13.2 | [6 empty] | 520000 | Electric Resistance Heating Or | 08/29/2023 |  | 11/13/2023
Daikin Comfort Technologies Manufacturing, L.P. | Daikin | MPS050FE**VV-A |  | Voluntarily Certified | ACAirCoolAllPhase&gt;=240k&lt; | False | False |  |  |  |  | 10.1 |  | 13.9 | 13.2 | [6 empty] | 505000 | Electric Resistance Heating Or | 08/29/2023 |  | 11/13/2023
Daikin Comfort Technologies Manufacturing, L.P. | Daikin | MPS050FE**VV-B |  | Voluntarily Certified | ACAirCoolAllPhase&gt;=240k&lt; | False | False |  |  |  |  | 10.3 |  | 14.1 | 13.2 | [6 empty] | 520000 | Electric Resistance Heating Or | 08/29/2023 |  | 11/13/2023
Daikin Comfort Technologies Manufacturing, L.P. | Daikin | MPS050FY**V-A |  | Voluntarily Certified | ACAirCoolAllPhase&gt;=240k&lt; | False | False |  |  |  |  | 10.3 |  | 13.2 | 13.2 | [6 empty] | 505000 | Electric Resistance Heating Or | 08/29/2023 |  | 11/13/2023
Daikin Comfort Technologies Manufacturing, L.P. | Daikin | MPS050FY**V-B |  | Voluntarily Certified | ACAirCoolAllPhase&gt;=240k&lt; | False | False |  |  |  |  | 10.4 |  | 13.2 | 13.2 | [6 empty] | 520000 | Electric Resistance Heating Or | 08/29/2023 |  | 11/13/2023
Daikin Comfort Technologies Manufacturing, L.P. | Daikin | MPS050FY**VV-A |  | Voluntarily Certified | ACAirCoolAllPhase&gt;=240k&lt; | False | False |  |  |  |  | 10.1 |  | 13.9 | 13.2 | [6 empty] | 505000 | Electric Resistance Heating Or | 08/29/2023 |  | 11/13/2023
Daikin Comfort Technologies Manufacturing, L.P. | Daikin | MPS050FY**VV-B |  | Voluntarily Certified | ACAirCoolAllPhase&gt;=240k&lt; | False | False |  |  |  |  | 10.3 |  | 14.1 | 13.2 | [6 empty] | 520000 | Electric Resistance Heating Or | 08/29/2023 |  | 11/13/2023
Daikin Comfort Technologies Manufacturing, L.P. | Daikin | MPS061ELE-V |  | Voluntarily Certified | ACAirCoolAllPhase&gt;=240k&lt; | False | False |  |  |  |  | 10 |  | 13.3 | 13.2 | [6 empty] | 650000 | Electric Resistance Heating Or | 08/29/2023 |  | 11/13/2023
Daikin Comfort Technologies Manufacturing, L.P. | Daikin | MPS061ELY-V |  | Voluntarily Certified | ACAirCoolAllPhase&gt;=240k&lt; | False | False |  |  |  |  | 10 |  | 13.2 | 13.2 | [6 empty] | 650000 | Electric Resistance Heating Or | 08/29/2023 |  | 11/13/2023
Daikin Comfort Technologies Manufacturing, L.P. | Daikin | MPS061ESY-V |  | Voluntarily Certified | ACAirCoolAllPhase&gt;=240k&lt; | False | False |  |  |  |  | 10 |  | 13.3 | 13.2 | [6 empty] | 640000 | Electric Resistance Heating Or | 08/29/2023 |  | 11/13/2023
Daikin Comfort Technologies Manufacturing, L.P. | Daikin | RDT045DSY-2-V-4 |  | Voluntarily Certified | ACAirCoolAllPhase&gt;=240k&lt; | False | False |  |  |  |  | 10.2 |  | 14.7 | 13.2 | [6 empty] | 480000 | Electric Resistance Heating Or | 08/29/2023 |  | 11/13/2023
Daikin Comfort Technologies Manufacturing, L.P. | Daikin | RDT045DSY-2-V-5 |  | Voluntarily Certified | ACAirCoolAllPhase&gt;=240k&lt; | False | False |  |  |  |  | 10.3 |  | 14.8 | 13.2 | [6 empty] | 495000 | Electric Resistance Heating Or | 08/29/2023 |  | 11/13/2023
Daikin Comfort Technologies Manufacturing, L.P. | Daikin | RDT045DSY-2-V-6 |  | Voluntarily Certified | ACAirCoolAllPhase&gt;=240k&lt; | False | False |  |  |  |  | 10.4 |  | 14.9 | 13.2 | [6 empty] | 500000 | Electric Resistance Heating Or | 08/29/2023 |  | 11/13/2023
Daikin Comfort Technologies Manufacturing, L.P. | Daikin | RDT045DSY-4-V-4 |  | Voluntarily Certified | ACAirCoolAllPhase&gt;=240k&lt; | False | False |  |  |  |  | 10.3 |  | 14.8 | 13.2 | [6 empty] | 485000 | Electric Resistance Heating Or | 08/29/2023 |  | 11/13/2023
Daikin Comfort Technologies Manufacturing, L.P. | Daikin | RDT045DSY-4-V-5 |  | Voluntarily Certified | ACAirCoolAllPhase&gt;=240k&lt; | False | False |  |  |  |  | 10.4 |  | 14.9 | 13.2 | [6 empty] | 500000 | Electric Resistance Heating Or | 08/29/2023 |  | 11/13/2023
Daikin Comfort Technologies Manufacturing, L.P. | Daikin | RDT045DSY-4-V-6 |  | Voluntarily Certified | ACAirCoolAllPhase&gt;=240k&lt; | False | False |  |  |  |  | 10.5 |  | 15 | 13.2 | [6 empty] | 505000 | Electric Resistance Heating Or | 08/29/2023 |  | 11/13/2023
Daikin Comfort Technologies Manufacturing, L.P. | Daikin | RDT045DSY-S-4 |  | Voluntarily Certified | ACAirCoolAllPhase&gt;=240k&lt; | False | False |  |  |  |  | 10.3 |  | 14.2 | 13.2 | [6 empty] | 485000 | Electric Resistance Heating Or | 08/29/2023 |  | 11/13/2023
Daikin Comfort Technologies Manufacturing, L.P. | Daikin | RDT045DSY-S-5 |  | Voluntarily Certified | ACAirCoolAllPhase&gt;=240k&lt; | False | False |  |  |  |  | 10.4 |  | 14.3 | 13.2 | [6 empty] | 500000 | Electric Resistance Heating Or | 08/29/2023 |  | 11/13/2023
Daikin Comfort Technologies Manufacturing, L.P. | Daikin | RDT045DSY-S-6 |  | Voluntarily Certified | ACAirCoolAllPhase&gt;=240k&lt; | False | False |  |  |  |  | 10.5 |  | 14.4 | 13.2 | [6 empty] | 505000 | Electric Resistance Heating Or | 08/29/2023 |  | 11/13/2023
Daikin Comfort Technologies Manufacturing, L.P. | Daikin | RDT050DLY-2-V-5 |  | Voluntarily Certified | ACAirCoolAllPhase&gt;=240k&lt; | False | False |  |  |  |  | 10 |  | 14.3 | 13.2 | [6 empty] | 545000 | Electric Resistance Heating Or | 08/29/2023 |  | 11/13/2023
Daikin Comfort Technologies Manufacturing, L.P. | Daikin | RDT050DLY-2-V-6 |  | Voluntarily Certified | ACAirCoolAllPhase&gt;=240k&lt; | False | False |  |  |  |  | 10 |  | 14.4 | 13.2 | [6 empty] | 555000 | Electric Resistance Heating Or | 08/29/2023 |  | 11/13/2023
Daikin Comfort Technologies Manufacturing, L.P. | Daikin | RDT050DLY-4-V-5 |  | Voluntarily Certified | ACAirCoolAllPhase&gt;=240k&lt; | False | False |  |  |  |  | 10 |  | 14.4 | 13.2 | [6 empty] | 550000 | Electric Resistance Heating Or | 08/29/2023 |  | 11/13/2023
Daikin Comfort Technologies Manufacturing, L.P. | Daikin | RDT050DLY-4-V-6 |  | Voluntarily Certified | ACAirCoolAllPhase&gt;=240k&lt; | False | False |  |  |  |  | 10.1 |  | 14.5 | 13.2 | [6 empty] | 560000 | Electric Resistance Heating Or | 08/29/2023 |  | 11/13/2023
Daikin Comfort Technologies Manufacturing, L.P. | Daikin | RDT050DLY-5-S-298330-400 |  | Voluntarily Certified | ACAirCoolAllPhase&gt;=240k&lt; | False | False |  |  |  |  | 10 |  | 13.5 | 13.2 | [6 empty] | 555000 | Electric Resistance Heating Or | 08/29/2023 |  | 11/13/2023
Daikin Comfort Technologies Manufacturing, L.P. | Daikin | RDT050DLY-S-5 |  | Voluntarily Certified | ACAirCoolAllPhase&gt;=240k&lt; | False | False |  |  |  |  | 10 |  | 13.4 | 13.2 | [6 empty] | 560000 | Electric Resistance Heating Or | 08/29/2023 |  | 11/13/2023
Daikin Comfort Technologies Manufacturing, L.P. | Daikin | RDT050DLY-S-6 |  | Voluntarily Certified | ACAirCoolAllPhase&gt;=240k&lt; | False | False |  |  |  |  | 10.1 |  | 13.5 | 13.2 | [6 empty] | 570000 | Electric Resistance Heating Or | 08/29/2023 |  | 11/13/2023
Daikin Comfort Technologies Manufacturing, L.P. | Daikin | RDT051DLY-2-V-4 |  | Voluntarily Certified | ACAirCoolAllPhase&gt;=240k&lt; | False | False |  |  |  |  | 10.2 |  | 15.1 | 13.2 | [6 empty] | 555000 | Electric Resistance Heating Or | 08/29/2023 |  | 11/13/2023
Daikin Comfort Technologies Manufacturing, L.P. | Daikin | RDT051DLY-2-V-5 |  | Voluntarily Certified | ACAirCoolAllPhase&gt;=240k&lt; | False | False |  |  |  |  | 10.3 |  | 15.2 | 13.2 | [6 empty] | 565000 | Electric Resistance Heating Or | 08/29/2023 |  | 11/13/2023
Daikin Comfort Technologies Manufacturing, L.P. | Daikin | RDT051DLY-2-V-6 |  | Voluntarily Certified | ACAirCoolAllPhase&gt;=240k&lt; | False | False |  |  |  |  | 10.4 |  | 15.3 | 13.2 | [6 empty] | 575000 | Electric Resistance Heating Or | 08/29/2023 |  | 11/13/2023
Daikin Comfort Technologies Manufacturing, L.P. | Daikin | RDT051DLY-4-V-4 |  | Voluntarily Certified | ACAirCoolAllPhase&gt;=240k&lt; | False | False |  |  |  |  | 10.3 |  | 15.2 | 13.2 | [6 empty] | 560000 | Electric Resistance Heating Or | 08/29/2023 |  | 11/13/2023
Daikin Comfort Technologies Manufacturing, L.P. | Daikin | RDT051DLY-4-V-5 |  | Voluntarily Certified | ACAirCoolAllPhase&gt;=240k&lt; | False | False |  |  |  |  | 10.4 |  | 15.3 | 13.2 | [6 empty] | 570000 | Electric Resistance Heating Or | 08/29/2023 |  | 11/13/2023
Daikin Comfort Technologies Manufacturing, L.P. | Daikin | RDT051DLY-4-V-6 |  | Voluntarily Certified | ACAirCoolAllPhase&gt;=240k&lt; | False | False |  |  |  |  | 10.5 |  | 15.4 | 13.2 | [6 empty] | 580000 | Electric Resistance Heating Or | 08/29/2023 |  | 11/13/2023
Daikin Comfort Technologies Manufacturing, L.P. | Daikin | RDT051DLY-S-4 |  | Voluntarily Certified | ACAirCoolAllPhase&gt;=240k&lt; | False | False |  |  |  |  | 10.3 |  | 14 | 13.2 | [6 empty] | 560000 | Electric Resistance Heating Or | 08/29/2023 |  | 11/13/2023
Daikin Comfort Technologies Manufacturing, L.P. | Daikin | RDT051DLY-S-5 |  | Voluntarily Certified | ACAirCoolAllPhase&gt;=240k&lt; | False | False |  |  |  |  | 10.4 |  | 14.1 | 13.2 | [6 empty] | 570000 | Electric Resistance Heating Or | 08/29/2023 |  | 11/13/2023
Daikin Comfort Technologies Manufacturing, L.P. | Daikin | RDT051DLY-S-6 |  | Voluntarily Certified | ACAirCoolAllPhase&gt;=240k&lt; | False | False |  |  |  |  | 10.5 |  | 14.2 | 13.2 | [6 empty] | 580000 | Electric Resistance Heating Or | 08/29/2023 |  | 11/13/2023
Daikin Comfort Technologies Manufacturing, L.P. | Daikin | RDT051DSY-2-V-4 |  | Voluntarily Certified | ACAirCoolAllPhase&gt;=240k&lt; | False | False |  |  |  |  | 10.1 |  | 15.1 | 13.2 | [6 empty] | 555000 | Electric Resistance Heating Or | 08/29/2023 |  | 11/13/2023
Daikin Comfort Technologies Manufacturing, L.P. | Daikin | RDT051DSY-2-V-5 |  | Voluntarily Certified | ACAirCoolAllPhase&gt;=240k&lt; | False | False |  |  |  |  | 10.2 |  | 15.2 | 13.2 | [6 empty] | 565000 | Electric Resistance Heating Or | 08/29/2023 |  | 11/13/2023
Daikin Comfort Technologies Manufacturing, L.P. | Daikin | RDT051DSY-2-V-6 |  | Voluntarily Certified | ACAirCoolAllPhase&gt;=240k&lt; | False | False |  |  |  |  | 10.3 |  | 15.3 | 13.2 | [6 empty] | 575000 | Electric Resistance Heating Or | 08/29/2023 |  | 11/13/2023
Daikin Comfort Technologies Manufacturing, L.P. | Daikin | RDT051DSY-4-V-4 |  | Voluntarily Certified | ACAirCoolAllPhase&gt;=240k&lt; | False | False |  |  |  |  | 10.2 |  | 15.2 | 13.2 | [6 empty] | 560000 | Electric Resistance Heating Or | 08/29/2023 |  | 11/13/2023
Daikin Comfort Technologies Manufacturing, L.P. | Daikin | RDT051DSY-4-V-5 |  | Voluntarily Certified | ACAirCoolAllPhase&gt;=240k&lt; | False | False |  |  |  |  | 10.3 |  | 15.3 | 13.2 | [6 empty] | 570000 | Electric Resistance Heating Or | 08/29/2023 |  | 11/13/2023
Daikin Comfort Technologies Manufacturing, L.P. | Daikin | RDT051DSY-4-V-6 |  | Voluntarily Certified | ACAirCoolAllPhase&gt;=240k&lt; | False | False |  |  |  |  | 10.4 |  | 15.4 | 13.2 | [6 empty] | 580000 | Electric Resistance Heating Or | 08/29/2023 |  | 11/13/2023
Daikin Comfort Technologies Manufacturing, L.P. | Daikin | RDT051DSY-S-4 |  | Voluntarily Certified | ACAirCoolAllPhase&gt;=240k&lt; | False | False |  |  |  |  | 10.1 |  | 13.9 | 13.2 | [6 empty] | 550000 | Electric Resistance Heating Or | 08/29/2023 |  | 11/13/2023
Daikin Comfort Technologies Manufacturing, L.P. | Daikin | RDT051DSY-S-5 |  | Voluntarily Certified | ACAirCoolAllPhase&gt;=240k&lt; | False | False |  |  |  |  | 10.2 |  | 14 | 13.2 | [6 empty] | 560000 | Electric Resistance Heating Or | 08/29/2023 |  | 11/13/2023
Daikin Comfort Technologies Manufacturing, L.P. | Daikin | RDT051DSY-S-6 |  | Voluntarily Certified | ACAirCoolAllPhase&gt;=240k&lt; | False | False |  |  |  |  | 10.3 |  | 14.1 | 13.2 | [6 empty] | 570000 | Electric Resistance Heating Or | 08/29/2023 |  | 11/13/2023
Daikin Comfort Technologies Manufacturing, L.P. | Daikin | RDT061DLY250264 |  | Voluntarily Certified | ACAirCoolAllPhase&gt;=240k&lt; | False | False |  |  |  |  | 10.1 |  | 13.3 | 13.2 | [6 empty] | 705000 | Electric Resistance Heating Or | 08/29/2023 |  | 11/13/2023
Daikin Comfort Technologies Manufacturing, L.P. | Daikin | RDT061DLY-S-5 |  | Voluntarily Certified | ACAirCoolAllPhase&gt;=240k&lt; | False | False |  |  |  |  | 10 |  | 13.3 | 13.2 | [6 empty] | 640000 | Electric Resistance Heating Or | 08/29/2023 |  | 11/13/2023
Daikin Comfort Technologies Manufacturing, L.P. | Daikin | RDT061DLY-S-6 |  | Voluntarily Certified | ACAirCoolAllPhase&gt;=240k&lt; | False | False |  |  |  |  | 10.1 |  | 13.4 | 13.2 | [6 empty] | 650000 | Electric Resistance Heating Or | 08/29/2023 |  | 11/13/2023
Daikin Comfort Technologies Manufacturing, L.P. | Daikin | RDT061DSY-S-6 |  | Voluntarily Certified | ACAirCoolAllPhase&gt;=240k&lt; | False | False |  |  |  |  | 10 |  | 13.3 | 13.2 | [6 empty] | 640000 | Electric Resistance Heating Or | 08/29/2023 |  | 11/13/2023
Daikin Comfort Technologies Manufacturing, L.P. | Daikin | RDT063DLY-2-V-4 |  | Voluntarily Certified | ACAirCoolAllPhase&gt;=240k&lt; | False | False |  |  |  |  | 10.2 |  | 14.8 | 13.2 | [6 empty] | 630000 | Electric Resistance Heating Or | 08/29/2023 |  | 11/13/2023
Daikin Comfort Technologies Manufacturing, L.P. | Daikin | RDT063DLY-2-V-5 |  | Voluntarily Certified | ACAirCoolAllPhase&gt;=240k&lt; | False | False |  |  |  |  | 10.3 |  | 14.9 | 13.2 | [6 empty] | 645000 | Electric Resistance Heating Or | 08/29/2023 |  | 11/13/2023
Daikin Comfort Technologies Manufacturing, L.P. | Daikin | RDT063DLY-2-V-6 |  | Voluntarily Certified | ACAirCoolAllPhase&gt;=240k&lt; | False | False |  |  |  |  | 10.4 |  | 15 | 13.2 | [6 empty] | 655000 | Electric Resistance Heating Or | 08/29/2023 |  | 11/13/2023
Daikin Comfort Technologies Manufacturing, L.P. | Daikin | RDT063DLY-4-V-4 |  | Voluntarily Certified | ACAirCoolAllPhase&gt;=240k&lt; | False | False |  |  |  |  | 10.3 |  | 14.9 | 13.2 | [6 empty] | 630000 | Electric Resistance Heating Or | 08/29/2023 |  | 11/13/2023
Daikin Comfort Technologies Manufacturing, L.P. | Daikin | RDT063DLY-4-V-5 |  | Voluntarily Certified | ACAirCoolAllPhase&gt;=240k&lt; | False | False |  |  |  |  | 10.4 |  | 15 | 13.2 | [6 empty] | 645000 | Electric Resistance Heating Or | 08/29/2023 |  | 11/13/2023
Daikin Comfort Technologies Manufacturing, L.P. | Daikin | RDT063DLY-4-V-6 |  | Voluntarily Certified | ACAirCoolAllPhase&gt;=240k&lt; | False | False |  |  |  |  | 10.5 |  | 15.1 | 13.2 | [6 empty] | 655000 | Electric Resistance Heating Or | 08/29/2023 |  | 11/13/2023
Daikin Comfort Technologies Manufacturing, L.P. | Daikin | RDT063DLY-S-4 |  | Voluntarily Certified | ACAirCoolAllPhase&gt;=240k&lt; | False | False |  |  |  |  | 10.3 |  | 13.6 | 13.2 | [6 empty] | 645000 | Electric Resistance Heating Or | 08/29/2023 |  | 11/13/2023
Daikin Comfort Technologies Manufacturing, L.P. | Daikin | RDT063DLY-S-5 |  | Voluntarily Certified | ACAirCoolAllPhase&gt;=240k&lt; | False | False |  |  |  |  | 10.4 |  | 13.7 | 13.2 | [6 empty] | 665000 | Electric Resistance Heating Or | 08/29/2023 |  | 11/13/2023
Daikin Comfort Technologies Manufacturing, L.P. | Daikin | RDT063DLY-S-6 |  | Voluntarily Certified | ACAirCoolAllPhase&gt;=240k&lt; | False | False |  |  |  |  | 10.5 |  | 13.8 | 13.2 | [6 empty] | 675000 | Electric Resistance Heating Or | 08/29/2023 |  | 11/13/2023
Daikin Comfort Technologies Manufacturing, L.P. | Daikin | RDT063DSY-2-V-4 |  | Voluntarily Certified | ACAirCoolAllPhase&gt;=240k&lt; | False | False |  |  |  |  | 10.1 |  | 14.7 | 13.2 | [6 empty] | 620000 | Electric Resistance Heating Or | 08/29/2023 |  | 11/13/2023
Daikin Comfort Technologies Manufacturing, L.P. | Daikin | RDT063DSY-2-V-5 |  | Voluntarily Certified | ACAirCoolAllPhase&gt;=240k&lt; | False | False |  |  |  |  | 10.2 |  | 14.8 | 13.2 | [6 empty] | 635000 | Electric Resistance Heating Or | 08/29/2023 |  | 11/13/2023
Daikin Comfort Technologies Manufacturing, L.P. | Daikin | RDT063DSY-2-V-6 |  | Voluntarily Certified | ACAirCoolAllPhase&gt;=240k&lt; | False | False |  |  |  |  | 10.3 |  | 14.9 | 13.2 | [6 empty] | 645000 | Electric Resistance Heating Or | 08/29/2023 |  | 11/13/2023
Daikin Comfort Technologies Manufacturing, L.P. | Daikin | RDT063DSY-4-V-4 |  | Voluntarily Certified | ACAirCoolAllPhase&gt;=240k&lt; | False | False |  |  |  |  | 10.2 |  | 14.8 | 13.2 | [6 empty] | 620000 | Electric Resistance Heating Or | 08/29/2023 |  | 11/13/2023
Daikin Comfort Technologies Manufacturing, L.P. | Daikin | RDT063DSY-4-V-5 |  | Voluntarily Certified | ACAirCoolAllPhase&gt;=240k&lt; | False | False |  |  |  |  | 10.3 |  | 14.9 | 13.2 | [6 empty] | 635000 | Electric Resistance Heating Or | 08/29/2023 |  | 11/13/2023
Daikin Comfort Technologies Manufacturing, L.P. | Daikin | RDT063DSY-4-V-6 |  | Voluntarily Certified | ACAirCoolAllPhase&gt;=240k&lt; | False | False |  |  |  |  | 10.4 |  | 15 | 13.2 | [6 empty] | 645000 | Electric Resistance Heating Or | 08/29/2023 |  | 11/13/2023
Daikin Comfort Technologies Manufacturing, L.P. | Daikin | RDT063DSY-S-4 |  | Voluntarily Certified | ACAirCoolAllPhase&gt;=240k&lt; | False | False |  |  |  |  | 10.2 |  | 13.5 | 13.2 | [6 empty] | 625000 | Electric Resistance Heating Or | 08/29/2023 |  | 11/13/2023
Daikin Comfort Technologies Manufacturing, L.P. | Daikin | RDT063DSY-S-5 |  | Voluntarily Certified | ACAirCoolAllPhase&gt;=240k&lt; | False | False |  |  |  |  | 10.3 |  | 13.6 | 13.2 | [6 empty] | 645000 | Electric Resistance Heating Or | 08/29/2023 |  | 11/13/2023
Daikin Comfort Technologies Manufacturing, L.P. | Daikin | RDT063DSY-S-6 |  | Voluntarily Certified | ACAirCoolAllPhase&gt;=240k&lt; | False | False |  |  |  |  | 10.4 |  | 13.7 | 13.2 | [6 empty] | 655000 | Electric Resistance Heating Or | 08/29/2023 |  | 11/13/2023
Daikin Comfort Technologies Manufacturing, L.P. | Daikin | RDT080DSY-6-S-290039-100 |  | Voluntarily Certified | ACAirCoolAllPhase&gt;=240k&lt; | False | False |  |  |  |  | 10.5 |  | 14.5 | 13.2 | [6 empty] | 705000 | Electric Resistance Heating Or | 08/29/2023 |  | 11/13/2023
Daikin Comfort Technologies Manufacturing, L.P. | Daikin | RPS 031DLW-5-V-6-X-272260-200 |  | Voluntarily Certified | ACAirCoolAllPhase&gt;=240k&lt; | False | False |  |  |  |  | 10 |  | 14.4 | 13.2 | [6 empty] | 306000 | Electric Resistance Heating Or | 08/29/2023 |  | 11/13/2023
Daikin Comfort Technologies Manufacturing, L.P. | Daikin | RPS 035DLY-4-V-6-X-272260-400 |  | Voluntarily Certified | ACAirCoolAllPhase&gt;=240k&lt; | False | False |  |  |  |  | 10.1 |  | 14.3 | 13.2 | [6 empty] | 360000 | Electric Resistance Heating Or | 08/29/2023 |  | 11/13/2023
Daikin Comfort Technologies Manufacturing, L.P. | Daikin | RPS 045DLW-6-V-6-X-272260-500 |  | Voluntarily Certified | ACAirCoolAllPhase&gt;=240k&lt; | False | False |  |  |  |  | 10.33 |  | 14.9 | 13.2 | [6 empty] | 495000 | Electric Resistance Heating Or | 08/29/2023 |  | 11/13/2023
Daikin Comfort Technologies Manufacturing, L.P. | Daikin | RPS 045DSY-S-6-268975-200,400 |  | Voluntarily Certified | ACAirCoolAllPhase&gt;=240k&lt; | False | False |  |  |  |  | 10.9 |  | 14.8 | 13.2 | [6 empty] | 475000 | Electric Resistance Heating Or | 08/29/2023 |  | 11/13/2023
Daikin Comfort Technologies Manufacturing, L.P. | Daikin | RPS020DLE-2-V-5 |  | Voluntarily Certified | ACAirCoolAllPhase&gt;=240k&lt; | False | False |  |  |  |  | 10 |  | 13.3 | 13.2 | [6 empty] | 240000 | Electric Resistance Heating Or | 08/29/2023 |  | 11/13/2023
Daikin Comfort Technologies Manufacturing, L.P. | Daikin | RPS020DLE-2-V-6 |  | Voluntarily Certified | ACAirCoolAllPhase&gt;=240k&lt; | False | False |  |  |  |  | 10 |  | 13.4 | 13.2 | [6 empty] | 244000 | Electric Resistance Heating Or | 08/29/2023 |  | 11/13/2023
Daikin Comfort Technologies Manufacturing, L.P. | Daikin | RPS020DLE-4-V-5 |  | Voluntarily Certified | ACAirCoolAllPhase&gt;=240k&lt; | False | False |  |  |  |  | 10 |  | 13.5 | 13.2 | [6 empty] | 242000 | Electric Resistance Heating Or | 08/29/2023 |  | 11/13/2023
Daikin Comfort Technologies Manufacturing, L.P. | Daikin | RPS020DLE-4-V-6 |  | Voluntarily Certified | ACAirCoolAllPhase&gt;=240k&lt; | False | False |  |  |  |  | 10.1 |  | 13.6 | 13.2 | [6 empty] | 246000 | Electric Resistance Heating Or | 08/29/2023 |  | 11/13/2023
Daikin Comfort Technologies Manufacturing, L.P. | Daikin | RPS020DLW-S-6-32136701 |  | Voluntarily Certified | ACAirCoolAllPhase&gt;=240k&lt; | False | False |  |  |  |  | 10.8 |  | 13.3 | 13.2 | [6 empty] | 242000 | Electric Resistance Heating Or | 08/29/2023 |  | 11/13/2023
Daikin Comfort Technologies Manufacturing, L.P. | Daikin | RPS020DLY-2-V-5 |  | Voluntarily Certified | ACAirCoolAllPhase&gt;=240k&lt; | False | False |  |  |  |  | 10 |  | 13.3 | 13.2 | [6 empty] | 240000 | Electric Resistance Heating Or | 08/29/2023 |  | 11/13/2023
Daikin Comfort Technologies Manufacturing, L.P. | Daikin | RPS020DLY-2-V-6 |  | Voluntarily Certified | ACAirCoolAllPhase&gt;=240k&lt; | False | False |  |  |  |  | 10 |  | 13.4 | 13.2 | [6 empty] | 244000 | Electric Resistance Heating Or | 08/29/2023 |  | 11/13/2023
Daikin Comfort Technologies Manufacturing, L.P. | Daikin | RPS020DLY-4-V-5 |  | Voluntarily Certified | ACAirCoolAllPhase&gt;=240k&lt; | False | False |  |  |  |  | 10 |  | 13.5 | 13.2 | [6 empty] | 242000 | Electric Resistance Heating Or | 08/29/2023 |  | 11/13/2023
Daikin Comfort Technologies Manufacturing, L.P. | Daikin | RPS020DLY-4-V-6 |  | Voluntarily Certified | ACAirCoolAllPhase&gt;=240k&lt; | False | False |  |  |  |  | 10.1 |  | 13.6 | 13.2 | [6 empty] | 246000 | Electric Resistance Heating Or | 08/29/2023 |  | 11/13/2023
Daikin Comfort Technologies Manufacturing, L.P. | Daikin | RPS020DSE-2-V-5 |  | Voluntarily Certified | ACAirCoolAllPhase&gt;=240k&lt; | False | False |  |  |  |  | 10 |  | 13.3 | 13.2 | [6 empty] | 240000 | Electric Resistance Heating Or | 08/29/2023 |  | 11/13/2023
Daikin Comfort Technologies Manufacturing, L.P. | Daikin | RPS020DSE-2-V-6 |  | Voluntarily Certified | ACAirCoolAllPhase&gt;=240k&lt; | False | False |  |  |  |  | 10 |  | 13.4 | 13.2 | [6 empty] | 244000 | Electric Resistance Heating Or | 08/29/2023 |  | 11/13/2023
Daikin Comfort Technologies Manufacturing, L.P. | Daikin | RPS020DSE-4-V-5 |  | Voluntarily Certified | ACAirCoolAllPhase&gt;=240k&lt; | False | False |  |  |  |  | 10 |  | 13.5 | 13.2 | [6 empty] | 242000 | Electric Resistance Heating Or | 08/29/2023 |  | 11/13/2023
Daikin Comfort Technologies Manufacturing, L.P. | Daikin | RPS020DSE-4-V-6 |  | Voluntarily Certified | ACAirCoolAllPhase&gt;=240k&lt; | False | False |  |  |  |  | 10.1 |  | 13.6 | 13.2 | [6 empty] | 246000 | Electric Resistance Heating Or | 08/29/2023 |  | 11/13/2023
Daikin Comfort Technologies Manufacturing, L.P. | Daikin | RPS020DSY-2-V-5 |  | Voluntarily Certified | ACAirCoolAllPhase&gt;=240k&lt; | False | False |  |  |  |  | 10 |  | 13.3 | 13.2 | [6 empty] | 240000 | Electric Resistance Heating Or | 08/29/2023 |  | 11/13/2023
Daikin Comfort Technologies Manufacturing, L.P. | Daikin | RPS020DSY-2-V-6 |  | Voluntarily Certified | ACAirCoolAllPhase&gt;=240k&lt; | False | False |  |  |  |  | 10 |  | 13.4 | 13.2 | [6 empty] | 244000 | Electric Resistance Heating Or | 08/29/2023 |  | 11/13/2023
Daikin Comfort Technologies Manufacturing, L.P. | Daikin | RPS020DSY-4-V-5 |  | Voluntarily Certified | ACAirCoolAllPhase&gt;=240k&lt; | False | False |  |  |  |  | 10 |  | 13.5 | 13.2 | [6 empty] | 242000 | Electric Resistance Heating Or | 08/29/2023 |  | 11/13/2023
Daikin Comfort Technologies Manufacturing, L.P. | Daikin | RPS020DSY-4-V-6 |  | Voluntarily Certified | ACAirCoolAllPhase&gt;=240k&lt; | False | False |  |  |  |  | 10.1 |  | 13.6 | 13.2 | [6 empty] | 246000 | Electric Resistance Heating Or | 08/29/2023 |  | 11/13/2023
Daikin Comfort Technologies Manufacturing, L.P. | Daikin | RPS021DSE-2-V-6 |  | Voluntarily Certified | ACAirCoolAllPhase&gt;=240k&lt; | False | False |  |  |  |  | 10.5 |  | 14.6 | 13.2 | [6 empty] | 250000 | Electric Resistance Heating Or | 08/29/2023 |  | 11/13/2023
Daikin Comfort Technologies Manufacturing, L.P. | Daikin | RPS021DSE-4-V-6 |  | Voluntarily Certified | ACAirCoolAllPhase&gt;=240k&lt; | False | False |  |  |  |  | 10.6 |  | 14.7 | 13.2 | [6 empty] | 252000 | Electric Resistance Heating Or | 08/29/2023 |  | 11/13/2023
Daikin Comfort Technologies Manufacturing, L.P. | Daikin | RPS021DSY-2-V-6 |  | Voluntarily Certified | ACAirCoolAllPhase&gt;=240k&lt; | False | False |  |  |  |  | 10.5 |  | 14.6 | 13.2 | [6 empty] | 250000 | Electric Resistance Heating Or | 08/29/2023 |  | 11/13/2023
Daikin Comfort Technologies Manufacturing, L.P. | Daikin | RPS021DSY-4-V-6 |  | Voluntarily Certified | ACAirCoolAllPhase&gt;=240k&lt; | False | False |  |  |  |  | 10.6 |  | 14.7 | 13.2 | [6 empty] | 252000 | Electric Resistance Heating Or | 08/29/2023 |  | 11/13/2023
Daikin Comfort Technologies Manufacturing, L.P. | Daikin | RPS025DLE-2-V-5 |  | Voluntarily Certified | ACAirCoolAllPhase&gt;=240k&lt; | False | False |  |  |  |  | 10 |  | 13.6 | 13.2 | [6 empty] | 270000 | Electric Resistance Heating Or | 08/29/2023 |  | 11/13/2023
Daikin Comfort Technologies Manufacturing, L.P. | Daikin | RPS025DLE-2-V-6 |  | Voluntarily Certified | ACAirCoolAllPhase&gt;=240k&lt; | False | False |  |  |  |  | 10 |  | 13.7 | 13.2 | [6 empty] | 274000 | Electric Resistance Heating Or | 08/29/2023 |  | 11/13/2023
Daikin Comfort Technologies Manufacturing, L.P. | Daikin | RPS025DLE-4-V-5 |  | Voluntarily Certified | ACAirCoolAllPhase&gt;=240k&lt; | False | False |  |  |  |  | 10 |  | 13.7 | 13.2 | [6 empty] | 272000 | Electric Resistance Heating Or | 08/29/2023 |  | 11/13/2023
Daikin Comfort Technologies Manufacturing, L.P. | Daikin | RPS025DLE-4-V-6 |  | Voluntarily Certified | ACAirCoolAllPhase&gt;=240k&lt; | False | False |  |  |  |  | 10.1 |  | 13.8 | 13.2 | [6 empty] | 276000 | Electric Resistance Heating Or | 08/29/2023 |  | 11/13/2023
Daikin Comfort Technologies Manufacturing, L.P. | Daikin | RPS025DLY-2-V-5 |  | Voluntarily Certified | ACAirCoolAllPhase&gt;=240k&lt; | False | False |  |  |  |  | 10 |  | 13.6 | 13.2 | [6 empty] | 270000 | Electric Resistance Heating Or | 08/29/2023 |  | 11/13/2023
Daikin Comfort Technologies Manufacturing, L.P. | Daikin | RPS025DLY-2-V-6 |  | Voluntarily Certified | ACAirCoolAllPhase&gt;=240k&lt; | False | False |  |  |  |  | 10 |  | 13.7 | 13.2 | [6 empty] | 274000 | Electric Resistance Heating Or | 08/29/2023 |  | 11/13/2023
Daikin Comfort Technologies Manufacturing, L.P. | Daikin | RPS025DLY-4-V-5 |  | Voluntarily Certified | ACAirCoolAllPhase&gt;=240k&lt; | False | False |  |  |  |  | 10 |  | 13.7 | 13.2 | [6 empty] | 272000 | Electric Resistance Heating Or | 08/29/2023 |  | 11/13/2023
Daikin Comfort Technologies Manufacturing, L.P. | Daikin | RPS025DLY-4-V-6 |  | Voluntarily Certified | ACAirCoolAllPhase&gt;=240k&lt; | False | False |  |  |  |  | 10.1 |  | 13.8 | 13.2 | [6 empty] | 276000 | Electric Resistance Heating Or | 08/29/2023 |  | 11/13/2023
Daikin Comfort Technologies Manufacturing, L.P. | Daikin | RPS025DLY-V-5-X-273242-030 |  | Voluntarily Certified | ACAirCoolAllPhase&gt;=240k&lt; | False | False |  |  |  |  | 10.3 |  | 13.6 | 13.2 | [6 empty] | 274000 | Electric Resistance Heating Or | 08/29/2023 |  | 11/13/2023
Daikin Comfort Technologies Manufacturing, L.P. | Daikin | RPS026DLE-2-V-4 |  | Voluntarily Certified | ACAirCoolAllPhase&gt;=240k&lt; | False | False |  |  |  |  | 10 |  | 14.3 | 13.2 | [6 empty] | 274000 | Electric Resistance Heating Or | 08/29/2023 |  | 11/13/2023
Daikin Comfort Technologies Manufacturing, L.P. | Daikin | RPS026DLE-2-V-5 |  | Voluntarily Certified | ACAirCoolAllPhase&gt;=240k&lt; | False | False |  |  |  |  | 10.1 |  | 14.4 | 13.2 | [6 empty] | 278000 | Electric Resistance Heating Or | 08/29/2023 |  | 11/13/2023
Daikin Comfort Technologies Manufacturing, L.P. | Daikin | RPS026DLE-2-V-6 |  | Voluntarily Certified | ACAirCoolAllPhase&gt;=240k&lt; | False | False |  |  |  |  | 10.2 |  | 14.5 | 13.2 | [6 empty] | 284000 | Electric Resistance Heating Or | 08/29/2023 |  | 11/13/2023
Daikin Comfort Technologies Manufacturing, L.P. | Daikin | RPS026DLE-4-V-4 |  | Voluntarily Certified | ACAirCoolAllPhase&gt;=240k&lt; | False | False |  |  |  |  | 10.1 |  | 14.4 | 13.2 | [6 empty] | 276000 | Electric Resistance Heating Or | 08/29/2023 |  | 11/13/2023
Daikin Comfort Technologies Manufacturing, L.P. | Daikin | RPS026DLE-4-V-5 |  | Voluntarily Certified | ACAirCoolAllPhase&gt;=240k&lt; | False | False |  |  |  |  | 10.2 |  | 14.5 | 13.2 | [6 empty] | 280000 | Electric Resistance Heating Or | 08/29/2023 |  | 11/13/2023
Daikin Comfort Technologies Manufacturing, L.P. | Daikin | RPS026DLE-4-V-6 |  | Voluntarily Certified | ACAirCoolAllPhase&gt;=240k&lt; | False | False |  |  |  |  | 10.3 |  | 14.6 | 13.2 | [6 empty] | 286000 | Electric Resistance Heating Or | 08/29/2023 |  | 11/13/2023
Daikin Comfort Technologies Manufacturing, L.P. | Daikin | RPS026DLE-S-4 |  | Voluntarily Certified | ACAirCoolAllPhase&gt;=240k&lt; | False | False |  |  |  |  | 10.4 |  | 13.4 | 13.2 | [6 empty] | 276000 | Electric Resistance Heating Or | 08/29/2023 |  | 11/13/2023
Daikin Comfort Technologies Manufacturing, L.P. | Daikin | RPS026DLE-S-5 |  | Voluntarily Certified | ACAirCoolAllPhase&gt;=240k&lt; | False | False |  |  |  |  | 10.5 |  | 13.5 | 13.2 | [6 empty] | 280000 | Electric Resistance Heating Or | 08/29/2023 |  | 11/13/2023
Daikin Comfort Technologies Manufacturing, L.P. | Daikin | RPS026DLE-S-6 |  | Voluntarily Certified | ACAirCoolAllPhase&gt;=240k&lt; | False | False |  |  |  |  | 10.6 |  | 13.6 | 13.2 | [6 empty] | 286000 | Electric Resistance Heating Or | 08/29/2023 |  | 11/13/2023
Daikin Comfort Technologies Manufacturing, L.P. | Daikin | RPS026DLY-2-V-4 |  | Voluntarily Certified | ACAirCoolAllPhase&gt;=240k&lt; | False | False |  |  |  |  | 10 |  | 14.3 | 13.2 | [6 empty] | 268000 | Electric Resistance Heating Or | 08/29/2023 |  | 11/13/2023
Daikin Comfort Technologies Manufacturing, L.P. | Daikin | RPS026DLY-2-V-5 |  | Voluntarily Certified | ACAirCoolAllPhase&gt;=240k&lt; | False | False |  |  |  |  | 10.1 |  | 14.4 | 13.2 | [6 empty] | 278000 | Electric Resistance Heating Or | 08/29/2023 |  | 11/13/2023
Daikin Comfort Technologies Manufacturing, L.P. | Daikin | RPS026DLY-2-V-6 |  | Voluntarily Certified | ACAirCoolAllPhase&gt;=240k&lt; | False | False |  |  |  |  | 10.2 |  | 14.5 | 13.2 | [6 empty] | 284000 | Electric Resistance Heating Or | 08/29/2023 |  | 11/13/2023
Daikin Comfort Technologies Manufacturing, L.P. | Daikin | RPS026DLY-4-V-4 |  | Voluntarily Certified | ACAirCoolAllPhase&gt;=240k&lt; | False | False |  |  |  |  | 10.1 |  | 14.4 | 13.2 | [6 empty] | 270000 | Electric Resistance Heating Or | 08/29/2023 |  | 11/13/2023
Daikin Comfort Technologies Manufacturing, L.P. | Daikin | RPS026DLY-4-V-5 |  | Voluntarily Certified | ACAirCoolAllPhase&gt;=240k&lt; | False | False |  |  |  |  | 10.2 |  | 14.5 | 13.2 | [6 empty] | 280000 | Electric Resistance Heating Or | 08/29/2023 |  | 11/13/2023
Daikin Comfort Technologies Manufacturing, L.P. | Daikin | RPS026DLY-4-V-6 |  | Voluntarily Certified | ACAirCoolAllPhase&gt;=240k&lt; | False | False |  |  |  |  | 10.3 |  | 14.6 | 13.2 | [6 empty] | 286000 | Electric Resistance Heating Or | 08/29/2023 |  | 11/13/2023
Daikin Comfort Technologies Manufacturing, L.P. | Daikin | RPS026DLY-S-4 |  | Voluntarily Certified | ACAirCoolAllPhase&gt;=240k&lt; | False | False |  |  |  |  | 10.4 |  | 13.4 | 13.2 | [6 empty] | 276000 | Electric Resistance Heating Or | 08/29/2023 |  | 11/13/2023
Daikin Comfort Technologies Manufacturing, L.P. | Daikin | RPS026DLY-S-5 |  | Voluntarily Certified | ACAirCoolAllPhase&gt;=240k&lt; | False | False |  |  |  |  | 10.5 |  | 13.5 | 13.2 | [6 empty] | 280000 | Electric Resistance Heating Or | 08/29/2023 |  | 11/13/2023
Daikin Comfort Technologies Manufacturing, L.P. | Daikin | RPS026DLY-S-6 |  | Voluntarily Certified | ACAirCoolAllPhase&gt;=240k&lt; | False | False |  |  |  |  | 10.6 |  | 13.6 | 13.2 | [6 empty] | 286000 | Electric Resistance Heating Or | 08/29/2023 |  | 11/13/2023
Daikin Comfort Technologies Manufacturing, L.P. | Daikin | RPS030DLW-S-5-270544-010 |  | Voluntarily Certified | ACAirCoolAllPhase&gt;=240k&lt; | False | False |  |  |  |  | 10 |  | 13.4 | 13.2 | [6 empty] | 380000 | Electric Resistance Heating Or | 08/29/2023 |  | 11/13/2023
Daikin Comfort Technologies Manufacturing, L.P. | Daikin | RPS031DLE-2-V-4 |  | Voluntarily Certified | ACAirCoolAllPhase&gt;=240k&lt; | False | False |  |  |  |  | 10.1 |  | 14.4 | 13.2 | [6 empty] | 308000 | Electric Resistance Heating Or | 08/29/2023 |  | 11/13/2023
Daikin Comfort Technologies Manufacturing, L.P. | Daikin | RPS031DLE-2-V-5 |  | Voluntarily Certified | ACAirCoolAllPhase&gt;=240k&lt; | False | False |  |  |  |  | 10.2 |  | 14.5 | 13.2 | [6 empty] | 318000 | Electric Resistance Heating Or | 08/29/2023 |  | 11/13/2023
Daikin Comfort Technologies Manufacturing, L.P. | Daikin | RPS031DLE-2-V-6 |  | Voluntarily Certified | ACAirCoolAllPhase&gt;=240k&lt; | False | False |  |  |  |  | 10.3 |  | 14.6 | 13.2 | [6 empty] | 324000 | Electric Resistance Heating Or | 08/29/2023 |  | 11/13/2023
Daikin Comfort Technologies Manufacturing, L.P. | Daikin | RPS031DLE-4-V-4 |  | Voluntarily Certified | ACAirCoolAllPhase&gt;=240k&lt; | False | False |  |  |  |  | 10.2 |  | 14.6 | 13.2 | [6 empty] | 312000 | Electric Resistance Heating Or | 08/29/2023 |  | 11/13/2023
Daikin Comfort Technologies Manufacturing, L.P. | Daikin | RPS031DLE-4-V-5 |  | Voluntarily Certified | ACAirCoolAllPhase&gt;=240k&lt; | False | False |  |  |  |  | 10.3 |  | 14.7 | 13.2 | [6 empty] | 322000 | Electric Resistance Heating Or | 08/29/2023 |  | 11/13/2023
Daikin Comfort Technologies Manufacturing, L.P. | Daikin | RPS031DLE-4-V-6 |  | Voluntarily Certified | ACAirCoolAllPhase&gt;=240k&lt; | False | False |  |  |  |  | 10.4 |  | 14.8 | 13.2 | [6 empty] | 328000 | Electric Resistance Heating Or | 08/29/2023 |  | 11/13/2023
Daikin Comfort Technologies Manufacturing, L.P. | Daikin | RPS031DLY-2-V-4 |  | Voluntarily Certified | ACAirCoolAllPhase&gt;=240k&lt; | False | False |  |  |  |  | 10.1 |  | 14.4 | 13.2 | [6 empty] | 308000 | Electric Resistance Heating Or | 08/29/2023 |  | 11/13/2023
Daikin Comfort Technologies Manufacturing, L.P. | Daikin | RPS031DLY-2-V-5 |  | Voluntarily Certified | ACAirCoolAllPhase&gt;=240k&lt; | False | False |  |  |  |  | 10.2 |  | 14.5 | 13.2 | [6 empty] | 318000 | Electric Resistance Heating Or | 08/29/2023 |  | 11/13/2023
Daikin Comfort Technologies Manufacturing, L.P. | Daikin | RPS031DLY-2-V-6 |  | Voluntarily Certified | ACAirCoolAllPhase&gt;=240k&lt; | False | False |  |  |  |  | 10.3 |  | 14.6 | 13.2 | [6 empty] | 324000 | Electric Resistance Heating Or | 08/29/2023 |  | 11/13/2023
Daikin Comfort Technologies Manufacturing, L.P. | Daikin | RPS031DLY-4-V-4 |  | Voluntarily Certified | ACAirCoolAllPhase&gt;=240k&lt; | False | False |  |  |  |  | 10.2 |  | 14.6 | 13.2 | [6 empty] | 312000 | Electric Resistance Heating Or | 08/29/2023 |  | 11/13/2023
Daikin Comfort Technologies Manufacturing, L.P. | Daikin | RPS031DLY-4-V-5 |  | Voluntarily Certified | ACAirCoolAllPhase&gt;=240k&lt; | False | False |  |  |  |  | 10.3 |  | 14.7 | 13.2 | [6 empty] | 322000 | Electric Resistance Heating Or | 08/29/2023 |  | 11/13/2023
Daikin Comfort Technologies Manufacturing, L.P. | Daikin | RPS031DLY-4-V-6 |  | Voluntarily Certified | ACAirCoolAllPhase&gt;=240k&lt; | False | False |  |  |  |  | 10.4 |  | 14.8 | 13.2 | [6 empty] | 328000 | Electric Resistance Heating Or | 08/29/2023 |  | 11/13/2023
Daikin Comfort Technologies Manufacturing, L.P. | Daikin | RPS035DLE-2-V-5 |  | Voluntarily Certified | ACAirCoolAllPhase&gt;=240k&lt; | False | False |  |  |  |  | 10 |  | 14.1 | 13.2 | [6 empty] | 360000 | Electric Resistance Heating Or | 08/29/2023 |  | 11/13/2023
Daikin Comfort Technologies Manufacturing, L.P. | Daikin | RPS035DLE-2-V-6 |  | Voluntarily Certified | ACAirCoolAllPhase&gt;=240k&lt; | False | False |  |  |  |  | 10 |  | 14.2 | 13.2 | [6 empty] | 366000 | Electric Resistance Heating Or | 08/29/2023 |  | 11/13/2023
Daikin Comfort Technologies Manufacturing, L.P. | Daikin | RPS035DLE-4-V-5 |  | Voluntarily Certified | ACAirCoolAllPhase&gt;=240k&lt; | False | False |  |  |  |  | 10 |  | 14.2 | 13.2 | [6 empty] | 364000 | Electric Resistance Heating Or | 08/29/2023 |  | 11/13/2023
Daikin Comfort Technologies Manufacturing, L.P. | Daikin | RPS035DLE-4-V-6 |  | Voluntarily Certified | ACAirCoolAllPhase&gt;=240k&lt; | False | False |  |  |  |  | 10.1 |  | 14.3 | 13.2 | [6 empty] | 370000 | Electric Resistance Heating Or | 08/29/2023 |  | 11/13/2023
Daikin Comfort Technologies Manufacturing, L.P. | Daikin | RPS035DLE-S-5 |  | Voluntarily Certified | ACAirCoolAllPhase&gt;=240k&lt; | False | False |  |  |  |  | 10.1 |  | 13.2 | 13.2 | [6 empty] | 370000 | Electric Resistance Heating Or | 08/29/2023 |  | 11/13/2023
Daikin Comfort Technologies Manufacturing, L.P. | Daikin | RPS035DLE-S-6 |  | Voluntarily Certified | ACAirCoolAllPhase&gt;=240k&lt; | False | False |  |  |  |  | 10.2 |  | 13.3 | 13.2 | [6 empty] | 376000 | Electric Resistance Heating Or | 08/29/2023 |  | 11/13/2023
Daikin Comfort Technologies Manufacturing, L.P. | Daikin | RPS035DLY-2-V-5 |  | Voluntarily Certified | ACAirCoolAllPhase&gt;=240k&lt; | False | False |  |  |  |  | 10 |  | 14.1 | 13.2 | [6 empty] | 360000 | Electric Resistance Heating Or | 08/29/2023 |  | 11/13/2023
Daikin Comfort Technologies Manufacturing, L.P. | Daikin | RPS035DLY-2-V-6 |  | Voluntarily Certified | ACAirCoolAllPhase&gt;=240k&lt; | False | False |  |  |  |  | 10 |  | 14.2 | 13.2 | [6 empty] | 366000 | Electric Resistance Heating Or | 08/29/2023 |  | 11/13/2023
Daikin Comfort Technologies Manufacturing, L.P. | Daikin | RPS035DLY-4-V-5 |  | Voluntarily Certified | ACAirCoolAllPhase&gt;=240k&lt; | False | False |  |  |  |  | 10 |  | 14.2 | 13.2 | [6 empty] | 364000 | Electric Resistance Heating Or | 08/29/2023 |  | 11/13/2023
Daikin Comfort Technologies Manufacturing, L.P. | Daikin | RPS035DLY-4-V-5-333817-010 |  | Voluntarily Certified | ACAirCoolAllPhase&gt;=240k&lt; | False | False |  |  |  |  | 10 |  | 14.2 | 13.2 | [6 empty] | 364000 | Electric Resistance Heating Or | 08/29/2023 |  | 11/13/2023
Daikin Comfort Technologies Manufacturing, L.P. | Daikin | RPS035DLY-4-V-6 |  | Voluntarily Certified | ACAirCoolAllPhase&gt;=240k&lt; | False | False |  |  |  |  | 10.1 |  | 14.3 | 13.2 | [6 empty] | 370000 | Electric Resistance Heating Or | 08/29/2023 |  | 11/13/2023
Daikin Comfort Technologies Manufacturing, L.P. | Daikin | RPS035DLY-S-5 |  | Voluntarily Certified | ACAirCoolAllPhase&gt;=240k&lt; | False | False |  |  |  |  | 10.1 |  | 13.2 | 13.2 | [6 empty] | 370000 | Electric Resistance Heating Or | 08/29/2023 |  | 11/13/2023
Daikin Comfort Technologies Manufacturing, L.P. | Daikin | RPS035DLY-S-6 |  | Voluntarily Certified | ACAirCoolAllPhase&gt;=240k&lt; | False | False |  |  |  |  | 10.2 |  | 13.3 | 13.2 | [6 empty] | 376000 | Electric Resistance Heating Or | 08/29/2023 |  | 11/13/2023
Daikin Comfort Technologies Manufacturing, L.P. | Daikin | RPS042DLE-2-V-4 |  | Voluntarily Certified | ACAirCoolAllPhase&gt;=240k&lt; | False | False |  |  |  |  | 10 |  | 14.8 | 13.2 | [6 empty] | 405000 | Electric Resistance Heating Or | 08/29/2023 |  | 11/13/2023
Daikin Comfort Technologies Manufacturing, L.P. | Daikin | RPS042DLE-2-V-5 |  | Voluntarily Certified | ACAirCoolAllPhase&gt;=240k&lt; | False | False |  |  |  |  | 10 |  | 14.9 | 13.2 | [6 empty] | 415000 | Electric Resistance Heating Or | 08/29/2023 |  | 11/13/2023
Daikin Comfort Technologies Manufacturing, L.P. | Daikin | RPS042DLE-2-V-6 |  | Voluntarily Certified | ACAirCoolAllPhase&gt;=240k&lt; | False | False |  |  |  |  | 10.1 |  | 15 | 13.2 | [6 empty] | 420000 | Electric Resistance Heating Or | 08/29/2023 |  | 11/13/2023
Daikin Comfort Technologies Manufacturing, L.P. | Daikin | RPS042DLE-4-V-4 |  | Voluntarily Certified | ACAirCoolAllPhase&gt;=240k&lt; | False | False |  |  |  |  | 10 |  | 14.9 | 13.2 | [6 empty] | 410000 | Electric Resistance Heating Or | 08/29/2023 |  | 11/13/2023
Daikin Comfort Technologies Manufacturing, L.P. | Daikin | RPS042DLE-4-V-5 |  | Voluntarily Certified | ACAirCoolAllPhase&gt;=240k&lt; | False | False |  |  |  |  | 10.1 |  | 15 | 13.2 | [6 empty] | 420000 | Electric Resistance Heating Or | 08/29/2023 |  | 11/13/2023
Daikin Comfort Technologies Manufacturing, L.P. | Daikin | RPS042DLE-4-V-6 |  | Voluntarily Certified | ACAirCoolAllPhase&gt;=240k&lt; | False | False |  |  |  |  | 10.2 |  | 15.1 | 13.2 | [6 empty] | 425000 | Electric Resistance Heating Or | 08/29/2023 |  | 11/13/2023
Daikin Comfort Technologies Manufacturing, L.P. | Daikin | RPS042DLE-S-4 |  | Voluntarily Certified | ACAirCoolAllPhase&gt;=240k&lt; | False | False |  |  |  |  | 10.1 |  | 13.5 | 13.2 | [6 empty] | 430000 | Electric Resistance Heating Or | 08/29/2023 |  | 11/13/2023
Daikin Comfort Technologies Manufacturing, L.P. | Daikin | RPS042DLE-S-5 |  | Voluntarily Certified | ACAirCoolAllPhase&gt;=240k&lt; | False | False |  |  |  |  | 10.2 |  | 13.6 | 13.2 | [6 empty] | 440000 | Electric Resistance Heating Or | 08/29/2023 |  | 11/13/2023
Daikin Comfort Technologies Manufacturing, L.P. | Daikin | RPS042DLE-S-6 |  | Voluntarily Certified | ACAirCoolAllPhase&gt;=240k&lt; | False | False |  |  |  |  | 10.3 |  | 13.7 | 13.2 | [6 empty] | 445000 | Electric Resistance Heating Or | 08/29/2023 |  | 11/13/2023
Daikin Comfort Technologies Manufacturing, L.P. | Daikin | RPS042DLW-6-V-18-296633-100 |  | Voluntarily Certified | ACAirCoolAllPhase&gt;=240k&lt; | False | False |  |  |  |  | 10 |  | 14.9 | 13.2 | [6 empty] | 420000 | Electric Resistance Heating Or | 08/29/2023 |  | 11/13/2023
Daikin Comfort Technologies Manufacturing, L.P. | Daikin | RPS042DLY-262933-200 |  | Voluntarily Certified | ACAirCoolAllPhase&gt;=240k&lt; | False | False |  |  |  |  | 10 |  | 13.4 | 13.2 | [6 empty] | 480000 | Electric Resistance Heating Or | 08/29/2023 |  | 11/13/2023
Daikin Comfort Technologies Manufacturing, L.P. | Daikin | RPS042DLY-2-V-4 |  | Voluntarily Certified | ACAirCoolAllPhase&gt;=240k&lt; | False | False |  |  |  |  | 10 |  | 14.8 | 13.2 | [6 empty] | 405000 | Electric Resistance Heating Or | 08/29/2023 |  | 11/13/2023
Daikin Comfort Technologies Manufacturing, L.P. | Daikin | RPS042DLY-2-V-5 |  | Voluntarily Certified | ACAirCoolAllPhase&gt;=240k&lt; | False | False |  |  |  |  | 10 |  | 14.9 | 13.2 | [6 empty] | 415000 | Electric Resistance Heating Or | 08/29/2023 |  | 11/13/2023
Daikin Comfort Technologies Manufacturing, L.P. | Daikin | RPS042DLY-2-V-6 |  | Voluntarily Certified | ACAirCoolAllPhase&gt;=240k&lt; | False | False |  |  |  |  | 10.1 |  | 15 | 13.2 | [6 empty] | 420000 | Electric Resistance Heating Or | 08/29/2023 |  | 11/13/2023
Daikin Comfort Technologies Manufacturing, L.P. | Daikin | RPS042DLY-4-V-4 |  | Voluntarily Certified | ACAirCoolAllPhase&gt;=240k&lt; | False | False |  |  |  |  | 10 |  | 14.9 | 13.2 | [6 empty] | 410000 | Electric Resistance Heating Or | 08/29/2023 |  | 11/13/2023
Daikin Comfort Technologies Manufacturing, L.P. | Daikin | RPS042DLY-4-V-5 |  | Voluntarily Certified | ACAirCoolAllPhase&gt;=240k&lt; | False | False |  |  |  |  | 10.1 |  | 15 | 13.2 | [6 empty] | 420000 | Electric Resistance Heating Or | 08/29/2023 |  | 11/13/2023
Daikin Comfort Technologies Manufacturing, L.P. | Daikin | RPS042DLY-4-V-6 |  | Voluntarily Certified | ACAirCoolAllPhase&gt;=240k&lt; | False | False |  |  |  |  | 10.2 |  | 15.1 | 13.2 | [6 empty] | 425000 | Electric Resistance Heating Or | 08/29/2023 |  | 11/13/2023
Daikin Comfort Technologies Manufacturing, L.P. | Daikin | RPS042DLY-6-S-B-302106-100 |  | Voluntarily Certified | ACAirCoolAllPhase&gt;=240k&lt; | False | False |  |  |  |  | 10.4 |  | 13.8 | 13.2 | [6 empty] | 460000 | Electric Resistance Heating Or | 08/29/2023 |  | 11/13/2023
Daikin Comfort Technologies Manufacturing, L.P. | Daikin | RPS042DLY-S-4 |  | Voluntarily Certified | ACAirCoolAllPhase&gt;=240k&lt; | False | False |  |  |  |  | 10.1 |  | 13.5 | 13.2 | [6 empty] | 430000 | Electric Resistance Heating Or | 08/29/2023 |  | 11/13/2023
Daikin Comfort Technologies Manufacturing, L.P. | Daikin | RPS042DLY-S-4-BT264485020 |  | Voluntarily Certified | ACAirCoolAllPhase&gt;=240k&lt; | False | False |  |  |  |  | 10.2 |  | 13.6 | 13.2 | [6 empty] | 450000 | Electric Resistance Heating Or | 08/29/2023 |  | 11/13/2023
Daikin Comfort Technologies Manufacturing, L.P. | Daikin | RPS042DLY-S-5 |  | Voluntarily Certified | ACAirCoolAllPhase&gt;=240k&lt; | False | False |  |  |  |  | 10.2 |  | 13.6 | 13.2 | [6 empty] | 440000 | Electric Resistance Heating Or | 08/29/2023 |  | 11/13/2023
Daikin Comfort Technologies Manufacturing, L.P. | Daikin | RPS042DLY-S-5-262764010 |  | Voluntarily Certified | ACAirCoolAllPhase&gt;=240k&lt; | False | False |  |  |  |  | 10 |  | 13.4 | 13.2 | [6 empty] | 475000 | Electric Resistance Heating Or | 08/29/2023 |  | 11/13/2023
Daikin Comfort Technologies Manufacturing, L.P. | Daikin | RPS042DLY-S-5-B-280513-300 |  | Voluntarily Certified | ACAirCoolAllPhase&gt;=240k&lt; | False | False |  |  |  |  | 10.3 |  | 13.7 | 13.2 | [6 empty] | 455000 | Electric Resistance Heating Or | 08/29/2023 |  | 11/13/2023
Daikin Comfort Technologies Manufacturing, L.P. | Daikin | RPS042DLY-S-6 |  | Voluntarily Certified | ACAirCoolAllPhase&gt;=240k&lt; | False | False |  |  |  |  | 10.3 |  | 13.7 | 13.2 | [6 empty] | 445000 | Electric Resistance Heating Or | 08/29/2023 |  | 11/13/2023
Daikin Comfort Technologies Manufacturing, L.P. | Daikin | RPS042DLY-S-6-262933020 |  | Voluntarily Certified | ACAirCoolAllPhase&gt;=240k&lt; | False | False |  |  |  |  | 10 |  | 13.4 | 13.2 | [6 empty] | 480000 | Electric Resistance Heating Or | 08/29/2023 |  | 11/13/2023
Daikin Comfort Technologies Manufacturing, L.P. | Daikin | RPS042DLY-S-6-B-284533-100 |  | Voluntarily Certified | ACAirCoolAllPhase&gt;=240k&lt; | False | False |  |  |  |  | 10.3 |  | 13.7 | 13.2 | [6 empty] | 455000 | Electric Resistance Heating Or | 08/29/2023 |  | 11/13/2023
Daikin Comfort Technologies Manufacturing, L.P. | Daikin | RPS042DLY-S-6-BT264485010 |  | Voluntarily Certified | ACAirCoolAllPhase&gt;=240k&lt; | False | False |  |  |  |  | 10.3 |  | 13.7 | 13.2 | [6 empty] | 465000 | Electric Resistance Heating Or | 08/29/2023 |  | 11/13/2023
Daikin Comfort Technologies Manufacturing, L.P. | Daikin | RPS045DSE-2-V-4 |  | Voluntarily Certified | ACAirCoolAllPhase&gt;=240k&lt; | False | False |  |  |  |  | 10.3 |  | 14.9 | 13.2 | [6 empty] | 485000 | Electric Resistance Heating Or | 08/29/2023 |  | 11/13/2023
Daikin Comfort Technologies Manufacturing, L.P. | Daikin | RPS045DSE-2-V-4-0 |  | Voluntarily Certified | ACAirCoolAllPhase&gt;=240k&lt; | False | False |  |  |  |  | 10.2 |  | 14.8 | 13.2 | [6 empty] | 485000 | Electric Resistance Heating Or | 08/29/2023 |  | 11/13/2023
Daikin Comfort Technologies Manufacturing, L.P. | Daikin | RPS045DSE-2-V-5 |  | Voluntarily Certified | ACAirCoolAllPhase&gt;=240k&lt; | False | False |  |  |  |  | 10.4 |  | 15 | 13.2 | [6 empty] | 495000 | Electric Resistance Heating Or | 08/29/2023 |  | 11/13/2023
Daikin Comfort Technologies Manufacturing, L.P. | Daikin | RPS045DSE-2-V-5-0 |  | Voluntarily Certified | ACAirCoolAllPhase&gt;=240k&lt; | False | False |  |  |  |  | 10.3 |  | 14.9 | 13.2 | [6 empty] | 495000 | Electric Resistance Heating Or | 08/29/2023 |  | 11/13/2023
Daikin Comfort Technologies Manufacturing, L.P. | Daikin | RPS045DSE-2-V-6 |  | Voluntarily Certified | ACAirCoolAllPhase&gt;=240k&lt; | False | False |  |  |  |  | 10.5 |  | 15.1 | 13.2 | [6 empty] | 505000 | Electric Resistance Heating Or | 08/29/2023 |  | 11/13/2023
Daikin Comfort Technologies Manufacturing, L.P. | Daikin | RPS045DSE-2-V-6-0 |  | Voluntarily Certified | ACAirCoolAllPhase&gt;=240k&lt; | False | False |  |  |  |  | 10.4 |  | 15 | 13.2 | [6 empty] | 505000 | Electric Resistance Heating Or | 08/29/2023 |  | 11/13/2023
Daikin Comfort Technologies Manufacturing, L.P. | Daikin | RPS045DSE-4-V-4 |  | Voluntarily Certified | ACAirCoolAllPhase&gt;=240k&lt; | False | False |  |  |  |  | 10.4 |  | 15 | 13.2 | [6 empty] | 490000 | Electric Resistance Heating Or | 08/29/2023 |  | 11/13/2023
Daikin Comfort Technologies Manufacturing, L.P. | Daikin | RPS045DSE-4-V-4-0 |  | Voluntarily Certified | ACAirCoolAllPhase&gt;=240k&lt; | False | False |  |  |  |  | 10.3 |  | 14.9 | 13.2 | [6 empty] | 490000 | Electric Resistance Heating Or | 08/29/2023 |  | 11/13/2023
Daikin Comfort Technologies Manufacturing, L.P. | Daikin | RPS045DSE-4-V-5 |  | Voluntarily Certified | ACAirCoolAllPhase&gt;=240k&lt; | False | False |  |  |  |  | 10.5 |  | 15.1 | 13.2 | [6 empty] | 500000 | Electric Resistance Heating Or | 08/29/2023 |  | 11/13/2023
Daikin Comfort Technologies Manufacturing, L.P. | Daikin | RPS045DSE-4-V-5-0 |  | Voluntarily Certified | ACAirCoolAllPhase&gt;=240k&lt; | False | False |  |  |  |  | 10.4 |  | 15 | 13.2 | [6 empty] | 500000 | Electric Resistance Heating Or | 08/29/2023 |  | 11/13/2023
Daikin Comfort Technologies Manufacturing, L.P. | Daikin | RPS045DSE-4-V-6 |  | Voluntarily Certified | ACAirCoolAllPhase&gt;=240k&lt; | False | False |  |  |  |  | 10.6 |  | 15.2 | 13.2 | [6 empty] | 510000 | Electric Resistance Heating Or | 08/29/2023 |  | 11/13/2023
Daikin Comfort Technologies Manufacturing, L.P. | Daikin | RPS045DSE-4-V-6-0 |  | Voluntarily Certified | ACAirCoolAllPhase&gt;=240k&lt; | False | False |  |  |  |  | 10.5 |  | 15.1 | 13.2 | [6 empty] | 510000 | Electric Resistance Heating Or | 08/29/2023 |  | 11/13/2023
Daikin Comfort Technologies Manufacturing, L.P. | Daikin | RPS045DSE-S-4 |  | Voluntarily Certified | ACAirCoolAllPhase&gt;=240k&lt; | False | False |  |  |  |  | 10.4 |  | 14.3 | 13.2 | [6 empty] | 490000 | Electric Resistance Heating Or | 08/29/2023 |  | 11/13/2023
Daikin Comfort Technologies Manufacturing, L.P. | Daikin | RPS045DSE-S-4-0* |  | Voluntarily Certified | ACAirCoolAllPhase&gt;=240k&lt; | False | False |  |  |  |  | 10.3 |  | 14.2 | 13.2 | [6 empty] | 490000 | Electric Resistance Heating Or | 08/29/2023 |  | 11/13/2023
Daikin Comfort Technologies Manufacturing, L.P. | Daikin | RPS045DSE-S-5 |  | Voluntarily Certified | ACAirCoolAllPhase&gt;=240k&lt; | False | False |  |  |  |  | 10.5 |  | 14.4 | 13.2 | [6 empty] | 500000 | Electric Resistance Heating Or | 08/29/2023 |  | 11/13/2023
Daikin Comfort Technologies Manufacturing, L.P. | Daikin | RPS045DSE-S-5-0* |  | Voluntarily Certified | ACAirCoolAllPhase&gt;=240k&lt; | False | False |  |  |  |  | 10.4 |  | 14.3 | 13.2 | [6 empty] | 500000 | Electric Resistance Heating Or | 08/29/2023 |  | 11/13/2023
Daikin Comfort Technologies Manufacturing, L.P. | Daikin | RPS045DSE-S-6 |  | Voluntarily Certified | ACAirCoolAllPhase&gt;=240k&lt; | False | False |  |  |  |  | 10.6 |  | 14.5 | 13.2 | [6 empty] | 510000 | Electric Resistance Heating Or | 08/29/2023 |  | 11/13/2023
Daikin Comfort Technologies Manufacturing, L.P. | Daikin | RPS045DSE-S-6-0 |  | Voluntarily Certified | ACAirCoolAllPhase&gt;=240k&lt; | False | False |  |  |  |  | 10.5 |  | 14.4 | 13.2 | [6 empty] | 510000 | Electric Resistance Heating Or | 08/29/2023 |  | 11/13/2023
Daikin Comfort Technologies Manufacturing, L.P. | Daikin | RPS045DSW-4-V-18-292119-100 |  | Voluntarily Certified | ACAirCoolAllPhase&gt;=240k&lt; | False | False |  |  |  |  | 10.1 |  | 14.7 | 13.2 | [6 empty] | 485000 | Electric Resistance Heating Or | 08/29/2023 |  | 11/13/2023
Daikin Comfort Technologies Manufacturing, L.P. | Daikin | RPS045DSW-5-S-D-18-290434-200 |  | Voluntarily Certified | ACAirCoolAllPhase&gt;=240k&lt; | False | False |  |  |  |  | 10.5 |  | 13.4 | 13.2 | [6 empty] | 495000 | Electric Resistance Heating Or | 08/29/2023 |  | 11/13/2023
Daikin Comfort Technologies Manufacturing, L.P. | Daikin | RPS045DSW-5-V-2*18-286428-200 |  | Voluntarily Certified | ACAirCoolAllPhase&gt;=240k&lt; | False | False |  |  |  |  | 10.2 |  | 13.6 | 13.2 | [6 empty] | 470000 | Electric Resistance Heating Or | 08/29/2023 |  | 11/13/2023
Daikin Comfort Technologies Manufacturing, L.P. | Daikin | RPS045DSW-V-4-2-18-322343-030 |  | Voluntarily Certified | ACAirCoolAllPhase&gt;=240k&lt; | False | False |  |  |  |  | 10 |  | 14.6 | 13.2 | [6 empty] | 460000 | Electric Resistance Heating Or | 08/29/2023 |  | 11/13/2023
Daikin Comfort Technologies Manufacturing, L.P. | Daikin | RPS045DSW-V-5-2-18-322343-040 |  | Voluntarily Certified | ACAirCoolAllPhase&gt;=240k&lt; | False | False |  |  |  |  | 10.2 |  | 14.8 | 13.2 | [6 empty] | 465000 | Electric Resistance Heating Or | 08/29/2023 |  | 11/13/2023
Daikin Comfort Technologies Manufacturing, L.P. | Daikin | RPS045DSY245434 |  | Voluntarily Certified | ACAirCoolAllPhase&gt;=240k&lt; | False | False |  |  |  |  | 11.1 |  | 14.4 | 13.2 | [6 empty] | 440000 | Electric Resistance Heating Or | 08/29/2023 |  | 11/13/2023
Daikin Comfort Technologies Manufacturing, L.P. | Daikin | RPS045DSY-2-V-4 |  | Voluntarily Certified | ACAirCoolAllPhase&gt;=240k&lt; | False | False |  |  |  |  | 10.3 |  | 14.9 | 13.2 | [6 empty] | 485000 | Electric Resistance Heating Or | 08/29/2023 |  | 11/13/2023
Daikin Comfort Technologies Manufacturing, L.P. | Daikin | RPS045DSY-2-V-4-0 |  | Voluntarily Certified | ACAirCoolAllPhase&gt;=240k&lt; | False | False |  |  |  |  | 10.2 |  | 14.8 | 13.2 | [6 empty] | 485000 | Electric Resistance Heating Or | 08/29/2023 |  | 11/13/2023
Daikin Comfort Technologies Manufacturing, L.P. | Daikin | RPS045DSY-2-V-5 |  | Voluntarily Certified | ACAirCoolAllPhase&gt;=240k&lt; | False | False |  |  |  |  | 10.4 |  | 15 | 13.2 | [6 empty] | 495000 | Electric Resistance Heating Or | 08/29/2023 |  | 11/13/2023
Daikin Comfort Technologies Manufacturing, L.P. | Daikin | RPS045DSY-2-V-5-0 |  | Voluntarily Certified | ACAirCoolAllPhase&gt;=240k&lt; | False | False |  |  |  |  | 10.3 |  | 14.9 | 13.2 | [6 empty] | 495000 | Electric Resistance Heating Or | 08/29/2023 |  | 11/13/2023
Daikin Comfort Technologies Manufacturing, L.P. | Daikin | RPS045DSY-2-V-6 |  | Voluntarily Certified | ACAirCoolAllPhase&gt;=240k&lt; | False | False |  |  |  |  | 10.5 |  | 15.1 | 13.2 | [6 empty] | 505000 | Electric Resistance Heating Or | 08/29/2023 |  | 11/13/2023
Daikin Comfort Technologies Manufacturing, L.P. | Daikin | RPS045DSY-2-V-6-0 |  | Voluntarily Certified | ACAirCoolAllPhase&gt;=240k&lt; | False | False |  |  |  |  | 10.4 |  | 15 | 13.2 | [6 empty] | 505000 | Electric Resistance Heating Or | 08/29/2023 |  | 11/13/2023
Daikin Comfort Technologies Manufacturing, L.P. | Daikin | RPS045DSY-4-V-4 |  | Voluntarily Certified | ACAirCoolAllPhase&gt;=240k&lt; | False | False |  |  |  |  | 10.4 |  | 15 | 13.2 | [6 empty] | 490000 | Electric Resistance Heating Or | 08/29/2023 |  | 11/13/2023
Daikin Comfort Technologies Manufacturing, L.P. | Daikin | RPS045DSY-4-V-4-0 |  | Voluntarily Certified | ACAirCoolAllPhase&gt;=240k&lt; | False | False |  |  |  |  | 10.3 |  | 14.9 | 13.2 | [6 empty] | 490000 | Electric Resistance Heating Or | 08/29/2023 |  | 11/13/2023
Daikin Comfort Technologies Manufacturing, L.P. | Daikin | RPS045DSY-4-V-5 |  | Voluntarily Certified | ACAirCoolAllPhase&gt;=240k&lt; | False | False |  |  |  |  | 10.5 |  | 15.1 | 13.2 | [6 empty] | 500000 | Electric Resistance Heating Or | 08/29/2023 |  | 11/13/2023
Daikin Comfort Technologies Manufacturing, L.P. | Daikin | RPS045DSY-4-V-5-0 |  | Voluntarily Certified | ACAirCoolAllPhase&gt;=240k&lt; | False | False |  |  |  |  | 10.4 |  | 15 | 13.2 | [6 empty] | 500000 | Electric Resistance Heating Or | 08/29/2023 |  | 11/13/2023
Daikin Comfort Technologies Manufacturing, L.P. | Daikin | RPS045DSY-4-V-5-X-274157-010 |  | Voluntarily Certified | ACAirCoolAllPhase&gt;=240k&lt; | False | False |  |  |  |  | 10.3 |  | 14.9 | 13.2 | [6 empty] | 490000 | Electric Resistance Heating Or | 08/29/2023 |  | 11/13/2023
Daikin Comfort Technologies Manufacturing, L.P. | Daikin | RPS045DSY-4-V-6 |  | Voluntarily Certified | ACAirCoolAllPhase&gt;=240k&lt; | False | False |  |  |  |  | 10.6 |  | 15.2 | 13.2 | [6 empty] | 510000 | Electric Resistance Heating Or | 08/29/2023 |  | 11/13/2023
Daikin Comfort Technologies Manufacturing, L.P. | Daikin | RPS045DSY-4-V-6-0 |  | Voluntarily Certified | ACAirCoolAllPhase&gt;=240k&lt; | False | False |  |  |  |  | 10.5 |  | 15.1 | 13.2 | [6 empty] | 510000 | Electric Resistance Heating Or | 08/29/2023 |  | 11/13/2023
Daikin Comfort Technologies Manufacturing, L.P. | Daikin | RPS045DSY-S-4 |  | Voluntarily Certified | ACAirCoolAllPhase&gt;=240k&lt; | False | False |  |  |  |  | 10.4 |  | 14.3 | 13.2 | [6 empty] | 490000 | Electric Resistance Heating Or | 08/29/2023 |  | 11/13/2023
Daikin Comfort Technologies Manufacturing, L.P. | Daikin | RPS045DSY-S-4-0* |  | Voluntarily Certified | ACAirCoolAllPhase&gt;=240k&lt; | False | False |  |  |  |  | 10.3 |  | 14.2 | 13.2 | [6 empty] | 490000 | Electric Resistance Heating Or | 08/29/2023 |  | 11/13/2023
Daikin Comfort Technologies Manufacturing, L.P. | Daikin | RPS045DSY-S-5 |  | Voluntarily Certified | ACAirCoolAllPhase&gt;=240k&lt; | False | False |  |  |  |  | 10.5 |  | 14.4 | 13.2 | [6 empty] | 500000 | Electric Resistance Heating Or | 08/29/2023 |  | 11/13/2023
Daikin Comfort Technologies Manufacturing, L.P. | Daikin | RPS045DSY-S-5-0* |  | Voluntarily Certified | ACAirCoolAllPhase&gt;=240k&lt; | False | False |  |  |  |  | 10.4 |  | 14.3 | 13.2 | [6 empty] | 500000 | Electric Resistance Heating Or | 08/29/2023 |  | 11/13/2023
Daikin Comfort Technologies Manufacturing, L.P. | Daikin | RPS045DSY-S-6 |  | Voluntarily Certified | ACAirCoolAllPhase&gt;=240k&lt; | False | False |  |  |  |  | 10.6 |  | 14.5 | 13.2 | [6 empty] | 510000 | Electric Resistance Heating Or | 08/29/2023 |  | 11/13/2023
Daikin Comfort Technologies Manufacturing, L.P. | Daikin | RPS045DSY-S-6-0 |  | Voluntarily Certified | ACAirCoolAllPhase&gt;=240k&lt; | False | False |  |  |  |  | 10.5 |  | 14.4 | 13.2 | [6 empty] | 510000 | Electric Resistance Heating Or | 08/29/2023 |  | 11/13/2023
Daikin Comfort Technologies Manufacturing, L.P. | Daikin | RPS050DLE-2-V-5 |  | Voluntarily Certified | ACAirCoolAllPhase&gt;=240k&lt; | False | False |  |  |  |  | 10 |  | 14.3 | 13.2 | [6 empty] | 545000 | Electric Resistance Heating Or | 08/29/2023 |  | 11/13/2023
Daikin Comfort Technologies Manufacturing, L.P. | Daikin | RPS050DLE-2-V-6 |  | Voluntarily Certified | ACAirCoolAllPhase&gt;=240k&lt; | False | False |  |  |  |  | 10 |  | 14.4 | 13.2 | [6 empty] | 555000 | Electric Resistance Heating Or | 08/29/2023 |  | 11/13/2023
Daikin Comfort Technologies Manufacturing, L.P. | Daikin | RPS050DLE-4-V-5 |  | Voluntarily Certified | ACAirCoolAllPhase&gt;=240k&lt; | False | False |  |  |  |  | 10 |  | 14.4 | 13.2 | [6 empty] | 550000 | Electric Resistance Heating Or | 08/29/2023 |  | 11/13/2023
Daikin Comfort Technologies Manufacturing, L.P. | Daikin | RPS050DLE-4-V-6 |  | Voluntarily Certified | ACAirCoolAllPhase&gt;=240k&lt; | False | False |  |  |  |  | 10.1 |  | 14.5 | 13.2 | [6 empty] | 560000 | Electric Resistance Heating Or | 08/29/2023 |  | 11/13/2023
Daikin Comfort Technologies Manufacturing, L.P. | Daikin | RPS050DLE-4-V-6-0 |  | Voluntarily Certified | ACAirCoolAllPhase&gt;=240k&lt; | False | False |  |  |  |  | 10 |  | 14.4 | 13.2 | [6 empty] | 560000 | Electric Resistance Heating Or | 08/29/2023 |  | 11/13/2023
Daikin Comfort Technologies Manufacturing, L.P. | Daikin | RPS050DLE-S-5 |  | Voluntarily Certified | ACAirCoolAllPhase&gt;=240k&lt; | False | False |  |  |  |  | 10 |  | 13.5 | 13.2 | [6 empty] | 560000 | Electric Resistance Heating Or | 08/29/2023 |  | 11/13/2023
Daikin Comfort Technologies Manufacturing, L.P. | Daikin | RPS050DLE-S-6 |  | Voluntarily Certified | ACAirCoolAllPhase&gt;=240k&lt; | False | False |  |  |  |  | 10.1 |  | 13.6 | 13.2 | [6 empty] | 570000 | Electric Resistance Heating Or | 08/29/2023 |  | 11/13/2023
Daikin Comfort Technologies Manufacturing, L.P. | Daikin | RPS050DLE-S-6-0 |  | Voluntarily Certified | ACAirCoolAllPhase&gt;=240k&lt; | False | False |  |  |  |  | 10 |  | 13.5 | 13.2 | [6 empty] | 570000 | Electric Resistance Heating Or | 08/29/2023 |  | 11/13/2023
Daikin Comfort Technologies Manufacturing, L.P. | Daikin | RPS050DLW-6-V-18-295541-100 |  | Voluntarily Certified | ACAirCoolAllPhase&gt;=240k&lt; | False | False |  |  |  |  | 10 |  | 14.4 | 13.2 | [6 empty] | 535000 | Electric Resistance Heating Or | 08/29/2023 |  | 11/13/2023
Daikin Comfort Technologies Manufacturing, L.P. | Daikin | RPS050DLY-2-V-5 |  | Voluntarily Certified | ACAirCoolAllPhase&gt;=240k&lt; | False | False |  |  |  |  | 10 |  | 14.3 | 13.2 | [6 empty] | 545000 | Electric Resistance Heating Or | 08/29/2023 |  | 11/13/2023
Daikin Comfort Technologies Manufacturing, L.P. | Daikin | RPS050DLY-2-V-6 |  | Voluntarily Certified | ACAirCoolAllPhase&gt;=240k&lt; | False | False |  |  |  |  | 10 |  | 14.4 | 13.2 | [6 empty] | 555000 | Electric Resistance Heating Or | 08/29/2023 |  | 11/13/2023
Daikin Comfort Technologies Manufacturing, L.P. | Daikin | RPS050DLY-4-V-5 |  | Voluntarily Certified | ACAirCoolAllPhase&gt;=240k&lt; | False | False |  |  |  |  | 10 |  | 14.4 | 13.2 | [6 empty] | 550000 | Electric Resistance Heating Or | 08/29/2023 |  | 11/13/2023
Daikin Comfort Technologies Manufacturing, L.P. | Daikin | RPS050DLY-4-V-6 |  | Voluntarily Certified | ACAirCoolAllPhase&gt;=240k&lt; | False | False |  |  |  |  | 10.1 |  | 14.5 | 13.2 | [6 empty] | 560000 | Electric Resistance Heating Or | 08/29/2023 |  | 11/13/2023
Daikin Comfort Technologies Manufacturing, L.P. | Daikin | RPS050DLY-4-V-6-0 |  | Voluntarily Certified | ACAirCoolAllPhase&gt;=240k&lt; | False | False |  |  |  |  | 10 |  | 14.4 | 13.2 | [6 empty] | 560000 | Electric Resistance Heating Or | 08/29/2023 |  | 11/13/2023
Daikin Comfort Technologies Manufacturing, L.P. | Daikin | RPS050DLY-S-5 |  | Voluntarily Certified | ACAirCoolAllPhase&gt;=240k&lt; | False | False |  |  |  |  | 10 |  | 13.5 | 13.2 | [6 empty] | 560000 | Electric Resistance Heating Or | 08/29/2023 |  | 11/13/2023
Daikin Comfort Technologies Manufacturing, L.P. | Daikin | RPS050DLY-S-6 |  | Voluntarily Certified | ACAirCoolAllPhase&gt;=240k&lt; | False | False |  |  |  |  | 10.1 |  | 13.6 | 13.2 | [6 empty] | 570000 | Electric Resistance Heating Or | 08/29/2023 |  | 11/13/2023
Daikin Comfort Technologies Manufacturing, L.P. | Daikin | RPS050DLY-S-6-0 |  | Voluntarily Certified | ACAirCoolAllPhase&gt;=240k&lt; | False | False |  |  |  |  | 10 |  | 13.5 | 13.2 | [6 empty] | 570000 | Electric Resistance Heating Or | 08/29/2023 |  | 11/13/2023
Daikin Comfort Technologies Manufacturing, L.P. | Daikin | RPS050DSE-2-V-6 |  | Voluntarily Certified | ACAirCoolAllPhase&gt;=240k&lt; | False | False |  |  |  |  | 10 |  | 14.2 | 13.2 | [6 empty] | 545000 | Electric Resistance Heating Or | 08/29/2023 |  | 11/13/2023
Daikin Comfort Technologies Manufacturing, L.P. | Daikin | RPS050DSE-4-V-6 |  | Voluntarily Certified | ACAirCoolAllPhase&gt;=240k&lt; | False | False |  |  |  |  | 10 |  | 14.4 | 13.2 | [6 empty] | 550000 | Electric Resistance Heating Or | 08/29/2023 |  | 11/13/2023
Daikin Comfort Technologies Manufacturing, L.P. | Daikin | RPS050DSY-2-V-6 |  | Voluntarily Certified | ACAirCoolAllPhase&gt;=240k&lt; | False | False |  |  |  |  | 10 |  | 14.2 | 13.2 | [6 empty] | 545000 | Electric Resistance Heating Or | 08/29/2023 |  | 11/13/2023
Daikin Comfort Technologies Manufacturing, L.P. | Daikin | RPS050DSY-4-V-6 |  | Voluntarily Certified | ACAirCoolAllPhase&gt;=240k&lt; | False | False |  |  |  |  | 10 |  | 14.4 | 13.2 | [6 empty] | 550000 | Electric Resistance Heating Or | 08/29/2023 |  | 11/13/2023
Daikin Comfort Technologies Manufacturing, L.P. | Daikin | RPS051DLE-2-V-4 |  | Voluntarily Certified | ACAirCoolAllPhase&gt;=240k&lt; | False | False |  |  |  |  | 10.3 |  | 15.2 | 13.2 | [6 empty] | 550000 | Electric Resistance Heating Or | 08/29/2023 |  | 11/13/2023
Daikin Comfort Technologies Manufacturing, L.P. | Daikin | RPS051DLE-2-V-4-0 |  | Voluntarily Certified | ACAirCoolAllPhase&gt;=240k&lt; | False | False |  |  |  |  | 10.2 |  | 15.1 | 13.2 | [6 empty] | 550000 | Electric Resistance Heating Or | 08/29/2023 |  | 11/13/2023
Daikin Comfort Technologies Manufacturing, L.P. | Daikin | RPS051DLE-2-V-5 |  | Voluntarily Certified | ACAirCoolAllPhase&gt;=240k&lt; | False | False |  |  |  |  | 10.4 |  | 15.3 | 13.2 | [6 empty] | 565000 | Electric Resistance Heating Or | 08/29/2023 |  | 11/13/2023
Daikin Comfort Technologies Manufacturing, L.P. | Daikin | RPS051DLE-2-V-5-0 |  | Voluntarily Certified | ACAirCoolAllPhase&gt;=240k&lt; | False | False |  |  |  |  | 10.3 |  | 15.2 | 13.2 | [6 empty] | 565000 | Electric Resistance Heating Or | 08/29/2023 |  | 11/13/2023
Daikin Comfort Technologies Manufacturing, L.P. | Daikin | RPS051DLE-2-V-6 |  | Voluntarily Certified | ACAirCoolAllPhase&gt;=240k&lt; | False | False |  |  |  |  | 10.5 |  | 15.4 | 13.2 | [6 empty] | 575000 | Electric Resistance Heating Or | 08/29/2023 |  | 11/13/2023
Daikin Comfort Technologies Manufacturing, L.P. | Daikin | RPS051DLE-2-V-6-0 |  | Voluntarily Certified | ACAirCoolAllPhase&gt;=240k&lt; | False | False |  |  |  |  | 10.4 |  | 15.3 | 13.2 | [6 empty] | 575000 | Electric Resistance Heating Or | 08/29/2023 |  | 11/13/2023
Daikin Comfort Technologies Manufacturing, L.P. | Daikin | RPS051DLE-4-V-4 |  | Voluntarily Certified | ACAirCoolAllPhase&gt;=240k&lt; | False | False |  |  |  |  | 10.4 |  | 15.3 | 13.2 | [6 empty] | 555000 | Electric Resistance Heating Or | 08/29/2023 |  | 11/13/2023
Daikin Comfort Technologies Manufacturing, L.P. | Daikin | RPS051DLE-4-V-4-0 |  | Voluntarily Certified | ACAirCoolAllPhase&gt;=240k&lt; | False | False |  |  |  |  | 10.3 |  | 15.2 | 13.2 | [6 empty] | 555000 | Electric Resistance Heating Or | 08/29/2023 |  | 11/13/2023
Daikin Comfort Technologies Manufacturing, L.P. | Daikin | RPS051DLE-4-V-5 |  | Voluntarily Certified | ACAirCoolAllPhase&gt;=240k&lt; | False | False |  |  |  |  | 10.5 |  | 15.4 | 13.2 | [6 empty] | 570000 | Electric Resistance Heating Or | 08/29/2023 |  | 11/13/2023
Daikin Comfort Technologies Manufacturing, L.P. | Daikin | RPS051DLE-4-V-5-0 |  | Voluntarily Certified | ACAirCoolAllPhase&gt;=240k&lt; | False | False |  |  |  |  | 10.4 |  | 15.3 | 13.2 | [6 empty] | 570000 | Electric Resistance Heating Or | 08/29/2023 |  | 11/13/2023
Daikin Comfort Technologies Manufacturing, L.P. | Daikin | RPS051DLE-4-V-6 |  | Voluntarily Certified | ACAirCoolAllPhase&gt;=240k&lt; | False | False |  |  |  |  | 10.6 |  | 15.5 | 13.2 | [6 empty] | 580000 | Electric Resistance Heating Or | 08/29/2023 |  | 11/13/2023
Daikin Comfort Technologies Manufacturing, L.P. | Daikin | RPS051DLE-4-V-6-0 |  | Voluntarily Certified | ACAirCoolAllPhase&gt;=240k&lt; | False | False |  |  |  |  | 10.5 |  | 15.4 | 13.2 | [6 empty] | 580000 | Electric Resistance Heating Or | 08/29/2023 |  | 11/13/2023
Daikin Comfort Technologies Manufacturing, L.P. | Daikin | RPS051DLE-S-4 |  | Voluntarily Certified | ACAirCoolAllPhase&gt;=240k&lt; | False | False |  |  |  |  | 10.4 |  | 14.1 | 13.2 | [6 empty] | 555000 | Electric Resistance Heating Or | 08/29/2023 |  | 11/13/2023
Daikin Comfort Technologies Manufacturing, L.P. | Daikin | RPS051DLE-S-4-0 |  | Voluntarily Certified | ACAirCoolAllPhase&gt;=240k&lt; | False | False |  |  |  |  | 10.3 |  | 14 | 13.2 | [6 empty] | 555000 | Electric Resistance Heating Or | 08/29/2023 |  | 11/13/2023
Daikin Comfort Technologies Manufacturing, L.P. | Daikin | RPS051DLE-S-5 |  | Voluntarily Certified | ACAirCoolAllPhase&gt;=240k&lt; | False | False |  |  |  |  | 10.5 |  | 14.2 | 13.2 | [6 empty] | 570000 | Electric Resistance Heating Or | 08/29/2023 |  | 11/13/2023
Daikin Comfort Technologies Manufacturing, L.P. | Daikin | RPS051DLE-S-5-0* |  | Voluntarily Certified | ACAirCoolAllPhase&gt;=240k&lt; | False | False |  |  |  |  | 10.4 |  | 14.1 | 13.2 | [6 empty] | 570000 | Electric Resistance Heating Or | 08/29/2023 |  | 11/13/2023
Daikin Comfort Technologies Manufacturing, L.P. | Daikin | RPS051DLE-S-6 |  | Voluntarily Certified | ACAirCoolAllPhase&gt;=240k&lt; | False | False |  |  |  |  | 10.6 |  | 14.3 | 13.2 | [6 empty] | 580000 | Electric Resistance Heating Or | 08/29/2023 |  | 11/13/2023
Daikin Comfort Technologies Manufacturing, L.P. | Daikin | RPS051DLE-S-6-0 |  | Voluntarily Certified | ACAirCoolAllPhase&gt;=240k&lt; | False | False |  |  |  |  | 10.5 |  | 14.2 | 13.2 | [6 empty] | 580000 | Electric Resistance Heating Or | 08/29/2023 |  | 11/13/2023
Daikin Comfort Technologies Manufacturing, L.P. | Daikin | RPS051DLY-2-V-4 |  | Voluntarily Certified | ACAirCoolAllPhase&gt;=240k&lt; | False | False |  |  |  |  | 10.3 |  | 15.2 | 13.2 | [6 empty] | 550000 | Electric Resistance Heating Or | 08/29/2023 |  | 11/13/2023
Daikin Comfort Technologies Manufacturing, L.P. | Daikin | RPS051DLY-2-V-4-0 |  | Voluntarily Certified | ACAirCoolAllPhase&gt;=240k&lt; | False | False |  |  |  |  | 10.2 |  | 15.1 | 13.2 | [6 empty] | 550000 | Electric Resistance Heating Or | 08/29/2023 |  | 11/13/2023
Daikin Comfort Technologies Manufacturing, L.P. | Daikin | RPS051DLY-2-V-5 |  | Voluntarily Certified | ACAirCoolAllPhase&gt;=240k&lt; | False | False |  |  |  |  | 10.4 |  | 15.3 | 13.2 | [6 empty] | 565000 | Electric Resistance Heating Or | 08/29/2023 |  | 11/13/2023
Daikin Comfort Technologies Manufacturing, L.P. | Daikin | RPS051DLY-2-V-5-0 |  | Voluntarily Certified | ACAirCoolAllPhase&gt;=240k&lt; | False | False |  |  |  |  | 10.3 |  | 15.2 | 13.2 | [6 empty] | 565000 | Electric Resistance Heating Or | 08/29/2023 |  | 11/13/2023
Daikin Comfort Technologies Manufacturing, L.P. | Daikin | RPS051DLY-2-V-6 |  | Voluntarily Certified | ACAirCoolAllPhase&gt;=240k&lt; | False | False |  |  |  |  | 10.5 |  | 15.4 | 13.2 | [6 empty] | 575000 | Electric Resistance Heating Or | 08/29/2023 |  | 11/13/2023
Daikin Comfort Technologies Manufacturing, L.P. | Daikin | RPS051DLY-2-V-6-0 |  | Voluntarily Certified | ACAirCoolAllPhase&gt;=240k&lt; | False | False |  |  |  |  | 10.4 |  | 15.3 | 13.2 | [6 empty] | 575000 | Electric Resistance Heating Or | 08/29/2023 |  | 11/13/2023
Daikin Comfort Technologies Manufacturing, L.P. | Daikin | RPS051DLY-4-V-4 |  | Voluntarily Certified | ACAirCoolAllPhase&gt;=240k&lt; | False | False |  |  |  |  | 10.4 |  | 15.3 | 13.2 | [6 empty] | 555000 | Electric Resistance Heating Or | 08/29/2023 |  | 11/13/2023
Daikin Comfort Technologies Manufacturing, L.P. | Daikin | RPS051DLY-4-V-4-0 |  | Voluntarily Certified | ACAirCoolAllPhase&gt;=240k&lt; | False | False |  |  |  |  | 10.3 |  | 15.2 | 13.2 | [6 empty] | 555000 | Electric Resistance Heating Or | 08/29/2023 |  | 11/13/2023
Daikin Comfort Technologies Manufacturing, L.P. | Daikin | RPS051DLY-4-V-5 |  | Voluntarily Certified | ACAirCoolAllPhase&gt;=240k&lt; | False | False |  |  |  |  | 10.5 |  | 15.4 | 13.2 | [6 empty] | 570000 | Electric Resistance Heating Or | 08/29/2023 |  | 11/13/2023
Daikin Comfort Technologies Manufacturing, L.P. | Daikin | RPS051DLY-4-V-5-0 |  | Voluntarily Certified | ACAirCoolAllPhase&gt;=240k&lt; | False | False |  |  |  |  | 10.4 |  | 15.3 | 13.2 | [6 empty] | 570000 | Electric Resistance Heating Or | 08/29/2023 |  | 11/13/2023
Daikin Comfort Technologies Manufacturing, L.P. | Daikin | RPS051DLY-4-V-6 |  | Voluntarily Certified | ACAirCoolAllPhase&gt;=240k&lt; | False | False |  |  |  |  | 10.6 |  | 15.5 | 13.2 | [6 empty] | 580000 | Electric Resistance Heating Or | 08/29/2023 |  | 11/13/2023
Daikin Comfort Technologies Manufacturing, L.P. | Daikin | RPS051DLY-4-V-6-0 |  | Voluntarily Certified | ACAirCoolAllPhase&gt;=240k&lt; | False | False |  |  |  |  | 10.5 |  | 15.4 | 13.2 | [6 empty] | 580000 | Electric Resistance Heating Or | 08/29/2023 |  | 11/13/2023
Daikin Comfort Technologies Manufacturing, L.P. | Daikin | RPS051DLY-6-V-18-293521-100 |  | Voluntarily Certified | ACAirCoolAllPhase&gt;=240k&lt; | False | False |  |  |  |  | 10.65 |  | 14.4 | 13.2 | [6 empty] | 560000 | Electric Resistance Heating Or | 08/29/2023 |  | 11/13/2023
Daikin Comfort Technologies Manufacturing, L.P. | Daikin | RPS051DLY-S-4 |  | Voluntarily Certified | ACAirCoolAllPhase&gt;=240k&lt; | False | False |  |  |  |  | 10.4 |  | 14.1 | 13.2 | [6 empty] | 555000 | Electric Resistance Heating Or | 08/29/2023 |  | 11/13/2023
Daikin Comfort Technologies Manufacturing, L.P. | Daikin | RPS051DLY-S-4-0 |  | Voluntarily Certified | ACAirCoolAllPhase&gt;=240k&lt; | False | False |  |  |  |  | 10.3 |  | 14 | 13.2 | [6 empty] | 555000 | Electric Resistance Heating Or | 08/29/2023 |  | 11/13/2023
Daikin Comfort Technologies Manufacturing, L.P. | Daikin | RPS051DLY-S-5 |  | Voluntarily Certified | ACAirCoolAllPhase&gt;=240k&lt; | False | False |  |  |  |  | 10.5 |  | 14.2 | 13.2 | [6 empty] | 570000 | Electric Resistance Heating Or | 08/29/2023 |  | 11/13/2023
Daikin Comfort Technologies Manufacturing, L.P. | Daikin | RPS051DLY-S-5-0* |  | Voluntarily Certified | ACAirCoolAllPhase&gt;=240k&lt; | False | False |  |  |  |  | 10.4 |  | 14.1 | 13.2 | [6 empty] | 570000 | Electric Resistance Heating Or | 08/29/2023 |  | 11/13/2023
Daikin Comfort Technologies Manufacturing, L.P. | Daikin | RPS051DLY-S-6 |  | Voluntarily Certified | ACAirCoolAllPhase&gt;=240k&lt; | False | False |  |  |  |  | 10.6 |  | 14.3 | 13.2 | [6 empty] | 580000 | Electric Resistance Heating Or | 08/29/2023 |  | 11/13/2023
Daikin Comfort Technologies Manufacturing, L.P. | Daikin | RPS051DLY-S-6-0 |  | Voluntarily Certified | ACAirCoolAllPhase&gt;=240k&lt; | False | False |  |  |  |  | 10.5 |  | 14.2 | 13.2 | [6 empty] | 580000 | Electric Resistance Heating Or | 08/29/2023 |  | 11/13/2023
Daikin Comfort Technologies Manufacturing, L.P. | Daikin | RPS051DLY-V-4-X-273242-020 |  | Voluntarily Certified | ACAirCoolAllPhase&gt;=240k&lt; | False | False |  |  |  |  | 10.1 |  | 15.2 | 13.2 | [6 empty] | 545000 | Electric Resistance Heating Or | 08/29/2023 |  | 11/13/2023
Daikin Comfort Technologies Manufacturing, L.P. | Daikin | RPS051DSE-2-V-4 |  | Voluntarily Certified | ACAirCoolAllPhase&gt;=240k&lt; | False | False |  |  |  |  | 10.2 |  | 15.1 | 13.2 | [6 empty] | 535000 | Electric Resistance Heating Or | 08/29/2023 |  | 11/13/2023
Daikin Comfort Technologies Manufacturing, L.P. | Daikin | RPS051DSE-2-V-4-0 |  | Voluntarily Certified | ACAirCoolAllPhase&gt;=240k&lt; | False | False |  |  |  |  | 10.1 |  | 15 | 13.2 | [6 empty] | 535000 | Electric Resistance Heating Or | 08/29/2023 |  | 11/13/2023
Daikin Comfort Technologies Manufacturing, L.P. | Daikin | RPS051DSE-2-V-5 |  | Voluntarily Certified | ACAirCoolAllPhase&gt;=240k&lt; | False | False |  |  |  |  | 10.3 |  | 15.2 | 13.2 | [6 empty] | 550000 | Electric Resistance Heating Or | 08/29/2023 |  | 11/13/2023
Daikin Comfort Technologies Manufacturing, L.P. | Daikin | RPS051DSE-2-V-5-0 |  | Voluntarily Certified | ACAirCoolAllPhase&gt;=240k&lt; | False | False |  |  |  |  | 10.2 |  | 15.1 | 13.2 | [6 empty] | 550000 | Electric Resistance Heating Or | 08/29/2023 |  | 11/13/2023
Daikin Comfort Technologies Manufacturing, L.P. | Daikin | RPS051DSE-2-V-6 |  | Voluntarily Certified | ACAirCoolAllPhase&gt;=240k&lt; | False | False |  |  |  |  | 10.4 |  | 15.3 | 13.2 | [6 empty] | 560000 | Electric Resistance Heating Or | 08/29/2023 |  | 11/13/2023
Daikin Comfort Technologies Manufacturing, L.P. | Daikin | RPS051DSE-2-V-6-0 |  | Voluntarily Certified | ACAirCoolAllPhase&gt;=240k&lt; | False | False |  |  |  |  | 10.3 |  | 15.2 | 13.2 | [6 empty] | 560000 | Electric Resistance Heating Or | 08/29/2023 |  | 11/13/2023
Daikin Comfort Technologies Manufacturing, L.P. | Daikin | RPS051DSE-4-V-4 |  | Voluntarily Certified | ACAirCoolAllPhase&gt;=240k&lt; | False | False |  |  |  |  | 10.3 |  | 15.2 | 13.2 | [6 empty] | 540000 | Electric Resistance Heating Or | 08/29/2023 |  | 11/13/2023
Daikin Comfort Technologies Manufacturing, L.P. | Daikin | RPS051DSE-4-V-4-0 |  | Voluntarily Certified | ACAirCoolAllPhase&gt;=240k&lt; | False | False |  |  |  |  | 10.2 |  | 15.1 | 13.2 | [6 empty] | 540000 | Electric Resistance Heating Or | 08/29/2023 |  | 11/13/2023
Daikin Comfort Technologies Manufacturing, L.P. | Daikin | RPS051DSE-4-V-5 |  | Voluntarily Certified | ACAirCoolAllPhase&gt;=240k&lt; | False | False |  |  |  |  | 10.4 |  | 15.3 | 13.2 | [6 empty] | 555000 | Electric Resistance Heating Or | 08/29/2023 |  | 11/13/2023
Daikin Comfort Technologies Manufacturing, L.P. | Daikin | RPS051DSE-4-V-5-0 |  | Voluntarily Certified | ACAirCoolAllPhase&gt;=240k&lt; | False | False |  |  |  |  | 10.3 |  | 15.2 | 13.2 | [6 empty] | 555000 | Electric Resistance Heating Or | 08/29/2023 |  | 11/13/2023
Daikin Comfort Technologies Manufacturing, L.P. | Daikin | RPS051DSE-4-V-6 |  | Voluntarily Certified | ACAirCoolAllPhase&gt;=240k&lt; | False | False |  |  |  |  | 10.5 |  | 15.4 | 13.2 | [6 empty] | 565000 | Electric Resistance Heating Or | 08/29/2023 |  | 11/13/2023
Daikin Comfort Technologies Manufacturing, L.P. | Daikin | RPS051DSE-4-V-6-0 |  | Voluntarily Certified | ACAirCoolAllPhase&gt;=240k&lt; | False | False |  |  |  |  | 10.4 |  | 15.3 | 13.2 | [6 empty] | 565000 | Electric Resistance Heating Or | 08/29/2023 |  | 11/13/2023
Daikin Comfort Technologies Manufacturing, L.P. | Daikin | RPS051DSE-S-4 |  | Voluntarily Certified | ACAirCoolAllPhase&gt;=240k&lt; | False | False |  |  |  |  | 10.3 |  | 14 | 13.2 | [6 empty] | 540000 | Electric Resistance Heating Or | 08/29/2023 |  | 11/13/2023
Daikin Comfort Technologies Manufacturing, L.P. | Daikin | RPS051DSE-S-4-0 |  | Voluntarily Certified | ACAirCoolAllPhase&gt;=240k&lt; | False | False |  |  |  |  | 10.2 |  | 13.9 | 13.2 | [6 empty] | 540000 | Electric Resistance Heating Or | 08/29/2023 |  | 11/13/2023
Daikin Comfort Technologies Manufacturing, L.P. | Daikin | RPS051DSE-S-5 |  | Voluntarily Certified | ACAirCoolAllPhase&gt;=240k&lt; | False | False |  |  |  |  | 10.4 |  | 14.1 | 13.2 | [6 empty] | 555000 | Electric Resistance Heating Or | 08/29/2023 |  | 11/13/2023
Daikin Comfort Technologies Manufacturing, L.P. | Daikin | RPS051DSE-S-5-0* |  | Voluntarily Certified | ACAirCoolAllPhase&gt;=240k&lt; | False | False |  |  |  |  | 10.3 |  | 14 | 13.2 | [6 empty] | 555000 | Electric Resistance Heating Or | 08/29/2023 |  | 11/13/2023
Daikin Comfort Technologies Manufacturing, L.P. | Daikin | RPS051DSE-S-6 |  | Voluntarily Certified | ACAirCoolAllPhase&gt;=240k&lt; | False | False |  |  |  |  | 10.5 |  | 14.2 | 13.2 | [6 empty] | 565000 | Electric Resistance Heating Or | 08/29/2023 |  | 11/13/2023
Daikin Comfort Technologies Manufacturing, L.P. | Daikin | RPS051DSE-S-6-0 |  | Voluntarily Certified | ACAirCoolAllPhase&gt;=240k&lt; | False | False |  |  |  |  | 10.4 |  | 14.1 | 13.2 | [6 empty] | 565000 | Electric Resistance Heating Or | 08/29/2023 |  | 11/13/2023
Daikin Comfort Technologies Manufacturing, L.P. | Daikin | RPS051DSW-4-S-D-309441-400 |  | Voluntarily Certified | ACAirCoolAllPhase&gt;=240k&lt; | False | False |  |  |  |  | 10 |  | 13.7 | 13.2 | [6 empty] | 530000 | Electric Resistance Heating Or | 08/29/2023 |  | 11/13/2023
Daikin Comfort Technologies Manufacturing, L.P. | Daikin | RPS051DSW-6-S-18-298275-200 |  | Voluntarily Certified | ACAirCoolAllPhase&gt;=240k&lt; | False | False |  |  |  |  | 10.1 |  | 13.8 | 13.2 | [6 empty] | 610000 | Electric Resistance Heating Or | 08/29/2023 |  | 11/13/2023
Daikin Comfort Technologies Manufacturing, L.P. | Daikin | RPS051DSW-6-S-D-24-292452-500 |  | Voluntarily Certified | ACAirCoolAllPhase&gt;=240k&lt; | False | False |  |  |  |  | 10.6 |  | 13.6 | 13.2 | [6 empty] | 555000 | Electric Resistance Heating Or | 08/29/2023 |  | 11/13/2023
Daikin Comfort Technologies Manufacturing, L.P. | Daikin | RPS051DSY-2-V-4 |  | Voluntarily Certified | ACAirCoolAllPhase&gt;=240k&lt; | False | False |  |  |  |  | 10.2 |  | 15.1 | 13.2 | [6 empty] | 535000 | Electric Resistance Heating Or | 08/29/2023 |  | 11/13/2023
Daikin Comfort Technologies Manufacturing, L.P. | Daikin | RPS051DSY-2-V-4-0 |  | Voluntarily Certified | ACAirCoolAllPhase&gt;=240k&lt; | False | False |  |  |  |  | 10.1 |  | 15 | 13.2 | [6 empty] | 535000 | Electric Resistance Heating Or | 08/29/2023 |  | 11/13/2023
Daikin Comfort Technologies Manufacturing, L.P. | Daikin | RPS051DSY-2-V-5 |  | Voluntarily Certified | ACAirCoolAllPhase&gt;=240k&lt; | False | False |  |  |  |  | 10.3 |  | 15.2 | 13.2 | [6 empty] | 550000 | Electric Resistance Heating Or | 08/29/2023 |  | 11/13/2023
Daikin Comfort Technologies Manufacturing, L.P. | Daikin | RPS051DSY-2-V-5-0 |  | Voluntarily Certified | ACAirCoolAllPhase&gt;=240k&lt; | False | False |  |  |  |  | 10.2 |  | 15.1 | 13.2 | [6 empty] | 550000 | Electric Resistance Heating Or | 08/29/2023 |  | 11/13/2023
Daikin Comfort Technologies Manufacturing, L.P. | Daikin | RPS051DSY-2-V-6 |  | Voluntarily Certified | ACAirCoolAllPhase&gt;=240k&lt; | False | False |  |  |  |  | 10.4 |  | 15.3 | 13.2 | [6 empty] | 560000 | Electric Resistance Heating Or | 08/29/2023 |  | 11/13/2023
Daikin Comfort Technologies Manufacturing, L.P. | Daikin | RPS051DSY-2-V-6-0 |  | Voluntarily Certified | ACAirCoolAllPhase&gt;=240k&lt; | False | False |  |  |  |  | 10.3 |  | 15.2 | 13.2 | [6 empty] | 560000 | Electric Resistance Heating Or | 08/29/2023 |  | 11/13/2023
Daikin Comfort Technologies Manufacturing, L.P. | Daikin | RPS051DSY-4-V-4 |  | Voluntarily Certified | ACAirCoolAllPhase&gt;=240k&lt; | False | False |  |  |  |  | 10.3 |  | 15.2 | 13.2 | [6 empty] | 540000 | Electric Resistance Heating Or | 08/29/2023 |  | 11/13/2023
Daikin Comfort Technologies Manufacturing, L.P. | Daikin | RPS051DSY-4-V-4-0 |  | Voluntarily Certified | ACAirCoolAllPhase&gt;=240k&lt; | False | False |  |  |  |  | 10.2 |  | 15.1 | 13.2 | [6 empty] | 540000 | Electric Resistance Heating Or | 08/29/2023 |  | 11/13/2023
Daikin Comfort Technologies Manufacturing, L.P. | Daikin | RPS051DSY-4-V-5 |  | Voluntarily Certified | ACAirCoolAllPhase&gt;=240k&lt; | False | False |  |  |  |  | 10.4 |  | 15.3 | 13.2 | [6 empty] | 555000 | Electric Resistance Heating Or | 08/29/2023 |  | 11/13/2023
Daikin Comfort Technologies Manufacturing, L.P. | Daikin | RPS051DSY-4-V-5-0 |  | Voluntarily Certified | ACAirCoolAllPhase&gt;=240k&lt; | False | False |  |  |  |  | 10.3 |  | 15.2 | 13.2 | [6 empty] | 555000 | Electric Resistance Heating Or | 08/29/2023 |  | 11/13/2023
Daikin Comfort Technologies Manufacturing, L.P. | Daikin | RPS051DSY-4-V-6 |  | Voluntarily Certified | ACAirCoolAllPhase&gt;=240k&lt; | False | False |  |  |  |  | 10.5 |  | 15.4 | 13.2 | [6 empty] | 565000 | Electric Resistance Heating Or | 08/29/2023 |  | 11/13/2023
Daikin Comfort Technologies Manufacturing, L.P. | Daikin | RPS051DSY-4-V-6-0 |  | Voluntarily Certified | ACAirCoolAllPhase&gt;=240k&lt; | False | False |  |  |  |  | 10.4 |  | 15.3 | 13.2 | [6 empty] | 565000 | Electric Resistance Heating Or | 08/29/2023 |  | 11/13/2023
Daikin Comfort Technologies Manufacturing, L.P. | Daikin | RPS051DSY-6-S-27-303586-300 |  | Voluntarily Certified | ACAirCoolAllPhase&gt;=240k&lt; | False | False |  |  |  |  | 10.37 |  | 14.1 | 13.2 | [6 empty] | 575000 | Electric Resistance Heating Or | 08/29/2023 |  | 11/13/2023
Daikin Comfort Technologies Manufacturing, L.P. | Daikin | RPS051DSY-S-4 |  | Voluntarily Certified | ACAirCoolAllPhase&gt;=240k&lt; | False | False |  |  |  |  | 10.3 |  | 14 | 13.2 | [6 empty] | 540000 | Electric Resistance Heating Or | 08/29/2023 |  | 11/13/2023
Daikin Comfort Technologies Manufacturing, L.P. | Daikin | RPS051DSY-S-4-0 |  | Voluntarily Certified | ACAirCoolAllPhase&gt;=240k&lt; | False | False |  |  |  |  | 10.2 |  | 13.9 | 13.2 | [6 empty] | 540000 | Electric Resistance Heating Or | 08/29/2023 |  | 11/13/2023
Daikin Comfort Technologies Manufacturing, L.P. | Daikin | RPS051DSY-S-5 |  | Voluntarily Certified | ACAirCoolAllPhase&gt;=240k&lt; | False | False |  |  |  |  | 10.4 |  | 14.1 | 13.2 | [6 empty] | 555000 | Electric Resistance Heating Or | 08/29/2023 |  | 11/13/2023
Daikin Comfort Technologies Manufacturing, L.P. | Daikin | RPS051DSY-S-5-0* |  | Voluntarily Certified | ACAirCoolAllPhase&gt;=240k&lt; | False | False |  |  |  |  | 10.3 |  | 14 | 13.2 | [6 empty] | 555000 | Electric Resistance Heating Or | 08/29/2023 |  | 11/13/2023
Daikin Comfort Technologies Manufacturing, L.P. | Daikin | RPS051DSY-S-6 |  | Voluntarily Certified | ACAirCoolAllPhase&gt;=240k&lt; | False | False |  |  |  |  | 10.5 |  | 14.2 | 13.2 | [6 empty] | 565000 | Electric Resistance Heating Or | 08/29/2023 |  | 11/13/2023
Daikin Comfort Technologies Manufacturing, L.P. | Daikin | RPS051DSY-S-6-0 |  | Voluntarily Certified | ACAirCoolAllPhase&gt;=240k&lt; | False | False |  |  |  |  | 10.4 |  | 14.1 | 13.2 | [6 empty] | 565000 | Electric Resistance Heating Or | 08/29/2023 |  | 11/13/2023
Daikin Comfort Technologies Manufacturing, L.P. | Daikin | RPS051DSY-V-6B-31874204 |  | Voluntarily Certified | ACAirCoolAllPhase&gt;=240k&lt; | False | False |  |  |  |  | 10.5 |  | 15.4 | 13.2 | [6 empty] | 575000 | Electric Resistance Heating Or | 08/29/2023 |  | 11/13/2023
Daikin Comfort Technologies Manufacturing, L.P. | Daikin | RPS061DLE-S-5 |  | Voluntarily Certified | ACAirCoolAllPhase&gt;=240k&lt; | False | False |  |  |  |  | 10 |  | 13.3 | 13.2 | [6 empty] | 640000 | Electric Resistance Heating Or | 08/29/2023 |  | 11/13/2023
Daikin Comfort Technologies Manufacturing, L.P. | Daikin | RPS061DLE-S-6 |  | Voluntarily Certified | ACAirCoolAllPhase&gt;=240k&lt; | False | False |  |  |  |  | 10.1 |  | 13.4 | 13.2 | [6 empty] | 650000 | Electric Resistance Heating Or | 08/29/2023 |  | 11/13/2023
Daikin Comfort Technologies Manufacturing, L.P. | Daikin | RPS061DLE-S-6-0 |  | Voluntarily Certified | ACAirCoolAllPhase&gt;=240k&lt; | False | False |  |  |  |  | 10 |  | 13.3 | 13.2 | [6 empty] | 650000 | Electric Resistance Heating Or | 08/29/2023 |  | 11/13/2023
Daikin Comfort Technologies Manufacturing, L.P. | Daikin | RPS061DLY-S-5 |  | Voluntarily Certified | ACAirCoolAllPhase&gt;=240k&lt; | False | False |  |  |  |  | 10 |  | 13.3 | 13.2 | [6 empty] | 640000 | Electric Resistance Heating Or | 08/29/2023 |  | 11/13/2023
Daikin Comfort Technologies Manufacturing, L.P. | Daikin | RPS061DLY-S-6 |  | Voluntarily Certified | ACAirCoolAllPhase&gt;=240k&lt; | False | False |  |  |  |  | 10.1 |  | 13.4 | 13.2 | [6 empty] | 650000 | Electric Resistance Heating Or | 08/29/2023 |  | 11/13/2023
Daikin Comfort Technologies Manufacturing, L.P. | Daikin | RPS061DLY-S-6-0 |  | Voluntarily Certified | ACAirCoolAllPhase&gt;=240k&lt; | False | False |  |  |  |  | 10 |  | 13.3 | 13.2 | [6 empty] | 650000 | Electric Resistance Heating Or | 08/29/2023 |  | 11/13/2023
Daikin Comfort Technologies Manufacturing, L.P. | Daikin | RPS061DSE-S-6 |  | Voluntarily Certified | ACAirCoolAllPhase&gt;=240k&lt; | False | False |  |  |  |  | 10 |  | 13.3 | 13.2 | [6 empty] | 640000 | Electric Resistance Heating Or | 08/29/2023 |  | 11/13/2023
Daikin Comfort Technologies Manufacturing, L.P. | Daikin | RPS061DSY-S-6 |  | Voluntarily Certified | ACAirCoolAllPhase&gt;=240k&lt; | False | False |  |  |  |  | 10 |  | 13.3 | 13.2 | [6 empty] | 640000 | Electric Resistance Heating Or | 08/29/2023 |  | 11/13/2023
Daikin Comfort Technologies Manufacturing, L.P. | Daikin | RPS061DSY-S-6-284662-800 |  | Voluntarily Certified | ACAirCoolAllPhase&gt;=240k&lt; | False | False |  |  |  |  | 10 |  | 13.3 | 13.2 | [6 empty] | 595000 | Electric Resistance Heating Or | 08/29/2023 |  | 11/13/2023
Daikin Comfort Technologies Manufacturing, L.P. | Daikin | RPS063DLE-2-V-4 |  | Voluntarily Certified | ACAirCoolAllPhase&gt;=240k&lt; | False | False |  |  |  |  | 10.3 |  | 14.9 | 13.2 | [6 empty] | 630000 | Electric Resistance Heating Or | 08/29/2023 |  | 11/13/2023
Daikin Comfort Technologies Manufacturing, L.P. | Daikin | RPS063DLE-2-V-4-0 |  | Voluntarily Certified | ACAirCoolAllPhase&gt;=240k&lt; | False | False |  |  |  |  | 10.2 |  | 14.8 | 13.2 | [6 empty] | 630000 | Electric Resistance Heating Or | 08/29/2023 |  | 11/13/2023
Daikin Comfort Technologies Manufacturing, L.P. | Daikin | RPS063DLE-2-V-5 |  | Voluntarily Certified | ACAirCoolAllPhase&gt;=240k&lt; | False | False |  |  |  |  | 10.4 |  | 15 | 13.2 | [6 empty] | 645000 | Electric Resistance Heating Or | 08/29/2023 |  | 11/13/2023
Daikin Comfort Technologies Manufacturing, L.P. | Daikin | RPS063DLE-2-V-5-0 |  | Voluntarily Certified | ACAirCoolAllPhase&gt;=240k&lt; | False | False |  |  |  |  | 10.3 |  | 14.9 | 13.2 | [6 empty] | 645000 | Electric Resistance Heating Or | 08/29/2023 |  | 11/13/2023
Daikin Comfort Technologies Manufacturing, L.P. | Daikin | RPS063DLE-2-V-6 |  | Voluntarily Certified | ACAirCoolAllPhase&gt;=240k&lt; | False | False |  |  |  |  | 10.5 |  | 15.1 | 13.2 | [6 empty] | 655000 | Electric Resistance Heating Or | 08/29/2023 |  | 11/13/2023
Daikin Comfort Technologies Manufacturing, L.P. | Daikin | RPS063DLE-2-V-6-0 |  | Voluntarily Certified | ACAirCoolAllPhase&gt;=240k&lt; | False | False |  |  |  |  | 10.4 |  | 15 | 13.2 | [6 empty] | 655000 | Electric Resistance Heating Or | 08/29/2023 |  | 11/13/2023
Daikin Comfort Technologies Manufacturing, L.P. | Daikin | RPS063DLE-4-V-4 |  | Voluntarily Certified | ACAirCoolAllPhase&gt;=240k&lt; | False | False |  |  |  |  | 10.4 |  | 15 | 13.2 | [6 empty] | 630000 | Electric Resistance Heating Or | 08/29/2023 |  | 11/13/2023
Daikin Comfort Technologies Manufacturing, L.P. | Daikin | RPS063DLE-4-V-4-0 |  | Voluntarily Certified | ACAirCoolAllPhase&gt;=240k&lt; | False | False |  |  |  |  | 10.3 |  | 14.9 | 13.2 | [6 empty] | 630000 | Electric Resistance Heating Or | 08/29/2023 |  | 11/13/2023
Daikin Comfort Technologies Manufacturing, L.P. | Daikin | RPS063DLE-4-V-5 |  | Voluntarily Certified | ACAirCoolAllPhase&gt;=240k&lt; | False | False |  |  |  |  | 10.5 |  | 15.1 | 13.2 | [6 empty] | 645000 | Electric Resistance Heating Or | 08/29/2023 |  | 11/13/2023
Daikin Comfort Technologies Manufacturing, L.P. | Daikin | RPS063DLE-4-V-5-0 |  | Voluntarily Certified | ACAirCoolAllPhase&gt;=240k&lt; | False | False |  |  |  |  | 10.4 |  | 15 | 13.2 | [6 empty] | 645000 | Electric Resistance Heating Or | 08/29/2023 |  | 11/13/2023
Daikin Comfort Technologies Manufacturing, L.P. | Daikin | RPS063DLE-4-V-6 |  | Voluntarily Certified | ACAirCoolAllPhase&gt;=240k&lt; | False | False |  |  |  |  | 10.6 |  | 15.2 | 13.2 | [6 empty] | 655000 | Electric Resistance Heating Or | 08/29/2023 |  | 11/13/2023
Daikin Comfort Technologies Manufacturing, L.P. | Daikin | RPS063DLE-4-V-6-0 |  | Voluntarily Certified | ACAirCoolAllPhase&gt;=240k&lt; | False | False |  |  |  |  | 10.5 |  | 15.1 | 13.2 | [6 empty] | 655000 | Electric Resistance Heating Or | 08/29/2023 |  | 11/13/2023
Daikin Comfort Technologies Manufacturing, L.P. | Daikin | RPS063DLE-S-4 |  | Voluntarily Certified | ACAirCoolAllPhase&gt;=240k&lt; | False | False |  |  |  |  | 10.4 |  | 13.7 | 13.2 | [6 empty] | 650000 | Electric Resistance Heating Or | 08/29/2023 |  | 11/13/2023
Daikin Comfort Technologies Manufacturing, L.P. | Daikin | RPS063DLE-S-4-0 |  | Voluntarily Certified | ACAirCoolAllPhase&gt;=240k&lt; | False | False |  |  |  |  | 10.3 |  | 13.6 | 13.2 | [6 empty] | 650000 | Electric Resistance Heating Or | 08/29/2023 |  | 11/13/2023
Daikin Comfort Technologies Manufacturing, L.P. | Daikin | RPS063DLE-S-5- |  | Voluntarily Certified | ACAirCoolAllPhase&gt;=240k&lt; | False | False |  |  |  |  | 10.5 |  | 13.8 | 13.2 | [6 empty] | 660000 | Electric Resistance Heating Or | 08/29/2023 |  | 11/13/2023
Daikin Comfort Technologies Manufacturing, L.P. | Daikin | RPS063DLE-S-5-0* |  | Voluntarily Certified | ACAirCoolAllPhase&gt;=240k&lt; | False | False |  |  |  |  | 10.4 |  | 13.7 | 13.2 | [6 empty] | 660000 | Electric Resistance Heating Or | 08/29/2023 |  | 11/13/2023
Daikin Comfort Technologies Manufacturing, L.P. | Daikin | RPS063DLE-S-6 |  | Voluntarily Certified | ACAirCoolAllPhase&gt;=240k&lt; | False | False |  |  |  |  | 10.6 |  | 13.9 | 13.2 | [6 empty] | 670000 | Electric Resistance Heating Or | 08/29/2023 |  | 11/13/2023
Daikin Comfort Technologies Manufacturing, L.P. | Daikin | RPS063DLE-S-6-0 |  | Voluntarily Certified | ACAirCoolAllPhase&gt;=240k&lt; | False | False |  |  |  |  | 10.5 |  | 13.8 | 13.2 | [6 empty] | 670000 | Electric Resistance Heating Or | 08/29/2023 |  | 11/13/2023
Daikin Comfort Technologies Manufacturing, L.P. | Daikin | RPS063DLW-6-S-B-2*24-289803-100 |  | Voluntarily Certified | ACAirCoolAllPhase&gt;=240k&lt; | False | False |  |  |  |  | 10.5 |  | 13.6 | 13.2 | [6 empty] | 640000 | Electric Resistance Heating Or | 08/29/2023 |  | 11/13/2023
Daikin Comfort Technologies Manufacturing, L.P. | Daikin | RPS063DLY-2-V-4 |  | Voluntarily Certified | ACAirCoolAllPhase&gt;=240k&lt; | False | False |  |  |  |  | 10.3 |  | 14.9 | 13.2 | [6 empty] | 630000 | Electric Resistance Heating Or | 08/29/2023 |  | 11/13/2023
Daikin Comfort Technologies Manufacturing, L.P. | Daikin | RPS063DLY-2-V-4-0 |  | Voluntarily Certified | ACAirCoolAllPhase&gt;=240k&lt; | False | False |  |  |  |  | 10.2 |  | 14.8 | 13.2 | [6 empty] | 630000 | Electric Resistance Heating Or | 08/29/2023 |  | 11/13/2023
Daikin Comfort Technologies Manufacturing, L.P. | Daikin | RPS063DLY-2-V-5 |  | Voluntarily Certified | ACAirCoolAllPhase&gt;=240k&lt; | False | False |  |  |  |  | 10.4 |  | 15 | 13.2 | [6 empty] | 645000 | Electric Resistance Heating Or | 08/29/2023 |  | 11/13/2023
Daikin Comfort Technologies Manufacturing, L.P. | Daikin | RPS063DLY-2-V-5-0 |  | Voluntarily Certified | ACAirCoolAllPhase&gt;=240k&lt; | False | False |  |  |  |  | 10.3 |  | 14.9 | 13.2 | [6 empty] | 645000 | Electric Resistance Heating Or | 08/29/2023 |  | 11/13/2023
Daikin Comfort Technologies Manufacturing, L.P. | Daikin | RPS063DLY-2-V-6 |  | Voluntarily Certified | ACAirCoolAllPhase&gt;=240k&lt; | False | False |  |  |  |  | 10.5 |  | 15.1 | 13.2 | [6 empty] | 655000 | Electric Resistance Heating Or | 08/29/2023 |  | 11/13/2023
Daikin Comfort Technologies Manufacturing, L.P. | Daikin | RPS063DLY-2-V-6-0 |  | Voluntarily Certified | ACAirCoolAllPhase&gt;=240k&lt; | False | False |  |  |  |  | 10.4 |  | 15 | 13.2 | [6 empty] | 655000 | Electric Resistance Heating Or | 08/29/2023 |  | 11/13/2023
Daikin Comfort Technologies Manufacturing, L.P. | Daikin | RPS063DLY-4-V-4 |  | Voluntarily Certified | ACAirCoolAllPhase&gt;=240k&lt; | False | False |  |  |  |  | 10.4 |  | 15 | 13.2 | [6 empty] | 630000 | Electric Resistance Heating Or | 08/29/2023 |  | 11/13/2023
Daikin Comfort Technologies Manufacturing, L.P. | Daikin | RPS063DLY-4-V-4-0 |  | Voluntarily Certified | ACAirCoolAllPhase&gt;=240k&lt; | False | False |  |  |  |  | 10.3 |  | 14.9 | 13.2 | [6 empty] | 630000 | Electric Resistance Heating Or | 08/29/2023 |  | 11/13/2023
Daikin Comfort Technologies Manufacturing, L.P. | Daikin | RPS063DLY-4-V-5 |  | Voluntarily Certified | ACAirCoolAllPhase&gt;=240k&lt; | False | False |  |  |  |  | 10.5 |  | 15.1 | 13.2 | [6 empty] | 645000 | Electric Resistance Heating Or | 08/29/2023 |  | 11/13/2023
Daikin Comfort Technologies Manufacturing, L.P. | Daikin | RPS063DLY-4-V-5-0 |  | Voluntarily Certified | ACAirCoolAllPhase&gt;=240k&lt; | False | False |  |  |  |  | 10.4 |  | 15 | 13.2 | [6 empty] | 645000 | Electric Resistance Heating Or | 08/29/2023 |  | 11/13/2023
Daikin Comfort Technologies Manufacturing, L.P. | Daikin | RPS063DLY-4-V-6 |  | Voluntarily Certified | ACAirCoolAllPhase&gt;=240k&lt; | False | False |  |  |  |  | 10.6 |  | 15.2 | 13.2 | [6 empty] | 655000 | Electric Resistance Heating Or | 08/29/2023 |  | 11/13/2023
Daikin Comfort Technologies Manufacturing, L.P. | Daikin | RPS063DLY-4-V-6-0 |  | Voluntarily Certified | ACAirCoolAllPhase&gt;=240k&lt; | False | False |  |  |  |  | 10.5 |  | 15.1 | 13.2 | [6 empty] | 655000 | Electric Resistance Heating Or | 08/29/2023 |  | 11/13/2023
Daikin Comfort Technologies Manufacturing, L.P. | Daikin | RPS063DLY-S-4 |  | Voluntarily Certified | ACAirCoolAllPhase&gt;=240k&lt; | False | False |  |  |  |  | 10.4 |  | 13.7 | 13.2 | [6 empty] | 650000 | Electric Resistance Heating Or | 08/29/2023 |  | 11/13/2023
Daikin Comfort Technologies Manufacturing, L.P. | Daikin | RPS063DLY-S-4-0 |  | Voluntarily Certified | ACAirCoolAllPhase&gt;=240k&lt; | False | False |  |  |  |  | 10.3 |  | 13.6 | 13.2 | [6 empty] | 650000 | Electric Resistance Heating Or | 08/29/2023 |  | 11/13/2023
Daikin Comfort Technologies Manufacturing, L.P. | Daikin | RPS063DLY-S-5 |  | Voluntarily Certified | ACAirCoolAllPhase&gt;=240k&lt; | False | False |  |  |  |  | 10.5 |  | 13.8 | 13.2 | [6 empty] | 660000 | Electric Resistance Heating Or | 08/29/2023 |  | 11/13/2023
Daikin Comfort Technologies Manufacturing, L.P. | Daikin | RPS063DLY-S-5-0* |  | Voluntarily Certified | ACAirCoolAllPhase&gt;=240k&lt; | False | False |  |  |  |  | 10.4 |  | 13.7 | 13.2 | [6 empty] | 660000 | Electric Resistance Heating Or | 08/29/2023 |  | 11/13/2023
Daikin Comfort Technologies Manufacturing, L.P. | Daikin | RPS063DLY-S-6 |  | Voluntarily Certified | ACAirCoolAllPhase&gt;=240k&lt; | False | False |  |  |  |  | 10.6 |  | 13.9 | 13.2 | [6 empty] | 670000 | Electric Resistance Heating Or | 08/29/2023 |  | 11/13/2023
Daikin Comfort Technologies Manufacturing, L.P. | Daikin | RPS063DLY-S-6-0 |  | Voluntarily Certified | ACAirCoolAllPhase&gt;=240k&lt; | False | False |  |  |  |  | 10.5 |  | 13.8 | 13.2 | [6 empty] | 670000 | Electric Resistance Heating Or | 08/29/2023 |  | 11/13/2023
Daikin Comfort Technologies Manufacturing, L.P. | Daikin | RPS063DSE-2-V-4 |  | Voluntarily Certified | ACAirCoolAllPhase&gt;=240k&lt; | False | False |  |  |  |  | 10.2 |  | 14.8 | 13.2 | [6 empty] | 620000 | Electric Resistance Heating Or | 08/29/2023 |  | 11/13/2023
Daikin Comfort Technologies Manufacturing, L.P. | Daikin | RPS063DSE-2-V-4-0 |  | Voluntarily Certified | ACAirCoolAllPhase&gt;=240k&lt; | False | False |  |  |  |  | 10.1 |  | 14.7 | 13.2 | [6 empty] | 620000 | Electric Resistance Heating Or | 08/29/2023 |  | 11/13/2023
Daikin Comfort Technologies Manufacturing, L.P. | Daikin | RPS063DSE-2-V-5 |  | Voluntarily Certified | ACAirCoolAllPhase&gt;=240k&lt; | False | False |  |  |  |  | 10.3 |  | 14.9 | 13.2 | [6 empty] | 635000 | Electric Resistance Heating Or | 08/29/2023 |  | 11/13/2023
Daikin Comfort Technologies Manufacturing, L.P. | Daikin | RPS063DSE-2-V-5-0 |  | Voluntarily Certified | ACAirCoolAllPhase&gt;=240k&lt; | False | False |  |  |  |  | 10.2 |  | 14.8 | 13.2 | [6 empty] | 635000 | Electric Resistance Heating Or | 08/29/2023 |  | 11/13/2023
Daikin Comfort Technologies Manufacturing, L.P. | Daikin | RPS063DSE-2-V-6 |  | Voluntarily Certified | ACAirCoolAllPhase&gt;=240k&lt; | False | False |  |  |  |  | 10.4 |  | 15 | 13.2 | [6 empty] | 645000 | Electric Resistance Heating Or | 08/29/2023 |  | 11/13/2023
Daikin Comfort Technologies Manufacturing, L.P. | Daikin | RPS063DSE-2-V-6-0 |  | Voluntarily Certified | ACAirCoolAllPhase&gt;=240k&lt; | False | False |  |  |  |  | 10.3 |  | 14.9 | 13.2 | [6 empty] | 645000 | Electric Resistance Heating Or | 08/29/2023 |  | 11/13/2023
Daikin Comfort Technologies Manufacturing, L.P. | Daikin | RPS063DSE-4-V-4 |  | Voluntarily Certified | ACAirCoolAllPhase&gt;=240k&lt; | False | False |  |  |  |  | 10.3 |  | 14.9 | 13.2 | [6 empty] | 620000 | Electric Resistance Heating Or | 08/29/2023 |  | 11/13/2023
Daikin Comfort Technologies Manufacturing, L.P. | Daikin | RPS063DSE-4-V-4-0 |  | Voluntarily Certified | ACAirCoolAllPhase&gt;=240k&lt; | False | False |  |  |  |  | 10.2 |  | 14.8 | 13.2 | [6 empty] | 620000 | Electric Resistance Heating Or | 08/29/2023 |  | 11/13/2023
Daikin Comfort Technologies Manufacturing, L.P. | Daikin | RPS063DSE-4-V-5 |  | Voluntarily Certified | ACAirCoolAllPhase&gt;=240k&lt; | False | False |  |  |  |  | 10.4 |  | 15 | 13.2 | [6 empty] | 635000 | Electric Resistance Heating Or | 08/29/2023 |  | 11/13/2023
Daikin Comfort Technologies Manufacturing, L.P. | Daikin | RPS063DSE-4-V-5-0 |  | Voluntarily Certified | ACAirCoolAllPhase&gt;=240k&lt; | False | False |  |  |  |  | 10.3 |  | 14.9 | 13.2 | [6 empty] | 635000 | Electric Resistance Heating Or | 08/29/2023 |  | 11/13/2023
Daikin Comfort Technologies Manufacturing, L.P. | Daikin | RPS063DSE-4-V-6 |  | Voluntarily Certified | ACAirCoolAllPhase&gt;=240k&lt; | False | False |  |  |  |  | 10.5 |  | 15.1 | 13.2 | [6 empty] | 645000 | Electric Resistance Heating Or | 08/29/2023 |  | 11/13/2023
Daikin Comfort Technologies Manufacturing, L.P. | Daikin | RPS063DSE-4-V-6-0 |  | Voluntarily Certified | ACAirCoolAllPhase&gt;=240k&lt; | False | False |  |  |  |  | 10.4 |  | 15 | 13.2 | [6 empty] | 645000 | Electric Resistance Heating Or | 08/29/2023 |  | 11/13/2023
Daikin Comfort Technologies Manufacturing, L.P. | Daikin | RPS063DSE-S-4 |  | Voluntarily Certified | ACAirCoolAllPhase&gt;=240k&lt; | False | False |  |  |  |  | 10.3 |  | 13.6 | 13.2 | [6 empty] | 625000 | Electric Resistance Heating Or | 08/29/2023 |  | 11/13/2023
Daikin Comfort Technologies Manufacturing, L.P. | Daikin | RPS063DSE-S-4-0 |  | Voluntarily Certified | ACAirCoolAllPhase&gt;=240k&lt; | False | False |  |  |  |  | 10.2 |  | 13.5 | 13.2 | [6 empty] | 625000 | Electric Resistance Heating Or | 08/29/2023 |  | 11/13/2023
Daikin Comfort Technologies Manufacturing, L.P. | Daikin | RPS063DSE-S-5 |  | Voluntarily Certified | ACAirCoolAllPhase&gt;=240k&lt; | False | False |  |  |  |  | 10.4 |  | 13.7 | 13.2 | [6 empty] | 645000 | Electric Resistance Heating Or | 08/29/2023 |  | 11/13/2023
Daikin Comfort Technologies Manufacturing, L.P. | Daikin | RPS063DSE-S-5-0* |  | Voluntarily Certified | ACAirCoolAllPhase&gt;=240k&lt; | False | False |  |  |  |  | 10.3 |  | 13.6 | 13.2 | [6 empty] | 645000 | Electric Resistance Heating Or | 08/29/2023 |  | 11/13/2023
Daikin Comfort Technologies Manufacturing, L.P. | Daikin | RPS063DSE-S-6 |  | Voluntarily Certified | ACAirCoolAllPhase&gt;=240k&lt; | False | False |  |  |  |  | 10.5 |  | 13.8 | 13.2 | [6 empty] | 655000 | Electric Resistance Heating Or | 08/29/2023 |  | 11/13/2023
Daikin Comfort Technologies Manufacturing, L.P. | Daikin | RPS063DSE-S-6-0 |  | Voluntarily Certified | ACAirCoolAllPhase&gt;=240k&lt; | False | False |  |  |  |  | 10.4 |  | 13.7 | 13.2 | [6 empty] | 655000 | Electric Resistance Heating Or | 08/29/2023 |  | 11/13/2023
Daikin Comfort Technologies Manufacturing, L.P. | Daikin | RPS063DSW-1818-4-V-4-32057906 |  | Voluntarily Certified | ACAirCoolAllPhase&gt;=240k&lt; | False | False |  |  |  |  | 10.2 |  | 14.8 | 13.2 | [6 empty] | 570000 | Electric Resistance Heating Or | 08/29/2023 |  | 11/13/2023
Daikin Comfort Technologies Manufacturing, L.P. | Daikin | RPS063DSW-2424-S-4-31825604 |  | Voluntarily Certified | ACAirCoolAllPhase&gt;=240k&lt; | False | False |  |  |  |  | 10.2 |  | 13.5 | 13.2 | [6 empty] | 610000 | Electric Resistance Heating Or | 08/29/2023 |  | 11/13/2023
Daikin Comfort Technologies Manufacturing, L.P. | Daikin | RPS063DSW-2424-S-5-31825603 |  | Voluntarily Certified | ACAirCoolAllPhase&gt;=240k&lt; | False | False |  |  |  |  | 10.3 |  | 13.6 | 13.2 | [6 empty] | 620000 | Electric Resistance Heating Or | 08/29/2023 |  | 11/13/2023
Daikin Comfort Technologies Manufacturing, L.P. | Daikin | RPS063DSW-6-S-B-18-290604-100 |  | Voluntarily Certified | ACAirCoolAllPhase&gt;=240k&lt; | False | False |  |  |  |  | 10 |  | 13.3 | 13.2 | [6 empty] | 620000 | Electric Resistance Heating Or | 08/29/2023 |  | 11/13/2023
Daikin Comfort Technologies Manufacturing, L.P. | Daikin | RPS063DSY-2-18-341512-010 |  | Voluntarily Certified | ACAirCoolAllPhase&gt;=240k&lt; | False | False |  |  |  |  | 10 |  | 14.6 | 13.2 | [6 empty] | 615000 | Electric Resistance Heating Or | 08/29/2023 |  | 11/13/2023
Daikin Comfort Technologies Manufacturing, L.P. | Daikin | RPS063DSY-2-V-4 |  | Voluntarily Certified | ACAirCoolAllPhase&gt;=240k&lt; | False | False |  |  |  |  | 10.2 |  | 14.8 | 13.2 | [6 empty] | 620000 | Electric Resistance Heating Or | 08/29/2023 |  | 11/13/2023
Daikin Comfort Technologies Manufacturing, L.P. | Daikin | RPS063DSY-2-V-4-0 |  | Voluntarily Certified | ACAirCoolAllPhase&gt;=240k&lt; | False | False |  |  |  |  | 10.1 |  | 14.7 | 13.2 | [6 empty] | 620000 | Electric Resistance Heating Or | 08/29/2023 |  | 11/13/2023
Daikin Comfort Technologies Manufacturing, L.P. | Daikin | RPS063DSY-2-V-5 |  | Voluntarily Certified | ACAirCoolAllPhase&gt;=240k&lt; | False | False |  |  |  |  | 10.3 |  | 14.9 | 13.2 | [6 empty] | 635000 | Electric Resistance Heating Or | 08/29/2023 |  | 11/13/2023
Daikin Comfort Technologies Manufacturing, L.P. | Daikin | RPS063DSY-2-V-5-0 |  | Voluntarily Certified | ACAirCoolAllPhase&gt;=240k&lt; | False | False |  |  |  |  | 10.2 |  | 14.8 | 13.2 | [6 empty] | 635000 | Electric Resistance Heating Or | 08/29/2023 |  | 11/13/2023
Daikin Comfort Technologies Manufacturing, L.P. | Daikin | RPS063DSY-2-V-6 |  | Voluntarily Certified | ACAirCoolAllPhase&gt;=240k&lt; | False | False |  |  |  |  | 10.4 |  | 15 | 13.2 | [6 empty] | 645000 | Electric Resistance Heating Or | 08/29/2023 |  | 11/13/2023
Daikin Comfort Technologies Manufacturing, L.P. | Daikin | RPS063DSY-2-V-6-0 |  | Voluntarily Certified | ACAirCoolAllPhase&gt;=240k&lt; | False | False |  |  |  |  | 10.3 |  | 14.9 | 13.2 | [6 empty] | 645000 | Electric Resistance Heating Or | 08/29/2023 |  | 11/13/2023
Daikin Comfort Technologies Manufacturing, L.P. | Daikin | RPS063DSY-4-V-4 |  | Voluntarily Certified | ACAirCoolAllPhase&gt;=240k&lt; | False | False |  |  |  |  | 10.3 |  | 14.9 | 13.2 | [6 empty] | 620000 | Electric Resistance Heating Or | 08/29/2023 |  | 11/13/2023
Daikin Comfort Technologies Manufacturing, L.P. | Daikin | RPS063DSY-4-V-4-0 |  | Voluntarily Certified | ACAirCoolAllPhase&gt;=240k&lt; | False | False |  |  |  |  | 10.2 |  | 14.8 | 13.2 | [6 empty] | 620000 | Electric Resistance Heating Or | 08/29/2023 |  | 11/13/2023
Daikin Comfort Technologies Manufacturing, L.P. | Daikin | RPS063DSY-4-V-5 |  | Voluntarily Certified | ACAirCoolAllPhase&gt;=240k&lt; | False | False |  |  |  |  | 10.4 |  | 15 | 13.2 | [6 empty] | 635000 | Electric Resistance Heating Or | 08/29/2023 |  | 11/13/2023
Daikin Comfort Technologies Manufacturing, L.P. | Daikin | RPS063DSY-4-V-5-0 |  | Voluntarily Certified | ACAirCoolAllPhase&gt;=240k&lt; | False | False |  |  |  |  | 10.3 |  | 14.9 | 13.2 | [6 empty] | 635000 | Electric Resistance Heating Or | 08/29/2023 |  | 11/13/2023
Daikin Comfort Technologies Manufacturing, L.P. | Daikin | RPS063DSY-4-V-6 |  | Voluntarily Certified | ACAirCoolAllPhase&gt;=240k&lt; | False | False |  |  |  |  | 10.5 |  | 15.1 | 13.2 | [6 empty] | 645000 | Electric Resistance Heating Or | 08/29/2023 |  | 11/13/2023
Daikin Comfort Technologies Manufacturing, L.P. | Daikin | RPS063DSY-4-V-6-0 |  | Voluntarily Certified | ACAirCoolAllPhase&gt;=240k&lt; | False | False |  |  |  |  | 10.4 |  | 15 | 13.2 | [6 empty] | 645000 | Electric Resistance Heating Or | 08/29/2023 |  | 11/13/2023
Daikin Comfort Technologies Manufacturing, L.P. | Daikin | RPS063DSY-S-4 |  | Voluntarily Certified | ACAirCoolAllPhase&gt;=240k&lt; | False | False |  |  |  |  | 10.3 |  | 13.6 | 13.2 | [6 empty] | 625000 | Electric Resistance Heating Or | 08/29/2023 |  | 11/13/2023
Daikin Comfort Technologies Manufacturing, L.P. | Daikin | RPS063DSY-S-4-0 |  | Voluntarily Certified | ACAirCoolAllPhase&gt;=240k&lt; | False | False |  |  |  |  | 10.2 |  | 13.5 | 13.2 | [6 empty] | 625000 | Electric Resistance Heating Or | 08/29/2023 |  | 11/13/2023
Daikin Comfort Technologies Manufacturing, L.P. | Daikin | RPS063DSY-S-5 |  | Voluntarily Certified | ACAirCoolAllPhase&gt;=240k&lt; | False | False |  |  |  |  | 10.4 |  | 13.7 | 13.2 | [6 empty] | 645000 | Electric Resistance Heating Or | 08/29/2023 |  | 11/13/2023
Daikin Comfort Technologies Manufacturing, L.P. | Daikin | RPS063DSY-S-5-0* |  | Voluntarily Certified | ACAirCoolAllPhase&gt;=240k&lt; | False | False |  |  |  |  | 10.3 |  | 13.6 | 13.2 | [6 empty] | 645000 | Electric Resistance Heating Or | 08/29/2023 |  | 11/13/2023
Daikin Comfort Technologies Manufacturing, L.P. | Daikin | RPS063DSY-S-6 |  | Voluntarily Certified | ACAirCoolAllPhase&gt;=240k&lt; | False | False |  |  |  |  | 10.5 |  | 13.8 | 13.2 | [6 empty] | 655000 | Electric Resistance Heating Or | 08/29/2023 |  | 11/13/2023
Daikin Comfort Technologies Manufacturing, L.P. | Daikin | RPS063DSY-S-6-0 |  | Voluntarily Certified | ACAirCoolAllPhase&gt;=240k&lt; | False | False |  |  |  |  | 10.4 |  | 13.7 | 13.2 | [6 empty] | 655000 | Electric Resistance Heating Or | 08/29/2023 |  | 11/13/2023
Daikin Comfort Technologies Manufacturing, L.P. | Daikin | RPS063DSY-V-6B-31874201 |  | Voluntarily Certified | ACAirCoolAllPhase&gt;=240k&lt; | False | False |  |  |  |  | 10.1 |  | 14.7 | 13.2 | [6 empty] | 635000 | Electric Resistance Heating Or | 08/29/2023 |  | 11/13/2023
Daikin Comfort Technologies Manufacturing, L.P. | Daikin | RPS071DSY-S-5-224-333464-020 |  | Voluntarily Certified | ACAirCoolAllPhase&gt;=240k&lt; | False | False |  |  |  |  | 10.1 |  | 14.2 | 13.2 | [6 empty] | 745000 | Electric Resistance Heating Or | 08/29/2023 |  | 11/13/2023
Daikin Comfort Technologies Manufacturing, L.P. | Daikin | RPS081DLY-6-S-B-292422-100 |  | Voluntarily Certified | ACAirCoolAllPhase&gt;=240k&lt; | False | False |  |  |  |  | 11 |  | 15.3 | 13.2 | [6 empty] | 720000 | Electric Resistance Heating Or | 08/29/2023 |  | 11/13/2023
Daikin Comfort Technologies Manufacturing, L.P. | Daikin | DPS020AHMG-20H |  | Voluntarily Certified | ACAirCoolAllPhase&gt;=240k&lt; | False | False |  |  |  |  | 10.1 |  | 18.6 | 13 | [6 empty] | 240000 | Heating Other Than Electric Re | 08/29/2023 |  | 11/13/2023
Daikin Comfort Technologies Manufacturing, L.P. | Daikin | RPS020DLA250179-00500,00600,00700 |  | Voluntarily Certified | ACAirCoolAllPhase&gt;=240k&lt; | False | False |  |  |  |  | 10.9 |  | 13.4 | 13 | [6 empty] | 240000 | Heating Other Than Electric Re | 08/29/2023 |  | 11/13/2023
Daikin Comfort Technologies Manufacturing, L.P. | Daikin | RPS020DLA-2-V-5 |  | Voluntarily Certified | ACAirCoolAllPhase&gt;=240k&lt; | False | False |  |  |  |  | 9.8 |  | 13.1 | 13 | [6 empty] | 240000 | Heating Other Than Electric Re | 08/29/2023 |  | 11/13/2023
Daikin Comfort Technologies Manufacturing, L.P. | Daikin | RPS020DSA-2-V-5 |  | Voluntarily Certified | ACAirCoolAllPhase&gt;=240k&lt; | False | False |  |  |  |  | 9.8 |  | 13.1 | 13 | [6 empty] | 240000 | Heating Other Than Electric Re | 08/29/2023 |  | 11/13/2023
Daikin Comfort Technologies Manufacturing, L.P. | Daikin | DPS020AHMG-20 |  | Voluntarily Certified | ACAirCoolAllPhase&gt;=240k&lt; | False | False |  |  |  |  | 10.4 |  | 19.5 | 13 | [6 empty] | 242000 | Heating Other Than Electric Re | 08/29/2023 |  | 11/13/2023
Daikin Comfort Technologies Manufacturing, L.P. | Daikin | DPSA020A*BSCT*0B02630*G |  | Voluntarily Certified | ACAirCoolAllPhase&gt;=240k&lt; | False | False |  |  |  |  | 10.2 |  | 16 | 13 | [6 empty] | 242000 | Heating Other Than Electric Re | 08/29/2023 |  | 11/13/2023
Daikin Comfort Technologies Manufacturing, L.P. | Daikin | DPSA025A*BPBV*0B02450*G |  | Voluntarily Certified | ACAirCoolAllPhase&gt;=240k&lt; | False | False |  |  |  |  | 10.4 |  | 18.8 | 13 | [6 empty] | 242000 | Heating Other Than Electric Re | 08/29/2023 |  | 11/13/2023
Daikin Comfort Technologies Manufacturing, L.P. | Daikin | DPSA025A*BPBV*0B02500*G |  | Voluntarily Certified | ACAirCoolAllPhase&gt;=240k&lt; | False | False |  |  |  |  | 10.5 |  | 18.9 | 13 | [6 empty] | 242000 | Heating Other Than Electric Re | 08/29/2023 |  | 11/13/2023
Daikin Comfort Technologies Manufacturing, L.P. | Daikin | DPSA025A*BPBV*0B02560*G |  | Voluntarily Certified | ACAirCoolAllPhase&gt;=240k&lt; | False | False |  |  |  |  | 10.5 |  | 18.9 | 13 | [6 empty] | 242000 | Heating Other Than Electric Re | 08/29/2023 |  | 11/13/2023
Daikin Comfort Technologies Manufacturing, L.P. | Daikin | DPSA025A*BPBV*0B02630*G |  | Voluntarily Certified | ACAirCoolAllPhase&gt;=240k&lt; | False | False |  |  |  |  | 10.4 |  | 18.8 | 13 | [6 empty] | 242000 | Heating Other Than Electric Re | 08/29/2023 |  | 11/13/2023
Daikin Comfort Technologies Manufacturing, L.P. | Daikin | DPSA025A*BPBV*0B04355*G |  | Voluntarily Certified | ACAirCoolAllPhase&gt;=240k&lt; | False | False |  |  |  |  | 10.5 |  | 18.8 | 13 | [6 empty] | 242000 | Heating Other Than Electric Re | 08/29/2023 |  | 11/13/2023
Daikin Comfort Technologies Manufacturing, L.P. | Daikin | DPSA025A2BPAV*0B02560*G |  | Voluntarily Certified | ACAirCoolAllPhase&gt;=240k&lt; | False | False |  |  |  |  | 10.3 |  | 18.3 | 13 | [6 empty] | 242000 | Heating Other Than Electric Re | 08/29/2023 |  | 11/13/2023
Daikin Comfort Technologies Manufacturing, L.P. | Daikin | DPSA025A2BPDV*0B02500*G |  | Voluntarily Certified | ACAirCoolAllPhase&gt;=240k&lt; | False | False |  |  |  |  | 10.1 |  | 18.2 | 13 | [6 empty] | 242000 | Heating Other Than Electric Re | 08/29/2023 |  | 11/13/2023
Daikin Comfort Technologies Manufacturing, L.P. | Daikin | DPSA025A2BPDV*0B02560*G |  | Voluntarily Certified | ACAirCoolAllPhase&gt;=240k&lt; | False | False |  |  |  |  | 10.1 |  | 18.2 | 13 | [6 empty] | 242000 | Heating Other Than Electric Re | 08/29/2023 |  | 11/13/2023
Daikin Comfort Technologies Manufacturing, L.P. | Daikin | DPSA025A2BPDV*0B04355*G |  | Voluntarily Certified | ACAirCoolAllPhase&gt;=240k&lt; | False | False |  |  |  |  | 10.1 |  | 18.2 | 13 | [6 empty] | 242000 | Heating Other Than Electric Re | 08/29/2023 |  | 11/13/2023
Daikin Comfort Technologies Manufacturing, L.P. | Daikin | RPS020DLA-4-V-5 |  | Voluntarily Certified | ACAirCoolAllPhase&gt;=240k&lt; | False | False |  |  |  |  | 9.8 |  | 13.3 | 13 | [6 empty] | 242000 | Heating Other Than Electric Re | 08/29/2023 |  | 11/13/2023
Daikin Comfort Technologies Manufacturing, L.P. | Daikin | RPS020DSA-4-V-5 |  | Voluntarily Certified | ACAirCoolAllPhase&gt;=240k&lt; | False | False |  |  |  |  | 9.8 |  | 13.3 | 13 | [6 empty] | 242000 | Heating Other Than Electric Re | 08/29/2023 |  | 11/13/2023
Daikin Comfort Technologies Manufacturing, L.P. | Daikin | DPS020AHMG-24H |  | Voluntarily Certified | ACAirCoolAllPhase&gt;=240k&lt; | False | False |  |  |  |  | 11 |  | 19.6 | 13 | [6 empty] | 244000 | Heating Other Than Electric Re | 08/29/2023 |  | 11/13/2023
Daikin Comfort Technologies Manufacturing, L.P. | Daikin | DPSA020A*BSCT*0B02450*G |  | Voluntarily Certified | ACAirCoolAllPhase&gt;=240k&lt; | False | False |  |  |  |  | 10.2 |  | 16 | 13 | [6 empty] | 244000 | Heating Other Than Electric Re | 08/29/2023 |  | 11/13/2023
Daikin Comfort Technologies Manufacturing, L.P. | Daikin | DPSA020A*BSCT*0B02500*G |  | Voluntarily Certified | ACAirCoolAllPhase&gt;=240k&lt; | False | False |  |  |  |  | 10.2 |  | 16 | 13 | [6 empty] | 244000 | Heating Other Than Electric Re | 08/29/2023 |  | 11/13/2023
Daikin Comfort Technologies Manufacturing, L.P. | Daikin | DPSA020A*BSCT*0B02560*G |  | Voluntarily Certified | ACAirCoolAllPhase&gt;=240k&lt; | False | False |  |  |  |  | 10.2 |  | 16 | 13 | [6 empty] | 244000 | Heating Other Than Electric Re | 08/29/2023 |  | 11/13/2023
Daikin Comfort Technologies Manufacturing, L.P. | Daikin | DPSA020A2BSBT*0B02450*G |  | Voluntarily Certified | ACAirCoolAllPhase&gt;=240k&lt; | False | False |  |  |  |  | 10.1 |  | 16 | 13 | [6 empty] | 244000 | Heating Other Than Electric Re | 08/29/2023 |  | 11/13/2023
Daikin Comfort Technologies Manufacturing, L.P. | Daikin | DPSA020A2BSBT*0B02500*G |  | Voluntarily Certified | ACAirCoolAllPhase&gt;=240k&lt; | False | False |  |  |  |  | 10.1 |  | 16.1 | 13 | [6 empty] | 244000 | Heating Other Than Electric Re | 08/29/2023 |  | 11/13/2023
Daikin Comfort Technologies Manufacturing, L.P. | Daikin | DPSA020A2BSBT*0B02560*G |  | Voluntarily Certified | ACAirCoolAllPhase&gt;=240k&lt; | False | False |  |  |  |  | 10.1 |  | 16.1 | 13 | [6 empty] | 244000 | Heating Other Than Electric Re | 08/29/2023 |  | 11/13/2023
Daikin Comfort Technologies Manufacturing, L.P. | Daikin | DPSA020A2BSBT*0B02630*G |  | Voluntarily Certified | ACAirCoolAllPhase&gt;=240k&lt; | False | False |  |  |  |  | 10.1 |  | 16 | 13 | [6 empty] | 244000 | Heating Other Than Electric Re | 08/29/2023 |  | 11/13/2023
Daikin Comfort Technologies Manufacturing, L.P. | Daikin | DPSA020A2BSBT*0B04355*G |  | Voluntarily Certified | ACAirCoolAllPhase&gt;=240k&lt; | False | False |  |  |  |  | 10.1 |  | 16 | 13 | [6 empty] | 244000 | Heating Other Than Electric Re | 08/29/2023 |  | 11/13/2023
Daikin Comfort Technologies Manufacturing, L.P. | Daikin | DPSA020A4BSCT*0B04450*G |  | Voluntarily Certified | ACAirCoolAllPhase&gt;=240k&lt; | False | False |  |  |  |  | 10.3 |  | 16.1 | 13 | [6 empty] | 244000 | Heating Other Than Electric Re | 08/29/2023 |  | 11/13/2023
Daikin Comfort Technologies Manufacturing, L.P. | Daikin | DPSA020A5BSCT*0B04450*G |  | Voluntarily Certified | ACAirCoolAllPhase&gt;=240k&lt; | False | False |  |  |  |  | 10.3 |  | 16.1 | 13 | [6 empty] | 244000 | Heating Other Than Electric Re | 08/29/2023 |  | 11/13/2023
Daikin Comfort Technologies Manufacturing, L.P. | Daikin | DPSA025A*BPAV*0B02450*G |  | Voluntarily Certified | ACAirCoolAllPhase&gt;=240k&lt; | False | False |  |  |  |  | 10.6 |  | 18.5 | 13 | [6 empty] | 244000 | Heating Other Than Electric Re | 08/29/2023 |  | 11/13/2023
Daikin Comfort Technologies Manufacturing, L.P. | Daikin | DPSA025A*BPAV*0B02500*G |  | Voluntarily Certified | ACAirCoolAllPhase&gt;=240k&lt; | False | False |  |  |  |  | 10.6 |  | 18.6 | 13 | [6 empty] | 244000 | Heating Other Than Electric Re | 08/29/2023 |  | 11/13/2023
Daikin Comfort Technologies Manufacturing, L.P. | Daikin | DPSA025A*BPAV*0B02560*G |  | Voluntarily Certified | ACAirCoolAllPhase&gt;=240k&lt; | False | False |  |  |  |  | 10.6 |  | 18.6 | 13 | [6 empty] | 244000 | Heating Other Than Electric Re | 08/29/2023 |  | 11/13/2023
Daikin Comfort Technologies Manufacturing, L.P. | Daikin | DPSA025A*BPAV*0B02630*G |  | Voluntarily Certified | ACAirCoolAllPhase&gt;=240k&lt; | False | False |  |  |  |  | 10.6 |  | 18.6 | 13 | [6 empty] | 244000 | Heating Other Than Electric Re | 08/29/2023 |  | 11/13/2023
Daikin Comfort Technologies Manufacturing, L.P. | Daikin | DPSA025A*BPAV*0B04355*G |  | Voluntarily Certified | ACAirCoolAllPhase&gt;=240k&lt; | False | False |  |  |  |  | 10.6 |  | 18.6 | 13 | [6 empty] | 244000 | Heating Other Than Electric Re | 08/29/2023 |  | 11/13/2023
Daikin Comfort Technologies Manufacturing, L.P. | Daikin | DPSA025A*BPDV*0B02450*G |  | Voluntarily Certified | ACAirCoolAllPhase&gt;=240k&lt; | False | False |  |  |  |  | 10.4 |  | 18.4 | 13 | [6 empty] | 244000 | Heating Other Than Electric Re | 08/29/2023 |  | 11/13/2023
Daikin Comfort Technologies Manufacturing, L.P. | Daikin | DPSA025A*BPDV*0B02500*G |  | Voluntarily Certified | ACAirCoolAllPhase&gt;=240k&lt; | False | False |  |  |  |  | 10.4 |  | 18.4 | 13 | [6 empty] | 244000 | Heating Other Than Electric Re | 08/29/2023 |  | 11/13/2023
Daikin Comfort Technologies Manufacturing, L.P. | Daikin | DPSA025A*BPDV*0B02560*G |  | Voluntarily Certified | ACAirCoolAllPhase&gt;=240k&lt; | False | False |  |  |  |  | 10.4 |  | 18.4 | 13 | [6 empty] | 244000 | Heating Other Than Electric Re | 08/29/2023 |  | 11/13/2023
Daikin Comfort Technologies Manufacturing, L.P. | Daikin | DPSA025A*BPDV*0B02630*G |  | Voluntarily Certified | ACAirCoolAllPhase&gt;=240k&lt; | False | False |  |  |  |  | 10.3 |  | 18.4 | 13 | [6 empty] | 244000 | Heating Other Than Electric Re | 08/29/2023 |  | 11/13/2023
Daikin Comfort Technologies Manufacturing, L.P. | Daikin | DPSA025A*BPDV*0B04355*G |  | Voluntarily Certified | ACAirCoolAllPhase&gt;=240k&lt; | False | False |  |  |  |  | 10.4 |  | 18.4 | 13 | [6 empty] | 244000 | Heating Other Than Electric Re | 08/29/2023 |  | 11/13/2023
Daikin Comfort Technologies Manufacturing, L.P. | Daikin | DPSA025A4BPAV*0B04450*G |  | Voluntarily Certified | ACAirCoolAllPhase&gt;=240k&lt; | False | False |  |  |  |  | 10.7 |  | 18.6 | 13 | [6 empty] | 244000 | Heating Other Than Electric Re | 08/29/2023 |  | 11/13/2023
Daikin Comfort Technologies Manufacturing, L.P. | Daikin | DPSA025A4BPBV*0B04450*G |  | Voluntarily Certified | ACAirCoolAllPhase&gt;=240k&lt; | False | False |  |  |  |  | 10.5 |  | 18.9 | 13 | [6 empty] | 244000 | Heating Other Than Electric Re | 08/29/2023 |  | 11/13/2023
Daikin Comfort Technologies Manufacturing, L.P. | Daikin | DPSA025A4BPDV*0B04450*G |  | Voluntarily Certified | ACAirCoolAllPhase&gt;=240k&lt; | False | False |  |  |  |  | 10.5 |  | 18.5 | 13 | [6 empty] | 244000 | Heating Other Than Electric Re | 08/29/2023 |  | 11/13/2023
Daikin Comfort Technologies Manufacturing, L.P. | Daikin | DPSA025A5BPAV*0B04450*G |  | Voluntarily Certified | ACAirCoolAllPhase&gt;=240k&lt; | False | False |  |  |  |  | 10.7 |  | 18.6 | 13 | [6 empty] | 244000 | Heating Other Than Electric Re | 08/29/2023 |  | 11/13/2023
Daikin Comfort Technologies Manufacturing, L.P. | Daikin | DPSA025A5BPBV*0B04450*G |  | Voluntarily Certified | ACAirCoolAllPhase&gt;=240k&lt; | False | False |  |  |  |  | 10.5 |  | 18.9 | 13 | [6 empty] | 244000 | Heating Other Than Electric Re | 08/29/2023 |  | 11/13/2023
Daikin Comfort Technologies Manufacturing, L.P. | Daikin | DPSA025A5BPDV*0B04450*G |  | Voluntarily Certified | ACAirCoolAllPhase&gt;=240k&lt; | False | False |  |  |  |  | 10.5 |  | 18.5 | 13 | [6 empty] | 244000 | Heating Other Than Electric Re | 08/29/2023 |  | 11/13/2023
Daikin Comfort Technologies Manufacturing, L.P. | Daikin | RPS020DLA-2-V-6 |  | Voluntarily Certified | ACAirCoolAllPhase&gt;=240k&lt; | False | False |  |  |  |  | 9.8 |  | 13.2 | 13 | [6 empty] | 244000 | Heating Other Than Electric Re | 08/29/2023 |  | 11/13/2023
Daikin Comfort Technologies Manufacturing, L.P. | Daikin | RPS020DSA-2-V-6 |  | Voluntarily Certified | ACAirCoolAllPhase&gt;=240k&lt; | False | False |  |  |  |  | 9.8 |  | 13.2 | 13 | [6 empty] | 244000 | Heating Other Than Electric Re | 08/29/2023 |  | 11/13/2023
Daikin Comfort Technologies Manufacturing, L.P. | Daikin | DPS020AHMG-24 |  | Voluntarily Certified | ACAirCoolAllPhase&gt;=240k&lt; | False | False |  |  |  |  | 11.1 |  | 20.3 | 13 | [6 empty] | 246000 | Heating Other Than Electric Re | 08/29/2023 |  | 11/13/2023
Daikin Comfort Technologies Manufacturing, L.P. | Daikin | DPSA020A*BSAT*0B02355*G |  | Voluntarily Certified | ACAirCoolAllPhase&gt;=240k&lt; | False | False |  |  |  |  | 10 |  | 15.7 | 13 | [6 empty] | 246000 | Heating Other Than Electric Re | 08/29/2023 |  | 11/13/2023
Daikin Comfort Technologies Manufacturing, L.P. | Daikin | DPSA020A2BSAT*0B02450*G |  | Voluntarily Certified | ACAirCoolAllPhase&gt;=240k&lt; | False | False |  |  |  |  | 10.2 |  | 15.8 | 13 | [6 empty] | 246000 | Heating Other Than Electric Re | 08/29/2023 |  | 11/13/2023
Daikin Comfort Technologies Manufacturing, L.P. | Daikin | DPSA020A2BSAT*0B02500*G |  | Voluntarily Certified | ACAirCoolAllPhase&gt;=240k&lt; | False | False |  |  |  |  | 10.3 |  | 15.8 | 13 | [6 empty] | 246000 | Heating Other Than Electric Re | 08/29/2023 |  | 11/13/2023
Daikin Comfort Technologies Manufacturing, L.P. | Daikin | DPSA020A2BSAT*0B02560*G |  | Voluntarily Certified | ACAirCoolAllPhase&gt;=240k&lt; | False | False |  |  |  |  | 10.3 |  | 15.8 | 13 | [6 empty] | 246000 | Heating Other Than Electric Re | 08/29/2023 |  | 11/13/2023
Daikin Comfort Technologies Manufacturing, L.P. | Daikin | DPSA020A2BSAT*0B02630*G |  | Voluntarily Certified | ACAirCoolAllPhase&gt;=240k&lt; | False | False |  |  |  |  | 10.2 |  | 15.8 | 13 | [6 empty] | 246000 | Heating Other Than Electric Re | 08/29/2023 |  | 11/13/2023
Daikin Comfort Technologies Manufacturing, L.P. | Daikin | DPSA020A2BSAT*0B04355*G |  | Voluntarily Certified | ACAirCoolAllPhase&gt;=240k&lt; | False | False |  |  |  |  | 10.3 |  | 15.8 | 13 | [6 empty] | 246000 | Heating Other Than Electric Re | 08/29/2023 |  | 11/13/2023
Daikin Comfort Technologies Manufacturing, L.P. | Daikin | DPSA020A2BSDT*0B02450*G |  | Voluntarily Certified | ACAirCoolAllPhase&gt;=240k&lt; | False | False |  |  |  |  | 10.1 |  | 15.7 | 13 | [6 empty] | 246000 | Heating Other Than Electric Re | 08/29/2023 |  | 11/13/2023
Daikin Comfort Technologies Manufacturing, L.P. | Daikin | DPSA020A2BSDT*0B02500*G |  | Voluntarily Certified | ACAirCoolAllPhase&gt;=240k&lt; | False | False |  |  |  |  | 10.1 |  | 15.8 | 13 | [6 empty] | 246000 | Heating Other Than Electric Re | 08/29/2023 |  | 11/13/2023
Daikin Comfort Technologies Manufacturing, L.P. | Daikin | DPSA020A2BSDT*0B02560*G |  | Voluntarily Certified | ACAirCoolAllPhase&gt;=240k&lt; | False | False |  |  |  |  | 10.1 |  | 15.8 | 13 | [6 empty] | 246000 | Heating Other Than Electric Re | 08/29/2023 |  | 11/13/2023
Daikin Comfort Technologies Manufacturing, L.P. | Daikin | DPSA020A2BSDT*0B02630*G |  | Voluntarily Certified | ACAirCoolAllPhase&gt;=240k&lt; | False | False |  |  |  |  | 10.1 |  | 15.7 | 13 | [6 empty] | 246000 | Heating Other Than Electric Re | 08/29/2023 |  | 11/13/2023
Daikin Comfort Technologies Manufacturing, L.P. | Daikin | DPSA020A2BSDT*0B04355*G |  | Voluntarily Certified | ACAirCoolAllPhase&gt;=240k&lt; | False | False |  |  |  |  | 10.1 |  | 15.8 | 13 | [6 empty] | 246000 | Heating Other Than Electric Re | 08/29/2023 |  | 11/13/2023
Daikin Comfort Technologies Manufacturing, L.P. | Daikin | RPS020DLA-4-V-6 |  | Voluntarily Certified | ACAirCoolAllPhase&gt;=240k&lt; | False | False |  |  |  |  | 9.9 |  | 13.4 | 13 | [6 empty] | 246000 | Heating Other Than Electric Re | 08/29/2023 |  | 11/13/2023
Daikin Comfort Technologies Manufacturing, L.P. | Daikin | RPS020DSA-4-V-6 |  | Voluntarily Certified | ACAirCoolAllPhase&gt;=240k&lt; | False | False |  |  |  |  | 9.9 |  | 13.4 | 13 | [6 empty] | 246000 | Heating Other Than Electric Re | 08/29/2023 |  | 11/13/2023
Daikin Comfort Technologies Manufacturing, L.P. | Daikin | DPSA020A*BSBT*0B02450*G |  | Voluntarily Certified | ACAirCoolAllPhase&gt;=240k&lt; | False | False |  |  |  |  | 10.4 |  | 16.4 | 13 | [6 empty] | 248000 | Heating Other Than Electric Re | 08/29/2023 |  | 11/13/2023
Daikin Comfort Technologies Manufacturing, L.P. | Daikin | DPSA020A*BSBT*0B02500*G |  | Voluntarily Certified | ACAirCoolAllPhase&gt;=240k&lt; | False | False |  |  |  |  | 10.4 |  | 16.4 | 13 | [6 empty] | 248000 | Heating Other Than Electric Re | 08/29/2023 |  | 11/13/2023
Daikin Comfort Technologies Manufacturing, L.P. | Daikin | DPSA020A*BSBT*0B02560*G |  | Voluntarily Certified | ACAirCoolAllPhase&gt;=240k&lt; | False | False |  |  |  |  | 10.4 |  | 16.4 | 13 | [6 empty] | 248000 | Heating Other Than Electric Re | 08/29/2023 |  | 11/13/2023
Daikin Comfort Technologies Manufacturing, L.P. | Daikin | DPSA020A*BSBT*0B02630*G |  | Voluntarily Certified | ACAirCoolAllPhase&gt;=240k&lt; | False | False |  |  |  |  | 10.4 |  | 16.4 | 13 | [6 empty] | 248000 | Heating Other Than Electric Re | 08/29/2023 |  | 11/13/2023
Daikin Comfort Technologies Manufacturing, L.P. | Daikin | DPSA020A*BSBT*0B04355*G |  | Voluntarily Certified | ACAirCoolAllPhase&gt;=240k&lt; | False | False |  |  |  |  | 10.4 |  | 16.4 | 13 | [6 empty] | 248000 | Heating Other Than Electric Re | 08/29/2023 |  | 11/13/2023
Daikin Comfort Technologies Manufacturing, L.P. | Daikin | DPSA020A4BSBT*0B04450*G |  | Voluntarily Certified | ACAirCoolAllPhase&gt;=240k&lt; | False | False |  |  |  |  | 10.5 |  | 16.4 | 13 | [6 empty] | 248000 | Heating Other Than Electric Re | 08/29/2023 |  | 11/13/2023
Daikin Comfort Technologies Manufacturing, L.P. | Daikin | DPSA020A5BSBT*0B04450*G |  | Voluntarily Certified | ACAirCoolAllPhase&gt;=240k&lt; | False | False |  |  |  |  | 10.5 |  | 16.4 | 13 | [6 empty] | 248000 | Heating Other Than Electric Re | 08/29/2023 |  | 11/13/2023
Daikin Comfort Technologies Manufacturing, L.P. | Daikin | DPSA025A2BHCM*0B02450*G |  | Voluntarily Certified | ACAirCoolAllPhase&gt;=240k&lt; | False | False |  |  |  |  | 10 |  | 15.9 | 13 | [6 empty] | 248000 | Heating Other Than Electric Re | 08/29/2023 |  | 11/13/2023
Daikin Comfort Technologies Manufacturing, L.P. | Daikin | DPSA025A2BHCM*0B02500*G |  | Voluntarily Certified | ACAirCoolAllPhase&gt;=240k&lt; | False | False |  |  |  |  | 10 |  | 15.9 | 13 | [6 empty] | 248000 | Heating Other Than Electric Re | 08/29/2023 |  | 11/13/2023
Daikin Comfort Technologies Manufacturing, L.P. | Daikin | DPSA025A2BHCM*0B02560*G |  | Voluntarily Certified | ACAirCoolAllPhase&gt;=240k&lt; | False | False |  |  |  |  | 10 |  | 16 | 13 | [6 empty] | 248000 | Heating Other Than Electric Re | 08/29/2023 |  | 11/13/2023
Daikin Comfort Technologies Manufacturing, L.P. | Daikin | DPSA025A2BHCM*0B02630*G |  | Voluntarily Certified | ACAirCoolAllPhase&gt;=240k&lt; | False | False |  |  |  |  | 10 |  | 15.9 | 13 | [6 empty] | 248000 | Heating Other Than Electric Re | 08/29/2023 |  | 11/13/2023
Daikin Comfort Technologies Manufacturing, L.P. | Daikin | DPSA025A2BHCM*0B04355*G |  | Voluntarily Certified | ACAirCoolAllPhase&gt;=240k&lt; | False | False |  |  |  |  | 10 |  | 15.9 | 13 | [6 empty] | 248000 | Heating Other Than Electric Re | 08/29/2023 |  | 11/13/2023
Daikin Comfort Technologies Manufacturing, L.P. | Daikin | DPSA025A2BSCT*0B02450*G |  | Voluntarily Certified | ACAirCoolAllPhase&gt;=240k&lt; | False | False |  |  |  |  | 10 |  | 14.3 | 13 | [6 empty] | 248000 | Heating Other Than Electric Re | 08/29/2023 |  | 11/13/2023
Daikin Comfort Technologies Manufacturing, L.P. | Daikin | DPSA025A2BSCT*0B02500*G |  | Voluntarily Certified | ACAirCoolAllPhase&gt;=240k&lt; | False | False |  |  |  |  | 10 |  | 14.3 | 13 | [6 empty] | 248000 | Heating Other Than Electric Re | 08/29/2023 |  | 11/13/2023
Daikin Comfort Technologies Manufacturing, L.P. | Daikin | DPSA025A2BSCT*0B02560*G |  | Voluntarily Certified | ACAirCoolAllPhase&gt;=240k&lt; | False | False |  |  |  |  | 10 |  | 14.3 | 13 | [6 empty] | 248000 | Heating Other Than Electric Re | 08/29/2023 |  | 11/13/2023
Daikin Comfort Technologies Manufacturing, L.P. | Daikin | DPSA025A2BSCT*0B02630*G |  | Voluntarily Certified | ACAirCoolAllPhase&gt;=240k&lt; | False | False |  |  |  |  | 10 |  | 14.3 | 13 | [6 empty] | 248000 | Heating Other Than Electric Re | 08/29/2023 |  | 11/13/2023
Daikin Comfort Technologies Manufacturing, L.P. | Daikin | DPSA025A2BSCT*0B04355*G |  | Voluntarily Certified | ACAirCoolAllPhase&gt;=240k&lt; | False | False |  |  |  |  | 10 |  | 14.3 | 13 | [6 empty] | 248000 | Heating Other Than Electric Re | 08/29/2023 |  | 11/13/2023
Daikin Comfort Technologies Manufacturing, L.P. | Daikin | DPSA020A*BSAT*0B02450*G |  | Voluntarily Certified | ACAirCoolAllPhase&gt;=240k&lt; | False | False |  |  |  |  | 10.5 |  | 16.3 | 13 | [6 empty] | 250000 | Heating Other Than Electric Re | 08/29/2023 |  | 11/13/2023
Daikin Comfort Technologies Manufacturing, L.P. | Daikin | DPSA020A*BSAT*0B02500*G |  | Voluntarily Certified | ACAirCoolAllPhase&gt;=240k&lt; | False | False |  |  |  |  | 10.6 |  | 16.3 | 13 | [6 empty] | 250000 | Heating Other Than Electric Re | 08/29/2023 |  | 11/13/2023
Daikin Comfort Technologies Manufacturing, L.P. | Daikin | DPSA020A*BSAT*0B02560*G |  | Voluntarily Certified | ACAirCoolAllPhase&gt;=240k&lt; | False | False |  |  |  |  | 10.6 |  | 16.3 | 13 | [6 empty] | 250000 | Heating Other Than Electric Re | 08/29/2023 |  | 11/13/2023
Daikin Comfort Technologies Manufacturing, L.P. | Daikin | DPSA020A*BSAT*0B02630*G |  | Voluntarily Certified | ACAirCoolAllPhase&gt;=240k&lt; | False | False |  |  |  |  | 10.6 |  | 16.3 | 13 | [6 empty] | 250000 | Heating Other Than Electric Re | 08/29/2023 |  | 11/13/2023
Daikin Comfort Technologies Manufacturing, L.P. | Daikin | DPSA020A*BSAT*0B04355*G |  | Voluntarily Certified | ACAirCoolAllPhase&gt;=240k&lt; | False | False |  |  |  |  | 10.6 |  | 16.3 | 13 | [6 empty] | 250000 | Heating Other Than Electric Re | 08/29/2023 |  | 11/13/2023
Daikin Comfort Technologies Manufacturing, L.P. | Daikin | DPSA020A*BSCT*0B04355*G |  | Voluntarily Certified | ACAirCoolAllPhase&gt;=240k&lt; | False | False |  |  |  |  | 10.5 |  | 16 | 13 | [6 empty] | 250000 | Heating Other Than Electric Re | 08/29/2023 |  | 11/13/2023
Daikin Comfort Technologies Manufacturing, L.P. | Daikin | DPSA020A*BSDT*0B02450*G |  | Voluntarily Certified | ACAirCoolAllPhase&gt;=240k&lt; | False | False |  |  |  |  | 10.4 |  | 16.1 | 13 | [6 empty] | 250000 | Heating Other Than Electric Re | 08/29/2023 |  | 11/13/2023
Daikin Comfort Technologies Manufacturing, L.P. | Daikin | DPSA020A*BSDT*0B02500*G |  | Voluntarily Certified | ACAirCoolAllPhase&gt;=240k&lt; | False | False |  |  |  |  | 10.4 |  | 16.1 | 13 | [6 empty] | 250000 | Heating Other Than Electric Re | 08/29/2023 |  | 11/13/2023
Daikin Comfort Technologies Manufacturing, L.P. | Daikin | DPSA020A*BSDT*0B02560*G |  | Voluntarily Certified | ACAirCoolAllPhase&gt;=240k&lt; | False | False |  |  |  |  | 10.4 |  | 16.1 | 13 | [6 empty] | 250000 | Heating Other Than Electric Re | 08/29/2023 |  | 11/13/2023
Daikin Comfort Technologies Manufacturing, L.P. | Daikin | DPSA020A*BSDT*0B02630*G |  | Voluntarily Certified | ACAirCoolAllPhase&gt;=240k&lt; | False | False |  |  |  |  | 10.4 |  | 16 | 13 | [6 empty] | 250000 | Heating Other Than Electric Re | 08/29/2023 |  | 11/13/2023
Daikin Comfort Technologies Manufacturing, L.P. | Daikin | DPSA020A*BSDT*0B04355*G |  | Voluntarily Certified | ACAirCoolAllPhase&gt;=240k&lt; | False | False |  |  |  |  | 10.4 |  | 16.1 | 13 | [6 empty] | 250000 | Heating Other Than Electric Re | 08/29/2023 |  | 11/13/2023
Daikin Comfort Technologies Manufacturing, L.P. | Daikin | DPSA020A4BSAT*0B04450*G |  | Voluntarily Certified | ACAirCoolAllPhase&gt;=240k&lt; | False | False |  |  |  |  | 10.6 |  | 16.3 | 13 | [6 empty] | 250000 | Heating Other Than Electric Re | 08/29/2023 |  | 11/13/2023
Daikin Comfort Technologies Manufacturing, L.P. | Daikin | DPSA020A4BSDT*0B04450*G |  | Voluntarily Certified | ACAirCoolAllPhase&gt;=240k&lt; | False | False |  |  |  |  | 10.5 |  | 16.1 | 13 | [6 empty] | 250000 | Heating Other Than Electric Re | 08/29/2023 |  | 11/13/2023
Daikin Comfort Technologies Manufacturing, L.P. | Daikin | DPSA020A5BSAT*0B04450*G |  | Voluntarily Certified | ACAirCoolAllPhase&gt;=240k&lt; | False | False |  |  |  |  | 10.6 |  | 16.3 | 13 | [6 empty] | 250000 | Heating Other Than Electric Re | 08/29/2023 |  | 11/13/2023
Daikin Comfort Technologies Manufacturing, L.P. | Daikin | DPSA020A5BSDT*0B04450*G |  | Voluntarily Certified | ACAirCoolAllPhase&gt;=240k&lt; | False | False |  |  |  |  | 10.5 |  | 16.1 | 13 | [6 empty] | 250000 | Heating Other Than Electric Re | 08/29/2023 |  | 11/13/2023
Daikin Comfort Technologies Manufacturing, L.P. | Daikin | RPS021DSA-2-V-6 |  | Voluntarily Certified | ACAirCoolAllPhase&gt;=240k&lt; | False | False |  |  |  |  | 10.3 |  | 14.4 | 13 | [6 empty] | 250000 | Heating Other Than Electric Re | 08/29/2023 |  | 11/13/2023
Daikin Comfort Technologies Manufacturing, L.P. | Daikin | DPSA025A*BHCM*0B02450*G |  | Voluntarily Certified | ACAirCoolAllPhase&gt;=240k&lt; | False | False |  |  |  |  | 10.3 |  | 16.1 | 13 | [6 empty] | 252000 | Heating Other Than Electric Re | 08/29/2023 |  | 11/13/2023
Daikin Comfort Technologies Manufacturing, L.P. | Daikin | DPSA025A*BHCM*0B02500*G |  | Voluntarily Certified | ACAirCoolAllPhase&gt;=240k&lt; | False | False |  |  |  |  | 10.3 |  | 16.2 | 13 | [6 empty] | 252000 | Heating Other Than Electric Re | 08/29/2023 |  | 11/13/2023
Daikin Comfort Technologies Manufacturing, L.P. | Daikin | DPSA025A*BHCM*0B02560*G |  | Voluntarily Certified | ACAirCoolAllPhase&gt;=240k&lt; | False | False |  |  |  |  | 10.3 |  | 16.2 | 13 | [6 empty] | 252000 | Heating Other Than Electric Re | 08/29/2023 |  | 11/13/2023
Daikin Comfort Technologies Manufacturing, L.P. | Daikin | DPSA025A*BHCM*0B02630*G |  | Voluntarily Certified | ACAirCoolAllPhase&gt;=240k&lt; | False | False |  |  |  |  | 10.3 |  | 16.1 | 13 | [6 empty] | 252000 | Heating Other Than Electric Re | 08/29/2023 |  | 11/13/2023
Daikin Comfort Technologies Manufacturing, L.P. | Daikin | DPSA025A*BHCM*0B04355*G |  | Voluntarily Certified | ACAirCoolAllPhase&gt;=240k&lt; | False | False |  |  |  |  | 10.3 |  | 16.2 | 13 | [6 empty] | 252000 | Heating Other Than Electric Re | 08/29/2023 |  | 11/13/2023
Daikin Comfort Technologies Manufacturing, L.P. | Daikin | DPSA025A*BSCT*0B02450*G |  | Voluntarily Certified | ACAirCoolAllPhase&gt;=240k&lt; | False | False |  |  |  |  | 10.3 |  | 16.1 | 13 | [6 empty] | 252000 | Heating Other Than Electric Re | 08/29/2023 |  | 11/13/2023
Daikin Comfort Technologies Manufacturing, L.P. | Daikin | DPSA025A*BSCT*0B02500*G |  | Voluntarily Certified | ACAirCoolAllPhase&gt;=240k&lt; | False | False |  |  |  |  | 10.3 |  | 16.2 | 13 | [6 empty] | 252000 | Heating Other Than Electric Re | 08/29/2023 |  | 11/13/2023
Daikin Comfort Technologies Manufacturing, L.P. | Daikin | DPSA025A*BSCT*0B02560*G |  | Voluntarily Certified | ACAirCoolAllPhase&gt;=240k&lt; | False | False |  |  |  |  | 10.3 |  | 16.2 | 13 | [6 empty] | 252000 | Heating Other Than Electric Re | 08/29/2023 |  | 11/13/2023
Daikin Comfort Technologies Manufacturing, L.P. | Daikin | DPSA025A*BSCT*0B02630*G |  | Voluntarily Certified | ACAirCoolAllPhase&gt;=240k&lt; | False | False |  |  |  |  | 10.3 |  | 16.1 | 13 | [6 empty] | 252000 | Heating Other Than Electric Re | 08/29/2023 |  | 11/13/2023
Daikin Comfort Technologies Manufacturing, L.P. | Daikin | DPSA025A*BSCT*0B04355*G |  | Voluntarily Certified | ACAirCoolAllPhase&gt;=240k&lt; | False | False |  |  |  |  | 10.3 |  | 16.2 | 13 | [6 empty] | 252000 | Heating Other Than Electric Re | 08/29/2023 |  | 11/13/2023
Daikin Comfort Technologies Manufacturing, L.P. | Daikin | DPSA025A2BHBM*0B02450*G |  | Voluntarily Certified | ACAirCoolAllPhase&gt;=240k&lt; | False | False |  |  |  |  | 10.2 |  | 16.2 | 13 | [6 empty] | 252000 | Heating Other Than Electric Re | 08/29/2023 |  | 11/13/2023
Daikin Comfort Technologies Manufacturing, L.P. | Daikin | DPSA025A2BHBM*0B02500*G |  | Voluntarily Certified | ACAirCoolAllPhase&gt;=240k&lt; | False | False |  |  |  |  | 10.2 |  | 16.3 | 13 | [6 empty] | 252000 | Heating Other Than Electric Re | 08/29/2023 |  | 11/13/2023
Daikin Comfort Technologies Manufacturing, L.P. | Daikin | DPSA025A2BHBM*0B02560*G |  | Voluntarily Certified | ACAirCoolAllPhase&gt;=240k&lt; | False | False |  |  |  |  | 10.2 |  | 16.3 | 13 | [6 empty] | 252000 | Heating Other Than Electric Re | 08/29/2023 |  | 11/13/2023
Daikin Comfort Technologies Manufacturing, L.P. | Daikin | DPSA025A2BHBM*0B02630*G |  | Voluntarily Certified | ACAirCoolAllPhase&gt;=240k&lt; | False | False |  |  |  |  | 10.2 |  | 16.2 | 13 | [6 empty] | 252000 | Heating Other Than Electric Re | 08/29/2023 |  | 11/13/2023
Daikin Comfort Technologies Manufacturing, L.P. | Daikin | DPSA025A2BSBT*0B02450*G |  | Voluntarily Certified | ACAirCoolAllPhase&gt;=240k&lt; | False | False |  |  |  |  | 10.2 |  | 16.1 | 13 | [6 empty] | 252000 | Heating Other Than Electric Re | 08/29/2023 |  | 11/13/2023
Daikin Comfort Technologies Manufacturing, L.P. | Daikin | DPSA025A2BSBT*0B02500*G |  | Voluntarily Certified | ACAirCoolAllPhase&gt;=240k&lt; | False | False |  |  |  |  | 10.2 |  | 16.2 | 13 | [6 empty] | 252000 | Heating Other Than Electric Re | 08/29/2023 |  | 11/13/2023
Daikin Comfort Technologies Manufacturing, L.P. | Daikin | DPSA025A2BSBT*0B02560*G |  | Voluntarily Certified | ACAirCoolAllPhase&gt;=240k&lt; | False | False |  |  |  |  | 10.2 |  | 16.2 | 13 | [6 empty] | 252000 | Heating Other Than Electric Re | 08/29/2023 |  | 11/13/2023
Daikin Comfort Technologies Manufacturing, L.P. | Daikin | DPSA025A2BSBT*0B02630*G |  | Voluntarily Certified | ACAirCoolAllPhase&gt;=240k&lt; | False | False |  |  |  |  | 10.2 |  | 16.2 | 13 | [6 empty] | 252000 | Heating Other Than Electric Re | 08/29/2023 |  | 11/13/2023
Daikin Comfort Technologies Manufacturing, L.P. | Daikin | DPSA025A2BSBT*0B04355*G |  | Voluntarily Certified | ACAirCoolAllPhase&gt;=240k&lt; | False | False |  |  |  |  | 10.2 |  | 16.2 | 13 | [6 empty] | 252000 | Heating Other Than Electric Re | 08/29/2023 |  | 11/13/2023
Daikin Comfort Technologies Manufacturing, L.P. | Daikin | DPSA025A4BHCM*0B04450*G |  | Voluntarily Certified | ACAirCoolAllPhase&gt;=240k&lt; | False | False |  |  |  |  | 10.4 |  | 16.2 | 13 | [6 empty] | 252000 | Heating Other Than Electric Re | 08/29/2023 |  | 11/13/2023
Daikin Comfort Technologies Manufacturing, L.P. | Daikin | DPSA025A4BSCT*0B04450*G |  | Voluntarily Certified | ACAirCoolAllPhase&gt;=240k&lt; | False | False |  |  |  |  | 10.4 |  | 16.2 | 13 | [6 empty] | 252000 | Heating Other Than Electric Re | 08/29/2023 |  | 11/13/2023
Daikin Comfort Technologies Manufacturing, L.P. | Daikin | DPSA025A5BHCM*0B04450*G |  | Voluntarily Certified | ACAirCoolAllPhase&gt;=240k&lt; | False | False |  |  |  |  | 10.4 |  | 16.2 | 13 | [6 empty] | 252000 | Heating Other Than Electric Re | 08/29/2023 |  | 11/13/2023
Daikin Comfort Technologies Manufacturing, L.P. | Daikin | DPSA025A5BSCT*0B04450*G |  | Voluntarily Certified | ACAirCoolAllPhase&gt;=240k&lt; | False | False |  |  |  |  | 10.4 |  | 16.2 | 13 | [6 empty] | 252000 | Heating Other Than Electric Re | 08/29/2023 |  | 11/13/2023
Daikin Comfort Technologies Manufacturing, L.P. | Daikin | RPS021DSA-4-V-6 |  | Voluntarily Certified | ACAirCoolAllPhase&gt;=240k&lt; | False | False |  |  |  |  | 10.4 |  | 14.5 | 13 | [6 empty] | 252000 | Heating Other Than Electric Re | 08/29/2023 |  | 11/13/2023
Daikin Comfort Technologies Manufacturing, L.P. | Daikin | DPSA025A*BHAM*0B02355*G |  | Voluntarily Certified | ACAirCoolAllPhase&gt;=240k&lt; | False | False |  |  |  |  | 10.1 |  | 15.9 | 13 | [6 empty] | 256000 | Heating Other Than Electric Re | 08/29/2023 |  | 11/13/2023
Daikin Comfort Technologies Manufacturing, L.P. | Daikin | DPSA025A*BHBM*0B02450*G |  | Voluntarily Certified | ACAirCoolAllPhase&gt;=240k&lt; | False | False |  |  |  |  | 10.5 |  | 16.5 | 13 | [6 empty] | 256000 | Heating Other Than Electric Re | 08/29/2023 |  | 11/13/2023
Daikin Comfort Technologies Manufacturing, L.P. | Daikin | DPSA025A*BHBM*0B02500*G |  | Voluntarily Certified | ACAirCoolAllPhase&gt;=240k&lt; | False | False |  |  |  |  | 10.5 |  | 16.5 | 13 | [6 empty] | 256000 | Heating Other Than Electric Re | 08/29/2023 |  | 11/13/2023
Daikin Comfort Technologies Manufacturing, L.P. | Daikin | DPSA025A*BHBM*0B02560*G |  | Voluntarily Certified | ACAirCoolAllPhase&gt;=240k&lt; | False | False |  |  |  |  | 10.6 |  | 16.5 | 13 | [6 empty] | 256000 | Heating Other Than Electric Re | 08/29/2023 |  | 11/13/2023
Daikin Comfort Technologies Manufacturing, L.P. | Daikin | DPSA025A*BHBM*0B02630*G |  | Voluntarily Certified | ACAirCoolAllPhase&gt;=240k&lt; | False | False |  |  |  |  | 10.5 |  | 16.5 | 13 | [6 empty] | 256000 | Heating Other Than Electric Re | 08/29/2023 |  | 11/13/2023
Daikin Comfort Technologies Manufacturing, L.P. | Daikin | DPSA025A*BHBM*0B04355*G |  | Voluntarily Certified | ACAirCoolAllPhase&gt;=240k&lt; | False | False |  |  |  |  | 10.5 |  | 16.5 | 13 | [6 empty] | 256000 | Heating Other Than Electric Re | 08/29/2023 |  | 11/13/2023
Daikin Comfort Technologies Manufacturing, L.P. | Daikin | DPSA025A*BHDM*0B02355*G |  | Voluntarily Certified | ACAirCoolAllPhase&gt;=240k&lt; | False | False |  |  |  |  | 10 |  | 15.7 | 13 | [6 empty] | 256000 | Heating Other Than Electric Re | 08/29/2023 |  | 11/13/2023
Daikin Comfort Technologies Manufacturing, L.P. | Daikin | DPSA025A*BSAT*0B02355*G |  | Voluntarily Certified | ACAirCoolAllPhase&gt;=240k&lt; | False | False |  |  |  |  | 10.1 |  | 15.8 | 13 | [6 empty] | 256000 | Heating Other Than Electric Re | 08/29/2023 |  | 11/13/2023
Daikin Comfort Technologies Manufacturing, L.P. | Daikin | DPSA025A*BSBT*0B02450*G |  | Voluntarily Certified | ACAirCoolAllPhase&gt;=240k&lt; | False | False |  |  |  |  | 10.5 |  | 16.4 | 13 | [6 empty] | 256000 | Heating Other Than Electric Re | 08/29/2023 |  | 11/13/2023
Daikin Comfort Technologies Manufacturing, L.P. | Daikin | DPSA025A*BSBT*0B02500*G |  | Voluntarily Certified | ACAirCoolAllPhase&gt;=240k&lt; | False | False |  |  |  |  | 10.5 |  | 16.4 | 13 | [6 empty] | 256000 | Heating Other Than Electric Re | 08/29/2023 |  | 11/13/2023
Daikin Comfort Technologies Manufacturing, L.P. | Daikin | DPSA025A*BSBT*0B02560*G |  | Voluntarily Certified | ACAirCoolAllPhase&gt;=240k&lt; | False | False |  |  |  |  | 10.6 |  | 16.4 | 13 | [6 empty] | 256000 | Heating Other Than Electric Re | 08/29/2023 |  | 11/13/2023
Daikin Comfort Technologies Manufacturing, L.P. | Daikin | DPSA025A*BSBT*0B02630*G |  | Voluntarily Certified | ACAirCoolAllPhase&gt;=240k&lt; | False | False |  |  |  |  | 10.5 |  | 16.4 | 13 | [6 empty] | 256000 | Heating Other Than Electric Re | 08/29/2023 |  | 11/13/2023
Daikin Comfort Technologies Manufacturing, L.P. | Daikin | DPSA025A*BSBT*0B04355*G |  | Voluntarily Certified | ACAirCoolAllPhase&gt;=240k&lt; | False | False |  |  |  |  | 10.5 |  | 16.4 | 13 | [6 empty] | 256000 | Heating Other Than Electric Re | 08/29/2023 |  | 11/13/2023
Daikin Comfort Technologies Manufacturing, L.P. | Daikin | DPSA025A*BSDT*0B02355*G |  | Voluntarily Certified | ACAirCoolAllPhase&gt;=240k&lt; | False | False |  |  |  |  | 10 |  | 15.6 | 13 | [6 empty] | 256000 | Heating Other Than Electric Re | 08/29/2023 |  | 11/13/2023
Daikin Comfort Technologies Manufacturing, L.P. | Daikin | DPSA025A2BHAM*0B02450*G |  | Voluntarily Certified | ACAirCoolAllPhase&gt;=240k&lt; | False | False |  |  |  |  | 10.4 |  | 16.2 | 13 | [6 empty] | 256000 | Heating Other Than Electric Re | 08/29/2023 |  | 11/13/2023
Daikin Comfort Technologies Manufacturing, L.P. | Daikin | DPSA025A2BHAM*0B02500*G |  | Voluntarily Certified | ACAirCoolAllPhase&gt;=240k&lt; | False | False |  |  |  |  | 10.4 |  | 16.3 | 13 | [6 empty] | 256000 | Heating Other Than Electric Re | 08/29/2023 |  | 11/13/2023
Daikin Comfort Technologies Manufacturing, L.P. | Daikin | DPSA025A2BHAM*0B02560*G |  | Voluntarily Certified | ACAirCoolAllPhase&gt;=240k&lt; | False | False |  |  |  |  | 10.4 |  | 16.3 | 13 | [6 empty] | 256000 | Heating Other Than Electric Re | 08/29/2023 |  | 11/13/2023
Daikin Comfort Technologies Manufacturing, L.P. | Daikin | DPSA025A2BHAM*0B02630*G |  | Voluntarily Certified | ACAirCoolAllPhase&gt;=240k&lt; | False | False |  |  |  |  | 10.4 |  | 16.3 | 13 | [6 empty] | 256000 | Heating Other Than Electric Re | 08/29/2023 |  | 11/13/2023
Daikin Comfort Technologies Manufacturing, L.P. | Daikin | DPSA025A2BHBM*0B04355*G |  | Voluntarily Certified | ACAirCoolAllPhase&gt;=240k&lt; | False | False |  |  |  |  | 10.4 |  | 16.3 | 13 | [6 empty] | 256000 | Heating Other Than Electric Re | 08/29/2023 |  | 11/13/2023
Daikin Comfort Technologies Manufacturing, L.P. | Daikin | DPSA025A2BHDM*0B02450*G |  | Voluntarily Certified | ACAirCoolAllPhase&gt;=240k&lt; | False | False |  |  |  |  | 10.2 |  | 16.1 | 13 | [6 empty] | 256000 | Heating Other Than Electric Re | 08/29/2023 |  | 11/13/2023
Daikin Comfort Technologies Manufacturing, L.P. | Daikin | DPSA025A2BHDM*0B02500*G |  | Voluntarily Certified | ACAirCoolAllPhase&gt;=240k&lt; | False | False |  |  |  |  | 10.3 |  | 16.1 | 13 | [6 empty] | 256000 | Heating Other Than Electric Re | 08/29/2023 |  | 11/13/2023
Daikin Comfort Technologies Manufacturing, L.P. | Daikin | DPSA025A2BHDM*0B02560*G |  | Voluntarily Certified | ACAirCoolAllPhase&gt;=240k&lt; | False | False |  |  |  |  | 10.3 |  | 16.1 | 13 | [6 empty] | 256000 | Heating Other Than Electric Re | 08/29/2023 |  | 11/13/2023
Daikin Comfort Technologies Manufacturing, L.P. | Daikin | DPSA025A2BHDM*0B02630*G |  | Voluntarily Certified | ACAirCoolAllPhase&gt;=240k&lt; | False | False |  |  |  |  | 10.2 |  | 16 | 13 | [6 empty] | 256000 | Heating Other Than Electric Re | 08/29/2023 |  | 11/13/2023
Daikin Comfort Technologies Manufacturing, L.P. | Daikin | DPSA025A2BHDM*0B04355*G |  | Voluntarily Certified | ACAirCoolAllPhase&gt;=240k&lt; | False | False |  |  |  |  | 10.2 |  | 16.1 | 13 | [6 empty] | 256000 | Heating Other Than Electric Re | 08/29/2023 |  | 11/13/2023
Daikin Comfort Technologies Manufacturing, L.P. | Daikin | DPSA025A2BSAT*0B02450*G |  | Voluntarily Certified | ACAirCoolAllPhase&gt;=240k&lt; | False | False |  |  |  |  | 10.4 |  | 16 | 13 | [6 empty] | 256000 | Heating Other Than Electric Re | 08/29/2023 |  | 11/13/2023
Daikin Comfort Technologies Manufacturing, L.P. | Daikin | DPSA025A2BSAT*0B02500*G |  | Voluntarily Certified | ACAirCoolAllPhase&gt;=240k&lt; | False | False |  |  |  |  | 10.4 |  | 16 | 13 | [6 empty] | 256000 | Heating Other Than Electric Re | 08/29/2023 |  | 11/13/2023
Daikin Comfort Technologies Manufacturing, L.P. | Daikin | DPSA025A2BSAT*0B02560*G |  | Voluntarily Certified | ACAirCoolAllPhase&gt;=240k&lt; | False | False |  |  |  |  | 10.4 |  | 16 | 13 | [6 empty] | 256000 | Heating Other Than Electric Re | 08/29/2023 |  | 11/13/2023
Daikin Comfort Technologies Manufacturing, L.P. | Daikin | DPSA025A2BSAT*0B02630*G |  | Voluntarily Certified | ACAirCoolAllPhase&gt;=240k&lt; | False | False |  |  |  |  | 10.4 |  | 15.9 | 13 | [6 empty] | 256000 | Heating Other Than Electric Re | 08/29/2023 |  | 11/13/2023
Daikin Comfort Technologies Manufacturing, L.P. | Daikin | DPSA025A2BSAT*0B04355*G |  | Voluntarily Certified | ACAirCoolAllPhase&gt;=240k&lt; | False | False |  |  |  |  | 10.4 |  | 16 | 13 | [6 empty] | 256000 | Heating Other Than Electric Re | 08/29/2023 |  | 11/13/2023
Daikin Comfort Technologies Manufacturing, L.P. | Daikin | DPSA025A2BSDT*0B02450*G |  | Voluntarily Certified | ACAirCoolAllPhase&gt;=240k&lt; | False | False |  |  |  |  | 10.2 |  | 15.9 | 13 | [6 empty] | 256000 | Heating Other Than Electric Re | 08/29/2023 |  | 11/13/2023
Daikin Comfort Technologies Manufacturing, L.P. | Daikin | DPSA025A2BSDT*0B02500*G |  | Voluntarily Certified | ACAirCoolAllPhase&gt;=240k&lt; | False | False |  |  |  |  | 10.3 |  | 15.9 | 13 | [6 empty] | 256000 | Heating Other Than Electric Re | 08/29/2023 |  | 11/13/2023
Daikin Comfort Technologies Manufacturing, L.P. | Daikin | DPSA025A2BSDT*0B02560*G |  | Voluntarily Certified | ACAirCoolAllPhase&gt;=240k&lt; | False | False |  |  |  |  | 10.3 |  | 16 | 13 | [6 empty] | 256000 | Heating Other Than Electric Re | 08/29/2023 |  | 11/13/2023
Daikin Comfort Technologies Manufacturing, L.P. | Daikin | DPSA025A2BSDT*0B02630*G |  | Voluntarily Certified | ACAirCoolAllPhase&gt;=240k&lt; | False | False |  |  |  |  | 10.2 |  | 15.9 | 13 | [6 empty] | 256000 | Heating Other Than Electric Re | 08/29/2023 |  | 11/13/2023
Daikin Comfort Technologies Manufacturing, L.P. | Daikin | DPSA025A2BSDT*0B04355*G |  | Voluntarily Certified | ACAirCoolAllPhase&gt;=240k&lt; | False | False |  |  |  |  | 10.2 |  | 15.9 | 13 | [6 empty] | 256000 | Heating Other Than Electric Re | 08/29/2023 |  | 11/13/2023
Daikin Comfort Technologies Manufacturing, L.P. | Daikin | DPSA025A4BHBM*0B04450*G |  | Voluntarily Certified | ACAirCoolAllPhase&gt;=240k&lt; | False | False |  |  |  |  | 10.6 |  | 16.6 | 13 | [6 empty] | 256000 | Heating Other Than Electric Re | 08/29/2023 |  | 11/13/2023
Daikin Comfort Technologies Manufacturing, L.P. | Daikin | DPSA025A4BSBT*0B04450*G |  | Voluntarily Certified | ACAirCoolAllPhase&gt;=240k&lt; | False | False |  |  |  |  | 10.6 |  | 16.5 | 13 | [6 empty] | 256000 | Heating Other Than Electric Re | 08/29/2023 |  | 11/13/2023
Daikin Comfort Technologies Manufacturing, L.P. | Daikin | DPSA025A5BHBM*0B04450*G |  | Voluntarily Certified | ACAirCoolAllPhase&gt;=240k&lt; | False | False |  |  |  |  | 10.6 |  | 16.6 | 13 | [6 empty] | 256000 | Heating Other Than Electric Re | 08/29/2023 |  | 11/13/2023
Daikin Comfort Technologies Manufacturing, L.P. | Daikin | DPSA025A5BSBT*0B04450*G |  | Voluntarily Certified | ACAirCoolAllPhase&gt;=240k&lt; | False | False |  |  |  |  | 10.6 |  | 16.5 | 13 | [6 empty] | 256000 | Heating Other Than Electric Re | 08/29/2023 |  | 11/13/2023
Daikin Comfort Technologies Manufacturing, L.P. | Daikin | DPSA025A*BHAM*0B02450*G |  | Voluntarily Certified | ACAirCoolAllPhase&gt;=240k&lt; | False | False |  |  |  |  | 10.7 |  | 16.5 | 13 | [6 empty] | 258000 | Heating Other Than Electric Re | 08/29/2023 |  | 11/13/2023
Daikin Comfort Technologies Manufacturing, L.P. | Daikin | DPSA025A*BSAT*0B02450*G |  | Voluntarily Certified | ACAirCoolAllPhase&gt;=240k&lt; | False | False |  |  |  |  | 10.7 |  | 16.4 | 13 | [6 empty] | 258000 | Heating Other Than Electric Re | 08/29/2023 |  | 11/13/2023
Daikin Comfort Technologies Manufacturing, L.P. | Daikin | DPSA025A*BHAM*0B02500*G |  | Voluntarily Certified | ACAirCoolAllPhase&gt;=240k&lt; | False | False |  |  |  |  | 10.7 |  | 16.5 | 13 | [6 empty] | 260000 | Heating Other Than Electric Re | 08/29/2023 |  | 11/13/2023
Daikin Comfort Technologies Manufacturing, L.P. | Daikin | DPSA025A*BHAM*0B02560*G |  | Voluntarily Certified | ACAirCoolAllPhase&gt;=240k&lt; | False | False |  |  |  |  | 10.8 |  | 16.6 | 13 | [6 empty] | 260000 | Heating Other Than Electric Re | 08/29/2023 |  | 11/13/2023
Daikin Comfort Technologies Manufacturing, L.P. | Daikin | DPSA025A*BHAM*0B02630*G |  | Voluntarily Certified | ACAirCoolAllPhase&gt;=240k&lt; | False | False |  |  |  |  | 10.7 |  | 16.5 | 13 | [6 empty] | 260000 | Heating Other Than Electric Re | 08/29/2023 |  | 11/13/2023
Daikin Comfort Technologies Manufacturing, L.P. | Daikin | DPSA025A*BHAM*0B04355*G |  | Voluntarily Certified | ACAirCoolAllPhase&gt;=240k&lt; | False | False |  |  |  |  | 10.7 |  | 16.5 | 13 | [6 empty] | 260000 | Heating Other Than Electric Re | 08/29/2023 |  | 11/13/2023
Daikin Comfort Technologies Manufacturing, L.P. | Daikin | DPSA025A*BHDM*0B02450*G |  | Voluntarily Certified | ACAirCoolAllPhase&gt;=240k&lt; | False | False |  |  |  |  | 10.5 |  | 16.3 | 13 | [6 empty] | 260000 | Heating Other Than Electric Re | 08/29/2023 |  | 11/13/2023
Daikin Comfort Technologies Manufacturing, L.P. | Daikin | DPSA025A*BHDM*0B02500*G |  | Voluntarily Certified | ACAirCoolAllPhase&gt;=240k&lt; | False | False |  |  |  |  | 10.6 |  | 16.4 | 13 | [6 empty] | 260000 | Heating Other Than Electric Re | 08/29/2023 |  | 11/13/2023
Daikin Comfort Technologies Manufacturing, L.P. | Daikin | DPSA025A*BHDM*0B02560*G |  | Voluntarily Certified | ACAirCoolAllPhase&gt;=240k&lt; | False | False |  |  |  |  | 10.6 |  | 16.4 | 13 | [6 empty] | 260000 | Heating Other Than Electric Re | 08/29/2023 |  | 11/13/2023
Daikin Comfort Technologies Manufacturing, L.P. | Daikin | DPSA025A*BHDM*0B02630*G |  | Voluntarily Certified | ACAirCoolAllPhase&gt;=240k&lt; | False | False |  |  |  |  | 10.5 |  | 16.3 | 13 | [6 empty] | 260000 | Heating Other Than Electric Re | 08/29/2023 |  | 11/13/2023
Daikin Comfort Technologies Manufacturing, L.P. | Daikin | DPSA025A*BHDM*0B04355*G |  | Voluntarily Certified | ACAirCoolAllPhase&gt;=240k&lt; | False | False |  |  |  |  | 10.6 |  | 16.4 | 13 | [6 empty] | 260000 | Heating Other Than Electric Re | 08/29/2023 |  | 11/13/2023
Daikin Comfort Technologies Manufacturing, L.P. | Daikin | DPSA025A*BSAT*0B02500*G |  | Voluntarily Certified | ACAirCoolAllPhase&gt;=240k&lt; | False | False |  |  |  |  | 10.7 |  | 16.5 | 13 | [6 empty] | 260000 | Heating Other Than Electric Re | 08/29/2023 |  | 11/13/2023
Daikin Comfort Technologies Manufacturing, L.P. | Daikin | DPSA025A*BSAT*0B02560*G |  | Voluntarily Certified | ACAirCoolAllPhase&gt;=240k&lt; | False | False |  |  |  |  | 10.8 |  | 16.5 | 13 | [6 empty] | 260000 | Heating Other Than Electric Re | 08/29/2023 |  | 11/13/2023
Daikin Comfort Technologies Manufacturing, L.P. | Daikin | DPSA025A*BSAT*0B02630*G |  | Voluntarily Certified | ACAirCoolAllPhase&gt;=240k&lt; | False | False |  |  |  |  | 10.7 |  | 16.4 | 13 | [6 empty] | 260000 | Heating Other Than Electric Re | 08/29/2023 |  | 11/13/2023
Daikin Comfort Technologies Manufacturing, L.P. | Daikin | DPSA025A*BSAT*0B04355*G |  | Voluntarily Certified | ACAirCoolAllPhase&gt;=240k&lt; | False | False |  |  |  |  | 10.7 |  | 16.4 | 13 | [6 empty] | 260000 | Heating Other Than Electric Re | 08/29/2023 |  | 11/13/2023
Daikin Comfort Technologies Manufacturing, L.P. | Daikin | DPSA025A*BSDT*0B02450*G |  | Voluntarily Certified | ACAirCoolAllPhase&gt;=240k&lt; | False | False |  |  |  |  | 10.5 |  | 16.2 | 13 | [6 empty] | 260000 | Heating Other Than Electric Re | 08/29/2023 |  | 11/13/2023
Daikin Comfort Technologies Manufacturing, L.P. | Daikin | DPSA025A*BSDT*0B02500*G |  | Voluntarily Certified | ACAirCoolAllPhase&gt;=240k&lt; | False | False |  |  |  |  | 10.6 |  | 16.2 | 13 | [6 empty] | 260000 | Heating Other Than Electric Re | 08/29/2023 |  | 11/13/2023
Daikin Comfort Technologies Manufacturing, L.P. | Daikin | DPSA025A*BSDT*0B02560*G |  | Voluntarily Certified | ACAirCoolAllPhase&gt;=240k&lt; | False | False |  |  |  |  | 10.6 |  | 16.2 | 13 | [6 empty] | 260000 | Heating Other Than Electric Re | 08/29/2023 |  | 11/13/2023
Daikin Comfort Technologies Manufacturing, L.P. | Daikin | DPSA025A*BSDT*0B02630*G |  | Voluntarily Certified | ACAirCoolAllPhase&gt;=240k&lt; | False | False |  |  |  |  | 10.5 |  | 16.1 | 13 | [6 empty] | 260000 | Heating Other Than Electric Re | 08/29/2023 |  | 11/13/2023
Daikin Comfort Technologies Manufacturing, L.P. | Daikin | DPSA025A*BSDT*0B04355*G |  | Voluntarily Certified | ACAirCoolAllPhase&gt;=240k&lt; | False | False |  |  |  |  | 10.6 |  | 16.2 | 13 | [6 empty] | 260000 | Heating Other Than Electric Re | 08/29/2023 |  | 11/13/2023
Daikin Comfort Technologies Manufacturing, L.P. | Daikin | DPSA025A4BHAM*0B04450*G |  | Voluntarily Certified | ACAirCoolAllPhase&gt;=240k&lt; | False | False |  |  |  |  | 10.8 |  | 16.6 | 13 | [6 empty] | 260000 | Heating Other Than Electric Re | 08/29/2023 |  | 11/13/2023
Daikin Comfort Technologies Manufacturing, L.P. | Daikin | DPSA025A4BHDM*0B04450*G |  | Voluntarily Certified | ACAirCoolAllPhase&gt;=240k&lt; | False | False |  |  |  |  | 10.6 |  | 16.4 | 13 | [6 empty] | 260000 | Heating Other Than Electric Re | 08/29/2023 |  | 11/13/2023
Daikin Comfort Technologies Manufacturing, L.P. | Daikin | DPSA025A4BSAT*0B04450*G |  | Voluntarily Certified | ACAirCoolAllPhase&gt;=240k&lt; | False | False |  |  |  |  | 10.8 |  | 16.5 | 13 | [6 empty] | 260000 | Heating Other Than Electric Re | 08/29/2023 |  | 11/13/2023
Daikin Comfort Technologies Manufacturing, L.P. | Daikin | DPSA025A4BSDT*0B04450*G |  | Voluntarily Certified | ACAirCoolAllPhase&gt;=240k&lt; | False | False |  |  |  |  | 10.6 |  | 16.3 | 13 | [6 empty] | 260000 | Heating Other Than Electric Re | 08/29/2023 |  | 11/13/2023
Daikin Comfort Technologies Manufacturing, L.P. | Daikin | DPSA025A5BHAM*0B04450*G |  | Voluntarily Certified | ACAirCoolAllPhase&gt;=240k&lt; | False | False |  |  |  |  | 10.8 |  | 16.6 | 13 | [6 empty] | 260000 | Heating Other Than Electric Re | 08/29/2023 |  | 11/13/2023
Daikin Comfort Technologies Manufacturing, L.P. | Daikin | DPSA025A5BHDM*0B04450*G |  | Voluntarily Certified | ACAirCoolAllPhase&gt;=240k&lt; | False | False |  |  |  |  | 10.6 |  | 16.4 | 13 | [6 empty] | 260000 | Heating Other Than Electric Re | 08/29/2023 |  | 11/13/2023
Daikin Comfort Technologies Manufacturing, L.P. | Daikin | DPSA025A5BSAT*0B04450*G |  | Voluntarily Certified | ACAirCoolAllPhase&gt;=240k&lt; | False | False |  |  |  |  | 10.8 |  | 16.5 | 13 | [6 empty] | 260000 | Heating Other Than Electric Re | 08/29/2023 |  | 11/13/2023
Daikin Comfort Technologies Manufacturing, L.P. | Daikin | DPSA025A5BSDT*0B04450*G |  | Voluntarily Certified | ACAirCoolAllPhase&gt;=240k&lt; | False | False |  |  |  |  | 10.6 |  | 16.3 | 13 | [6 empty] | 260000 | Heating Other Than Electric Re | 08/29/2023 |  | 11/13/2023
Daikin Comfort Technologies Manufacturing, L.P. | Daikin | MPS026GG**V-A |  | Voluntarily Certified | ACAirCoolAllPhase&gt;=240k&lt; | False | False |  |  |  |  | 10.9 |  | 13 | 13 | [6 empty] | 270000 | Heating Other Than Electric Re | 08/29/2023 |  | 11/13/2023
Daikin Comfort Technologies Manufacturing, L.P. | Daikin | RPS025DLA-2-V-5 |  | Voluntarily Certified | ACAirCoolAllPhase&gt;=240k&lt; | False | False |  |  |  |  | 9.8 |  | 13.4 | 13 | [6 empty] | 270000 | Heating Other Than Electric Re | 08/29/2023 |  | 11/13/2023
Daikin Comfort Technologies Manufacturing, L.P. | Daikin | RPS026DLA245748-00200 |  | Voluntarily Certified | ACAirCoolAllPhase&gt;=240k&lt; | False | False |  |  |  |  | 11.4 |  | 14.4 | 13 | [6 empty] | 270000 | Heating Other Than Electric Re | 08/29/2023 |  | 11/13/2023
Daikin Comfort Technologies Manufacturing, L.P. | Daikin | DPS025AHMG-20H |  | Voluntarily Certified | ACAirCoolAllPhase&gt;=240k&lt; | False | False |  |  |  |  | 10 |  | 16.7 | 13 | [6 empty] | 272000 | Heating Other Than Electric Re | 08/29/2023 |  | 11/13/2023
Daikin Comfort Technologies Manufacturing, L.P. | Daikin | RPS025DLA-4-V-5 |  | Voluntarily Certified | ACAirCoolAllPhase&gt;=240k&lt; | False | False |  |  |  |  | 9.8 |  | 13.5 | 13 | [6 empty] | 272000 | Heating Other Than Electric Re | 08/29/2023 |  | 11/13/2023
Daikin Comfort Technologies Manufacturing, L.P. | Daikin | DPS025AHMG-20 |  | Voluntarily Certified | ACAirCoolAllPhase&gt;=240k&lt; | False | False |  |  |  |  | 10.1 |  | 17.2 | 13 | [6 empty] | 274000 | Heating Other Than Electric Re | 08/29/2023 |  | 11/13/2023
Daikin Comfort Technologies Manufacturing, L.P. | Daikin | RPS025DLA-2-V-6 |  | Voluntarily Certified | ACAirCoolAllPhase&gt;=240k&lt; | False | False |  |  |  |  | 9.8 |  | 13.5 | 13 | [6 empty] | 274000 | Heating Other Than Electric Re | 08/29/2023 |  | 11/13/2023
Daikin Comfort Technologies Manufacturing, L.P. | Daikin | RPS026DLA-2-V-4 |  | Voluntarily Certified | ACAirCoolAllPhase&gt;=240k&lt; | False | False |  |  |  |  | 9.8 |  | 14.1 | 13 | [6 empty] | 274000 | Heating Other Than Electric Re | 08/29/2023 |  | 11/13/2023
Daikin Comfort Technologies Manufacturing, L.P. | Daikin | MPS026GG**V-B |  | Voluntarily Certified | ACAirCoolAllPhase&gt;=240k&lt; | False | False |  |  |  |  | 11.1 |  | 13 | 13 | [6 empty] | 276000 | Heating Other Than Electric Re | 08/29/2023 |  | 11/13/2023
Daikin Comfort Technologies Manufacturing, L.P. | Daikin | RPS025DLA-4-V-6 |  | Voluntarily Certified | ACAirCoolAllPhase&gt;=240k&lt; | False | False |  |  |  |  | 9.9 |  | 13.6 | 13 | [6 empty] | 276000 | Heating Other Than Electric Re | 08/29/2023 |  | 11/13/2023
Daikin Comfort Technologies Manufacturing, L.P. | Daikin | RPS026DLA-4-V-4 |  | Voluntarily Certified | ACAirCoolAllPhase&gt;=240k&lt; | False | False |  |  |  |  | 9.9 |  | 14.2 | 13 | [6 empty] | 276000 | Heating Other Than Electric Re | 08/29/2023 |  | 11/13/2023
Daikin Comfort Technologies Manufacturing, L.P. | Daikin | RPS026DLA-S-4 |  | Voluntarily Certified | ACAirCoolAllPhase&gt;=240k&lt; | False | False |  |  |  |  | 10.2 |  | 13.2 | 13 | [6 empty] | 276000 | Heating Other Than Electric Re | 08/29/2023 |  | 11/13/2023
Daikin Comfort Technologies Manufacturing, L.P. | Daikin | DPS025AHMG-24 |  | Voluntarily Certified | ACAirCoolAllPhase&gt;=240k&lt; | False | False |  |  |  |  | 11 |  | 18 | 13 | [6 empty] | 278000 | Heating Other Than Electric Re | 08/29/2023 |  | 11/13/2023
Daikin Comfort Technologies Manufacturing, L.P. | Daikin | DPS025AHMG-24H |  | Voluntarily Certified | ACAirCoolAllPhase&gt;=240k&lt; | False | False |  |  |  |  | 11 |  | 17.6 | 13 | [6 empty] | 278000 | Heating Other Than Electric Re | 08/29/2023 |  | 11/13/2023
Daikin Comfort Technologies Manufacturing, L.P. | Daikin | RPS026DLA-2-V-5 |  | Voluntarily Certified | ACAirCoolAllPhase&gt;=240k&lt; | False | False |  |  |  |  | 9.9 |  | 14.2 | 13 | [6 empty] | 278000 | Heating Other Than Electric Re | 08/29/2023 |  | 11/13/2023
Daikin Comfort Technologies Manufacturing, L.P. | Daikin | RPS026DLA-4-V-5 |  | Voluntarily Certified | ACAirCoolAllPhase&gt;=240k&lt; | False | False |  |  |  |  | 10 |  | 14.3 | 13 | [6 empty] | 280000 | Heating Other Than Electric Re | 08/29/2023 |  | 11/13/2023
Daikin Comfort Technologies Manufacturing, L.P. | Daikin | RPS026DLA-S-5 |  | Voluntarily Certified | ACAirCoolAllPhase&gt;=240k&lt; | False | False |  |  |  |  | 10.3 |  | 13.3 | 13 | [6 empty] | 280000 | Heating Other Than Electric Re | 08/29/2023 |  | 11/13/2023
Daikin Comfort Technologies Manufacturing, L.P. | Daikin | RPS026DLA-2-V-6 |  | Voluntarily Certified | ACAirCoolAllPhase&gt;=240k&lt; | False | False |  |  |  |  | 10 |  | 14.3 | 13 | [6 empty] | 284000 | Heating Other Than Electric Re | 08/29/2023 |  | 11/13/2023
Daikin Comfort Technologies Manufacturing, L.P. | Daikin | RPS026DLA-4-V-6 |  | Voluntarily Certified | ACAirCoolAllPhase&gt;=240k&lt; | False | False |  |  |  |  | 10.1 |  | 14.4 | 13 | [6 empty] | 286000 | Heating Other Than Electric Re | 08/29/2023 |  | 11/13/2023
Daikin Comfort Technologies Manufacturing, L.P. | Daikin | RPS026DLA-S-6 |  | Voluntarily Certified | ACAirCoolAllPhase&gt;=240k&lt; | False | False |  |  |  |  | 10.4 |  | 13.4 | 13 | [6 empty] | 286000 | Heating Other Than Electric Re | 08/29/2023 |  | 11/13/2023
Daikin Comfort Technologies Manufacturing, L.P. | Daikin | DFG300*********A* |  | Voluntarily Certified | ACAirCoolAllPhase&gt;=240k&lt; | False | False |  |  |  |  | 9.8 |  | 13 | 13 | [6 empty] | 290000 | Heating Other Than Electric Re | 08/29/2023 |  | 11/13/2023
Daikin Comfort Technologies Manufacturing, L.P. | Daikin | DPSA031A2BSCS*0B02450*G |  | Voluntarily Certified | ACAirCoolAllPhase&gt;=240k&lt; | False | False |  |  |  |  | 10.4 |  | 15 | 13 | [6 empty] | 298000 | Heating Other Than Electric Re | 08/29/2023 |  | 11/13/2023
Daikin Comfort Technologies Manufacturing, L.P. | Daikin | DPSA031A2BSCS*0B04355*G |  | Voluntarily Certified | ACAirCoolAllPhase&gt;=240k&lt; | False | False |  |  |  |  | 10.5 |  | 15.1 | 13 | [6 empty] | 298000 | Heating Other Than Electric Re | 08/29/2023 |  | 11/13/2023
Daikin Comfort Technologies Manufacturing, L.P. | Daikin | DPSA031A2BSCSA0B02450*G |  | Voluntarily Certified | ACAirCoolAllPhase&gt;=240k&lt; | False | False |  |  |  |  | 10.4 |  | 14.6 | 13 | [6 empty] | 298000 | Heating Other Than Electric Re | 08/29/2023 |  | 11/13/2023
Daikin Comfort Technologies Manufacturing, L.P. | Daikin | DPSA031A2BSCSA0B04355*G |  | Voluntarily Certified | ACAirCoolAllPhase&gt;=240k&lt; | False | False |  |  |  |  | 10.6 |  | 14.7 | 13 | [6 empty] | 298000 | Heating Other Than Electric Re | 08/29/2023 |  | 11/13/2023
Daikin Comfort Technologies Manufacturing, L.P. | Daikin | DPSA031A2BSCSB0B02450*G |  | Voluntarily Certified | ACAirCoolAllPhase&gt;=240k&lt; | False | False |  |  |  |  | 10.4 |  | 14.6 | 13 | [6 empty] | 298000 | Heating Other Than Electric Re | 08/29/2023 |  | 11/13/2023
Daikin Comfort Technologies Manufacturing, L.P. | Daikin | DPSA031A2BSCSB0B04355*G |  | Voluntarily Certified | ACAirCoolAllPhase&gt;=240k&lt; | False | False |  |  |  |  | 10.6 |  | 14.7 | 13 | [6 empty] | 298000 | Heating Other Than Electric Re | 08/29/2023 |  | 11/13/2023
Daikin Comfort Technologies Manufacturing, L.P. | Daikin | DPSA031A2BSCS*0B02500*G |  | Voluntarily Certified | ACAirCoolAllPhase&gt;=240k&lt; | False | False |  |  |  |  | 10.6 |  | 15.2 | 13 | [6 empty] | 300000 | Heating Other Than Electric Re | 08/29/2023 |  | 11/13/2023
Daikin Comfort Technologies Manufacturing, L.P. | Daikin | DPSA031A2BSCS*0B02560*G |  | Voluntarily Certified | ACAirCoolAllPhase&gt;=240k&lt; | False | False |  |  |  |  | 10.8 |  | 15.4 | 13 | [6 empty] | 300000 | Heating Other Than Electric Re | 08/29/2023 |  | 11/13/2023
Daikin Comfort Technologies Manufacturing, L.P. | Daikin | DPSA031A2BSCS*0B02630*G |  | Voluntarily Certified | ACAirCoolAllPhase&gt;=240k&lt; | False | False |  |  |  |  | 10.8 |  | 15.4 | 13 | [6 empty] | 300000 | Heating Other Than Electric Re | 08/29/2023 |  | 11/13/2023
Daikin Comfort Technologies Manufacturing, L.P. | Daikin | DPSA031A2BSCS*0B04450*G |  | Voluntarily Certified | ACAirCoolAllPhase&gt;=240k&lt; | False | False |  |  |  |  | 10.8 |  | 15.4 | 13 | [6 empty] | 300000 | Heating Other Than Electric Re | 08/29/2023 |  | 11/13/2023
Daikin Comfort Technologies Manufacturing, L.P. | Daikin | DPSA031A2BSCS*0B04560*G |  | Voluntarily Certified | ACAirCoolAllPhase&gt;=240k&lt; | False | False |  |  |  |  | 10.8 |  | 15.4 | 13 | [6 empty] | 300000 | Heating Other Than Electric Re | 08/29/2023 |  | 11/13/2023
Daikin Comfort Technologies Manufacturing, L.P. | Daikin | DPSA031A2BSCSA0B02500*G |  | Voluntarily Certified | ACAirCoolAllPhase&gt;=240k&lt; | False | False |  |  |  |  | 10.6 |  | 14.7 | 13 | [6 empty] | 300000 | Heating Other Than Electric Re | 08/29/2023 |  | 11/13/2023
Daikin Comfort Technologies Manufacturing, L.P. | Daikin | DPSA031A2BSCSA0B02560*G |  | Voluntarily Certified | ACAirCoolAllPhase&gt;=240k&lt; | False | False |  |  |  |  | 10.9 |  | 15 | 13 | [6 empty] | 300000 | Heating Other Than Electric Re | 08/29/2023 |  | 11/13/2023
Daikin Comfort Technologies Manufacturing, L.P. | Daikin | DPSA031A2BSCSA0B02630*G |  | Voluntarily Certified | ACAirCoolAllPhase&gt;=240k&lt; | False | False |  |  |  |  | 10.9 |  | 15 | 13 | [6 empty] | 300000 | Heating Other Than Electric Re | 08/29/2023 |  | 11/13/2023
Daikin Comfort Technologies Manufacturing, L.P. | Daikin | DPSA031A2BSCSA0B04450*G |  | Voluntarily Certified | ACAirCoolAllPhase&gt;=240k&lt; | False | False |  |  |  |  | 10.8 |  | 14.9 | 13 | [6 empty] | 300000 | Heating Other Than Electric Re | 08/29/2023 |  | 11/13/2023
Daikin Comfort Technologies Manufacturing, L.P. | Daikin | DPSA031A2BSCSA0B04560*G |  | Voluntarily Certified | ACAirCoolAllPhase&gt;=240k&lt; | False | False |  |  |  |  | 10.8 |  | 14.9 | 13 | [6 empty] | 300000 | Heating Other Than Electric Re | 08/29/2023 |  | 11/13/2023
Daikin Comfort Technologies Manufacturing, L.P. | Daikin | DPSA031A2BSCSB0B02500*G |  | Voluntarily Certified | ACAirCoolAllPhase&gt;=240k&lt; | False | False |  |  |  |  | 10.6 |  | 14.7 | 13 | [6 empty] | 300000 | Heating Other Than Electric Re | 08/29/2023 |  | 11/13/2023
Daikin Comfort Technologies Manufacturing, L.P. | Daikin | DPSA031A2BSCSB0B02560*G |  | Voluntarily Certified | ACAirCoolAllPhase&gt;=240k&lt; | False | False |  |  |  |  | 10.9 |  | 15 | 13 | [6 empty] | 300000 | Heating Other Than Electric Re | 08/29/2023 |  | 11/13/2023
Daikin Comfort Technologies Manufacturing, L.P. | Daikin | DPSA031A2BSCSB0B02630*G |  | Voluntarily Certified | ACAirCoolAllPhase&gt;=240k&lt; | False | False |  |  |  |  | 10.9 |  | 15 | 13 | [6 empty] | 300000 | Heating Other Than Electric Re | 08/29/2023 |  | 11/13/2023
Daikin Comfort Technologies Manufacturing, L.P. | Daikin | DPSA031A2BSCSB0B04450*G |  | Voluntarily Certified | ACAirCoolAllPhase&gt;=240k&lt; | False | False |  |  |  |  | 10.8 |  | 14.9 | 13 | [6 empty] | 300000 | Heating Other Than Electric Re | 08/29/2023 |  | 11/13/2023
Daikin Comfort Technologies Manufacturing, L.P. | Daikin | DPSA031A2BSCSB0B04560*G |  | Voluntarily Certified | ACAirCoolAllPhase&gt;=240k&lt; | False | False |  |  |  |  | 10.8 |  | 14.9 | 13 | [6 empty] | 300000 | Heating Other Than Electric Re | 08/29/2023 |  | 11/13/2023
Daikin Comfort Technologies Manufacturing, L.P. | Daikin | DPSA030A*BHCM*0B02450*G |  | Voluntarily Certified | ACAirCoolAllPhase&gt;=240k&lt; | False | False |  |  |  |  | 10 |  | 15.9 | 13 | [6 empty] | 302000 | Heating Other Than Electric Re | 08/29/2023 |  | 11/13/2023
Daikin Comfort Technologies Manufacturing, L.P. | Daikin | DPSA030A*BHCM*0B02500*G |  | Voluntarily Certified | ACAirCoolAllPhase&gt;=240k&lt; | False | False |  |  |  |  | 10.1 |  | 16 | 13 | [6 empty] | 302000 | Heating Other Than Electric Re | 08/29/2023 |  | 11/13/2023
Daikin Comfort Technologies Manufacturing, L.P. | Daikin | DPSA030A*BHCM*0B02560*G |  | Voluntarily Certified | ACAirCoolAllPhase&gt;=240k&lt; | False | False |  |  |  |  | 10.1 |  | 16 | 13 | [6 empty] | 302000 | Heating Other Than Electric Re | 08/29/2023 |  | 11/13/2023
Daikin Comfort Technologies Manufacturing, L.P. | Daikin | DPSA030A*BHCM*0B02630*G |  | Voluntarily Certified | ACAirCoolAllPhase&gt;=240k&lt; | False | False |  |  |  |  | 10 |  | 16 | 13 | [6 empty] | 302000 | Heating Other Than Electric Re | 08/29/2023 |  | 11/13/2023
Daikin Comfort Technologies Manufacturing, L.P. | Daikin | DPSA030A*BHCM*0B04355*G |  | Voluntarily Certified | ACAirCoolAllPhase&gt;=240k&lt; | False | False |  |  |  |  | 10 |  | 16 | 13 | [6 empty] | 302000 | Heating Other Than Electric Re | 08/29/2023 |  | 11/13/2023
Daikin Comfort Technologies Manufacturing, L.P. | Daikin | DPSA030A*BSCT*0B02450*G |  | Voluntarily Certified | ACAirCoolAllPhase&gt;=240k&lt; | False | False |  |  |  |  | 10 |  | 15.6 | 13 | [6 empty] | 302000 | Heating Other Than Electric Re | 08/29/2023 |  | 11/13/2023
Daikin Comfort Technologies Manufacturing, L.P. | Daikin | DPSA030A*BSCT*0B02500*G |  | Voluntarily Certified | ACAirCoolAllPhase&gt;=240k&lt; | False | False |  |  |  |  | 10.1 |  | 15.7 | 13 | [6 empty] | 302000 | Heating Other Than Electric Re | 08/29/2023 |  | 11/13/2023
Daikin Comfort Technologies Manufacturing, L.P. | Daikin | DPSA030A*BSCT*0B02560*G |  | Voluntarily Certified | ACAirCoolAllPhase&gt;=240k&lt; | False | False |  |  |  |  | 10.1 |  | 15.8 | 13 | [6 empty] | 302000 | Heating Other Than Electric Re | 08/29/2023 |  | 11/13/2023
Daikin Comfort Technologies Manufacturing, L.P. | Daikin | DPSA030A*BSCT*0B02630*G |  | Voluntarily Certified | ACAirCoolAllPhase&gt;=240k&lt; | False | False |  |  |  |  | 10 |  | 15.7 | 13 | [6 empty] | 302000 | Heating Other Than Electric Re | 08/29/2023 |  | 11/13/2023
Daikin Comfort Technologies Manufacturing, L.P. | Daikin | DPSA030A*BSCT*0B04355*G |  | Voluntarily Certified | ACAirCoolAllPhase&gt;=240k&lt; | False | False |  |  |  |  | 10 |  | 15.7 | 13 | [6 empty] | 302000 | Heating Other Than Electric Re | 08/29/2023 |  | 11/13/2023
Daikin Comfort Technologies Manufacturing, L.P. | Daikin | DPSA030A4BHCM*0B04450*G |  | Voluntarily Certified | ACAirCoolAllPhase&gt;=240k&lt; | False | False |  |  |  |  | 10.1 |  | 16.1 | 13 | [6 empty] | 302000 | Heating Other Than Electric Re | 08/29/2023 |  | 11/13/2023
Daikin Comfort Technologies Manufacturing, L.P. | Daikin | DPSA030A4BSCT*0B04450*G |  | Voluntarily Certified | ACAirCoolAllPhase&gt;=240k&lt; | False | False |  |  |  |  | 10.1 |  | 15.8 | 13 | [6 empty] | 302000 | Heating Other Than Electric Re | 08/29/2023 |  | 11/13/2023
Daikin Comfort Technologies Manufacturing, L.P. | Daikin | DPSA030A5BHCM*0B04450*G |  | Voluntarily Certified | ACAirCoolAllPhase&gt;=240k&lt; | False | False |  |  |  |  | 10.1 |  | 16.1 | 13 | [6 empty] | 302000 | Heating Other Than Electric Re | 08/29/2023 |  | 11/13/2023
Daikin Comfort Technologies Manufacturing, L.P. | Daikin | DPSA030A5BSCT*0B04450*G |  | Voluntarily Certified | ACAirCoolAllPhase&gt;=240k&lt; | False | False |  |  |  |  | 10.1 |  | 15.8 | 13 | [6 empty] | 302000 | Heating Other Than Electric Re | 08/29/2023 |  | 11/13/2023
Daikin Comfort Technologies Manufacturing, L.P. | Daikin | DPSA031A*BSCS*0B02450*G |  | Voluntarily Certified | ACAirCoolAllPhase&gt;=240k&lt; | False | False |  |  |  |  | 10.5 |  | 15.3 | 13 | [6 empty] | 302000 | Heating Other Than Electric Re | 08/29/2023 |  | 11/13/2023
Daikin Comfort Technologies Manufacturing, L.P. | Daikin | DPSA031A*BSCS*0B04355*G |  | Voluntarily Certified | ACAirCoolAllPhase&gt;=240k&lt; | False | False |  |  |  |  | 10.7 |  | 15.4 | 13 | [6 empty] | 302000 | Heating Other Than Electric Re | 08/29/2023 |  | 11/13/2023
Daikin Comfort Technologies Manufacturing, L.P. | Daikin | DPSA031A*BSCSA0B02450*G |  | Voluntarily Certified | ACAirCoolAllPhase&gt;=240k&lt; | False | False |  |  |  |  | 10.6 |  | 14.8 | 13 | [6 empty] | 302000 | Heating Other Than Electric Re | 08/29/2023 |  | 11/13/2023
Daikin Comfort Technologies Manufacturing, L.P. | Daikin | DPSA031A*BSCSA0B04355*G |  | Voluntarily Certified | ACAirCoolAllPhase&gt;=240k&lt; | False | False |  |  |  |  | 10.7 |  | 14.9 | 13 | [6 empty] | 302000 | Heating Other Than Electric Re | 08/29/2023 |  | 11/13/2023
Daikin Comfort Technologies Manufacturing, L.P. | Daikin | DPSA031A*BSCSB0B02450*G |  | Voluntarily Certified | ACAirCoolAllPhase&gt;=240k&lt; | False | False |  |  |  |  | 10.6 |  | 14.8 | 13 | [6 empty] | 302000 | Heating Other Than Electric Re | 08/29/2023 |  | 11/13/2023
Daikin Comfort Technologies Manufacturing, L.P. | Daikin | DPSA031A*BSCSB0B04355*G |  | Voluntarily Certified | ACAirCoolAllPhase&gt;=240k&lt; | False | False |  |  |  |  | 10.7 |  | 14.9 | 13 | [6 empty] | 302000 | Heating Other Than Electric Re | 08/29/2023 |  | 11/13/2023
Daikin Comfort Technologies Manufacturing, L.P. | Daikin | DPSA031A2BSCS*0B04500*G |  | Voluntarily Certified | ACAirCoolAllPhase&gt;=240k&lt; | False | False |  |  |  |  | 10.9 |  | 15.5 | 13 | [6 empty] | 302000 | Heating Other Than Electric Re | 08/29/2023 |  | 11/13/2023
Daikin Comfort Technologies Manufacturing, L.P. | Daikin | DPSA031A2BSCSA0B04500*G |  | Voluntarily Certified | ACAirCoolAllPhase&gt;=240k&lt; | False | False |  |  |  |  | 10.9 |  | 15 | 13 | [6 empty] | 302000 | Heating Other Than Electric Re | 08/29/2023 |  | 11/13/2023
Daikin Comfort Technologies Manufacturing, L.P. | Daikin | DPSA031A2BSCSB0B04500*G |  | Voluntarily Certified | ACAirCoolAllPhase&gt;=240k&lt; | False | False |  |  |  |  | 10.9 |  | 15 | 13 | [6 empty] | 302000 | Heating Other Than Electric Re | 08/29/2023 |  | 11/13/2023
Daikin Comfort Technologies Manufacturing, L.P. | Daikin | DPS028AHMG |  | Voluntarily Certified | ACAirCoolAllPhase&gt;=240k&lt; | False | False |  |  |  |  | 10.3 |  | 17.5 | 13 | [6 empty] | 304000 | Heating Other Than Electric Re | 08/29/2023 |  | 11/13/2023
Daikin Comfort Technologies Manufacturing, L.P. | Daikin | DPS028AHMG-24H |  | Voluntarily Certified | ACAirCoolAllPhase&gt;=240k&lt; | False | False |  |  |  |  | 10.3 |  | 17.3 | 13 | [6 empty] | 304000 | Heating Other Than Electric Re | 08/29/2023 |  | 11/13/2023
Daikin Comfort Technologies Manufacturing, L.P. | Daikin | DPSA031A*BSCS*0B02500*G |  | Voluntarily Certified | ACAirCoolAllPhase&gt;=240k&lt; | False | False |  |  |  |  | 10.7 |  | 15.5 | 13 | [6 empty] | 304000 | Heating Other Than Electric Re | 08/29/2023 |  | 11/13/2023
Daikin Comfort Technologies Manufacturing, L.P. | Daikin | DPSA031A*BSCS*0B02560*G |  | Voluntarily Certified | ACAirCoolAllPhase&gt;=240k&lt; | False | False |  |  |  |  | 11 |  | 15.7 | 13 | [6 empty] | 304000 | Heating Other Than Electric Re | 08/29/2023 |  | 11/13/2023
Daikin Comfort Technologies Manufacturing, L.P. | Daikin | DPSA031A*BSCS*0B02630*G |  | Voluntarily Certified | ACAirCoolAllPhase&gt;=240k&lt; | False | False |  |  |  |  | 11 |  | 15.7 | 13 | [6 empty] | 304000 | Heating Other Than Electric Re | 08/29/2023 |  | 11/13/2023
Daikin Comfort Technologies Manufacturing, L.P. | Daikin | DPSA031A*BSCS*0B04450*G |  | Voluntarily Certified | ACAirCoolAllPhase&gt;=240k&lt; | False | False |  |  |  |  | 10.9 |  | 15.7 | 13 | [6 empty] | 304000 | Heating Other Than Electric Re | 08/29/2023 |  | 11/13/2023
Daikin Comfort Technologies Manufacturing, L.P. | Daikin | DPSA031A*BSCS*0B04560*G |  | Voluntarily Certified | ACAirCoolAllPhase&gt;=240k&lt; | False | False |  |  |  |  | 10.9 |  | 15.7 | 13 | [6 empty] | 304000 | Heating Other Than Electric Re | 08/29/2023 |  | 11/13/2023
Daikin Comfort Technologies Manufacturing, L.P. | Daikin | DPSA031A*BSCSA0B02500*G |  | Voluntarily Certified | ACAirCoolAllPhase&gt;=240k&lt; | False | False |  |  |  |  | 10.8 |  | 14.9 | 13 | [6 empty] | 304000 | Heating Other Than Electric Re | 08/29/2023 |  | 11/13/2023
Daikin Comfort Technologies Manufacturing, L.P. | Daikin | DPSA031A*BSCSA0B02560*G |  | Voluntarily Certified | ACAirCoolAllPhase&gt;=240k&lt; | False | False |  |  |  |  | 11 |  | 15.2 | 13 | [6 empty] | 304000 | Heating Other Than Electric Re | 08/29/2023 |  | 11/13/2023
Daikin Comfort Technologies Manufacturing, L.P. | Daikin | DPSA031A*BSCSA0B02630*G |  | Voluntarily Certified | ACAirCoolAllPhase&gt;=240k&lt; | False | False |  |  |  |  | 11 |  | 15.2 | 13 | [6 empty] | 304000 | Heating Other Than Electric Re | 08/29/2023 |  | 11/13/2023
Daikin Comfort Technologies Manufacturing, L.P. | Daikin | DPSA031A*BSCSA0B04450*G |  | Voluntarily Certified | ACAirCoolAllPhase&gt;=240k&lt; | False | False |  |  |  |  | 11 |  | 15.1 | 13 | [6 empty] | 304000 | Heating Other Than Electric Re | 08/29/2023 |  | 11/13/2023
Daikin Comfort Technologies Manufacturing, L.P. | Daikin | DPSA031A*BSCSA0B04560*G |  | Voluntarily Certified | ACAirCoolAllPhase&gt;=240k&lt; | False | False |  |  |  |  | 11 |  | 15.1 | 13 | [6 empty] | 304000 | Heating Other Than Electric Re | 08/29/2023 |  | 11/13/2023
Daikin Comfort Technologies Manufacturing, L.P. | Daikin | DPSA031A*BSCSB0B02500*G |  | Voluntarily Certified | ACAirCoolAllPhase&gt;=240k&lt; | False | False |  |  |  |  | 10.8 |  | 14.9 | 13 | [6 empty] | 304000 | Heating Other Than Electric Re | 08/29/2023 |  | 11/13/2023
Daikin Comfort Technologies Manufacturing, L.P. | Daikin | DPSA031A*BSCSB0B02560*G |  | Voluntarily Certified | ACAirCoolAllPhase&gt;=240k&lt; | False | False |  |  |  |  | 11 |  | 15.2 | 13 | [6 empty] | 304000 | Heating Other Than Electric Re | 08/29/2023 |  | 11/13/2023
Daikin Comfort Technologies Manufacturing, L.P. | Daikin | DPSA031A*BSCSB0B02630*G |  | Voluntarily Certified | ACAirCoolAllPhase&gt;=240k&lt; | False | False |  |  |  |  | 11 |  | 15.2 | 13 | [6 empty] | 304000 | Heating Other Than Electric Re | 08/29/2023 |  | 11/13/2023
Daikin Comfort Technologies Manufacturing, L.P. | Daikin | DPSA031A*BSCSB0B04450*G |  | Voluntarily Certified | ACAirCoolAllPhase&gt;=240k&lt; | False | False |  |  |  |  | 11 |  | 15.1 | 13 | [6 empty] | 304000 | Heating Other Than Electric Re | 08/29/2023 |  | 11/13/2023
Daikin Comfort Technologies Manufacturing, L.P. | Daikin | DPSA031A*BSCSB0B04560*G |  | Voluntarily Certified | ACAirCoolAllPhase&gt;=240k&lt; | False | False |  |  |  |  | 11 |  | 15.1 | 13 | [6 empty] | 304000 | Heating Other Than Electric Re | 08/29/2023 |  | 11/13/2023
Daikin Comfort Technologies Manufacturing, L.P. | Daikin | DPSA031A2BSAS*0B02450*G |  | Voluntarily Certified | ACAirCoolAllPhase&gt;=240k&lt; | False | False |  |  |  |  | 10.7 |  | 15.2 | 13 | [6 empty] | 304000 | Heating Other Than Electric Re | 08/29/2023 |  | 11/13/2023
Daikin Comfort Technologies Manufacturing, L.P. | Daikin | DPSA031A2BSASA0B02450*G |  | Voluntarily Certified | ACAirCoolAllPhase&gt;=240k&lt; | False | False |  |  |  |  | 10.7 |  | 14.7 | 13 | [6 empty] | 304000 | Heating Other Than Electric Re | 08/29/2023 |  | 11/13/2023
Daikin Comfort Technologies Manufacturing, L.P. | Daikin | DPSA031A2BSASB0B02450*G |  | Voluntarily Certified | ACAirCoolAllPhase&gt;=240k&lt; | False | False |  |  |  |  | 10.7 |  | 14.7 | 13 | [6 empty] | 304000 | Heating Other Than Electric Re | 08/29/2023 |  | 11/13/2023
Daikin Comfort Technologies Manufacturing, L.P. | Daikin | DPSA031A2BSDS*0B02450*G |  | Voluntarily Certified | ACAirCoolAllPhase&gt;=240k&lt; | False | False |  |  |  |  | 10.5 |  | 15 | 13 | [6 empty] | 304000 | Heating Other Than Electric Re | 08/29/2023 |  | 11/13/2023
Daikin Comfort Technologies Manufacturing, L.P. | Daikin | DPSA031A2BSDSA0B02450*G |  | Voluntarily Certified | ACAirCoolAllPhase&gt;=240k&lt; | False | False |  |  |  |  | 10.6 |  | 14.6 | 13 | [6 empty] | 304000 | Heating Other Than Electric Re | 08/29/2023 |  | 11/13/2023
Daikin Comfort Technologies Manufacturing, L.P. | Daikin | DPSA031A2BSDSB0B02450*G |  | Voluntarily Certified | ACAirCoolAllPhase&gt;=240k&lt; | False | False |  |  |  |  | 10.6 |  | 14.6 | 13 | [6 empty] | 304000 | Heating Other Than Electric Re | 08/29/2023 |  | 11/13/2023
Daikin Comfort Technologies Manufacturing, L.P. | Daikin | DPSA031A*BSCS*0B04500*G |  | Voluntarily Certified | ACAirCoolAllPhase&gt;=240k&lt; | False | False |  |  |  |  | 11 |  | 15.8 | 13 | [6 empty] | 306000 | Heating Other Than Electric Re | 08/29/2023 |  | 11/13/2023
Daikin Comfort Technologies Manufacturing, L.P. | Daikin | DPSA031A*BSCSA0B04500*G |  | Voluntarily Certified | ACAirCoolAllPhase&gt;=240k&lt; | False | False |  |  |  |  | 11.1 |  | 15.2 | 13 | [6 empty] | 306000 | Heating Other Than Electric Re | 08/29/2023 |  | 11/13/2023
Daikin Comfort Technologies Manufacturing, L.P. | Daikin | DPSA031A*BSCSB0B04500*G |  | Voluntarily Certified | ACAirCoolAllPhase&gt;=240k&lt; | False | False |  |  |  |  | 11.1 |  | 15.2 | 13 | [6 empty] | 306000 | Heating Other Than Electric Re | 08/29/2023 |  | 11/13/2023
Daikin Comfort Technologies Manufacturing, L.P. | Daikin | DPSA031A2BSAS*0B02500*G |  | Voluntarily Certified | ACAirCoolAllPhase&gt;=240k&lt; | False | False |  |  |  |  | 10.8 |  | 15.4 | 13 | [6 empty] | 306000 | Heating Other Than Electric Re | 08/29/2023 |  | 11/13/2023
Daikin Comfort Technologies Manufacturing, L.P. | Daikin | DPSA031A2BSAS*0B04355*G |  | Voluntarily Certified | ACAirCoolAllPhase&gt;=240k&lt; | False | False |  |  |  |  | 10.8 |  | 15.3 | 13 | [6 empty] | 306000 | Heating Other Than Electric Re | 08/29/2023 |  | 11/13/2023
Daikin Comfort Technologies Manufacturing, L.P. | Daikin | DPSA031A2BSAS*0B04450*G |  | Voluntarily Certified | ACAirCoolAllPhase&gt;=240k&lt; | False | False |  |  |  |  | 11 |  | 15.6 | 13 | [6 empty] | 306000 | Heating Other Than Electric Re | 08/29/2023 |  | 11/13/2023
Daikin Comfort Technologies Manufacturing, L.P. | Daikin | DPSA031A2BSAS*0B04560*G |  | Voluntarily Certified | ACAirCoolAllPhase&gt;=240k&lt; | False | False |  |  |  |  | 11.1 |  | 15.6 | 13 | [6 empty] | 306000 | Heating Other Than Electric Re | 08/29/2023 |  | 11/13/2023
Daikin Comfort Technologies Manufacturing, L.P. | Daikin | DPSA031A2BSASA0B02500*G |  | Voluntarily Certified | ACAirCoolAllPhase&gt;=240k&lt; | False | False |  |  |  |  | 10.9 |  | 14.7 | 13 | [6 empty] | 306000 | Heating Other Than Electric Re | 08/29/2023 |  | 11/13/2023
Daikin Comfort Technologies Manufacturing, L.P. | Daikin | DPSA031A2BSASA0B04355*G |  | Voluntarily Certified | ACAirCoolAllPhase&gt;=240k&lt; | False | False |  |  |  |  | 10.8 |  | 14.7 | 13 | [6 empty] | 306000 | Heating Other Than Electric Re | 08/29/2023 |  | 11/13/2023
Daikin Comfort Technologies Manufacturing, L.P. | Daikin | DPSA031A2BSASA0B04450*G |  | Voluntarily Certified | ACAirCoolAllPhase&gt;=240k&lt; | False | False |  |  |  |  | 11.1 |  | 14.7 | 13 | [6 empty] | 306000 | Heating Other Than Electric Re | 08/29/2023 |  | 11/13/2023
Daikin Comfort Technologies Manufacturing, L.P. | Daikin | DPSA031A2BSASA0B04560*G |  | Voluntarily Certified | ACAirCoolAllPhase&gt;=240k&lt; | False | False |  |  |  |  | 11.1 |  | 14.7 | 13 | [6 empty] | 306000 | Heating Other Than Electric Re | 08/29/2023 |  | 11/13/2023
Daikin Comfort Technologies Manufacturing, L.P. | Daikin | DPSA031A2BSASB0B02500*G |  | Voluntarily Certified | ACAirCoolAllPhase&gt;=240k&lt; | False | False |  |  |  |  | 10.9 |  | 14.7 | 13 | [6 empty] | 306000 | Heating Other Than Electric Re | 08/29/2023 |  | 11/13/2023
Daikin Comfort Technologies Manufacturing, L.P. | Daikin | DPSA031A2BSASB0B04355*G |  | Voluntarily Certified | ACAirCoolAllPhase&gt;=240k&lt; | False | False |  |  |  |  | 10.8 |  | 14.7 | 13 | [6 empty] | 306000 | Heating Other Than Electric Re | 08/29/2023 |  | 11/13/2023
Daikin Comfort Technologies Manufacturing, L.P. | Daikin | DPSA031A2BSASB0B04450*G |  | Voluntarily Certified | ACAirCoolAllPhase&gt;=240k&lt; | False | False |  |  |  |  | 11.1 |  | 14.7 | 13 | [6 empty] | 306000 | Heating Other Than Electric Re | 08/29/2023 |  | 11/13/2023
Daikin Comfort Technologies Manufacturing, L.P. | Daikin | DPSA031A2BSASB0B04560*G |  | Voluntarily Certified | ACAirCoolAllPhase&gt;=240k&lt; | False | False |  |  |  |  | 11.1 |  | 14.7 | 13 | [6 empty] | 306000 | Heating Other Than Electric Re | 08/29/2023 |  | 11/13/2023
Daikin Comfort Technologies Manufacturing, L.P. | Daikin | DPSA031A2BSBS*0B02450*G |  | Voluntarily Certified | ACAirCoolAllPhase&gt;=240k&lt; | False | False |  |  |  |  | 10.7 |  | 15.5 | 13 | [6 empty] | 306000 | Heating Other Than Electric Re | 08/29/2023 |  | 11/13/2023
Daikin Comfort Technologies Manufacturing, L.P. | Daikin | DPSA031A2BSBSA0B02450*G |  | Voluntarily Certified | ACAirCoolAllPhase&gt;=240k&lt; | False | False |  |  |  |  | 10.8 |  | 15 | 13 | [6 empty] | 306000 | Heating Other Than Electric Re | 08/29/2023 |  | 11/13/2023
Daikin Comfort Technologies Manufacturing, L.P. | Daikin | DPSA031A2BSBSB0B02450*G |  | Voluntarily Certified | ACAirCoolAllPhase&gt;=240k&lt; | False | False |  |  |  |  | 10.8 |  | 15 | 13 | [6 empty] | 306000 | Heating Other Than Electric Re | 08/29/2023 |  | 11/13/2023
Daikin Comfort Technologies Manufacturing, L.P. | Daikin | DPSA031A2BSDS*0B02500*G |  | Voluntarily Certified | ACAirCoolAllPhase&gt;=240k&lt; | False | False |  |  |  |  | 10.7 |  | 15.2 | 13 | [6 empty] | 306000 | Heating Other Than Electric Re | 08/29/2023 |  | 11/13/2023
Daikin Comfort Technologies Manufacturing, L.P. | Daikin | DPSA031A2BSDS*0B04355*G |  | Voluntarily Certified | ACAirCoolAllPhase&gt;=240k&lt; | False | False |  |  |  |  | 10.7 |  | 15.1 | 13 | [6 empty] | 306000 | Heating Other Than Electric Re | 08/29/2023 |  | 11/13/2023
Daikin Comfort Technologies Manufacturing, L.P. | Daikin | DPSA031A2BSDSA0B02500*G |  | Voluntarily Certified | ACAirCoolAllPhase&gt;=240k&lt; | False | False |  |  |  |  | 10.8 |  | 14.8 | 13 | [6 empty] | 306000 | Heating Other Than Electric Re | 08/29/2023 |  | 11/13/2023
Daikin Comfort Technologies Manufacturing, L.P. | Daikin | DPSA031A2BSDSA0B04355*G |  | Voluntarily Certified | ACAirCoolAllPhase&gt;=240k&lt; | False | False |  |  |  |  | 10.8 |  | 14.7 | 13 | [6 empty] | 306000 | Heating Other Than Electric Re | 08/29/2023 |  | 11/13/2023
Daikin Comfort Technologies Manufacturing, L.P. | Daikin | DPSA031A2BSDSB0B02500*G |  | Voluntarily Certified | ACAirCoolAllPhase&gt;=240k&lt; | False | False |  |  |  |  | 10.8 |  | 14.8 | 13 | [6 empty] | 306000 | Heating Other Than Electric Re | 08/29/2023 |  | 11/13/2023
Daikin Comfort Technologies Manufacturing, L.P. | Daikin | DPSA031A2BSDSB0B04355*G |  | Voluntarily Certified | ACAirCoolAllPhase&gt;=240k&lt; | False | False |  |  |  |  | 10.8 |  | 14.7 | 13 | [6 empty] | 306000 | Heating Other Than Electric Re | 08/29/2023 |  | 11/13/2023
Daikin Comfort Technologies Manufacturing, L.P. | Daikin | DPSA030A2BHAM*0B02450*G |  | Voluntarily Certified | ACAirCoolAllPhase&gt;=240k&lt; | False | False |  |  |  |  | 10.1 |  | 16.1 | 13 | [6 empty] | 308000 | Heating Other Than Electric Re | 08/29/2023 |  | 11/13/2023
Daikin Comfort Technologies Manufacturing, L.P. | Daikin | DPSA030A2BHAM*0B02500*G |  | Voluntarily Certified | ACAirCoolAllPhase&gt;=240k&lt; | False | False |  |  |  |  | 10.2 |  | 16.2 | 13 | [6 empty] | 308000 | Heating Other Than Electric Re | 08/29/2023 |  | 11/13/2023
Daikin Comfort Technologies Manufacturing, L.P. | Daikin | DPSA030A2BHAM*0B02560*G |  | Voluntarily Certified | ACAirCoolAllPhase&gt;=240k&lt; | False | False |  |  |  |  | 10.3 |  | 16.2 | 13 | [6 empty] | 308000 | Heating Other Than Electric Re | 08/29/2023 |  | 11/13/2023
Daikin Comfort Technologies Manufacturing, L.P. | Daikin | DPSA030A2BHAM*0B02630*G |  | Voluntarily Certified | ACAirCoolAllPhase&gt;=240k&lt; | False | False |  |  |  |  | 10.2 |  | 16.2 | 13 | [6 empty] | 308000 | Heating Other Than Electric Re | 08/29/2023 |  | 11/13/2023
Daikin Comfort Technologies Manufacturing, L.P. | Daikin | DPSA030A2BHBM*0B04355*G |  | Voluntarily Certified | ACAirCoolAllPhase&gt;=240k&lt; | False | False |  |  |  |  | 10.2 |  | 16.2 | 13 | [6 empty] | 308000 | Heating Other Than Electric Re | 08/29/2023 |  | 11/13/2023
Daikin Comfort Technologies Manufacturing, L.P. | Daikin | DPSA030A2BHDM*0B02500*G |  | Voluntarily Certified | ACAirCoolAllPhase&gt;=240k&lt; | False | False |  |  |  |  | 10 |  | 15.9 | 13 | [6 empty] | 308000 | Heating Other Than Electric Re | 08/29/2023 |  | 11/13/2023
Daikin Comfort Technologies Manufacturing, L.P. | Daikin | DPSA030A2BHDM*0B02560*G |  | Voluntarily Certified | ACAirCoolAllPhase&gt;=240k&lt; | False | False |  |  |  |  | 10 |  | 16 | 13 | [6 empty] | 308000 | Heating Other Than Electric Re | 08/29/2023 |  | 11/13/2023
Daikin Comfort Technologies Manufacturing, L.P. | Daikin | DPSA030A2BHDM*0B04355*G |  | Voluntarily Certified | ACAirCoolAllPhase&gt;=240k&lt; | False | False |  |  |  |  | 10 |  | 15.9 | 13 | [6 empty] | 308000 | Heating Other Than Electric Re | 08/29/2023 |  | 11/13/2023
Daikin Comfort Technologies Manufacturing, L.P. | Daikin | DPSA030A2BPAV*0B02500*G |  | Voluntarily Certified | ACAirCoolAllPhase&gt;=240k&lt; | False | False |  |  |  |  | 10 |  | 17 | 13 | [6 empty] | 308000 | Heating Other Than Electric Re | 08/29/2023 |  | 11/13/2023
Daikin Comfort Technologies Manufacturing, L.P. | Daikin | DPSA030A2BPAV*0B02560*G |  | Voluntarily Certified | ACAirCoolAllPhase&gt;=240k&lt; | False | False |  |  |  |  | 10.1 |  | 17.1 | 13 | [6 empty] | 308000 | Heating Other Than Electric Re | 08/29/2023 |  | 11/13/2023
Daikin Comfort Technologies Manufacturing, L.P. | Daikin | DPSA030A2BPAV*0B02630*G |  | Voluntarily Certified | ACAirCoolAllPhase&gt;=240k&lt; | False | False |  |  |  |  | 10 |  | 17 | 13 | [6 empty] | 308000 | Heating Other Than Electric Re | 08/29/2023 |  | 11/13/2023
Daikin Comfort Technologies Manufacturing, L.P. | Daikin | DPSA030A2BPAV*0B04355*G |  | Voluntarily Certified | ACAirCoolAllPhase&gt;=240k&lt; | False | False |  |  |  |  | 10 |  | 17 | 13 | [6 empty] | 308000 | Heating Other Than Electric Re | 08/29/2023 |  | 11/13/2023
Daikin Comfort Technologies Manufacturing, L.P. | Daikin | DPSA030A2BSAT*0B02450*G |  | Voluntarily Certified | ACAirCoolAllPhase&gt;=240k&lt; | False | False |  |  |  |  | 10.1 |  | 15.5 | 13 | [6 empty] | 308000 | Heating Other Than Electric Re | 08/29/2023 |  | 11/13/2023
Daikin Comfort Technologies Manufacturing, L.P. | Daikin | DPSA030A2BSAT*0B02500*G |  | Voluntarily Certified | ACAirCoolAllPhase&gt;=240k&lt; | False | False |  |  |  |  | 10.2 |  | 15.6 | 13 | [6 empty] | 308000 | Heating Other Than Electric Re | 08/29/2023 |  | 11/13/2023
Daikin Comfort Technologies Manufacturing, L.P. | Daikin | DPSA030A2BSAT*0B02560*G |  | Voluntarily Certified | ACAirCoolAllPhase&gt;=240k&lt; | False | False |  |  |  |  | 10.3 |  | 15.6 | 13 | [6 empty] | 308000 | Heating Other Than Electric Re | 08/29/2023 |  | 11/13/2023
Daikin Comfort Technologies Manufacturing, L.P. | Daikin | DPSA030A2BSAT*0B02630*G |  | Voluntarily Certified | ACAirCoolAllPhase&gt;=240k&lt; | False | False |  |  |  |  | 10.2 |  | 15.5 | 13 | [6 empty] | 308000 | Heating Other Than Electric Re | 08/29/2023 |  | 11/13/2023
Daikin Comfort Technologies Manufacturing, L.P. | Daikin | DPSA030A2BSAT*0B04355*G |  | Voluntarily Certified | ACAirCoolAllPhase&gt;=240k&lt; | False | False |  |  |  |  | 10.2 |  | 15.6 | 13 | [6 empty] | 308000 | Heating Other Than Electric Re | 08/29/2023 |  | 11/13/2023
Daikin Comfort Technologies Manufacturing, L.P. | Daikin | DPSA030A2BSDT*0B02500*G |  | Voluntarily Certified | ACAirCoolAllPhase&gt;=240k&lt; | False | False |  |  |  |  | 10 |  | 15.5 | 13 | [6 empty] | 308000 | Heating Other Than Electric Re | 08/29/2023 |  | 11/13/2023
Daikin Comfort Technologies Manufacturing, L.P. | Daikin | DPSA030A2BSDT*0B02560*G |  | Voluntarily Certified | ACAirCoolAllPhase&gt;=240k&lt; | False | False |  |  |  |  | 10 |  | 15.5 | 13 | [6 empty] | 308000 | Heating Other Than Electric Re | 08/29/2023 |  | 11/13/2023
Daikin Comfort Technologies Manufacturing, L.P. | Daikin | DPSA030A2BSDT*0B04355*G |  | Voluntarily Certified | ACAirCoolAllPhase&gt;=240k&lt; | False | False |  |  |  |  | 10 |  | 15.5 | 13 | [6 empty] | 308000 | Heating Other Than Electric Re | 08/29/2023 |  | 11/13/2023
Daikin Comfort Technologies Manufacturing, L.P. | Daikin | DPSA031A*BSAS*0B02450*G |  | Voluntarily Certified | ACAirCoolAllPhase&gt;=240k&lt; | False | False |  |  |  |  | 10.8 |  | 15.5 | 13 | [6 empty] | 308000 | Heating Other Than Electric Re | 08/29/2023 |  | 11/13/2023
Daikin Comfort Technologies Manufacturing, L.P. | Daikin | DPSA031A*BSASA0B02450*G |  | Voluntarily Certified | ACAirCoolAllPhase&gt;=240k&lt; | False | False |  |  |  |  | 10.9 |  | 14.9 | 13 | [6 empty] | 308000 | Heating Other Than Electric Re | 08/29/2023 |  | 11/13/2023
Daikin Comfort Technologies Manufacturing, L.P. | Daikin | DPSA031A*BSASB0B02450*G |  | Voluntarily Certified | ACAirCoolAllPhase&gt;=240k&lt; | False | False |  |  |  |  | 10.9 |  | 14.9 | 13 | [6 empty] | 308000 | Heating Other Than Electric Re | 08/29/2023 |  | 11/13/2023
Daikin Comfort Technologies Manufacturing, L.P. | Daikin | DPSA031A*BSDS*0B02450*G |  | Voluntarily Certified | ACAirCoolAllPhase&gt;=240k&lt; | False | False |  |  |  |  | 10.7 |  | 15.3 | 13 | [6 empty] | 308000 | Heating Other Than Electric Re | 08/29/2023 |  | 11/13/2023
Daikin Comfort Technologies Manufacturing, L.P. | Daikin | DPSA031A*BSDSA0B02450*G |  | Voluntarily Certified | ACAirCoolAllPhase&gt;=240k&lt; | False | False |  |  |  |  | 10.8 |  | 14.8 | 13 | [6 empty] | 308000 | Heating Other Than Electric Re | 08/29/2023 |  | 11/13/2023
Daikin Comfort Technologies Manufacturing, L.P. | Daikin | DPSA031A*BSDSB0B02450*G |  | Voluntarily Certified | ACAirCoolAllPhase&gt;=240k&lt; | False | False |  |  |  |  | 10.8 |  | 14.8 | 13 | [6 empty] | 308000 | Heating Other Than Electric Re | 08/29/2023 |  | 11/13/2023
Daikin Comfort Technologies Manufacturing, L.P. | Daikin | DPSA031A2BSAS*0B02560*G |  | Voluntarily Certified | ACAirCoolAllPhase&gt;=240k&lt; | False | False |  |  |  |  | 11.1 |  | 15.6 | 13 | [6 empty] | 308000 | Heating Other Than Electric Re | 08/29/2023 |  | 11/13/2023
Daikin Comfort Technologies Manufacturing, L.P. | Daikin | DPSA031A2BSAS*0B02630*G |  | Voluntarily Certified | ACAirCoolAllPhase&gt;=240k&lt; | False | False |  |  |  |  | 11.1 |  | 15.6 | 13 | [6 empty] | 308000 | Heating Other Than Electric Re | 08/29/2023 |  | 11/13/2023
Daikin Comfort Technologies Manufacturing, L.P. | Daikin | DPSA031A2BSAS*0B04500*G |  | Voluntarily Certified | ACAirCoolAllPhase&gt;=240k&lt; | False | False |  |  |  |  | 11.1 |  | 15.7 | 13 | [6 empty] | 308000 | Heating Other Than Electric Re | 08/29/2023 |  | 11/13/2023
Daikin Comfort Technologies Manufacturing, L.P. | Daikin | DPSA031A2BSASA0B02560*G |  | Voluntarily Certified | ACAirCoolAllPhase&gt;=240k&lt; | False | False |  |  |  |  | 11.1 |  | 14.7 | 13 | [6 empty] | 308000 | Heating Other Than Electric Re | 08/29/2023 |  | 11/13/2023
Daikin Comfort Technologies Manufacturing, L.P. | Daikin | DPSA031A2BSASA0B02630*G |  | Voluntarily Certified | ACAirCoolAllPhase&gt;=240k&lt; | False | False |  |  |  |  | 11.1 |  | 14.7 | 13 | [6 empty] | 308000 | Heating Other Than Electric Re | 08/29/2023 |  | 11/13/2023
Daikin Comfort Technologies Manufacturing, L.P. | Daikin | DPSA031A2BSASA0B04500*G |  | Voluntarily Certified | ACAirCoolAllPhase&gt;=240k&lt; | False | False |  |  |  |  | 11.2 |  | 14.6 | 13 | [6 empty] | 308000 | Heating Other Than Electric Re | 08/29/2023 |  | 11/13/2023
Daikin Comfort Technologies Manufacturing, L.P. | Daikin | DPSA031A2BSASB0B02560*G |  | Voluntarily Certified | ACAirCoolAllPhase&gt;=240k&lt; | False | False |  |  |  |  | 11.1 |  | 14.7 | 13 | [6 empty] | 308000 | Heating Other Than Electric Re | 08/29/2023 |  | 11/13/2023
Daikin Comfort Technologies Manufacturing, L.P. | Daikin | DPSA031A2BSASB0B02630*G |  | Voluntarily Certified | ACAirCoolAllPhase&gt;=240k&lt; | False | False |  |  |  |  | 11.1 |  | 14.7 | 13 | [6 empty] | 308000 | Heating Other Than Electric Re | 08/29/2023 |  | 11/13/2023
Daikin Comfort Technologies Manufacturing, L.P. | Daikin | DPSA031A2BSASB0B04500*G |  | Voluntarily Certified | ACAirCoolAllPhase&gt;=240k&lt; | False | False |  |  |  |  | 11.2 |  | 14.6 | 13 | [6 empty] | 308000 | Heating Other Than Electric Re | 08/29/2023 |  | 11/13/2023
Daikin Comfort Technologies Manufacturing, L.P. | Daikin | DPSA031A2BSBS*0B02500*G |  | Voluntarily Certified | ACAirCoolAllPhase&gt;=240k&lt; | False | False |  |  |  |  | 10.9 |  | 15.7 | 13 | [6 empty] | 308000 | Heating Other Than Electric Re | 08/29/2023 |  | 11/13/2023
Daikin Comfort Technologies Manufacturing, L.P. | Daikin | DPSA031A2BSBS*0B04355*G |  | Voluntarily Certified | ACAirCoolAllPhase&gt;=240k&lt; | False | False |  |  |  |  | 10.8 |  | 15.7 | 13 | [6 empty] | 308000 | Heating Other Than Electric Re | 08/29/2023 |  | 11/13/2023
Daikin Comfort Technologies Manufacturing, L.P. | Daikin | DPSA031A2BSBSA0B02500*G |  | Voluntarily Certified | ACAirCoolAllPhase&gt;=240k&lt; | False | False |  |  |  |  | 11 |  | 15.1 | 13 | [6 empty] | 308000 | Heating Other Than Electric Re | 08/29/2023 |  | 11/13/2023
Daikin Comfort Technologies Manufacturing, L.P. | Daikin | DPSA031A2BSBSA0B04355*G |  | Voluntarily Certified | ACAirCoolAllPhase&gt;=240k&lt; | False | False |  |  |  |  | 10.9 |  | 15.1 | 13 | [6 empty] | 308000 | Heating Other Than Electric Re | 08/29/2023 |  | 11/13/2023
Daikin Comfort Technologies Manufacturing, L.P. | Daikin | DPSA031A2BSBSB0B02500*G |  | Voluntarily Certified | ACAirCoolAllPhase&gt;=240k&lt; | False | False |  |  |  |  | 11 |  | 15.1 | 13 | [6 empty] | 308000 | Heating Other Than Electric Re | 08/29/2023 |  | 11/13/2023
Daikin Comfort Technologies Manufacturing, L.P. | Daikin | DPSA031A2BSBSB0B04355*G |  | Voluntarily Certified | ACAirCoolAllPhase&gt;=240k&lt; | False | False |  |  |  |  | 10.9 |  | 15.1 | 13 | [6 empty] | 308000 | Heating Other Than Electric Re | 08/29/2023 |  | 11/13/2023
Daikin Comfort Technologies Manufacturing, L.P. | Daikin | DPSA031A2BSDS*0B02560*G |  | Voluntarily Certified | ACAirCoolAllPhase&gt;=240k&lt; | False | False |  |  |  |  | 11 |  | 15.4 | 13 | [6 empty] | 308000 | Heating Other Than Electric Re | 08/29/2023 |  | 11/13/2023
Daikin Comfort Technologies Manufacturing, L.P. | Daikin | DPSA031A2BSDS*0B02630*G |  | Voluntarily Certified | ACAirCoolAllPhase&gt;=240k&lt; | False | False |  |  |  |  | 11 |  | 15.4 | 13 | [6 empty] | 308000 | Heating Other Than Electric Re | 08/29/2023 |  | 11/13/2023
Daikin Comfort Technologies Manufacturing, L.P. | Daikin | DPSA031A2BSDS*0B04450*G |  | Voluntarily Certified | ACAirCoolAllPhase&gt;=240k&lt; | False | False |  |  |  |  | 11 |  | 15.4 | 13 | [6 empty] | 308000 | Heating Other Than Electric Re | 08/29/2023 |  | 11/13/2023
Daikin Comfort Technologies Manufacturing, L.P. | Daikin | DPSA031A2BSDS*0B04500*G |  | Voluntarily Certified | ACAirCoolAllPhase&gt;=240k&lt; | False | False |  |  |  |  | 11 |  | 15.5 | 13 | [6 empty] | 308000 | Heating Other Than Electric Re | 08/29/2023 |  | 11/13/2023
Daikin Comfort Technologies Manufacturing, L.P. | Daikin | DPSA031A2BSDS*0B04560*G |  | Voluntarily Certified | ACAirCoolAllPhase&gt;=240k&lt; | False | False |  |  |  |  | 10.9 |  | 15.3 | 13 | [6 empty] | 308000 | Heating Other Than Electric Re | 08/29/2023 |  | 11/13/2023
Daikin Comfort Technologies Manufacturing, L.P. | Daikin | DPSA031A2BSDSA0B02560*G |  | Voluntarily Certified | ACAirCoolAllPhase&gt;=240k&lt; | False | False |  |  |  |  | 11 |  | 15 | 13 | [6 empty] | 308000 | Heating Other Than Electric Re | 08/29/2023 |  | 11/13/2023
Daikin Comfort Technologies Manufacturing, L.P. | Daikin | DPSA031A2BSDSA0B02630*G |  | Voluntarily Certified | ACAirCoolAllPhase&gt;=240k&lt; | False | False |  |  |  |  | 11 |  | 15 | 13 | [6 empty] | 308000 | Heating Other Than Electric Re | 08/29/2023 |  | 11/13/2023
Daikin Comfort Technologies Manufacturing, L.P. | Daikin | DPSA031A2BSDSA0B04450*G |  | Voluntarily Certified | ACAirCoolAllPhase&gt;=240k&lt; | False | False |  |  |  |  | 11 |  | 15 | 13 | [6 empty] | 308000 | Heating Other Than Electric Re | 08/29/2023 |  | 11/13/2023
Daikin Comfort Technologies Manufacturing, L.P. | Daikin | DPSA031A2BSDSA0B04500*G |  | Voluntarily Certified | ACAirCoolAllPhase&gt;=240k&lt; | False | False |  |  |  |  | 11.1 |  | 15 | 13 | [6 empty] | 308000 | Heating Other Than Electric Re | 08/29/2023 |  | 11/13/2023
Daikin Comfort Technologies Manufacturing, L.P. | Daikin | DPSA031A2BSDSA0B04560*G |  | Voluntarily Certified | ACAirCoolAllPhase&gt;=240k&lt; | False | False |  |  |  |  | 11 |  | 14.9 | 13 | [6 empty] | 308000 | Heating Other Than Electric Re | 08/29/2023 |  | 11/13/2023
Daikin Comfort Technologies Manufacturing, L.P. | Daikin | DPSA031A2BSDSB0B02560*G |  | Voluntarily Certified | ACAirCoolAllPhase&gt;=240k&lt; | False | False |  |  |  |  | 11 |  | 15 | 13 | [6 empty] | 308000 | Heating Other Than Electric Re | 08/29/2023 |  | 11/13/2023
Daikin Comfort Technologies Manufacturing, L.P. | Daikin | DPSA031A2BSDSB0B02630*G |  | Voluntarily Certified | ACAirCoolAllPhase&gt;=240k&lt; | False | False |  |  |  |  | 11 |  | 15 | 13 | [6 empty] | 308000 | Heating Other Than Electric Re | 08/29/2023 |  | 11/13/2023
Daikin Comfort Technologies Manufacturing, L.P. | Daikin | DPSA031A2BSDSB0B04450*G |  | Voluntarily Certified | ACAirCoolAllPhase&gt;=240k&lt; | False | False |  |  |  |  | 11 |  | 15 | 13 | [6 empty] | 308000 | Heating Other Than Electric Re | 08/29/2023 |  | 11/13/2023
Daikin Comfort Technologies Manufacturing, L.P. | Daikin | DPSA031A2BSDSB0B04500*G |  | Voluntarily Certified | ACAirCoolAllPhase&gt;=240k&lt; | False | False |  |  |  |  | 11.1 |  | 15 | 13 | [6 empty] | 308000 | Heating Other Than Electric Re | 08/29/2023 |  | 11/13/2023
Daikin Comfort Technologies Manufacturing, L.P. | Daikin | DPSA031A2BSDSB0B04560*G |  | Voluntarily Certified | ACAirCoolAllPhase&gt;=240k&lt; | False | False |  |  |  |  | 11 |  | 14.9 | 13 | [6 empty] | 308000 | Heating Other Than Electric Re | 08/29/2023 |  | 11/13/2023
Daikin Comfort Technologies Manufacturing, L.P. | Daikin | RPS031DLA-2-V-4 |  | Voluntarily Certified | ACAirCoolAllPhase&gt;=240k&lt; | False | False |  |  |  |  | 9.9 |  | 14.2 | 13 | [6 empty] | 308000 | Heating Other Than Electric Re | 08/29/2023 |  | 11/13/2023
Daikin Comfort Technologies Manufacturing, L.P. | Daikin | DPSA031A*BSAS*0B02500*G |  | Voluntarily Certified | ACAirCoolAllPhase&gt;=240k&lt; | False | False |  |  |  |  | 11 |  | 15.7 | 13 | [6 empty] | 310000 | Heating Other Than Electric Re | 08/29/2023 |  | 11/13/2023
Daikin Comfort Technologies Manufacturing, L.P. | Daikin | DPSA031A*BSAS*0B04355*G |  | Voluntarily Certified | ACAirCoolAllPhase&gt;=240k&lt; | False | False |  |  |  |  | 10.9 |  | 15.6 | 13 | [6 empty] | 310000 | Heating Other Than Electric Re | 08/29/2023 |  | 11/13/2023
Daikin Comfort Technologies Manufacturing, L.P. | Daikin | DPSA031A*BSAS*0B04450*G |  | Voluntarily Certified | ACAirCoolAllPhase&gt;=240k&lt; | False | False |  |  |  |  | 11.2 |  | 15.9 | 13 | [6 empty] | 310000 | Heating Other Than Electric Re | 08/29/2023 |  | 11/13/2023
Daikin Comfort Technologies Manufacturing, L.P. | Daikin | DPSA031A*BSAS*0B04560*G |  | Voluntarily Certified | ACAirCoolAllPhase&gt;=240k&lt; | False | False |  |  |  |  | 11.2 |  | 15.9 | 13 | [6 empty] | 310000 | Heating Other Than Electric Re | 08/29/2023 |  | 11/13/2023
Daikin Comfort Technologies Manufacturing, L.P. | Daikin | DPSA031A*BSASA0B02500*G |  | Voluntarily Certified | ACAirCoolAllPhase&gt;=240k&lt; | False | False |  |  |  |  | 11.1 |  | 14.9 | 13 | [6 empty] | 310000 | Heating Other Than Electric Re | 08/29/2023 |  | 11/13/2023
Daikin Comfort Technologies Manufacturing, L.P. | Daikin | DPSA031A*BSASA0B04355*G |  | Voluntarily Certified | ACAirCoolAllPhase&gt;=240k&lt; | False | False |  |  |  |  | 11 |  | 14.9 | 13 | [6 empty] | 310000 | Heating Other Than Electric Re | 08/29/2023 |  | 11/13/2023
Daikin Comfort Technologies Manufacturing, L.P. | Daikin | DPSA031A*BSASA0B04450*G |  | Voluntarily Certified | ACAirCoolAllPhase&gt;=240k&lt; | False | False |  |  |  |  | 11.3 |  | 14.9 | 13 | [6 empty] | 310000 | Heating Other Than Electric Re | 08/29/2023 |  | 11/13/2023
Daikin Comfort Technologies Manufacturing, L.P. | Daikin | DPSA031A*BSASA0B04560*G |  | Voluntarily Certified | ACAirCoolAllPhase&gt;=240k&lt; | False | False |  |  |  |  | 11.3 |  | 14.9 | 13 | [6 empty] | 310000 | Heating Other Than Electric Re | 08/29/2023 |  | 11/13/2023
Daikin Comfort Technologies Manufacturing, L.P. | Daikin | DPSA031A*BSASB0B02500*G |  | Voluntarily Certified | ACAirCoolAllPhase&gt;=240k&lt; | False | False |  |  |  |  | 11.1 |  | 14.9 | 13 | [6 empty] | 310000 | Heating Other Than Electric Re | 08/29/2023 |  | 11/13/2023
Daikin Comfort Technologies Manufacturing, L.P. | Daikin | DPSA031A*BSASB0B04355*G |  | Voluntarily Certified | ACAirCoolAllPhase&gt;=240k&lt; | False | False |  |  |  |  | 11 |  | 14.9 | 13 | [6 empty] | 310000 | Heating Other Than Electric Re | 08/29/2023 |  | 11/13/2023
Daikin Comfort Technologies Manufacturing, L.P. | Daikin | DPSA031A*BSASB0B04450*G |  | Voluntarily Certified | ACAirCoolAllPhase&gt;=240k&lt; | False | False |  |  |  |  | 11.3 |  | 14.9 | 13 | [6 empty] | 310000 | Heating Other Than Electric Re | 08/29/2023 |  | 11/13/2023
Daikin Comfort Technologies Manufacturing, L.P. | Daikin | DPSA031A*BSASB0B04560*G |  | Voluntarily Certified | ACAirCoolAllPhase&gt;=240k&lt; | False | False |  |  |  |  | 11.3 |  | 14.9 | 13 | [6 empty] | 310000 | Heating Other Than Electric Re | 08/29/2023 |  | 11/13/2023
Daikin Comfort Technologies Manufacturing, L.P. | Daikin | DPSA031A*BSBS*0B02450*G |  | Voluntarily Certified | ACAirCoolAllPhase&gt;=240k&lt; | False | False |  |  |  |  | 10.9 |  | 15.8 | 13 | [6 empty] | 310000 | Heating Other Than Electric Re | 08/29/2023 |  | 11/13/2023
Daikin Comfort Technologies Manufacturing, L.P. | Daikin | DPSA031A*BSBSA0B02450*G |  | Voluntarily Certified | ACAirCoolAllPhase&gt;=240k&lt; | False | False |  |  |  |  | 10.9 |  | 15.2 | 13 | [6 empty] | 310000 | Heating Other Than Electric Re | 08/29/2023 |  | 11/13/2023
Daikin Comfort Technologies Manufacturing, L.P. | Daikin | DPSA031A*BSBSB0B02450*G |  | Voluntarily Certified | ACAirCoolAllPhase&gt;=240k&lt; | False | False |  |  |  |  | 10.9 |  | 15.2 | 13 | [6 empty] | 310000 | Heating Other Than Electric Re | 08/29/2023 |  | 11/13/2023
Daikin Comfort Technologies Manufacturing, L.P. | Daikin | DPSA031A*BSDS*0B02500*G |  | Voluntarily Certified | ACAirCoolAllPhase&gt;=240k&lt; | False | False |  |  |  |  | 10.9 |  | 15.5 | 13 | [6 empty] | 310000 | Heating Other Than Electric Re | 08/29/2023 |  | 11/13/2023
Daikin Comfort Technologies Manufacturing, L.P. | Daikin | DPSA031A*BSDS*0B04355*G |  | Voluntarily Certified | ACAirCoolAllPhase&gt;=240k&lt; | False | False |  |  |  |  | 10.9 |  | 15.4 | 13 | [6 empty] | 310000 | Heating Other Than Electric Re | 08/29/2023 |  | 11/13/2023
Daikin Comfort Technologies Manufacturing, L.P. | Daikin | DPSA031A*BSDSA0B02500*G |  | Voluntarily Certified | ACAirCoolAllPhase&gt;=240k&lt; | False | False |  |  |  |  | 11 |  | 15 | 13 | [6 empty] | 310000 | Heating Other Than Electric Re | 08/29/2023 |  | 11/13/2023
Daikin Comfort Technologies Manufacturing, L.P. | Daikin | DPSA031A*BSDSA0B04355*G |  | Voluntarily Certified | ACAirCoolAllPhase&gt;=240k&lt; | False | False |  |  |  |  | 10.9 |  | 14.9 | 13 | [6 empty] | 310000 | Heating Other Than Electric Re | 08/29/2023 |  | 11/13/2023
Daikin Comfort Technologies Manufacturing, L.P. | Daikin | DPSA031A*BSDSB0B02500*G |  | Voluntarily Certified | ACAirCoolAllPhase&gt;=240k&lt; | False | False |  |  |  |  | 11 |  | 15 | 13 | [6 empty] | 310000 | Heating Other Than Electric Re | 08/29/2023 |  | 11/13/2023
Daikin Comfort Technologies Manufacturing, L.P. | Daikin | DPSA031A*BSDSB0B04355*G |  | Voluntarily Certified | ACAirCoolAllPhase&gt;=240k&lt; | False | False |  |  |  |  | 10.9 |  | 14.9 | 13 | [6 empty] | 310000 | Heating Other Than Electric Re | 08/29/2023 |  | 11/13/2023
Daikin Comfort Technologies Manufacturing, L.P. | Daikin | DPSA031A2BSBS*0B02560*G |  | Voluntarily Certified | ACAirCoolAllPhase&gt;=240k&lt; | False | False |  |  |  |  | 11.2 |  | 16 | 13 | [6 empty] | 310000 | Heating Other Than Electric Re | 08/29/2023 |  | 11/13/2023
Daikin Comfort Technologies Manufacturing, L.P. | Daikin | DPSA031A2BSBS*0B02630*G |  | Voluntarily Certified | ACAirCoolAllPhase&gt;=240k&lt; | False | False |  |  |  |  | 11.1 |  | 15.9 | 13 | [6 empty] | 310000 | Heating Other Than Electric Re | 08/29/2023 |  | 11/13/2023
Daikin Comfort Technologies Manufacturing, L.P. | Daikin | DPSA031A2BSBS*0B04450*G |  | Voluntarily Certified | ACAirCoolAllPhase&gt;=240k&lt; | False | False |  |  |  |  | 11.1 |  | 15.9 | 13 | [6 empty] | 310000 | Heating Other Than Electric Re | 08/29/2023 |  | 11/13/2023
Daikin Comfort Technologies Manufacturing, L.P. | Daikin | DPSA031A2BSBS*0B04500*G |  | Voluntarily Certified | ACAirCoolAllPhase&gt;=240k&lt; | False | False |  |  |  |  | 11.2 |  | 16 | 13 | [6 empty] | 310000 | Heating Other Than Electric Re | 08/29/2023 |  | 11/13/2023
Daikin Comfort Technologies Manufacturing, L.P. | Daikin | DPSA031A2BSBS*0B04560*G |  | Voluntarily Certified | ACAirCoolAllPhase&gt;=240k&lt; | False | False |  |  |  |  | 11.1 |  | 15.9 | 13 | [6 empty] | 310000 | Heating Other Than Electric Re | 08/29/2023 |  | 11/13/2023
Daikin Comfort Technologies Manufacturing, L.P. | Daikin | DPSA031A2BSBSA0B02560*G |  | Voluntarily Certified | ACAirCoolAllPhase&gt;=240k&lt; | False | False |  |  |  |  | 11.2 |  | 15.3 | 13 | [6 empty] | 310000 | Heating Other Than Electric Re | 08/29/2023 |  | 11/13/2023
Daikin Comfort Technologies Manufacturing, L.P. | Daikin | DPSA031A2BSBSA0B02630*G |  | Voluntarily Certified | ACAirCoolAllPhase&gt;=240k&lt; | False | False |  |  |  |  | 11.2 |  | 15.3 | 13 | [6 empty] | 310000 | Heating Other Than Electric Re | 08/29/2023 |  | 11/13/2023
Daikin Comfort Technologies Manufacturing, L.P. | Daikin | DPSA031A2BSBSA0B04450*G |  | Voluntarily Certified | ACAirCoolAllPhase&gt;=240k&lt; | False | False |  |  |  |  | 11.2 |  | 15.3 | 13 | [6 empty] | 310000 | Heating Other Than Electric Re | 08/29/2023 |  | 11/13/2023
Daikin Comfort Technologies Manufacturing, L.P. | Daikin | DPSA031A2BSBSA0B04500*G |  | Voluntarily Certified | ACAirCoolAllPhase&gt;=240k&lt; | False | False |  |  |  |  | 11.3 |  | 15.4 | 13 | [6 empty] | 310000 | Heating Other Than Electric Re | 08/29/2023 |  | 11/13/2023
Daikin Comfort Technologies Manufacturing, L.P. | Daikin | DPSA031A2BSBSA0B04560*G |  | Voluntarily Certified | ACAirCoolAllPhase&gt;=240k&lt; | False | False |  |  |  |  | 11.2 |  | 15.3 | 13 | [6 empty] | 310000 | Heating Other Than Electric Re | 08/29/2023 |  | 11/13/2023
Daikin Comfort Technologies Manufacturing, L.P. | Daikin | DPSA031A2BSBSB0B02560*G |  | Voluntarily Certified | ACAirCoolAllPhase&gt;=240k&lt; | False | False |  |  |  |  | 11.2 |  | 15.3 | 13 | [6 empty] | 310000 | Heating Other Than Electric Re | 08/29/2023 |  | 11/13/2023
Daikin Comfort Technologies Manufacturing, L.P. | Daikin | DPSA031A2BSBSB0B02630*G |  | Voluntarily Certified | ACAirCoolAllPhase&gt;=240k&lt; | False | False |  |  |  |  | 11.2 |  | 15.3 | 13 | [6 empty] | 310000 | Heating Other Than Electric Re | 08/29/2023 |  | 11/13/2023
Daikin Comfort Technologies Manufacturing, L.P. | Daikin | DPSA031A2BSBSB0B04450*G |  | Voluntarily Certified | ACAirCoolAllPhase&gt;=240k&lt; | False | False |  |  |  |  | 11.2 |  | 15.3 | 13 | [6 empty] | 310000 | Heating Other Than Electric Re | 08/29/2023 |  | 11/13/2023
Daikin Comfort Technologies Manufacturing, L.P. | Daikin | DPSA031A2BSBSB0B04500*G |  | Voluntarily Certified | ACAirCoolAllPhase&gt;=240k&lt; | False | False |  |  |  |  | 11.3 |  | 15.4 | 13 | [6 empty] | 310000 | Heating Other Than Electric Re | 08/29/2023 |  | 11/13/2023
Daikin Comfort Technologies Manufacturing, L.P. | Daikin | DPSA031A2BSBSB0B04560*G |  | Voluntarily Certified | ACAirCoolAllPhase&gt;=240k&lt; | False | False |  |  |  |  | 11.2 |  | 15.3 | 13 | [6 empty] | 310000 | Heating Other Than Electric Re | 08/29/2023 |  | 11/13/2023
Daikin Comfort Technologies Manufacturing, L.P. | Daikin | DPSA030A*BHAM*0B02450*G |  | Voluntarily Certified | ACAirCoolAllPhase&gt;=240k&lt; | False | False |  |  |  |  | 10.4 |  | 16.3 | 13 | [6 empty] | 312000 | Heating Other Than Electric Re | 08/29/2023 |  | 11/13/2023
Daikin Comfort Technologies Manufacturing, L.P. | Daikin | DPSA030A*BHAM*0B04355*G |  | Voluntarily Certified | ACAirCoolAllPhase&gt;=240k&lt; | False | False |  |  |  |  | 10.5 |  | 16.4 | 13 | [6 empty] | 312000 | Heating Other Than Electric Re | 08/29/2023 |  | 11/13/2023
Daikin Comfort Technologies Manufacturing, L.P. | Daikin | DPSA030A*BPAV*0B02450*G |  | Voluntarily Certified | ACAirCoolAllPhase&gt;=240k&lt; | False | False |  |  |  |  | 10.2 |  | 17.2 | 13 | [6 empty] | 312000 | Heating Other Than Electric Re | 08/29/2023 |  | 11/13/2023
Daikin Comfort Technologies Manufacturing, L.P. | Daikin | DPSA030A*BPAV*0B02630*G |  | Voluntarily Certified | ACAirCoolAllPhase&gt;=240k&lt; | False | False |  |  |  |  | 10.3 |  | 17.3 | 13 | [6 empty] | 312000 | Heating Other Than Electric Re | 08/29/2023 |  | 11/13/2023
Daikin Comfort Technologies Manufacturing, L.P. | Daikin | DPSA030A*BPAV*0B04355*G |  | Voluntarily Certified | ACAirCoolAllPhase&gt;=240k&lt; | False | False |  |  |  |  | 10.3 |  | 17.3 | 13 | [6 empty] | 312000 | Heating Other Than Electric Re | 08/29/2023 |  | 11/13/2023
Daikin Comfort Technologies Manufacturing, L.P. | Daikin | DPSA030A*BPDV*0B02630*G |  | Voluntarily Certified | ACAirCoolAllPhase&gt;=240k&lt; | False | False |  |  |  |  | 10.1 |  | 17 | 13 | [6 empty] | 312000 | Heating Other Than Electric Re | 08/29/2023 |  | 11/13/2023
Daikin Comfort Technologies Manufacturing, L.P. | Daikin | DPSA030A*BSAT*0B02450*G |  | Voluntarily Certified | ACAirCoolAllPhase&gt;=240k&lt; | False | False |  |  |  |  | 10.4 |  | 16 | 13 | [6 empty] | 312000 | Heating Other Than Electric Re | 08/29/2023 |  | 11/13/2023
Daikin Comfort Technologies Manufacturing, L.P. | Daikin | DPSA030A*BSAT*0B04355*G |  | Voluntarily Certified | ACAirCoolAllPhase&gt;=240k&lt; | False | False |  |  |  |  | 10.5 |  | 16.1 | 13 | [6 empty] | 312000 | Heating Other Than Electric Re | 08/29/2023 |  | 11/13/2023
Daikin Comfort Technologies Manufacturing, L.P. | Daikin | DPSA031A*BSAS*0B02560*G |  | Voluntarily Certified | ACAirCoolAllPhase&gt;=240k&lt; | False | False |  |  |  |  | 11.3 |  | 15.9 | 13 | [6 empty] | 312000 | Heating Other Than Electric Re | 08/29/2023 |  | 11/13/2023
Daikin Comfort Technologies Manufacturing, L.P. | Daikin | DPSA031A*BSAS*0B02630*G |  | Voluntarily Certified | ACAirCoolAllPhase&gt;=240k&lt; | False | False |  |  |  |  | 11.3 |  | 15.9 | 13 | [6 empty] | 312000 | Heating Other Than Electric Re | 08/29/2023 |  | 11/13/2023
Daikin Comfort Technologies Manufacturing, L.P. | Daikin | DPSA031A*BSAS*0B04500*G |  | Voluntarily Certified | ACAirCoolAllPhase&gt;=240k&lt; | False | False |  |  |  |  | 11.3 |  | 16 | 13 | [6 empty] | 312000 | Heating Other Than Electric Re | 08/29/2023 |  | 11/13/2023
Daikin Comfort Technologies Manufacturing, L.P. | Daikin | DPSA031A*BSASA0B02560*G |  | Voluntarily Certified | ACAirCoolAllPhase&gt;=240k&lt; | False | False |  |  |  |  | 11.3 |  | 14.9 | 13 | [6 empty] | 312000 | Heating Other Than Electric Re | 08/29/2023 |  | 11/13/2023
Daikin Comfort Technologies Manufacturing, L.P. | Daikin | DPSA031A*BSASA0B02630*G |  | Voluntarily Certified | ACAirCoolAllPhase&gt;=240k&lt; | False | False |  |  |  |  | 11.3 |  | 14.9 | 13 | [6 empty] | 312000 | Heating Other Than Electric Re | 08/29/2023 |  | 11/13/2023
Daikin Comfort Technologies Manufacturing, L.P. | Daikin | DPSA031A*BSASA0B04500*G |  | Voluntarily Certified | ACAirCoolAllPhase&gt;=240k&lt; | False | False |  |  |  |  | 11.4 |  | 14.8 | 13 | [6 empty] | 312000 | Heating Other Than Electric Re | 08/29/2023 |  | 11/13/2023
Daikin Comfort Technologies Manufacturing, L.P. | Daikin | DPSA031A*BSASB0B02560*G |  | Voluntarily Certified | ACAirCoolAllPhase&gt;=240k&lt; | False | False |  |  |  |  | 11.3 |  | 14.9 | 13 | [6 empty] | 312000 | Heating Other Than Electric Re | 08/29/2023 |  | 11/13/2023
Daikin Comfort Technologies Manufacturing, L.P. | Daikin | DPSA031A*BSASB0B02630*G |  | Voluntarily Certified | ACAirCoolAllPhase&gt;=240k&lt; | False | False |  |  |  |  | 11.3 |  | 14.9 | 13 | [6 empty] | 312000 | Heating Other Than Electric Re | 08/29/2023 |  | 11/13/2023
Daikin Comfort Technologies Manufacturing, L.P. | Daikin | DPSA031A*BSASB0B04500*G |  | Voluntarily Certified | ACAirCoolAllPhase&gt;=240k&lt; | False | False |  |  |  |  | 11.4 |  | 14.8 | 13 | [6 empty] | 312000 | Heating Other Than Electric Re | 08/29/2023 |  | 11/13/2023
Daikin Comfort Technologies Manufacturing, L.P. | Daikin | DPSA031A*BSBS*0B02500*G |  | Voluntarily Certified | ACAirCoolAllPhase&gt;=240k&lt; | False | False |  |  |  |  | 11.1 |  | 16 | 13 | [6 empty] | 312000 | Heating Other Than Electric Re | 08/29/2023 |  | 11/13/2023
Daikin Comfort Technologies Manufacturing, L.P. | Daikin | DPSA031A*BSBS*0B04355*G |  | Voluntarily Certified | ACAirCoolAllPhase&gt;=240k&lt; | False | False |  |  |  |  | 11 |  | 16 | 13 | [6 empty] | 312000 | Heating Other Than Electric Re | 08/29/2023 |  | 11/13/2023
Daikin Comfort Technologies Manufacturing, L.P. | Daikin | DPSA031A*BSBSA0B02500*G |  | Voluntarily Certified | ACAirCoolAllPhase&gt;=240k&lt; | False | False |  |  |  |  | 11.1 |  | 15.4 | 13 | [6 empty] | 312000 | Heating Other Than Electric Re | 08/29/2023 |  | 11/13/2023
Daikin Comfort Technologies Manufacturing, L.P. | Daikin | DPSA031A*BSBSA0B04355*G |  | Voluntarily Certified | ACAirCoolAllPhase&gt;=240k&lt; | False | False |  |  |  |  | 11.1 |  | 15.4 | 13 | [6 empty] | 312000 | Heating Other Than Electric Re | 08/29/2023 |  | 11/13/2023
Daikin Comfort Technologies Manufacturing, L.P. | Daikin | DPSA031A*BSBSB0B02500*G |  | Voluntarily Certified | ACAirCoolAllPhase&gt;=240k&lt; | False | False |  |  |  |  | 11.1 |  | 15.4 | 13 | [6 empty] | 312000 | Heating Other Than Electric Re | 08/29/2023 |  | 11/13/2023
Daikin Comfort Technologies Manufacturing, L.P. | Daikin | DPSA031A*BSBSB0B04355*G |  | Voluntarily Certified | ACAirCoolAllPhase&gt;=240k&lt; | False | False |  |  |  |  | 11.1 |  | 15.4 | 13 | [6 empty] | 312000 | Heating Other Than Electric Re | 08/29/2023 |  | 11/13/2023
Daikin Comfort Technologies Manufacturing, L.P. | Daikin | DPSA031A*BSDS*0B02560*G |  | Voluntarily Certified | ACAirCoolAllPhase&gt;=240k&lt; | False | False |  |  |  |  | 11.2 |  | 15.7 | 13 | [6 empty] | 312000 | Heating Other Than Electric Re | 08/29/2023 |  | 11/13/2023
Daikin Comfort Technologies Manufacturing, L.P. | Daikin | DPSA031A*BSDS*0B02630*G |  | Voluntarily Certified | ACAirCoolAllPhase&gt;=240k&lt; | False | False |  |  |  |  | 11.1 |  | 15.7 | 13 | [6 empty] | 312000 | Heating Other Than Electric Re | 08/29/2023 |  | 11/13/2023
Daikin Comfort Technologies Manufacturing, L.P. | Daikin | DPSA031A*BSDS*0B04450*G |  | Voluntarily Certified | ACAirCoolAllPhase&gt;=240k&lt; | False | False |  |  |  |  | 11.1 |  | 15.7 | 13 | [6 empty] | 312000 | Heating Other Than Electric Re | 08/29/2023 |  | 11/13/2023
Daikin Comfort Technologies Manufacturing, L.P. | Daikin | DPSA031A*BSDS*0B04500*G |  | Voluntarily Certified | ACAirCoolAllPhase&gt;=240k&lt; | False | False |  |  |  |  | 11.2 |  | 15.8 | 13 | [6 empty] | 312000 | Heating Other Than Electric Re | 08/29/2023 |  | 11/13/2023
Daikin Comfort Technologies Manufacturing, L.P. | Daikin | DPSA031A*BSDS*0B04560*G |  | Voluntarily Certified | ACAirCoolAllPhase&gt;=240k&lt; | False | False |  |  |  |  | 11.1 |  | 15.6 | 13 | [6 empty] | 312000 | Heating Other Than Electric Re | 08/29/2023 |  | 11/13/2023
Daikin Comfort Technologies Manufacturing, L.P. | Daikin | DPSA031A*BSDSA0B02560*G |  | Voluntarily Certified | ACAirCoolAllPhase&gt;=240k&lt; | False | False |  |  |  |  | 11.2 |  | 15.2 | 13 | [6 empty] | 312000 | Heating Other Than Electric Re | 08/29/2023 |  | 11/13/2023
Daikin Comfort Technologies Manufacturing, L.P. | Daikin | DPSA031A*BSDSA0B02630*G |  | Voluntarily Certified | ACAirCoolAllPhase&gt;=240k&lt; | False | False |  |  |  |  | 11.2 |  | 15.2 | 13 | [6 empty] | 312000 | Heating Other Than Electric Re | 08/29/2023 |  | 11/13/2023
Daikin Comfort Technologies Manufacturing, L.P. | Daikin | DPSA031A*BSDSA0B04450*G |  | Voluntarily Certified | ACAirCoolAllPhase&gt;=240k&lt; | False | False |  |  |  |  | 11.2 |  | 15.2 | 13 | [6 empty] | 312000 | Heating Other Than Electric Re | 08/29/2023 |  | 11/13/2023
Daikin Comfort Technologies Manufacturing, L.P. | Daikin | DPSA031A*BSDSA0B04500*G |  | Voluntarily Certified | ACAirCoolAllPhase&gt;=240k&lt; | False | False |  |  |  |  | 11.3 |  | 15.2 | 13 | [6 empty] | 312000 | Heating Other Than Electric Re | 08/29/2023 |  | 11/13/2023
Daikin Comfort Technologies Manufacturing, L.P. | Daikin | DPSA031A*BSDSA0B04560*G |  | Voluntarily Certified | ACAirCoolAllPhase&gt;=240k&lt; | False | False |  |  |  |  | 11.1 |  | 15.1 | 13 | [6 empty] | 312000 | Heating Other Than Electric Re | 08/29/2023 |  | 11/13/2023
Daikin Comfort Technologies Manufacturing, L.P. | Daikin | DPSA031A*BSDSB0B02560*G |  | Voluntarily Certified | ACAirCoolAllPhase&gt;=240k&lt; | False | False |  |  |  |  | 11.2 |  | 15.2 | 13 | [6 empty] | 312000 | Heating Other Than Electric Re | 08/29/2023 |  | 11/13/2023
Daikin Comfort Technologies Manufacturing, L.P. | Daikin | DPSA031A*BSDSB0B02630*G |  | Voluntarily Certified | ACAirCoolAllPhase&gt;=240k&lt; | False | False |  |  |  |  | 11.2 |  | 15.2 | 13 | [6 empty] | 312000 | Heating Other Than Electric Re | 08/29/2023 |  | 11/13/2023
Daikin Comfort Technologies Manufacturing, L.P. | Daikin | DPSA031A*BSDSB0B04450*G |  | Voluntarily Certified | ACAirCoolAllPhase&gt;=240k&lt; | False | False |  |  |  |  | 11.2 |  | 15.2 | 13 | [6 empty] | 312000 | Heating Other Than Electric Re | 08/29/2023 |  | 11/13/2023
Daikin Comfort Technologies Manufacturing, L.P. | Daikin | DPSA031A*BSDSB0B04500*G |  | Voluntarily Certified | ACAirCoolAllPhase&gt;=240k&lt; | False | False |  |  |  |  | 11.3 |  | 15.2 | 13 | [6 empty] | 312000 | Heating Other Than Electric Re | 08/29/2023 |  | 11/13/2023
Daikin Comfort Technologies Manufacturing, L.P. | Daikin | DPSA031A*BSDSB0B04560*G |  | Voluntarily Certified | ACAirCoolAllPhase&gt;=240k&lt; | False | False |  |  |  |  | 11.1 |  | 15.1 | 13 | [6 empty] | 312000 | Heating Other Than Electric Re | 08/29/2023 |  | 11/13/2023
Daikin Comfort Technologies Manufacturing, L.P. | Daikin | RPS031DLA-4-V-4 |  | Voluntarily Certified | ACAirCoolAllPhase&gt;=240k&lt; | False | False |  |  |  |  | 10 |  | 14.4 | 13 | [6 empty] | 312000 | Heating Other Than Electric Re | 08/29/2023 |  | 11/13/2023
Daikin Comfort Technologies Manufacturing, L.P. | Daikin | DPSA030A*BHAM*0B02500*G |  | Voluntarily Certified | ACAirCoolAllPhase&gt;=240k&lt; | False | False |  |  |  |  | 10.5 |  | 16.4 | 13 | [6 empty] | 314000 | Heating Other Than Electric Re | 08/29/2023 |  | 11/13/2023
Daikin Comfort Technologies Manufacturing, L.P. | Daikin | DPSA030A*BHAM*0B02560*G |  | Voluntarily Certified | ACAirCoolAllPhase&gt;=240k&lt; | False | False |  |  |  |  | 10.6 |  | 16.5 | 13 | [6 empty] | 314000 | Heating Other Than Electric Re | 08/29/2023 |  | 11/13/2023
Daikin Comfort Technologies Manufacturing, L.P. | Daikin | DPSA030A*BHAM*0B02630*G |  | Voluntarily Certified | ACAirCoolAllPhase&gt;=240k&lt; | False | False |  |  |  |  | 10.5 |  | 16.4 | 13 | [6 empty] | 314000 | Heating Other Than Electric Re | 08/29/2023 |  | 11/13/2023
Daikin Comfort Technologies Manufacturing, L.P. | Daikin | DPSA030A*BHDM*0B02450*G |  | Voluntarily Certified | ACAirCoolAllPhase&gt;=240k&lt; | False | False |  |  |  |  | 10.2 |  | 16.1 | 13 | [6 empty] | 314000 | Heating Other Than Electric Re | 08/29/2023 |  | 11/13/2023
Daikin Comfort Technologies Manufacturing, L.P. | Daikin | DPSA030A*BHDM*0B02500*G |  | Voluntarily Certified | ACAirCoolAllPhase&gt;=240k&lt; | False | False |  |  |  |  | 10.3 |  | 16.2 | 13 | [6 empty] | 314000 | Heating Other Than Electric Re | 08/29/2023 |  | 11/13/2023
Daikin Comfort Technologies Manufacturing, L.P. | Daikin | DPSA030A*BHDM*0B02560*G |  | Voluntarily Certified | ACAirCoolAllPhase&gt;=240k&lt; | False | False |  |  |  |  | 10.3 |  | 16.2 | 13 | [6 empty] | 314000 | Heating Other Than Electric Re | 08/29/2023 |  | 11/13/2023
Daikin Comfort Technologies Manufacturing, L.P. | Daikin | DPSA030A*BHDM*0B02630*G |  | Voluntarily Certified | ACAirCoolAllPhase&gt;=240k&lt; | False | False |  |  |  |  | 10.2 |  | 16.1 | 13 | [6 empty] | 314000 | Heating Other Than Electric Re | 08/29/2023 |  | 11/13/2023
Daikin Comfort Technologies Manufacturing, L.P. | Daikin | DPSA030A*BHDM*0B04355*G |  | Voluntarily Certified | ACAirCoolAllPhase&gt;=240k&lt; | False | False |  |  |  |  | 10.3 |  | 16.2 | 13 | [6 empty] | 314000 | Heating Other Than Electric Re | 08/29/2023 |  | 11/13/2023
Daikin Comfort Technologies Manufacturing, L.P. | Daikin | DPSA030A*BPAV*0B02500*G |  | Voluntarily Certified | ACAirCoolAllPhase&gt;=240k&lt; | False | False |  |  |  |  | 10.3 |  | 17.3 | 13 | [6 empty] | 314000 | Heating Other Than Electric Re | 08/29/2023 |  | 11/13/2023
Daikin Comfort Technologies Manufacturing, L.P. | Daikin | DPSA030A*BPAV*0B02560*G |  | Voluntarily Certified | ACAirCoolAllPhase&gt;=240k&lt; | False | False |  |  |  |  | 10.4 |  | 17.3 | 13 | [6 empty] | 314000 | Heating Other Than Electric Re | 08/29/2023 |  | 11/13/2023
Daikin Comfort Technologies Manufacturing, L.P. | Daikin | DPSA030A*BPDV*0B02450*G |  | Voluntarily Certified | ACAirCoolAllPhase&gt;=240k&lt; | False | False |  |  |  |  | 10.1 |  | 17.1 | 13 | [6 empty] | 314000 | Heating Other Than Electric Re | 08/29/2023 |  | 11/13/2023
Daikin Comfort Technologies Manufacturing, L.P. | Daikin | DPSA030A*BPDV*0B02500*G |  | Voluntarily Certified | ACAirCoolAllPhase&gt;=240k&lt; | False | False |  |  |  |  | 10.1 |  | 17.1 | 13 | [6 empty] | 314000 | Heating Other Than Electric Re | 08/29/2023 |  | 11/13/2023
Daikin Comfort Technologies Manufacturing, L.P. | Daikin | DPSA030A*BPDV*0B02560*G |  | Voluntarily Certified | ACAirCoolAllPhase&gt;=240k&lt; | False | False |  |  |  |  | 10.1 |  | 17.1 | 13 | [6 empty] | 314000 | Heating Other Than Electric Re | 08/29/2023 |  | 11/13/2023
Daikin Comfort Technologies Manufacturing, L.P. | Daikin | DPSA030A*BPDV*0B04355*G |  | Voluntarily Certified | ACAirCoolAllPhase&gt;=240k&lt; | False | False |  |  |  |  | 10.1 |  | 17.1 | 13 | [6 empty] | 314000 | Heating Other Than Electric Re | 08/29/2023 |  | 11/13/2023
Daikin Comfort Technologies Manufacturing, L.P. | Daikin | DPSA030A*BSAT*0B02500*G |  | Voluntarily Certified | ACAirCoolAllPhase&gt;=240k&lt; | False | False |  |  |  |  | 10.5 |  | 16.1 | 13 | [6 empty] | 314000 | Heating Other Than Electric Re | 08/29/2023 |  | 11/13/2023
Daikin Comfort Technologies Manufacturing, L.P. | Daikin | DPSA030A*BSAT*0B02560*G |  | Voluntarily Certified | ACAirCoolAllPhase&gt;=240k&lt; | False | False |  |  |  |  | 10.6 |  | 16.2 | 13 | [6 empty] | 314000 | Heating Other Than Electric Re | 08/29/2023 |  | 11/13/2023
Daikin Comfort Technologies Manufacturing, L.P. | Daikin | DPSA030A*BSAT*0B02630*G |  | Voluntarily Certified | ACAirCoolAllPhase&gt;=240k&lt; | False | False |  |  |  |  | 10.5 |  | 16.1 | 13 | [6 empty] | 314000 | Heating Other Than Electric Re | 08/29/2023 |  | 11/13/2023
Daikin Comfort Technologies Manufacturing, L.P. | Daikin | DPSA030A*BSDT*0B02450*G |  | Voluntarily Certified | ACAirCoolAllPhase&gt;=240k&lt; | False | False |  |  |  |  | 10.2 |  | 15.8 | 13 | [6 empty] | 314000 | Heating Other Than Electric Re | 08/29/2023 |  | 11/13/2023
Daikin Comfort Technologies Manufacturing, L.P. | Daikin | DPSA030A*BSDT*0B02500*G |  | Voluntarily Certified | ACAirCoolAllPhase&gt;=240k&lt; | False | False |  |  |  |  | 10.3 |  | 15.8 | 13 | [6 empty] | 314000 | Heating Other Than Electric Re | 08/29/2023 |  | 11/13/2023
Daikin Comfort Technologies Manufacturing, L.P. | Daikin | DPSA030A*BSDT*0B02560*G |  | Voluntarily Certified | ACAirCoolAllPhase&gt;=240k&lt; | False | False |  |  |  |  | 10.3 |  | 15.9 | 13 | [6 empty] | 314000 | Heating Other Than Electric Re | 08/29/2023 |  | 11/13/2023
Daikin Comfort Technologies Manufacturing, L.P. | Daikin | DPSA030A*BSDT*0B02630*G |  | Voluntarily Certified | ACAirCoolAllPhase&gt;=240k&lt; | False | False |  |  |  |  | 10.2 |  | 15.8 | 13 | [6 empty] | 314000 | Heating Other Than Electric Re | 08/29/2023 |  | 11/13/2023
Daikin Comfort Technologies Manufacturing, L.P. | Daikin | DPSA030A*BSDT*0B04355*G |  | Voluntarily Certified | ACAirCoolAllPhase&gt;=240k&lt; | False | False |  |  |  |  | 10.3 |  | 15.8 | 13 | [6 empty] | 314000 | Heating Other Than Electric Re | 08/29/2023 |  | 11/13/2023
Daikin Comfort Technologies Manufacturing, L.P. | Daikin | DPSA030A2BHBM*0B02450*G |  | Voluntarily Certified | ACAirCoolAllPhase&gt;=240k&lt; | False | False |  |  |  |  | 10.3 |  | 16.2 | 13 | [6 empty] | 314000 | Heating Other Than Electric Re | 08/29/2023 |  | 11/13/2023
Daikin Comfort Technologies Manufacturing, L.P. | Daikin | DPSA030A2BPBV*0B02450*G |  | Voluntarily Certified | ACAirCoolAllPhase&gt;=240k&lt; | False | False |  |  |  |  | 10.1 |  | 17.2 | 13 | [6 empty] | 314000 | Heating Other Than Electric Re | 08/29/2023 |  | 11/13/2023
Daikin Comfort Technologies Manufacturing, L.P. | Daikin | DPSA030A2BSBT*0B02450*G |  | Voluntarily Certified | ACAirCoolAllPhase&gt;=240k&lt; | False | False |  |  |  |  | 10.3 |  | 15.8 | 13 | [6 empty] | 314000 | Heating Other Than Electric Re | 08/29/2023 |  | 11/13/2023
Daikin Comfort Technologies Manufacturing, L.P. | Daikin | DPSA030A4BHAM*0B04450*G |  | Voluntarily Certified | ACAirCoolAllPhase&gt;=240k&lt; | False | False |  |  |  |  | 10.6 |  | 16.5 | 13 | [6 empty] | 314000 | Heating Other Than Electric Re | 08/29/2023 |  | 11/13/2023
Daikin Comfort Technologies Manufacturing, L.P. | Daikin | DPSA030A4BHDM*0B04450*G |  | Voluntarily Certified | ACAirCoolAllPhase&gt;=240k&lt; | False | False |  |  |  |  | 10.4 |  | 16.2 | 13 | [6 empty] | 314000 | Heating Other Than Electric Re | 08/29/2023 |  | 11/13/2023
Daikin Comfort Technologies Manufacturing, L.P. | Daikin | DPSA030A4BPAV*0B04450*G |  | Voluntarily Certified | ACAirCoolAllPhase&gt;=240k&lt; | False | False |  |  |  |  | 10.4 |  | 17.3 | 13 | [6 empty] | 314000 | Heating Other Than Electric Re | 08/29/2023 |  | 11/13/2023
Daikin Comfort Technologies Manufacturing, L.P. | Daikin | DPSA030A4BPDV*0B04450*G |  | Voluntarily Certified | ACAirCoolAllPhase&gt;=240k&lt; | False | False |  |  |  |  | 10.2 |  | 17.2 | 13 | [6 empty] | 314000 | Heating Other Than Electric Re | 08/29/2023 |  | 11/13/2023
Daikin Comfort Technologies Manufacturing, L.P. | Daikin | DPSA030A4BSAT*0B04450*G |  | Voluntarily Certified | ACAirCoolAllPhase&gt;=240k&lt; | False | False |  |  |  |  | 10.6 |  | 16.2 | 13 | [6 empty] | 314000 | Heating Other Than Electric Re | 08/29/2023 |  | 11/13/2023
Daikin Comfort Technologies Manufacturing, L.P. | Daikin | DPSA030A4BSDT*0B04450*G |  | Voluntarily Certified | ACAirCoolAllPhase&gt;=240k&lt; | False | False |  |  |  |  | 10.4 |  | 15.9 | 13 | [6 empty] | 314000 | Heating Other Than Electric Re | 08/29/2023 |  | 11/13/2023
Daikin Comfort Technologies Manufacturing, L.P. | Daikin | DPSA030A5BHAM*0B04450*G |  | Voluntarily Certified | ACAirCoolAllPhase&gt;=240k&lt; | False | False |  |  |  |  | 10.6 |  | 16.5 | 13 | [6 empty] | 314000 | Heating Other Than Electric Re | 08/29/2023 |  | 11/13/2023
Daikin Comfort Technologies Manufacturing, L.P. | Daikin | DPSA030A5BHDM*0B04450*G |  | Voluntarily Certified | ACAirCoolAllPhase&gt;=240k&lt; | False | False |  |  |  |  | 10.4 |  | 16.2 | 13 | [6 empty] | 314000 | Heating Other Than Electric Re | 08/29/2023 |  | 11/13/2023
Daikin Comfort Technologies Manufacturing, L.P. | Daikin | DPSA030A5BPAV*0B04450*G |  | Voluntarily Certified | ACAirCoolAllPhase&gt;=240k&lt; | False | False |  |  |  |  | 10.4 |  | 17.3 | 13 | [6 empty] | 314000 | Heating Other Than Electric Re | 08/29/2023 |  | 11/13/2023
Daikin Comfort Technologies Manufacturing, L.P. | Daikin | DPSA030A5BPDV*0B04450*G |  | Voluntarily Certified | ACAirCoolAllPhase&gt;=240k&lt; | False | False |  |  |  |  | 10.2 |  | 17.2 | 13 | [6 empty] | 314000 | Heating Other Than Electric Re | 08/29/2023 |  | 11/13/2023
Daikin Comfort Technologies Manufacturing, L.P. | Daikin | DPSA030A5BSAT*0B04450*G |  | Voluntarily Certified | ACAirCoolAllPhase&gt;=240k&lt; | False | False |  |  |  |  | 10.6 |  | 16.2 | 13 | [6 empty] | 314000 | Heating Other Than Electric Re | 08/29/2023 |  | 11/13/2023
Daikin Comfort Technologies Manufacturing, L.P. | Daikin | DPSA030A5BSDT*0B04450*G |  | Voluntarily Certified | ACAirCoolAllPhase&gt;=240k&lt; | False | False |  |  |  |  | 10.4 |  | 15.9 | 13 | [6 empty] | 314000 | Heating Other Than Electric Re | 08/29/2023 |  | 11/13/2023
Daikin Comfort Technologies Manufacturing, L.P. | Daikin | DPSA031A*BSBS*0B02560*G |  | Voluntarily Certified | ACAirCoolAllPhase&gt;=240k&lt; | False | False |  |  |  |  | 11.3 |  | 16.3 | 13 | [6 empty] | 314000 | Heating Other Than Electric Re | 08/29/2023 |  | 11/13/2023
Daikin Comfort Technologies Manufacturing, L.P. | Daikin | DPSA031A*BSBS*0B02630*G |  | Voluntarily Certified | ACAirCoolAllPhase&gt;=240k&lt; | False | False |  |  |  |  | 11.3 |  | 16.2 | 13 | [6 empty] | 314000 | Heating Other Than Electric Re | 08/29/2023 |  | 11/13/2023
Daikin Comfort Technologies Manufacturing, L.P. | Daikin | DPSA031A*BSBS*0B04450*G |  | Voluntarily Certified | ACAirCoolAllPhase&gt;=240k&lt; | False | False |  |  |  |  | 11.3 |  | 16.2 | 13 | [6 empty] | 314000 | Heating Other Than Electric Re | 08/29/2023 |  | 11/13/2023
Daikin Comfort Technologies Manufacturing, L.P. | Daikin | DPSA031A*BSBS*0B04500*G |  | Voluntarily Certified | ACAirCoolAllPhase&gt;=240k&lt; | False | False |  |  |  |  | 11.4 |  | 16.3 | 13 | [6 empty] | 314000 | Heating Other Than Electric Re | 08/29/2023 |  | 11/13/2023
Daikin Comfort Technologies Manufacturing, L.P. | Daikin | DPSA031A*BSBS*0B04560*G |  | Voluntarily Certified | ACAirCoolAllPhase&gt;=240k&lt; | False | False |  |  |  |  | 11.3 |  | 16.2 | 13 | [6 empty] | 314000 | Heating Other Than Electric Re | 08/29/2023 |  | 11/13/2023
Daikin Comfort Technologies Manufacturing, L.P. | Daikin | DPSA031A*BSBSA0B02560*G |  | Voluntarily Certified | ACAirCoolAllPhase&gt;=240k&lt; | False | False |  |  |  |  | 11.4 |  | 15.6 | 13 | [6 empty] | 314000 | Heating Other Than Electric Re | 08/29/2023 |  | 11/13/2023
Daikin Comfort Technologies Manufacturing, L.P. | Daikin | DPSA031A*BSBSA0B02630*G |  | Voluntarily Certified | ACAirCoolAllPhase&gt;=240k&lt; | False | False |  |  |  |  | 11.4 |  | 15.6 | 13 | [6 empty] | 314000 | Heating Other Than Electric Re | 08/29/2023 |  | 11/13/2023
Daikin Comfort Technologies Manufacturing, L.P. | Daikin | DPSA031A*BSBSA0B04450*G |  | Voluntarily Certified | ACAirCoolAllPhase&gt;=240k&lt; | False | False |  |  |  |  | 11.3 |  | 15.6 | 13 | [6 empty] | 314000 | Heating Other Than Electric Re | 08/29/2023 |  | 11/13/2023
Daikin Comfort Technologies Manufacturing, L.P. | Daikin | DPSA031A*BSBSA0B04500*G |  | Voluntarily Certified | ACAirCoolAllPhase&gt;=240k&lt; | False | False |  |  |  |  | 11.4 |  | 15.7 | 13 | [6 empty] | 314000 | Heating Other Than Electric Re | 08/29/2023 |  | 11/13/2023
Daikin Comfort Technologies Manufacturing, L.P. | Daikin | DPSA031A*BSBSA0B04560*G |  | Voluntarily Certified | ACAirCoolAllPhase&gt;=240k&lt; | False | False |  |  |  |  | 11.3 |  | 15.6 | 13 | [6 empty] | 314000 | Heating Other Than Electric Re | 08/29/2023 |  | 11/13/2023
Daikin Comfort Technologies Manufacturing, L.P. | Daikin | DPSA031A*BSBSB0B02560*G |  | Voluntarily Certified | ACAirCoolAllPhase&gt;=240k&lt; | False | False |  |  |  |  | 11.4 |  | 15.6 | 13 | [6 empty] | 314000 | Heating Other Than Electric Re | 08/29/2023 |  | 11/13/2023
Daikin Comfort Technologies Manufacturing, L.P. | Daikin | DPSA031A*BSBSB0B02630*G |  | Voluntarily Certified | ACAirCoolAllPhase&gt;=240k&lt; | False | False |  |  |  |  | 11.4 |  | 15.6 | 13 | [6 empty] | 314000 | Heating Other Than Electric Re | 08/29/2023 |  | 11/13/2023
Daikin Comfort Technologies Manufacturing, L.P. | Daikin | DPSA031A*BSBSB0B04450*G |  | Voluntarily Certified | ACAirCoolAllPhase&gt;=240k&lt; | False | False |  |  |  |  | 11.3 |  | 15.6 | 13 | [6 empty] | 314000 | Heating Other Than Electric Re | 08/29/2023 |  | 11/13/2023
Daikin Comfort Technologies Manufacturing, L.P. | Daikin | DPSA031A*BSBSB0B04500*G |  | Voluntarily Certified | ACAirCoolAllPhase&gt;=240k&lt; | False | False |  |  |  |  | 11.4 |  | 15.7 | 13 | [6 empty] | 314000 | Heating Other Than Electric Re | 08/29/2023 |  | 11/13/2023
Daikin Comfort Technologies Manufacturing, L.P. | Daikin | DPSA031A*BSBSB0B04560*G |  | Voluntarily Certified | ACAirCoolAllPhase&gt;=240k&lt; | False | False |  |  |  |  | 11.3 |  | 15.6 | 13 | [6 empty] | 314000 | Heating Other Than Electric Re | 08/29/2023 |  | 11/13/2023
Daikin Comfort Technologies Manufacturing, L.P. | Daikin | DPSA031A2BHCME0B02450*G |  | Voluntarily Certified | ACAirCoolAllPhase&gt;=240k&lt; | False | False |  |  |  |  | 10.7 |  | 17 | 13 | [6 empty] | 314000 | Heating Other Than Electric Re | 08/29/2023 |  | 11/13/2023
Daikin Comfort Technologies Manufacturing, L.P. | Daikin | DPSA031A2BHCME0B02500*G |  | Voluntarily Certified | ACAirCoolAllPhase&gt;=240k&lt; | False | False |  |  |  |  | 10.9 |  | 17.1 | 13 | [6 empty] | 314000 | Heating Other Than Electric Re | 08/29/2023 |  | 11/13/2023
Daikin Comfort Technologies Manufacturing, L.P. | Daikin | DPSA031A2BHCME0B04355*G |  | Voluntarily Certified | ACAirCoolAllPhase&gt;=240k&lt; | False | False |  |  |  |  | 10.8 |  | 17.1 | 13 | [6 empty] | 314000 | Heating Other Than Electric Re | 08/29/2023 |  | 11/13/2023
Daikin Comfort Technologies Manufacturing, L.P. | Daikin | DPSA030A2BHBM*0B02500*G |  | Voluntarily Certified | ACAirCoolAllPhase&gt;=240k&lt; | False | False |  |  |  |  | 10.4 |  | 16.3 | 13 | [6 empty] | 316000 | Heating Other Than Electric Re | 08/29/2023 |  | 11/13/2023
Daikin Comfort Technologies Manufacturing, L.P. | Daikin | DPSA030A2BHBM*0B02560*G |  | Voluntarily Certified | ACAirCoolAllPhase&gt;=240k&lt; | False | False |  |  |  |  | 10.4 |  | 16.3 | 13 | [6 empty] | 316000 | Heating Other Than Electric Re | 08/29/2023 |  | 11/13/2023
Daikin Comfort Technologies Manufacturing, L.P. | Daikin | DPSA030A2BHBM*0B02630*G |  | Voluntarily Certified | ACAirCoolAllPhase&gt;=240k&lt; | False | False |  |  |  |  | 10.3 |  | 16.3 | 13 | [6 empty] | 316000 | Heating Other Than Electric Re | 08/29/2023 |  | 11/13/2023
Daikin Comfort Technologies Manufacturing, L.P. | Daikin | DPSA030A2BPBV*0B02500*G |  | Voluntarily Certified | ACAirCoolAllPhase&gt;=240k&lt; | False | False |  |  |  |  | 10.2 |  | 17.2 | 13 | [6 empty] | 316000 | Heating Other Than Electric Re | 08/29/2023 |  | 11/13/2023
Daikin Comfort Technologies Manufacturing, L.P. | Daikin | DPSA030A2BPBV*0B02560*G |  | Voluntarily Certified | ACAirCoolAllPhase&gt;=240k&lt; | False | False |  |  |  |  | 10.2 |  | 17.3 | 13 | [6 empty] | 316000 | Heating Other Than Electric Re | 08/29/2023 |  | 11/13/2023
Daikin Comfort Technologies Manufacturing, L.P. | Daikin | DPSA030A2BPBV*0B02630*G |  | Voluntarily Certified | ACAirCoolAllPhase&gt;=240k&lt; | False | False |  |  |  |  | 10.1 |  | 17.2 | 13 | [6 empty] | 316000 | Heating Other Than Electric Re | 08/29/2023 |  | 11/13/2023
Daikin Comfort Technologies Manufacturing, L.P. | Daikin | DPSA030A2BPBV*0B04355*G |  | Voluntarily Certified | ACAirCoolAllPhase&gt;=240k&lt; | False | False |  |  |  |  | 10.2 |  | 17.2 | 13 | [6 empty] | 316000 | Heating Other Than Electric Re | 08/29/2023 |  | 11/13/2023
Daikin Comfort Technologies Manufacturing, L.P. | Daikin | DPSA030A2BSBT*0B02500*G |  | Voluntarily Certified | ACAirCoolAllPhase&gt;=240k&lt; | False | False |  |  |  |  | 10.4 |  | 15.9 | 13 | [6 empty] | 316000 | Heating Other Than Electric Re | 08/29/2023 |  | 11/13/2023
Daikin Comfort Technologies Manufacturing, L.P. | Daikin | DPSA030A2BSBT*0B02560*G |  | Voluntarily Certified | ACAirCoolAllPhase&gt;=240k&lt; | False | False |  |  |  |  | 10.4 |  | 15.9 | 13 | [6 empty] | 316000 | Heating Other Than Electric Re | 08/29/2023 |  | 11/13/2023
Daikin Comfort Technologies Manufacturing, L.P. | Daikin | DPSA030A2BSBT*0B02630*G |  | Voluntarily Certified | ACAirCoolAllPhase&gt;=240k&lt; | False | False |  |  |  |  | 10.3 |  | 15.8 | 13 | [6 empty] | 316000 | Heating Other Than Electric Re | 08/29/2023 |  | 11/13/2023
Daikin Comfort Technologies Manufacturing, L.P. | Daikin | DPSA030A2BSBT*0B04355*G |  | Voluntarily Certified | ACAirCoolAllPhase&gt;=240k&lt; | False | False |  |  |  |  | 10.3 |  | 15.8 | 13 | [6 empty] | 316000 | Heating Other Than Electric Re | 08/29/2023 |  | 11/13/2023
Daikin Comfort Technologies Manufacturing, L.P. | Daikin | DPSA031A2BHAME0B02450*G |  | Voluntarily Certified | ACAirCoolAllPhase&gt;=240k&lt; | False | False |  |  |  |  | 10.8 |  | 17.1 | 13 | [6 empty] | 316000 | Heating Other Than Electric Re | 08/29/2023 |  | 11/13/2023
Daikin Comfort Technologies Manufacturing, L.P. | Daikin | DPSA031A2BHAME0B04355*G |  | Voluntarily Certified | ACAirCoolAllPhase&gt;=240k&lt; | False | False |  |  |  |  | 11 |  | 17.2 | 13 | [6 empty] | 316000 | Heating Other Than Electric Re | 08/29/2023 |  | 11/13/2023
Daikin Comfort Technologies Manufacturing, L.P. | Daikin | DPSA031A2BHCME0B02560*G |  | Voluntarily Certified | ACAirCoolAllPhase&gt;=240k&lt; | False | False |  |  |  |  | 10.9 |  | 17.4 | 13 | [6 empty] | 316000 | Heating Other Than Electric Re | 08/29/2023 |  | 11/13/2023
Daikin Comfort Technologies Manufacturing, L.P. | Daikin | DPSA031A2BHCME0B02630*G |  | Voluntarily Certified | ACAirCoolAllPhase&gt;=240k&lt; | False | False |  |  |  |  | 10.9 |  | 17.4 | 13 | [6 empty] | 316000 | Heating Other Than Electric Re | 08/29/2023 |  | 11/13/2023
Daikin Comfort Technologies Manufacturing, L.P. | Daikin | DPSA031A2BHCME0B04450*G |  | Voluntarily Certified | ACAirCoolAllPhase&gt;=240k&lt; | False | False |  |  |  |  | 10.9 |  | 17.3 | 13 | [6 empty] | 316000 | Heating Other Than Electric Re | 08/29/2023 |  | 11/13/2023
Daikin Comfort Technologies Manufacturing, L.P. | Daikin | DPSA031A2BHCME0B04500*G |  | Voluntarily Certified | ACAirCoolAllPhase&gt;=240k&lt; | False | False |  |  |  |  | 11 |  | 17.5 | 13 | [6 empty] | 316000 | Heating Other Than Electric Re | 08/29/2023 |  | 11/13/2023
Daikin Comfort Technologies Manufacturing, L.P. | Daikin | DPSA031A2BHCME0B04560*G |  | Voluntarily Certified | ACAirCoolAllPhase&gt;=240k&lt; | False | False |  |  |  |  | 10.9 |  | 17.4 | 13 | [6 empty] | 316000 | Heating Other Than Electric Re | 08/29/2023 |  | 11/13/2023
Daikin Comfort Technologies Manufacturing, L.P. | Daikin | DPSA031A2BHDME0B02450*G |  | Voluntarily Certified | ACAirCoolAllPhase&gt;=240k&lt; | False | False |  |  |  |  | 10.9 |  | 17.3 | 13 | [6 empty] | 316000 | Heating Other Than Electric Re | 08/29/2023 |  | 11/13/2023
Daikin Comfort Technologies Manufacturing, L.P. | Daikin | DPSA031A2BHDME0B02500*G |  | Voluntarily Certified | ACAirCoolAllPhase&gt;=240k&lt; | False | False |  |  |  |  | 10.9 |  | 17 | 13 | [6 empty] | 316000 | Heating Other Than Electric Re | 08/29/2023 |  | 11/13/2023
Daikin Comfort Technologies Manufacturing, L.P. | Daikin | DPSA031A2BHDME0B04355*G |  | Voluntarily Certified | ACAirCoolAllPhase&gt;=240k&lt; | False | False |  |  |  |  | 10.9 |  | 17.4 | 13 | [6 empty] | 316000 | Heating Other Than Electric Re | 08/29/2023 |  | 11/13/2023
Daikin Comfort Technologies Manufacturing, L.P. | Daikin | MPS030FG**V-A |  | Voluntarily Certified | ACAirCoolAllPhase&gt;=240k&lt; | False | False |  |  |  |  | 10.2 |  | 13 | 13 | [6 empty] | 316000 | Heating Other Than Electric Re | 08/29/2023 |  | 11/13/2023
Daikin Comfort Technologies Manufacturing, L.P. | Daikin | DPSA031A*BHCME0B02450*G |  | Voluntarily Certified | ACAirCoolAllPhase&gt;=240k&lt; | False | False |  |  |  |  | 10.9 |  | 17.2 | 13 | [6 empty] | 318000 | Heating Other Than Electric Re | 08/29/2023 |  | 11/13/2023
Daikin Comfort Technologies Manufacturing, L.P. | Daikin | DPSA031A*BHCME0B02500*G |  | Voluntarily Certified | ACAirCoolAllPhase&gt;=240k&lt; | False | False |  |  |  |  | 11.1 |  | 17.4 | 13 | [6 empty] | 318000 | Heating Other Than Electric Re | 08/29/2023 |  | 11/13/2023
Daikin Comfort Technologies Manufacturing, L.P. | Daikin | DPSA031A*BHCME0B04355*G |  | Voluntarily Certified | ACAirCoolAllPhase&gt;=240k&lt; | False | False |  |  |  |  | 11 |  | 17.3 | 13 | [6 empty] | 318000 | Heating Other Than Electric Re | 08/29/2023 |  | 11/13/2023
Daikin Comfort Technologies Manufacturing, L.P. | Daikin | DPSA031A2BHAME0B02500*G |  | Voluntarily Certified | ACAirCoolAllPhase&gt;=240k&lt; | False | False |  |  |  |  | 11 |  | 17.3 | 13 | [6 empty] | 318000 | Heating Other Than Electric Re | 08/29/2023 |  | 11/13/2023
Daikin Comfort Technologies Manufacturing, L.P. | Daikin | DPSA031A2BHAME0B02560*G |  | Voluntarily Certified | ACAirCoolAllPhase&gt;=240k&lt; | False | False |  |  |  |  | 11 |  | 17.4 | 13 | [6 empty] | 318000 | Heating Other Than Electric Re | 08/29/2023 |  | 11/13/2023
Daikin Comfort Technologies Manufacturing, L.P. | Daikin | DPSA031A2BHAME0B02630*G |  | Voluntarily Certified | ACAirCoolAllPhase&gt;=240k&lt; | False | False |  |  |  |  | 11 |  | 17.4 | 13 | [6 empty] | 318000 | Heating Other Than Electric Re | 08/29/2023 |  | 11/13/2023
Daikin Comfort Technologies Manufacturing, L.P. | Daikin | DPSA031A2BHAME0B04450*G |  | Voluntarily Certified | ACAirCoolAllPhase&gt;=240k&lt; | False | False |  |  |  |  | 11 |  | 17.3 | 13 | [6 empty] | 318000 | Heating Other Than Electric Re | 08/29/2023 |  | 11/13/2023
Daikin Comfort Technologies Manufacturing, L.P. | Daikin | DPSA031A2BHAME0B04560*G |  | Voluntarily Certified | ACAirCoolAllPhase&gt;=240k&lt; | False | False |  |  |  |  | 11 |  | 17.4 | 13 | [6 empty] | 318000 | Heating Other Than Electric Re | 08/29/2023 |  | 11/13/2023
Daikin Comfort Technologies Manufacturing, L.P. | Daikin | DPSA031A2BHBME0B02450*G |  | Voluntarily Certified | ACAirCoolAllPhase&gt;=240k&lt; | False | False |  |  |  |  | 10.9 |  | 17.2 | 13 | [6 empty] | 318000 | Heating Other Than Electric Re | 08/29/2023 |  | 11/13/2023
Daikin Comfort Technologies Manufacturing, L.P. | Daikin | DPSA031A2BHBME0B02450AG |  | Voluntarily Certified | ACAirCoolAllPhase&gt;=240k&lt; | False | False |  |  |  |  | 10 |  | 16 | 13 | [6 empty] | 318000 | Heating Other Than Electric Re | 08/29/2023 |  | 11/13/2023
Daikin Comfort Technologies Manufacturing, L.P. | Daikin | DPSA031A2BHDME0B02560*G |  | Voluntarily Certified | ACAirCoolAllPhase&gt;=240k&lt; | False | False |  |  |  |  | 11.1 |  | 17 | 13 | [6 empty] | 318000 | Heating Other Than Electric Re | 08/29/2023 |  | 11/13/2023
Daikin Comfort Technologies Manufacturing, L.P. | Daikin | DPSA031A2BHDME0B02630*G |  | Voluntarily Certified | ACAirCoolAllPhase&gt;=240k&lt; | False | False |  |  |  |  | 11.1 |  | 16.8 | 13 | [6 empty] | 318000 | Heating Other Than Electric Re | 08/29/2023 |  | 11/13/2023
Daikin Comfort Technologies Manufacturing, L.P. | Daikin | DPSA031A2BHDME0B04450*G |  | Voluntarily Certified | ACAirCoolAllPhase&gt;=240k&lt; | False | False |  |  |  |  | 11.1 |  | 16.7 | 13 | [6 empty] | 318000 | Heating Other Than Electric Re | 08/29/2023 |  | 11/13/2023
Daikin Comfort Technologies Manufacturing, L.P. | Daikin | DPSA031A2BHDME0B04500*G |  | Voluntarily Certified | ACAirCoolAllPhase&gt;=240k&lt; | False | False |  |  |  |  | 11.2 |  | 17 | 13 | [6 empty] | 318000 | Heating Other Than Electric Re | 08/29/2023 |  | 11/13/2023
Daikin Comfort Technologies Manufacturing, L.P. | Daikin | DPSA031A2BHDME0B04560*G |  | Voluntarily Certified | ACAirCoolAllPhase&gt;=240k&lt; | False | False |  |  |  |  | 11.1 |  | 17 | 13 | [6 empty] | 318000 | Heating Other Than Electric Re | 08/29/2023 |  | 11/13/2023
Daikin Comfort Technologies Manufacturing, L.P. | Daikin | RPS031DLA-2-V-5 |  | Voluntarily Certified | ACAirCoolAllPhase&gt;=240k&lt; | False | False |  |  |  |  | 10 |  | 14.3 | 13 | [6 empty] | 318000 | Heating Other Than Electric Re | 08/29/2023 |  | 11/13/2023
Daikin Comfort Technologies Manufacturing, L.P. | Daikin | DPSA030A*BHBM*0B02450*G |  | Voluntarily Certified | ACAirCoolAllPhase&gt;=240k&lt; | False | False |  |  |  |  | 10.6 |  | 16.4 | 13 | [6 empty] | 320000 | Heating Other Than Electric Re | 08/29/2023 |  | 11/13/2023
Daikin Comfort Technologies Manufacturing, L.P. | Daikin | DPSA030A*BHBM*0B02500*G |  | Voluntarily Certified | ACAirCoolAllPhase&gt;=240k&lt; | False | False |  |  |  |  | 10.7 |  | 16.5 | 13 | [6 empty] | 320000 | Heating Other Than Electric Re | 08/29/2023 |  | 11/13/2023
Daikin Comfort Technologies Manufacturing, L.P. | Daikin | DPSA030A*BHBM*0B02560*G |  | Voluntarily Certified | ACAirCoolAllPhase&gt;=240k&lt; | False | False |  |  |  |  | 10.7 |  | 16.6 | 13 | [6 empty] | 320000 | Heating Other Than Electric Re | 08/29/2023 |  | 11/13/2023
Daikin Comfort Technologies Manufacturing, L.P. | Daikin | DPSA030A*BHBM*0B02630*G |  | Voluntarily Certified | ACAirCoolAllPhase&gt;=240k&lt; | False | False |  |  |  |  | 10.6 |  | 16.5 | 13 | [6 empty] | 320000 | Heating Other Than Electric Re | 08/29/2023 |  | 11/13/2023
Daikin Comfort Technologies Manufacturing, L.P. | Daikin | DPSA030A*BHBM*0B04355*G |  | Voluntarily Certified | ACAirCoolAllPhase&gt;=240k&lt; | False | False |  |  |  |  | 10.7 |  | 16.5 | 13 | [6 empty] | 320000 | Heating Other Than Electric Re | 08/29/2023 |  | 11/13/2023
Daikin Comfort Technologies Manufacturing, L.P. | Daikin | DPSA030A*BPBV*0B02450*G |  | Voluntarily Certified | ACAirCoolAllPhase&gt;=240k&lt; | False | False |  |  |  |  | 10.4 |  | 17.4 | 13 | [6 empty] | 320000 | Heating Other Than Electric Re | 08/29/2023 |  | 11/13/2023
Daikin Comfort Technologies Manufacturing, L.P. | Daikin | DPSA030A*BPBV*0B02500*G |  | Voluntarily Certified | ACAirCoolAllPhase&gt;=240k&lt; | False | False |  |  |  |  | 10.5 |  | 17.5 | 13 | [6 empty] | 320000 | Heating Other Than Electric Re | 08/29/2023 |  | 11/13/2023
Daikin Comfort Technologies Manufacturing, L.P. | Daikin | DPSA030A*BPBV*0B02560*G |  | Voluntarily Certified | ACAirCoolAllPhase&gt;=240k&lt; | False | False |  |  |  |  | 10.5 |  | 17.5 | 13 | [6 empty] | 320000 | Heating Other Than Electric Re | 08/29/2023 |  | 11/13/2023
Daikin Comfort Technologies Manufacturing, L.P. | Daikin | DPSA030A*BPBV*0B02630*G |  | Voluntarily Certified | ACAirCoolAllPhase&gt;=240k&lt; | False | False |  |  |  |  | 10.5 |  | 17.5 | 13 | [6 empty] | 320000 | Heating Other Than Electric Re | 08/29/2023 |  | 11/13/2023
Daikin Comfort Technologies Manufacturing, L.P. | Daikin | DPSA030A*BPBV*0B04355*G |  | Voluntarily Certified | ACAirCoolAllPhase&gt;=240k&lt; | False | False |  |  |  |  | 10.5 |  | 17.5 | 13 | [6 empty] | 320000 | Heating Other Than Electric Re | 08/29/2023 |  | 11/13/2023
Daikin Comfort Technologies Manufacturing, L.P. | Daikin | DPSA030A*BSBT*0B02450*G |  | Voluntarily Certified | ACAirCoolAllPhase&gt;=240k&lt; | False | False |  |  |  |  | 10.6 |  | 16.1 | 13 | [6 empty] | 320000 | Heating Other Than Electric Re | 08/29/2023 |  | 11/13/2023
Daikin Comfort Technologies Manufacturing, L.P. | Daikin | DPSA030A*BSBT*0B02500*G |  | Voluntarily Certified | ACAirCoolAllPhase&gt;=240k&lt; | False | False |  |  |  |  | 10.7 |  | 16.2 | 13 | [6 empty] | 320000 | Heating Other Than Electric Re | 08/29/2023 |  | 11/13/2023
Daikin Comfort Technologies Manufacturing, L.P. | Daikin | DPSA030A*BSBT*0B02560*G |  | Voluntarily Certified | ACAirCoolAllPhase&gt;=240k&lt; | False | False |  |  |  |  | 10.7 |  | 16.2 | 13 | [6 empty] | 320000 | Heating Other Than Electric Re | 08/29/2023 |  | 11/13/2023
Daikin Comfort Technologies Manufacturing, L.P. | Daikin | DPSA030A*BSBT*0B02630*G |  | Voluntarily Certified | ACAirCoolAllPhase&gt;=240k&lt; | False | False |  |  |  |  | 10.6 |  | 16.2 | 13 | [6 empty] | 320000 | Heating Other Than Electric Re | 08/29/2023 |  | 11/13/2023
Daikin Comfort Technologies Manufacturing, L.P. | Daikin | DPSA030A*BSBT*0B04355*G |  | Voluntarily Certified | ACAirCoolAllPhase&gt;=240k&lt; | False | False |  |  |  |  | 10.7 |  | 16.2 | 13 | [6 empty] | 320000 | Heating Other Than Electric Re | 08/29/2023 |  | 11/13/2023
Daikin Comfort Technologies Manufacturing, L.P. | Daikin | DPSA030A4BHBM*0B04450*G |  | Voluntarily Certified | ACAirCoolAllPhase&gt;=240k&lt; | False | False |  |  |  |  | 10.7 |  | 16.6 | 13 | [6 empty] | 320000 | Heating Other Than Electric Re | 08/29/2023 |  | 11/13/2023
Daikin Comfort Technologies Manufacturing, L.P. | Daikin | DPSA030A4BPBV*0B04450*G |  | Voluntarily Certified | ACAirCoolAllPhase&gt;=240k&lt; | False | False |  |  |  |  | 10.6 |  | 17.6 | 13 | [6 empty] | 320000 | Heating Other Than Electric Re | 08/29/2023 |  | 11/13/2023
Daikin Comfort Technologies Manufacturing, L.P. | Daikin | DPSA030A4BSBT*0B04450*G |  | Voluntarily Certified | ACAirCoolAllPhase&gt;=240k&lt; | False | False |  |  |  |  | 10.7 |  | 16.3 | 13 | [6 empty] | 320000 | Heating Other Than Electric Re | 08/29/2023 |  | 11/13/2023
Daikin Comfort Technologies Manufacturing, L.P. | Daikin | DPSA030A5BHBM*0B04450*G |  | Voluntarily Certified | ACAirCoolAllPhase&gt;=240k&lt; | False | False |  |  |  |  | 10.7 |  | 16.6 | 13 | [6 empty] | 320000 | Heating Other Than Electric Re | 08/29/2023 |  | 11/13/2023
Daikin Comfort Technologies Manufacturing, L.P. | Daikin | DPSA030A5BPBV*0B04450*G |  | Voluntarily Certified | ACAirCoolAllPhase&gt;=240k&lt; | False | False |  |  |  |  | 10.6 |  | 17.6 | 13 | [6 empty] | 320000 | Heating Other Than Electric Re | 08/29/2023 |  | 11/13/2023
Daikin Comfort Technologies Manufacturing, L.P. | Daikin | DPSA030A5BSBT*0B04450*G |  | Voluntarily Certified | ACAirCoolAllPhase&gt;=240k&lt; | False | False |  |  |  |  | 10.7 |  | 16.3 | 13 | [6 empty] | 320000 | Heating Other Than Electric Re | 08/29/2023 |  | 11/13/2023
Daikin Comfort Technologies Manufacturing, L.P. | Daikin | DPSA031A*BHAME0B02450*G |  | Voluntarily Certified | ACAirCoolAllPhase&gt;=240k&lt; | False | False |  |  |  |  | 11 |  | 17.4 | 13 | [6 empty] | 320000 | Heating Other Than Electric Re | 08/29/2023 |  | 11/13/2023
Daikin Comfort Technologies Manufacturing, L.P. | Daikin | DPSA031A*BHAME0B04355*G |  | Voluntarily Certified | ACAirCoolAllPhase&gt;=240k&lt; | False | False |  |  |  |  | 11.1 |  | 17.5 | 13 | [6 empty] | 320000 | Heating Other Than Electric Re | 08/29/2023 |  | 11/13/2023
Daikin Comfort Technologies Manufacturing, L.P. | Daikin | DPSA031A*BHCME0B02560*G |  | Voluntarily Certified | ACAirCoolAllPhase&gt;=240k&lt; | False | False |  |  |  |  | 11.1 |  | 17.7 | 13 | [6 empty] | 320000 | Heating Other Than Electric Re | 08/29/2023 |  | 11/13/2023
Daikin Comfort Technologies Manufacturing, L.P. | Daikin | DPSA031A*BHCME0B02630*G |  | Voluntarily Certified | ACAirCoolAllPhase&gt;=240k&lt; | False | False |  |  |  |  | 11.1 |  | 17.7 | 13 | [6 empty] | 320000 | Heating Other Than Electric Re | 08/29/2023 |  | 11/13/2023
Daikin Comfort Technologies Manufacturing, L.P. | Daikin | DPSA031A*BHCME0B04450*G |  | Voluntarily Certified | ACAirCoolAllPhase&gt;=240k&lt; | False | False |  |  |  |  | 11 |  | 17.6 | 13 | [6 empty] | 320000 | Heating Other Than Electric Re | 08/29/2023 |  | 11/13/2023
Daikin Comfort Technologies Manufacturing, L.P. | Daikin | DPSA031A*BHCME0B04500*G |  | Voluntarily Certified | ACAirCoolAllPhase&gt;=240k&lt; | False | False |  |  |  |  | 11.1 |  | 17.8 | 13 | [6 empty] | 320000 | Heating Other Than Electric Re | 08/29/2023 |  | 11/13/2023
Daikin Comfort Technologies Manufacturing, L.P. | Daikin | DPSA031A*BHCME0B04560*G |  | Voluntarily Certified | ACAirCoolAllPhase&gt;=240k&lt; | False | False |  |  |  |  | 11 |  | 17.7 | 13 | [6 empty] | 320000 | Heating Other Than Electric Re | 08/29/2023 |  | 11/13/2023
Daikin Comfort Technologies Manufacturing, L.P. | Daikin | DPSA031A*BHDME0B02450*G |  | Voluntarily Certified | ACAirCoolAllPhase&gt;=240k&lt; | False | False |  |  |  |  | 11.1 |  | 17.5 | 13 | [6 empty] | 320000 | Heating Other Than Electric Re | 08/29/2023 |  | 11/13/2023
Daikin Comfort Technologies Manufacturing, L.P. | Daikin | DPSA031A*BHDME0B02500*G |  | Voluntarily Certified | ACAirCoolAllPhase&gt;=240k&lt; | False | False |  |  |  |  | 11.1 |  | 17.2 | 13 | [6 empty] | 320000 | Heating Other Than Electric Re | 08/29/2023 |  | 11/13/2023
Daikin Comfort Technologies Manufacturing, L.P. | Daikin | DPSA031A*BHDME0B04355*G |  | Voluntarily Certified | ACAirCoolAllPhase&gt;=240k&lt; | False | False |  |  |  |  | 11 |  | 17.6 | 13 | [6 empty] | 320000 | Heating Other Than Electric Re | 08/29/2023 |  | 11/13/2023
Daikin Comfort Technologies Manufacturing, L.P. | Daikin | DPSA031A2BHAME0B04500*G |  | Voluntarily Certified | ACAirCoolAllPhase&gt;=240k&lt; | False | False |  |  |  |  | 11.1 |  | 17.5 | 13 | [6 empty] | 320000 | Heating Other Than Electric Re | 08/29/2023 |  | 11/13/2023
Daikin Comfort Technologies Manufacturing, L.P. | Daikin | DPSA031A2BHBME0B02500*G |  | Voluntarily Certified | ACAirCoolAllPhase&gt;=240k&lt; | False | False |  |  |  |  | 11.1 |  | 17.2 | 13 | [6 empty] | 320000 | Heating Other Than Electric Re | 08/29/2023 |  | 11/13/2023
Daikin Comfort Technologies Manufacturing, L.P. | Daikin | DPSA031A2BHBME0B02560*G |  | Voluntarily Certified | ACAirCoolAllPhase&gt;=240k&lt; | False | False |  |  |  |  | 11.3 |  | 17 | 13 | [6 empty] | 320000 | Heating Other Than Electric Re | 08/29/2023 |  | 11/13/2023
Daikin Comfort Technologies Manufacturing, L.P. | Daikin | DPSA031A2BHBME0B02630*G |  | Voluntarily Certified | ACAirCoolAllPhase&gt;=240k&lt; | False | False |  |  |  |  | 11.3 |  | 16.9 | 13 | [6 empty] | 320000 | Heating Other Than Electric Re | 08/29/2023 |  | 11/13/2023
Daikin Comfort Technologies Manufacturing, L.P. | Daikin | DPSA031A2BHBME0B04355*G |  | Voluntarily Certified | ACAirCoolAllPhase&gt;=240k&lt; | False | False |  |  |  |  | 11 |  | 17.2 | 13 | [6 empty] | 320000 | Heating Other Than Electric Re | 08/29/2023 |  | 11/13/2023
Daikin Comfort Technologies Manufacturing, L.P. | Daikin | DPSA031A2BHBME0B04450*G |  | Voluntarily Certified | ACAirCoolAllPhase&gt;=240k&lt; | False | False |  |  |  |  | 11.3 |  | 16.8 | 13 | [6 empty] | 320000 | Heating Other Than Electric Re | 08/29/2023 |  | 11/13/2023
Daikin Comfort Technologies Manufacturing, L.P. | Daikin | DPSA031A2BHBME0B04500*G |  | Voluntarily Certified | ACAirCoolAllPhase&gt;=240k&lt; | False | False |  |  |  |  | 11.4 |  | 17 | 13 | [6 empty] | 320000 | Heating Other Than Electric Re | 08/29/2023 |  | 11/13/2023
Daikin Comfort Technologies Manufacturing, L.P. | Daikin | DPSA031A2BHBME0B04560*G |  | Voluntarily Certified | ACAirCoolAllPhase&gt;=240k&lt; | False | False |  |  |  |  | 11.3 |  | 17 | 13 | [6 empty] | 320000 | Heating Other Than Electric Re | 08/29/2023 |  | 11/13/2023
Daikin Comfort Technologies Manufacturing, L.P. | Daikin | DPSA031A2BPCVE0B02450*G |  | Voluntarily Certified | ACAirCoolAllPhase&gt;=240k&lt; | False | False |  |  |  |  | 10.2 |  | 17.6 | 13 | [6 empty] | 320000 | Heating Other Than Electric Re | 08/29/2023 |  | 11/13/2023
Daikin Comfort Technologies Manufacturing, L.P. | Daikin | DPSA031A2BPCVE0B02500*G |  | Voluntarily Certified | ACAirCoolAllPhase&gt;=240k&lt; | False | False |  |  |  |  | 10.4 |  | 17.7 | 13 | [6 empty] | 320000 | Heating Other Than Electric Re | 08/29/2023 |  | 11/13/2023
Daikin Comfort Technologies Manufacturing, L.P. | Daikin | DPSA031A2BPCVE0B04355*G |  | Voluntarily Certified | ACAirCoolAllPhase&gt;=240k&lt; | False | False |  |  |  |  | 10.3 |  | 17.7 | 13 | [6 empty] | 320000 | Heating Other Than Electric Re | 08/29/2023 |  | 11/13/2023
Daikin Comfort Technologies Manufacturing, L.P. | Daikin | DPSA031A2BPCVF0B02450*G |  | Voluntarily Certified | ACAirCoolAllPhase&gt;=240k&lt; | False | False |  |  |  |  | 10.7 |  | 18.5 | 13 | [6 empty] | 320000 | Heating Other Than Electric Re | 08/29/2023 |  | 11/13/2023
Daikin Comfort Technologies Manufacturing, L.P. | Daikin | DPSA031A2BPCVF0B02500*G |  | Voluntarily Certified | ACAirCoolAllPhase&gt;=240k&lt; | False | False |  |  |  |  | 10.8 |  | 18.7 | 13 | [6 empty] | 320000 | Heating Other Than Electric Re | 08/29/2023 |  | 11/13/2023
Daikin Comfort Technologies Manufacturing, L.P. | Daikin | DPSA031A2BPCVF0B04355*G |  | Voluntarily Certified | ACAirCoolAllPhase&gt;=240k&lt; | False | False |  |  |  |  | 10.8 |  | 18.6 | 13 | [6 empty] | 320000 | Heating Other Than Electric Re | 08/29/2023 |  | 11/13/2023
Daikin Comfort Technologies Manufacturing, L.P. | Daikin | DPSA031A*BHAME0B02500*G |  | Voluntarily Certified | ACAirCoolAllPhase&gt;=240k&lt; | False | False |  |  |  |  | 11.2 |  | 17.5 | 13 | [6 empty] | 322000 | Heating Other Than Electric Re | 08/29/2023 |  | 11/13/2023
Daikin Comfort Technologies Manufacturing, L.P. | Daikin | DPSA031A*BHAME0B02560*G |  | Voluntarily Certified | ACAirCoolAllPhase&gt;=240k&lt; | False | False |  |  |  |  | 11.2 |  | 17.7 | 13 | [6 empty] | 322000 | Heating Other Than Electric Re | 08/29/2023 |  | 11/13/2023
Daikin Comfort Technologies Manufacturing, L.P. | Daikin | DPSA031A*BHAME0B02630*G |  | Voluntarily Certified | ACAirCoolAllPhase&gt;=240k&lt; | False | False |  |  |  |  | 11.2 |  | 17.7 | 13 | [6 empty] | 322000 | Heating Other Than Electric Re | 08/29/2023 |  | 11/13/2023
Daikin Comfort Technologies Manufacturing, L.P. | Daikin | DPSA031A*BHAME0B04450*G |  | Voluntarily Certified | ACAirCoolAllPhase&gt;=240k&lt; | False | False |  |  |  |  | 11.2 |  | 17.6 | 13 | [6 empty] | 322000 | Heating Other Than Electric Re | 08/29/2023 |  | 11/13/2023
Daikin Comfort Technologies Manufacturing, L.P. | Daikin | DPSA031A*BHAME0B04560*G |  | Voluntarily Certified | ACAirCoolAllPhase&gt;=240k&lt; | False | False |  |  |  |  | 11.2 |  | 17.7 | 13 | [6 empty] | 322000 | Heating Other Than Electric Re | 08/29/2023 |  | 11/13/2023
Daikin Comfort Technologies Manufacturing, L.P. | Daikin | DPSA031A*BHBME0B02450*G |  | Voluntarily Certified | ACAirCoolAllPhase&gt;=240k&lt; | False | False |  |  |  |  | 11.1 |  | 17.5 | 13 | [6 empty] | 322000 | Heating Other Than Electric Re | 08/29/2023 |  | 11/13/2023
Daikin Comfort Technologies Manufacturing, L.P. | Daikin | DPSA031A*BHDME0B02560*G |  | Voluntarily Certified | ACAirCoolAllPhase&gt;=240k&lt; | False | False |  |  |  |  | 11.3 |  | 17.2 | 13 | [6 empty] | 322000 | Heating Other Than Electric Re | 08/29/2023 |  | 11/13/2023
Daikin Comfort Technologies Manufacturing, L.P. | Daikin | DPSA031A*BHDME0B02630*G |  | Voluntarily Certified | ACAirCoolAllPhase&gt;=240k&lt; | False | False |  |  |  |  | 11.3 |  | 17.1 | 13 | [6 empty] | 322000 | Heating Other Than Electric Re | 08/29/2023 |  | 11/13/2023
Daikin Comfort Technologies Manufacturing, L.P. | Daikin | DPSA031A*BHDME0B04450*G |  | Voluntarily Certified | ACAirCoolAllPhase&gt;=240k&lt; | False | False |  |  |  |  | 11.3 |  | 17 | 13 | [6 empty] | 322000 | Heating Other Than Electric Re | 08/29/2023 |  | 11/13/2023
Daikin Comfort Technologies Manufacturing, L.P. | Daikin | DPSA031A*BHDME0B04500*G |  | Voluntarily Certified | ACAirCoolAllPhase&gt;=240k&lt; | False | False |  |  |  |  | 11.4 |  | 17.2 | 13 | [6 empty] | 322000 | Heating Other Than Electric Re | 08/29/2023 |  | 11/13/2023
Daikin Comfort Technologies Manufacturing, L.P. | Daikin | DPSA031A*BHDME0B04560*G |  | Voluntarily Certified | ACAirCoolAllPhase&gt;=240k&lt; | False | False |  |  |  |  | 11.2 |  | 17.2 | 13 | [6 empty] | 322000 | Heating Other Than Electric Re | 08/29/2023 |  | 11/13/2023
Daikin Comfort Technologies Manufacturing, L.P. | Daikin | DPSA031A2BPCVE0B02560*G |  | Voluntarily Certified | ACAirCoolAllPhase&gt;=240k&lt; | False | False |  |  |  |  | 10.6 |  | 18 | 13 | [6 empty] | 322000 | Heating Other Than Electric Re | 08/29/2023 |  | 11/13/2023
Daikin Comfort Technologies Manufacturing, L.P. | Daikin | DPSA031A2BPCVE0B02630*G |  | Voluntarily Certified | ACAirCoolAllPhase&gt;=240k&lt; | False | False |  |  |  |  | 10.6 |  | 17.9 | 13 | [6 empty] | 322000 | Heating Other Than Electric Re | 08/29/2023 |  | 11/13/2023
Daikin Comfort Technologies Manufacturing, L.P. | Daikin | DPSA031A2BPCVE0B04450*G |  | Voluntarily Certified | ACAirCoolAllPhase&gt;=240k&lt; | False | False |  |  |  |  | 10.6 |  | 17.8 | 13 | [6 empty] | 322000 | Heating Other Than Electric Re | 08/29/2023 |  | 11/13/2023
Daikin Comfort Technologies Manufacturing, L.P. | Daikin | DPSA031A2BPCVE0B04500*G |  | Voluntarily Certified | ACAirCoolAllPhase&gt;=240k&lt; | False | False |  |  |  |  | 10.7 |  | 18.1 | 13 | [6 empty] | 322000 | Heating Other Than Electric Re | 08/29/2023 |  | 11/13/2023
Daikin Comfort Technologies Manufacturing, L.P. | Daikin | DPSA031A2BPCVE0B04560*G |  | Voluntarily Certified | ACAirCoolAllPhase&gt;=240k&lt; | False | False |  |  |  |  | 10.6 |  | 18 | 13 | [6 empty] | 322000 | Heating Other Than Electric Re | 08/29/2023 |  | 11/13/2023
Daikin Comfort Technologies Manufacturing, L.P. | Daikin | DPSA031A2BPCVF0B02560*G |  | Voluntarily Certified | ACAirCoolAllPhase&gt;=240k&lt; | False | False |  |  |  |  | 10.8 |  | 19 | 13 | [6 empty] | 322000 | Heating Other Than Electric Re | 08/29/2023 |  | 11/13/2023
Daikin Comfort Technologies Manufacturing, L.P. | Daikin | DPSA031A2BPCVF0B02630*G |  | Voluntarily Certified | ACAirCoolAllPhase&gt;=240k&lt; | False | False |  |  |  |  | 10.8 |  | 18.9 | 13 | [6 empty] | 322000 | Heating Other Than Electric Re | 08/29/2023 |  | 11/13/2023
Daikin Comfort Technologies Manufacturing, L.P. | Daikin | DPSA031A2BPCVF0B04450*G |  | Voluntarily Certified | ACAirCoolAllPhase&gt;=240k&lt; | False | False |  |  |  |  | 10.8 |  | 18.8 | 13 | [6 empty] | 322000 | Heating Other Than Electric Re | 08/29/2023 |  | 11/13/2023
Daikin Comfort Technologies Manufacturing, L.P. | Daikin | DPSA031A2BPCVF0B04500*G |  | Voluntarily Certified | ACAirCoolAllPhase&gt;=240k&lt; | False | False |  |  |  |  | 10.9 |  | 19 | 13 | [6 empty] | 322000 | Heating Other Than Electric Re | 08/29/2023 |  | 11/13/2023
Daikin Comfort Technologies Manufacturing, L.P. | Daikin | DPSA031A2BPCVF0B04560*G |  | Voluntarily Certified | ACAirCoolAllPhase&gt;=240k&lt; | False | False |  |  |  |  | 10.8 |  | 19 | 13 | [6 empty] | 322000 | Heating Other Than Electric Re | 08/29/2023 |  | 11/13/2023
Daikin Comfort Technologies Manufacturing, L.P. | Daikin | RPS031DLA-4-V-5 |  | Voluntarily Certified | ACAirCoolAllPhase&gt;=240k&lt; | False | False |  |  |  |  | 10.1 |  | 14.5 | 13 | [6 empty] | 322000 | Heating Other Than Electric Re | 08/29/2023 |  | 11/13/2023
Daikin Comfort Technologies Manufacturing, L.P. | Daikin | DPSA031A*BHAME0B04500*G |  | Voluntarily Certified | ACAirCoolAllPhase&gt;=240k&lt; | False | False |  |  |  |  | 11.3 |  | 17.8 | 13 | [6 empty] | 324000 | Heating Other Than Electric Re | 08/29/2023 |  | 11/13/2023
Daikin Comfort Technologies Manufacturing, L.P. | Daikin | DPSA031A*BHBME0B02500*G |  | Voluntarily Certified | ACAirCoolAllPhase&gt;=240k&lt; | False | False |  |  |  |  | 11.3 |  | 17.5 | 13 | [6 empty] | 324000 | Heating Other Than Electric Re | 08/29/2023 |  | 11/13/2023
Daikin Comfort Technologies Manufacturing, L.P. | Daikin | DPSA031A*BHBME0B04355*G |  | Voluntarily Certified | ACAirCoolAllPhase&gt;=240k&lt; | False | False |  |  |  |  | 11.2 |  | 17.5 | 13 | [6 empty] | 324000 | Heating Other Than Electric Re | 08/29/2023 |  | 11/13/2023
Daikin Comfort Technologies Manufacturing, L.P. | Daikin | DPSA031A*BHBME0B04450*G |  | Voluntarily Certified | ACAirCoolAllPhase&gt;=240k&lt; | False | False |  |  |  |  | 11.5 |  | 17 | 13 | [6 empty] | 324000 | Heating Other Than Electric Re | 08/29/2023 |  | 11/13/2023
Daikin Comfort Technologies Manufacturing, L.P. | Daikin | DPSA031A*BHBME0B04560*G |  | Voluntarily Certified | ACAirCoolAllPhase&gt;=240k&lt; | False | False |  |  |  |  | 11.5 |  | 17.3 | 13 | [6 empty] | 324000 | Heating Other Than Electric Re | 08/29/2023 |  | 11/13/2023
Daikin Comfort Technologies Manufacturing, L.P. | Daikin | DPSA031A2BPAVE0B02450*G |  | Voluntarily Certified | ACAirCoolAllPhase&gt;=240k&lt; | False | False |  |  |  |  | 10.3 |  | 18 | 13 | [6 empty] | 324000 | Heating Other Than Electric Re | 08/29/2023 |  | 11/13/2023
Daikin Comfort Technologies Manufacturing, L.P. | Daikin | DPSA031A2BPAVE0B02500*G |  | Voluntarily Certified | ACAirCoolAllPhase&gt;=240k&lt; | False | False |  |  |  |  | 10.5 |  | 18.1 | 13 | [6 empty] | 324000 | Heating Other Than Electric Re | 08/29/2023 |  | 11/13/2023
Daikin Comfort Technologies Manufacturing, L.P. | Daikin | DPSA031A2BPAVE0B04355*G |  | Voluntarily Certified | ACAirCoolAllPhase&gt;=240k&lt; | False | False |  |  |  |  | 10.5 |  | 18.1 | 13 | [6 empty] | 324000 | Heating Other Than Electric Re | 08/29/2023 |  | 11/13/2023
Daikin Comfort Technologies Manufacturing, L.P. | Daikin | DPSA031A2BPAVF0B02450*G |  | Voluntarily Certified | ACAirCoolAllPhase&gt;=240k&lt; | False | False |  |  |  |  | 10.9 |  | 18.9 | 13 | [6 empty] | 324000 | Heating Other Than Electric Re | 08/29/2023 |  | 11/13/2023
Daikin Comfort Technologies Manufacturing, L.P. | Daikin | DPSA031A2BPAVF0B02500*G |  | Voluntarily Certified | ACAirCoolAllPhase&gt;=240k&lt; | False | False |  |  |  |  | 11 |  | 19.1 | 13 | [6 empty] | 324000 | Heating Other Than Electric Re | 08/29/2023 |  | 11/13/2023
Daikin Comfort Technologies Manufacturing, L.P. | Daikin | DPSA031A2BPAVF0B04355*G |  | Voluntarily Certified | ACAirCoolAllPhase&gt;=240k&lt; | False | False |  |  |  |  | 11 |  | 19 | 13 | [6 empty] | 324000 | Heating Other Than Electric Re | 08/29/2023 |  | 11/13/2023
Daikin Comfort Technologies Manufacturing, L.P. | Daikin | MPS030FG**V-B |  | Voluntarily Certified | ACAirCoolAllPhase&gt;=240k&lt; | False | False |  |  |  |  | 10.3 |  | 13 | 13 | [6 empty] | 324000 | Heating Other Than Electric Re | 08/29/2023 |  | 11/13/2023
Daikin Comfort Technologies Manufacturing, L.P. | Daikin | MPS030FG**VV-B |  | Voluntarily Certified | ACAirCoolAllPhase&gt;=240k&lt; | False | False |  |  |  |  | 9.9 |  | 13 | 13 | [6 empty] | 324000 | Heating Other Than Electric Re | 08/29/2023 |  | 11/13/2023
Daikin Comfort Technologies Manufacturing, L.P. | Daikin | RPS031DLA-2-V-6 |  | Voluntarily Certified | ACAirCoolAllPhase&gt;=240k&lt; | False | False |  |  |  |  | 10.1 |  | 14.4 | 13 | [6 empty] | 324000 | Heating Other Than Electric Re | 08/29/2023 |  | 11/13/2023
Daikin Comfort Technologies Manufacturing, L.P. | Daikin | DPSA031A*BHBME0B02560*G |  | Voluntarily Certified | ACAirCoolAllPhase&gt;=240k&lt; | False | False |  |  |  |  | 11.5 |  | 17.3 | 13 | [6 empty] | 326000 | Heating Other Than Electric Re | 08/29/2023 |  | 11/13/2023
Daikin Comfort Technologies Manufacturing, L.P. | Daikin | DPSA031A*BHBME0B02630*G |  | Voluntarily Certified | ACAirCoolAllPhase&gt;=240k&lt; | False | False |  |  |  |  | 11.5 |  | 17.1 | 13 | [6 empty] | 326000 | Heating Other Than Electric Re | 08/29/2023 |  | 11/13/2023
Daikin Comfort Technologies Manufacturing, L.P. | Daikin | DPSA031A*BHBME0B04500*G |  | Voluntarily Certified | ACAirCoolAllPhase&gt;=240k&lt; | False | False |  |  |  |  | 11.6 |  | 17.3 | 13 | [6 empty] | 326000 | Heating Other Than Electric Re | 08/29/2023 |  | 11/13/2023
Daikin Comfort Technologies Manufacturing, L.P. | Daikin | DPSA031A*BPCVE0B02450*G |  | Voluntarily Certified | ACAirCoolAllPhase&gt;=240k&lt; | False | False |  |  |  |  | 10.4 |  | 17.9 | 13 | [6 empty] | 326000 | Heating Other Than Electric Re | 08/29/2023 |  | 11/13/2023
Daikin Comfort Technologies Manufacturing, L.P. | Daikin | DPSA031A*BPCVE0B02500*G |  | Voluntarily Certified | ACAirCoolAllPhase&gt;=240k&lt; | False | False |  |  |  |  | 10.5 |  | 18 | 13 | [6 empty] | 326000 | Heating Other Than Electric Re | 08/29/2023 |  | 11/13/2023
Daikin Comfort Technologies Manufacturing, L.P. | Daikin | DPSA031A*BPCVE0B04355*G |  | Voluntarily Certified | ACAirCoolAllPhase&gt;=240k&lt; | False | False |  |  |  |  | 10.5 |  | 18 | 13 | [6 empty] | 326000 | Heating Other Than Electric Re | 08/29/2023 |  | 11/13/2023
Daikin Comfort Technologies Manufacturing, L.P. | Daikin | DPSA031A*BPCVF0B02450*G |  | Voluntarily Certified | ACAirCoolAllPhase&gt;=240k&lt; | False | False |  |  |  |  | 10.8 |  | 18.8 | 13 | [6 empty] | 326000 | Heating Other Than Electric Re | 08/29/2023 |  | 11/13/2023
Daikin Comfort Technologies Manufacturing, L.P. | Daikin | DPSA031A*BPCVF0B02500*G |  | Voluntarily Certified | ACAirCoolAllPhase&gt;=240k&lt; | False | False |  |  |  |  | 11 |  | 19 | 13 | [6 empty] | 326000 | Heating Other Than Electric Re | 08/29/2023 |  | 11/13/2023
Daikin Comfort Technologies Manufacturing, L.P. | Daikin | DPSA031A*BPCVF0B04355*G |  | Voluntarily Certified | ACAirCoolAllPhase&gt;=240k&lt; | False | False |  |  |  |  | 11 |  | 18.9 | 13 | [6 empty] | 326000 | Heating Other Than Electric Re | 08/29/2023 |  | 11/13/2023
Daikin Comfort Technologies Manufacturing, L.P. | Daikin | DPSA031A2BPAVE0B02560*G |  | Voluntarily Certified | ACAirCoolAllPhase&gt;=240k&lt; | False | False |  |  |  |  | 10.7 |  | 18.2 | 13 | [6 empty] | 326000 | Heating Other Than Electric Re | 08/29/2023 |  | 11/13/2023
Daikin Comfort Technologies Manufacturing, L.P. | Daikin | DPSA031A2BPAVE0B02630*G |  | Voluntarily Certified | ACAirCoolAllPhase&gt;=240k&lt; | False | False |  |  |  |  | 10.7 |  | 18.2 | 13 | [6 empty] | 326000 | Heating Other Than Electric Re | 08/29/2023 |  | 11/13/2023
Daikin Comfort Technologies Manufacturing, L.P. | Daikin | DPSA031A2BPAVE0B04450*G |  | Voluntarily Certified | ACAirCoolAllPhase&gt;=240k&lt; | False | False |  |  |  |  | 10.7 |  | 18.1 | 13 | [6 empty] | 326000 | Heating Other Than Electric Re | 08/29/2023 |  | 11/13/2023
Daikin Comfort Technologies Manufacturing, L.P. | Daikin | DPSA031A2BPAVE0B04500*G |  | Voluntarily Certified | ACAirCoolAllPhase&gt;=240k&lt; | False | False |  |  |  |  | 10.8 |  | 18.3 | 13 | [6 empty] | 326000 | Heating Other Than Electric Re | 08/29/2023 |  | 11/13/2023
Daikin Comfort Technologies Manufacturing, L.P. | Daikin | DPSA031A2BPAVE0B04560*G |  | Voluntarily Certified | ACAirCoolAllPhase&gt;=240k&lt; | False | False |  |  |  |  | 10.7 |  | 18.2 | 13 | [6 empty] | 326000 | Heating Other Than Electric Re | 08/29/2023 |  | 11/13/2023
Daikin Comfort Technologies Manufacturing, L.P. | Daikin | DPSA031A2BPAVF0B02560*G |  | Voluntarily Certified | ACAirCoolAllPhase&gt;=240k&lt; | False | False |  |  |  |  | 11 |  | 19.2 | 13 | [6 empty] | 326000 | Heating Other Than Electric Re | 08/29/2023 |  | 11/13/2023
Daikin Comfort Technologies Manufacturing, L.P. | Daikin | DPSA031A2BPAVF0B02630*G |  | Voluntarily Certified | ACAirCoolAllPhase&gt;=240k&lt; | False | False |  |  |  |  | 11 |  | 19.2 | 13 | [6 empty] | 326000 | Heating Other Than Electric Re | 08/29/2023 |  | 11/13/2023
Daikin Comfort Technologies Manufacturing, L.P. | Daikin | DPSA031A2BPAVF0B04450*G |  | Voluntarily Certified | ACAirCoolAllPhase&gt;=240k&lt; | False | False |  |  |  |  | 11 |  | 19.1 | 13 | [6 empty] | 326000 | Heating Other Than Electric Re | 08/29/2023 |  | 11/13/2023
Daikin Comfort Technologies Manufacturing, L.P. | Daikin | DPSA031A2BPAVF0B04500*G |  | Voluntarily Certified | ACAirCoolAllPhase&gt;=240k&lt; | False | False |  |  |  |  | 11.1 |  | 19.3 | 13 | [6 empty] | 326000 | Heating Other Than Electric Re | 08/29/2023 |  | 11/13/2023
Daikin Comfort Technologies Manufacturing, L.P. | Daikin | DPSA031A2BPAVF0B04560*G |  | Voluntarily Certified | ACAirCoolAllPhase&gt;=240k&lt; | False | False |  |  |  |  | 11 |  | 19.2 | 13 | [6 empty] | 326000 | Heating Other Than Electric Re | 08/29/2023 |  | 11/13/2023
Daikin Comfort Technologies Manufacturing, L.P. | Daikin | DPSA031A*BPCVE0B02560*G |  | Voluntarily Certified | ACAirCoolAllPhase&gt;=240k&lt; | False | False |  |  |  |  | 10.8 |  | 18.3 | 13 | [6 empty] | 328000 | Heating Other Than Electric Re | 08/29/2023 |  | 11/13/2023
Daikin Comfort Technologies Manufacturing, L.P. | Daikin | DPSA031A*BPCVE0B02630*G |  | Voluntarily Certified | ACAirCoolAllPhase&gt;=240k&lt; | False | False |  |  |  |  | 10.8 |  | 18.2 | 13 | [6 empty] | 328000 | Heating Other Than Electric Re | 08/29/2023 |  | 11/13/2023
Daikin Comfort Technologies Manufacturing, L.P. | Daikin | DPSA031A*BPCVE0B04450*G |  | Voluntarily Certified | ACAirCoolAllPhase&gt;=240k&lt; | False | False |  |  |  |  | 10.7 |  | 18.1 | 13 | [6 empty] | 328000 | Heating Other Than Electric Re | 08/29/2023 |  | 11/13/2023
Daikin Comfort Technologies Manufacturing, L.P. | Daikin | DPSA031A*BPCVE0B04500*G |  | Voluntarily Certified | ACAirCoolAllPhase&gt;=240k&lt; | False | False |  |  |  |  | 10.8 |  | 18.4 | 13 | [6 empty] | 328000 | Heating Other Than Electric Re | 08/29/2023 |  | 11/13/2023
Daikin Comfort Technologies Manufacturing, L.P. | Daikin | DPSA031A*BPCVE0B04560*G |  | Voluntarily Certified | ACAirCoolAllPhase&gt;=240k&lt; | False | False |  |  |  |  | 10.7 |  | 18.3 | 13 | [6 empty] | 328000 | Heating Other Than Electric Re | 08/29/2023 |  | 11/13/2023
Daikin Comfort Technologies Manufacturing, L.P. | Daikin | DPSA031A*BPCVF0B02560*G |  | Voluntarily Certified | ACAirCoolAllPhase&gt;=240k&lt; | False | False |  |  |  |  | 11 |  | 19.2 | 13 | [6 empty] | 328000 | Heating Other Than Electric Re | 08/29/2023 |  | 11/13/2023
Daikin Comfort Technologies Manufacturing, L.P. | Daikin | DPSA031A*BPCVF0B02630*G |  | Voluntarily Certified | ACAirCoolAllPhase&gt;=240k&lt; | False | False |  |  |  |  | 11 |  | 19.2 | 13 | [6 empty] | 328000 | Heating Other Than Electric Re | 08/29/2023 |  | 11/13/2023
Daikin Comfort Technologies Manufacturing, L.P. | Daikin | DPSA031A*BPCVF0B04450*G |  | Voluntarily Certified | ACAirCoolAllPhase&gt;=240k&lt; | False | False |  |  |  |  | 11 |  | 19.1 | 13 | [6 empty] | 328000 | Heating Other Than Electric Re | 08/29/2023 |  | 11/13/2023
Daikin Comfort Technologies Manufacturing, L.P. | Daikin | DPSA031A*BPCVF0B04500*G |  | Voluntarily Certified | ACAirCoolAllPhase&gt;=240k&lt; | False | False |  |  |  |  | 11.1 |  | 19.3 | 13 | [6 empty] | 328000 | Heating Other Than Electric Re | 08/29/2023 |  | 11/13/2023
Daikin Comfort Technologies Manufacturing, L.P. | Daikin | DPSA031A*BPCVF0B04560*G |  | Voluntarily Certified | ACAirCoolAllPhase&gt;=240k&lt; | False | False |  |  |  |  | 11 |  | 19.2 | 13 | [6 empty] | 328000 | Heating Other Than Electric Re | 08/29/2023 |  | 11/13/2023
Daikin Comfort Technologies Manufacturing, L.P. | Daikin | DPSA031A2BPDVE0B02450*G |  | Voluntarily Certified | ACAirCoolAllPhase&gt;=240k&lt; | False | False |  |  |  |  | 10.4 |  | 17.4 | 13 | [6 empty] | 328000 | Heating Other Than Electric Re | 08/29/2023 |  | 11/13/2023
Daikin Comfort Technologies Manufacturing, L.P. | Daikin | DPSA031A2BPDVE0B04355*G |  | Voluntarily Certified | ACAirCoolAllPhase&gt;=240k&lt; | False | False |  |  |  |  | 10.5 |  | 17.5 | 13 | [6 empty] | 328000 | Heating Other Than Electric Re | 08/29/2023 |  | 11/13/2023
Daikin Comfort Technologies Manufacturing, L.P. | Daikin | DPSA031A2BPDVF0B02450*G |  | Voluntarily Certified | ACAirCoolAllPhase&gt;=240k&lt; | False | False |  |  |  |  | 10.8 |  | 18.4 | 13 | [6 empty] | 328000 | Heating Other Than Electric Re | 08/29/2023 |  | 11/13/2023
Daikin Comfort Technologies Manufacturing, L.P. | Daikin | DPSA031A2BPDVF0B04355*G |  | Voluntarily Certified | ACAirCoolAllPhase&gt;=240k&lt; | False | False |  |  |  |  | 11 |  | 18.5 | 13 | [6 empty] | 328000 | Heating Other Than Electric Re | 08/29/2023 |  | 11/13/2023
Daikin Comfort Technologies Manufacturing, L.P. | Daikin | RPS031DLA-4-V-6 |  | Voluntarily Certified | ACAirCoolAllPhase&gt;=240k&lt; | False | False |  |  |  |  | 10.2 |  | 14.6 | 13 | [6 empty] | 328000 | Heating Other Than Electric Re | 08/29/2023 |  | 11/13/2023
Daikin Comfort Technologies Manufacturing, L.P. | Daikin | DPSA031A*BPAVE0B02450*G |  | Voluntarily Certified | ACAirCoolAllPhase&gt;=240k&lt; | False | False |  |  |  |  | 10.5 |  | 18.2 | 13 | [6 empty] | 330000 | Heating Other Than Electric Re | 08/29/2023 |  | 11/13/2023
Daikin Comfort Technologies Manufacturing, L.P. | Daikin | DPSA031A*BPAVE0B02500*G |  | Voluntarily Certified | ACAirCoolAllPhase&gt;=240k&lt; | False | False |  |  |  |  | 10.7 |  | 18.4 | 13 | [6 empty] | 330000 | Heating Other Than Electric Re | 08/29/2023 |  | 11/13/2023
Daikin Comfort Technologies Manufacturing, L.P. | Daikin | DPSA031A*BPAVE0B04355*G |  | Voluntarily Certified | ACAirCoolAllPhase&gt;=240k&lt; | False | False |  |  |  |  | 10.6 |  | 18.3 | 13 | [6 empty] | 330000 | Heating Other Than Electric Re | 08/29/2023 |  | 11/13/2023
Daikin Comfort Technologies Manufacturing, L.P. | Daikin | DPSA031A*BPAVF0B02450*G |  | Voluntarily Certified | ACAirCoolAllPhase&gt;=240k&lt; | False | False |  |  |  |  | 11 |  | 19.2 | 13 | [6 empty] | 330000 | Heating Other Than Electric Re | 08/29/2023 |  | 11/13/2023
Daikin Comfort Technologies Manufacturing, L.P. | Daikin | DPSA031A*BPAVF0B02500*G |  | Voluntarily Certified | ACAirCoolAllPhase&gt;=240k&lt; | False | False |  |  |  |  | 11.2 |  | 19.4 | 13 | [6 empty] | 330000 | Heating Other Than Electric Re | 08/29/2023 |  | 11/13/2023
Daikin Comfort Technologies Manufacturing, L.P. | Daikin | DPSA031A*BPAVF0B04355*G |  | Voluntarily Certified | ACAirCoolAllPhase&gt;=240k&lt; | False | False |  |  |  |  | 11.2 |  | 19.3 | 13 | [6 empty] | 330000 | Heating Other Than Electric Re | 08/29/2023 |  | 11/13/2023
Daikin Comfort Technologies Manufacturing, L.P. | Daikin | DPSA031A2BPDVE0B02500*G |  | Voluntarily Certified | ACAirCoolAllPhase&gt;=240k&lt; | False | False |  |  |  |  | 10.6 |  | 17.6 | 13 | [6 empty] | 330000 | Heating Other Than Electric Re | 08/29/2023 |  | 11/13/2023
Daikin Comfort Technologies Manufacturing, L.P. | Daikin | DPSA031A2BPDVE0B02560*G |  | Voluntarily Certified | ACAirCoolAllPhase&gt;=240k&lt; | False | False |  |  |  |  | 10.8 |  | 17.8 | 13 | [6 empty] | 330000 | Heating Other Than Electric Re | 08/29/2023 |  | 11/13/2023
Daikin Comfort Technologies Manufacturing, L.P. | Daikin | DPSA031A2BPDVE0B02630*G |  | Voluntarily Certified | ACAirCoolAllPhase&gt;=240k&lt; | False | False |  |  |  |  | 10.8 |  | 17.8 | 13 | [6 empty] | 330000 | Heating Other Than Electric Re | 08/29/2023 |  | 11/13/2023
Daikin Comfort Technologies Manufacturing, L.P. | Daikin | DPSA031A2BPDVE0B04450*G |  | Voluntarily Certified | ACAirCoolAllPhase&gt;=240k&lt; | False | False |  |  |  |  | 10.7 |  | 17.7 | 13 | [6 empty] | 330000 | Heating Other Than Electric Re | 08/29/2023 |  | 11/13/2023
Daikin Comfort Technologies Manufacturing, L.P. | Daikin | DPSA031A2BPDVE0B04500*G |  | Voluntarily Certified | ACAirCoolAllPhase&gt;=240k&lt; | False | False |  |  |  |  | 10.8 |  | 17.9 | 13 | [6 empty] | 330000 | Heating Other Than Electric Re | 08/29/2023 |  | 11/13/2023
Daikin Comfort Technologies Manufacturing, L.P. | Daikin | DPSA031A2BPDVE0B04560*G |  | Voluntarily Certified | ACAirCoolAllPhase&gt;=240k&lt; | False | False |  |  |  |  | 10.7 |  | 17.8 | 13 | [6 empty] | 330000 | Heating Other Than Electric Re | 08/29/2023 |  | 11/13/2023
Daikin Comfort Technologies Manufacturing, L.P. | Daikin | DPSA031A2BPDVF0B02500*G |  | Voluntarily Certified | ACAirCoolAllPhase&gt;=240k&lt; | False | False |  |  |  |  | 11 |  | 18.5 | 13 | [6 empty] | 330000 | Heating Other Than Electric Re | 08/29/2023 |  | 11/13/2023
Daikin Comfort Technologies Manufacturing, L.P. | Daikin | DPSA031A2BPDVF0B02560*G |  | Voluntarily Certified | ACAirCoolAllPhase&gt;=240k&lt; | False | False |  |  |  |  | 11 |  | 18.8 | 13 | [6 empty] | 330000 | Heating Other Than Electric Re | 08/29/2023 |  | 11/13/2023
Daikin Comfort Technologies Manufacturing, L.P. | Daikin | DPSA031A2BPDVF0B02630*G |  | Voluntarily Certified | ACAirCoolAllPhase&gt;=240k&lt; | False | False |  |  |  |  | 11 |  | 18.7 | 13 | [6 empty] | 330000 | Heating Other Than Electric Re | 08/29/2023 |  | 11/13/2023
Daikin Comfort Technologies Manufacturing, L.P. | Daikin | DPSA031A2BPDVF0B04450*G |  | Voluntarily Certified | ACAirCoolAllPhase&gt;=240k&lt; | False | False |  |  |  |  | 11 |  | 18.6 | 13 | [6 empty] | 330000 | Heating Other Than Electric Re | 08/29/2023 |  | 11/13/2023
Daikin Comfort Technologies Manufacturing, L.P. | Daikin | DPSA031A2BPDVF0B04500*G |  | Voluntarily Certified | ACAirCoolAllPhase&gt;=240k&lt; | False | False |  |  |  |  | 11.1 |  | 18.9 | 13 | [6 empty] | 330000 | Heating Other Than Electric Re | 08/29/2023 |  | 11/13/2023
Daikin Comfort Technologies Manufacturing, L.P. | Daikin | DPSA031A2BPDVF0B04560*G |  | Voluntarily Certified | ACAirCoolAllPhase&gt;=240k&lt; | False | False |  |  |  |  | 10.9 |  | 18.8 | 13 | [6 empty] | 330000 | Heating Other Than Electric Re | 08/29/2023 |  | 11/13/2023
Daikin Comfort Technologies Manufacturing, L.P. | Daikin | DPSA031A*BPAVE0B02560*G |  | Voluntarily Certified | ACAirCoolAllPhase&gt;=240k&lt; | False | False |  |  |  |  | 10.9 |  | 18.5 | 13 | [6 empty] | 332000 | Heating Other Than Electric Re | 08/29/2023 |  | 11/13/2023
Daikin Comfort Technologies Manufacturing, L.P. | Daikin | DPSA031A*BPAVE0B02630*G |  | Voluntarily Certified | ACAirCoolAllPhase&gt;=240k&lt; | False | False |  |  |  |  | 10.9 |  | 18.5 | 13 | [6 empty] | 332000 | Heating Other Than Electric Re | 08/29/2023 |  | 11/13/2023
Daikin Comfort Technologies Manufacturing, L.P. | Daikin | DPSA031A*BPAVE0B04450*G |  | Voluntarily Certified | ACAirCoolAllPhase&gt;=240k&lt; | False | False |  |  |  |  | 10.8 |  | 18.4 | 13 | [6 empty] | 332000 | Heating Other Than Electric Re | 08/29/2023 |  | 11/13/2023
Daikin Comfort Technologies Manufacturing, L.P. | Daikin | DPSA031A*BPAVE0B04500*G |  | Voluntarily Certified | ACAirCoolAllPhase&gt;=240k&lt; | False | False |  |  |  |  | 10.9 |  | 18.6 | 13 | [6 empty] | 332000 | Heating Other Than Electric Re | 08/29/2023 |  | 11/13/2023
Daikin Comfort Technologies Manufacturing, L.P. | Daikin | DPSA031A*BPAVE0B04560*G |  | Voluntarily Certified | ACAirCoolAllPhase&gt;=240k&lt; | False | False |  |  |  |  | 10.9 |  | 18.5 | 13 | [6 empty] | 332000 | Heating Other Than Electric Re | 08/29/2023 |  | 11/13/2023
Daikin Comfort Technologies Manufacturing, L.P. | Daikin | DPSA031A*BPAVF0B02560*G |  | Voluntarily Certified | ACAirCoolAllPhase&gt;=240k&lt; | False | False |  |  |  |  | 11.2 |  | 19.5 | 13 | [6 empty] | 332000 | Heating Other Than Electric Re | 08/29/2023 |  | 11/13/2023
Daikin Comfort Technologies Manufacturing, L.P. | Daikin | DPSA031A*BPAVF0B02630*G |  | Voluntarily Certified | ACAirCoolAllPhase&gt;=240k&lt; | False | False |  |  |  |  | 11.2 |  | 19.5 | 13 | [6 empty] | 332000 | Heating Other Than Electric Re | 08/29/2023 |  | 11/13/2023
Daikin Comfort Technologies Manufacturing, L.P. | Daikin | DPSA031A*BPAVF0B04450*G |  | Voluntarily Certified | ACAirCoolAllPhase&gt;=240k&lt; | False | False |  |  |  |  | 11.2 |  | 19.4 | 13 | [6 empty] | 332000 | Heating Other Than Electric Re | 08/29/2023 |  | 11/13/2023
Daikin Comfort Technologies Manufacturing, L.P. | Daikin | DPSA031A*BPAVF0B04500*G |  | Voluntarily Certified | ACAirCoolAllPhase&gt;=240k&lt; | False | False |  |  |  |  | 11.3 |  | 19.6 | 13 | [6 empty] | 332000 | Heating Other Than Electric Re | 08/29/2023 |  | 11/13/2023
Daikin Comfort Technologies Manufacturing, L.P. | Daikin | DPSA031A*BPAVF0B04560*G |  | Voluntarily Certified | ACAirCoolAllPhase&gt;=240k&lt; | False | False |  |  |  |  | 11.2 |  | 19.5 | 13 | [6 empty] | 332000 | Heating Other Than Electric Re | 08/29/2023 |  | 11/13/2023
Daikin Comfort Technologies Manufacturing, L.P. | Daikin | DPSA031A2BPBVE0B02450*G |  | Voluntarily Certified | ACAirCoolAllPhase&gt;=240k&lt; | False | False |  |  |  |  | 10.6 |  | 18 | 13 | [6 empty] | 332000 | Heating Other Than Electric Re | 08/29/2023 |  | 11/13/2023
Daikin Comfort Technologies Manufacturing, L.P. | Daikin | DPSA031A2BPBVE0B04355*G |  | Voluntarily Certified | ACAirCoolAllPhase&gt;=240k&lt; | False | False |  |  |  |  | 10.7 |  | 18.1 | 13 | [6 empty] | 332000 | Heating Other Than Electric Re | 08/29/2023 |  | 11/13/2023
Daikin Comfort Technologies Manufacturing, L.P. | Daikin | DPSA031A2BPBVF0B02450*G |  | Voluntarily Certified | ACAirCoolAllPhase&gt;=240k&lt; | False | False |  |  |  |  | 10.8 |  | 18.9 | 13 | [6 empty] | 332000 | Heating Other Than Electric Re | 08/29/2023 |  | 11/13/2023
Daikin Comfort Technologies Manufacturing, L.P. | Daikin | DPSA031A2BPBVF0B04355*G |  | Voluntarily Certified | ACAirCoolAllPhase&gt;=240k&lt; | False | False |  |  |  |  | 11 |  | 19.1 | 13 | [6 empty] | 332000 | Heating Other Than Electric Re | 08/29/2023 |  | 11/13/2023
Daikin Comfort Technologies Manufacturing, L.P. | Daikin | DPSA031A*BPDVE0B02450*G |  | Voluntarily Certified | ACAirCoolAllPhase&gt;=240k&lt; | False | False |  |  |  |  | 10.5 |  | 17.7 | 13 | [6 empty] | 334000 | Heating Other Than Electric Re | 08/29/2023 |  | 11/13/2023
Daikin Comfort Technologies Manufacturing, L.P. | Daikin | DPSA031A*BPDVE0B04355*G |  | Voluntarily Certified | ACAirCoolAllPhase&gt;=240k&lt; | False | False |  |  |  |  | 10.7 |  | 17.8 | 13 | [6 empty] | 334000 | Heating Other Than Electric Re | 08/29/2023 |  | 11/13/2023
Daikin Comfort Technologies Manufacturing, L.P. | Daikin | DPSA031A*BPDVF0B02450*G |  | Voluntarily Certified | ACAirCoolAllPhase&gt;=240k&lt; | False | False |  |  |  |  | 11 |  | 18.7 | 13 | [6 empty] | 334000 | Heating Other Than Electric Re | 08/29/2023 |  | 11/13/2023
Daikin Comfort Technologies Manufacturing, L.P. | Daikin | DPSA031A*BPDVF0B04355*G |  | Voluntarily Certified | ACAirCoolAllPhase&gt;=240k&lt; | False | False |  |  |  |  | 11.1 |  | 18.8 | 13 | [6 empty] | 334000 | Heating Other Than Electric Re | 08/29/2023 |  | 11/13/2023
Daikin Comfort Technologies Manufacturing, L.P. | Daikin | DPSA031A2BPBVE0B02500*G |  | Voluntarily Certified | ACAirCoolAllPhase&gt;=240k&lt; | False | False |  |  |  |  | 10.8 |  | 18.2 | 13 | [6 empty] | 334000 | Heating Other Than Electric Re | 08/29/2023 |  | 11/13/2023
Daikin Comfort Technologies Manufacturing, L.P. | Daikin | DPSA031A2BPBVE0B02560*G |  | Voluntarily Certified | ACAirCoolAllPhase&gt;=240k&lt; | False | False |  |  |  |  | 11 |  | 18.4 | 13 | [6 empty] | 334000 | Heating Other Than Electric Re | 08/29/2023 |  | 11/13/2023
Daikin Comfort Technologies Manufacturing, L.P. | Daikin | DPSA031A2BPBVE0B02630*G |  | Voluntarily Certified | ACAirCoolAllPhase&gt;=240k&lt; | False | False |  |  |  |  | 11 |  | 18.4 | 13 | [6 empty] | 334000 | Heating Other Than Electric Re | 08/29/2023 |  | 11/13/2023
Daikin Comfort Technologies Manufacturing, L.P. | Daikin | DPSA031A2BPBVE0B04450*G |  | Voluntarily Certified | ACAirCoolAllPhase&gt;=240k&lt; | False | False |  |  |  |  | 10.9 |  | 18.3 | 13 | [6 empty] | 334000 | Heating Other Than Electric Re | 08/29/2023 |  | 11/13/2023
Daikin Comfort Technologies Manufacturing, L.P. | Daikin | DPSA031A2BPBVE0B04560*G |  | Voluntarily Certified | ACAirCoolAllPhase&gt;=240k&lt; | False | False |  |  |  |  | 10.9 |  | 18.4 | 13 | [6 empty] | 334000 | Heating Other Than Electric Re | 08/29/2023 |  | 11/13/2023
Daikin Comfort Technologies Manufacturing, L.P. | Daikin | DPSA031A2BPBVF0B02500*G |  | Voluntarily Certified | ACAirCoolAllPhase&gt;=240k&lt; | False | False |  |  |  |  | 11 |  | 19.1 | 13 | [6 empty] | 334000 | Heating Other Than Electric Re | 08/29/2023 |  | 11/13/2023
Daikin Comfort Technologies Manufacturing, L.P. | Daikin | DPSA031A2BPBVF0B02560*G |  | Voluntarily Certified | ACAirCoolAllPhase&gt;=240k&lt; | False | False |  |  |  |  | 11.2 |  | 19.4 | 13 | [6 empty] | 334000 | Heating Other Than Electric Re | 08/29/2023 |  | 11/13/2023
Daikin Comfort Technologies Manufacturing, L.P. | Daikin | DPSA031A2BPBVF0B02630*G |  | Voluntarily Certified | ACAirCoolAllPhase&gt;=240k&lt; | False | False |  |  |  |  | 11.2 |  | 19.4 | 13 | [6 empty] | 334000 | Heating Other Than Electric Re | 08/29/2023 |  | 11/13/2023
Daikin Comfort Technologies Manufacturing, L.P. | Daikin | DPSA031A2BPBVF0B04450*G |  | Voluntarily Certified | ACAirCoolAllPhase&gt;=240k&lt; | False | False |  |  |  |  | 11.2 |  | 19.3 | 13 | [6 empty] | 334000 | Heating Other Than Electric Re | 08/29/2023 |  | 11/13/2023
Daikin Comfort Technologies Manufacturing, L.P. | Daikin | DPSA031A2BPBVF0B04560*G |  | Voluntarily Certified | ACAirCoolAllPhase&gt;=240k&lt; | False | False |  |  |  |  | 11.2 |  | 19.4 | 13 | [6 empty] | 334000 | Heating Other Than Electric Re | 08/29/2023 |  | 11/13/2023
Daikin Comfort Technologies Manufacturing, L.P. | Daikin | DPSA031A*BPDVE0B02500*G |  | Voluntarily Certified | ACAirCoolAllPhase&gt;=240k&lt; | False | False |  |  |  |  | 10.7 |  | 17.9 | 13 | [6 empty] | 336000 | Heating Other Than Electric Re | 08/29/2023 |  | 11/13/2023
Daikin Comfort Technologies Manufacturing, L.P. | Daikin | DPSA031A*BPDVE0B02560*G |  | Voluntarily Certified | ACAirCoolAllPhase&gt;=240k&lt; | False | False |  |  |  |  | 10.9 |  | 18.1 | 13 | [6 empty] | 336000 | Heating Other Than Electric Re | 08/29/2023 |  | 11/13/2023
Daikin Comfort Technologies Manufacturing, L.P. | Daikin | DPSA031A*BPDVE0B02630*G |  | Voluntarily Certified | ACAirCoolAllPhase&gt;=240k&lt; | False | False |  |  |  |  | 10.9 |  | 18 | 13 | [6 empty] | 336000 | Heating Other Than Electric Re | 08/29/2023 |  | 11/13/2023
Daikin Comfort Technologies Manufacturing, L.P. | Daikin | DPSA031A*BPDVE0B04450*G |  | Voluntarily Certified | ACAirCoolAllPhase&gt;=240k&lt; | False | False |  |  |  |  | 10.9 |  | 17.9 | 13 | [6 empty] | 336000 | Heating Other Than Electric Re | 08/29/2023 |  | 11/13/2023
Daikin Comfort Technologies Manufacturing, L.P. | Daikin | DPSA031A*BPDVE0B04500*G |  | Voluntarily Certified | ACAirCoolAllPhase&gt;=240k&lt; | False | False |  |  |  |  | 11 |  | 18.2 | 13 | [6 empty] | 336000 | Heating Other Than Electric Re | 08/29/2023 |  | 11/13/2023
Daikin Comfort Technologies Manufacturing, L.P. | Daikin | DPSA031A*BPDVE0B04560*G |  | Voluntarily Certified | ACAirCoolAllPhase&gt;=240k&lt; | False | False |  |  |  |  | 10.9 |  | 18.1 | 13 | [6 empty] | 336000 | Heating Other Than Electric Re | 08/29/2023 |  | 11/13/2023
Daikin Comfort Technologies Manufacturing, L.P. | Daikin | DPSA031A*BPDVF0B02500*G |  | Voluntarily Certified | ACAirCoolAllPhase&gt;=240k&lt; | False | False |  |  |  |  | 11.2 |  | 18.8 | 13 | [6 empty] | 336000 | Heating Other Than Electric Re | 08/29/2023 |  | 11/13/2023
Daikin Comfort Technologies Manufacturing, L.P. | Daikin | DPSA031A*BPDVF0B02560*G |  | Voluntarily Certified | ACAirCoolAllPhase&gt;=240k&lt; | False | False |  |  |  |  | 11.2 |  | 19 | 13 | [6 empty] | 336000 | Heating Other Than Electric Re | 08/29/2023 |  | 11/13/2023
Daikin Comfort Technologies Manufacturing, L.P. | Daikin | DPSA031A*BPDVF0B02630*G |  | Voluntarily Certified | ACAirCoolAllPhase&gt;=240k&lt; | False | False |  |  |  |  | 11.2 |  | 19 | 13 | [6 empty] | 336000 | Heating Other Than Electric Re | 08/29/2023 |  | 11/13/2023
Daikin Comfort Technologies Manufacturing, L.P. | Daikin | DPSA031A*BPDVF0B04450*G |  | Voluntarily Certified | ACAirCoolAllPhase&gt;=240k&lt; | False | False |  |  |  |  | 11.2 |  | 18.9 | 13 | [6 empty] | 336000 | Heating Other Than Electric Re | 08/29/2023 |  | 11/13/2023
Daikin Comfort Technologies Manufacturing, L.P. | Daikin | DPSA031A*BPDVF0B04500*G |  | Voluntarily Certified | ACAirCoolAllPhase&gt;=240k&lt; | False | False |  |  |  |  | 11.2 |  | 19.1 | 13 | [6 empty] | 336000 | Heating Other Than Electric Re | 08/29/2023 |  | 11/13/2023
Daikin Comfort Technologies Manufacturing, L.P. | Daikin | DPSA031A*BPDVF0B04560*G |  | Voluntarily Certified | ACAirCoolAllPhase&gt;=240k&lt; | False | False |  |  |  |  | 11.1 |  | 19 | 13 | [6 empty] | 336000 | Heating Other Than Electric Re | 08/29/2023 |  | 11/13/2023
Daikin Comfort Technologies Manufacturing, L.P. | Daikin | DPSA031A2BPBVE0B04500*G |  | Voluntarily Certified | ACAirCoolAllPhase&gt;=240k&lt; | False | False |  |  |  |  | 10.8 |  | 18.5 | 13 | [6 empty] | 336000 | Heating Other Than Electric Re | 08/29/2023 |  | 11/13/2023
Daikin Comfort Technologies Manufacturing, L.P. | Daikin | DPSA031A2BPBVF0B04500*G |  | Voluntarily Certified | ACAirCoolAllPhase&gt;=240k&lt; | False | False |  |  |  |  | 11.3 |  | 19.5 | 13 | [6 empty] | 336000 | Heating Other Than Electric Re | 08/29/2023 |  | 11/13/2023
Daikin Comfort Technologies Manufacturing, L.P. | Daikin | DPSA031A*BPBVE0B02450*G |  | Voluntarily Certified | ACAirCoolAllPhase&gt;=240k&lt; | False | False |  |  |  |  | 10.8 |  | 18.3 | 13 | [6 empty] | 338000 | Heating Other Than Electric Re | 08/29/2023 |  | 11/13/2023
Daikin Comfort Technologies Manufacturing, L.P. | Daikin | DPSA031A*BPBVE0B04355*G |  | Voluntarily Certified | ACAirCoolAllPhase&gt;=240k&lt; | False | False |  |  |  |  | 10.9 |  | 18.4 | 13 | [6 empty] | 338000 | Heating Other Than Electric Re | 08/29/2023 |  | 11/13/2023
Daikin Comfort Technologies Manufacturing, L.P. | Daikin | DPSA031A*BPBVF0B02450*G |  | Voluntarily Certified | ACAirCoolAllPhase&gt;=240k&lt; | False | False |  |  |  |  | 11 |  | 19.2 | 13 | [6 empty] | 338000 | Heating Other Than Electric Re | 08/29/2023 |  | 11/13/2023
Daikin Comfort Technologies Manufacturing, L.P. | Daikin | DPSA031A*BPBVF0B04355*G |  | Voluntarily Certified | ACAirCoolAllPhase&gt;=240k&lt; | False | False |  |  |  |  | 11.1 |  | 19.4 | 13 | [6 empty] | 338000 | Heating Other Than Electric Re | 08/29/2023 |  | 11/13/2023
Daikin Comfort Technologies Manufacturing, L.P. | Daikin | DPSA031A*BPBVE0B02500*G |  | Voluntarily Certified | ACAirCoolAllPhase&gt;=240k&lt; | False | False |  |  |  |  | 10.9 |  | 18.4 | 13 | [6 empty] | 340000 | Heating Other Than Electric Re | 08/29/2023 |  | 11/13/2023
Daikin Comfort Technologies Manufacturing, L.P. | Daikin | DPSA031A*BPBVE0B02560*G |  | Voluntarily Certified | ACAirCoolAllPhase&gt;=240k&lt; | False | False |  |  |  |  | 11.2 |  | 18.7 | 13 | [6 empty] | 340000 | Heating Other Than Electric Re | 08/29/2023 |  | 11/13/2023
Daikin Comfort Technologies Manufacturing, L.P. | Daikin | DPSA031A*BPBVE0B02630*G |  | Voluntarily Certified | ACAirCoolAllPhase&gt;=240k&lt; | False | False |  |  |  |  | 11.2 |  | 18.7 | 13 | [6 empty] | 340000 | Heating Other Than Electric Re | 08/29/2023 |  | 11/13/2023
Daikin Comfort Technologies Manufacturing, L.P. | Daikin | DPSA031A*BPBVE0B04450*G |  | Voluntarily Certified | ACAirCoolAllPhase&gt;=240k&lt; | False | False |  |  |  |  | 11.1 |  | 18.6 | 13 | [6 empty] | 340000 | Heating Other Than Electric Re | 08/29/2023 |  | 11/13/2023
Daikin Comfort Technologies Manufacturing, L.P. | Daikin | DPSA031A*BPBVE0B04560*G |  | Voluntarily Certified | ACAirCoolAllPhase&gt;=240k&lt; | False | False |  |  |  |  | 11.1 |  | 18.7 | 13 | [6 empty] | 340000 | Heating Other Than Electric Re | 08/29/2023 |  | 11/13/2023
Daikin Comfort Technologies Manufacturing, L.P. | Daikin | DPSA031A*BPBVF0B02500*G |  | Voluntarily Certified | ACAirCoolAllPhase&gt;=240k&lt; | False | False |  |  |  |  | 11.2 |  | 19.4 | 13 | [6 empty] | 340000 | Heating Other Than Electric Re | 08/29/2023 |  | 11/13/2023
Daikin Comfort Technologies Manufacturing, L.P. | Daikin | DPSA031A*BPBVF0B02560*G |  | Voluntarily Certified | ACAirCoolAllPhase&gt;=240k&lt; | False | False |  |  |  |  | 11.4 |  | 19.7 | 13 | [6 empty] | 340000 | Heating Other Than Electric Re | 08/29/2023 |  | 11/13/2023
Daikin Comfort Technologies Manufacturing, L.P. | Daikin | DPSA031A*BPBVF0B02630*G |  | Voluntarily Certified | ACAirCoolAllPhase&gt;=240k&lt; | False | False |  |  |  |  | 11.4 |  | 19.7 | 13 | [6 empty] | 340000 | Heating Other Than Electric Re | 08/29/2023 |  | 11/13/2023
Daikin Comfort Technologies Manufacturing, L.P. | Daikin | DPSA031A*BPBVF0B04450*G |  | Voluntarily Certified | ACAirCoolAllPhase&gt;=240k&lt; | False | False |  |  |  |  | 11.4 |  | 19.6 | 13 | [6 empty] | 340000 | Heating Other Than Electric Re | 08/29/2023 |  | 11/13/2023
Daikin Comfort Technologies Manufacturing, L.P. | Daikin | DPSA031A*BPBVF0B04560*G |  | Voluntarily Certified | ACAirCoolAllPhase&gt;=240k&lt; | False | False |  |  |  |  | 11.4 |  | 19.7 | 13 | [6 empty] | 340000 | Heating Other Than Electric Re | 08/29/2023 |  | 11/13/2023
Daikin Comfort Technologies Manufacturing, L.P. | Daikin | MPS035FG**V-A |  | Voluntarily Certified | ACAirCoolAllPhase&gt;=240k&lt; | False | False |  |  |  |  | 10 |  | 13 | 13 | [6 empty] | 340000 | Heating Other Than Electric Re | 08/29/2023 |  | 11/13/2023
Daikin Comfort Technologies Manufacturing, L.P. | Daikin | DPSA031A*BPBVE0B04500*G |  | Voluntarily Certified | ACAirCoolAllPhase&gt;=240k&lt; | False | False |  |  |  |  | 11 |  | 18.8 | 13 | [6 empty] | 342000 | Heating Other Than Electric Re | 08/29/2023 |  | 11/13/2023
Daikin Comfort Technologies Manufacturing, L.P. | Daikin | DPSA031A*BPBVF0B04500*G |  | Voluntarily Certified | ACAirCoolAllPhase&gt;=240k&lt; | False | False |  |  |  |  | 11.5 |  | 19.8 | 13 | [6 empty] | 342000 | Heating Other Than Electric Re | 08/29/2023 |  | 11/13/2023
Daikin Comfort Technologies Manufacturing, L.P. | Daikin | DPSA034A*BHAM*0B02500*G |  | Voluntarily Certified | ACAirCoolAllPhase&gt;=240k&lt; | False | False |  |  |  |  | 10 |  | 15.9 | 13 | [6 empty] | 346000 | Heating Other Than Electric Re | 08/29/2023 |  | 11/13/2023
Daikin Comfort Technologies Manufacturing, L.P. | Daikin | DPSA034A*BHAM*0B02560*G |  | Voluntarily Certified | ACAirCoolAllPhase&gt;=240k&lt; | False | False |  |  |  |  | 10.1 |  | 16 | 13 | [6 empty] | 346000 | Heating Other Than Electric Re | 08/29/2023 |  | 11/13/2023
Daikin Comfort Technologies Manufacturing, L.P. | Daikin | DPSA034A*BHAM*0B02630*G |  | Voluntarily Certified | ACAirCoolAllPhase&gt;=240k&lt; | False | False |  |  |  |  | 10 |  | 15.9 | 13 | [6 empty] | 346000 | Heating Other Than Electric Re | 08/29/2023 |  | 11/13/2023
Daikin Comfort Technologies Manufacturing, L.P. | Daikin | DPSA034A*BHAM*0B04355*G |  | Voluntarily Certified | ACAirCoolAllPhase&gt;=240k&lt; | False | False |  |  |  |  | 10 |  | 15.8 | 13 | [6 empty] | 346000 | Heating Other Than Electric Re | 08/29/2023 |  | 11/13/2023
Daikin Comfort Technologies Manufacturing, L.P. | Daikin | DPSA034A*BSAT*0B02500*G |  | Voluntarily Certified | ACAirCoolAllPhase&gt;=240k&lt; | False | False |  |  |  |  | 10 |  | 15.6 | 13 | [6 empty] | 346000 | Heating Other Than Electric Re | 08/29/2023 |  | 11/13/2023
Daikin Comfort Technologies Manufacturing, L.P. | Daikin | DPSA034A*BSAT*0B02560*G |  | Voluntarily Certified | ACAirCoolAllPhase&gt;=240k&lt; | False | False |  |  |  |  | 10.1 |  | 15.7 | 13 | [6 empty] | 346000 | Heating Other Than Electric Re | 08/29/2023 |  | 11/13/2023
Daikin Comfort Technologies Manufacturing, L.P. | Daikin | DPSA034A*BSAT*0B02630*G |  | Voluntarily Certified | ACAirCoolAllPhase&gt;=240k&lt; | False | False |  |  |  |  | 10 |  | 15.6 | 13 | [6 empty] | 346000 | Heating Other Than Electric Re | 08/29/2023 |  | 11/13/2023
Daikin Comfort Technologies Manufacturing, L.P. | Daikin | DPSA034A*BSAT*0B04355*G |  | Voluntarily Certified | ACAirCoolAllPhase&gt;=240k&lt; | False | False |  |  |  |  | 10 |  | 15.6 | 13 | [6 empty] | 346000 | Heating Other Than Electric Re | 08/29/2023 |  | 11/13/2023
Daikin Comfort Technologies Manufacturing, L.P. | Daikin | DPSA034A4BHAM*0B04450*G |  | Voluntarily Certified | ACAirCoolAllPhase&gt;=240k&lt; | False | False |  |  |  |  | 10.1 |  | 16 | 13 | [6 empty] | 346000 | Heating Other Than Electric Re | 08/29/2023 |  | 11/13/2023
Daikin Comfort Technologies Manufacturing, L.P. | Daikin | DPSA034A4BSAT*0B04450*G |  | Voluntarily Certified | ACAirCoolAllPhase&gt;=240k&lt; | False | False |  |  |  |  | 10.1 |  | 15.7 | 13 | [6 empty] | 346000 | Heating Other Than Electric Re | 08/29/2023 |  | 11/13/2023
Daikin Comfort Technologies Manufacturing, L.P. | Daikin | DPSA034A5BHAM*0B04450*G |  | Voluntarily Certified | ACAirCoolAllPhase&gt;=240k&lt; | False | False |  |  |  |  | 10.1 |  | 16 | 13 | [6 empty] | 346000 | Heating Other Than Electric Re | 08/29/2023 |  | 11/13/2023
Daikin Comfort Technologies Manufacturing, L.P. | Daikin | DPSA034A5BSAT*0B04450*G |  | Voluntarily Certified | ACAirCoolAllPhase&gt;=240k&lt; | False | False |  |  |  |  | 10.1 |  | 15.7 | 13 | [6 empty] | 346000 | Heating Other Than Electric Re | 08/29/2023 |  | 11/13/2023
Daikin Comfort Technologies Manufacturing, L.P. | Daikin | MPS035FG**V-B |  | Voluntarily Certified | ACAirCoolAllPhase&gt;=240k&lt; | False | False |  |  |  |  | 10.1 |  | 13 | 13 | [6 empty] | 348000 | Heating Other Than Electric Re | 08/29/2023 |  | 11/13/2023
Daikin Comfort Technologies Manufacturing, L.P. | Daikin | MPS035FG**VV-B |  | Voluntarily Certified | ACAirCoolAllPhase&gt;=240k&lt; | False | False |  |  |  |  | 9.8 |  | 13 | 13 | [6 empty] | 350000 | Heating Other Than Electric Re | 08/29/2023 |  | 11/13/2023
Daikin Comfort Technologies Manufacturing, L.P. | Daikin | DPSA034A*BPBV*0B02500*G |  | Voluntarily Certified | ACAirCoolAllPhase&gt;=240k&lt; | False | False |  |  |  |  | 10 |  | 17.3 | 13 | [6 empty] | 352000 | Heating Other Than Electric Re | 08/29/2023 |  | 11/13/2023
Daikin Comfort Technologies Manufacturing, L.P. | Daikin | DPSA034A*BHBM*0B02450*G |  | Voluntarily Certified | ACAirCoolAllPhase&gt;=240k&lt; | False | False |  |  |  |  | 10 |  | 15.9 | 13 | [6 empty] | 354000 | Heating Other Than Electric Re | 08/29/2023 |  | 11/13/2023
Daikin Comfort Technologies Manufacturing, L.P. | Daikin | DPSA034A*BHBM*0B02630*G |  | Voluntarily Certified | ACAirCoolAllPhase&gt;=240k&lt; | False | False |  |  |  |  | 10.1 |  | 16 | 13 | [6 empty] | 354000 | Heating Other Than Electric Re | 08/29/2023 |  | 11/13/2023
Daikin Comfort Technologies Manufacturing, L.P. | Daikin | DPSA034A*BHBM*0B04355*G |  | Voluntarily Certified | ACAirCoolAllPhase&gt;=240k&lt; | False | False |  |  |  |  | 10.1 |  | 16 | 13 | [6 empty] | 354000 | Heating Other Than Electric Re | 08/29/2023 |  | 11/13/2023
Daikin Comfort Technologies Manufacturing, L.P. | Daikin | DPSA034A*BPBV*0B02560*G |  | Voluntarily Certified | ACAirCoolAllPhase&gt;=240k&lt; | False | False |  |  |  |  | 10 |  | 17.3 | 13 | [6 empty] | 354000 | Heating Other Than Electric Re | 08/29/2023 |  | 11/13/2023
Daikin Comfort Technologies Manufacturing, L.P. | Daikin | DPSA034A*BSBT*0B02450*G |  | Voluntarily Certified | ACAirCoolAllPhase&gt;=240k&lt; | False | False |  |  |  |  | 10 |  | 15.6 | 13 | [6 empty] | 354000 | Heating Other Than Electric Re | 08/29/2023 |  | 11/13/2023
Daikin Comfort Technologies Manufacturing, L.P. | Daikin | DPSA034A*BSBT*0B02630*G |  | Voluntarily Certified | ACAirCoolAllPhase&gt;=240k&lt; | False | False |  |  |  |  | 10.1 |  | 15.7 | 13 | [6 empty] | 354000 | Heating Other Than Electric Re | 08/29/2023 |  | 11/13/2023
Daikin Comfort Technologies Manufacturing, L.P. | Daikin | DPSA034A*BSBT*0B04355*G |  | Voluntarily Certified | ACAirCoolAllPhase&gt;=240k&lt; | False | False |  |  |  |  | 10.1 |  | 15.7 | 13 | [6 empty] | 354000 | Heating Other Than Electric Re | 08/29/2023 |  | 11/13/2023
Daikin Comfort Technologies Manufacturing, L.P. | Daikin | DPSA034A4BPBV*0B04450*G |  | Voluntarily Certified | ACAirCoolAllPhase&gt;=240k&lt; | False | False |  |  |  |  | 10.1 |  | 17.3 | 13 | [6 empty] | 354000 | Heating Other Than Electric Re | 08/29/2023 |  | 11/13/2023
Daikin Comfort Technologies Manufacturing, L.P. | Daikin | DPSA034A5BPBV*0B04450*G |  | Voluntarily Certified | ACAirCoolAllPhase&gt;=240k&lt; | False | False |  |  |  |  | 10.1 |  | 17.3 | 13 | [6 empty] | 354000 | Heating Other Than Electric Re | 08/29/2023 |  | 11/13/2023
Daikin Comfort Technologies Manufacturing, L.P. | Daikin | DPSA034A*BHBM*0B02500*G |  | Voluntarily Certified | ACAirCoolAllPhase&gt;=240k&lt; | False | False |  |  |  |  | 10.1 |  | 16 | 13 | [6 empty] | 356000 | Heating Other Than Electric Re | 08/29/2023 |  | 11/13/2023
Daikin Comfort Technologies Manufacturing, L.P. | Daikin | DPSA034A*BHBM*0B02560*G |  | Voluntarily Certified | ACAirCoolAllPhase&gt;=240k&lt; | False | False |  |  |  |  | 10.2 |  | 16.1 | 13 | [6 empty] | 356000 | Heating Other Than Electric Re | 08/29/2023 |  | 11/13/2023
Daikin Comfort Technologies Manufacturing, L.P. | Daikin | DPSA034A*BSBT*0B02500*G |  | Voluntarily Certified | ACAirCoolAllPhase&gt;=240k&lt; | False | False |  |  |  |  | 10.1 |  | 15.7 | 13 | [6 empty] | 356000 | Heating Other Than Electric Re | 08/29/2023 |  | 11/13/2023
Daikin Comfort Technologies Manufacturing, L.P. | Daikin | DPSA034A*BSBT*0B02560*G |  | Voluntarily Certified | ACAirCoolAllPhase&gt;=240k&lt; | False | False |  |  |  |  | 10.2 |  | 15.8 | 13 | [6 empty] | 356000 | Heating Other Than Electric Re | 08/29/2023 |  | 11/13/2023
Daikin Comfort Technologies Manufacturing, L.P. | Daikin | DPSA034A4BHBM*0B04450*G |  | Voluntarily Certified | ACAirCoolAllPhase&gt;=240k&lt; | False | False |  |  |  |  | 10.2 |  | 16.1 | 13 | [6 empty] | 356000 | Heating Other Than Electric Re | 08/29/2023 |  | 11/13/2023
Daikin Comfort Technologies Manufacturing, L.P. | Daikin | DPSA034A4BSBT*0B04450*G |  | Voluntarily Certified | ACAirCoolAllPhase&gt;=240k&lt; | False | False |  |  |  |  | 10.2 |  | 15.8 | 13 | [6 empty] | 356000 | Heating Other Than Electric Re | 08/29/2023 |  | 11/13/2023
Daikin Comfort Technologies Manufacturing, L.P. | Daikin | DPSA034A5BHBM*0B04450*G |  | Voluntarily Certified | ACAirCoolAllPhase&gt;=240k&lt; | False | False |  |  |  |  | 10.2 |  | 16.1 | 13 | [6 empty] | 356000 | Heating Other Than Electric Re | 08/29/2023 |  | 11/13/2023
Daikin Comfort Technologies Manufacturing, L.P. | Daikin | DPSA034A5BSBT*0B04450*G |  | Voluntarily Certified | ACAirCoolAllPhase&gt;=240k&lt; | False | False |  |  |  |  | 10.2 |  | 15.8 | 13 | [6 empty] | 356000 | Heating Other Than Electric Re | 08/29/2023 |  | 11/13/2023
Daikin Comfort Technologies Manufacturing, L.P. | Daikin | RPS035DLA-2-V-5 |  | Voluntarily Certified | ACAirCoolAllPhase&gt;=240k&lt; | False | False |  |  |  |  | 9.8 |  | 13.9 | 13 | [6 empty] | 360000 | Heating Other Than Electric Re | 08/29/2023 |  | 11/13/2023
Daikin Comfort Technologies Manufacturing, L.P. | Daikin | RPS035DLA-4-V-5 |  | Voluntarily Certified | ACAirCoolAllPhase&gt;=240k&lt; | False | False |  |  |  |  | 9.8 |  | 14 | 13 | [6 empty] | 364000 | Heating Other Than Electric Re | 08/29/2023 |  | 11/13/2023
Daikin Comfort Technologies Manufacturing, L.P. | Daikin | RPS035DLA-2-V-6 |  | Voluntarily Certified | ACAirCoolAllPhase&gt;=240k&lt; | False | False |  |  |  |  | 9.8 |  | 14 | 13 | [6 empty] | 366000 | Heating Other Than Electric Re | 08/29/2023 |  | 11/13/2023
Daikin Comfort Technologies Manufacturing, L.P. | Daikin | RPS035DLA-4-V-6 |  | Voluntarily Certified | ACAirCoolAllPhase&gt;=240k&lt; | False | False |  |  |  |  | 9.9 |  | 14.1 | 13 | [6 empty] | 370000 | Heating Other Than Electric Re | 08/29/2023 |  | 11/13/2023
Daikin Comfort Technologies Manufacturing, L.P. | Daikin | RPS035DLA-S-5 |  | Voluntarily Certified | ACAirCoolAllPhase&gt;=240k&lt; | False | False |  |  |  |  | 9.9 |  | 13 | 13 | [6 empty] | 370000 | Heating Other Than Electric Re | 08/29/2023 |  | 11/13/2023
Daikin Comfort Technologies Manufacturing, L.P. | Daikin | DPSA035A2BSCS*0B02450*G |  | Voluntarily Certified | ACAirCoolAllPhase&gt;=240k&lt; | False | False |  |  |  |  | 10.1 |  | 14.6 | 13 | [6 empty] | 372000 | Heating Other Than Electric Re | 08/29/2023 |  | 11/13/2023
Daikin Comfort Technologies Manufacturing, L.P. | Daikin | DPSA035A2BSCSA0B02450*G |  | Voluntarily Certified | ACAirCoolAllPhase&gt;=240k&lt; | False | False |  |  |  |  | 10.2 |  | 14.4 | 13 | [6 empty] | 372000 | Heating Other Than Electric Re | 08/29/2023 |  | 11/13/2023
Daikin Comfort Technologies Manufacturing, L.P. | Daikin | DPSA035A2BSCSB0B02450*G |  | Voluntarily Certified | ACAirCoolAllPhase&gt;=240k&lt; | False | False |  |  |  |  | 10.2 |  | 14.4 | 13 | [6 empty] | 372000 | Heating Other Than Electric Re | 08/29/2023 |  | 11/13/2023
Daikin Comfort Technologies Manufacturing, L.P. | Daikin | DPSA035A2BHCME0B04355*G |  | Voluntarily Certified | ACAirCoolAllPhase&gt;=240k&lt; | False | False |  |  |  |  | 10 |  | 16.1 | 13 | [6 empty] | 374000 | Heating Other Than Electric Re | 08/29/2023 |  | 11/13/2023
Daikin Comfort Technologies Manufacturing, L.P. | Daikin | DPSA035A2BPCVF0B04450*G |  | Voluntarily Certified | ACAirCoolAllPhase&gt;=240k&lt; | False | False |  |  |  |  | 10.1 |  | 18 | 13 | [6 empty] | 374000 | Heating Other Than Electric Re | 08/29/2023 |  | 11/13/2023
Daikin Comfort Technologies Manufacturing, L.P. | Daikin | DPSA035A2BPCVF0B04560*G |  | Voluntarily Certified | ACAirCoolAllPhase&gt;=240k&lt; | False | False |  |  |  |  | 10.1 |  | 18 | 13 | [6 empty] | 374000 | Heating Other Than Electric Re | 08/29/2023 |  | 11/13/2023
Daikin Comfort Technologies Manufacturing, L.P. | Daikin | DPSA035A2BSCS*0B02500*G |  | Voluntarily Certified | ACAirCoolAllPhase&gt;=240k&lt; | False | False |  |  |  |  | 10.3 |  | 14.8 | 13 | [6 empty] | 374000 | Heating Other Than Electric Re | 08/29/2023 |  | 11/13/2023
Daikin Comfort Technologies Manufacturing, L.P. | Daikin | DPSA035A2BSCS*0B04355*G |  | Voluntarily Certified | ACAirCoolAllPhase&gt;=240k&lt; | False | False |  |  |  |  | 10.3 |  | 14.8 | 13 | [6 empty] | 374000 | Heating Other Than Electric Re | 08/29/2023 |  | 11/13/2023
Daikin Comfort Technologies Manufacturing, L.P. | Daikin | DPSA035A2BSCSA0B02500*G |  | Voluntarily Certified | ACAirCoolAllPhase&gt;=240k&lt; | False | False |  |  |  |  | 10.4 |  | 14.5 | 13 | [6 empty] | 374000 | Heating Other Than Electric Re | 08/29/2023 |  | 11/13/2023
Daikin Comfort Technologies Manufacturing, L.P. | Daikin | DPSA035A2BSCSA0B04355*G |  | Voluntarily Certified | ACAirCoolAllPhase&gt;=240k&lt; | False | False |  |  |  |  | 10.3 |  | 14.5 | 13 | [6 empty] | 374000 | Heating Other Than Electric Re | 08/29/2023 |  | 11/13/2023
Daikin Comfort Technologies Manufacturing, L.P. | Daikin | DPSA035A2BSCSB0B02500*G |  | Voluntarily Certified | ACAirCoolAllPhase&gt;=240k&lt; | False | False |  |  |  |  | 10.4 |  | 14.5 | 13 | [6 empty] | 374000 | Heating Other Than Electric Re | 08/29/2023 |  | 11/13/2023
Daikin Comfort Technologies Manufacturing, L.P. | Daikin | DPSA035A2BSCSB0B04355*G |  | Voluntarily Certified | ACAirCoolAllPhase&gt;=240k&lt; | False | False |  |  |  |  | 10.3 |  | 14.5 | 13 | [6 empty] | 374000 | Heating Other Than Electric Re | 08/29/2023 |  | 11/13/2023
Daikin Comfort Technologies Manufacturing, L.P. | Daikin | DPSA035A2BHCME0B02500*G |  | Voluntarily Certified | ACAirCoolAllPhase&gt;=240k&lt; | False | False |  |  |  |  | 10.1 |  | 16.2 | 13 | [6 empty] | 376000 | Heating Other Than Electric Re | 08/29/2023 |  | 11/13/2023
Daikin Comfort Technologies Manufacturing, L.P. | Daikin | DPSA035A2BPCVE0B02560*G |  | Voluntarily Certified | ACAirCoolAllPhase&gt;=240k&lt; | False | False |  |  |  |  | 10 |  | 17 | 13 | [6 empty] | 376000 | Heating Other Than Electric Re | 08/29/2023 |  | 11/13/2023
Daikin Comfort Technologies Manufacturing, L.P. | Daikin | DPSA035A2BPCVE0B02630*G |  | Voluntarily Certified | ACAirCoolAllPhase&gt;=240k&lt; | False | False |  |  |  |  | 10 |  | 17 | 13 | [6 empty] | 376000 | Heating Other Than Electric Re | 08/29/2023 |  | 11/13/2023
Daikin Comfort Technologies Manufacturing, L.P. | Daikin | DPSA035A2BPCVE0B04500*G |  | Voluntarily Certified | ACAirCoolAllPhase&gt;=240k&lt; | False | False |  |  |  |  | 10 |  | 16.8 | 13 | [6 empty] | 376000 | Heating Other Than Electric Re | 08/29/2023 |  | 11/13/2023
Daikin Comfort Technologies Manufacturing, L.P. | Daikin | DPSA035A2BPCVF0B02560*G |  | Voluntarily Certified | ACAirCoolAllPhase&gt;=240k&lt; | False | False |  |  |  |  | 10.2 |  | 18.1 | 13 | [6 empty] | 376000 | Heating Other Than Electric Re | 08/29/2023 |  | 11/13/2023
Daikin Comfort Technologies Manufacturing, L.P. | Daikin | DPSA035A2BPCVF0B02630*G |  | Voluntarily Certified | ACAirCoolAllPhase&gt;=240k&lt; | False | False |  |  |  |  | 10.1 |  | 18.1 | 13 | [6 empty] | 376000 | Heating Other Than Electric Re | 08/29/2023 |  | 11/13/2023
Daikin Comfort Technologies Manufacturing, L.P. | Daikin | DPSA035A2BPCVF0B04500*G |  | Voluntarily Certified | ACAirCoolAllPhase&gt;=240k&lt; | False | False |  |  |  |  | 10.2 |  | 17.9 | 13 | [6 empty] | 376000 | Heating Other Than Electric Re | 08/29/2023 |  | 11/13/2023
Daikin Comfort Technologies Manufacturing, L.P. | Daikin | DPSA035A2BSAS*0B02450*G |  | Voluntarily Certified | ACAirCoolAllPhase&gt;=240k&lt; | False | False |  |  |  |  | 10.4 |  | 14.8 | 13 | [6 empty] | 376000 | Heating Other Than Electric Re | 08/29/2023 |  | 11/13/2023
Daikin Comfort Technologies Manufacturing, L.P. | Daikin | DPSA035A2BSASA0B02450*G |  | Voluntarily Certified | ACAirCoolAllPhase&gt;=240k&lt; | False | False |  |  |  |  | 10.4 |  | 14.8 | 13 | [6 empty] | 376000 | Heating Other Than Electric Re | 08/29/2023 |  | 11/13/2023
Daikin Comfort Technologies Manufacturing, L.P. | Daikin | DPSA035A2BSASB0B02450*G |  | Voluntarily Certified | ACAirCoolAllPhase&gt;=240k&lt; | False | False |  |  |  |  | 10.4 |  | 14.8 | 13 | [6 empty] | 376000 | Heating Other Than Electric Re | 08/29/2023 |  | 11/13/2023
Daikin Comfort Technologies Manufacturing, L.P. | Daikin | DPSA035A2BSCS*0B02560*G |  | Voluntarily Certified | ACAirCoolAllPhase&gt;=240k&lt; | False | False |  |  |  |  | 10.6 |  | 15 | 13 | [6 empty] | 376000 | Heating Other Than Electric Re | 08/29/2023 |  | 11/13/2023
Daikin Comfort Technologies Manufacturing, L.P. | Daikin | DPSA035A2BSCS*0B02630*G |  | Voluntarily Certified | ACAirCoolAllPhase&gt;=240k&lt; | False | False |  |  |  |  | 10.6 |  | 15 | 13 | [6 empty] | 376000 | Heating Other Than Electric Re | 08/29/2023 |  | 11/13/2023
Daikin Comfort Technologies Manufacturing, L.P. | Daikin | DPSA035A2BSCS*0B04450*G |  | Voluntarily Certified | ACAirCoolAllPhase&gt;=240k&lt; | False | False |  |  |  |  | 10.6 |  | 15 | 13 | [6 empty] | 376000 | Heating Other Than Electric Re | 08/29/2023 |  | 11/13/2023
Daikin Comfort Technologies Manufacturing, L.P. | Daikin | DPSA035A2BSCS*0B04500*G |  | Voluntarily Certified | ACAirCoolAllPhase&gt;=240k&lt; | False | False |  |  |  |  | 10.7 |  | 15.1 | 13 | [6 empty] | 376000 | Heating Other Than Electric Re | 08/29/2023 |  | 11/13/2023
Daikin Comfort Technologies Manufacturing, L.P. | Daikin | DPSA035A2BSCS*0B04560*G |  | Voluntarily Certified | ACAirCoolAllPhase&gt;=240k&lt; | False | False |  |  |  |  | 10.6 |  | 15 | 13 | [6 empty] | 376000 | Heating Other Than Electric Re | 08/29/2023 |  | 11/13/2023
Daikin Comfort Technologies Manufacturing, L.P. | Daikin | DPSA035A2BSCSA0B02560*G |  | Voluntarily Certified | ACAirCoolAllPhase&gt;=240k&lt; | False | False |  |  |  |  | 10.7 |  | 14.8 | 13 | [6 empty] | 376000 | Heating Other Than Electric Re | 08/29/2023 |  | 11/13/2023
Daikin Comfort Technologies Manufacturing, L.P. | Daikin | DPSA035A2BSCSA0B02630*G |  | Voluntarily Certified | ACAirCoolAllPhase&gt;=240k&lt; | False | False |  |  |  |  | 10.7 |  | 14.8 | 13 | [6 empty] | 376000 | Heating Other Than Electric Re | 08/29/2023 |  | 11/13/2023
Daikin Comfort Technologies Manufacturing, L.P. | Daikin | DPSA035A2BSCSA0B04450*G |  | Voluntarily Certified | ACAirCoolAllPhase&gt;=240k&lt; | False | False |  |  |  |  | 10.6 |  | 14.7 | 13 | [6 empty] | 376000 | Heating Other Than Electric Re | 08/29/2023 |  | 11/13/2023
Daikin Comfort Technologies Manufacturing, L.P. | Daikin | DPSA035A2BSCSA0B04500*G |  | Voluntarily Certified | ACAirCoolAllPhase&gt;=240k&lt; | False | False |  |  |  |  | 10.7 |  | 14.8 | 13 | [6 empty] | 376000 | Heating Other Than Electric Re | 08/29/2023 |  | 11/13/2023
Daikin Comfort Technologies Manufacturing, L.P. | Daikin | DPSA035A2BSCSA0B04560*G |  | Voluntarily Certified | ACAirCoolAllPhase&gt;=240k&lt; | False | False |  |  |  |  | 10.6 |  | 14.7 | 13 | [6 empty] | 376000 | Heating Other Than Electric Re | 08/29/2023 |  | 11/13/2023
Daikin Comfort Technologies Manufacturing, L.P. | Daikin | DPSA035A2BSCSB0B02560*G |  | Voluntarily Certified | ACAirCoolAllPhase&gt;=240k&lt; | False | False |  |  |  |  | 10.7 |  | 14.8 | 13 | [6 empty] | 376000 | Heating Other Than Electric Re | 08/29/2023 |  | 11/13/2023
Daikin Comfort Technologies Manufacturing, L.P. | Daikin | DPSA035A2BSCSB0B02630*G |  | Voluntarily Certified | ACAirCoolAllPhase&gt;=240k&lt; | False | False |  |  |  |  | 10.7 |  | 14.8 | 13 | [6 empty] | 376000 | Heating Other Than Electric Re | 08/29/2023 |  | 11/13/2023
Daikin Comfort Technologies Manufacturing, L.P. | Daikin | DPSA035A2BSCSB0B04450*G |  | Voluntarily Certified | ACAirCoolAllPhase&gt;=240k&lt; | False | False |  |  |  |  | 10.6 |  | 14.7 | 13 | [6 empty] | 376000 | Heating Other Than Electric Re | 08/29/2023 |  | 11/13/2023
Daikin Comfort Technologies Manufacturing, L.P. | Daikin | DPSA035A2BSCSB0B04500*G |  | Voluntarily Certified | ACAirCoolAllPhase&gt;=240k&lt; | False | False |  |  |  |  | 10.7 |  | 14.8 | 13 | [6 empty] | 376000 | Heating Other Than Electric Re | 08/29/2023 |  | 11/13/2023
Daikin Comfort Technologies Manufacturing, L.P. | Daikin | DPSA035A2BSCSB0B04560*G |  | Voluntarily Certified | ACAirCoolAllPhase&gt;=240k&lt; | False | False |  |  |  |  | 10.6 |  | 14.7 | 13 | [6 empty] | 376000 | Heating Other Than Electric Re | 08/29/2023 |  | 11/13/2023
Daikin Comfort Technologies Manufacturing, L.P. | Daikin | RPS035DLA-S-6 |  | Voluntarily Certified | ACAirCoolAllPhase&gt;=240k&lt; | False | False |  |  |  |  | 10 |  | 13.1 | 13 | [6 empty] | 376000 | Heating Other Than Electric Re | 08/29/2023 |  | 11/13/2023
Daikin Comfort Technologies Manufacturing, L.P. | Daikin | DPSA035A*BPCVF0B02500*G |  | Voluntarily Certified | ACAirCoolAllPhase&gt;=240k&lt; | False | False |  |  |  |  | 10 |  | 18.1 | 13 | [6 empty] | 378000 | Heating Other Than Electric Re | 08/29/2023 |  | 11/13/2023
Daikin Comfort Technologies Manufacturing, L.P. | Daikin | DPSA035A*BPCVF0B04355*G |  | Voluntarily Certified | ACAirCoolAllPhase&gt;=240k&lt; | False | False |  |  |  |  | 10 |  | 18 | 13 | [6 empty] | 378000 | Heating Other Than Electric Re | 08/29/2023 |  | 11/13/2023
Daikin Comfort Technologies Manufacturing, L.P. | Daikin | DPSA035A*BSCS*0B02450*G |  | Voluntarily Certified | ACAirCoolAllPhase&gt;=240k&lt; | False | False |  |  |  |  | 10.3 |  | 14.9 | 13 | [6 empty] | 378000 | Heating Other Than Electric Re | 08/29/2023 |  | 11/13/2023
Daikin Comfort Technologies Manufacturing, L.P. | Daikin | DPSA035A*BSCSA0B02450*G |  | Voluntarily Certified | ACAirCoolAllPhase&gt;=240k&lt; | False | False |  |  |  |  | 10.3 |  | 14.6 | 13 | [6 empty] | 378000 | Heating Other Than Electric Re | 08/29/2023 |  | 11/13/2023
Daikin Comfort Technologies Manufacturing, L.P. | Daikin | DPSA035A*BSCSB0B02450*G |  | Voluntarily Certified | ACAirCoolAllPhase&gt;=240k&lt; | False | False |  |  |  |  | 10.3 |  | 14.6 | 13 | [6 empty] | 378000 | Heating Other Than Electric Re | 08/29/2023 |  | 11/13/2023
Daikin Comfort Technologies Manufacturing, L.P. | Daikin | DPSA035A2BHCME0B02560*G |  | Voluntarily Certified | ACAirCoolAllPhase&gt;=240k&lt; | False | False |  |  |  |  | 10.4 |  | 16.5 | 13 | [6 empty] | 378000 | Heating Other Than Electric Re | 08/29/2023 |  | 11/13/2023
Daikin Comfort Technologies Manufacturing, L.P. | Daikin | DPSA035A2BHCME0B02630*G |  | Voluntarily Certified | ACAirCoolAllPhase&gt;=240k&lt; | False | False |  |  |  |  | 10.4 |  | 16.5 | 13 | [6 empty] | 378000 | Heating Other Than Electric Re | 08/29/2023 |  | 11/13/2023
Daikin Comfort Technologies Manufacturing, L.P. | Daikin | DPSA035A2BHCME0B04450*G |  | Voluntarily Certified | ACAirCoolAllPhase&gt;=240k&lt; | False | False |  |  |  |  | 10.3 |  | 16.4 | 13 | [6 empty] | 378000 | Heating Other Than Electric Re | 08/29/2023 |  | 11/13/2023
Daikin Comfort Technologies Manufacturing, L.P. | Daikin | DPSA035A2BHCME0B04500*G |  | Voluntarily Certified | ACAirCoolAllPhase&gt;=240k&lt; | False | False |  |  |  |  | 10.4 |  | 16.3 | 13 | [6 empty] | 378000 | Heating Other Than Electric Re | 08/29/2023 |  | 11/13/2023
Daikin Comfort Technologies Manufacturing, L.P. | Daikin | DPSA035A2BHCME0B04560*G |  | Voluntarily Certified | ACAirCoolAllPhase&gt;=240k&lt; | False | False |  |  |  |  | 10.3 |  | 16.4 | 13 | [6 empty] | 378000 | Heating Other Than Electric Re | 08/29/2023 |  | 11/13/2023
Daikin Comfort Technologies Manufacturing, L.P. | Daikin | DPSA035A2BSAS*0B02500*G |  | Voluntarily Certified | ACAirCoolAllPhase&gt;=240k&lt; | False | False |  |  |  |  | 10.6 |  | 14.9 | 13 | [6 empty] | 378000 | Heating Other Than Electric Re | 08/29/2023 |  | 11/13/2023
Daikin Comfort Technologies Manufacturing, L.P. | Daikin | DPSA035A2BSAS*0B04355*G |  | Voluntarily Certified | ACAirCoolAllPhase&gt;=240k&lt; | False | False |  |  |  |  | 10.5 |  | 14.9 | 13 | [6 empty] | 378000 | Heating Other Than Electric Re | 08/29/2023 |  | 11/13/2023
Daikin Comfort Technologies Manufacturing, L.P. | Daikin | DPSA035A2BSASA0B02500*G |  | Voluntarily Certified | ACAirCoolAllPhase&gt;=240k&lt; | False | False |  |  |  |  | 10.6 |  | 14.7 | 13 | [6 empty] | 378000 | Heating Other Than Electric Re | 08/29/2023 |  | 11/13/2023
Daikin Comfort Technologies Manufacturing, L.P. | Daikin | DPSA035A2BSASA0B04355*G |  | Voluntarily Certified | ACAirCoolAllPhase&gt;=240k&lt; | False | False |  |  |  |  | 10.6 |  | 14.7 | 13 | [6 empty] | 378000 | Heating Other Than Electric Re | 08/29/2023 |  | 11/13/2023
Daikin Comfort Technologies Manufacturing, L.P. | Daikin | DPSA035A2BSASB0B02500*G |  | Voluntarily Certified | ACAirCoolAllPhase&gt;=240k&lt; | False | False |  |  |  |  | 10.6 |  | 14.7 | 13 | [6 empty] | 378000 | Heating Other Than Electric Re | 08/29/2023 |  | 11/13/2023
Daikin Comfort Technologies Manufacturing, L.P. | Daikin | DPSA035A2BSASB0B04355*G |  | Voluntarily Certified | ACAirCoolAllPhase&gt;=240k&lt; | False | False |  |  |  |  | 10.6 |  | 14.7 | 13 | [6 empty] | 378000 | Heating Other Than Electric Re | 08/29/2023 |  | 11/13/2023
Daikin Comfort Technologies Manufacturing, L.P. | Daikin | DPSA035A*BHCME0B02450*G |  | Voluntarily Certified | ACAirCoolAllPhase&gt;=240k&lt; | False | False |  |  |  |  | 10.1 |  | 16.3 | 13 | [6 empty] | 380000 | Heating Other Than Electric Re | 08/29/2023 |  | 11/13/2023
Daikin Comfort Technologies Manufacturing, L.P. | Daikin | DPSA035A*BHCME0B04355*G |  | Voluntarily Certified | ACAirCoolAllPhase&gt;=240k&lt; | False | False |  |  |  |  | 10.2 |  | 16.3 | 13 | [6 empty] | 380000 | Heating Other Than Electric Re | 08/29/2023 |  | 11/13/2023
Daikin Comfort Technologies Manufacturing, L.P. | Daikin | DPSA035A*BPCVE0B04450*G |  | Voluntarily Certified | ACAirCoolAllPhase&gt;=240k&lt; | False | False |  |  |  |  | 10.1 |  | 17.2 | 13 | [6 empty] | 380000 | Heating Other Than Electric Re | 08/29/2023 |  | 11/13/2023
Daikin Comfort Technologies Manufacturing, L.P. | Daikin | DPSA035A*BPCVE0B04560*G |  | Voluntarily Certified | ACAirCoolAllPhase&gt;=240k&lt; | False | False |  |  |  |  | 10.1 |  | 17.2 | 13 | [6 empty] | 380000 | Heating Other Than Electric Re | 08/29/2023 |  | 11/13/2023
Daikin Comfort Technologies Manufacturing, L.P. | Daikin | DPSA035A*BPCVF0B04450*G |  | Voluntarily Certified | ACAirCoolAllPhase&gt;=240k&lt; | False | False |  |  |  |  | 10.3 |  | 18.3 | 13 | [6 empty] | 380000 | Heating Other Than Electric Re | 08/29/2023 |  | 11/13/2023
Daikin Comfort Technologies Manufacturing, L.P. | Daikin | DPSA035A*BPCVF0B04560*G |  | Voluntarily Certified | ACAirCoolAllPhase&gt;=240k&lt; | False | False |  |  |  |  | 10.3 |  | 18.3 | 13 | [6 empty] | 380000 | Heating Other Than Electric Re | 08/29/2023 |  | 11/13/2023
Daikin Comfort Technologies Manufacturing, L.P. | Daikin | DPSA035A*BSCS*0B02500*G |  | Voluntarily Certified | ACAirCoolAllPhase&gt;=240k&lt; | False | False |  |  |  |  | 10.5 |  | 15.1 | 13 | [6 empty] | 380000 | Heating Other Than Electric Re | 08/29/2023 |  | 11/13/2023
Daikin Comfort Technologies Manufacturing, L.P. | Daikin | DPSA035A*BSCS*0B04355*G |  | Voluntarily Certified | ACAirCoolAllPhase&gt;=240k&lt; | False | False |  |  |  |  | 10.5 |  | 15.1 | 13 | [6 empty] | 380000 | Heating Other Than Electric Re | 08/29/2023 |  | 11/13/2023
Daikin Comfort Technologies Manufacturing, L.P. | Daikin | DPSA035A*BSCSA0B02500*G |  | Voluntarily Certified | ACAirCoolAllPhase&gt;=240k&lt; | False | False |  |  |  |  | 10.6 |  | 14.7 | 13 | [6 empty] | 380000 | Heating Other Than Electric Re | 08/29/2023 |  | 11/13/2023
Daikin Comfort Technologies Manufacturing, L.P. | Daikin | DPSA035A*BSCSA0B04355*G |  | Voluntarily Certified | ACAirCoolAllPhase&gt;=240k&lt; | False | False |  |  |  |  | 10.5 |  | 14.7 | 13 | [6 empty] | 380000 | Heating Other Than Electric Re | 08/29/2023 |  | 11/13/2023
Daikin Comfort Technologies Manufacturing, L.P. | Daikin | DPSA035A*BSCSB0B02500*G |  | Voluntarily Certified | ACAirCoolAllPhase&gt;=240k&lt; | False | False |  |  |  |  | 10.6 |  | 14.7 | 13 | [6 empty] | 380000 | Heating Other Than Electric Re | 08/29/2023 |  | 11/13/2023
Daikin Comfort Technologies Manufacturing, L.P. | Daikin | DPSA035A*BSCSB0B04355*G |  | Voluntarily Certified | ACAirCoolAllPhase&gt;=240k&lt; | False | False |  |  |  |  | 10.5 |  | 14.7 | 13 | [6 empty] | 380000 | Heating Other Than Electric Re | 08/29/2023 |  | 11/13/2023
Daikin Comfort Technologies Manufacturing, L.P. | Daikin | DPSA035A2BSAS*0B02560*G |  | Voluntarily Certified | ACAirCoolAllPhase&gt;=240k&lt; | False | False |  |  |  |  | 10.9 |  | 15.2 | 13 | [6 empty] | 380000 | Heating Other Than Electric Re | 08/29/2023 |  | 11/13/2023
Daikin Comfort Technologies Manufacturing, L.P. | Daikin | DPSA035A2BSAS*0B02630*G |  | Voluntarily Certified | ACAirCoolAllPhase&gt;=240k&lt; | False | False |  |  |  |  | 10.8 |  | 15.2 | 13 | [6 empty] | 380000 | Heating Other Than Electric Re | 08/29/2023 |  | 11/13/2023
Daikin Comfort Technologies Manufacturing, L.P. | Daikin | DPSA035A2BSAS*0B04450*G |  | Voluntarily Certified | ACAirCoolAllPhase&gt;=240k&lt; | False | False |  |  |  |  | 10.8 |  | 15.1 | 13 | [6 empty] | 380000 | Heating Other Than Electric Re | 08/29/2023 |  | 11/13/2023
Daikin Comfort Technologies Manufacturing, L.P. | Daikin | DPSA035A2BSAS*0B04560*G |  | Voluntarily Certified | ACAirCoolAllPhase&gt;=240k&lt; | False | False |  |  |  |  | 10.8 |  | 15.2 | 13 | [6 empty] | 380000 | Heating Other Than Electric Re | 08/29/2023 |  | 11/13/2023
Daikin Comfort Technologies Manufacturing, L.P. | Daikin | DPSA035A2BSASA0B02560*G |  | Voluntarily Certified | ACAirCoolAllPhase&gt;=240k&lt; | False | False |  |  |  |  | 10.9 |  | 14.7 | 13 | [6 empty] | 380000 | Heating Other Than Electric Re | 08/29/2023 |  | 11/13/2023
Daikin Comfort Technologies Manufacturing, L.P. | Daikin | DPSA035A2BSASA0B02630*G |  | Voluntarily Certified | ACAirCoolAllPhase&gt;=240k&lt; | False | False |  |  |  |  | 10.9 |  | 14.7 | 13 | [6 empty] | 380000 | Heating Other Than Electric Re | 08/29/2023 |  | 11/13/2023
Daikin Comfort Technologies Manufacturing, L.P. | Daikin | DPSA035A2BSASA0B04450*G |  | Voluntarily Certified | ACAirCoolAllPhase&gt;=240k&lt; | False | False |  |  |  |  | 10.8 |  | 14.7 | 13 | [6 empty] | 380000 | Heating Other Than Electric Re | 08/29/2023 |  | 11/13/2023
Daikin Comfort Technologies Manufacturing, L.P. | Daikin | DPSA035A2BSASA0B04560*G |  | Voluntarily Certified | ACAirCoolAllPhase&gt;=240k&lt; | False | False |  |  |  |  | 10.9 |  | 14.7 | 13 | [6 empty] | 380000 | Heating Other Than Electric Re | 08/29/2023 |  | 11/13/2023
Daikin Comfort Technologies Manufacturing, L.P. | Daikin | DPSA035A2BSASB0B02560*G |  | Voluntarily Certified | ACAirCoolAllPhase&gt;=240k&lt; | False | False |  |  |  |  | 10.9 |  | 14.7 | 13 | [6 empty] | 380000 | Heating Other Than Electric Re | 08/29/2023 |  | 11/13/2023
Daikin Comfort Technologies Manufacturing, L.P. | Daikin | DPSA035A2BSASB0B02630*G |  | Voluntarily Certified | ACAirCoolAllPhase&gt;=240k&lt; | False | False |  |  |  |  | 10.9 |  | 14.7 | 13 | [6 empty] | 380000 | Heating Other Than Electric Re | 08/29/2023 |  | 11/13/2023
Daikin Comfort Technologies Manufacturing, L.P. | Daikin | DPSA035A2BSASB0B04450*G |  | Voluntarily Certified | ACAirCoolAllPhase&gt;=240k&lt; | False | False |  |  |  |  | 10.8 |  | 14.7 | 13 | [6 empty] | 380000 | Heating Other Than Electric Re | 08/29/2023 |  | 11/13/2023
Daikin Comfort Technologies Manufacturing, L.P. | Daikin | DPSA035A2BSASB0B04560*G |  | Voluntarily Certified | ACAirCoolAllPhase&gt;=240k&lt; | False | False |  |  |  |  | 10.9 |  | 14.7 | 13 | [6 empty] | 380000 | Heating Other Than Electric Re | 08/29/2023 |  | 11/13/2023
Daikin Comfort Technologies Manufacturing, L.P. | Daikin | RPS030DLA-S-5-270337-010 |  | Voluntarily Certified | ACAirCoolAllPhase&gt;=240k&lt; | False | False |  |  |  |  | 9.8 |  | 13.2 | 13 | [6 empty] | 380000 | Heating Other Than Electric Re | 08/29/2023 |  | 11/13/2023
Daikin Comfort Technologies Manufacturing, L.P. | Daikin | DPSA035A*BHCME0B02500*G |  | Voluntarily Certified | ACAirCoolAllPhase&gt;=240k&lt; | False | False |  |  |  |  | 10.2 |  | 16.4 | 13 | [6 empty] | 382000 | Heating Other Than Electric Re | 08/29/2023 |  | 11/13/2023
Daikin Comfort Technologies Manufacturing, L.P. | Daikin | DPSA035A*BPCVE0B02560*G |  | Voluntarily Certified | ACAirCoolAllPhase&gt;=240k&lt; | False | False |  |  |  |  | 10.1 |  | 17.3 | 13 | [6 empty] | 382000 | Heating Other Than Electric Re | 08/29/2023 |  | 11/13/2023
Daikin Comfort Technologies Manufacturing, L.P. | Daikin | DPSA035A*BPCVE0B02630*G |  | Voluntarily Certified | ACAirCoolAllPhase&gt;=240k&lt; | False | False |  |  |  |  | 10.1 |  | 17.3 | 13 | [6 empty] | 382000 | Heating Other Than Electric Re | 08/29/2023 |  | 11/13/2023
Daikin Comfort Technologies Manufacturing, L.P. | Daikin | DPSA035A*BPCVE0B04500*G |  | Voluntarily Certified | ACAirCoolAllPhase&gt;=240k&lt; | False | False |  |  |  |  | 10.2 |  | 17.1 | 13 | [6 empty] | 382000 | Heating Other Than Electric Re | 08/29/2023 |  | 11/13/2023
Daikin Comfort Technologies Manufacturing, L.P. | Daikin | DPSA035A*BPCVF0B02560*G |  | Voluntarily Certified | ACAirCoolAllPhase&gt;=240k&lt; | False | False |  |  |  |  | 10.3 |  | 18.4 | 13 | [6 empty] | 382000 | Heating Other Than Electric Re | 08/29/2023 |  | 11/13/2023
Daikin Comfort Technologies Manufacturing, L.P. | Daikin | DPSA035A*BPCVF0B02630*G |  | Voluntarily Certified | ACAirCoolAllPhase&gt;=240k&lt; | False | False |  |  |  |  | 10.3 |  | 18.4 | 13 | [6 empty] | 382000 | Heating Other Than Electric Re | 08/29/2023 |  | 11/13/2023
Daikin Comfort Technologies Manufacturing, L.P. | Daikin | DPSA035A*BPCVF0B04500*G |  | Voluntarily Certified | ACAirCoolAllPhase&gt;=240k&lt; | False | False |  |  |  |  | 10.4 |  | 18.2 | 13 | [6 empty] | 382000 | Heating Other Than Electric Re | 08/29/2023 |  | 11/13/2023
Daikin Comfort Technologies Manufacturing, L.P. | Daikin | DPSA035A*BSAS*0B02450*G |  | Voluntarily Certified | ACAirCoolAllPhase&gt;=240k&lt; | False | False |  |  |  |  | 10.5 |  | 15.1 | 13 | [6 empty] | 382000 | Heating Other Than Electric Re | 08/29/2023 |  | 11/13/2023
Daikin Comfort Technologies Manufacturing, L.P. | Daikin | DPSA035A*BSASA0B02450*G |  | Voluntarily Certified | ACAirCoolAllPhase&gt;=240k&lt; | False | False |  |  |  |  | 10.6 |  | 15 | 13 | [6 empty] | 382000 | Heating Other Than Electric Re | 08/29/2023 |  | 11/13/2023
Daikin Comfort Technologies Manufacturing, L.P. | Daikin | DPSA035A*BSASB0B02450*G |  | Voluntarily Certified | ACAirCoolAllPhase&gt;=240k&lt; | False | False |  |  |  |  | 10.6 |  | 15 | 13 | [6 empty] | 382000 | Heating Other Than Electric Re | 08/29/2023 |  | 11/13/2023
Daikin Comfort Technologies Manufacturing, L.P. | Daikin | DPSA035A*BSCS*0B02560*G |  | Voluntarily Certified | ACAirCoolAllPhase&gt;=240k&lt; | False | False |  |  |  |  | 10.8 |  | 15.3 | 13 | [6 empty] | 382000 | Heating Other Than Electric Re | 08/29/2023 |  | 11/13/2023
Daikin Comfort Technologies Manufacturing, L.P. | Daikin | DPSA035A*BSCS*0B02630*G |  | Voluntarily Certified | ACAirCoolAllPhase&gt;=240k&lt; | False | False |  |  |  |  | 10.8 |  | 15.3 | 13 | [6 empty] | 382000 | Heating Other Than Electric Re | 08/29/2023 |  | 11/13/2023
Daikin Comfort Technologies Manufacturing, L.P. | Daikin | DPSA035A*BSCS*0B04450*G |  | Voluntarily Certified | ACAirCoolAllPhase&gt;=240k&lt; | False | False |  |  |  |  | 10.7 |  | 15.3 | 13 | [6 empty] | 382000 | Heating Other Than Electric Re | 08/29/2023 |  | 11/13/2023
Daikin Comfort Technologies Manufacturing, L.P. | Daikin | DPSA035A*BSCS*0B04500*G |  | Voluntarily Certified | ACAirCoolAllPhase&gt;=240k&lt; | False | False |  |  |  |  | 10.9 |  | 15.4 | 13 | [6 empty] | 382000 | Heating Other Than Electric Re | 08/29/2023 |  | 11/13/2023
Daikin Comfort Technologies Manufacturing, L.P. | Daikin | DPSA035A*BSCS*0B04560*G |  | Voluntarily Certified | ACAirCoolAllPhase&gt;=240k&lt; | False | False |  |  |  |  | 10.8 |  | 15.3 | 13 | [6 empty] | 382000 | Heating Other Than Electric Re | 08/29/2023 |  | 11/13/2023
Daikin Comfort Technologies Manufacturing, L.P. | Daikin | DPSA035A*BSCSA0B02560*G |  | Voluntarily Certified | ACAirCoolAllPhase&gt;=240k&lt; | False | False |  |  |  |  | 10.8 |  | 15 | 13 | [6 empty] | 382000 | Heating Other Than Electric Re | 08/29/2023 |  | 11/13/2023
Daikin Comfort Technologies Manufacturing, L.P. | Daikin | DPSA035A*BSCSA0B02630*G |  | Voluntarily Certified | ACAirCoolAllPhase&gt;=240k&lt; | False | False |  |  |  |  | 10.8 |  | 15 | 13 | [6 empty] | 382000 | Heating Other Than Electric Re | 08/29/2023 |  | 11/13/2023
Daikin Comfort Technologies Manufacturing, L.P. | Daikin | DPSA035A*BSCSA0B04450*G |  | Voluntarily Certified | ACAirCoolAllPhase&gt;=240k&lt; | False | False |  |  |  |  | 10.8 |  | 14.9 | 13 | [6 empty] | 382000 | Heating Other Than Electric Re | 08/29/2023 |  | 11/13/2023
Daikin Comfort Technologies Manufacturing, L.P. | Daikin | DPSA035A*BSCSA0B04500*G |  | Voluntarily Certified | ACAirCoolAllPhase&gt;=240k&lt; | False | False |  |  |  |  | 10.9 |  | 15 | 13 | [6 empty] | 382000 | Heating Other Than Electric Re | 08/29/2023 |  | 11/13/2023
Daikin Comfort Technologies Manufacturing, L.P. | Daikin | DPSA035A*BSCSA0B04560*G |  | Voluntarily Certified | ACAirCoolAllPhase&gt;=240k&lt; | False | False |  |  |  |  | 10.8 |  | 14.9 | 13 | [6 empty] | 382000 | Heating Other Than Electric Re | 08/29/2023 |  | 11/13/2023
Daikin Comfort Technologies Manufacturing, L.P. | Daikin | DPSA035A*BSCSB0B02560*G |  | Voluntarily Certified | ACAirCoolAllPhase&gt;=240k&lt; | False | False |  |  |  |  | 10.8 |  | 15 | 13 | [6 empty] | 382000 | Heating Other Than Electric Re | 08/29/2023 |  | 11/13/2023
Daikin Comfort Technologies Manufacturing, L.P. | Daikin | DPSA035A*BSCSB0B02630*G |  | Voluntarily Certified | ACAirCoolAllPhase&gt;=240k&lt; | False | False |  |  |  |  | 10.8 |  | 15 | 13 | [6 empty] | 382000 | Heating Other Than Electric Re | 08/29/2023 |  | 11/13/2023
Daikin Comfort Technologies Manufacturing, L.P. | Daikin | DPSA035A*BSCSB0B04450*G |  | Voluntarily Certified | ACAirCoolAllPhase&gt;=240k&lt; | False | False |  |  |  |  | 10.8 |  | 14.9 | 13 | [6 empty] | 382000 | Heating Other Than Electric Re | 08/29/2023 |  | 11/13/2023
Daikin Comfort Technologies Manufacturing, L.P. | Daikin | DPSA035A*BSCSB0B04500*G |  | Voluntarily Certified | ACAirCoolAllPhase&gt;=240k&lt; | False | False |  |  |  |  | 10.9 |  | 15 | 13 | [6 empty] | 382000 | Heating Other Than Electric Re | 08/29/2023 |  | 11/13/2023
Daikin Comfort Technologies Manufacturing, L.P. | Daikin | DPSA035A*BSCSB0B04560*G |  | Voluntarily Certified | ACAirCoolAllPhase&gt;=240k&lt; | False | False |  |  |  |  | 10.8 |  | 14.9 | 13 | [6 empty] | 382000 | Heating Other Than Electric Re | 08/29/2023 |  | 11/13/2023
Daikin Comfort Technologies Manufacturing, L.P. | Daikin | DPSA035A2BPAVE0B02500*G |  | Voluntarily Certified | ACAirCoolAllPhase&gt;=240k&lt; | False | False |  |  |  |  | 10 |  | 17.1 | 13 | [6 empty] | 382000 | Heating Other Than Electric Re | 08/29/2023 |  | 11/13/2023
Daikin Comfort Technologies Manufacturing, L.P. | Daikin | DPSA035A2BPAVE0B04355*G |  | Voluntarily Certified | ACAirCoolAllPhase&gt;=240k&lt; | False | False |  |  |  |  | 10 |  | 17 | 13 | [6 empty] | 382000 | Heating Other Than Electric Re | 08/29/2023 |  | 11/13/2023
Daikin Comfort Technologies Manufacturing, L.P. | Daikin | DPSA035A2BPAVF0B02450*G |  | Voluntarily Certified | ACAirCoolAllPhase&gt;=240k&lt; | False | False |  |  |  |  | 10 |  | 18 | 13 | [6 empty] | 382000 | Heating Other Than Electric Re | 08/29/2023 |  | 11/13/2023
Daikin Comfort Technologies Manufacturing, L.P. | Daikin | DPSA035A2BPAVF0B02500*G |  | Voluntarily Certified | ACAirCoolAllPhase&gt;=240k&lt; | False | False |  |  |  |  | 10.2 |  | 18.2 | 13 | [6 empty] | 382000 | Heating Other Than Electric Re | 08/29/2023 |  | 11/13/2023
Daikin Comfort Technologies Manufacturing, L.P. | Daikin | DPSA035A2BPAVF0B04355*G |  | Voluntarily Certified | ACAirCoolAllPhase&gt;=240k&lt; | False | False |  |  |  |  | 10.2 |  | 18.1 | 13 | [6 empty] | 382000 | Heating Other Than Electric Re | 08/29/2023 |  | 11/13/2023
Daikin Comfort Technologies Manufacturing, L.P. | Daikin | DPSA035A2BSAS*0B04500*G |  | Voluntarily Certified | ACAirCoolAllPhase&gt;=240k&lt; | False | False |  |  |  |  | 10.9 |  | 15.2 | 13 | [6 empty] | 382000 | Heating Other Than Electric Re | 08/29/2023 |  | 11/13/2023
Daikin Comfort Technologies Manufacturing, L.P. | Daikin | DPSA035A2BSASA0B04500*G |  | Voluntarily Certified | ACAirCoolAllPhase&gt;=240k&lt; | False | False |  |  |  |  | 11 |  | 14.7 | 13 | [6 empty] | 382000 | Heating Other Than Electric Re | 08/29/2023 |  | 11/13/2023
Daikin Comfort Technologies Manufacturing, L.P. | Daikin | DPSA035A2BSASB0B04500*G |  | Voluntarily Certified | ACAirCoolAllPhase&gt;=240k&lt; | False | False |  |  |  |  | 11 |  | 14.7 | 13 | [6 empty] | 382000 | Heating Other Than Electric Re | 08/29/2023 |  | 11/13/2023
Daikin Comfort Technologies Manufacturing, L.P. | Daikin | DPSA035A*BHCME0B02560*G |  | Voluntarily Certified | ACAirCoolAllPhase&gt;=240k&lt; | False | False |  |  |  |  | 10.5 |  | 16.7 | 13 | [6 empty] | 384000 | Heating Other Than Electric Re | 08/29/2023 |  | 11/13/2023
Daikin Comfort Technologies Manufacturing, L.P. | Daikin | DPSA035A*BHCME0B02630*G |  | Voluntarily Certified | ACAirCoolAllPhase&gt;=240k&lt; | False | False |  |  |  |  | 10.5 |  | 16.7 | 13 | [6 empty] | 384000 | Heating Other Than Electric Re | 08/29/2023 |  | 11/13/2023
Daikin Comfort Technologies Manufacturing, L.P. | Daikin | DPSA035A*BHCME0B04450*G |  | Voluntarily Certified | ACAirCoolAllPhase&gt;=240k&lt; | False | False |  |  |  |  | 10.5 |  | 16.6 | 13 | [6 empty] | 384000 | Heating Other Than Electric Re | 08/29/2023 |  | 11/13/2023
Daikin Comfort Technologies Manufacturing, L.P. | Daikin | DPSA035A*BHCME0B04500*G |  | Voluntarily Certified | ACAirCoolAllPhase&gt;=240k&lt; | False | False |  |  |  |  | 10.6 |  | 16.6 | 13 | [6 empty] | 384000 | Heating Other Than Electric Re | 08/29/2023 |  | 11/13/2023
Daikin Comfort Technologies Manufacturing, L.P. | Daikin | DPSA035A*BHCME0B04560*G |  | Voluntarily Certified | ACAirCoolAllPhase&gt;=240k&lt; | False | False |  |  |  |  | 10.5 |  | 16.6 | 13 | [6 empty] | 384000 | Heating Other Than Electric Re | 08/29/2023 |  | 11/13/2023
Daikin Comfort Technologies Manufacturing, L.P. | Daikin | DPSA035A*BSAS*0B02500*G |  | Voluntarily Certified | ACAirCoolAllPhase&gt;=240k&lt; | False | False |  |  |  |  | 10.7 |  | 15.2 | 13 | [6 empty] | 384000 | Heating Other Than Electric Re | 08/29/2023 |  | 11/13/2023
Daikin Comfort Technologies Manufacturing, L.P. | Daikin | DPSA035A*BSAS*0B04355*G |  | Voluntarily Certified | ACAirCoolAllPhase&gt;=240k&lt; | False | False |  |  |  |  | 10.7 |  | 15.2 | 13 | [6 empty] | 384000 | Heating Other Than Electric Re | 08/29/2023 |  | 11/13/2023
Daikin Comfort Technologies Manufacturing, L.P. | Daikin | DPSA035A*BSASA0B02500*G |  | Voluntarily Certified | ACAirCoolAllPhase&gt;=240k&lt; | False | False |  |  |  |  | 10.8 |  | 14.9 | 13 | [6 empty] | 384000 | Heating Other Than Electric Re | 08/29/2023 |  | 11/13/2023
Daikin Comfort Technologies Manufacturing, L.P. | Daikin | DPSA035A*BSASA0B04355*G |  | Voluntarily Certified | ACAirCoolAllPhase&gt;=240k&lt; | False | False |  |  |  |  | 10.7 |  | 14.9 | 13 | [6 empty] | 384000 | Heating Other Than Electric Re | 08/29/2023 |  | 11/13/2023
Daikin Comfort Technologies Manufacturing, L.P. | Daikin | DPSA035A*BSASB0B02500*G |  | Voluntarily Certified | ACAirCoolAllPhase&gt;=240k&lt; | False | False |  |  |  |  | 10.8 |  | 14.9 | 13 | [6 empty] | 384000 | Heating Other Than Electric Re | 08/29/2023 |  | 11/13/2023
Daikin Comfort Technologies Manufacturing, L.P. | Daikin | DPSA035A*BSASB0B04355*G |  | Voluntarily Certified | ACAirCoolAllPhase&gt;=240k&lt; | False | False |  |  |  |  | 10.7 |  | 14.9 | 13 | [6 empty] | 384000 | Heating Other Than Electric Re | 08/29/2023 |  | 11/13/2023
Daikin Comfort Technologies Manufacturing, L.P. | Daikin | DPSA035A2BHAME0B02450*G |  | Voluntarily Certified | ACAirCoolAllPhase&gt;=240k&lt; | False | False |  |  |  |  | 10.2 |  | 16.3 | 13 | [6 empty] | 384000 | Heating Other Than Electric Re | 08/29/2023 |  | 11/13/2023
Daikin Comfort Technologies Manufacturing, L.P. | Daikin | DPSA035A2BHAME0B04355*G |  | Voluntarily Certified | ACAirCoolAllPhase&gt;=240k&lt; | False | False |  |  |  |  | 10.4 |  | 16.4 | 13 | [6 empty] | 384000 | Heating Other Than Electric Re | 08/29/2023 |  | 11/13/2023
Daikin Comfort Technologies Manufacturing, L.P. | Daikin | DPSA035A2BPAVE0B04450*G |  | Voluntarily Certified | ACAirCoolAllPhase&gt;=240k&lt; | False | False |  |  |  |  | 10.2 |  | 17.2 | 13 | [6 empty] | 384000 | Heating Other Than Electric Re | 08/29/2023 |  | 11/13/2023
Daikin Comfort Technologies Manufacturing, L.P. | Daikin | DPSA035A2BPAVE0B04560*G |  | Voluntarily Certified | ACAirCoolAllPhase&gt;=240k&lt; | False | False |  |  |  |  | 10.3 |  | 17.3 | 13 | [6 empty] | 384000 | Heating Other Than Electric Re | 08/29/2023 |  | 11/13/2023
Daikin Comfort Technologies Manufacturing, L.P. | Daikin | DPSA035A2BPAVF0B04450*G |  | Voluntarily Certified | ACAirCoolAllPhase&gt;=240k&lt; | False | False |  |  |  |  | 10.4 |  | 18.3 | 13 | [6 empty] | 384000 | Heating Other Than Electric Re | 08/29/2023 |  | 11/13/2023
Daikin Comfort Technologies Manufacturing, L.P. | Daikin | DPSA035A2BPAVF0B04560*G |  | Voluntarily Certified | ACAirCoolAllPhase&gt;=240k&lt; | False | False |  |  |  |  | 10.5 |  | 18.4 | 13 | [6 empty] | 384000 | Heating Other Than Electric Re | 08/29/2023 |  | 11/13/2023
Daikin Comfort Technologies Manufacturing, L.P. | Daikin | DPSA035A2BPDVF0B02500*G |  | Voluntarily Certified | ACAirCoolAllPhase&gt;=240k&lt; | False | False |  |  |  |  | 10.1 |  | 18 | 13 | [6 empty] | 384000 | Heating Other Than Electric Re | 08/29/2023 |  | 11/13/2023
Daikin Comfort Technologies Manufacturing, L.P. | Daikin | DPSA035A2BPDVF0B04355*G |  | Voluntarily Certified | ACAirCoolAllPhase&gt;=240k&lt; | False | False |  |  |  |  | 10.1 |  | 17.9 | 13 | [6 empty] | 384000 | Heating Other Than Electric Re | 08/29/2023 |  | 11/13/2023
Daikin Comfort Technologies Manufacturing, L.P. | Daikin | DPSA035A2BSDS*0B02450*G |  | Voluntarily Certified | ACAirCoolAllPhase&gt;=240k&lt; | False | False |  |  |  |  | 10.4 |  | 14.9 | 13 | [6 empty] | 384000 | Heating Other Than Electric Re | 08/29/2023 |  | 11/13/2023
Daikin Comfort Technologies Manufacturing, L.P. | Daikin | DPSA035A2BSDS*0B04355*G |  | Voluntarily Certified | ACAirCoolAllPhase&gt;=240k&lt; | False | False |  |  |  |  | 10.5 |  | 15 | 13 | [6 empty] | 384000 | Heating Other Than Electric Re | 08/29/2023 |  | 11/13/2023
Daikin Comfort Technologies Manufacturing, L.P. | Daikin | DPSA035A2BSDSA0B02450*G |  | Voluntarily Certified | ACAirCoolAllPhase&gt;=240k&lt; | False | False |  |  |  |  | 10.4 |  | 14.4 | 13 | [6 empty] | 384000 | Heating Other Than Electric Re | 08/29/2023 |  | 11/13/2023
Daikin Comfort Technologies Manufacturing, L.P. | Daikin | DPSA035A2BSDSA0B04355*G |  | Voluntarily Certified | ACAirCoolAllPhase&gt;=240k&lt; | False | False |  |  |  |  | 10.6 |  | 14.5 | 13 | [6 empty] | 384000 | Heating Other Than Electric Re | 08/29/2023 |  | 11/13/2023
Daikin Comfort Technologies Manufacturing, L.P. | Daikin | DPSA035A2BSDSB0B02450*G |  | Voluntarily Certified | ACAirCoolAllPhase&gt;=240k&lt; | False | False |  |  |  |  | 10.4 |  | 14.4 | 13 | [6 empty] | 384000 | Heating Other Than Electric Re | 08/29/2023 |  | 11/13/2023
Daikin Comfort Technologies Manufacturing, L.P. | Daikin | DPSA035A2BSDSB0B04355*G |  | Voluntarily Certified | ACAirCoolAllPhase&gt;=240k&lt; | False | False |  |  |  |  | 10.6 |  | 14.5 | 13 | [6 empty] | 384000 | Heating Other Than Electric Re | 08/29/2023 |  | 11/13/2023
Daikin Comfort Technologies Manufacturing, L.P. | Daikin | DPSA035A*BSAS*0B02560*G |  | Voluntarily Certified | ACAirCoolAllPhase&gt;=240k&lt; | False | False |  |  |  |  | 11 |  | 15.5 | 13 | [6 empty] | 386000 | Heating Other Than Electric Re | 08/29/2023 |  | 11/13/2023
Daikin Comfort Technologies Manufacturing, L.P. | Daikin | DPSA035A*BSAS*0B02630*G |  | Voluntarily Certified | ACAirCoolAllPhase&gt;=240k&lt; | False | False |  |  |  |  | 11 |  | 15.5 | 13 | [6 empty] | 386000 | Heating Other Than Electric Re | 08/29/2023 |  | 11/13/2023
Daikin Comfort Technologies Manufacturing, L.P. | Daikin | DPSA035A*BSAS*0B04450*G |  | Voluntarily Certified | ACAirCoolAllPhase&gt;=240k&lt; | False | False |  |  |  |  | 11 |  | 15.4 | 13 | [6 empty] | 386000 | Heating Other Than Electric Re | 08/29/2023 |  | 11/13/2023
Daikin Comfort Technologies Manufacturing, L.P. | Daikin | DPSA035A*BSAS*0B04560*G |  | Voluntarily Certified | ACAirCoolAllPhase&gt;=240k&lt; | False | False |  |  |  |  | 11 |  | 15.5 | 13 | [6 empty] | 386000 | Heating Other Than Electric Re | 08/29/2023 |  | 11/13/2023
Daikin Comfort Technologies Manufacturing, L.P. | Daikin | DPSA035A*BSASA0B02560*G |  | Voluntarily Certified | ACAirCoolAllPhase&gt;=240k&lt; | False | False |  |  |  |  | 11.1 |  | 14.9 | 13 | [6 empty] | 386000 | Heating Other Than Electric Re | 08/29/2023 |  | 11/13/2023
Daikin Comfort Technologies Manufacturing, L.P. | Daikin | DPSA035A*BSASA0B02630*G |  | Voluntarily Certified | ACAirCoolAllPhase&gt;=240k&lt; | False | False |  |  |  |  | 11.1 |  | 14.9 | 13 | [6 empty] | 386000 | Heating Other Than Electric Re | 08/29/2023 |  | 11/13/2023
Daikin Comfort Technologies Manufacturing, L.P. | Daikin | DPSA035A*BSASA0B04450*G |  | Voluntarily Certified | ACAirCoolAllPhase&gt;=240k&lt; | False | False |  |  |  |  | 11 |  | 14.9 | 13 | [6 empty] | 386000 | Heating Other Than Electric Re | 08/29/2023 |  | 11/13/2023
Daikin Comfort Technologies Manufacturing, L.P. | Daikin | DPSA035A*BSASA0B04560*G |  | Voluntarily Certified | ACAirCoolAllPhase&gt;=240k&lt; | False | False |  |  |  |  | 11.1 |  | 14.9 | 13 | [6 empty] | 386000 | Heating Other Than Electric Re | 08/29/2023 |  | 11/13/2023
Daikin Comfort Technologies Manufacturing, L.P. | Daikin | DPSA035A*BSASB0B02560*G |  | Voluntarily Certified | ACAirCoolAllPhase&gt;=240k&lt; | False | False |  |  |  |  | 11.1 |  | 14.9 | 13 | [6 empty] | 386000 | Heating Other Than Electric Re | 08/29/2023 |  | 11/13/2023
Daikin Comfort Technologies Manufacturing, L.P. | Daikin | DPSA035A*BSASB0B02630*G |  | Voluntarily Certified | ACAirCoolAllPhase&gt;=240k&lt; | False | False |  |  |  |  | 11.1 |  | 14.9 | 13 | [6 empty] | 386000 | Heating Other Than Electric Re | 08/29/2023 |  | 11/13/2023
Daikin Comfort Technologies Manufacturing, L.P. | Daikin | DPSA035A*BSASB0B04450*G |  | Voluntarily Certified | ACAirCoolAllPhase&gt;=240k&lt; | False | False |  |  |  |  | 11 |  | 14.9 | 13 | [6 empty] | 386000 | Heating Other Than Electric Re | 08/29/2023 |  | 11/13/2023
Daikin Comfort Technologies Manufacturing, L.P. | Daikin | DPSA035A*BSASB0B04560*G |  | Voluntarily Certified | ACAirCoolAllPhase&gt;=240k&lt; | False | False |  |  |  |  | 11.1 |  | 14.9 | 13 | [6 empty] | 386000 | Heating Other Than Electric Re | 08/29/2023 |  | 11/13/2023
Daikin Comfort Technologies Manufacturing, L.P. | Daikin | DPSA035A2BHAME0B02500*G |  | Voluntarily Certified | ACAirCoolAllPhase&gt;=240k&lt; | False | False |  |  |  |  | 10.4 |  | 16.5 | 13 | [6 empty] | 386000 | Heating Other Than Electric Re | 08/29/2023 |  | 11/13/2023
Daikin Comfort Technologies Manufacturing, L.P. | Daikin | DPSA035A2BHDME0B02450*G |  | Voluntarily Certified | ACAirCoolAllPhase&gt;=240k&lt; | False | False |  |  |  |  | 10.1 |  | 16.2 | 13 | [6 empty] | 386000 | Heating Other Than Electric Re | 08/29/2023 |  | 11/13/2023
Daikin Comfort Technologies Manufacturing, L.P. | Daikin | DPSA035A2BHDME0B04355*G |  | Voluntarily Certified | ACAirCoolAllPhase&gt;=240k&lt; | False | False |  |  |  |  | 10.3 |  | 16.3 | 13 | [6 empty] | 386000 | Heating Other Than Electric Re | 08/29/2023 |  | 11/13/2023
Daikin Comfort Technologies Manufacturing, L.P. | Daikin | DPSA035A2BPAVE0B02560*G |  | Voluntarily Certified | ACAirCoolAllPhase&gt;=240k&lt; | False | False |  |  |  |  | 10.3 |  | 17.3 | 13 | [6 empty] | 386000 | Heating Other Than Electric Re | 08/29/2023 |  | 11/13/2023
Daikin Comfort Technologies Manufacturing, L.P. | Daikin | DPSA035A2BPAVE0B02630*G |  | Voluntarily Certified | ACAirCoolAllPhase&gt;=240k&lt; | False | False |  |  |  |  | 10.3 |  | 17.3 | 13 | [6 empty] | 386000 | Heating Other Than Electric Re | 08/29/2023 |  | 11/13/2023
Daikin Comfort Technologies Manufacturing, L.P. | Daikin | DPSA035A2BPAVE0B04500*G |  | Voluntarily Certified | ACAirCoolAllPhase&gt;=240k&lt; | False | False |  |  |  |  | 10.3 |  | 17.2 | 13 | [6 empty] | 386000 | Heating Other Than Electric Re | 08/29/2023 |  | 11/13/2023
Daikin Comfort Technologies Manufacturing, L.P. | Daikin | DPSA035A2BPAVF0B02560*G |  | Voluntarily Certified | ACAirCoolAllPhase&gt;=240k&lt; | False | False |  |  |  |  | 10.5 |  | 18.4 | 13 | [6 empty] | 386000 | Heating Other Than Electric Re | 08/29/2023 |  | 11/13/2023
Daikin Comfort Technologies Manufacturing, L.P. | Daikin | DPSA035A2BPAVF0B02630*G |  | Voluntarily Certified | ACAirCoolAllPhase&gt;=240k&lt; | False | False |  |  |  |  | 10.5 |  | 18.4 | 13 | [6 empty] | 386000 | Heating Other Than Electric Re | 08/29/2023 |  | 11/13/2023
Daikin Comfort Technologies Manufacturing, L.P. | Daikin | DPSA035A2BPAVF0B04500*G |  | Voluntarily Certified | ACAirCoolAllPhase&gt;=240k&lt; | False | False |  |  |  |  | 10.5 |  | 18.3 | 13 | [6 empty] | 386000 | Heating Other Than Electric Re | 08/29/2023 |  | 11/13/2023
Daikin Comfort Technologies Manufacturing, L.P. | Daikin | DPSA035A2BPDVE0B04450*G |  | Voluntarily Certified | ACAirCoolAllPhase&gt;=240k&lt; | False | False |  |  |  |  | 10.2 |  | 17.1 | 13 | [6 empty] | 386000 | Heating Other Than Electric Re | 08/29/2023 |  | 11/13/2023
Daikin Comfort Technologies Manufacturing, L.P. | Daikin | DPSA035A2BPDVE0B04560*G |  | Voluntarily Certified | ACAirCoolAllPhase&gt;=240k&lt; | False | False |  |  |  |  | 10.1 |  | 17.1 | 13 | [6 empty] | 386000 | Heating Other Than Electric Re | 08/29/2023 |  | 11/13/2023
Daikin Comfort Technologies Manufacturing, L.P. | Daikin | DPSA035A2BPDVF0B04450*G |  | Voluntarily Certified | ACAirCoolAllPhase&gt;=240k&lt; | False | False |  |  |  |  | 10.3 |  | 18.2 | 13 | [6 empty] | 386000 | Heating Other Than Electric Re | 08/29/2023 |  | 11/13/2023
Daikin Comfort Technologies Manufacturing, L.P. | Daikin | DPSA035A2BPDVF0B04560*G |  | Voluntarily Certified | ACAirCoolAllPhase&gt;=240k&lt; | False | False |  |  |  |  | 10.3 |  | 18.2 | 13 | [6 empty] | 386000 | Heating Other Than Electric Re | 08/29/2023 |  | 11/13/2023
Daikin Comfort Technologies Manufacturing, L.P. | Daikin | DPSA035A2BSDS*0B02500*G |  | Voluntarily Certified | ACAirCoolAllPhase&gt;=240k&lt; | False | False |  |  |  |  | 10.6 |  | 15.1 | 13 | [6 empty] | 386000 | Heating Other Than Electric Re | 08/29/2023 |  | 11/13/2023
Daikin Comfort Technologies Manufacturing, L.P. | Daikin | DPSA035A2BSDS*0B04560*G |  | Voluntarily Certified | ACAirCoolAllPhase&gt;=240k&lt; | False | False |  |  |  |  | 10.8 |  | 15.3 | 13 | [6 empty] | 386000 | Heating Other Than Electric Re | 08/29/2023 |  | 11/13/2023
Daikin Comfort Technologies Manufacturing, L.P. | Daikin | DPSA035A2BSDSA0B02500*G |  | Voluntarily Certified | ACAirCoolAllPhase&gt;=240k&lt; | False | False |  |  |  |  | 10.6 |  | 14.6 | 13 | [6 empty] | 386000 | Heating Other Than Electric Re | 08/29/2023 |  | 11/13/2023
Daikin Comfort Technologies Manufacturing, L.P. | Daikin | DPSA035A2BSDSA0B04560*G |  | Voluntarily Certified | ACAirCoolAllPhase&gt;=240k&lt; | False | False |  |  |  |  | 10.8 |  | 14.8 | 13 | [6 empty] | 386000 | Heating Other Than Electric Re | 08/29/2023 |  | 11/13/2023
Daikin Comfort Technologies Manufacturing, L.P. | Daikin | DPSA035A2BSDSB0B02500*G |  | Voluntarily Certified | ACAirCoolAllPhase&gt;=240k&lt; | False | False |  |  |  |  | 10.6 |  | 14.6 | 13 | [6 empty] | 386000 | Heating Other Than Electric Re | 08/29/2023 |  | 11/13/2023
Daikin Comfort Technologies Manufacturing, L.P. | Daikin | DPSA035A2BSDSB0B04560*G |  | Voluntarily Certified | ACAirCoolAllPhase&gt;=240k&lt; | False | False |  |  |  |  | 10.8 |  | 14.8 | 13 | [6 empty] | 386000 | Heating Other Than Electric Re | 08/29/2023 |  | 11/13/2023
Daikin Comfort Technologies Manufacturing, L.P. | Daikin | RPS030DLA-S-6-270544-030 |  | Voluntarily Certified | ACAirCoolAllPhase&gt;=240k&lt; | False | False |  |  |  |  | 10 |  | 13.4 | 13 | [6 empty] | 386000 | Heating Other Than Electric Re | 08/29/2023 |  | 11/13/2023
Daikin Comfort Technologies Manufacturing, L.P. | Daikin | DPSA035A*BPAVE0B02450*G |  | Voluntarily Certified | ACAirCoolAllPhase&gt;=240k&lt; | False | False |  |  |  |  | 10 |  | 17.2 | 13 | [6 empty] | 388000 | Heating Other Than Electric Re | 08/29/2023 |  | 11/13/2023
Daikin Comfort Technologies Manufacturing, L.P. | Daikin | DPSA035A*BPAVE0B02500*G |  | Voluntarily Certified | ACAirCoolAllPhase&gt;=240k&lt; | False | False |  |  |  |  | 10.2 |  | 17.4 | 13 | [6 empty] | 388000 | Heating Other Than Electric Re | 08/29/2023 |  | 11/13/2023
Daikin Comfort Technologies Manufacturing, L.P. | Daikin | DPSA035A*BPAVE0B04355*G |  | Voluntarily Certified | ACAirCoolAllPhase&gt;=240k&lt; | False | False |  |  |  |  | 10.1 |  | 17.3 | 13 | [6 empty] | 388000 | Heating Other Than Electric Re | 08/29/2023 |  | 11/13/2023
Daikin Comfort Technologies Manufacturing, L.P. | Daikin | DPSA035A*BPAVF0B02450*G |  | Voluntarily Certified | ACAirCoolAllPhase&gt;=240k&lt; | False | False |  |  |  |  | 10.2 |  | 18.3 | 13 | [6 empty] | 388000 | Heating Other Than Electric Re | 08/29/2023 |  | 11/13/2023
Daikin Comfort Technologies Manufacturing, L.P. | Daikin | DPSA035A*BPAVF0B02500*G |  | Voluntarily Certified | ACAirCoolAllPhase&gt;=240k&lt; | False | False |  |  |  |  | 10.4 |  | 18.5 | 13 | [6 empty] | 388000 | Heating Other Than Electric Re | 08/29/2023 |  | 11/13/2023
Daikin Comfort Technologies Manufacturing, L.P. | Daikin | DPSA035A*BPAVF0B04355*G |  | Voluntarily Certified | ACAirCoolAllPhase&gt;=240k&lt; | False | False |  |  |  |  | 10.3 |  | 18.4 | 13 | [6 empty] | 388000 | Heating Other Than Electric Re | 08/29/2023 |  | 11/13/2023
Daikin Comfort Technologies Manufacturing, L.P. | Daikin | DPSA035A*BPDVF0B02450*G |  | Voluntarily Certified | ACAirCoolAllPhase&gt;=240k&lt; | False | False |  |  |  |  | 10.1 |  | 18.1 | 13 | [6 empty] | 388000 | Heating Other Than Electric Re | 08/29/2023 |  | 11/13/2023
Daikin Comfort Technologies Manufacturing, L.P. | Daikin | DPSA035A*BSAS*0B04500*G |  | Voluntarily Certified | ACAirCoolAllPhase&gt;=240k&lt; | False | False |  |  |  |  | 11.1 |  | 15.5 | 13 | [6 empty] | 388000 | Heating Other Than Electric Re | 08/29/2023 |  | 11/13/2023
Daikin Comfort Technologies Manufacturing, L.P. | Daikin | DPSA035A*BSASA0B04500*G |  | Voluntarily Certified | ACAirCoolAllPhase&gt;=240k&lt; | False | False |  |  |  |  | 11.1 |  | 14.9 | 13 | [6 empty] | 388000 | Heating Other Than Electric Re | 08/29/2023 |  | 11/13/2023
Daikin Comfort Technologies Manufacturing, L.P. | Daikin | DPSA035A*BSASB0B04500*G |  | Voluntarily Certified | ACAirCoolAllPhase&gt;=240k&lt; | False | False |  |  |  |  | 11.1 |  | 14.9 | 13 | [6 empty] | 388000 | Heating Other Than Electric Re | 08/29/2023 |  | 11/13/2023
Daikin Comfort Technologies Manufacturing, L.P. | Daikin | DPSA035A2BHAME0B02560*G |  | Voluntarily Certified | ACAirCoolAllPhase&gt;=240k&lt; | False | False |  |  |  |  | 10.7 |  | 16.8 | 13 | [6 empty] | 388000 | Heating Other Than Electric Re | 08/29/2023 |  | 11/13/2023
Daikin Comfort Technologies Manufacturing, L.P. | Daikin | DPSA035A2BHAME0B02630*G |  | Voluntarily Certified | ACAirCoolAllPhase&gt;=240k&lt; | False | False |  |  |  |  | 10.7 |  | 16.8 | 13 | [6 empty] | 388000 | Heating Other Than Electric Re | 08/29/2023 |  | 11/13/2023
Daikin Comfort Technologies Manufacturing, L.P. | Daikin | DPSA035A2BHAME0B04450*G |  | Voluntarily Certified | ACAirCoolAllPhase&gt;=240k&lt; | False | False |  |  |  |  | 10.6 |  | 16.7 | 13 | [6 empty] | 388000 | Heating Other Than Electric Re | 08/29/2023 |  | 11/13/2023
Daikin Comfort Technologies Manufacturing, L.P. | Daikin | DPSA035A2BHAME0B04500*G |  | Voluntarily Certified | ACAirCoolAllPhase&gt;=240k&lt; | False | False |  |  |  |  | 10.7 |  | 16.6 | 13 | [6 empty] | 388000 | Heating Other Than Electric Re | 08/29/2023 |  | 11/13/2023
Daikin Comfort Technologies Manufacturing, L.P. | Daikin | DPSA035A2BHAME0B04560*G |  | Voluntarily Certified | ACAirCoolAllPhase&gt;=240k&lt; | False | False |  |  |  |  | 10.7 |  | 16.8 | 13 | [6 empty] | 388000 | Heating Other Than Electric Re | 08/29/2023 |  | 11/13/2023
Daikin Comfort Technologies Manufacturing, L.P. | Daikin | DPSA035A2BHDME0B02500*G |  | Voluntarily Certified | ACAirCoolAllPhase&gt;=240k&lt; | False | False |  |  |  |  | 10.3 |  | 16.4 | 13 | [6 empty] | 388000 | Heating Other Than Electric Re | 08/29/2023 |  | 11/13/2023
Daikin Comfort Technologies Manufacturing, L.P. | Daikin | DPSA035A2BPDVE0B02560*G |  | Voluntarily Certified | ACAirCoolAllPhase&gt;=240k&lt; | False | False |  |  |  |  | 10.2 |  | 17.2 | 13 | [6 empty] | 388000 | Heating Other Than Electric Re | 08/29/2023 |  | 11/13/2023
Daikin Comfort Technologies Manufacturing, L.P. | Daikin | DPSA035A2BPDVE0B02630*G |  | Voluntarily Certified | ACAirCoolAllPhase&gt;=240k&lt; | False | False |  |  |  |  | 10.2 |  | 17.2 | 13 | [6 empty] | 388000 | Heating Other Than Electric Re | 08/29/2023 |  | 11/13/2023
Daikin Comfort Technologies Manufacturing, L.P. | Daikin | DPSA035A2BPDVE0B04500*G |  | Voluntarily Certified | ACAirCoolAllPhase&gt;=240k&lt; | False | False |  |  |  |  | 10.3 |  | 17 | 13 | [6 empty] | 388000 | Heating Other Than Electric Re | 08/29/2023 |  | 11/13/2023
Daikin Comfort Technologies Manufacturing, L.P. | Daikin | DPSA035A2BPDVF0B02560*G |  | Voluntarily Certified | ACAirCoolAllPhase&gt;=240k&lt; | False | False |  |  |  |  | 10.4 |  | 18.3 | 13 | [6 empty] | 388000 | Heating Other Than Electric Re | 08/29/2023 |  | 11/13/2023
Daikin Comfort Technologies Manufacturing, L.P. | Daikin | DPSA035A2BPDVF0B02630*G |  | Voluntarily Certified | ACAirCoolAllPhase&gt;=240k&lt; | False | False |  |  |  |  | 10.4 |  | 18.3 | 13 | [6 empty] | 388000 | Heating Other Than Electric Re | 08/29/2023 |  | 11/13/2023
Daikin Comfort Technologies Manufacturing, L.P. | Daikin | DPSA035A2BPDVF0B04500*G |  | Voluntarily Certified | ACAirCoolAllPhase&gt;=240k&lt; | False | False |  |  |  |  | 10.4 |  | 18.1 | 13 | [6 empty] | 388000 | Heating Other Than Electric Re | 08/29/2023 |  | 11/13/2023
Daikin Comfort Technologies Manufacturing, L.P. | Daikin | DPSA035A2BSDS*0B02560*G |  | Voluntarily Certified | ACAirCoolAllPhase&gt;=240k&lt; | False | False |  |  |  |  | 10.8 |  | 15.3 | 13 | [6 empty] | 388000 | Heating Other Than Electric Re | 08/29/2023 |  | 11/13/2023
Daikin Comfort Technologies Manufacturing, L.P. | Daikin | DPSA035A2BSDS*0B02630*G |  | Voluntarily Certified | ACAirCoolAllPhase&gt;=240k&lt; | False | False |  |  |  |  | 10.8 |  | 15.3 | 13 | [6 empty] | 388000 | Heating Other Than Electric Re | 08/29/2023 |  | 11/13/2023
Daikin Comfort Technologies Manufacturing, L.P. | Daikin | DPSA035A2BSDS*0B04450*G |  | Voluntarily Certified | ACAirCoolAllPhase&gt;=240k&lt; | False | False |  |  |  |  | 10.8 |  | 15.3 | 13 | [6 empty] | 388000 | Heating Other Than Electric Re | 08/29/2023 |  | 11/13/2023
Daikin Comfort Technologies Manufacturing, L.P. | Daikin | DPSA035A2BSDS*0B04500*G |  | Voluntarily Certified | ACAirCoolAllPhase&gt;=240k&lt; | False | False |  |  |  |  | 10.9 |  | 15.4 | 13 | [6 empty] | 388000 | Heating Other Than Electric Re | 08/29/2023 |  | 11/13/2023
Daikin Comfort Technologies Manufacturing, L.P. | Daikin | DPSA035A2BSDSA0B02560*G |  | Voluntarily Certified | ACAirCoolAllPhase&gt;=240k&lt; | False | False |  |  |  |  | 10.9 |  | 14.8 | 13 | [6 empty] | 388000 | Heating Other Than Electric Re | 08/29/2023 |  | 11/13/2023
Daikin Comfort Technologies Manufacturing, L.P. | Daikin | DPSA035A2BSDSA0B02630*G |  | Voluntarily Certified | ACAirCoolAllPhase&gt;=240k&lt; | False | False |  |  |  |  | 10.9 |  | 14.8 | 13 | [6 empty] | 388000 | Heating Other Than Electric Re | 08/29/2023 |  | 11/13/2023
Daikin Comfort Technologies Manufacturing, L.P. | Daikin | DPSA035A2BSDSA0B04450*G |  | Voluntarily Certified | ACAirCoolAllPhase&gt;=240k&lt; | False | False |  |  |  |  | 10.9 |  | 14.8 | 13 | [6 empty] | 388000 | Heating Other Than Electric Re | 08/29/2023 |  | 11/13/2023
Daikin Comfort Technologies Manufacturing, L.P. | Daikin | DPSA035A2BSDSA0B04500*G |  | Voluntarily Certified | ACAirCoolAllPhase&gt;=240k&lt; | False | False |  |  |  |  | 11 |  | 14.9 | 13 | [6 empty] | 388000 | Heating Other Than Electric Re | 08/29/2023 |  | 11/13/2023
Daikin Comfort Technologies Manufacturing, L.P. | Daikin | DPSA035A2BSDSB0B02560*G |  | Voluntarily Certified | ACAirCoolAllPhase&gt;=240k&lt; | False | False |  |  |  |  | 10.9 |  | 14.8 | 13 | [6 empty] | 388000 | Heating Other Than Electric Re | 08/29/2023 |  | 11/13/2023
Daikin Comfort Technologies Manufacturing, L.P. | Daikin | DPSA035A2BSDSB0B02630*G |  | Voluntarily Certified | ACAirCoolAllPhase&gt;=240k&lt; | False | False |  |  |  |  | 10.9 |  | 14.8 | 13 | [6 empty] | 388000 | Heating Other Than Electric Re | 08/29/2023 |  | 11/13/2023
Daikin Comfort Technologies Manufacturing, L.P. | Daikin | DPSA035A2BSDSB0B04450*G |  | Voluntarily Certified | ACAirCoolAllPhase&gt;=240k&lt; | False | False |  |  |  |  | 10.9 |  | 14.8 | 13 | [6 empty] | 388000 | Heating Other Than Electric Re | 08/29/2023 |  | 11/13/2023
Daikin Comfort Technologies Manufacturing, L.P. | Daikin | DPSA035A2BSDSB0B04500*G |  | Voluntarily Certified | ACAirCoolAllPhase&gt;=240k&lt; | False | False |  |  |  |  | 11 |  | 14.9 | 13 | [6 empty] | 388000 | Heating Other Than Electric Re | 08/29/2023 |  | 11/13/2023
Daikin Comfort Technologies Manufacturing, L.P. | Daikin | DPSA035A*BHAME0B02450*G |  | Voluntarily Certified | ACAirCoolAllPhase&gt;=240k&lt; | False | False |  |  |  |  | 10.4 |  | 16.6 | 13 | [6 empty] | 390000 | Heating Other Than Electric Re | 08/29/2023 |  | 11/13/2023
Daikin Comfort Technologies Manufacturing, L.P. | Daikin | DPSA035A*BHAME0B04355*G |  | Voluntarily Certified | ACAirCoolAllPhase&gt;=240k&lt; | False | False |  |  |  |  | 10.5 |  | 16.7 | 13 | [6 empty] | 390000 | Heating Other Than Electric Re | 08/29/2023 |  | 11/13/2023
Daikin Comfort Technologies Manufacturing, L.P. | Daikin | DPSA035A*BPAVE0B04450*G |  | Voluntarily Certified | ACAirCoolAllPhase&gt;=240k&lt; | False | False |  |  |  |  | 10.4 |  | 17.5 | 13 | [6 empty] | 390000 | Heating Other Than Electric Re | 08/29/2023 |  | 11/13/2023
Daikin Comfort Technologies Manufacturing, L.P. | Daikin | DPSA035A*BPAVE0B04560*G |  | Voluntarily Certified | ACAirCoolAllPhase&gt;=240k&lt; | False | False |  |  |  |  | 10.4 |  | 17.6 | 13 | [6 empty] | 390000 | Heating Other Than Electric Re | 08/29/2023 |  | 11/13/2023
Daikin Comfort Technologies Manufacturing, L.P. | Daikin | DPSA035A*BPAVF0B04450*G |  | Voluntarily Certified | ACAirCoolAllPhase&gt;=240k&lt; | False | False |  |  |  |  | 10.6 |  | 18.6 | 13 | [6 empty] | 390000 | Heating Other Than Electric Re | 08/29/2023 |  | 11/13/2023
Daikin Comfort Technologies Manufacturing, L.P. | Daikin | DPSA035A*BPAVF0B04560*G |  | Voluntarily Certified | ACAirCoolAllPhase&gt;=240k&lt; | False | False |  |  |  |  | 10.6 |  | 18.7 | 13 | [6 empty] | 390000 | Heating Other Than Electric Re | 08/29/2023 |  | 11/13/2023
Daikin Comfort Technologies Manufacturing, L.P. | Daikin | DPSA035A*BPDVE0B02500*G |  | Voluntarily Certified | ACAirCoolAllPhase&gt;=240k&lt; | False | False |  |  |  |  | 10.1 |  | 17.2 | 13 | [6 empty] | 390000 | Heating Other Than Electric Re | 08/29/2023 |  | 11/13/2023
Daikin Comfort Technologies Manufacturing, L.P. | Daikin | DPSA035A*BPDVE0B04355*G |  | Voluntarily Certified | ACAirCoolAllPhase&gt;=240k&lt; | False | False |  |  |  |  | 10 |  | 17.1 | 13 | [6 empty] | 390000 | Heating Other Than Electric Re | 08/29/2023 |  | 11/13/2023
Daikin Comfort Technologies Manufacturing, L.P. | Daikin | DPSA035A*BPDVF0B02500*G |  | Voluntarily Certified | ACAirCoolAllPhase&gt;=240k&lt; | False | False |  |  |  |  | 10.3 |  | 18.3 | 13 | [6 empty] | 390000 | Heating Other Than Electric Re | 08/29/2023 |  | 11/13/2023
Daikin Comfort Technologies Manufacturing, L.P. | Daikin | DPSA035A*BPDVF0B04355*G |  | Voluntarily Certified | ACAirCoolAllPhase&gt;=240k&lt; | False | False |  |  |  |  | 10.2 |  | 18.2 | 13 | [6 empty] | 390000 | Heating Other Than Electric Re | 08/29/2023 |  | 11/13/2023
Daikin Comfort Technologies Manufacturing, L.P. | Daikin | DPSA035A*BSDS*0B02450*G |  | Voluntarily Certified | ACAirCoolAllPhase&gt;=240k&lt; | False | False |  |  |  |  | 10.5 |  | 15.2 | 13 | [6 empty] | 390000 | Heating Other Than Electric Re | 08/29/2023 |  | 11/13/2023
Daikin Comfort Technologies Manufacturing, L.P. | Daikin | DPSA035A*BSDS*0B04355*G |  | Voluntarily Certified | ACAirCoolAllPhase&gt;=240k&lt; | False | False |  |  |  |  | 10.7 |  | 15.3 | 13 | [6 empty] | 390000 | Heating Other Than Electric Re | 08/29/2023 |  | 11/13/2023
Daikin Comfort Technologies Manufacturing, L.P. | Daikin | DPSA035A*BSDSA0B02450*G |  | Voluntarily Certified | ACAirCoolAllPhase&gt;=240k&lt; | False | False |  |  |  |  | 10.6 |  | 14.6 | 13 | [6 empty] | 390000 | Heating Other Than Electric Re | 08/29/2023 |  | 11/13/2023
Daikin Comfort Technologies Manufacturing, L.P. | Daikin | DPSA035A*BSDSA0B04355*G |  | Voluntarily Certified | ACAirCoolAllPhase&gt;=240k&lt; | False | False |  |  |  |  | 10.7 |  | 14.7 | 13 | [6 empty] | 390000 | Heating Other Than Electric Re | 08/29/2023 |  | 11/13/2023
Daikin Comfort Technologies Manufacturing, L.P. | Daikin | DPSA035A*BSDSB0B02450*G |  | Voluntarily Certified | ACAirCoolAllPhase&gt;=240k&lt; | False | False |  |  |  |  | 10.6 |  | 14.6 | 13 | [6 empty] | 390000 | Heating Other Than Electric Re | 08/29/2023 |  | 11/13/2023
Daikin Comfort Technologies Manufacturing, L.P. | Daikin | DPSA035A*BSDSB0B04355*G |  | Voluntarily Certified | ACAirCoolAllPhase&gt;=240k&lt; | False | False |  |  |  |  | 10.7 |  | 14.7 | 13 | [6 empty] | 390000 | Heating Other Than Electric Re | 08/29/2023 |  | 11/13/2023
Daikin Comfort Technologies Manufacturing, L.P. | Daikin | DPSA035A2BHDME0B02560*G |  | Voluntarily Certified | ACAirCoolAllPhase&gt;=240k&lt; | False | False |  |  |  |  | 10.6 |  | 16.6 | 13 | [6 empty] | 390000 | Heating Other Than Electric Re | 08/29/2023 |  | 11/13/2023
Daikin Comfort Technologies Manufacturing, L.P. | Daikin | DPSA035A2BHDME0B02630*G |  | Voluntarily Certified | ACAirCoolAllPhase&gt;=240k&lt; | False | False |  |  |  |  | 10.6 |  | 16.6 | 13 | [6 empty] | 390000 | Heating Other Than Electric Re | 08/29/2023 |  | 11/13/2023
Daikin Comfort Technologies Manufacturing, L.P. | Daikin | DPSA035A2BHDME0B04450*G |  | Voluntarily Certified | ACAirCoolAllPhase&gt;=240k&lt; | False | False |  |  |  |  | 10.5 |  | 16.5 | 13 | [6 empty] | 390000 | Heating Other Than Electric Re | 08/29/2023 |  | 11/13/2023
Daikin Comfort Technologies Manufacturing, L.P. | Daikin | DPSA035A2BHDME0B04500*G |  | Voluntarily Certified | ACAirCoolAllPhase&gt;=240k&lt; | False | False |  |  |  |  | 10.6 |  | 16.5 | 13 | [6 empty] | 390000 | Heating Other Than Electric Re | 08/29/2023 |  | 11/13/2023
Daikin Comfort Technologies Manufacturing, L.P. | Daikin | DPSA035A2BHDME0B04560*G |  | Voluntarily Certified | ACAirCoolAllPhase&gt;=240k&lt; | False | False |  |  |  |  | 10.5 |  | 16.5 | 13 | [6 empty] | 390000 | Heating Other Than Electric Re | 08/29/2023 |  | 11/13/2023
Daikin Comfort Technologies Manufacturing, L.P. | Daikin | DPSA035A2BPBVE0B02450*G |  | Voluntarily Certified | ACAirCoolAllPhase&gt;=240k&lt; | False | False |  |  |  |  | 10 |  | 17 | 13 | [6 empty] | 390000 | Heating Other Than Electric Re | 08/29/2023 |  | 11/13/2023
Daikin Comfort Technologies Manufacturing, L.P. | Daikin | DPSA035A2BPBVE0B02500*G |  | Voluntarily Certified | ACAirCoolAllPhase&gt;=240k&lt; | False | False |  |  |  |  | 10.2 |  | 17.2 | 13 | [6 empty] | 390000 | Heating Other Than Electric Re | 08/29/2023 |  | 11/13/2023
Daikin Comfort Technologies Manufacturing, L.P. | Daikin | DPSA035A2BPBVE0B04355*G |  | Voluntarily Certified | ACAirCoolAllPhase&gt;=240k&lt; | False | False |  |  |  |  | 10.1 |  | 17.1 | 13 | [6 empty] | 390000 | Heating Other Than Electric Re | 08/29/2023 |  | 11/13/2023
Daikin Comfort Technologies Manufacturing, L.P. | Daikin | DPSA035A2BPBVF0B02450*G |  | Voluntarily Certified | ACAirCoolAllPhase&gt;=240k&lt; | False | False |  |  |  |  | 10.2 |  | 18.1 | 13 | [6 empty] | 390000 | Heating Other Than Electric Re | 08/29/2023 |  | 11/13/2023
Daikin Comfort Technologies Manufacturing, L.P. | Daikin | DPSA035A2BPBVF0B02500*G |  | Voluntarily Certified | ACAirCoolAllPhase&gt;=240k&lt; | False | False |  |  |  |  | 10.4 |  | 18.3 | 13 | [6 empty] | 390000 | Heating Other Than Electric Re | 08/29/2023 |  | 11/13/2023
Daikin Comfort Technologies Manufacturing, L.P. | Daikin | DPSA035A2BPBVF0B04355*G |  | Voluntarily Certified | ACAirCoolAllPhase&gt;=240k&lt; | False | False |  |  |  |  | 10.3 |  | 18.2 | 13 | [6 empty] | 390000 | Heating Other Than Electric Re | 08/29/2023 |  | 11/13/2023
Daikin Comfort Technologies Manufacturing, L.P. | Daikin | DPSA035A2BSBS*0B02450*G |  | Voluntarily Certified | ACAirCoolAllPhase&gt;=240k&lt; | False | False |  |  |  |  | 10.6 |  | 15 | 13 | [6 empty] | 390000 | Heating Other Than Electric Re | 08/29/2023 |  | 11/13/2023
Daikin Comfort Technologies Manufacturing, L.P. | Daikin | DPSA035A2BSBS*0B02500*G |  | Voluntarily Certified | ACAirCoolAllPhase&gt;=240k&lt; | False | False |  |  |  |  | 10.8 |  | 15.2 | 13 | [6 empty] | 390000 | Heating Other Than Electric Re | 08/29/2023 |  | 11/13/2023
Daikin Comfort Technologies Manufacturing, L.P. | Daikin | DPSA035A2BSBS*0B04355*G |  | Voluntarily Certified | ACAirCoolAllPhase&gt;=240k&lt; | False | False |  |  |  |  | 10.7 |  | 15.2 | 13 | [6 empty] | 390000 | Heating Other Than Electric Re | 08/29/2023 |  | 11/13/2023
Daikin Comfort Technologies Manufacturing, L.P. | Daikin | DPSA035A2BSBSA0B02450*G |  | Voluntarily Certified | ACAirCoolAllPhase&gt;=240k&lt; | False | False |  |  |  |  | 10.6 |  | 14.6 | 13 | [6 empty] | 390000 | Heating Other Than Electric Re | 08/29/2023 |  | 11/13/2023
Daikin Comfort Technologies Manufacturing, L.P. | Daikin | DPSA035A2BSBSA0B02500*G |  | Voluntarily Certified | ACAirCoolAllPhase&gt;=240k&lt; | False | False |  |  |  |  | 10.8 |  | 14.7 | 13 | [6 empty] | 390000 | Heating Other Than Electric Re | 08/29/2023 |  | 11/13/2023
Daikin Comfort Technologies Manufacturing, L.P. | Daikin | DPSA035A2BSBSA0B04355*G |  | Voluntarily Certified | ACAirCoolAllPhase&gt;=240k&lt; | False | False |  |  |  |  | 10.8 |  | 14.7 | 13 | [6 empty] | 390000 | Heating Other Than Electric Re | 08/29/2023 |  | 11/13/2023
Daikin Comfort Technologies Manufacturing, L.P. | Daikin | DPSA035A2BSBSB0B02450*G |  | Voluntarily Certified | ACAirCoolAllPhase&gt;=240k&lt; | False | False |  |  |  |  | 10.6 |  | 14.6 | 13 | [6 empty] | 390000 | Heating Other Than Electric Re | 08/29/2023 |  | 11/13/2023
Daikin Comfort Technologies Manufacturing, L.P. | Daikin | DPSA035A2BSBSB0B02500*G |  | Voluntarily Certified | ACAirCoolAllPhase&gt;=240k&lt; | False | False |  |  |  |  | 10.8 |  | 14.7 | 13 | [6 empty] | 390000 | Heating Other Than Electric Re | 08/29/2023 |  | 11/13/2023
Daikin Comfort Technologies Manufacturing, L.P. | Daikin | DPSA035A2BSBSB0B04355*G |  | Voluntarily Certified | ACAirCoolAllPhase&gt;=240k&lt; | False | False |  |  |  |  | 10.8 |  | 14.7 | 13 | [6 empty] | 390000 | Heating Other Than Electric Re | 08/29/2023 |  | 11/13/2023
Daikin Comfort Technologies Manufacturing, L.P. | Daikin | DPSA035A*BHAME0B02500*G |  | Voluntarily Certified | ACAirCoolAllPhase&gt;=240k&lt; | False | False |  |  |  |  | 10.6 |  | 16.8 | 13 | [6 empty] | 392000 | Heating Other Than Electric Re | 08/29/2023 |  | 11/13/2023
Daikin Comfort Technologies Manufacturing, L.P. | Daikin | DPSA035A*BHDME0B02450*G |  | Voluntarily Certified | ACAirCoolAllPhase&gt;=240k&lt; | False | False |  |  |  |  | 10.3 |  | 16.4 | 13 | [6 empty] | 392000 | Heating Other Than Electric Re | 08/29/2023 |  | 11/13/2023
Daikin Comfort Technologies Manufacturing, L.P. | Daikin | DPSA035A*BHDME0B04355*G |  | Voluntarily Certified | ACAirCoolAllPhase&gt;=240k&lt; | False | False |  |  |  |  | 10.4 |  | 16.6 | 13 | [6 empty] | 392000 | Heating Other Than Electric Re | 08/29/2023 |  | 11/13/2023
Daikin Comfort Technologies Manufacturing, L.P. | Daikin | DPSA035A*BPAVE0B02560*G |  | Voluntarily Certified | ACAirCoolAllPhase&gt;=240k&lt; | False | False |  |  |  |  | 10.4 |  | 17.6 | 13 | [6 empty] | 392000 | Heating Other Than Electric Re | 08/29/2023 |  | 11/13/2023
Daikin Comfort Technologies Manufacturing, L.P. | Daikin | DPSA035A*BPAVE0B02630*G |  | Voluntarily Certified | ACAirCoolAllPhase&gt;=240k&lt; | False | False |  |  |  |  | 10.4 |  | 17.6 | 13 | [6 empty] | 392000 | Heating Other Than Electric Re | 08/29/2023 |  | 11/13/2023
Daikin Comfort Technologies Manufacturing, L.P. | Daikin | DPSA035A*BPAVE0B04500*G |  | Voluntarily Certified | ACAirCoolAllPhase&gt;=240k&lt; | False | False |  |  |  |  | 10.5 |  | 17.5 | 13 | [6 empty] | 392000 | Heating Other Than Electric Re | 08/29/2023 |  | 11/13/2023
Daikin Comfort Technologies Manufacturing, L.P. | Daikin | DPSA035A*BPAVF0B02560*G |  | Voluntarily Certified | ACAirCoolAllPhase&gt;=240k&lt; | False | False |  |  |  |  | 10.6 |  | 18.7 | 13 | [6 empty] | 392000 | Heating Other Than Electric Re | 08/29/2023 |  | 11/13/2023
Daikin Comfort Technologies Manufacturing, L.P. | Daikin | DPSA035A*BPAVF0B02630*G |  | Voluntarily Certified | ACAirCoolAllPhase&gt;=240k&lt; | False | False |  |  |  |  | 10.6 |  | 18.7 | 13 | [6 empty] | 392000 | Heating Other Than Electric Re | 08/29/2023 |  | 11/13/2023
Daikin Comfort Technologies Manufacturing, L.P. | Daikin | DPSA035A*BPAVF0B04500*G |  | Voluntarily Certified | ACAirCoolAllPhase&gt;=240k&lt; | False | False |  |  |  |  | 10.7 |  | 18.6 | 13 | [6 empty] | 392000 | Heating Other Than Electric Re | 08/29/2023 |  | 11/13/2023
Daikin Comfort Technologies Manufacturing, L.P. | Daikin | DPSA035A*BPDVE0B04450*G |  | Voluntarily Certified | ACAirCoolAllPhase&gt;=240k&lt; | False | False |  |  |  |  | 10.3 |  | 17.4 | 13 | [6 empty] | 392000 | Heating Other Than Electric Re | 08/29/2023 |  | 11/13/2023
Daikin Comfort Technologies Manufacturing, L.P. | Daikin | DPSA035A*BPDVE0B04560*G |  | Voluntarily Certified | ACAirCoolAllPhase&gt;=240k&lt; | False | False |  |  |  |  | 10.3 |  | 17.4 | 13 | [6 empty] | 392000 | Heating Other Than Electric Re | 08/29/2023 |  | 11/13/2023
Daikin Comfort Technologies Manufacturing, L.P. | Daikin | DPSA035A*BPDVF0B04450*G |  | Voluntarily Certified | ACAirCoolAllPhase&gt;=240k&lt; | False | False |  |  |  |  | 10.5 |  | 18.5 | 13 | [6 empty] | 392000 | Heating Other Than Electric Re | 08/29/2023 |  | 11/13/2023
Daikin Comfort Technologies Manufacturing, L.P. | Daikin | DPSA035A*BPDVF0B04560*G |  | Voluntarily Certified | ACAirCoolAllPhase&gt;=240k&lt; | False | False |  |  |  |  | 10.5 |  | 18.5 | 13 | [6 empty] | 392000 | Heating Other Than Electric Re | 08/29/2023 |  | 11/13/2023
Daikin Comfort Technologies Manufacturing, L.P. | Daikin | DPSA035A*BSDS*0B02500*G |  | Voluntarily Certified | ACAirCoolAllPhase&gt;=240k&lt; | False | False |  |  |  |  | 10.7 |  | 15.4 | 13 | [6 empty] | 392000 | Heating Other Than Electric Re | 08/29/2023 |  | 11/13/2023
Daikin Comfort Technologies Manufacturing, L.P. | Daikin | DPSA035A*BSDS*0B04560*G |  | Voluntarily Certified | ACAirCoolAllPhase&gt;=240k&lt; | False | False |  |  |  |  | 10.9 |  | 15.6 | 13 | [6 empty] | 392000 | Heating Other Than Electric Re | 08/29/2023 |  | 11/13/2023
Daikin Comfort Technologies Manufacturing, L.P. | Daikin | DPSA035A*BSDSA0B02500*G |  | Voluntarily Certified | ACAirCoolAllPhase&gt;=240k&lt; | False | False |  |  |  |  | 10.8 |  | 14.8 | 13 | [6 empty] | 392000 | Heating Other Than Electric Re | 08/29/2023 |  | 11/13/2023
Daikin Comfort Technologies Manufacturing, L.P. | Daikin | DPSA035A*BSDSA0B04560*G |  | Voluntarily Certified | ACAirCoolAllPhase&gt;=240k&lt; | False | False |  |  |  |  | 11 |  | 15 | 13 | [6 empty] | 392000 | Heating Other Than Electric Re | 08/29/2023 |  | 11/13/2023
Daikin Comfort Technologies Manufacturing, L.P. | Daikin | DPSA035A*BSDSB0B02500*G |  | Voluntarily Certified | ACAirCoolAllPhase&gt;=240k&lt; | False | False |  |  |  |  | 10.8 |  | 14.8 | 13 | [6 empty] | 392000 | Heating Other Than Electric Re | 08/29/2023 |  | 11/13/2023
Daikin Comfort Technologies Manufacturing, L.P. | Daikin | DPSA035A*BSDSB0B04560*G |  | Voluntarily Certified | ACAirCoolAllPhase&gt;=240k&lt; | False | False |  |  |  |  | 11 |  | 15 | 13 | [6 empty] | 392000 | Heating Other Than Electric Re | 08/29/2023 |  | 11/13/2023
Daikin Comfort Technologies Manufacturing, L.P. | Daikin | DPSA035A2BHBME0B02450*G |  | Voluntarily Certified | ACAirCoolAllPhase&gt;=240k&lt; | False | False |  |  |  |  | 10.4 |  | 16.5 | 13 | [6 empty] | 392000 | Heating Other Than Electric Re | 08/29/2023 |  | 11/13/2023
Daikin Comfort Technologies Manufacturing, L.P. | Daikin | DPSA035A2BHBME0B04355*G |  | Voluntarily Certified | ACAirCoolAllPhase&gt;=240k&lt; | False | False |  |  |  |  | 10.5 |  | 16.6 | 13 | [6 empty] | 392000 | Heating Other Than Electric Re | 08/29/2023 |  | 11/13/2023
Daikin Comfort Technologies Manufacturing, L.P. | Daikin | DPSA035A2BPBVE0B04450*G |  | Voluntarily Certified | ACAirCoolAllPhase&gt;=240k&lt; | False | False |  |  |  |  | 10.4 |  | 17.4 | 13 | [6 empty] | 392000 | Heating Other Than Electric Re | 08/29/2023 |  | 11/13/2023
Daikin Comfort Technologies Manufacturing, L.P. | Daikin | DPSA035A2BPBVE0B04560*G |  | Voluntarily Certified | ACAirCoolAllPhase&gt;=240k&lt; | False | False |  |  |  |  | 10.4 |  | 17.4 | 13 | [6 empty] | 392000 | Heating Other Than Electric Re | 08/29/2023 |  | 11/13/2023
Daikin Comfort Technologies Manufacturing, L.P. | Daikin | DPSA035A2BPBVF0B04450*G |  | Voluntarily Certified | ACAirCoolAllPhase&gt;=240k&lt; | False | False |  |  |  |  | 10.6 |  | 18.4 | 13 | [6 empty] | 392000 | Heating Other Than Electric Re | 08/29/2023 |  | 11/13/2023
Daikin Comfort Technologies Manufacturing, L.P. | Daikin | DPSA035A2BPBVF0B04560*G |  | Voluntarily Certified | ACAirCoolAllPhase&gt;=240k&lt; | False | False |  |  |  |  | 10.6 |  | 18.4 | 13 | [6 empty] | 392000 | Heating Other Than Electric Re | 08/29/2023 |  | 11/13/2023
Daikin Comfort Technologies Manufacturing, L.P. | Daikin | DPSA035A2BSBS*0B04450*G |  | Voluntarily Certified | ACAirCoolAllPhase&gt;=240k&lt; | False | False |  |  |  |  | 11 |  | 15.4 | 13 | [6 empty] | 392000 | Heating Other Than Electric Re | 08/29/2023 |  | 11/13/2023
Daikin Comfort Technologies Manufacturing, L.P. | Daikin | DPSA035A2BSBSA0B04450*G |  | Voluntarily Certified | ACAirCoolAllPhase&gt;=240k&lt; | False | False |  |  |  |  | 11.1 |  | 14.9 | 13 | [6 empty] | 392000 | Heating Other Than Electric Re | 08/29/2023 |  | 11/13/2023
Daikin Comfort Technologies Manufacturing, L.P. | Daikin | DPSA035A2BSBSB0B04450*G |  | Voluntarily Certified | ACAirCoolAllPhase&gt;=240k&lt; | False | False |  |  |  |  | 11.1 |  | 14.9 | 13 | [6 empty] | 392000 | Heating Other Than Electric Re | 08/29/2023 |  | 11/13/2023
Daikin Comfort Technologies Manufacturing, L.P. | Daikin | DPSA035A*BHAME0B02560*G |  | Voluntarily Certified | ACAirCoolAllPhase&gt;=240k&lt; | False | False |  |  |  |  | 10.9 |  | 17 | 13 | [6 empty] | 394000 | Heating Other Than Electric Re | 08/29/2023 |  | 11/13/2023
Daikin Comfort Technologies Manufacturing, L.P. | Daikin | DPSA035A*BHAME0B02630*G |  | Voluntarily Certified | ACAirCoolAllPhase&gt;=240k&lt; | False | False |  |  |  |  | 10.9 |  | 17 | 13 | [6 empty] | 394000 | Heating Other Than Electric Re | 08/29/2023 |  | 11/13/2023
Daikin Comfort Technologies Manufacturing, L.P. | Daikin | DPSA035A*BHAME0B04450*G |  | Voluntarily Certified | ACAirCoolAllPhase&gt;=240k&lt; | False | False |  |  |  |  | 10.8 |  | 16.9 | 13 | [6 empty] | 394000 | Heating Other Than Electric Re | 08/29/2023 |  | 11/13/2023
Daikin Comfort Technologies Manufacturing, L.P. | Daikin | DPSA035A*BHAME0B04500*G |  | Voluntarily Certified | ACAirCoolAllPhase&gt;=240k&lt; | False | False |  |  |  |  | 10.9 |  | 16.9 | 13 | [6 empty] | 394000 | Heating Other Than Electric Re | 08/29/2023 |  | 11/13/2023
Daikin Comfort Technologies Manufacturing, L.P. | Daikin | DPSA035A*BHAME0B04560*G |  | Voluntarily Certified | ACAirCoolAllPhase&gt;=240k&lt; | False | False |  |  |  |  | 10.8 |  | 17 | 13 | [6 empty] | 394000 | Heating Other Than Electric Re | 08/29/2023 |  | 11/13/2023
Daikin Comfort Technologies Manufacturing, L.P. | Daikin | DPSA035A*BHDME0B02500*G |  | Voluntarily Certified | ACAirCoolAllPhase&gt;=240k&lt; | False | False |  |  |  |  | 10.5 |  | 16.7 | 13 | [6 empty] | 394000 | Heating Other Than Electric Re | 08/29/2023 |  | 11/13/2023
Daikin Comfort Technologies Manufacturing, L.P. | Daikin | DPSA035A*BPDVE0B02560*G |  | Voluntarily Certified | ACAirCoolAllPhase&gt;=240k&lt; | False | False |  |  |  |  | 10.3 |  | 17.5 | 13 | [6 empty] | 394000 | Heating Other Than Electric Re | 08/29/2023 |  | 11/13/2023
Daikin Comfort Technologies Manufacturing, L.P. | Daikin | DPSA035A*BPDVE0B02630*G |  | Voluntarily Certified | ACAirCoolAllPhase&gt;=240k&lt; | False | False |  |  |  |  | 10.3 |  | 17.5 | 13 | [6 empty] | 394000 | Heating Other Than Electric Re | 08/29/2023 |  | 11/13/2023
Daikin Comfort Technologies Manufacturing, L.P. | Daikin | DPSA035A*BPDVE0B04500*G |  | Voluntarily Certified | ACAirCoolAllPhase&gt;=240k&lt; | False | False |  |  |  |  | 10.4 |  | 17.3 | 13 | [6 empty] | 394000 | Heating Other Than Electric Re | 08/29/2023 |  | 11/13/2023
Daikin Comfort Technologies Manufacturing, L.P. | Daikin | DPSA035A*BPDVF0B02560*G |  | Voluntarily Certified | ACAirCoolAllPhase&gt;=240k&lt; | False | False |  |  |  |  | 10.5 |  | 18.6 | 13 | [6 empty] | 394000 | Heating Other Than Electric Re | 08/29/2023 |  | 11/13/2023
Daikin Comfort Technologies Manufacturing, L.P. | Daikin | DPSA035A*BPDVF0B02630*G |  | Voluntarily Certified | ACAirCoolAllPhase&gt;=240k&lt; | False | False |  |  |  |  | 10.5 |  | 18.6 | 13 | [6 empty] | 394000 | Heating Other Than Electric Re | 08/29/2023 |  | 11/13/2023
Daikin Comfort Technologies Manufacturing, L.P. | Daikin | DPSA035A*BPDVF0B04500*G |  | Voluntarily Certified | ACAirCoolAllPhase&gt;=240k&lt; | False | False |  |  |  |  | 10.6 |  | 18.4 | 13 | [6 empty] | 394000 | Heating Other Than Electric Re | 08/29/2023 |  | 11/13/2023
Daikin Comfort Technologies Manufacturing, L.P. | Daikin | DPSA035A*BSDS*0B02560*G |  | Voluntarily Certified | ACAirCoolAllPhase&gt;=240k&lt; | False | False |  |  |  |  | 11 |  | 15.6 | 13 | [6 empty] | 394000 | Heating Other Than Electric Re | 08/29/2023 |  | 11/13/2023
Daikin Comfort Technologies Manufacturing, L.P. | Daikin | DPSA035A*BSDS*0B02630*G |  | Voluntarily Certified | ACAirCoolAllPhase&gt;=240k&lt; | False | False |  |  |  |  | 11 |  | 15.6 | 13 | [6 empty] | 394000 | Heating Other Than Electric Re | 08/29/2023 |  | 11/13/2023
Daikin Comfort Technologies Manufacturing, L.P. | Daikin | DPSA035A*BSDS*0B04450*G |  | Voluntarily Certified | ACAirCoolAllPhase&gt;=240k&lt; | False | False |  |  |  |  | 11 |  | 15.6 | 13 | [6 empty] | 394000 | Heating Other Than Electric Re | 08/29/2023 |  | 11/13/2023
Daikin Comfort Technologies Manufacturing, L.P. | Daikin | DPSA035A*BSDS*0B04500*G |  | Voluntarily Certified | ACAirCoolAllPhase&gt;=240k&lt; | False | False |  |  |  |  | 11.1 |  | 15.7 | 13 | [6 empty] | 394000 | Heating Other Than Electric Re | 08/29/2023 |  | 11/13/2023
Daikin Comfort Technologies Manufacturing, L.P. | Daikin | DPSA035A*BSDSA0B02560*G |  | Voluntarily Certified | ACAirCoolAllPhase&gt;=240k&lt; | False | False |  |  |  |  | 11.1 |  | 15 | 13 | [6 empty] | 394000 | Heating Other Than Electric Re | 08/29/2023 |  | 11/13/2023
Daikin Comfort Technologies Manufacturing, L.P. | Daikin | DPSA035A*BSDSA0B02630*G |  | Voluntarily Certified | ACAirCoolAllPhase&gt;=240k&lt; | False | False |  |  |  |  | 11 |  | 15 | 13 | [6 empty] | 394000 | Heating Other Than Electric Re | 08/29/2023 |  | 11/13/2023
Daikin Comfort Technologies Manufacturing, L.P. | Daikin | DPSA035A*BSDSA0B04450*G |  | Voluntarily Certified | ACAirCoolAllPhase&gt;=240k&lt; | False | False |  |  |  |  | 11 |  | 15 | 13 | [6 empty] | 394000 | Heating Other Than Electric Re | 08/29/2023 |  | 11/13/2023
Daikin Comfort Technologies Manufacturing, L.P. | Daikin | DPSA035A*BSDSA0B04500*G |  | Voluntarily Certified | ACAirCoolAllPhase&gt;=240k&lt; | False | False |  |  |  |  | 11.1 |  | 15.1 | 13 | [6 empty] | 394000 | Heating Other Than Electric Re | 08/29/2023 |  | 11/13/2023
Daikin Comfort Technologies Manufacturing, L.P. | Daikin | DPSA035A*BSDSB0B02560*G |  | Voluntarily Certified | ACAirCoolAllPhase&gt;=240k&lt; | False | False |  |  |  |  | 11.1 |  | 15 | 13 | [6 empty] | 394000 | Heating Other Than Electric Re | 08/29/2023 |  | 11/13/2023
Daikin Comfort Technologies Manufacturing, L.P. | Daikin | DPSA035A*BSDSB0B02630*G |  | Voluntarily Certified | ACAirCoolAllPhase&gt;=240k&lt; | False | False |  |  |  |  | 11 |  | 15 | 13 | [6 empty] | 394000 | Heating Other Than Electric Re | 08/29/2023 |  | 11/13/2023
Daikin Comfort Technologies Manufacturing, L.P. | Daikin | DPSA035A*BSDSB0B04450*G |  | Voluntarily Certified | ACAirCoolAllPhase&gt;=240k&lt; | False | False |  |  |  |  | 11 |  | 15 | 13 | [6 empty] | 394000 | Heating Other Than Electric Re | 08/29/2023 |  | 11/13/2023
Daikin Comfort Technologies Manufacturing, L.P. | Daikin | DPSA035A*BSDSB0B04500*G |  | Voluntarily Certified | ACAirCoolAllPhase&gt;=240k&lt; | False | False |  |  |  |  | 11.1 |  | 15.1 | 13 | [6 empty] | 394000 | Heating Other Than Electric Re | 08/29/2023 |  | 11/13/2023
Daikin Comfort Technologies Manufacturing, L.P. | Daikin | DPSA035A2BHBME0B02500*G |  | Voluntarily Certified | ACAirCoolAllPhase&gt;=240k&lt; | False | False |  |  |  |  | 10.6 |  | 16.7 | 13 | [6 empty] | 394000 | Heating Other Than Electric Re | 08/29/2023 |  | 11/13/2023
Daikin Comfort Technologies Manufacturing, L.P. | Daikin | DPSA035A2BHBME0B02560*G |  | Voluntarily Certified | ACAirCoolAllPhase&gt;=240k&lt; | False | False |  |  |  |  | 10.8 |  | 16.9 | 13 | [6 empty] | 394000 | Heating Other Than Electric Re | 08/29/2023 |  | 11/13/2023
Daikin Comfort Technologies Manufacturing, L.P. | Daikin | DPSA035A2BHBME0B02630*G |  | Voluntarily Certified | ACAirCoolAllPhase&gt;=240k&lt; | False | False |  |  |  |  | 10.8 |  | 16.9 | 13 | [6 empty] | 394000 | Heating Other Than Electric Re | 08/29/2023 |  | 11/13/2023
Daikin Comfort Technologies Manufacturing, L.P. | Daikin | DPSA035A2BHBME0B04450*G |  | Voluntarily Certified | ACAirCoolAllPhase&gt;=240k&lt; | False | False |  |  |  |  | 10.8 |  | 16.8 | 13 | [6 empty] | 394000 | Heating Other Than Electric Re | 08/29/2023 |  | 11/13/2023
Daikin Comfort Technologies Manufacturing, L.P. | Daikin | DPSA035A2BHBME0B04500*G |  | Voluntarily Certified | ACAirCoolAllPhase&gt;=240k&lt; | False | False |  |  |  |  | 10.9 |  | 16.7 | 13 | [6 empty] | 394000 | Heating Other Than Electric Re | 08/29/2023 |  | 11/13/2023
Daikin Comfort Technologies Manufacturing, L.P. | Daikin | DPSA035A2BHBME0B04560*G |  | Voluntarily Certified | ACAirCoolAllPhase&gt;=240k&lt; | False | False |  |  |  |  | 10.8 |  | 16.8 | 13 | [6 empty] | 394000 | Heating Other Than Electric Re | 08/29/2023 |  | 11/13/2023
Daikin Comfort Technologies Manufacturing, L.P. | Daikin | DPSA035A2BPBVE0B02560*G |  | Voluntarily Certified | ACAirCoolAllPhase&gt;=240k&lt; | False | False |  |  |  |  | 10.4 |  | 17.5 | 13 | [6 empty] | 394000 | Heating Other Than Electric Re | 08/29/2023 |  | 11/13/2023
Daikin Comfort Technologies Manufacturing, L.P. | Daikin | DPSA035A2BPBVE0B02630*G |  | Voluntarily Certified | ACAirCoolAllPhase&gt;=240k&lt; | False | False |  |  |  |  | 10.4 |  | 17.5 | 13 | [6 empty] | 394000 | Heating Other Than Electric Re | 08/29/2023 |  | 11/13/2023
Daikin Comfort Technologies Manufacturing, L.P. | Daikin | DPSA035A2BPBVE0B04500*G |  | Voluntarily Certified | ACAirCoolAllPhase&gt;=240k&lt; | False | False |  |  |  |  | 10.5 |  | 17.3 | 13 | [6 empty] | 394000 | Heating Other Than Electric Re | 08/29/2023 |  | 11/13/2023
Daikin Comfort Technologies Manufacturing, L.P. | Daikin | DPSA035A2BPBVF0B02560*G |  | Voluntarily Certified | ACAirCoolAllPhase&gt;=240k&lt; | False | False |  |  |  |  | 10.6 |  | 18.5 | 13 | [6 empty] | 394000 | Heating Other Than Electric Re | 08/29/2023 |  | 11/13/2023
Daikin Comfort Technologies Manufacturing, L.P. | Daikin | DPSA035A2BPBVF0B02630*G |  | Voluntarily Certified | ACAirCoolAllPhase&gt;=240k&lt; | False | False |  |  |  |  | 10.6 |  | 18.5 | 13 | [6 empty] | 394000 | Heating Other Than Electric Re | 08/29/2023 |  | 11/13/2023
Daikin Comfort Technologies Manufacturing, L.P. | Daikin | DPSA035A2BPBVF0B04500*G |  | Voluntarily Certified | ACAirCoolAllPhase&gt;=240k&lt; | False | False |  |  |  |  | 10.7 |  | 18.4 | 13 | [6 empty] | 394000 | Heating Other Than Electric Re | 08/29/2023 |  | 11/13/2023
Daikin Comfort Technologies Manufacturing, L.P. | Daikin | DPSA035A2BSBS*0B02560*G |  | Voluntarily Certified | ACAirCoolAllPhase&gt;=240k&lt; | False | False |  |  |  |  | 11.1 |  | 15.5 | 13 | [6 empty] | 394000 | Heating Other Than Electric Re | 08/29/2023 |  | 11/13/2023
Daikin Comfort Technologies Manufacturing, L.P. | Daikin | DPSA035A2BSBS*0B02630*G |  | Voluntarily Certified | ACAirCoolAllPhase&gt;=240k&lt; | False | False |  |  |  |  | 11.1 |  | 15.5 | 13 | [6 empty] | 394000 | Heating Other Than Electric Re | 08/29/2023 |  | 11/13/2023
Daikin Comfort Technologies Manufacturing, L.P. | Daikin | DPSA035A2BSBS*0B04500*G |  | Voluntarily Certified | ACAirCoolAllPhase&gt;=240k&lt; | False | False |  |  |  |  | 11.1 |  | 15.5 | 13 | [6 empty] | 394000 | Heating Other Than Electric Re | 08/29/2023 |  | 11/13/2023
Daikin Comfort Technologies Manufacturing, L.P. | Daikin | DPSA035A2BSBS*0B04560*G |  | Voluntarily Certified | ACAirCoolAllPhase&gt;=240k&lt; | False | False |  |  |  |  | 11 |  | 15.4 | 13 | [6 empty] | 394000 | Heating Other Than Electric Re | 08/29/2023 |  | 11/13/2023
Daikin Comfort Technologies Manufacturing, L.P. | Daikin | DPSA035A2BSBSA0B02560*G |  | Voluntarily Certified | ACAirCoolAllPhase&gt;=240k&lt; | False | False |  |  |  |  | 11.1 |  | 15 | 13 | [6 empty] | 394000 | Heating Other Than Electric Re | 08/29/2023 |  | 11/13/2023
Daikin Comfort Technologies Manufacturing, L.P. | Daikin | DPSA035A2BSBSA0B02630*G |  | Voluntarily Certified | ACAirCoolAllPhase&gt;=240k&lt; | False | False |  |  |  |  | 11.1 |  | 15 | 13 | [6 empty] | 394000 | Heating Other Than Electric Re | 08/29/2023 |  | 11/13/2023
Daikin Comfort Technologies Manufacturing, L.P. | Daikin | DPSA035A2BSBSA0B04500*G |  | Voluntarily Certified | ACAirCoolAllPhase&gt;=240k&lt; | False | False |  |  |  |  | 11.2 |  | 15 | 13 | [6 empty] | 394000 | Heating Other Than Electric Re | 08/29/2023 |  | 11/13/2023
Daikin Comfort Technologies Manufacturing, L.P. | Daikin | DPSA035A2BSBSA0B04560*G |  | Voluntarily Certified | ACAirCoolAllPhase&gt;=240k&lt; | False | False |  |  |  |  | 11.1 |  | 15 | 13 | [6 empty] | 394000 | Heating Other Than Electric Re | 08/29/2023 |  | 11/13/2023
Daikin Comfort Technologies Manufacturing, L.P. | Daikin | DPSA035A2BSBSB0B02560*G |  | Voluntarily Certified | ACAirCoolAllPhase&gt;=240k&lt; | False | False |  |  |  |  | 11.1 |  | 15 | 13 | [6 empty] | 394000 | Heating Other Than Electric Re | 08/29/2023 |  | 11/13/2023
Daikin Comfort Technologies Manufacturing, L.P. | Daikin | DPSA035A2BSBSB0B02630*G |  | Voluntarily Certified | ACAirCoolAllPhase&gt;=240k&lt; | False | False |  |  |  |  | 11.1 |  | 15 | 13 | [6 empty] | 394000 | Heating Other Than Electric Re | 08/29/2023 |  | 11/13/2023
Daikin Comfort Technologies Manufacturing, L.P. | Daikin | DPSA035A2BSBSB0B04500*G |  | Voluntarily Certified | ACAirCoolAllPhase&gt;=240k&lt; | False | False |  |  |  |  | 11.2 |  | 15 | 13 | [6 empty] | 394000 | Heating Other Than Electric Re | 08/29/2023 |  | 11/13/2023
Daikin Comfort Technologies Manufacturing, L.P. | Daikin | DPSA035A2BSBSB0B04560*G |  | Voluntarily Certified | ACAirCoolAllPhase&gt;=240k&lt; | False | False |  |  |  |  | 11.1 |  | 15 | 13 | [6 empty] | 394000 | Heating Other Than Electric Re | 08/29/2023 |  | 11/13/2023
Daikin Comfort Technologies Manufacturing, L.P. | Daikin | DPSA035A*BHDME0B02560*G |  | Voluntarily Certified | ACAirCoolAllPhase&gt;=240k&lt; | False | False |  |  |  |  | 10.7 |  | 16.9 | 13 | [6 empty] | 396000 | Heating Other Than Electric Re | 08/29/2023 |  | 11/13/2023
Daikin Comfort Technologies Manufacturing, L.P. | Daikin | DPSA035A*BHDME0B02630*G |  | Voluntarily Certified | ACAirCoolAllPhase&gt;=240k&lt; | False | False |  |  |  |  | 10.7 |  | 16.9 | 13 | [6 empty] | 396000 | Heating Other Than Electric Re | 08/29/2023 |  | 11/13/2023
Daikin Comfort Technologies Manufacturing, L.P. | Daikin | DPSA035A*BHDME0B04450*G |  | Voluntarily Certified | ACAirCoolAllPhase&gt;=240k&lt; | False | False |  |  |  |  | 10.7 |  | 16.8 | 13 | [6 empty] | 396000 | Heating Other Than Electric Re | 08/29/2023 |  | 11/13/2023
Daikin Comfort Technologies Manufacturing, L.P. | Daikin | DPSA035A*BHDME0B04500*G |  | Voluntarily Certified | ACAirCoolAllPhase&gt;=240k&lt; | False | False |  |  |  |  | 10.8 |  | 16.7 | 13 | [6 empty] | 396000 | Heating Other Than Electric Re | 08/29/2023 |  | 11/13/2023
Daikin Comfort Technologies Manufacturing, L.P. | Daikin | DPSA035A*BHDME0B04560*G |  | Voluntarily Certified | ACAirCoolAllPhase&gt;=240k&lt; | False | False |  |  |  |  | 10.7 |  | 16.8 | 13 | [6 empty] | 396000 | Heating Other Than Electric Re | 08/29/2023 |  | 11/13/2023
Daikin Comfort Technologies Manufacturing, L.P. | Daikin | DPSA035A*BPBVE0B02450*G |  | Voluntarily Certified | ACAirCoolAllPhase&gt;=240k&lt; | False | False |  |  |  |  | 10.2 |  | 17.3 | 13 | [6 empty] | 396000 | Heating Other Than Electric Re | 08/29/2023 |  | 11/13/2023
Daikin Comfort Technologies Manufacturing, L.P. | Daikin | DPSA035A*BPBVE0B02500*G |  | Voluntarily Certified | ACAirCoolAllPhase&gt;=240k&lt; | False | False |  |  |  |  | 10.3 |  | 17.4 | 13 | [6 empty] | 396000 | Heating Other Than Electric Re | 08/29/2023 |  | 11/13/2023
Daikin Comfort Technologies Manufacturing, L.P. | Daikin | DPSA035A*BPBVE0B04355*G |  | Voluntarily Certified | ACAirCoolAllPhase&gt;=240k&lt; | False | False |  |  |  |  | 10.3 |  | 17.3 | 13 | [6 empty] | 396000 | Heating Other Than Electric Re | 08/29/2023 |  | 11/13/2023
Daikin Comfort Technologies Manufacturing, L.P. | Daikin | DPSA035A*BPBVF0B02450*G |  | Voluntarily Certified | ACAirCoolAllPhase&gt;=240k&lt; | False | False |  |  |  |  | 10.3 |  | 18.4 | 13 | [6 empty] | 396000 | Heating Other Than Electric Re | 08/29/2023 |  | 11/13/2023
Daikin Comfort Technologies Manufacturing, L.P. | Daikin | DPSA035A*BPBVF0B02500*G |  | Voluntarily Certified | ACAirCoolAllPhase&gt;=240k&lt; | False | False |  |  |  |  | 10.5 |  | 18.5 | 13 | [6 empty] | 396000 | Heating Other Than Electric Re | 08/29/2023 |  | 11/13/2023
Daikin Comfort Technologies Manufacturing, L.P. | Daikin | DPSA035A*BPBVF0B04355*G |  | Voluntarily Certified | ACAirCoolAllPhase&gt;=240k&lt; | False | False |  |  |  |  | 10.5 |  | 18.4 | 13 | [6 empty] | 396000 | Heating Other Than Electric Re | 08/29/2023 |  | 11/13/2023
Daikin Comfort Technologies Manufacturing, L.P. | Daikin | DPSA035A*BSBS*0B02450*G |  | Voluntarily Certified | ACAirCoolAllPhase&gt;=240k&lt; | False | False |  |  |  |  | 10.8 |  | 15.3 | 13 | [6 empty] | 396000 | Heating Other Than Electric Re | 08/29/2023 |  | 11/13/2023
Daikin Comfort Technologies Manufacturing, L.P. | Daikin | DPSA035A*BSBS*0B02500*G |  | Voluntarily Certified | ACAirCoolAllPhase&gt;=240k&lt; | False | False |  |  |  |  | 11 |  | 15.5 | 13 | [6 empty] | 396000 | Heating Other Than Electric Re | 08/29/2023 |  | 11/13/2023
Daikin Comfort Technologies Manufacturing, L.P. | Daikin | DPSA035A*BSBS*0B04355*G |  | Voluntarily Certified | ACAirCoolAllPhase&gt;=240k&lt; | False | False |  |  |  |  | 10.9 |  | 15.5 | 13 | [6 empty] | 396000 | Heating Other Than Electric Re | 08/29/2023 |  | 11/13/2023
Daikin Comfort Technologies Manufacturing, L.P. | Daikin | DPSA035A*BSBSA0B02450*G |  | Voluntarily Certified | ACAirCoolAllPhase&gt;=240k&lt; | False | False |  |  |  |  | 10.8 |  | 14.8 | 13 | [6 empty] | 396000 | Heating Other Than Electric Re | 08/29/2023 |  | 11/13/2023
Daikin Comfort Technologies Manufacturing, L.P. | Daikin | DPSA035A*BSBSA0B02500*G |  | Voluntarily Certified | ACAirCoolAllPhase&gt;=240k&lt; | False | False |  |  |  |  | 11 |  | 14.9 | 13 | [6 empty] | 396000 | Heating Other Than Electric Re | 08/29/2023 |  | 11/13/2023
Daikin Comfort Technologies Manufacturing, L.P. | Daikin | DPSA035A*BSBSA0B04355*G |  | Voluntarily Certified | ACAirCoolAllPhase&gt;=240k&lt; | False | False |  |  |  |  | 11 |  | 14.9 | 13 | [6 empty] | 396000 | Heating Other Than Electric Re | 08/29/2023 |  | 11/13/2023
Daikin Comfort Technologies Manufacturing, L.P. | Daikin | DPSA035A*BSBSB0B02450*G |  | Voluntarily Certified | ACAirCoolAllPhase&gt;=240k&lt; | False | False |  |  |  |  | 10.8 |  | 14.8 | 13 | [6 empty] | 396000 | Heating Other Than Electric Re | 08/29/2023 |  | 11/13/2023
Daikin Comfort Technologies Manufacturing, L.P. | Daikin | DPSA035A*BSBSB0B02500*G |  | Voluntarily Certified | ACAirCoolAllPhase&gt;=240k&lt; | False | False |  |  |  |  | 11 |  | 14.9 | 13 | [6 empty] | 396000 | Heating Other Than Electric Re | 08/29/2023 |  | 11/13/2023
Daikin Comfort Technologies Manufacturing, L.P. | Daikin | DPSA035A*BSBSB0B04355*G |  | Voluntarily Certified | ACAirCoolAllPhase&gt;=240k&lt; | False | False |  |  |  |  | 11 |  | 14.9 | 13 | [6 empty] | 396000 | Heating Other Than Electric Re | 08/29/2023 |  | 11/13/2023
Daikin Comfort Technologies Manufacturing, L.P. | Daikin | DPSA035A*BHBME0B02450*G |  | Voluntarily Certified | ACAirCoolAllPhase&gt;=240k&lt; | False | False |  |  |  |  | 10.5 |  | 16.7 | 13 | [6 empty] | 398000 | Heating Other Than Electric Re | 08/29/2023 |  | 11/13/2023
Daikin Comfort Technologies Manufacturing, L.P. | Daikin | DPSA035A*BHBME0B04355*G |  | Voluntarily Certified | ACAirCoolAllPhase&gt;=240k&lt; | False | False |  |  |  |  | 10.7 |  | 16.8 | 13 | [6 empty] | 398000 | Heating Other Than Electric Re | 08/29/2023 |  | 11/13/2023
Daikin Comfort Technologies Manufacturing, L.P. | Daikin | DPSA035A*BPBVE0B04450*G |  | Voluntarily Certified | ACAirCoolAllPhase&gt;=240k&lt; | False | False |  |  |  |  | 10.6 |  | 17.6 | 13 | [6 empty] | 398000 | Heating Other Than Electric Re | 08/29/2023 |  | 11/13/2023
Daikin Comfort Technologies Manufacturing, L.P. | Daikin | DPSA035A*BPBVE0B04560*G |  | Voluntarily Certified | ACAirCoolAllPhase&gt;=240k&lt; | False | False |  |  |  |  | 10.6 |  | 17.6 | 13 | [6 empty] | 398000 | Heating Other Than Electric Re | 08/29/2023 |  | 11/13/2023
Daikin Comfort Technologies Manufacturing, L.P. | Daikin | DPSA035A*BPBVF0B04450*G |  | Voluntarily Certified | ACAirCoolAllPhase&gt;=240k&lt; | False | False |  |  |  |  | 10.8 |  | 18.7 | 13 | [6 empty] | 398000 | Heating Other Than Electric Re | 08/29/2023 |  | 11/13/2023
Daikin Comfort Technologies Manufacturing, L.P. | Daikin | DPSA035A*BPBVF0B04560*G |  | Voluntarily Certified | ACAirCoolAllPhase&gt;=240k&lt; | False | False |  |  |  |  | 10.8 |  | 18.7 | 13 | [6 empty] | 398000 | Heating Other Than Electric Re | 08/29/2023 |  | 11/13/2023
Daikin Comfort Technologies Manufacturing, L.P. | Daikin | DPSA035A*BSBS*0B04450*G |  | Voluntarily Certified | ACAirCoolAllPhase&gt;=240k&lt; | False | False |  |  |  |  | 11.2 |  | 15.7 | 13 | [6 empty] | 398000 | Heating Other Than Electric Re | 08/29/2023 |  | 11/13/2023
Daikin Comfort Technologies Manufacturing, L.P. | Daikin | DPSA035A*BSBSA0B04450*G |  | Voluntarily Certified | ACAirCoolAllPhase&gt;=240k&lt; | False | False |  |  |  |  | 11.2 |  | 15.1 | 13 | [6 empty] | 398000 | Heating Other Than Electric Re | 08/29/2023 |  | 11/13/2023
Daikin Comfort Technologies Manufacturing, L.P. | Daikin | DPSA035A*BSBSB0B04450*G |  | Voluntarily Certified | ACAirCoolAllPhase&gt;=240k&lt; | False | False |  |  |  |  | 11.2 |  | 15.1 | 13 | [6 empty] | 398000 | Heating Other Than Electric Re | 08/29/2023 |  | 11/13/2023
Daikin Comfort Technologies Manufacturing, L.P. | Daikin | DPSA040A*BPAVE0B02560*G |  | Voluntarily Certified | ACAirCoolAllPhase&gt;=240k&lt; | False | False |  |  |  |  | 10 |  | 17 | 13 | [6 empty] | 398000 | Heating Other Than Electric Re | 08/29/2023 |  | 11/13/2023
Daikin Comfort Technologies Manufacturing, L.P. | Daikin | DPSA040A*BPAVE0B02630*G |  | Voluntarily Certified | ACAirCoolAllPhase&gt;=240k&lt; | False | False |  |  |  |  | 10 |  | 17 | 13 | [6 empty] | 398000 | Heating Other Than Electric Re | 08/29/2023 |  | 11/13/2023
Daikin Comfort Technologies Manufacturing, L.P. | Daikin | DPSA040A*BPAVE0B04560*G |  | Voluntarily Certified | ACAirCoolAllPhase&gt;=240k&lt; | False | False |  |  |  |  | 10 |  | 17 | 13 | [6 empty] | 398000 | Heating Other Than Electric Re | 08/29/2023 |  | 11/13/2023
Daikin Comfort Technologies Manufacturing, L.P. | Daikin | DPSA040A*BPAVF0B02560*G |  | Voluntarily Certified | ACAirCoolAllPhase&gt;=240k&lt; | False | False |  |  |  |  | 10.1 |  | 17.8 | 13 | [6 empty] | 398000 | Heating Other Than Electric Re | 08/29/2023 |  | 11/13/2023
Daikin Comfort Technologies Manufacturing, L.P. | Daikin | DPSA040A*BPAVF0B02630*G |  | Voluntarily Certified | ACAirCoolAllPhase&gt;=240k&lt; | False | False |  |  |  |  | 10.1 |  | 17.8 | 13 | [6 empty] | 398000 | Heating Other Than Electric Re | 08/29/2023 |  | 11/13/2023
Daikin Comfort Technologies Manufacturing, L.P. | Daikin | DPSA040A*BPAVF0B04450*G |  | Voluntarily Certified | ACAirCoolAllPhase&gt;=240k&lt; | False | False |  |  |  |  | 10.1 |  | 17.8 | 13 | [6 empty] | 398000 | Heating Other Than Electric Re | 08/29/2023 |  | 11/13/2023
Daikin Comfort Technologies Manufacturing, L.P. | Daikin | DPSA040A*BPAVF0B04560*G |  | Voluntarily Certified | ACAirCoolAllPhase&gt;=240k&lt; | False | False |  |  |  |  | 10.1 |  | 17.8 | 13 | [6 empty] | 398000 | Heating Other Than Electric Re | 08/29/2023 |  | 11/13/2023
Daikin Comfort Technologies Manufacturing, L.P. | Daikin | DPSA040A*BPCVF0B04500*G |  | Voluntarily Certified | ACAirCoolAllPhase&gt;=240k&lt; | False | False |  |  |  |  | 10 |  | 17.9 | 13 | [6 empty] | 398000 | Heating Other Than Electric Re | 08/29/2023 |  | 11/13/2023
Daikin Comfort Technologies Manufacturing, L.P. | Daikin | DPSA035A*BHBME0B02500*G |  | Voluntarily Certified | ACAirCoolAllPhase&gt;=240k&lt; | False | False |  |  |  |  | 10.7 |  | 16.9 | 13 | [6 empty] | 400000 | Heating Other Than Electric Re | 08/29/2023 |  | 11/13/2023
Daikin Comfort Technologies Manufacturing, L.P. | Daikin | DPSA035A*BHBME0B02560*G |  | Voluntarily Certified | ACAirCoolAllPhase&gt;=240k&lt; | False | False |  |  |  |  | 11 |  | 17.1 | 13 | [6 empty] | 400000 | Heating Other Than Electric Re | 08/29/2023 |  | 11/13/2023
Daikin Comfort Technologies Manufacturing, L.P. | Daikin | DPSA035A*BHBME0B02630*G |  | Voluntarily Certified | ACAirCoolAllPhase&gt;=240k&lt; | False | False |  |  |  |  | 11 |  | 17.1 | 13 | [6 empty] | 400000 | Heating Other Than Electric Re | 08/29/2023 |  | 11/13/2023
Daikin Comfort Technologies Manufacturing, L.P. | Daikin | DPSA035A*BHBME0B04450*G |  | Voluntarily Certified | ACAirCoolAllPhase&gt;=240k&lt; | False | False |  |  |  |  | 10.9 |  | 17 | 13 | [6 empty] | 400000 | Heating Other Than Electric Re | 08/29/2023 |  | 11/13/2023
Daikin Comfort Technologies Manufacturing, L.P. | Daikin | DPSA035A*BHBME0B04500*G |  | Voluntarily Certified | ACAirCoolAllPhase&gt;=240k&lt; | False | False |  |  |  |  | 11.1 |  | 17 | 13 | [6 empty] | 400000 | Heating Other Than Electric Re | 08/29/2023 |  | 11/13/2023
Daikin Comfort Technologies Manufacturing, L.P. | Daikin | DPSA035A*BHBME0B04560*G |  | Voluntarily Certified | ACAirCoolAllPhase&gt;=240k&lt; | False | False |  |  |  |  | 11 |  | 17 | 13 | [6 empty] | 400000 | Heating Other Than Electric Re | 08/29/2023 |  | 11/13/2023
Daikin Comfort Technologies Manufacturing, L.P. | Daikin | DPSA035A*BPBVE0B02560*G |  | Voluntarily Certified | ACAirCoolAllPhase&gt;=240k&lt; | False | False |  |  |  |  | 10.6 |  | 17.7 | 13 | [6 empty] | 400000 | Heating Other Than Electric Re | 08/29/2023 |  | 11/13/2023
Daikin Comfort Technologies Manufacturing, L.P. | Daikin | DPSA035A*BPBVE0B02630*G |  | Voluntarily Certified | ACAirCoolAllPhase&gt;=240k&lt; | False | False |  |  |  |  | 10.6 |  | 17.7 | 13 | [6 empty] | 400000 | Heating Other Than Electric Re | 08/29/2023 |  | 11/13/2023
Daikin Comfort Technologies Manufacturing, L.P. | Daikin | DPSA035A*BPBVE0B04500*G |  | Voluntarily Certified | ACAirCoolAllPhase&gt;=240k&lt; | False | False |  |  |  |  | 10.7 |  | 17.6 | 13 | [6 empty] | 400000 | Heating Other Than Electric Re | 08/29/2023 |  | 11/13/2023
Daikin Comfort Technologies Manufacturing, L.P. | Daikin | DPSA035A*BPBVF0B02560*G |  | Voluntarily Certified | ACAirCoolAllPhase&gt;=240k&lt; | False | False |  |  |  |  | 10.8 |  | 18.8 | 13 | [6 empty] | 400000 | Heating Other Than Electric Re | 08/29/2023 |  | 11/13/2023
Daikin Comfort Technologies Manufacturing, L.P. | Daikin | DPSA035A*BPBVF0B02630*G |  | Voluntarily Certified | ACAirCoolAllPhase&gt;=240k&lt; | False | False |  |  |  |  | 10.8 |  | 18.8 | 13 | [6 empty] | 400000 | Heating Other Than Electric Re | 08/29/2023 |  | 11/13/2023
Daikin Comfort Technologies Manufacturing, L.P. | Daikin | DPSA035A*BPBVF0B04500*G |  | Voluntarily Certified | ACAirCoolAllPhase&gt;=240k&lt; | False | False |  |  |  |  | 10.9 |  | 18.7 | 13 | [6 empty] | 400000 | Heating Other Than Electric Re | 08/29/2023 |  | 11/13/2023
Daikin Comfort Technologies Manufacturing, L.P. | Daikin | DPSA035A*BSBS*0B02560*G |  | Voluntarily Certified | ACAirCoolAllPhase&gt;=240k&lt; | False | False |  |  |  |  | 11.3 |  | 15.8 | 13 | [6 empty] | 400000 | Heating Other Than Electric Re | 08/29/2023 |  | 11/13/2023
Daikin Comfort Technologies Manufacturing, L.P. | Daikin | DPSA035A*BSBS*0B02630*G |  | Voluntarily Certified | ACAirCoolAllPhase&gt;=240k&lt; | False | False |  |  |  |  | 11.2 |  | 15.8 | 13 | [6 empty] | 400000 | Heating Other Than Electric Re | 08/29/2023 |  | 11/13/2023
Daikin Comfort Technologies Manufacturing, L.P. | Daikin | DPSA035A*BSBS*0B04500*G |  | Voluntarily Certified | ACAirCoolAllPhase&gt;=240k&lt; | False | False |  |  |  |  | 11.3 |  | 15.8 | 13 | [6 empty] | 400000 | Heating Other Than Electric Re | 08/29/2023 |  | 11/13/2023
Daikin Comfort Technologies Manufacturing, L.P. | Daikin | DPSA035A*BSBS*0B04560*G |  | Voluntarily Certified | ACAirCoolAllPhase&gt;=240k&lt; | False | False |  |  |  |  | 11.2 |  | 15.7 | 13 | [6 empty] | 400000 | Heating Other Than Electric Re | 08/29/2023 |  | 11/13/2023
Daikin Comfort Technologies Manufacturing, L.P. | Daikin | DPSA035A*BSBSA0B02560*G |  | Voluntarily Certified | ACAirCoolAllPhase&gt;=240k&lt; | False | False |  |  |  |  | 11.3 |  | 15.2 | 13 | [6 empty] | 400000 | Heating Other Than Electric Re | 08/29/2023 |  | 11/13/2023
Daikin Comfort Technologies Manufacturing, L.P. | Daikin | DPSA035A*BSBSA0B02630*G |  | Voluntarily Certified | ACAirCoolAllPhase&gt;=240k&lt; | False | False |  |  |  |  | 11.3 |  | 15.2 | 13 | [6 empty] | 400000 | Heating Other Than Electric Re | 08/29/2023 |  | 11/13/2023
Daikin Comfort Technologies Manufacturing, L.P. | Daikin | DPSA035A*BSBSA0B04500*G |  | Voluntarily Certified | ACAirCoolAllPhase&gt;=240k&lt; | False | False |  |  |  |  | 11.4 |  | 15.2 | 13 | [6 empty] | 400000 | Heating Other Than Electric Re | 08/29/2023 |  | 11/13/2023
Daikin Comfort Technologies Manufacturing, L.P. | Daikin | DPSA035A*BSBSA0B04560*G |  | Voluntarily Certified | ACAirCoolAllPhase&gt;=240k&lt; | False | False |  |  |  |  | 11.3 |  | 15.2 | 13 | [6 empty] | 400000 | Heating Other Than Electric Re | 08/29/2023 |  | 11/13/2023
Daikin Comfort Technologies Manufacturing, L.P. | Daikin | DPSA035A*BSBSB0B02560*G |  | Voluntarily Certified | ACAirCoolAllPhase&gt;=240k&lt; | False | False |  |  |  |  | 11.3 |  | 15.2 | 13 | [6 empty] | 400000 | Heating Other Than Electric Re | 08/29/2023 |  | 11/13/2023
Daikin Comfort Technologies Manufacturing, L.P. | Daikin | DPSA035A*BSBSB0B02630*G |  | Voluntarily Certified | ACAirCoolAllPhase&gt;=240k&lt; | False | False |  |  |  |  | 11.3 |  | 15.2 | 13 | [6 empty] | 400000 | Heating Other Than Electric Re | 08/29/2023 |  | 11/13/2023
Daikin Comfort Technologies Manufacturing, L.P. | Daikin | DPSA035A*BSBSB0B04500*G |  | Voluntarily Certified | ACAirCoolAllPhase&gt;=240k&lt; | False | False |  |  |  |  | 11.4 |  | 15.2 | 13 | [6 empty] | 400000 | Heating Other Than Electric Re | 08/29/2023 |  | 11/13/2023
Daikin Comfort Technologies Manufacturing, L.P. | Daikin | DPSA035A*BSBSB0B04560*G |  | Voluntarily Certified | ACAirCoolAllPhase&gt;=240k&lt; | False | False |  |  |  |  | 11.3 |  | 15.2 | 13 | [6 empty] | 400000 | Heating Other Than Electric Re | 08/29/2023 |  | 11/13/2023
Daikin Comfort Technologies Manufacturing, L.P. | Daikin | DPSA040A*BPAVE0B04500*G |  | Voluntarily Certified | ACAirCoolAllPhase&gt;=240k&lt; | False | False |  |  |  |  | 10 |  | 17 | 13 | [6 empty] | 400000 | Heating Other Than Electric Re | 08/29/2023 |  | 11/13/2023
Daikin Comfort Technologies Manufacturing, L.P. | Daikin | DPSA040A*BPAVF0B04500*G |  | Voluntarily Certified | ACAirCoolAllPhase&gt;=240k&lt; | False | False |  |  |  |  | 10.2 |  | 17.8 | 13 | [6 empty] | 400000 | Heating Other Than Electric Re | 08/29/2023 |  | 11/13/2023
Daikin Comfort Technologies Manufacturing, L.P. | Daikin | DPSA040A*BPDVF0B02560*G |  | Voluntarily Certified | ACAirCoolAllPhase&gt;=240k&lt; | False | False |  |  |  |  | 10 |  | 17.8 | 13 | [6 empty] | 400000 | Heating Other Than Electric Re | 08/29/2023 |  | 11/13/2023
Daikin Comfort Technologies Manufacturing, L.P. | Daikin | DPSA040A*BPDVF0B02630*G |  | Voluntarily Certified | ACAirCoolAllPhase&gt;=240k&lt; | False | False |  |  |  |  | 10 |  | 17.8 | 13 | [6 empty] | 400000 | Heating Other Than Electric Re | 08/29/2023 |  | 11/13/2023
Daikin Comfort Technologies Manufacturing, L.P. | Daikin | DPSA040A*BPDVF0B04450*G |  | Voluntarily Certified | ACAirCoolAllPhase&gt;=240k&lt; | False | False |  |  |  |  | 10 |  | 17.8 | 13 | [6 empty] | 400000 | Heating Other Than Electric Re | 08/29/2023 |  | 11/13/2023
Daikin Comfort Technologies Manufacturing, L.P. | Daikin | DPSA040A*BPDVF0B04560*G |  | Voluntarily Certified | ACAirCoolAllPhase&gt;=240k&lt; | False | False |  |  |  |  | 10 |  | 17.8 | 13 | [6 empty] | 400000 | Heating Other Than Electric Re | 08/29/2023 |  | 11/13/2023
Daikin Comfort Technologies Manufacturing, L.P. | Daikin | DPSA040A2BPAVF0B04500*G |  | Voluntarily Certified | ACAirCoolAllPhase&gt;=240k&lt; | False | False |  |  |  |  | 10 |  | 17.6 | 13 | [6 empty] | 400000 | Heating Other Than Electric Re | 08/29/2023 |  | 11/13/2023
Daikin Comfort Technologies Manufacturing, L.P. | Daikin | RPS 042DLA-S-5-249941-200,900 |  | Voluntarily Certified | ACAirCoolAllPhase&gt;=240k&lt; | False | False |  |  |  |  | 10.5 |  | 13.9 | 13 | [6 empty] | 400000 | Heating Other Than Electric Re | 08/29/2023 |  | 11/13/2023
Daikin Comfort Technologies Manufacturing, L.P. | Daikin | RPS042DLA249941-00900 |  | Voluntarily Certified | ACAirCoolAllPhase&gt;=240k&lt; | False | False |  |  |  |  | 11 |  | 14.4 | 13 | [6 empty] | 400000 | Heating Other Than Electric Re | 08/29/2023 |  | 11/13/2023
Daikin Comfort Technologies Manufacturing, L.P. | Daikin | DPSA040A*BHCME0B02560*G |  | Voluntarily Certified | ACAirCoolAllPhase&gt;=240k&lt; | False | False |  |  |  |  | 10.1 |  | 15.7 | 13 | [6 empty] | 405000 | Heating Other Than Electric Re | 08/29/2023 |  | 11/13/2023
Daikin Comfort Technologies Manufacturing, L.P. | Daikin | DPSA040A*BHCME0B02630*G |  | Voluntarily Certified | ACAirCoolAllPhase&gt;=240k&lt; | False | False |  |  |  |  | 10.1 |  | 15.7 | 13 | [6 empty] | 405000 | Heating Other Than Electric Re | 08/29/2023 |  | 11/13/2023
Daikin Comfort Technologies Manufacturing, L.P. | Daikin | DPSA040A*BHCME0B04450*G |  | Voluntarily Certified | ACAirCoolAllPhase&gt;=240k&lt; | False | False |  |  |  |  | 10.1 |  | 15.6 | 13 | [6 empty] | 405000 | Heating Other Than Electric Re | 08/29/2023 |  | 11/13/2023
Daikin Comfort Technologies Manufacturing, L.P. | Daikin | DPSA040A*BHCME0B04500*G |  | Voluntarily Certified | ACAirCoolAllPhase&gt;=240k&lt; | False | False |  |  |  |  | 10.2 |  | 14.6 | 13 | [6 empty] | 405000 | Heating Other Than Electric Re | 08/29/2023 |  | 11/13/2023
Daikin Comfort Technologies Manufacturing, L.P. | Daikin | DPSA040A*BHCME0B04560*G |  | Voluntarily Certified | ACAirCoolAllPhase&gt;=240k&lt; | False | False |  |  |  |  | 10.1 |  | 15.6 | 13 | [6 empty] | 405000 | Heating Other Than Electric Re | 08/29/2023 |  | 11/13/2023
Daikin Comfort Technologies Manufacturing, L.P. | Daikin | DPSA040A*BPBVF0B02500*G |  | Voluntarily Certified | ACAirCoolAllPhase&gt;=240k&lt; | False | False |  |  |  |  | 10 |  | 17.8 | 13 | [6 empty] | 405000 | Heating Other Than Electric Re | 08/29/2023 |  | 11/13/2023
Daikin Comfort Technologies Manufacturing, L.P. | Daikin | DPSA040A*BPDVF0B04500*G |  | Voluntarily Certified | ACAirCoolAllPhase&gt;=240k&lt; | False | False |  |  |  |  | 10.1 |  | 17.8 | 13 | [6 empty] | 405000 | Heating Other Than Electric Re | 08/29/2023 |  | 11/13/2023
Daikin Comfort Technologies Manufacturing, L.P. | Daikin | DPSA040A2BHCME0B04500*G |  | Voluntarily Certified | ACAirCoolAllPhase&gt;=240k&lt; | False | False |  |  |  |  | 10 |  | 15.3 | 13 | [6 empty] | 405000 | Heating Other Than Electric Re | 08/29/2023 |  | 11/13/2023
Daikin Comfort Technologies Manufacturing, L.P. | Daikin | DPSA040A2BPAVE0B04500*G |  | Voluntarily Certified | ACAirCoolAllPhase&gt;=240k&lt; | False | False |  |  |  |  | 10 |  | 16.7 | 13 | [6 empty] | 405000 | Heating Other Than Electric Re | 08/29/2023 |  | 11/13/2023
Daikin Comfort Technologies Manufacturing, L.P. | Daikin | DPSA040A2BPAVF0B02560*G |  | Voluntarily Certified | ACAirCoolAllPhase&gt;=240k&lt; | False | False |  |  |  |  | 10.1 |  | 17.8 | 13 | [6 empty] | 405000 | Heating Other Than Electric Re | 08/29/2023 |  | 11/13/2023
Daikin Comfort Technologies Manufacturing, L.P. | Daikin | DPSA040A2BPAVF0B02630*G |  | Voluntarily Certified | ACAirCoolAllPhase&gt;=240k&lt; | False | False |  |  |  |  | 10.1 |  | 17.8 | 13 | [6 empty] | 405000 | Heating Other Than Electric Re | 08/29/2023 |  | 11/13/2023
Daikin Comfort Technologies Manufacturing, L.P. | Daikin | DPSA040A2BPAVF0B04450*G |  | Voluntarily Certified | ACAirCoolAllPhase&gt;=240k&lt; | False | False |  |  |  |  | 10 |  | 17.7 | 13 | [6 empty] | 405000 | Heating Other Than Electric Re | 08/29/2023 |  | 11/13/2023
Daikin Comfort Technologies Manufacturing, L.P. | Daikin | DPSA040A2BPAVF0B04560*G |  | Voluntarily Certified | ACAirCoolAllPhase&gt;=240k&lt; | False | False |  |  |  |  | 10.1 |  | 17.8 | 13 | [6 empty] | 405000 | Heating Other Than Electric Re | 08/29/2023 |  | 11/13/2023
Daikin Comfort Technologies Manufacturing, L.P. | Daikin | DPSA040A2BPDVF0B02560*G |  | Voluntarily Certified | ACAirCoolAllPhase&gt;=240k&lt; | False | False |  |  |  |  | 10 |  | 17.6 | 13 | [6 empty] | 405000 | Heating Other Than Electric Re | 08/29/2023 |  | 11/13/2023
Daikin Comfort Technologies Manufacturing, L.P. | Daikin | RPS 042DLA-S-6-249941-500 |  | Voluntarily Certified | ACAirCoolAllPhase&gt;=240k&lt; | False | False |  |  |  |  | 10.6 |  | 14 | 13 | [6 empty] | 405000 | Heating Other Than Electric Re | 08/29/2023 |  | 11/13/2023
Daikin Comfort Technologies Manufacturing, L.P. | Daikin | RPS042DLA-2-V-4 |  | Voluntarily Certified | ACAirCoolAllPhase&gt;=240k&lt; | False | False |  |  |  |  | 9.8 |  | 14.6 | 13 | [6 empty] | 405000 | Heating Other Than Electric Re | 08/29/2023 |  | 11/13/2023
Daikin Comfort Technologies Manufacturing, L.P. | Daikin | DPSA040A*BPAVE0B04450*G |  | Voluntarily Certified | ACAirCoolAllPhase&gt;=240k&lt; | False | False |  |  |  |  | 10 |  | 17 | 13 | [6 empty] | 410000 | Heating Other Than Electric Re | 08/29/2023 |  | 11/13/2023
Daikin Comfort Technologies Manufacturing, L.P. | Daikin | DPSA040A*BPBVE0B02560*G |  | Voluntarily Certified | ACAirCoolAllPhase&gt;=240k&lt; | False | False |  |  |  |  | 10.2 |  | 17 | 13 | [6 empty] | 410000 | Heating Other Than Electric Re | 08/29/2023 |  | 11/13/2023
Daikin Comfort Technologies Manufacturing, L.P. | Daikin | DPSA040A*BPBVE0B02630*G |  | Voluntarily Certified | ACAirCoolAllPhase&gt;=240k&lt; | False | False |  |  |  |  | 10.2 |  | 17 | 13 | [6 empty] | 410000 | Heating Other Than Electric Re | 08/29/2023 |  | 11/13/2023
Daikin Comfort Technologies Manufacturing, L.P. | Daikin | DPSA040A*BPBVE0B04450*G |  | Voluntarily Certified | ACAirCoolAllPhase&gt;=240k&lt; | False | False |  |  |  |  | 10.1 |  | 17 | 13 | [6 empty] | 410000 | Heating Other Than Electric Re | 08/29/2023 |  | 11/13/2023
Daikin Comfort Technologies Manufacturing, L.P. | Daikin | DPSA040A*BPBVE0B04500*G |  | Voluntarily Certified | ACAirCoolAllPhase&gt;=240k&lt; | False | False |  |  |  |  | 10.2 |  | 17 | 13 | [6 empty] | 410000 | Heating Other Than Electric Re | 08/29/2023 |  | 11/13/2023
Daikin Comfort Technologies Manufacturing, L.P. | Daikin | DPSA040A*BPBVE0B04560*G |  | Voluntarily Certified | ACAirCoolAllPhase&gt;=240k&lt; | False | False |  |  |  |  | 10.1 |  | 17 | 13 | [6 empty] | 410000 | Heating Other Than Electric Re | 08/29/2023 |  | 11/13/2023
Daikin Comfort Technologies Manufacturing, L.P. | Daikin | DPSA040A*BPBVF0B02560*G |  | Voluntarily Certified | ACAirCoolAllPhase&gt;=240k&lt; | False | False |  |  |  |  | 10.3 |  | 17.8 | 13 | [6 empty] | 410000 | Heating Other Than Electric Re | 08/29/2023 |  | 11/13/2023
Daikin Comfort Technologies Manufacturing, L.P. | Daikin | DPSA040A*BPBVF0B02630*G |  | Voluntarily Certified | ACAirCoolAllPhase&gt;=240k&lt; | False | False |  |  |  |  | 10.3 |  | 17.8 | 13 | [6 empty] | 410000 | Heating Other Than Electric Re | 08/29/2023 |  | 11/13/2023
Daikin Comfort Technologies Manufacturing, L.P. | Daikin | DPSA040A*BPBVF0B04450*G |  | Voluntarily Certified | ACAirCoolAllPhase&gt;=240k&lt; | False | False |  |  |  |  | 10.3 |  | 17.8 | 13 | [6 empty] | 410000 | Heating Other Than Electric Re | 08/29/2023 |  | 11/13/2023
Daikin Comfort Technologies Manufacturing, L.P. | Daikin | DPSA040A*BPBVF0B04500*G |  | Voluntarily Certified | ACAirCoolAllPhase&gt;=240k&lt; | False | False |  |  |  |  | 10.4 |  | 17.8 | 13 | [6 empty] | 410000 | Heating Other Than Electric Re | 08/29/2023 |  | 11/13/2023
Daikin Comfort Technologies Manufacturing, L.P. | Daikin | DPSA040A*BPBVF0B04560*G |  | Voluntarily Certified | ACAirCoolAllPhase&gt;=240k&lt; | False | False |  |  |  |  | 10.3 |  | 17.8 | 13 | [6 empty] | 410000 | Heating Other Than Electric Re | 08/29/2023 |  | 11/13/2023
Daikin Comfort Technologies Manufacturing, L.P. | Daikin | DPSA040A*BPDVE0B02560*G |  | Voluntarily Certified | ACAirCoolAllPhase&gt;=240k&lt; | False | False |  |  |  |  | 10 |  | 17 | 13 | [6 empty] | 410000 | Heating Other Than Electric Re | 08/29/2023 |  | 11/13/2023
Daikin Comfort Technologies Manufacturing, L.P. | Daikin | DPSA040A2BHCME0B02560*G |  | Voluntarily Certified | ACAirCoolAllPhase&gt;=240k&lt; | False | False |  |  |  |  | 10.1 |  | 15.5 | 13 | [6 empty] | 410000 | Heating Other Than Electric Re | 08/29/2023 |  | 11/13/2023
Daikin Comfort Technologies Manufacturing, L.P. | Daikin | DPSA040A2BHCME0B02630*G |  | Voluntarily Certified | ACAirCoolAllPhase&gt;=240k&lt; | False | False |  |  |  |  | 10.1 |  | 15.5 | 13 | [6 empty] | 410000 | Heating Other Than Electric Re | 08/29/2023 |  | 11/13/2023
Daikin Comfort Technologies Manufacturing, L.P. | Daikin | DPSA040A2BHCME0B04450*G |  | Voluntarily Certified | ACAirCoolAllPhase&gt;=240k&lt; | False | False |  |  |  |  | 10 |  | 15.4 | 13 | [6 empty] | 410000 | Heating Other Than Electric Re | 08/29/2023 |  | 11/13/2023
Daikin Comfort Technologies Manufacturing, L.P. | Daikin | DPSA040A2BHCME0B04560*G |  | Voluntarily Certified | ACAirCoolAllPhase&gt;=240k&lt; | False | False |  |  |  |  | 10.1 |  | 15.4 | 13 | [6 empty] | 410000 | Heating Other Than Electric Re | 08/29/2023 |  | 11/13/2023
Daikin Comfort Technologies Manufacturing, L.P. | Daikin | DPSA040A2BPBVE0B02560*G |  | Voluntarily Certified | ACAirCoolAllPhase&gt;=240k&lt; | False | False |  |  |  |  | 10 |  | 16.8 | 13 | [6 empty] | 410000 | Heating Other Than Electric Re | 08/29/2023 |  | 11/13/2023
Daikin Comfort Technologies Manufacturing, L.P. | Daikin | DPSA040A2BPBVE0B02630*G |  | Voluntarily Certified | ACAirCoolAllPhase&gt;=240k&lt; | False | False |  |  |  |  | 10 |  | 16.8 | 13 | [6 empty] | 410000 | Heating Other Than Electric Re | 08/29/2023 |  | 11/13/2023
Daikin Comfort Technologies Manufacturing, L.P. | Daikin | DPSA040A2BPBVE0B04500*G |  | Voluntarily Certified | ACAirCoolAllPhase&gt;=240k&lt; | False | False |  |  |  |  | 10 |  | 16.7 | 13 | [6 empty] | 410000 | Heating Other Than Electric Re | 08/29/2023 |  | 11/13/2023
Daikin Comfort Technologies Manufacturing, L.P. | Daikin | DPSA040A2BPBVF0B02560*G |  | Voluntarily Certified | ACAirCoolAllPhase&gt;=240k&lt; | False | False |  |  |  |  | 10.1 |  | 17.7 | 13 | [6 empty] | 410000 | Heating Other Than Electric Re | 08/29/2023 |  | 11/13/2023
Daikin Comfort Technologies Manufacturing, L.P. | Daikin | DPSA040A2BPBVF0B02630*G |  | Voluntarily Certified | ACAirCoolAllPhase&gt;=240k&lt; | False | False |  |  |  |  | 10.1 |  | 17.7 | 13 | [6 empty] | 410000 | Heating Other Than Electric Re | 08/29/2023 |  | 11/13/2023
Daikin Comfort Technologies Manufacturing, L.P. | Daikin | DPSA040A2BPBVF0B04500*G |  | Voluntarily Certified | ACAirCoolAllPhase&gt;=240k&lt; | False | False |  |  |  |  | 10.2 |  | 17.6 | 13 | [6 empty] | 410000 | Heating Other Than Electric Re | 08/29/2023 |  | 11/13/2023
Daikin Comfort Technologies Manufacturing, L.P. | Daikin | DPSA040A2BPBVF0B04560*G |  | Voluntarily Certified | ACAirCoolAllPhase&gt;=240k&lt; | False | False |  |  |  |  | 10.1 |  | 17.6 | 13 | [6 empty] | 410000 | Heating Other Than Electric Re | 08/29/2023 |  | 11/13/2023
Daikin Comfort Technologies Manufacturing, L.P. | Daikin | DPSA040A2BPDVF0B04500*G |  | Voluntarily Certified | ACAirCoolAllPhase&gt;=240k&lt; | False | False |  |  |  |  | 10.1 |  | 17.5 | 13 | [6 empty] | 410000 | Heating Other Than Electric Re | 08/29/2023 |  | 11/13/2023
Daikin Comfort Technologies Manufacturing, L.P. | Daikin | RPS042DLA249941-00500 |  | Voluntarily Certified | ACAirCoolAllPhase&gt;=240k&lt; | False | False |  |  |  |  | 11 |  | 14.4 | 13 | [6 empty] | 410000 | Heating Other Than Electric Re | 08/29/2023 |  | 11/13/2023
Daikin Comfort Technologies Manufacturing, L.P. | Daikin | RPS042DLA250179-00200 |  | Voluntarily Certified | ACAirCoolAllPhase&gt;=240k&lt; | False | False |  |  |  |  | 11 |  | 14.4 | 13 | [6 empty] | 410000 | Heating Other Than Electric Re | 08/29/2023 |  | 11/13/2023
Daikin Comfort Technologies Manufacturing, L.P. | Daikin | RPS042DLA-4-V-4 |  | Voluntarily Certified | ACAirCoolAllPhase&gt;=240k&lt; | False | False |  |  |  |  | 9.8 |  | 14.7 | 13 | [6 empty] | 410000 | Heating Other Than Electric Re | 08/29/2023 |  | 11/13/2023
Daikin Comfort Technologies Manufacturing, L.P. | Daikin | DPSA040A*BHAME0B02450*G |  | Voluntarily Certified | ACAirCoolAllPhase&gt;=240k&lt; | False | False |  |  |  |  | 10 |  | 15.6 | 13 | [6 empty] | 415000 | Heating Other Than Electric Re | 08/29/2023 |  | 11/13/2023
Daikin Comfort Technologies Manufacturing, L.P. | Daikin | DPSA040A*BHAME0B02500*G |  | Voluntarily Certified | ACAirCoolAllPhase&gt;=240k&lt; | False | False |  |  |  |  | 10.2 |  | 15.6 | 13 | [6 empty] | 415000 | Heating Other Than Electric Re | 08/29/2023 |  | 11/13/2023
Daikin Comfort Technologies Manufacturing, L.P. | Daikin | DPSA040A*BHAME0B04355*G |  | Voluntarily Certified | ACAirCoolAllPhase&gt;=240k&lt; | False | False |  |  |  |  | 10.1 |  | 15.6 | 13 | [6 empty] | 415000 | Heating Other Than Electric Re | 08/29/2023 |  | 11/13/2023
Daikin Comfort Technologies Manufacturing, L.P. | Daikin | DPSA040A*BPBVF0B04355*G |  | Voluntarily Certified | ACAirCoolAllPhase&gt;=240k&lt; | False | False |  |  |  |  | 10 |  | 17.9 | 13 | [6 empty] | 415000 | Heating Other Than Electric Re | 08/29/2023 |  | 11/13/2023
Daikin Comfort Technologies Manufacturing, L.P. | Daikin | DPSA040A*BPDVE0B04500*G |  | Voluntarily Certified | ACAirCoolAllPhase&gt;=240k&lt; | False | False |  |  |  |  | 10.1 |  | 16.8 | 13 | [6 empty] | 415000 | Heating Other Than Electric Re | 08/29/2023 |  | 11/13/2023
Daikin Comfort Technologies Manufacturing, L.P. | Daikin | DPSA040A2BHAME0B02500*G |  | Voluntarily Certified | ACAirCoolAllPhase&gt;=240k&lt; | False | False |  |  |  |  | 10 |  | 15.6 | 13 | [6 empty] | 415000 | Heating Other Than Electric Re | 08/29/2023 |  | 11/13/2023
Daikin Comfort Technologies Manufacturing, L.P. | Daikin | DPSA040A2BHAME0B04355*G |  | Voluntarily Certified | ACAirCoolAllPhase&gt;=240k&lt; | False | False |  |  |  |  | 9.9 |  | 15.6 | 13 | [6 empty] | 415000 | Heating Other Than Electric Re | 08/29/2023 |  | 11/13/2023
Daikin Comfort Technologies Manufacturing, L.P. | Daikin | DPSA040A2BPBVE0B04450*G |  | Voluntarily Certified | ACAirCoolAllPhase&gt;=240k&lt; | False | False |  |  |  |  | 10.1 |  | 16.8 | 13 | [6 empty] | 415000 | Heating Other Than Electric Re | 08/29/2023 |  | 11/13/2023
Daikin Comfort Technologies Manufacturing, L.P. | Daikin | DPSA040A2BPBVE0B04560*G |  | Voluntarily Certified | ACAirCoolAllPhase&gt;=240k&lt; | False | False |  |  |  |  | 10.1 |  | 16.8 | 13 | [6 empty] | 415000 | Heating Other Than Electric Re | 08/29/2023 |  | 11/13/2023
Daikin Comfort Technologies Manufacturing, L.P. | Daikin | DPSA040A2BPBVF0B04450*G |  | Voluntarily Certified | ACAirCoolAllPhase&gt;=240k&lt; | False | False |  |  |  |  | 10.2 |  | 17.6 | 13 | [6 empty] | 415000 | Heating Other Than Electric Re | 08/29/2023 |  | 11/13/2023
Daikin Comfort Technologies Manufacturing, L.P. | Daikin | RPS042DLA-2-V-5 |  | Voluntarily Certified | ACAirCoolAllPhase&gt;=240k&lt; | False | False |  |  |  |  | 9.8 |  | 14.7 | 13 | [6 empty] | 415000 | Heating Other Than Electric Re | 08/29/2023 |  | 11/13/2023
Daikin Comfort Technologies Manufacturing, L.P. | Daikin | DPSA040A*BHAME0B02560*G |  | Voluntarily Certified | ACAirCoolAllPhase&gt;=240k&lt; | False | False |  |  |  |  | 10.5 |  | 15.6 | 13 | [6 empty] | 420000 | Heating Other Than Electric Re | 08/29/2023 |  | 11/13/2023
Daikin Comfort Technologies Manufacturing, L.P. | Daikin | DPSA040A*BHAME0B02630*G |  | Voluntarily Certified | ACAirCoolAllPhase&gt;=240k&lt; | False | False |  |  |  |  | 10.5 |  | 15.6 | 13 | [6 empty] | 420000 | Heating Other Than Electric Re | 08/29/2023 |  | 11/13/2023
Daikin Comfort Technologies Manufacturing, L.P. | Daikin | DPSA040A*BHAME0B04450*G |  | Voluntarily Certified | ACAirCoolAllPhase&gt;=240k&lt; | False | False |  |  |  |  | 10.5 |  | 15.6 | 13 | [6 empty] | 420000 | Heating Other Than Electric Re | 08/29/2023 |  | 11/13/2023
Daikin Comfort Technologies Manufacturing, L.P. | Daikin | DPSA040A*BHAME0B04500*G |  | Voluntarily Certified | ACAirCoolAllPhase&gt;=240k&lt; | False | False |  |  |  |  | 10.6 |  | 15.6 | 13 | [6 empty] | 420000 | Heating Other Than Electric Re | 08/29/2023 |  | 11/13/2023
Daikin Comfort Technologies Manufacturing, L.P. | Daikin | DPSA040A*BHAME0B04560*G |  | Voluntarily Certified | ACAirCoolAllPhase&gt;=240k&lt; | False | False |  |  |  |  | 10.5 |  | 15.6 | 13 | [6 empty] | 420000 | Heating Other Than Electric Re | 08/29/2023 |  | 11/13/2023
Daikin Comfort Technologies Manufacturing, L.P. | Daikin | DPSA040A*BHDME0B02500*G |  | Voluntarily Certified | ACAirCoolAllPhase&gt;=240k&lt; | False | False |  |  |  |  | 10.1 |  | 15.6 | 13 | [6 empty] | 420000 | Heating Other Than Electric Re | 08/29/2023 |  | 11/13/2023
Daikin Comfort Technologies Manufacturing, L.P. | Daikin | DPSA040A*BHDME0B02630*G |  | Voluntarily Certified | ACAirCoolAllPhase&gt;=240k&lt; | False | False |  |  |  |  | 10.3 |  | 15.6 | 13 | [6 empty] | 420000 | Heating Other Than Electric Re | 08/29/2023 |  | 11/13/2023
Daikin Comfort Technologies Manufacturing, L.P. | Daikin | DPSA040A*BHDME0B04355*G |  | Voluntarily Certified | ACAirCoolAllPhase&gt;=240k&lt; | False | False |  |  |  |  | 10 |  | 15.6 | 13 | [6 empty] | 420000 | Heating Other Than Electric Re | 08/29/2023 |  | 11/13/2023
Daikin Comfort Technologies Manufacturing, L.P. | Daikin | DPSA040A*BHDME0B04450*G |  | Voluntarily Certified | ACAirCoolAllPhase&gt;=240k&lt; | False | False |  |  |  |  | 10.4 |  | 15.6 | 13 | [6 empty] | 420000 | Heating Other Than Electric Re | 08/29/2023 |  | 11/13/2023
Daikin Comfort Technologies Manufacturing, L.P. | Daikin | DPSA040A*BHDME0B04560*G |  | Voluntarily Certified | ACAirCoolAllPhase&gt;=240k&lt; | False | False |  |  |  |  | 10.3 |  | 15.6 | 13 | [6 empty] | 420000 | Heating Other Than Electric Re | 08/29/2023 |  | 11/13/2023
Daikin Comfort Technologies Manufacturing, L.P. | Daikin | DPSA040A2BHAME0B02560*G |  | Voluntarily Certified | ACAirCoolAllPhase&gt;=240k&lt; | False | False |  |  |  |  | 10.3 |  | 15.6 | 13 | [6 empty] | 420000 | Heating Other Than Electric Re | 08/29/2023 |  | 11/13/2023
Daikin Comfort Technologies Manufacturing, L.P. | Daikin | DPSA040A2BHAME0B02630*G |  | Voluntarily Certified | ACAirCoolAllPhase&gt;=240k&lt; | False | False |  |  |  |  | 10.3 |  | 15.6 | 13 | [6 empty] | 420000 | Heating Other Than Electric Re | 08/29/2023 |  | 11/13/2023
Daikin Comfort Technologies Manufacturing, L.P. | Daikin | DPSA040A2BHAME0B04450*G |  | Voluntarily Certified | ACAirCoolAllPhase&gt;=240k&lt; | False | False |  |  |  |  | 10.3 |  | 15.6 | 13 | [6 empty] | 420000 | Heating Other Than Electric Re | 08/29/2023 |  | 11/13/2023
Daikin Comfort Technologies Manufacturing, L.P. | Daikin | DPSA040A2BHAME0B04500*G |  | Voluntarily Certified | ACAirCoolAllPhase&gt;=240k&lt; | False | False |  |  |  |  | 10.4 |  | 15.6 | 13 | [6 empty] | 420000 | Heating Other Than Electric Re | 08/29/2023 |  | 11/13/2023
Daikin Comfort Technologies Manufacturing, L.P. | Daikin | DPSA040A2BHAME0B04560*G |  | Voluntarily Certified | ACAirCoolAllPhase&gt;=240k&lt; | False | False |  |  |  |  | 10.3 |  | 15.6 | 13 | [6 empty] | 420000 | Heating Other Than Electric Re | 08/29/2023 |  | 11/13/2023
Daikin Comfort Technologies Manufacturing, L.P. | Daikin | DPSA040A2BHDME0B02630*G |  | Voluntarily Certified | ACAirCoolAllPhase&gt;=240k&lt; | False | False |  |  |  |  | 10.1 |  | 15.6 | 13 | [6 empty] | 420000 | Heating Other Than Electric Re | 08/29/2023 |  | 11/13/2023
Daikin Comfort Technologies Manufacturing, L.P. | Daikin | DPSA040A2BHDME0B04450*G |  | Voluntarily Certified | ACAirCoolAllPhase&gt;=240k&lt; | False | False |  |  |  |  | 10.2 |  | 15.6 | 13 | [6 empty] | 420000 | Heating Other Than Electric Re | 08/29/2023 |  | 11/13/2023
Daikin Comfort Technologies Manufacturing, L.P. | Daikin | DPSA040A2BHDME0B04560*G |  | Voluntarily Certified | ACAirCoolAllPhase&gt;=240k&lt; | False | False |  |  |  |  | 10.1 |  | 15.6 | 13 | [6 empty] | 420000 | Heating Other Than Electric Re | 08/29/2023 |  | 11/13/2023
Daikin Comfort Technologies Manufacturing, L.P. | Daikin | RPS042DLA-2-V-6 |  | Voluntarily Certified | ACAirCoolAllPhase&gt;=240k&lt; | False | False |  |  |  |  | 9.9 |  | 14.8 | 13 | [6 empty] | 420000 | Heating Other Than Electric Re | 08/29/2023 |  | 11/13/2023
Daikin Comfort Technologies Manufacturing, L.P. | Daikin | RPS042DLA-4-V-5 |  | Voluntarily Certified | ACAirCoolAllPhase&gt;=240k&lt; | False | False |  |  |  |  | 9.9 |  | 14.8 | 13 | [6 empty] | 420000 | Heating Other Than Electric Re | 08/29/2023 |  | 11/13/2023
Daikin Comfort Technologies Manufacturing, L.P. | Daikin | RPS080DXA-3-S-307630-300 |  | Voluntarily Certified | ACAirCoolAllPhase&gt;=240k&lt; | False | False |  |  |  |  | 10.8 |  | 14.5 | 13 | [6 empty] | 420000 | Heating Other Than Electric Re | 08/29/2023 |  | 11/13/2023
Daikin Comfort Technologies Manufacturing, L.P. | Daikin | DPSA040A*BHBME0B02450*G |  | Voluntarily Certified | ACAirCoolAllPhase&gt;=240k&lt; | False | False |  |  |  |  | 10.1 |  | 15.6 | 13 | [6 empty] | 425000 | Heating Other Than Electric Re | 08/29/2023 |  | 11/13/2023
Daikin Comfort Technologies Manufacturing, L.P. | Daikin | DPSA040A*BHBME0B02500*G |  | Voluntarily Certified | ACAirCoolAllPhase&gt;=240k&lt; | False | False |  |  |  |  | 10.4 |  | 15.6 | 13 | [6 empty] | 425000 | Heating Other Than Electric Re | 08/29/2023 |  | 11/13/2023
Daikin Comfort Technologies Manufacturing, L.P. | Daikin | DPSA040A*BHBME0B04355*G |  | Voluntarily Certified | ACAirCoolAllPhase&gt;=240k&lt; | False | False |  |  |  |  | 10.3 |  | 15.6 | 13 | [6 empty] | 425000 | Heating Other Than Electric Re | 08/29/2023 |  | 11/13/2023
Daikin Comfort Technologies Manufacturing, L.P. | Daikin | DPSA040A*BHDME0B02560*G |  | Voluntarily Certified | ACAirCoolAllPhase&gt;=240k&lt; | False | False |  |  |  |  | 10.4 |  | 15.6 | 13 | [6 empty] | 425000 | Heating Other Than Electric Re | 08/29/2023 |  | 11/13/2023
Daikin Comfort Technologies Manufacturing, L.P. | Daikin | DPSA040A*BHDME0B04500*G |  | Voluntarily Certified | ACAirCoolAllPhase&gt;=240k&lt; | False | False |  |  |  |  | 10.5 |  | 15.6 | 13 | [6 empty] | 425000 | Heating Other Than Electric Re | 08/29/2023 |  | 11/13/2023
Daikin Comfort Technologies Manufacturing, L.P. | Daikin | DPSA040A2BHBME0B02500*G |  | Voluntarily Certified | ACAirCoolAllPhase&gt;=240k&lt; | False | False |  |  |  |  | 10.2 |  | 15.6 | 13 | [6 empty] | 425000 | Heating Other Than Electric Re | 08/29/2023 |  | 11/13/2023
Daikin Comfort Technologies Manufacturing, L.P. | Daikin | DPSA040A2BHBME0B04355*G |  | Voluntarily Certified | ACAirCoolAllPhase&gt;=240k&lt; | False | False |  |  |  |  | 10.1 |  | 15.6 | 13 | [6 empty] | 425000 | Heating Other Than Electric Re | 08/29/2023 |  | 11/13/2023
Daikin Comfort Technologies Manufacturing, L.P. | Daikin | DPSA040A2BHDME0B02560*G |  | Voluntarily Certified | ACAirCoolAllPhase&gt;=240k&lt; | False | False |  |  |  |  | 10.2 |  | 15.6 | 13 | [6 empty] | 425000 | Heating Other Than Electric Re | 08/29/2023 |  | 11/13/2023
Daikin Comfort Technologies Manufacturing, L.P. | Daikin | DPSA040A2BHDME0B04500*G |  | Voluntarily Certified | ACAirCoolAllPhase&gt;=240k&lt; | False | False |  |  |  |  | 10.3 |  | 15.6 | 13 | [6 empty] | 425000 | Heating Other Than Electric Re | 08/29/2023 |  | 11/13/2023
Daikin Comfort Technologies Manufacturing, L.P. | Daikin | RFS030DLA-6-S-309961-100 |  | Voluntarily Certified | ACAirCoolAllPhase&gt;=240k&lt; | False | False |  |  |  |  | 9.8 |  | 13.2 | 13 | [6 empty] | 425000 | Heating Other Than Electric Re | 08/29/2023 |  | 11/13/2023
Daikin Comfort Technologies Manufacturing, L.P. | Daikin | RPS042DLA-4-V-6 |  | Voluntarily Certified | ACAirCoolAllPhase&gt;=240k&lt; | False | False |  |  |  |  | 10 |  | 14.9 | 13 | [6 empty] | 425000 | Heating Other Than Electric Re | 08/29/2023 |  | 11/13/2023
Daikin Comfort Technologies Manufacturing, L.P. | Daikin | DPSA040A*BHBME0B02560*G |  | Voluntarily Certified | ACAirCoolAllPhase&gt;=240k&lt; | False | False |  |  |  |  | 10.7 |  | 15.6 | 13 | [6 empty] | 430000 | Heating Other Than Electric Re | 08/29/2023 |  | 11/13/2023
Daikin Comfort Technologies Manufacturing, L.P. | Daikin | DPSA040A*BHBME0B02630*G |  | Voluntarily Certified | ACAirCoolAllPhase&gt;=240k&lt; | False | False |  |  |  |  | 10.7 |  | 15.6 | 13 | [6 empty] | 430000 | Heating Other Than Electric Re | 08/29/2023 |  | 11/13/2023
Daikin Comfort Technologies Manufacturing, L.P. | Daikin | DPSA040A*BHBME0B04450*G |  | Voluntarily Certified | ACAirCoolAllPhase&gt;=240k&lt; | False | False |  |  |  |  | 10.7 |  | 15.6 | 13 | [6 empty] | 430000 | Heating Other Than Electric Re | 08/29/2023 |  | 11/13/2023
Daikin Comfort Technologies Manufacturing, L.P. | Daikin | DPSA040A*BHBME0B04500*G |  | Voluntarily Certified | ACAirCoolAllPhase&gt;=240k&lt; | False | False |  |  |  |  | 10.8 |  | 15.6 | 13 | [6 empty] | 430000 | Heating Other Than Electric Re | 08/29/2023 |  | 11/13/2023
Daikin Comfort Technologies Manufacturing, L.P. | Daikin | DPSA040A*BHBME0B04560*G |  | Voluntarily Certified | ACAirCoolAllPhase&gt;=240k&lt; | False | False |  |  |  |  | 10.7 |  | 15.6 | 13 | [6 empty] | 430000 | Heating Other Than Electric Re | 08/29/2023 |  | 11/13/2023
Daikin Comfort Technologies Manufacturing, L.P. | Daikin | DPSA040A2BHBME0B02560*G |  | Voluntarily Certified | ACAirCoolAllPhase&gt;=240k&lt; | False | False |  |  |  |  | 10.5 |  | 15.6 | 13 | [6 empty] | 430000 | Heating Other Than Electric Re | 08/29/2023 |  | 11/13/2023
Daikin Comfort Technologies Manufacturing, L.P. | Daikin | DPSA040A2BHBME0B02630*G |  | Voluntarily Certified | ACAirCoolAllPhase&gt;=240k&lt; | False | False |  |  |  |  | 10.5 |  | 15.6 | 13 | [6 empty] | 430000 | Heating Other Than Electric Re | 08/29/2023 |  | 11/13/2023
Daikin Comfort Technologies Manufacturing, L.P. | Daikin | DPSA040A2BHBME0B04450*G |  | Voluntarily Certified | ACAirCoolAllPhase&gt;=240k&lt; | False | False |  |  |  |  | 10.5 |  | 15.6 | 13 | [6 empty] | 430000 | Heating Other Than Electric Re | 08/29/2023 |  | 11/13/2023
Daikin Comfort Technologies Manufacturing, L.P. | Daikin | DPSA040A2BHBME0B04500*G |  | Voluntarily Certified | ACAirCoolAllPhase&gt;=240k&lt; | False | False |  |  |  |  | 10.6 |  | 15.6 | 13 | [6 empty] | 430000 | Heating Other Than Electric Re | 08/29/2023 |  | 11/13/2023
Daikin Comfort Technologies Manufacturing, L.P. | Daikin | DPSA040A2BHBME0B04560*G |  | Voluntarily Certified | ACAirCoolAllPhase&gt;=240k&lt; | False | False |  |  |  |  | 10.5 |  | 15.6 | 13 | [6 empty] | 430000 | Heating Other Than Electric Re | 08/29/2023 |  | 11/13/2023
Daikin Comfort Technologies Manufacturing, L.P. | Daikin | RPS042DLA-S-4 |  | Voluntarily Certified | ACAirCoolAllPhase&gt;=240k&lt; | False | False |  |  |  |  | 9.9 |  | 13.3 | 13 | [6 empty] | 430000 | Heating Other Than Electric Re | 08/29/2023 |  | 11/13/2023
Daikin Comfort Technologies Manufacturing, L.P. | Daikin | RPS045DSA-4-S-300873-100 |  | Voluntarily Certified | ACAirCoolAllPhase&gt;=240k&lt; | False | False |  |  |  |  | 10.8 |  | 14.7 | 13 | [6 empty] | 430000 | Heating Other Than Electric Re | 08/29/2023 |  | 11/13/2023
Daikin Comfort Technologies Manufacturing, L.P. | Daikin | DPSA040A*BSAS*0B02450*G |  | Voluntarily Certified | ACAirCoolAllPhase&gt;=240k&lt; | False | False |  |  |  |  | 11 |  | 14.6 | 13 | [6 empty] | 435000 | Heating Other Than Electric Re | 08/29/2023 |  | 11/13/2023
Daikin Comfort Technologies Manufacturing, L.P. | Daikin | DPSA040A*BSAS*0B02500*G |  | Voluntarily Certified | ACAirCoolAllPhase&gt;=240k&lt; | False | False |  |  |  |  | 11 |  | 14.6 | 13 | [6 empty] | 435000 | Heating Other Than Electric Re | 08/29/2023 |  | 11/13/2023
Daikin Comfort Technologies Manufacturing, L.P. | Daikin | DPSA040A*BSAS*0B02560*G |  | Voluntarily Certified | ACAirCoolAllPhase&gt;=240k&lt; | False | False |  |  |  |  | 11 |  | 14.6 | 13 | [6 empty] | 435000 | Heating Other Than Electric Re | 08/29/2023 |  | 11/13/2023
Daikin Comfort Technologies Manufacturing, L.P. | Daikin | DPSA040A*BSAS*0B02630*G |  | Voluntarily Certified | ACAirCoolAllPhase&gt;=240k&lt; | False | False |  |  |  |  | 11 |  | 14.6 | 13 | [6 empty] | 435000 | Heating Other Than Electric Re | 08/29/2023 |  | 11/13/2023
Daikin Comfort Technologies Manufacturing, L.P. | Daikin | DPSA040A*BSAS*0B04355*G |  | Voluntarily Certified | ACAirCoolAllPhase&gt;=240k&lt; | False | False |  |  |  |  | 11 |  | 14.6 | 13 | [6 empty] | 435000 | Heating Other Than Electric Re | 08/29/2023 |  | 11/13/2023
Daikin Comfort Technologies Manufacturing, L.P. | Daikin | DPSA040A*BSAS*0B04450*G |  | Voluntarily Certified | ACAirCoolAllPhase&gt;=240k&lt; | False | False |  |  |  |  | 11 |  | 14.6 | 13 | [6 empty] | 435000 | Heating Other Than Electric Re | 08/29/2023 |  | 11/13/2023
Daikin Comfort Technologies Manufacturing, L.P. | Daikin | DPSA040A*BSAS*0B04500*G |  | Voluntarily Certified | ACAirCoolAllPhase&gt;=240k&lt; | False | False |  |  |  |  | 11 |  | 14.6 | 13 | [6 empty] | 435000 | Heating Other Than Electric Re | 08/29/2023 |  | 11/13/2023
Daikin Comfort Technologies Manufacturing, L.P. | Daikin | DPSA040A*BSAS*0B04560*G |  | Voluntarily Certified | ACAirCoolAllPhase&gt;=240k&lt; | False | False |  |  |  |  | 11 |  | 14.6 | 13 | [6 empty] | 435000 | Heating Other Than Electric Re | 08/29/2023 |  | 11/13/2023
Daikin Comfort Technologies Manufacturing, L.P. | Daikin | DPSA040A*BSASA0B02450*G |  | Voluntarily Certified | ACAirCoolAllPhase&gt;=240k&lt; | False | False |  |  |  |  | 11 |  | 14.6 | 13 | [6 empty] | 435000 | Heating Other Than Electric Re | 08/29/2023 |  | 11/13/2023
Daikin Comfort Technologies Manufacturing, L.P. | Daikin | DPSA040A*BSASA0B02500*G |  | Voluntarily Certified | ACAirCoolAllPhase&gt;=240k&lt; | False | False |  |  |  |  | 11 |  | 14.6 | 13 | [6 empty] | 435000 | Heating Other Than Electric Re | 08/29/2023 |  | 11/13/2023
Daikin Comfort Technologies Manufacturing, L.P. | Daikin | DPSA040A*BSASA0B02560*G |  | Voluntarily Certified | ACAirCoolAllPhase&gt;=240k&lt; | False | False |  |  |  |  | 11 |  | 14.6 | 13 | [6 empty] | 435000 | Heating Other Than Electric Re | 08/29/2023 |  | 11/13/2023
Daikin Comfort Technologies Manufacturing, L.P. | Daikin | DPSA040A*BSASA0B02630*G |  | Voluntarily Certified | ACAirCoolAllPhase&gt;=240k&lt; | False | False |  |  |  |  | 11 |  | 14.6 | 13 | [6 empty] | 435000 | Heating Other Than Electric Re | 08/29/2023 |  | 11/13/2023
Daikin Comfort Technologies Manufacturing, L.P. | Daikin | DPSA040A*BSASA0B04355*G |  | Voluntarily Certified | ACAirCoolAllPhase&gt;=240k&lt; | False | False |  |  |  |  | 11 |  | 14.6 | 13 | [6 empty] | 435000 | Heating Other Than Electric Re | 08/29/2023 |  | 11/13/2023
Daikin Comfort Technologies Manufacturing, L.P. | Daikin | DPSA040A*BSASA0B04450*G |  | Voluntarily Certified | ACAirCoolAllPhase&gt;=240k&lt; | False | False |  |  |  |  | 11 |  | 14.6 | 13 | [6 empty] | 435000 | Heating Other Than Electric Re | 08/29/2023 |  | 11/13/2023
Daikin Comfort Technologies Manufacturing, L.P. | Daikin | DPSA040A*BSASA0B04500*G |  | Voluntarily Certified | ACAirCoolAllPhase&gt;=240k&lt; | False | False |  |  |  |  | 11 |  | 14.6 | 13 | [6 empty] | 435000 | Heating Other Than Electric Re | 08/29/2023 |  | 11/13/2023
Daikin Comfort Technologies Manufacturing, L.P. | Daikin | DPSA040A*BSASA0B04560*G |  | Voluntarily Certified | ACAirCoolAllPhase&gt;=240k&lt; | False | False |  |  |  |  | 11 |  | 14.6 | 13 | [6 empty] | 435000 | Heating Other Than Electric Re | 08/29/2023 |  | 11/13/2023
Daikin Comfort Technologies Manufacturing, L.P. | Daikin | DPSA040A*BSASB0B02450*G |  | Voluntarily Certified | ACAirCoolAllPhase&gt;=240k&lt; | False | False |  |  |  |  | 11 |  | 14.6 | 13 | [6 empty] | 435000 | Heating Other Than Electric Re | 08/29/2023 |  | 11/13/2023
Daikin Comfort Technologies Manufacturing, L.P. | Daikin | DPSA040A*BSASB0B02500*G |  | Voluntarily Certified | ACAirCoolAllPhase&gt;=240k&lt; | False | False |  |  |  |  | 11 |  | 14.6 | 13 | [6 empty] | 435000 | Heating Other Than Electric Re | 08/29/2023 |  | 11/13/2023
Daikin Comfort Technologies Manufacturing, L.P. | Daikin | DPSA040A*BSASB0B02560*G |  | Voluntarily Certified | ACAirCoolAllPhase&gt;=240k&lt; | False | False |  |  |  |  | 11 |  | 14.6 | 13 | [6 empty] | 435000 | Heating Other Than Electric Re | 08/29/2023 |  | 11/13/2023
Daikin Comfort Technologies Manufacturing, L.P. | Daikin | DPSA040A*BSASB0B02630*G |  | Voluntarily Certified | ACAirCoolAllPhase&gt;=240k&lt; | False | False |  |  |  |  | 11 |  | 14.6 | 13 | [6 empty] | 435000 | Heating Other Than Electric Re | 08/29/2023 |  | 11/13/2023
Daikin Comfort Technologies Manufacturing, L.P. | Daikin | DPSA040A*BSASB0B04355*G |  | Voluntarily Certified | ACAirCoolAllPhase&gt;=240k&lt; | False | False |  |  |  |  | 11 |  | 14.6 | 13 | [6 empty] | 435000 | Heating Other Than Electric Re | 08/29/2023 |  | 11/13/2023
Daikin Comfort Technologies Manufacturing, L.P. | Daikin | DPSA040A*BSASB0B04450*G |  | Voluntarily Certified | ACAirCoolAllPhase&gt;=240k&lt; | False | False |  |  |  |  | 11 |  | 14.6 | 13 | [6 empty] | 435000 | Heating Other Than Electric Re | 08/29/2023 |  | 11/13/2023
Daikin Comfort Technologies Manufacturing, L.P. | Daikin | DPSA040A*BSASB0B04500*G |  | Voluntarily Certified | ACAirCoolAllPhase&gt;=240k&lt; | False | False |  |  |  |  | 11 |  | 14.6 | 13 | [6 empty] | 435000 | Heating Other Than Electric Re | 08/29/2023 |  | 11/13/2023
Daikin Comfort Technologies Manufacturing, L.P. | Daikin | DPSA040A*BSASB0B04560*G |  | Voluntarily Certified | ACAirCoolAllPhase&gt;=240k&lt; | False | False |  |  |  |  | 11 |  | 14.6 | 13 | [6 empty] | 435000 | Heating Other Than Electric Re | 08/29/2023 |  | 11/13/2023
Daikin Comfort Technologies Manufacturing, L.P. | Daikin | DPSA040A*BSBS*0B02450*G |  | Voluntarily Certified | ACAirCoolAllPhase&gt;=240k&lt; | False | False |  |  |  |  | 11 |  | 14.6 | 13 | [6 empty] | 435000 | Heating Other Than Electric Re | 08/29/2023 |  | 11/13/2023
Daikin Comfort Technologies Manufacturing, L.P. | Daikin | DPSA040A*BSBS*0B02500*G |  | Voluntarily Certified | ACAirCoolAllPhase&gt;=240k&lt; | False | False |  |  |  |  | 11 |  | 14.6 | 13 | [6 empty] | 435000 | Heating Other Than Electric Re | 08/29/2023 |  | 11/13/2023
Daikin Comfort Technologies Manufacturing, L.P. | Daikin | DPSA040A*BSBS*0B04355*G |  | Voluntarily Certified | ACAirCoolAllPhase&gt;=240k&lt; | False | False |  |  |  |  | 11 |  | 14.6 | 13 | [6 empty] | 435000 | Heating Other Than Electric Re | 08/29/2023 |  | 11/13/2023
Daikin Comfort Technologies Manufacturing, L.P. | Daikin | DPSA040A*BSBS*0B04450*G |  | Voluntarily Certified | ACAirCoolAllPhase&gt;=240k&lt; | False | False |  |  |  |  | 11 |  | 14.6 | 13 | [6 empty] | 435000 | Heating Other Than Electric Re | 08/29/2023 |  | 11/13/2023
Daikin Comfort Technologies Manufacturing, L.P. | Daikin | DPSA040A*BSBS*0B04500*G |  | Voluntarily Certified | ACAirCoolAllPhase&gt;=240k&lt; | False | False |  |  |  |  | 11 |  | 14.6 | 13 | [6 empty] | 435000 | Heating Other Than Electric Re | 08/29/2023 |  | 11/13/2023
Daikin Comfort Technologies Manufacturing, L.P. | Daikin | DPSA040A*BSBS*0B04560*G |  | Voluntarily Certified | ACAirCoolAllPhase&gt;=240k&lt; | False | False |  |  |  |  | 11 |  | 14.6 | 13 | [6 empty] | 435000 | Heating Other Than Electric Re | 08/29/2023 |  | 11/13/2023
Daikin Comfort Technologies Manufacturing, L.P. | Daikin | DPSA040A*BSBSA0B02450*G |  | Voluntarily Certified | ACAirCoolAllPhase&gt;=240k&lt; | False | False |  |  |  |  | 11 |  | 14.6 | 13 | [6 empty] | 435000 | Heating Other Than Electric Re | 08/29/2023 |  | 11/13/2023
Daikin Comfort Technologies Manufacturing, L.P. | Daikin | DPSA040A*BSBSA0B02500*G |  | Voluntarily Certified | ACAirCoolAllPhase&gt;=240k&lt; | False | False |  |  |  |  | 11 |  | 14.6 | 13 | [6 empty] | 435000 | Heating Other Than Electric Re | 08/29/2023 |  | 11/13/2023
Daikin Comfort Technologies Manufacturing, L.P. | Daikin | DPSA040A*BSBSA0B02560*G |  | Voluntarily Certified | ACAirCoolAllPhase&gt;=240k&lt; | False | False |  |  |  |  | 11 |  | 14.6 | 13 | [6 empty] | 435000 | Heating Other Than Electric Re | 08/29/2023 |  | 11/13/2023
Daikin Comfort Technologies Manufacturing, L.P. | Daikin | DPSA040A*BSBSA0B02630*G |  | Voluntarily Certified | ACAirCoolAllPhase&gt;=240k&lt; | False | False |  |  |  |  | 11 |  | 14.6 | 13 | [6 empty] | 435000 | Heating Other Than Electric Re | 08/29/2023 |  | 11/13/2023
Daikin Comfort Technologies Manufacturing, L.P. | Daikin | DPSA040A*BSBSA0B04355*G |  | Voluntarily Certified | ACAirCoolAllPhase&gt;=240k&lt; | False | False |  |  |  |  | 11 |  | 14.6 | 13 | [6 empty] | 435000 | Heating Other Than Electric Re | 08/29/2023 |  | 11/13/2023
Daikin Comfort Technologies Manufacturing, L.P. | Daikin | DPSA040A*BSBSA0B04450*G |  | Voluntarily Certified | ACAirCoolAllPhase&gt;=240k&lt; | False | False |  |  |  |  | 11 |  | 14.6 | 13 | [6 empty] | 435000 | Heating Other Than Electric Re | 08/29/2023 |  | 11/13/2023
Daikin Comfort Technologies Manufacturing, L.P. | Daikin | DPSA040A*BSBSA0B04500*G |  | Voluntarily Certified | ACAirCoolAllPhase&gt;=240k&lt; | False | False |  |  |  |  | 11 |  | 14.6 | 13 | [6 empty] | 435000 | Heating Other Than Electric Re | 08/29/2023 |  | 11/13/2023
Daikin Comfort Technologies Manufacturing, L.P. | Daikin | DPSA040A*BSBSA0B04560*G |  | Voluntarily Certified | ACAirCoolAllPhase&gt;=240k&lt; | False | False |  |  |  |  | 11 |  | 14.6 | 13 | [6 empty] | 435000 | Heating Other Than Electric Re | 08/29/2023 |  | 11/13/2023
Daikin Comfort Technologies Manufacturing, L.P. | Daikin | DPSA040A*BSBSB0B02450*G |  | Voluntarily Certified | ACAirCoolAllPhase&gt;=240k&lt; | False | False |  |  |  |  | 11 |  | 14.6 | 13 | [6 empty] | 435000 | Heating Other Than Electric Re | 08/29/2023 |  | 11/13/2023
Daikin Comfort Technologies Manufacturing, L.P. | Daikin | DPSA040A*BSBSB0B02500*G |  | Voluntarily Certified | ACAirCoolAllPhase&gt;=240k&lt; | False | False |  |  |  |  | 11 |  | 14.6 | 13 | [6 empty] | 435000 | Heating Other Than Electric Re | 08/29/2023 |  | 11/13/2023
Daikin Comfort Technologies Manufacturing, L.P. | Daikin | DPSA040A*BSBSB0B02560*G |  | Voluntarily Certified | ACAirCoolAllPhase&gt;=240k&lt; | False | False |  |  |  |  | 11 |  | 14.6 | 13 | [6 empty] | 435000 | Heating Other Than Electric Re | 08/29/2023 |  | 11/13/2023
Daikin Comfort Technologies Manufacturing, L.P. | Daikin | DPSA040A*BSBSB0B02630*G |  | Voluntarily Certified | ACAirCoolAllPhase&gt;=240k&lt; | False | False |  |  |  |  | 11 |  | 14.6 | 13 | [6 empty] | 435000 | Heating Other Than Electric Re | 08/29/2023 |  | 11/13/2023
Daikin Comfort Technologies Manufacturing, L.P. | Daikin | DPSA040A*BSBSB0B04355*G |  | Voluntarily Certified | ACAirCoolAllPhase&gt;=240k&lt; | False | False |  |  |  |  | 11 |  | 14.6 | 13 | [6 empty] | 435000 | Heating Other Than Electric Re | 08/29/2023 |  | 11/13/2023
Daikin Comfort Technologies Manufacturing, L.P. | Daikin | DPSA040A*BSBSB0B04450*G |  | Voluntarily Certified | ACAirCoolAllPhase&gt;=240k&lt; | False | False |  |  |  |  | 11 |  | 14.6 | 13 | [6 empty] | 435000 | Heating Other Than Electric Re | 08/29/2023 |  | 11/13/2023
Daikin Comfort Technologies Manufacturing, L.P. | Daikin | DPSA040A*BSBSB0B04500*G |  | Voluntarily Certified | ACAirCoolAllPhase&gt;=240k&lt; | False | False |  |  |  |  | 11 |  | 14.6 | 13 | [6 empty] | 435000 | Heating Other Than Electric Re | 08/29/2023 |  | 11/13/2023
Daikin Comfort Technologies Manufacturing, L.P. | Daikin | DPSA040A*BSBSB0B04560*G |  | Voluntarily Certified | ACAirCoolAllPhase&gt;=240k&lt; | False | False |  |  |  |  | 11 |  | 14.6 | 13 | [6 empty] | 435000 | Heating Other Than Electric Re | 08/29/2023 |  | 11/13/2023
Daikin Comfort Technologies Manufacturing, L.P. | Daikin | DPSA040A*BSCS*0B02450*G |  | Voluntarily Certified | ACAirCoolAllPhase&gt;=240k&lt; | False | False |  |  |  |  | 11 |  | 14.6 | 13 | [6 empty] | 435000 | Heating Other Than Electric Re | 08/29/2023 |  | 11/13/2023
Daikin Comfort Technologies Manufacturing, L.P. | Daikin | DPSA040A*BSCS*0B02500*G |  | Voluntarily Certified | ACAirCoolAllPhase&gt;=240k&lt; | False | False |  |  |  |  | 11 |  | 14.6 | 13 | [6 empty] | 435000 | Heating Other Than Electric Re | 08/29/2023 |  | 11/13/2023
Daikin Comfort Technologies Manufacturing, L.P. | Daikin | DPSA040A*BSCS*0B02560*G |  | Voluntarily Certified | ACAirCoolAllPhase&gt;=240k&lt; | False | False |  |  |  |  | 11 |  | 14.6 | 13 | [6 empty] | 435000 | Heating Other Than Electric Re | 08/29/2023 |  | 11/13/2023
Daikin Comfort Technologies Manufacturing, L.P. | Daikin | DPSA040A*BSCS*0B02630*G |  | Voluntarily Certified | ACAirCoolAllPhase&gt;=240k&lt; | False | False |  |  |  |  | 11 |  | 14.6 | 13 | [6 empty] | 435000 | Heating Other Than Electric Re | 08/29/2023 |  | 11/13/2023
Daikin Comfort Technologies Manufacturing, L.P. | Daikin | DPSA040A*BSCS*0B04355*G |  | Voluntarily Certified | ACAirCoolAllPhase&gt;=240k&lt; | False | False |  |  |  |  | 11 |  | 14.6 | 13 | [6 empty] | 435000 | Heating Other Than Electric Re | 08/29/2023 |  | 11/13/2023
Daikin Comfort Technologies Manufacturing, L.P. | Daikin | DPSA040A*BSCS*0B04450*G |  | Voluntarily Certified | ACAirCoolAllPhase&gt;=240k&lt; | False | False |  |  |  |  | 11 |  | 14.6 | 13 | [6 empty] | 435000 | Heating Other Than Electric Re | 08/29/2023 |  | 11/13/2023
Daikin Comfort Technologies Manufacturing, L.P. | Daikin | DPSA040A*BSCS*0B04500*G |  | Voluntarily Certified | ACAirCoolAllPhase&gt;=240k&lt; | False | False |  |  |  |  | 11 |  | 14.6 | 13 | [6 empty] | 435000 | Heating Other Than Electric Re | 08/29/2023 |  | 11/13/2023
Daikin Comfort Technologies Manufacturing, L.P. | Daikin | DPSA040A*BSCS*0B04560*G |  | Voluntarily Certified | ACAirCoolAllPhase&gt;=240k&lt; | False | False |  |  |  |  | 11 |  | 14.6 | 13 | [6 empty] | 435000 | Heating Other Than Electric Re | 08/29/2023 |  | 11/13/2023
Daikin Comfort Technologies Manufacturing, L.P. | Daikin | DPSA040A*BSCSA0B02450*G |  | Voluntarily Certified | ACAirCoolAllPhase&gt;=240k&lt; | False | False |  |  |  |  | 11 |  | 14.6 | 13 | [6 empty] | 435000 | Heating Other Than Electric Re | 08/29/2023 |  | 11/13/2023
Daikin Comfort Technologies Manufacturing, L.P. | Daikin | DPSA040A*BSCSA0B02500*G |  | Voluntarily Certified | ACAirCoolAllPhase&gt;=240k&lt; | False | False |  |  |  |  | 11 |  | 14.6 | 13 | [6 empty] | 435000 | Heating Other Than Electric Re | 08/29/2023 |  | 11/13/2023
Daikin Comfort Technologies Manufacturing, L.P. | Daikin | DPSA040A*BSCSA0B02560*G |  | Voluntarily Certified | ACAirCoolAllPhase&gt;=240k&lt; | False | False |  |  |  |  | 11 |  | 14.6 | 13 | [6 empty] | 435000 | Heating Other Than Electric Re | 08/29/2023 |  | 11/13/2023
Daikin Comfort Technologies Manufacturing, L.P. | Daikin | DPSA040A*BSCSA0B02630*G |  | Voluntarily Certified | ACAirCoolAllPhase&gt;=240k&lt; | False | False |  |  |  |  | 11 |  | 14.6 | 13 | [6 empty] | 435000 | Heating Other Than Electric Re | 08/29/2023 |  | 11/13/2023
Daikin Comfort Technologies Manufacturing, L.P. | Daikin | DPSA040A*BSCSA0B04355*G |  | Voluntarily Certified | ACAirCoolAllPhase&gt;=240k&lt; | False | False |  |  |  |  | 11 |  | 14.6 | 13 | [6 empty] | 435000 | Heating Other Than Electric Re | 08/29/2023 |  | 11/13/2023
Daikin Comfort Technologies Manufacturing, L.P. | Daikin | DPSA040A*BSCSA0B04450*G |  | Voluntarily Certified | ACAirCoolAllPhase&gt;=240k&lt; | False | False |  |  |  |  | 11 |  | 14.6 | 13 | [6 empty] | 435000 | Heating Other Than Electric Re | 08/29/2023 |  | 11/13/2023
Daikin Comfort Technologies Manufacturing, L.P. | Daikin | DPSA040A*BSCSA0B04500*G |  | Voluntarily Certified | ACAirCoolAllPhase&gt;=240k&lt; | False | False |  |  |  |  | 11 |  | 14.6 | 13 | [6 empty] | 435000 | Heating Other Than Electric Re | 08/29/2023 |  | 11/13/2023
Daikin Comfort Technologies Manufacturing, L.P. | Daikin | DPSA040A*BSCSA0B04560*G |  | Voluntarily Certified | ACAirCoolAllPhase&gt;=240k&lt; | False | False |  |  |  |  | 11 |  | 14.6 | 13 | [6 empty] | 435000 | Heating Other Than Electric Re | 08/29/2023 |  | 11/13/2023
Daikin Comfort Technologies Manufacturing, L.P. | Daikin | DPSA040A*BSCSB0B02450*G |  | Voluntarily Certified | ACAirCoolAllPhase&gt;=240k&lt; | False | False |  |  |  |  | 11 |  | 14.6 | 13 | [6 empty] | 435000 | Heating Other Than Electric Re | 08/29/2023 |  | 11/13/2023
Daikin Comfort Technologies Manufacturing, L.P. | Daikin | DPSA040A*BSCSB0B02500*G |  | Voluntarily Certified | ACAirCoolAllPhase&gt;=240k&lt; | False | False |  |  |  |  | 11 |  | 14.6 | 13 | [6 empty] | 435000 | Heating Other Than Electric Re | 08/29/2023 |  | 11/13/2023
Daikin Comfort Technologies Manufacturing, L.P. | Daikin | DPSA040A*BSCSB0B02560*G |  | Voluntarily Certified | ACAirCoolAllPhase&gt;=240k&lt; | False | False |  |  |  |  | 11 |  | 14.6 | 13 | [6 empty] | 435000 | Heating Other Than Electric Re | 08/29/2023 |  | 11/13/2023
Daikin Comfort Technologies Manufacturing, L.P. | Daikin | DPSA040A*BSCSB0B02630*G |  | Voluntarily Certified | ACAirCoolAllPhase&gt;=240k&lt; | False | False |  |  |  |  | 11 |  | 14.6 | 13 | [6 empty] | 435000 | Heating Other Than Electric Re | 08/29/2023 |  | 11/13/2023
Daikin Comfort Technologies Manufacturing, L.P. | Daikin | DPSA040A*BSCSB0B04355*G |  | Voluntarily Certified | ACAirCoolAllPhase&gt;=240k&lt; | False | False |  |  |  |  | 11 |  | 14.6 | 13 | [6 empty] | 435000 | Heating Other Than Electric Re | 08/29/2023 |  | 11/13/2023
Daikin Comfort Technologies Manufacturing, L.P. | Daikin | DPSA040A*BSCSB0B04450*G |  | Voluntarily Certified | ACAirCoolAllPhase&gt;=240k&lt; | False | False |  |  |  |  | 11 |  | 14.6 | 13 | [6 empty] | 435000 | Heating Other Than Electric Re | 08/29/2023 |  | 11/13/2023
Daikin Comfort Technologies Manufacturing, L.P. | Daikin | DPSA040A*BSCSB0B04500*G |  | Voluntarily Certified | ACAirCoolAllPhase&gt;=240k&lt; | False | False |  |  |  |  | 11 |  | 14.6 | 13 | [6 empty] | 435000 | Heating Other Than Electric Re | 08/29/2023 |  | 11/13/2023
Daikin Comfort Technologies Manufacturing, L.P. | Daikin | DPSA040A*BSCSB0B04560*G |  | Voluntarily Certified | ACAirCoolAllPhase&gt;=240k&lt; | False | False |  |  |  |  | 11 |  | 14.6 | 13 | [6 empty] | 435000 | Heating Other Than Electric Re | 08/29/2023 |  | 11/13/2023
Daikin Comfort Technologies Manufacturing, L.P. | Daikin | DPSA040A*BSDS*0B02450*G |  | Voluntarily Certified | ACAirCoolAllPhase&gt;=240k&lt; | False | False |  |  |  |  | 11 |  | 14.6 | 13 | [6 empty] | 435000 | Heating Other Than Electric Re | 08/29/2023 |  | 11/13/2023
Daikin Comfort Technologies Manufacturing, L.P. | Daikin | DPSA040A*BSDS*0B02500*G |  | Voluntarily Certified | ACAirCoolAllPhase&gt;=240k&lt; | False | False |  |  |  |  | 11 |  | 14.6 | 13 | [6 empty] | 435000 | Heating Other Than Electric Re | 08/29/2023 |  | 11/13/2023
Daikin Comfort Technologies Manufacturing, L.P. | Daikin | DPSA040A*BSDS*0B02560*G |  | Voluntarily Certified | ACAirCoolAllPhase&gt;=240k&lt; | False | False |  |  |  |  | 11 |  | 14.6 | 13 | [6 empty] | 435000 | Heating Other Than Electric Re | 08/29/2023 |  | 11/13/2023
Daikin Comfort Technologies Manufacturing, L.P. | Daikin | DPSA040A*BSDS*0B02630*G |  | Voluntarily Certified | ACAirCoolAllPhase&gt;=240k&lt; | False | False |  |  |  |  | 11 |  | 14.6 | 13 | [6 empty] | 435000 | Heating Other Than Electric Re | 08/29/2023 |  | 11/13/2023
Daikin Comfort Technologies Manufacturing, L.P. | Daikin | DPSA040A*BSDS*0B04355*G |  | Voluntarily Certified | ACAirCoolAllPhase&gt;=240k&lt; | False | False |  |  |  |  | 11 |  | 14.6 | 13 | [6 empty] | 435000 | Heating Other Than Electric Re | 08/29/2023 |  | 11/13/2023
Daikin Comfort Technologies Manufacturing, L.P. | Daikin | DPSA040A*BSDS*0B04450*G |  | Voluntarily Certified | ACAirCoolAllPhase&gt;=240k&lt; | False | False |  |  |  |  | 11 |  | 14.6 | 13 | [6 empty] | 435000 | Heating Other Than Electric Re | 08/29/2023 |  | 11/13/2023
Daikin Comfort Technologies Manufacturing, L.P. | Daikin | DPSA040A*BSDS*0B04500*G |  | Voluntarily Certified | ACAirCoolAllPhase&gt;=240k&lt; | False | False |  |  |  |  | 11 |  | 14.6 | 13 | [6 empty] | 435000 | Heating Other Than Electric Re | 08/29/2023 |  | 11/13/2023
Daikin Comfort Technologies Manufacturing, L.P. | Daikin | DPSA040A*BSDS*0B04560*G |  | Voluntarily Certified | ACAirCoolAllPhase&gt;=240k&lt; | False | False |  |  |  |  | 11 |  | 14.6 | 13 | [6 empty] | 435000 | Heating Other Than Electric Re | 08/29/2023 |  | 11/13/2023
Daikin Comfort Technologies Manufacturing, L.P. | Daikin | DPSA040A*BSDSA0B02450*G |  | Voluntarily Certified | ACAirCoolAllPhase&gt;=240k&lt; | False | False |  |  |  |  | 11 |  | 14.6 | 13 | [6 empty] | 435000 | Heating Other Than Electric Re | 08/29/2023 |  | 11/13/2023
Daikin Comfort Technologies Manufacturing, L.P. | Daikin | DPSA040A*BSDSA0B02500*G |  | Voluntarily Certified | ACAirCoolAllPhase&gt;=240k&lt; | False | False |  |  |  |  | 11 |  | 14.6 | 13 | [6 empty] | 435000 | Heating Other Than Electric Re | 08/29/2023 |  | 11/13/2023
Daikin Comfort Technologies Manufacturing, L.P. | Daikin | DPSA040A*BSDSA0B02560*G |  | Voluntarily Certified | ACAirCoolAllPhase&gt;=240k&lt; | False | False |  |  |  |  | 11 |  | 14.6 | 13 | [6 empty] | 435000 | Heating Other Than Electric Re | 08/29/2023 |  | 11/13/2023
Daikin Comfort Technologies Manufacturing, L.P. | Daikin | DPSA040A*BSDSA0B02630*G |  | Voluntarily Certified | ACAirCoolAllPhase&gt;=240k&lt; | False | False |  |  |  |  | 11 |  | 14.6 | 13 | [6 empty] | 435000 | Heating Other Than Electric Re | 08/29/2023 |  | 11/13/2023
Daikin Comfort Technologies Manufacturing, L.P. | Daikin | DPSA040A*BSDSA0B04355*G |  | Voluntarily Certified | ACAirCoolAllPhase&gt;=240k&lt; | False | False |  |  |  |  | 11 |  | 14.6 | 13 | [6 empty] | 435000 | Heating Other Than Electric Re | 08/29/2023 |  | 11/13/2023
Daikin Comfort Technologies Manufacturing, L.P. | Daikin | DPSA040A*BSDSA0B04450*G |  | Voluntarily Certified | ACAirCoolAllPhase&gt;=240k&lt; | False | False |  |  |  |  | 11 |  | 14.6 | 13 | [6 empty] | 435000 | Heating Other Than Electric Re | 08/29/2023 |  | 11/13/2023
Daikin Comfort Technologies Manufacturing, L.P. | Daikin | DPSA040A*BSDSA0B04500*G |  | Voluntarily Certified | ACAirCoolAllPhase&gt;=240k&lt; | False | False |  |  |  |  | 11 |  | 14.6 | 13 | [6 empty] | 435000 | Heating Other Than Electric Re | 08/29/2023 |  | 11/13/2023
Daikin Comfort Technologies Manufacturing, L.P. | Daikin | DPSA040A*BSDSA0B04560*G |  | Voluntarily Certified | ACAirCoolAllPhase&gt;=240k&lt; | False | False |  |  |  |  | 11 |  | 14.6 | 13 | [6 empty] | 435000 | Heating Other Than Electric Re | 08/29/2023 |  | 11/13/2023
Daikin Comfort Technologies Manufacturing, L.P. | Daikin | DPSA040A*BSDSB0B02450*G |  | Voluntarily Certified | ACAirCoolAllPhase&gt;=240k&lt; | False | False |  |  |  |  | 11 |  | 14.6 | 13 | [6 empty] | 435000 | Heating Other Than Electric Re | 08/29/2023 |  | 11/13/2023
Daikin Comfort Technologies Manufacturing, L.P. | Daikin | DPSA040A*BSDSB0B02500*G |  | Voluntarily Certified | ACAirCoolAllPhase&gt;=240k&lt; | False | False |  |  |  |  | 11 |  | 14.6 | 13 | [6 empty] | 435000 | Heating Other Than Electric Re | 08/29/2023 |  | 11/13/2023
Daikin Comfort Technologies Manufacturing, L.P. | Daikin | DPSA040A*BSDSB0B02560*G |  | Voluntarily Certified | ACAirCoolAllPhase&gt;=240k&lt; | False | False |  |  |  |  | 11 |  | 14.6 | 13 | [6 empty] | 435000 | Heating Other Than Electric Re | 08/29/2023 |  | 11/13/2023
Daikin Comfort Technologies Manufacturing, L.P. | Daikin | DPSA040A*BSDSB0B02630*G |  | Voluntarily Certified | ACAirCoolAllPhase&gt;=240k&lt; | False | False |  |  |  |  | 11 |  | 14.6 | 13 | [6 empty] | 435000 | Heating Other Than Electric Re | 08/29/2023 |  | 11/13/2023
Daikin Comfort Technologies Manufacturing, L.P. | Daikin | DPSA040A*BSDSB0B04355*G |  | Voluntarily Certified | ACAirCoolAllPhase&gt;=240k&lt; | False | False |  |  |  |  | 11 |  | 14.6 | 13 | [6 empty] | 435000 | Heating Other Than Electric Re | 08/29/2023 |  | 11/13/2023
Daikin Comfort Technologies Manufacturing, L.P. | Daikin | DPSA040A*BSDSB0B04450*G |  | Voluntarily Certified | ACAirCoolAllPhase&gt;=240k&lt; | False | False |  |  |  |  | 11 |  | 14.6 | 13 | [6 empty] | 435000 | Heating Other Than Electric Re | 08/29/2023 |  | 11/13/2023
Daikin Comfort Technologies Manufacturing, L.P. | Daikin | DPSA040A*BSDSB0B04500*G |  | Voluntarily Certified | ACAirCoolAllPhase&gt;=240k&lt; | False | False |  |  |  |  | 11 |  | 14.6 | 13 | [6 empty] | 435000 | Heating Other Than Electric Re | 08/29/2023 |  | 11/13/2023
Daikin Comfort Technologies Manufacturing, L.P. | Daikin | DPSA040A*BSDSB0B04560*G |  | Voluntarily Certified | ACAirCoolAllPhase&gt;=240k&lt; | False | False |  |  |  |  | 11 |  | 14.6 | 13 | [6 empty] | 435000 | Heating Other Than Electric Re | 08/29/2023 |  | 11/13/2023
Daikin Comfort Technologies Manufacturing, L.P. | Daikin | DPSA040A2BHBME0B02450*G |  | Voluntarily Certified | ACAirCoolAllPhase&gt;=240k&lt; | False | False |  |  |  |  | 11 |  | 14.6 | 13 | [6 empty] | 435000 | Heating Other Than Electric Re | 08/29/2023 |  | 11/13/2023
Daikin Comfort Technologies Manufacturing, L.P. | Daikin | DPSA040A2BHDME0B02500*G |  | Voluntarily Certified | ACAirCoolAllPhase&gt;=240k&lt; | False | False |  |  |  |  | 11 |  | 14.6 | 13 | [6 empty] | 435000 | Heating Other Than Electric Re | 08/29/2023 |  | 11/13/2023
Daikin Comfort Technologies Manufacturing, L.P. | Daikin | DPSA040A2BSAS*0B02450*G |  | Voluntarily Certified | ACAirCoolAllPhase&gt;=240k&lt; | False | False |  |  |  |  | 11 |  | 14.6 | 13 | [6 empty] | 435000 | Heating Other Than Electric Re | 08/29/2023 |  | 11/13/2023
Daikin Comfort Technologies Manufacturing, L.P. | Daikin | DPSA040A2BSAS*0B02500*G |  | Voluntarily Certified | ACAirCoolAllPhase&gt;=240k&lt; | False | False |  |  |  |  | 11 |  | 14.6 | 13 | [6 empty] | 435000 | Heating Other Than Electric Re | 08/29/2023 |  | 11/13/2023
Daikin Comfort Technologies Manufacturing, L.P. | Daikin | DPSA040A2BSAS*0B02560*G |  | Voluntarily Certified | ACAirCoolAllPhase&gt;=240k&lt; | False | False |  |  |  |  | 11 |  | 14.6 | 13 | [6 empty] | 435000 | Heating Other Than Electric Re | 08/29/2023 |  | 11/13/2023
Daikin Comfort Technologies Manufacturing, L.P. | Daikin | DPSA040A2BSAS*0B02630*G |  | Voluntarily Certified | ACAirCoolAllPhase&gt;=240k&lt; | False | False |  |  |  |  | 11 |  | 14.6 | 13 | [6 empty] | 435000 | Heating Other Than Electric Re | 08/29/2023 |  | 11/13/2023
Daikin Comfort Technologies Manufacturing, L.P. | Daikin | DPSA040A2BSAS*0B04355*G |  | Voluntarily Certified | ACAirCoolAllPhase&gt;=240k&lt; | False | False |  |  |  |  | 11 |  | 14.6 | 13 | [6 empty] | 435000 | Heating Other Than Electric Re | 08/29/2023 |  | 11/13/2023
Daikin Comfort Technologies Manufacturing, L.P. | Daikin | DPSA040A2BSAS*0B04450*G |  | Voluntarily Certified | ACAirCoolAllPhase&gt;=240k&lt; | False | False |  |  |  |  | 11 |  | 14.6 | 13 | [6 empty] | 435000 | Heating Other Than Electric Re | 08/29/2023 |  | 11/13/2023
Daikin Comfort Technologies Manufacturing, L.P. | Daikin | DPSA040A2BSAS*0B04500*G |  | Voluntarily Certified | ACAirCoolAllPhase&gt;=240k&lt; | False | False |  |  |  |  | 11 |  | 14.6 | 13 | [6 empty] | 435000 | Heating Other Than Electric Re | 08/29/2023 |  | 11/13/2023
Daikin Comfort Technologies Manufacturing, L.P. | Daikin | DPSA040A2BSAS*0B04560*G |  | Voluntarily Certified | ACAirCoolAllPhase&gt;=240k&lt; | False | False |  |  |  |  | 11 |  | 14.6 | 13 | [6 empty] | 435000 | Heating Other Than Electric Re | 08/29/2023 |  | 11/13/2023
Daikin Comfort Technologies Manufacturing, L.P. | Daikin | DPSA040A2BSASA0B02450*G |  | Voluntarily Certified | ACAirCoolAllPhase&gt;=240k&lt; | False | False |  |  |  |  | 11 |  | 14.6 | 13 | [6 empty] | 435000 | Heating Other Than Electric Re | 08/29/2023 |  | 11/13/2023
Daikin Comfort Technologies Manufacturing, L.P. | Daikin | DPSA040A2BSASA0B02500*G |  | Voluntarily Certified | ACAirCoolAllPhase&gt;=240k&lt; | False | False |  |  |  |  | 11 |  | 14.6 | 13 | [6 empty] | 435000 | Heating Other Than Electric Re | 08/29/2023 |  | 11/13/2023
Daikin Comfort Technologies Manufacturing, L.P. | Daikin | DPSA040A2BSASA0B02560*G |  | Voluntarily Certified | ACAirCoolAllPhase&gt;=240k&lt; | False | False |  |  |  |  | 11 |  | 14.6 | 13 | [6 empty] | 435000 | Heating Other Than Electric Re | 08/29/2023 |  | 11/13/2023
Daikin Comfort Technologies Manufacturing, L.P. | Daikin | DPSA040A2BSASA0B02630*G |  | Voluntarily Certified | ACAirCoolAllPhase&gt;=240k&lt; | False | False |  |  |  |  | 11 |  | 14.6 | 13 | [6 empty] | 435000 | Heating Other Than Electric Re | 08/29/2023 |  | 11/13/2023
Daikin Comfort Technologies Manufacturing, L.P. | Daikin | DPSA040A2BSASA0B04355*G |  | Voluntarily Certified | ACAirCoolAllPhase&gt;=240k&lt; | False | False |  |  |  |  | 11 |  | 14.6 | 13 | [6 empty] | 435000 | Heating Other Than Electric Re | 08/29/2023 |  | 11/13/2023
Daikin Comfort Technologies Manufacturing, L.P. | Daikin | DPSA040A2BSASA0B04450*G |  | Voluntarily Certified | ACAirCoolAllPhase&gt;=240k&lt; | False | False |  |  |  |  | 11 |  | 14.6 | 13 | [6 empty] | 435000 | Heating Other Than Electric Re | 08/29/2023 |  | 11/13/2023
Daikin Comfort Technologies Manufacturing, L.P. | Daikin | DPSA040A2BSASA0B04500*G |  | Voluntarily Certified | ACAirCoolAllPhase&gt;=240k&lt; | False | False |  |  |  |  | 11 |  | 14.6 | 13 | [6 empty] | 435000 | Heating Other Than Electric Re | 08/29/2023 |  | 11/13/2023
Daikin Comfort Technologies Manufacturing, L.P. | Daikin | DPSA040A2BSASA0B04560*G |  | Voluntarily Certified | ACAirCoolAllPhase&gt;=240k&lt; | False | False |  |  |  |  | 11 |  | 14.6 | 13 | [6 empty] | 435000 | Heating Other Than Electric Re | 08/29/2023 |  | 11/13/2023
Daikin Comfort Technologies Manufacturing, L.P. | Daikin | DPSA040A2BSASB0B02450*G |  | Voluntarily Certified | ACAirCoolAllPhase&gt;=240k&lt; | False | False |  |  |  |  | 11 |  | 14.6 | 13 | [6 empty] | 435000 | Heating Other Than Electric Re | 08/29/2023 |  | 11/13/2023
Daikin Comfort Technologies Manufacturing, L.P. | Daikin | DPSA040A2BSASB0B02500*G |  | Voluntarily Certified | ACAirCoolAllPhase&gt;=240k&lt; | False | False |  |  |  |  | 11 |  | 14.6 | 13 | [6 empty] | 435000 | Heating Other Than Electric Re | 08/29/2023 |  | 11/13/2023
Daikin Comfort Technologies Manufacturing, L.P. | Daikin | DPSA040A2BSASB0B02560*G |  | Voluntarily Certified | ACAirCoolAllPhase&gt;=240k&lt; | False | False |  |  |  |  | 11 |  | 14.6 | 13 | [6 empty] | 435000 | Heating Other Than Electric Re | 08/29/2023 |  | 11/13/2023
Daikin Comfort Technologies Manufacturing, L.P. | Daikin | DPSA040A2BSASB0B02630*G |  | Voluntarily Certified | ACAirCoolAllPhase&gt;=240k&lt; | False | False |  |  |  |  | 11 |  | 14.6 | 13 | [6 empty] | 435000 | Heating Other Than Electric Re | 08/29/2023 |  | 11/13/2023
Daikin Comfort Technologies Manufacturing, L.P. | Daikin | DPSA040A2BSASB0B04355*G |  | Voluntarily Certified | ACAirCoolAllPhase&gt;=240k&lt; | False | False |  |  |  |  | 11 |  | 14.6 | 13 | [6 empty] | 435000 | Heating Other Than Electric Re | 08/29/2023 |  | 11/13/2023
Daikin Comfort Technologies Manufacturing, L.P. | Daikin | DPSA040A2BSASB0B04450*G |  | Voluntarily Certified | ACAirCoolAllPhase&gt;=240k&lt; | False | False |  |  |  |  | 11 |  | 14.6 | 13 | [6 empty] | 435000 | Heating Other Than Electric Re | 08/29/2023 |  | 11/13/2023
Daikin Comfort Technologies Manufacturing, L.P. | Daikin | DPSA040A2BSASB0B04500*G |  | Voluntarily Certified | ACAirCoolAllPhase&gt;=240k&lt; | False | False |  |  |  |  | 11 |  | 14.6 | 13 | [6 empty] | 435000 | Heating Other Than Electric Re | 08/29/2023 |  | 11/13/2023
Daikin Comfort Technologies Manufacturing, L.P. | Daikin | DPSA040A2BSASB0B04560*G |  | Voluntarily Certified | ACAirCoolAllPhase&gt;=240k&lt; | False | False |  |  |  |  | 11 |  | 14.6 | 13 | [6 empty] | 435000 | Heating Other Than Electric Re | 08/29/2023 |  | 11/13/2023
Daikin Comfort Technologies Manufacturing, L.P. | Daikin | DPSA040A2BSBS*0B02450*G |  | Voluntarily Certified | ACAirCoolAllPhase&gt;=240k&lt; | False | False |  |  |  |  | 11 |  | 14.6 | 13 | [6 empty] | 435000 | Heating Other Than Electric Re | 08/29/2023 |  | 11/13/2023
Daikin Comfort Technologies Manufacturing, L.P. | Daikin | DPSA040A2BSBS*0B02500*G |  | Voluntarily Certified | ACAirCoolAllPhase&gt;=240k&lt; | False | False |  |  |  |  | 11 |  | 14.6 | 13 | [6 empty] | 435000 | Heating Other Than Electric Re | 08/29/2023 |  | 11/13/2023
Daikin Comfort Technologies Manufacturing, L.P. | Daikin | DPSA040A2BSBS*0B02560*G |  | Voluntarily Certified | ACAirCoolAllPhase&gt;=240k&lt; | False | False |  |  |  |  | 11 |  | 14.6 | 13 | [6 empty] | 435000 | Heating Other Than Electric Re | 08/29/2023 |  | 11/13/2023
Daikin Comfort Technologies Manufacturing, L.P. | Daikin | DPSA040A2BSBS*0B02630*G |  | Voluntarily Certified | ACAirCoolAllPhase&gt;=240k&lt; | False | False |  |  |  |  | 11 |  | 14.6 | 13 | [6 empty] | 435000 | Heating Other Than Electric Re | 08/29/2023 |  | 11/13/2023
Daikin Comfort Technologies Manufacturing, L.P. | Daikin | DPSA040A2BSBS*0B04355*G |  | Voluntarily Certified | ACAirCoolAllPhase&gt;=240k&lt; | False | False |  |  |  |  | 11 |  | 14.6 | 13 | [6 empty] | 435000 | Heating Other Than Electric Re | 08/29/2023 |  | 11/13/2023
Daikin Comfort Technologies Manufacturing, L.P. | Daikin | DPSA040A2BSBS*0B04450*G |  | Voluntarily Certified | ACAirCoolAllPhase&gt;=240k&lt; | False | False |  |  |  |  | 11 |  | 14.6 | 13 | [6 empty] | 435000 | Heating Other Than Electric Re | 08/29/2023 |  | 11/13/2023
Daikin Comfort Technologies Manufacturing, L.P. | Daikin | DPSA040A2BSBS*0B04500*G |  | Voluntarily Certified | ACAirCoolAllPhase&gt;=240k&lt; | False | False |  |  |  |  | 11 |  | 14.6 | 13 | [6 empty] | 435000 | Heating Other Than Electric Re | 08/29/2023 |  | 11/13/2023
Daikin Comfort Technologies Manufacturing, L.P. | Daikin | DPSA040A2BSBS*0B04560*G |  | Voluntarily Certified | ACAirCoolAllPhase&gt;=240k&lt; | False | False |  |  |  |  | 11 |  | 14.6 | 13 | [6 empty] | 435000 | Heating Other Than Electric Re | 08/29/2023 |  | 11/13/2023
Daikin Comfort Technologies Manufacturing, L.P. | Daikin | DPSA040A2BSBSA0B02450*G |  | Voluntarily Certified | ACAirCoolAllPhase&gt;=240k&lt; | False | False |  |  |  |  | 11 |  | 14.6 | 13 | [6 empty] | 435000 | Heating Other Than Electric Re | 08/29/2023 |  | 11/13/2023
Daikin Comfort Technologies Manufacturing, L.P. | Daikin | DPSA040A2BSBSA0B02500*G |  | Voluntarily Certified | ACAirCoolAllPhase&gt;=240k&lt; | False | False |  |  |  |  | 11 |  | 14.6 | 13 | [6 empty] | 435000 | Heating Other Than Electric Re | 08/29/2023 |  | 11/13/2023
Daikin Comfort Technologies Manufacturing, L.P. | Daikin | DPSA040A2BSBSA0B02560*G |  | Voluntarily Certified | ACAirCoolAllPhase&gt;=240k&lt; | False | False |  |  |  |  | 11 |  | 14.6 | 13 | [6 empty] | 435000 | Heating Other Than Electric Re | 08/29/2023 |  | 11/13/2023
Daikin Comfort Technologies Manufacturing, L.P. | Daikin | DPSA040A2BSBSA0B02630*G |  | Voluntarily Certified | ACAirCoolAllPhase&gt;=240k&lt; | False | False |  |  |  |  | 11 |  | 14.6 | 13 | [6 empty] | 435000 | Heating Other Than Electric Re | 08/29/2023 |  | 11/13/2023
Daikin Comfort Technologies Manufacturing, L.P. | Daikin | DPSA040A2BSBSA0B04355*G |  | Voluntarily Certified | ACAirCoolAllPhase&gt;=240k&lt; | False | False |  |  |  |  | 11 |  | 14.6 | 13 | [6 empty] | 435000 | Heating Other Than Electric Re | 08/29/2023 |  | 11/13/2023
Daikin Comfort Technologies Manufacturing, L.P. | Daikin | DPSA040A2BSBSA0B04450*G |  | Voluntarily Certified | ACAirCoolAllPhase&gt;=240k&lt; | False | False |  |  |  |  | 11 |  | 14.6 | 13 | [6 empty] | 435000 | Heating Other Than Electric Re | 08/29/2023 |  | 11/13/2023
Daikin Comfort Technologies Manufacturing, L.P. | Daikin | DPSA040A2BSBSA0B04500*G |  | Voluntarily Certified | ACAirCoolAllPhase&gt;=240k&lt; | False | False |  |  |  |  | 11 |  | 14.6 | 13 | [6 empty] | 435000 | Heating Other Than Electric Re | 08/29/2023 |  | 11/13/2023
Daikin Comfort Technologies Manufacturing, L.P. | Daikin | DPSA040A2BSBSA0B04560*G |  | Voluntarily Certified | ACAirCoolAllPhase&gt;=240k&lt; | False | False |  |  |  |  | 11 |  | 14.6 | 13 | [6 empty] | 435000 | Heating Other Than Electric Re | 08/29/2023 |  | 11/13/2023
Daikin Comfort Technologies Manufacturing, L.P. | Daikin | DPSA040A2BSBSB0B02450*G |  | Voluntarily Certified | ACAirCoolAllPhase&gt;=240k&lt; | False | False |  |  |  |  | 11 |  | 14.6 | 13 | [6 empty] | 435000 | Heating Other Than Electric Re | 08/29/2023 |  | 11/13/2023
Daikin Comfort Technologies Manufacturing, L.P. | Daikin | DPSA040A2BSBSB0B02500*G |  | Voluntarily Certified | ACAirCoolAllPhase&gt;=240k&lt; | False | False |  |  |  |  | 11 |  | 14.6 | 13 | [6 empty] | 435000 | Heating Other Than Electric Re | 08/29/2023 |  | 11/13/2023
Daikin Comfort Technologies Manufacturing, L.P. | Daikin | DPSA040A2BSBSB0B02560*G |  | Voluntarily Certified | ACAirCoolAllPhase&gt;=240k&lt; | False | False |  |  |  |  | 11 |  | 14.6 | 13 | [6 empty] | 435000 | Heating Other Than Electric Re | 08/29/2023 |  | 11/13/2023
Daikin Comfort Technologies Manufacturing, L.P. | Daikin | DPSA040A2BSBSB0B02630*G |  | Voluntarily Certified | ACAirCoolAllPhase&gt;=240k&lt; | False | False |  |  |  |  | 11 |  | 14.6 | 13 | [6 empty] | 435000 | Heating Other Than Electric Re | 08/29/2023 |  | 11/13/2023
Daikin Comfort Technologies Manufacturing, L.P. | Daikin | DPSA040A2BSBSB0B04355*G |  | Voluntarily Certified | ACAirCoolAllPhase&gt;=240k&lt; | False | False |  |  |  |  | 11 |  | 14.6 | 13 | [6 empty] | 435000 | Heating Other Than Electric Re | 08/29/2023 |  | 11/13/2023
Daikin Comfort Technologies Manufacturing, L.P. | Daikin | DPSA040A2BSBSB0B04450*G |  | Voluntarily Certified | ACAirCoolAllPhase&gt;=240k&lt; | False | False |  |  |  |  | 11 |  | 14.6 | 13 | [6 empty] | 435000 | Heating Other Than Electric Re | 08/29/2023 |  | 11/13/2023
Daikin Comfort Technologies Manufacturing, L.P. | Daikin | DPSA040A2BSBSB0B04500*G |  | Voluntarily Certified | ACAirCoolAllPhase&gt;=240k&lt; | False | False |  |  |  |  | 11 |  | 14.6 | 13 | [6 empty] | 435000 | Heating Other Than Electric Re | 08/29/2023 |  | 11/13/2023
Daikin Comfort Technologies Manufacturing, L.P. | Daikin | DPSA040A2BSBSB0B04560*G |  | Voluntarily Certified | ACAirCoolAllPhase&gt;=240k&lt; | False | False |  |  |  |  | 11 |  | 14.6 | 13 | [6 empty] | 435000 | Heating Other Than Electric Re | 08/29/2023 |  | 11/13/2023
Daikin Comfort Technologies Manufacturing, L.P. | Daikin | DPSA040A2BSCS*0B02450*G |  | Voluntarily Certified | ACAirCoolAllPhase&gt;=240k&lt; | False | False |  |  |  |  | 11 |  | 14.6 | 13 | [6 empty] | 435000 | Heating Other Than Electric Re | 08/29/2023 |  | 11/13/2023
Daikin Comfort Technologies Manufacturing, L.P. | Daikin | DPSA040A2BSCS*0B02500*G |  | Voluntarily Certified | ACAirCoolAllPhase&gt;=240k&lt; | False | False |  |  |  |  | 11 |  | 14.6 | 13 | [6 empty] | 435000 | Heating Other Than Electric Re | 08/29/2023 |  | 11/13/2023
Daikin Comfort Technologies Manufacturing, L.P. | Daikin | DPSA040A2BSCS*0B02560*G |  | Voluntarily Certified | ACAirCoolAllPhase&gt;=240k&lt; | False | False |  |  |  |  | 11 |  | 14.6 | 13 | [6 empty] | 435000 | Heating Other Than Electric Re | 08/29/2023 |  | 11/13/2023
Daikin Comfort Technologies Manufacturing, L.P. | Daikin | DPSA040A2BSCS*0B02630*G |  | Voluntarily Certified | ACAirCoolAllPhase&gt;=240k&lt; | False | False |  |  |  |  | 11 |  | 14.6 | 13 | [6 empty] | 435000 | Heating Other Than Electric Re | 08/29/2023 |  | 11/13/2023
Daikin Comfort Technologies Manufacturing, L.P. | Daikin | DPSA040A2BSCS*0B04355*G |  | Voluntarily Certified | ACAirCoolAllPhase&gt;=240k&lt; | False | False |  |  |  |  | 11 |  | 14.6 | 13 | [6 empty] | 435000 | Heating Other Than Electric Re | 08/29/2023 |  | 11/13/2023
Daikin Comfort Technologies Manufacturing, L.P. | Daikin | DPSA040A2BSCS*0B04450*G |  | Voluntarily Certified | ACAirCoolAllPhase&gt;=240k&lt; | False | False |  |  |  |  | 11 |  | 14.6 | 13 | [6 empty] | 435000 | Heating Other Than Electric Re | 08/29/2023 |  | 11/13/2023
Daikin Comfort Technologies Manufacturing, L.P. | Daikin | DPSA040A2BSCS*0B04500*G |  | Voluntarily Certified | ACAirCoolAllPhase&gt;=240k&lt; | False | False |  |  |  |  | 11 |  | 14.6 | 13 | [6 empty] | 435000 | Heating Other Than Electric Re | 08/29/2023 |  | 11/13/2023
Daikin Comfort Technologies Manufacturing, L.P. | Daikin | DPSA040A2BSCS*0B04560*G |  | Voluntarily Certified | ACAirCoolAllPhase&gt;=240k&lt; | False | False |  |  |  |  | 11 |  | 14.6 | 13 | [6 empty] | 435000 | Heating Other Than Electric Re | 08/29/2023 |  | 11/13/2023
Daikin Comfort Technologies Manufacturing, L.P. | Daikin | DPSA040A2BSCSA0B02450*G |  | Voluntarily Certified | ACAirCoolAllPhase&gt;=240k&lt; | False | False |  |  |  |  | 11 |  | 14.6 | 13 | [6 empty] | 435000 | Heating Other Than Electric Re | 08/29/2023 |  | 11/13/2023
Daikin Comfort Technologies Manufacturing, L.P. | Daikin | DPSA040A2BSCSA0B02500*G |  | Voluntarily Certified | ACAirCoolAllPhase&gt;=240k&lt; | False | False |  |  |  |  | 11 |  | 14.6 | 13 | [6 empty] | 435000 | Heating Other Than Electric Re | 08/29/2023 |  | 11/13/2023
Daikin Comfort Technologies Manufacturing, L.P. | Daikin | DPSA040A2BSCSA0B02560*G |  | Voluntarily Certified | ACAirCoolAllPhase&gt;=240k&lt; | False | False |  |  |  |  | 11 |  | 14.6 | 13 | [6 empty] | 435000 | Heating Other Than Electric Re | 08/29/2023 |  | 11/13/2023
Daikin Comfort Technologies Manufacturing, L.P. | Daikin | DPSA040A2BSCSA0B02630*G |  | Voluntarily Certified | ACAirCoolAllPhase&gt;=240k&lt; | False | False |  |  |  |  | 11 |  | 14.6 | 13 | [6 empty] | 435000 | Heating Other Than Electric Re | 08/29/2023 |  | 11/13/2023
Daikin Comfort Technologies Manufacturing, L.P. | Daikin | DPSA040A2BSCSA0B04355*G |  | Voluntarily Certified | ACAirCoolAllPhase&gt;=240k&lt; | False | False |  |  |  |  | 11 |  | 14.6 | 13 | [6 empty] | 435000 | Heating Other Than Electric Re | 08/29/2023 |  | 11/13/2023
Daikin Comfort Technologies Manufacturing, L.P. | Daikin | DPSA040A2BSCSA0B04450*G |  | Voluntarily Certified | ACAirCoolAllPhase&gt;=240k&lt; | False | False |  |  |  |  | 11 |  | 14.6 | 13 | [6 empty] | 435000 | Heating Other Than Electric Re | 08/29/2023 |  | 11/13/2023
Daikin Comfort Technologies Manufacturing, L.P. | Daikin | DPSA040A2BSCSA0B04500*G |  | Voluntarily Certified | ACAirCoolAllPhase&gt;=240k&lt; | False | False |  |  |  |  | 11 |  | 14.6 | 13 | [6 empty] | 435000 | Heating Other Than Electric Re | 08/29/2023 |  | 11/13/2023
Daikin Comfort Technologies Manufacturing, L.P. | Daikin | DPSA040A2BSCSA0B04560*G |  | Voluntarily Certified | ACAirCoolAllPhase&gt;=240k&lt; | False | False |  |  |  |  | 11 |  | 14.6 | 13 | [6 empty] | 435000 | Heating Other Than Electric Re | 08/29/2023 |  | 11/13/2023
Daikin Comfort Technologies Manufacturing, L.P. | Daikin | DPSA040A2BSCSB0B02450*G |  | Voluntarily Certified | ACAirCoolAllPhase&gt;=240k&lt; | False | False |  |  |  |  | 11 |  | 14.6 | 13 | [6 empty] | 435000 | Heating Other Than Electric Re | 08/29/2023 |  | 11/13/2023
Daikin Comfort Technologies Manufacturing, L.P. | Daikin | DPSA040A2BSCSB0B02500*G |  | Voluntarily Certified | ACAirCoolAllPhase&gt;=240k&lt; | False | False |  |  |  |  | 11 |  | 14.6 | 13 | [6 empty] | 435000 | Heating Other Than Electric Re | 08/29/2023 |  | 11/13/2023
Daikin Comfort Technologies Manufacturing, L.P. | Daikin | DPSA040A2BSCSB0B02560*G |  | Voluntarily Certified | ACAirCoolAllPhase&gt;=240k&lt; | False | False |  |  |  |  | 11 |  | 14.6 | 13 | [6 empty] | 435000 | Heating Other Than Electric Re | 08/29/2023 |  | 11/13/2023
Daikin Comfort Technologies Manufacturing, L.P. | Daikin | DPSA040A2BSCSB0B02630*G |  | Voluntarily Certified | ACAirCoolAllPhase&gt;=240k&lt; | False | False |  |  |  |  | 11 |  | 14.6 | 13 | [6 empty] | 435000 | Heating Other Than Electric Re | 08/29/2023 |  | 11/13/2023
Daikin Comfort Technologies Manufacturing, L.P. | Daikin | DPSA040A2BSCSB0B04355*G |  | Voluntarily Certified | ACAirCoolAllPhase&gt;=240k&lt; | False | False |  |  |  |  | 11 |  | 14.6 | 13 | [6 empty] | 435000 | Heating Other Than Electric Re | 08/29/2023 |  | 11/13/2023
Daikin Comfort Technologies Manufacturing, L.P. | Daikin | DPSA040A2BSCSB0B04450*G |  | Voluntarily Certified | ACAirCoolAllPhase&gt;=240k&lt; | False | False |  |  |  |  | 11 |  | 14.6 | 13 | [6 empty] | 435000 | Heating Other Than Electric Re | 08/29/2023 |  | 11/13/2023
Daikin Comfort Technologies Manufacturing, L.P. | Daikin | DPSA040A2BSCSB0B04500*G |  | Voluntarily Certified | ACAirCoolAllPhase&gt;=240k&lt; | False | False |  |  |  |  | 11 |  | 14.6 | 13 | [6 empty] | 435000 | Heating Other Than Electric Re | 08/29/2023 |  | 11/13/2023
Daikin Comfort Technologies Manufacturing, L.P. | Daikin | DPSA040A2BSCSB0B04560*G |  | Voluntarily Certified | ACAirCoolAllPhase&gt;=240k&lt; | False | False |  |  |  |  | 11 |  | 14.6 | 13 | [6 empty] | 435000 | Heating Other Than Electric Re | 08/29/2023 |  | 11/13/2023
Daikin Comfort Technologies Manufacturing, L.P. | Daikin | DPSA040A2BSDS*0B02450*G |  | Voluntarily Certified | ACAirCoolAllPhase&gt;=240k&lt; | False | False |  |  |  |  | 11 |  | 14.6 | 13 | [6 empty] | 435000 | Heating Other Than Electric Re | 08/29/2023 |  | 11/13/2023
Daikin Comfort Technologies Manufacturing, L.P. | Daikin | DPSA040A2BSDS*0B02500*G |  | Voluntarily Certified | ACAirCoolAllPhase&gt;=240k&lt; | False | False |  |  |  |  | 11 |  | 14.6 | 13 | [6 empty] | 435000 | Heating Other Than Electric Re | 08/29/2023 |  | 11/13/2023
Daikin Comfort Technologies Manufacturing, L.P. | Daikin | DPSA040A2BSDS*0B02560*G |  | Voluntarily Certified | ACAirCoolAllPhase&gt;=240k&lt; | False | False |  |  |  |  | 11 |  | 14.6 | 13 | [6 empty] | 435000 | Heating Other Than Electric Re | 08/29/2023 |  | 11/13/2023
Daikin Comfort Technologies Manufacturing, L.P. | Daikin | DPSA040A2BSDS*0B02630*G |  | Voluntarily Certified | ACAirCoolAllPhase&gt;=240k&lt; | False | False |  |  |  |  | 11 |  | 14.6 | 13 | [6 empty] | 435000 | Heating Other Than Electric Re | 08/29/2023 |  | 11/13/2023
Daikin Comfort Technologies Manufacturing, L.P. | Daikin | DPSA040A2BSDS*0B04355*G |  | Voluntarily Certified | ACAirCoolAllPhase&gt;=240k&lt; | False | False |  |  |  |  | 11 |  | 14.6 | 13 | [6 empty] | 435000 | Heating Other Than Electric Re | 08/29/2023 |  | 11/13/2023
Daikin Comfort Technologies Manufacturing, L.P. | Daikin | DPSA040A2BSDS*0B04450*G |  | Voluntarily Certified | ACAirCoolAllPhase&gt;=240k&lt; | False | False |  |  |  |  | 11 |  | 14.6 | 13 | [6 empty] | 435000 | Heating Other Than Electric Re | 08/29/2023 |  | 11/13/2023
Daikin Comfort Technologies Manufacturing, L.P. | Daikin | DPSA040A2BSDS*0B04500*G |  | Voluntarily Certified | ACAirCoolAllPhase&gt;=240k&lt; | False | False |  |  |  |  | 11 |  | 14.6 | 13 | [6 empty] | 435000 | Heating Other Than Electric Re | 08/29/2023 |  | 11/13/2023
Daikin Comfort Technologies Manufacturing, L.P. | Daikin | DPSA040A2BSDS*0B04560*G |  | Voluntarily Certified | ACAirCoolAllPhase&gt;=240k&lt; | False | False |  |  |  |  | 11 |  | 14.6 | 13 | [6 empty] | 435000 | Heating Other Than Electric Re | 08/29/2023 |  | 11/13/2023
Daikin Comfort Technologies Manufacturing, L.P. | Daikin | DPSA040A2BSDSA0B02450*G |  | Voluntarily Certified | ACAirCoolAllPhase&gt;=240k&lt; | False | False |  |  |  |  | 11 |  | 14.6 | 13 | [6 empty] | 435000 | Heating Other Than Electric Re | 08/29/2023 |  | 11/13/2023
Daikin Comfort Technologies Manufacturing, L.P. | Daikin | DPSA040A2BSDSA0B02500*G |  | Voluntarily Certified | ACAirCoolAllPhase&gt;=240k&lt; | False | False |  |  |  |  | 11 |  | 14.6 | 13 | [6 empty] | 435000 | Heating Other Than Electric Re | 08/29/2023 |  | 11/13/2023
Daikin Comfort Technologies Manufacturing, L.P. | Daikin | DPSA040A2BSDSA0B02560*G |  | Voluntarily Certified | ACAirCoolAllPhase&gt;=240k&lt; | False | False |  |  |  |  | 11 |  | 14.6 | 13 | [6 empty] | 435000 | Heating Other Than Electric Re | 08/29/2023 |  | 11/13/2023
Daikin Comfort Technologies Manufacturing, L.P. | Daikin | DPSA040A2BSDSA0B02630*G |  | Voluntarily Certified | ACAirCoolAllPhase&gt;=240k&lt; | False | False |  |  |  |  | 11 |  | 14.6 | 13 | [6 empty] | 435000 | Heating Other Than Electric Re | 08/29/2023 |  | 11/13/2023
Daikin Comfort Technologies Manufacturing, L.P. | Daikin | DPSA040A2BSDSA0B04355*G |  | Voluntarily Certified | ACAirCoolAllPhase&gt;=240k&lt; | False | False |  |  |  |  | 11 |  | 14.6 | 13 | [6 empty] | 435000 | Heating Other Than Electric Re | 08/29/2023 |  | 11/13/2023
Daikin Comfort Technologies Manufacturing, L.P. | Daikin | DPSA040A2BSDSA0B04450*G |  | Voluntarily Certified | ACAirCoolAllPhase&gt;=240k&lt; | False | False |  |  |  |  | 11 |  | 14.6 | 13 | [6 empty] | 435000 | Heating Other Than Electric Re | 08/29/2023 |  | 11/13/2023
Daikin Comfort Technologies Manufacturing, L.P. | Daikin | DPSA040A2BSDSA0B04500*G |  | Voluntarily Certified | ACAirCoolAllPhase&gt;=240k&lt; | False | False |  |  |  |  | 11 |  | 14.6 | 13 | [6 empty] | 435000 | Heating Other Than Electric Re | 08/29/2023 |  | 11/13/2023
Daikin Comfort Technologies Manufacturing, L.P. | Daikin | DPSA040A2BSDSA0B04560*G |  | Voluntarily Certified | ACAirCoolAllPhase&gt;=240k&lt; | False | False |  |  |  |  | 11 |  | 14.6 | 13 | [6 empty] | 435000 | Heating Other Than Electric Re | 08/29/2023 |  | 11/13/2023
Daikin Comfort Technologies Manufacturing, L.P. | Daikin | DPSA040A2BSDSB0B02450*G |  | Voluntarily Certified | ACAirCoolAllPhase&gt;=240k&lt; | False | False |  |  |  |  | 11 |  | 14.6 | 13 | [6 empty] | 435000 | Heating Other Than Electric Re | 08/29/2023 |  | 11/13/2023
Daikin Comfort Technologies Manufacturing, L.P. | Daikin | DPSA040A2BSDSB0B02500*G |  | Voluntarily Certified | ACAirCoolAllPhase&gt;=240k&lt; | False | False |  |  |  |  | 11 |  | 14.6 | 13 | [6 empty] | 435000 | Heating Other Than Electric Re | 08/29/2023 |  | 11/13/2023
Daikin Comfort Technologies Manufacturing, L.P. | Daikin | DPSA040A2BSDSB0B02560*G |  | Voluntarily Certified | ACAirCoolAllPhase&gt;=240k&lt; | False | False |  |  |  |  | 11 |  | 14.6 | 13 | [6 empty] | 435000 | Heating Other Than Electric Re | 08/29/2023 |  | 11/13/2023
Daikin Comfort Technologies Manufacturing, L.P. | Daikin | DPSA040A2BSDSB0B02630*G |  | Voluntarily Certified | ACAirCoolAllPhase&gt;=240k&lt; | False | False |  |  |  |  | 11 |  | 14.6 | 13 | [6 empty] | 435000 | Heating Other Than Electric Re | 08/29/2023 |  | 11/13/2023
Daikin Comfort Technologies Manufacturing, L.P. | Daikin | DPSA040A2BSDSB0B04355*G |  | Voluntarily Certified | ACAirCoolAllPhase&gt;=240k&lt; | False | False |  |  |  |  | 11 |  | 14.6 | 13 | [6 empty] | 435000 | Heating Other Than Electric Re | 08/29/2023 |  | 11/13/2023
Daikin Comfort Technologies Manufacturing, L.P. | Daikin | DPSA040A2BSDSB0B04450*G |  | Voluntarily Certified | ACAirCoolAllPhase&gt;=240k&lt; | False | False |  |  |  |  | 11 |  | 14.6 | 13 | [6 empty] | 435000 | Heating Other Than Electric Re | 08/29/2023 |  | 11/13/2023
Daikin Comfort Technologies Manufacturing, L.P. | Daikin | DPSA040A2BSDSB0B04500*G |  | Voluntarily Certified | ACAirCoolAllPhase&gt;=240k&lt; | False | False |  |  |  |  | 11 |  | 14.6 | 13 | [6 empty] | 435000 | Heating Other Than Electric Re | 08/29/2023 |  | 11/13/2023
Daikin Comfort Technologies Manufacturing, L.P. | Daikin | DPSA040A2BSDSB0B04560*G |  | Voluntarily Certified | ACAirCoolAllPhase&gt;=240k&lt; | False | False |  |  |  |  | 11 |  | 14.6 | 13 | [6 empty] | 435000 | Heating Other Than Electric Re | 08/29/2023 |  | 11/13/2023
Daikin Comfort Technologies Manufacturing, L.P. | Daikin | MPS040FG**V-A |  | Voluntarily Certified | ACAirCoolAllPhase&gt;=240k&lt; | False | False |  |  |  |  | 10.1 |  | 13 | 13 | [6 empty] | 440000 | Heating Other Than Electric Re | 08/29/2023 |  | 11/13/2023
Daikin Comfort Technologies Manufacturing, L.P. | Daikin | MPS040FG**VV-A |  | Voluntarily Certified | ACAirCoolAllPhase&gt;=240k&lt; | False | False |  |  |  |  | 9.8 |  | 13.4 | 13 | [6 empty] | 440000 | Heating Other Than Electric Re | 08/29/2023 |  | 11/13/2023
Daikin Comfort Technologies Manufacturing, L.P. | Daikin | RPS042DLA-S-5 |  | Voluntarily Certified | ACAirCoolAllPhase&gt;=240k&lt; | False | False |  |  |  |  | 10 |  | 13.4 | 13 | [6 empty] | 440000 | Heating Other Than Electric Re | 08/29/2023 |  | 11/13/2023
Daikin Comfort Technologies Manufacturing, L.P. | Daikin | RPS042DLA-S-6 |  | Voluntarily Certified | ACAirCoolAllPhase&gt;=240k&lt; | False | False |  |  |  |  | 10.1 |  | 13.5 | 13 | [6 empty] | 445000 | Heating Other Than Electric Re | 08/29/2023 |  | 11/13/2023
Daikin Comfort Technologies Manufacturing, L.P. | Daikin | MPS040FG**V-B |  | Voluntarily Certified | ACAirCoolAllPhase&gt;=240k&lt; | False | False |  |  |  |  | 10.2 |  | 13 | 13 | [6 empty] | 450000 | Heating Other Than Electric Re | 08/29/2023 |  | 11/13/2023
Daikin Comfort Technologies Manufacturing, L.P. | Daikin | MPS040FG**VV-B |  | Voluntarily Certified | ACAirCoolAllPhase&gt;=240k&lt; | False | False |  |  |  |  | 10 |  | 13.4 | 13 | [6 empty] | 450000 | Heating Other Than Electric Re | 08/29/2023 |  | 11/13/2023
Daikin Comfort Technologies Manufacturing, L.P. | Daikin | RPS042DLA-6-S-303497-400 |  | Voluntarily Certified | ACAirCoolAllPhase&gt;=240k&lt; | False | False |  |  |  |  | 10.2 |  | 13.6 | 13 | [6 empty] | 455000 | Heating Other Than Electric Re | 08/29/2023 |  | 11/13/2023
Daikin Comfort Technologies Manufacturing, L.P. | Daikin | DPSA040A*BSBS*0B02560*G |  | Voluntarily Certified | ACAirCoolAllPhase&gt;=240k&lt; | False | False |  |  |  |  | 11.2 |  | 16 | 13 | [6 empty] | 460000 | Heating Other Than Electric Re | 08/29/2023 |  | 11/13/2023
Daikin Comfort Technologies Manufacturing, L.P. | Daikin | DPSA040A*BSBS*0B02630*G |  | Voluntarily Certified | ACAirCoolAllPhase&gt;=240k&lt; | False | False |  |  |  |  | 11.2 |  | 16 | 13 | [6 empty] | 460000 | Heating Other Than Electric Re | 08/29/2023 |  | 11/13/2023
Daikin Comfort Technologies Manufacturing, L.P. | Daikin | RPS045DSA-6-S-294668-100 |  | Voluntarily Certified | ACAirCoolAllPhase&gt;=240k&lt; | False | False |  |  |  |  | 11 |  | 14.9 | 13 | [6 empty] | 460000 | Heating Other Than Electric Re | 08/29/2023 |  | 11/13/2023
Daikin Comfort Technologies Manufacturing, L.P. | Daikin | RPS045DSA-2-V-4 |  | Voluntarily Certified | ACAirCoolAllPhase&gt;=240k&lt; | False | False |  |  |  |  | 10.1 |  | 14.7 | 13 | [6 empty] | 485000 | Heating Other Than Electric Re | 08/29/2023 |  | 11/13/2023
Daikin Comfort Technologies Manufacturing, L.P. | Daikin | RPS045DSA-2-V-4-0 |  | Voluntarily Certified | ACAirCoolAllPhase&gt;=240k&lt; | False | False |  |  |  |  | 10 |  | 14.6 | 13 | [6 empty] | 485000 | Heating Other Than Electric Re | 08/29/2023 |  | 11/13/2023
Daikin Comfort Technologies Manufacturing, L.P. | Daikin | DPSA050A2BSCS*0B02560*G |  | Voluntarily Certified | ACAirCoolAllPhase&gt;=240k&lt; | False | False |  |  |  |  | 10 |  | 13.6 | 13 | [6 empty] | 490000 | Heating Other Than Electric Re | 08/29/2023 |  | 11/13/2023
Daikin Comfort Technologies Manufacturing, L.P. | Daikin | DPSA050A2BSCS*0B02630*G |  | Voluntarily Certified | ACAirCoolAllPhase&gt;=240k&lt; | False | False |  |  |  |  | 10 |  | 13.6 | 13 | [6 empty] | 490000 | Heating Other Than Electric Re | 08/29/2023 |  | 11/13/2023
Daikin Comfort Technologies Manufacturing, L.P. | Daikin | DPSA050A2BSCS*0B04500*G |  | Voluntarily Certified | ACAirCoolAllPhase&gt;=240k&lt; | False | False |  |  |  |  | 10.1 |  | 13.7 | 13 | [6 empty] | 490000 | Heating Other Than Electric Re | 08/29/2023 |  | 11/13/2023
Daikin Comfort Technologies Manufacturing, L.P. | Daikin | DPSA050A2BSCS*0B04560*G |  | Voluntarily Certified | ACAirCoolAllPhase&gt;=240k&lt; | False | False |  |  |  |  | 10 |  | 13.6 | 13 | [6 empty] | 490000 | Heating Other Than Electric Re | 08/29/2023 |  | 11/13/2023
Daikin Comfort Technologies Manufacturing, L.P. | Daikin | DPSA050A2BSCSA0B02560*G |  | Voluntarily Certified | ACAirCoolAllPhase&gt;=240k&lt; | False | False |  |  |  |  | 10 |  | 13.5 | 13 | [6 empty] | 490000 | Heating Other Than Electric Re | 08/29/2023 |  | 11/13/2023
Daikin Comfort Technologies Manufacturing, L.P. | Daikin | DPSA050A2BSCSA0B02630*G |  | Voluntarily Certified | ACAirCoolAllPhase&gt;=240k&lt; | False | False |  |  |  |  | 10 |  | 13.5 | 13 | [6 empty] | 490000 | Heating Other Than Electric Re | 08/29/2023 |  | 11/13/2023
Daikin Comfort Technologies Manufacturing, L.P. | Daikin | DPSA050A2BSCSA0B04500*G |  | Voluntarily Certified | ACAirCoolAllPhase&gt;=240k&lt; | False | False |  |  |  |  | 10.1 |  | 13.5 | 13 | [6 empty] | 490000 | Heating Other Than Electric Re | 08/29/2023 |  | 11/13/2023
Daikin Comfort Technologies Manufacturing, L.P. | Daikin | DPSA050A2BSCSA0B04560*G |  | Voluntarily Certified | ACAirCoolAllPhase&gt;=240k&lt; | False | False |  |  |  |  | 10 |  | 13.5 | 13 | [6 empty] | 490000 | Heating Other Than Electric Re | 08/29/2023 |  | 11/13/2023
Daikin Comfort Technologies Manufacturing, L.P. | Daikin | DPSA050A2BSCSB0B02560*G |  | Voluntarily Certified | ACAirCoolAllPhase&gt;=240k&lt; | False | False |  |  |  |  | 10 |  | 13.5 | 13 | [6 empty] | 490000 | Heating Other Than Electric Re | 08/29/2023 |  | 11/13/2023
Daikin Comfort Technologies Manufacturing, L.P. | Daikin | DPSA050A2BSCSB0B02630*G |  | Voluntarily Certified | ACAirCoolAllPhase&gt;=240k&lt; | False | False |  |  |  |  | 10 |  | 13.5 | 13 | [6 empty] | 490000 | Heating Other Than Electric Re | 08/29/2023 |  | 11/13/2023
Daikin Comfort Technologies Manufacturing, L.P. | Daikin | DPSA050A2BSCSB0B04500*G |  | Voluntarily Certified | ACAirCoolAllPhase&gt;=240k&lt; | False | False |  |  |  |  | 10.1 |  | 13.5 | 13 | [6 empty] | 490000 | Heating Other Than Electric Re | 08/29/2023 |  | 11/13/2023
Daikin Comfort Technologies Manufacturing, L.P. | Daikin | DPSA050A2BSCSB0B04560*G |  | Voluntarily Certified | ACAirCoolAllPhase&gt;=240k&lt; | False | False |  |  |  |  | 10 |  | 13.5 | 13 | [6 empty] | 490000 | Heating Other Than Electric Re | 08/29/2023 |  | 11/13/2023
Daikin Comfort Technologies Manufacturing, L.P. | Daikin | RPS045DSA245747-00100 |  | Voluntarily Certified | ACAirCoolAllPhase&gt;=240k&lt; | False | False |  |  |  |  | 10.6 |  | 14.5 | 13 | [6 empty] | 490000 | Heating Other Than Electric Re | 08/29/2023 |  | 11/13/2023
Daikin Comfort Technologies Manufacturing, L.P. | Daikin | RPS045DSA-4-V-4 |  | Voluntarily Certified | ACAirCoolAllPhase&gt;=240k&lt; | False | False |  |  |  |  | 10.2 |  | 14.8 | 13 | [6 empty] | 490000 | Heating Other Than Electric Re | 08/29/2023 |  | 11/13/2023
Daikin Comfort Technologies Manufacturing, L.P. | Daikin | RPS045DSA-4-V-4-0 |  | Voluntarily Certified | ACAirCoolAllPhase&gt;=240k&lt; | False | False |  |  |  |  | 10.1 |  | 14.7 | 13 | [6 empty] | 490000 | Heating Other Than Electric Re | 08/29/2023 |  | 11/13/2023
Daikin Comfort Technologies Manufacturing, L.P. | Daikin | RPS045DSA-S-4 |  | Voluntarily Certified | ACAirCoolAllPhase&gt;=240k&lt; | False | False |  |  |  |  | 10.2 |  | 14.1 | 13 | [6 empty] | 490000 | Heating Other Than Electric Re | 08/29/2023 |  | 11/13/2023
Daikin Comfort Technologies Manufacturing, L.P. | Daikin | RPS045DSA-S-4-0* |  | Voluntarily Certified | ACAirCoolAllPhase&gt;=240k&lt; | False | False |  |  |  |  | 10.1 |  | 14 | 13 | [6 empty] | 490000 | Heating Other Than Electric Re | 08/29/2023 |  | 11/13/2023
Daikin Comfort Technologies Manufacturing, L.P. | Daikin | DPSA050A*BSCS*0B02560*G |  | Voluntarily Certified | ACAirCoolAllPhase&gt;=240k&lt; | False | False |  |  |  |  | 10.1 |  | 14.1 | 13 | [6 empty] | 495000 | Heating Other Than Electric Re | 08/29/2023 |  | 11/13/2023
Daikin Comfort Technologies Manufacturing, L.P. | Daikin | DPSA050A*BSCS*0B02630*G |  | Voluntarily Certified | ACAirCoolAllPhase&gt;=240k&lt; | False | False |  |  |  |  | 10.1 |  | 14.1 | 13 | [6 empty] | 495000 | Heating Other Than Electric Re | 08/29/2023 |  | 11/13/2023
Daikin Comfort Technologies Manufacturing, L.P. | Daikin | DPSA050A*BSCS*0B04450*G |  | Voluntarily Certified | ACAirCoolAllPhase&gt;=240k&lt; | False | False |  |  |  |  | 10 |  | 14 | 13 | [6 empty] | 495000 | Heating Other Than Electric Re | 08/29/2023 |  | 11/13/2023
Daikin Comfort Technologies Manufacturing, L.P. | Daikin | DPSA050A*BSCS*0B04500*G |  | Voluntarily Certified | ACAirCoolAllPhase&gt;=240k&lt; | False | False |  |  |  |  | 10.2 |  | 14.2 | 13 | [6 empty] | 495000 | Heating Other Than Electric Re | 08/29/2023 |  | 11/13/2023
Daikin Comfort Technologies Manufacturing, L.P. | Daikin | DPSA050A*BSCS*0B04560*G |  | Voluntarily Certified | ACAirCoolAllPhase&gt;=240k&lt; | False | False |  |  |  |  | 10.1 |  | 14.1 | 13 | [6 empty] | 495000 | Heating Other Than Electric Re | 08/29/2023 |  | 11/13/2023
Daikin Comfort Technologies Manufacturing, L.P. | Daikin | DPSA050A*BSCSA0B02560*G |  | Voluntarily Certified | ACAirCoolAllPhase&gt;=240k&lt; | False | False |  |  |  |  | 10.2 |  | 13.7 | 13 | [6 empty] | 495000 | Heating Other Than Electric Re | 08/29/2023 |  | 11/13/2023
Daikin Comfort Technologies Manufacturing, L.P. | Daikin | DPSA050A*BSCSA0B02630*G |  | Voluntarily Certified | ACAirCoolAllPhase&gt;=240k&lt; | False | False |  |  |  |  | 10.2 |  | 13.7 | 13 | [6 empty] | 495000 | Heating Other Than Electric Re | 08/29/2023 |  | 11/13/2023
Daikin Comfort Technologies Manufacturing, L.P. | Daikin | DPSA050A*BSCSA0B04450*G |  | Voluntarily Certified | ACAirCoolAllPhase&gt;=240k&lt; | False | False |  |  |  |  | 10 |  | 13.5 | 13 | [6 empty] | 495000 | Heating Other Than Electric Re | 08/29/2023 |  | 11/13/2023
Daikin Comfort Technologies Manufacturing, L.P. | Daikin | DPSA050A*BSCSA0B04500*G |  | Voluntarily Certified | ACAirCoolAllPhase&gt;=240k&lt; | False | False |  |  |  |  | 10.2 |  | 13.7 | 13 | [6 empty] | 495000 | Heating Other Than Electric Re | 08/29/2023 |  | 11/13/2023
Daikin Comfort Technologies Manufacturing, L.P. | Daikin | DPSA050A*BSCSA0B04560*G |  | Voluntarily Certified | ACAirCoolAllPhase&gt;=240k&lt; | False | False |  |  |  |  | 10.2 |  | 13.7 | 13 | [6 empty] | 495000 | Heating Other Than Electric Re | 08/29/2023 |  | 11/13/2023
Daikin Comfort Technologies Manufacturing, L.P. | Daikin | DPSA050A*BSCSB0B02560*G |  | Voluntarily Certified | ACAirCoolAllPhase&gt;=240k&lt; | False | False |  |  |  |  | 10.2 |  | 13.7 | 13 | [6 empty] | 495000 | Heating Other Than Electric Re | 08/29/2023 |  | 11/13/2023
Daikin Comfort Technologies Manufacturing, L.P. | Daikin | DPSA050A*BSCSB0B02630*G |  | Voluntarily Certified | ACAirCoolAllPhase&gt;=240k&lt; | False | False |  |  |  |  | 10.2 |  | 13.7 | 13 | [6 empty] | 495000 | Heating Other Than Electric Re | 08/29/2023 |  | 11/13/2023
Daikin Comfort Technologies Manufacturing, L.P. | Daikin | DPSA050A*BSCSB0B04450*G |  | Voluntarily Certified | ACAirCoolAllPhase&gt;=240k&lt; | False | False |  |  |  |  | 10 |  | 13.5 | 13 | [6 empty] | 495000 | Heating Other Than Electric Re | 08/29/2023 |  | 11/13/2023
Daikin Comfort Technologies Manufacturing, L.P. | Daikin | DPSA050A*BSCSB0B04500*G |  | Voluntarily Certified | ACAirCoolAllPhase&gt;=240k&lt; | False | False |  |  |  |  | 10.2 |  | 13.7 | 13 | [6 empty] | 495000 | Heating Other Than Electric Re | 08/29/2023 |  | 11/13/2023
Daikin Comfort Technologies Manufacturing, L.P. | Daikin | DPSA050A*BSCSB0B04560*G |  | Voluntarily Certified | ACAirCoolAllPhase&gt;=240k&lt; | False | False |  |  |  |  | 10.2 |  | 13.7 | 13 | [6 empty] | 495000 | Heating Other Than Electric Re | 08/29/2023 |  | 11/13/2023
Daikin Comfort Technologies Manufacturing, L.P. | Daikin | RPS 042DSA-S-6-270297-300 |  | Voluntarily Certified | ACAirCoolAllPhase&gt;=240k&lt; | False | False |  |  |  |  | 9.8 |  | 13.3 | 13 | [6 empty] | 495000 | Heating Other Than Electric Re | 08/29/2023 |  | 11/13/2023
Daikin Comfort Technologies Manufacturing, L.P. | Daikin | RPS042DLA244541-00300 |  | Voluntarily Certified | ACAirCoolAllPhase&gt;=240k&lt; | False | False |  |  |  |  | 10.2 |  | 13.6 | 13 | [6 empty] | 495000 | Heating Other Than Electric Re | 08/29/2023 |  | 11/13/2023
Daikin Comfort Technologies Manufacturing, L.P. | Daikin | RPS045DSA-2-V-5 |  | Voluntarily Certified | ACAirCoolAllPhase&gt;=240k&lt; | False | False |  |  |  |  | 10.2 |  | 14.8 | 13 | [6 empty] | 495000 | Heating Other Than Electric Re | 08/29/2023 |  | 11/13/2023
Daikin Comfort Technologies Manufacturing, L.P. | Daikin | RPS045DSA-2-V-5-0 |  | Voluntarily Certified | ACAirCoolAllPhase&gt;=240k&lt; | False | False |  |  |  |  | 10.1 |  | 14.7 | 13 | [6 empty] | 495000 | Heating Other Than Electric Re | 08/29/2023 |  | 11/13/2023
Daikin Comfort Technologies Manufacturing, L.P. | Daikin | DPSA050A*BHAM*0B04560*G |  | Voluntarily Certified | ACAirCoolAllPhase&gt;=240k&lt; | False | False |  |  |  |  | 10 |  | 15.2 | 13 | [6 empty] | 500000 | Heating Other Than Electric Re | 08/29/2023 |  | 11/13/2023
Daikin Comfort Technologies Manufacturing, L.P. | Daikin | DPSA050A2BSAS*0B02560*G |  | Voluntarily Certified | ACAirCoolAllPhase&gt;=240k&lt; | False | False |  |  |  |  | 10.3 |  | 13.8 | 13 | [6 empty] | 500000 | Heating Other Than Electric Re | 08/29/2023 |  | 11/13/2023
Daikin Comfort Technologies Manufacturing, L.P. | Daikin | DPSA050A2BSAS*0B02630*G |  | Voluntarily Certified | ACAirCoolAllPhase&gt;=240k&lt; | False | False |  |  |  |  | 10.3 |  | 13.8 | 13 | [6 empty] | 500000 | Heating Other Than Electric Re | 08/29/2023 |  | 11/13/2023
Daikin Comfort Technologies Manufacturing, L.P. | Daikin | DPSA050A2BSAS*0B04450*G |  | Voluntarily Certified | ACAirCoolAllPhase&gt;=240k&lt; | False | False |  |  |  |  | 10.1 |  | 13.7 | 13 | [6 empty] | 500000 | Heating Other Than Electric Re | 08/29/2023 |  | 11/13/2023
Daikin Comfort Technologies Manufacturing, L.P. | Daikin | DPSA050A2BSAS*0B04500*G |  | Voluntarily Certified | ACAirCoolAllPhase&gt;=240k&lt; | False | False |  |  |  |  | 10.4 |  | 13.9 | 13 | [6 empty] | 500000 | Heating Other Than Electric Re | 08/29/2023 |  | 11/13/2023
Daikin Comfort Technologies Manufacturing, L.P. | Daikin | DPSA050A2BSAS*0B04560*G |  | Voluntarily Certified | ACAirCoolAllPhase&gt;=240k&lt; | False | False |  |  |  |  | 10.3 |  | 13.9 | 13 | [6 empty] | 500000 | Heating Other Than Electric Re | 08/29/2023 |  | 11/13/2023
Daikin Comfort Technologies Manufacturing, L.P. | Daikin | DPSA050A2BSASA0B02560*G |  | Voluntarily Certified | ACAirCoolAllPhase&gt;=240k&lt; | False | False |  |  |  |  | 10.3 |  | 13.7 | 13 | [6 empty] | 500000 | Heating Other Than Electric Re | 08/29/2023 |  | 11/13/2023
Daikin Comfort Technologies Manufacturing, L.P. | Daikin | DPSA050A2BSASA0B02630*G |  | Voluntarily Certified | ACAirCoolAllPhase&gt;=240k&lt; | False | False |  |  |  |  | 10.3 |  | 13.7 | 13 | [6 empty] | 500000 | Heating Other Than Electric Re | 08/29/2023 |  | 11/13/2023
Daikin Comfort Technologies Manufacturing, L.P. | Daikin | DPSA050A2BSASA0B04450*G |  | Voluntarily Certified | ACAirCoolAllPhase&gt;=240k&lt; | False | False |  |  |  |  | 10.2 |  | 13.7 | 13 | [6 empty] | 500000 | Heating Other Than Electric Re | 08/29/2023 |  | 11/13/2023
Daikin Comfort Technologies Manufacturing, L.P. | Daikin | DPSA050A2BSASA0B04500*G |  | Voluntarily Certified | ACAirCoolAllPhase&gt;=240k&lt; | False | False |  |  |  |  | 10.4 |  | 13.7 | 13 | [6 empty] | 500000 | Heating Other Than Electric Re | 08/29/2023 |  | 11/13/2023
Daikin Comfort Technologies Manufacturing, L.P. | Daikin | DPSA050A2BSASA0B04560*G |  | Voluntarily Certified | ACAirCoolAllPhase&gt;=240k&lt; | False | False |  |  |  |  | 10.4 |  | 13.7 | 13 | [6 empty] | 500000 | Heating Other Than Electric Re | 08/29/2023 |  | 11/13/2023
Daikin Comfort Technologies Manufacturing, L.P. | Daikin | DPSA050A2BSASB0B02560*G |  | Voluntarily Certified | ACAirCoolAllPhase&gt;=240k&lt; | False | False |  |  |  |  | 10.3 |  | 13.7 | 13 | [6 empty] | 500000 | Heating Other Than Electric Re | 08/29/2023 |  | 11/13/2023
Daikin Comfort Technologies Manufacturing, L.P. | Daikin | DPSA050A2BSASB0B02630*G |  | Voluntarily Certified | ACAirCoolAllPhase&gt;=240k&lt; | False | False |  |  |  |  | 10.3 |  | 13.7 | 13 | [6 empty] | 500000 | Heating Other Than Electric Re | 08/29/2023 |  | 11/13/2023
Daikin Comfort Technologies Manufacturing, L.P. | Daikin | DPSA050A2BSASB0B04450*G |  | Voluntarily Certified | ACAirCoolAllPhase&gt;=240k&lt; | False | False |  |  |  |  | 10.2 |  | 13.7 | 13 | [6 empty] | 500000 | Heating Other Than Electric Re | 08/29/2023 |  | 11/13/2023
Daikin Comfort Technologies Manufacturing, L.P. | Daikin | DPSA050A2BSASB0B04500*G |  | Voluntarily Certified | ACAirCoolAllPhase&gt;=240k&lt; | False | False |  |  |  |  | 10.4 |  | 13.7 | 13 | [6 empty] | 500000 | Heating Other Than Electric Re | 08/29/2023 |  | 11/13/2023
Daikin Comfort Technologies Manufacturing, L.P. | Daikin | DPSA050A2BSASB0B04560*G |  | Voluntarily Certified | ACAirCoolAllPhase&gt;=240k&lt; | False | False |  |  |  |  | 10.4 |  | 13.7 | 13 | [6 empty] | 500000 | Heating Other Than Electric Re | 08/29/2023 |  | 11/13/2023
Daikin Comfort Technologies Manufacturing, L.P. | Daikin | DPSA050A2BSDS*0B02560*G |  | Voluntarily Certified | ACAirCoolAllPhase&gt;=240k&lt; | False | False |  |  |  |  | 10.1 |  | 13.8 | 13 | [6 empty] | 500000 | Heating Other Than Electric Re | 08/29/2023 |  | 11/13/2023
Daikin Comfort Technologies Manufacturing, L.P. | Daikin | DPSA050A2BSDS*0B02630*G |  | Voluntarily Certified | ACAirCoolAllPhase&gt;=240k&lt; | False | False |  |  |  |  | 10.1 |  | 13.8 | 13 | [6 empty] | 500000 | Heating Other Than Electric Re | 08/29/2023 |  | 11/13/2023
Daikin Comfort Technologies Manufacturing, L.P. | Daikin | DPSA050A2BSDS*0B04450*G |  | Voluntarily Certified | ACAirCoolAllPhase&gt;=240k&lt; | False | False |  |  |  |  | 10 |  | 13.7 | 13 | [6 empty] | 500000 | Heating Other Than Electric Re | 08/29/2023 |  | 11/13/2023
Daikin Comfort Technologies Manufacturing, L.P. | Daikin | DPSA050A2BSDS*0B04560*G |  | Voluntarily Certified | ACAirCoolAllPhase&gt;=240k&lt; | False | False |  |  |  |  | 10 |  | 13.8 | 13 | [6 empty] | 500000 | Heating Other Than Electric Re | 08/29/2023 |  | 11/13/2023
Daikin Comfort Technologies Manufacturing, L.P. | Daikin | DPSA050A2BSDSA0B02560*G |  | Voluntarily Certified | ACAirCoolAllPhase&gt;=240k&lt; | False | False |  |  |  |  | 10.1 |  | 13.6 | 13 | [6 empty] | 500000 | Heating Other Than Electric Re | 08/29/2023 |  | 11/13/2023
Daikin Comfort Technologies Manufacturing, L.P. | Daikin | DPSA050A2BSDSA0B02630*G |  | Voluntarily Certified | ACAirCoolAllPhase&gt;=240k&lt; | False | False |  |  |  |  | 10.1 |  | 13.6 | 13 | [6 empty] | 500000 | Heating Other Than Electric Re | 08/29/2023 |  | 11/13/2023
Daikin Comfort Technologies Manufacturing, L.P. | Daikin | DPSA050A2BSDSA0B04450*G |  | Voluntarily Certified | ACAirCoolAllPhase&gt;=240k&lt; | False | False |  |  |  |  | 10 |  | 13.5 | 13 | [6 empty] | 500000 | Heating Other Than Electric Re | 08/29/2023 |  | 11/13/2023
Daikin Comfort Technologies Manufacturing, L.P. | Daikin | DPSA050A2BSDSA0B04560*G |  | Voluntarily Certified | ACAirCoolAllPhase&gt;=240k&lt; | False | False |  |  |  |  | 10.1 |  | 13.6 | 13 | [6 empty] | 500000 | Heating Other Than Electric Re | 08/29/2023 |  | 11/13/2023
Daikin Comfort Technologies Manufacturing, L.P. | Daikin | DPSA050A2BSDSB0B02560*G |  | Voluntarily Certified | ACAirCoolAllPhase&gt;=240k&lt; | False | False |  |  |  |  | 10.1 |  | 13.6 | 13 | [6 empty] | 500000 | Heating Other Than Electric Re | 08/29/2023 |  | 11/13/2023
Daikin Comfort Technologies Manufacturing, L.P. | Daikin | DPSA050A2BSDSB0B02630*G |  | Voluntarily Certified | ACAirCoolAllPhase&gt;=240k&lt; | False | False |  |  |  |  | 10.1 |  | 13.6 | 13 | [6 empty] | 500000 | Heating Other Than Electric Re | 08/29/2023 |  | 11/13/2023
Daikin Comfort Technologies Manufacturing, L.P. | Daikin | DPSA050A2BSDSB0B04450*G |  | Voluntarily Certified | ACAirCoolAllPhase&gt;=240k&lt; | False | False |  |  |  |  | 10 |  | 13.5 | 13 | [6 empty] | 500000 | Heating Other Than Electric Re | 08/29/2023 |  | 11/13/2023
Daikin Comfort Technologies Manufacturing, L.P. | Daikin | DPSA050A2BSDSB0B04560*G |  | Voluntarily Certified | ACAirCoolAllPhase&gt;=240k&lt; | False | False |  |  |  |  | 10.1 |  | 13.6 | 13 | [6 empty] | 500000 | Heating Other Than Electric Re | 08/29/2023 |  | 11/13/2023
Daikin Comfort Technologies Manufacturing, L.P. | Daikin | RPS045DSA-4-V-5 |  | Voluntarily Certified | ACAirCoolAllPhase&gt;=240k&lt; | False | False |  |  |  |  | 10.3 |  | 14.9 | 13 | [6 empty] | 500000 | Heating Other Than Electric Re | 08/29/2023 |  | 11/13/2023
Daikin Comfort Technologies Manufacturing, L.P. | Daikin | RPS045DSA-4-V-5-0 |  | Voluntarily Certified | ACAirCoolAllPhase&gt;=240k&lt; | False | False |  |  |  |  | 10.2 |  | 14.8 | 13 | [6 empty] | 500000 | Heating Other Than Electric Re | 08/29/2023 |  | 11/13/2023
Daikin Comfort Technologies Manufacturing, L.P. | Daikin | RPS045DSA-S-5 |  | Voluntarily Certified | ACAirCoolAllPhase&gt;=240k&lt; | False | False |  |  |  |  | 10.3 |  | 14.2 | 13 | [6 empty] | 500000 | Heating Other Than Electric Re | 08/29/2023 |  | 11/13/2023
Daikin Comfort Technologies Manufacturing, L.P. | Daikin | RPS045DSA-S-5-0* |  | Voluntarily Certified | ACAirCoolAllPhase&gt;=240k&lt; | False | False |  |  |  |  | 10.2 |  | 14.1 | 13 | [6 empty] | 500000 | Heating Other Than Electric Re | 08/29/2023 |  | 11/13/2023
Daikin Comfort Technologies Manufacturing, L.P. | Daikin | DPSA050A*BPAV*0B04560*G |  | Voluntarily Certified | ACAirCoolAllPhase&gt;=240k&lt; | False | False |  |  |  |  | 10 |  | 15.8 | 13 | [6 empty] | 505000 | Heating Other Than Electric Re | 08/29/2023 |  | 11/13/2023
Daikin Comfort Technologies Manufacturing, L.P. | Daikin | DPSA050A2BSDS*0B04500*G |  | Voluntarily Certified | ACAirCoolAllPhase&gt;=240k&lt; | False | False |  |  |  |  | 10.2 |  | 13.9 | 13 | [6 empty] | 505000 | Heating Other Than Electric Re | 08/29/2023 |  | 11/13/2023
Daikin Comfort Technologies Manufacturing, L.P. | Daikin | DPSA050A2BSDSA0B04500*G |  | Voluntarily Certified | ACAirCoolAllPhase&gt;=240k&lt; | False | False |  |  |  |  | 10.2 |  | 13.7 | 13 | [6 empty] | 505000 | Heating Other Than Electric Re | 08/29/2023 |  | 11/13/2023
Daikin Comfort Technologies Manufacturing, L.P. | Daikin | DPSA050A2BSDSB0B04500*G |  | Voluntarily Certified | ACAirCoolAllPhase&gt;=240k&lt; | False | False |  |  |  |  | 10.2 |  | 13.7 | 13 | [6 empty] | 505000 | Heating Other Than Electric Re | 08/29/2023 |  | 11/13/2023
Daikin Comfort Technologies Manufacturing, L.P. | Daikin | MPS050FG**V-A |  | Voluntarily Certified | ACAirCoolAllPhase&gt;=240k&lt; | False | False |  |  |  |  | 10.2 |  | 13 | 13 | [6 empty] | 505000 | Heating Other Than Electric Re | 08/29/2023 |  | 11/13/2023
Daikin Comfort Technologies Manufacturing, L.P. | Daikin | MPS050FG**VV-A |  | Voluntarily Certified | ACAirCoolAllPhase&gt;=240k&lt; | False | False |  |  |  |  | 9.9 |  | 13.7 | 13 | [6 empty] | 505000 | Heating Other Than Electric Re | 08/29/2023 |  | 11/13/2023
Daikin Comfort Technologies Manufacturing, L.P. | Daikin | RPS045DLA-6-S-D-300307-100,200 |  | Voluntarily Certified | ACAirCoolAllPhase&gt;=240k&lt; | False | False |  |  |  |  | 10.7 |  | 14.1 | 13 | [6 empty] | 505000 | Heating Other Than Electric Re | 08/29/2023 |  | 11/13/2023
Daikin Comfort Technologies Manufacturing, L.P. | Daikin | RPS045DSA-2-V-6 |  | Voluntarily Certified | ACAirCoolAllPhase&gt;=240k&lt; | False | False |  |  |  |  | 10.3 |  | 14.9 | 13 | [6 empty] | 505000 | Heating Other Than Electric Re | 08/29/2023 |  | 11/13/2023
Daikin Comfort Technologies Manufacturing, L.P. | Daikin | RPS045DSA-2-V-6-0 |  | Voluntarily Certified | ACAirCoolAllPhase&gt;=240k&lt; | False | False |  |  |  |  | 10.2 |  | 14.8 | 13 | [6 empty] | 505000 | Heating Other Than Electric Re | 08/29/2023 |  | 11/13/2023
Daikin Comfort Technologies Manufacturing, L.P. | Daikin | DPSA050A*BSAS*0B02560*G |  | Voluntarily Certified | ACAirCoolAllPhase&gt;=240k&lt; | False | False |  |  |  |  | 10.4 |  | 14.3 | 13 | [6 empty] | 510000 | Heating Other Than Electric Re | 08/29/2023 |  | 11/13/2023
Daikin Comfort Technologies Manufacturing, L.P. | Daikin | DPSA050A*BSAS*0B02630*G |  | Voluntarily Certified | ACAirCoolAllPhase&gt;=240k&lt; | False | False |  |  |  |  | 10.4 |  | 14.3 | 13 | [6 empty] | 510000 | Heating Other Than Electric Re | 08/29/2023 |  | 11/13/2023
Daikin Comfort Technologies Manufacturing, L.P. | Daikin | DPSA050A*BSAS*0B04450*G |  | Voluntarily Certified | ACAirCoolAllPhase&gt;=240k&lt; | False | False |  |  |  |  | 10.3 |  | 14.2 | 13 | [6 empty] | 510000 | Heating Other Than Electric Re | 08/29/2023 |  | 11/13/2023
Daikin Comfort Technologies Manufacturing, L.P. | Daikin | DPSA050A*BSAS*0B04500*G |  | Voluntarily Certified | ACAirCoolAllPhase&gt;=240k&lt; | False | False |  |  |  |  | 10.5 |  | 14.4 | 13 | [6 empty] | 510000 | Heating Other Than Electric Re | 08/29/2023 |  | 11/13/2023
Daikin Comfort Technologies Manufacturing, L.P. | Daikin | DPSA050A*BSAS*0B04560*G |  | Voluntarily Certified | ACAirCoolAllPhase&gt;=240k&lt; | False | False |  |  |  |  | 10.5 |  | 14.4 | 13 | [6 empty] | 510000 | Heating Other Than Electric Re | 08/29/2023 |  | 11/13/2023
Daikin Comfort Technologies Manufacturing, L.P. | Daikin | DPSA050A*BSASA0B02560*G |  | Voluntarily Certified | ACAirCoolAllPhase&gt;=240k&lt; | False | False |  |  |  |  | 10.5 |  | 13.9 | 13 | [6 empty] | 510000 | Heating Other Than Electric Re | 08/29/2023 |  | 11/13/2023
Daikin Comfort Technologies Manufacturing, L.P. | Daikin | DPSA050A*BSASA0B02630*G |  | Voluntarily Certified | ACAirCoolAllPhase&gt;=240k&lt; | False | False |  |  |  |  | 10.5 |  | 13.9 | 13 | [6 empty] | 510000 | Heating Other Than Electric Re | 08/29/2023 |  | 11/13/2023
Daikin Comfort Technologies Manufacturing, L.P. | Daikin | DPSA050A*BSASA0B04450*G |  | Voluntarily Certified | ACAirCoolAllPhase&gt;=240k&lt; | False | False |  |  |  |  | 10.3 |  | 13.9 | 13 | [6 empty] | 510000 | Heating Other Than Electric Re | 08/29/2023 |  | 11/13/2023
Daikin Comfort Technologies Manufacturing, L.P. | Daikin | DPSA050A*BSASA0B04500*G |  | Voluntarily Certified | ACAirCoolAllPhase&gt;=240k&lt; | False | False |  |  |  |  | 10.6 |  | 13.9 | 13 | [6 empty] | 510000 | Heating Other Than Electric Re | 08/29/2023 |  | 11/13/2023
Daikin Comfort Technologies Manufacturing, L.P. | Daikin | DPSA050A*BSASA0B04560*G |  | Voluntarily Certified | ACAirCoolAllPhase&gt;=240k&lt; | False | False |  |  |  |  | 10.5 |  | 13.9 | 13 | [6 empty] | 510000 | Heating Other Than Electric Re | 08/29/2023 |  | 11/13/2023
Daikin Comfort Technologies Manufacturing, L.P. | Daikin | DPSA050A*BSASB0B02560*G |  | Voluntarily Certified | ACAirCoolAllPhase&gt;=240k&lt; | False | False |  |  |  |  | 10.5 |  | 13.9 | 13 | [6 empty] | 510000 | Heating Other Than Electric Re | 08/29/2023 |  | 11/13/2023
Daikin Comfort Technologies Manufacturing, L.P. | Daikin | DPSA050A*BSASB0B02630*G |  | Voluntarily Certified | ACAirCoolAllPhase&gt;=240k&lt; | False | False |  |  |  |  | 10.5 |  | 13.9 | 13 | [6 empty] | 510000 | Heating Other Than Electric Re | 08/29/2023 |  | 11/13/2023
Daikin Comfort Technologies Manufacturing, L.P. | Daikin | DPSA050A*BSASB0B04450*G |  | Voluntarily Certified | ACAirCoolAllPhase&gt;=240k&lt; | False | False |  |  |  |  | 10.3 |  | 13.9 | 13 | [6 empty] | 510000 | Heating Other Than Electric Re | 08/29/2023 |  | 11/13/2023
Daikin Comfort Technologies Manufacturing, L.P. | Daikin | DPSA050A*BSASB0B04500*G |  | Voluntarily Certified | ACAirCoolAllPhase&gt;=240k&lt; | False | False |  |  |  |  | 10.6 |  | 13.9 | 13 | [6 empty] | 510000 | Heating Other Than Electric Re | 08/29/2023 |  | 11/13/2023
Daikin Comfort Technologies Manufacturing, L.P. | Daikin | DPSA050A*BSASB0B04560*G |  | Voluntarily Certified | ACAirCoolAllPhase&gt;=240k&lt; | False | False |  |  |  |  | 10.5 |  | 13.9 | 13 | [6 empty] | 510000 | Heating Other Than Electric Re | 08/29/2023 |  | 11/13/2023
Daikin Comfort Technologies Manufacturing, L.P. | Daikin | DPSA050A*BSDS*0B02560*G |  | Voluntarily Certified | ACAirCoolAllPhase&gt;=240k&lt; | False | False |  |  |  |  | 10.2 |  | 14.3 | 13 | [6 empty] | 510000 | Heating Other Than Electric Re | 08/29/2023 |  | 11/13/2023
Daikin Comfort Technologies Manufacturing, L.P. | Daikin | DPSA050A*BSDS*0B02630*G |  | Voluntarily Certified | ACAirCoolAllPhase&gt;=240k&lt; | False | False |  |  |  |  | 10.2 |  | 14.3 | 13 | [6 empty] | 510000 | Heating Other Than Electric Re | 08/29/2023 |  | 11/13/2023
Daikin Comfort Technologies Manufacturing, L.P. | Daikin | DPSA050A*BSDS*0B04450*G |  | Voluntarily Certified | ACAirCoolAllPhase&gt;=240k&lt; | False | False |  |  |  |  | 10.1 |  | 14.2 | 13 | [6 empty] | 510000 | Heating Other Than Electric Re | 08/29/2023 |  | 11/13/2023
Daikin Comfort Technologies Manufacturing, L.P. | Daikin | DPSA050A*BSDS*0B04560*G |  | Voluntarily Certified | ACAirCoolAllPhase&gt;=240k&lt; | False | False |  |  |  |  | 10.2 |  | 14.3 | 13 | [6 empty] | 510000 | Heating Other Than Electric Re | 08/29/2023 |  | 11/13/2023
Daikin Comfort Technologies Manufacturing, L.P. | Daikin | DPSA050A*BSDSA0B02560*G |  | Voluntarily Certified | ACAirCoolAllPhase&gt;=240k&lt; | False | False |  |  |  |  | 10.3 |  | 13.8 | 13 | [6 empty] | 510000 | Heating Other Than Electric Re | 08/29/2023 |  | 11/13/2023
Daikin Comfort Technologies Manufacturing, L.P. | Daikin | DPSA050A*BSDSA0B02630*G |  | Voluntarily Certified | ACAirCoolAllPhase&gt;=240k&lt; | False | False |  |  |  |  | 10.3 |  | 13.8 | 13 | [6 empty] | 510000 | Heating Other Than Electric Re | 08/29/2023 |  | 11/13/2023
Daikin Comfort Technologies Manufacturing, L.P. | Daikin | DPSA050A*BSDSA0B04450*G |  | Voluntarily Certified | ACAirCoolAllPhase&gt;=240k&lt; | False | False |  |  |  |  | 10.1 |  | 13.7 | 13 | [6 empty] | 510000 | Heating Other Than Electric Re | 08/29/2023 |  | 11/13/2023
Daikin Comfort Technologies Manufacturing, L.P. | Daikin | DPSA050A*BSDSA0B04560*G |  | Voluntarily Certified | ACAirCoolAllPhase&gt;=240k&lt; | False | False |  |  |  |  | 10.2 |  | 13.8 | 13 | [6 empty] | 510000 | Heating Other Than Electric Re | 08/29/2023 |  | 11/13/2023
Daikin Comfort Technologies Manufacturing, L.P. | Daikin | DPSA050A*BSDSB0B02560*G |  | Voluntarily Certified | ACAirCoolAllPhase&gt;=240k&lt; | False | False |  |  |  |  | 10.3 |  | 13.8 | 13 | [6 empty] | 510000 | Heating Other Than Electric Re | 08/29/2023 |  | 11/13/2023
Daikin Comfort Technologies Manufacturing, L.P. | Daikin | DPSA050A*BSDSB0B02630*G |  | Voluntarily Certified | ACAirCoolAllPhase&gt;=240k&lt; | False | False |  |  |  |  | 10.3 |  | 13.8 | 13 | [6 empty] | 510000 | Heating Other Than Electric Re | 08/29/2023 |  | 11/13/2023
Daikin Comfort Technologies Manufacturing, L.P. | Daikin | DPSA050A*BSDSB0B04450*G |  | Voluntarily Certified | ACAirCoolAllPhase&gt;=240k&lt; | False | False |  |  |  |  | 10.1 |  | 13.7 | 13 | [6 empty] | 510000 | Heating Other Than Electric Re | 08/29/2023 |  | 11/13/2023
Daikin Comfort Technologies Manufacturing, L.P. | Daikin | DPSA050A*BSDSB0B04560*G |  | Voluntarily Certified | ACAirCoolAllPhase&gt;=240k&lt; | False | False |  |  |  |  | 10.2 |  | 13.8 | 13 | [6 empty] | 510000 | Heating Other Than Electric Re | 08/29/2023 |  | 11/13/2023
Daikin Comfort Technologies Manufacturing, L.P. | Daikin | DPSA050A2BSBSA0B02500*G |  | Voluntarily Certified | ACAirCoolAllPhase&gt;=240k&lt; | False | False |  |  |  |  | 10 |  | 13.4 | 13 | [6 empty] | 510000 | Heating Other Than Electric Re | 08/29/2023 |  | 11/13/2023
Daikin Comfort Technologies Manufacturing, L.P. | Daikin | DPSA050A2BSBSB0B02500*G |  | Voluntarily Certified | ACAirCoolAllPhase&gt;=240k&lt; | False | False |  |  |  |  | 10 |  | 13.4 | 13 | [6 empty] | 510000 | Heating Other Than Electric Re | 08/29/2023 |  | 11/13/2023
Daikin Comfort Technologies Manufacturing, L.P. | Daikin | RPS 042DLA-6-S-B-284146-100 |  | Voluntarily Certified | ACAirCoolAllPhase&gt;=240k&lt; | False | False |  |  |  |  | 9.8 |  | 13.2 | 13 | [6 empty] | 510000 | Heating Other Than Electric Re | 08/29/2023 |  | 11/13/2023
Daikin Comfort Technologies Manufacturing, L.P. | Daikin | RPS 042DLA-6-S-B-291149-100 |  | Voluntarily Certified | ACAirCoolAllPhase&gt;=240k&lt; | False | False |  |  |  |  | 9.8 |  | 13.2 | 13 | [6 empty] | 510000 | Heating Other Than Electric Re | 08/29/2023 |  | 11/13/2023
Daikin Comfort Technologies Manufacturing, L.P. | Daikin | RPS045DSA-4-V-6 |  | Voluntarily Certified | ACAirCoolAllPhase&gt;=240k&lt; | False | False |  |  |  |  | 10.4 |  | 15 | 13 | [6 empty] | 510000 | Heating Other Than Electric Re | 08/29/2023 |  | 11/13/2023
Daikin Comfort Technologies Manufacturing, L.P. | Daikin | RPS045DSA-4-V-6-0 |  | Voluntarily Certified | ACAirCoolAllPhase&gt;=240k&lt; | False | False |  |  |  |  | 10.3 |  | 14.9 | 13 | [6 empty] | 510000 | Heating Other Than Electric Re | 08/29/2023 |  | 11/13/2023
Daikin Comfort Technologies Manufacturing, L.P. | Daikin | RPS045DSA-S-6 |  | Voluntarily Certified | ACAirCoolAllPhase&gt;=240k&lt; | False | False |  |  |  |  | 10.4 |  | 14.3 | 13 | [6 empty] | 510000 | Heating Other Than Electric Re | 08/29/2023 |  | 11/13/2023
Daikin Comfort Technologies Manufacturing, L.P. | Daikin | RPS045DSA-S-6-0 |  | Voluntarily Certified | ACAirCoolAllPhase&gt;=240k&lt; | False | False |  |  |  |  | 10.3 |  | 14.2 | 13 | [6 empty] | 510000 | Heating Other Than Electric Re | 08/29/2023 |  | 11/13/2023
Daikin Comfort Technologies Manufacturing, L.P. | Daikin | DPSA050A*BHBM*0B02560*G |  | Voluntarily Certified | ACAirCoolAllPhase&gt;=240k&lt; | False | False |  |  |  |  | 10.1 |  | 15.4 | 13 | [6 empty] | 515000 | Heating Other Than Electric Re | 08/29/2023 |  | 11/13/2023
Daikin Comfort Technologies Manufacturing, L.P. | Daikin | DPSA050A*BHBM*0B02630*G |  | Voluntarily Certified | ACAirCoolAllPhase&gt;=240k&lt; | False | False |  |  |  |  | 10.1 |  | 15.4 | 13 | [6 empty] | 515000 | Heating Other Than Electric Re | 08/29/2023 |  | 11/13/2023
Daikin Comfort Technologies Manufacturing, L.P. | Daikin | DPSA050A*BHBM*0B04450*G |  | Voluntarily Certified | ACAirCoolAllPhase&gt;=240k&lt; | False | False |  |  |  |  | 10 |  | 15.4 | 13 | [6 empty] | 515000 | Heating Other Than Electric Re | 08/29/2023 |  | 11/13/2023
Daikin Comfort Technologies Manufacturing, L.P. | Daikin | DPSA050A*BHBM*0B04500*G |  | Voluntarily Certified | ACAirCoolAllPhase&gt;=240k&lt; | False | False |  |  |  |  | 10.1 |  | 15.4 | 13 | [6 empty] | 515000 | Heating Other Than Electric Re | 08/29/2023 |  | 11/13/2023
Daikin Comfort Technologies Manufacturing, L.P. | Daikin | DPSA050A*BSBS*0B04355*G |  | Voluntarily Certified | ACAirCoolAllPhase&gt;=240k&lt; | False | False |  |  |  |  | 10 |  | 13.9 | 13 | [6 empty] | 515000 | Heating Other Than Electric Re | 08/29/2023 |  | 11/13/2023
Daikin Comfort Technologies Manufacturing, L.P. | Daikin | DPSA050A*BSBSA0B04355*G |  | Voluntarily Certified | ACAirCoolAllPhase&gt;=240k&lt; | False | False |  |  |  |  | 10 |  | 13.6 | 13 | [6 empty] | 515000 | Heating Other Than Electric Re | 08/29/2023 |  | 11/13/2023
Daikin Comfort Technologies Manufacturing, L.P. | Daikin | DPSA050A*BSBSB0B04355*G |  | Voluntarily Certified | ACAirCoolAllPhase&gt;=240k&lt; | False | False |  |  |  |  | 10 |  | 13.6 | 13 | [6 empty] | 515000 | Heating Other Than Electric Re | 08/29/2023 |  | 11/13/2023
Daikin Comfort Technologies Manufacturing, L.P. | Daikin | DPSA050A*BSDS*0B04500*G |  | Voluntarily Certified | ACAirCoolAllPhase&gt;=240k&lt; | False | False |  |  |  |  | 10.3 |  | 14.4 | 13 | [6 empty] | 515000 | Heating Other Than Electric Re | 08/29/2023 |  | 11/13/2023
Daikin Comfort Technologies Manufacturing, L.P. | Daikin | DPSA050A*BSDSA0B04500*G |  | Voluntarily Certified | ACAirCoolAllPhase&gt;=240k&lt; | False | False |  |  |  |  | 10.4 |  | 13.9 | 13 | [6 empty] | 515000 | Heating Other Than Electric Re | 08/29/2023 |  | 11/13/2023
Daikin Comfort Technologies Manufacturing, L.P. | Daikin | DPSA050A*BSDSB0B04500*G |  | Voluntarily Certified | ACAirCoolAllPhase&gt;=240k&lt; | False | False |  |  |  |  | 10.4 |  | 13.9 | 13 | [6 empty] | 515000 | Heating Other Than Electric Re | 08/29/2023 |  | 11/13/2023
Daikin Comfort Technologies Manufacturing, L.P. | Daikin | DPSA050A2BSBS*0B02560*G |  | Voluntarily Certified | ACAirCoolAllPhase&gt;=240k&lt; | False | False |  |  |  |  | 10.5 |  | 14 | 13 | [6 empty] | 515000 | Heating Other Than Electric Re | 08/29/2023 |  | 11/13/2023
Daikin Comfort Technologies Manufacturing, L.P. | Daikin | DPSA050A2BSBS*0B02630*G |  | Voluntarily Certified | ACAirCoolAllPhase&gt;=240k&lt; | False | False |  |  |  |  | 10.5 |  | 14 | 13 | [6 empty] | 515000 | Heating Other Than Electric Re | 08/29/2023 |  | 11/13/2023
Daikin Comfort Technologies Manufacturing, L.P. | Daikin | DPSA050A2BSBS*0B04450*G |  | Voluntarily Certified | ACAirCoolAllPhase&gt;=240k&lt; | False | False |  |  |  |  | 10.3 |  | 13.9 | 13 | [6 empty] | 515000 | Heating Other Than Electric Re | 08/29/2023 |  | 11/13/2023
Daikin Comfort Technologies Manufacturing, L.P. | Daikin | DPSA050A2BSBS*0B04500*G |  | Voluntarily Certified | ACAirCoolAllPhase&gt;=240k&lt; | False | False |  |  |  |  | 10.6 |  | 14.1 | 13 | [6 empty] | 515000 | Heating Other Than Electric Re | 08/29/2023 |  | 11/13/2023
Daikin Comfort Technologies Manufacturing, L.P. | Daikin | DPSA050A2BSBS*0B04560*G |  | Voluntarily Certified | ACAirCoolAllPhase&gt;=240k&lt; | False | False |  |  |  |  | 10.5 |  | 14 | 13 | [6 empty] | 515000 | Heating Other Than Electric Re | 08/29/2023 |  | 11/13/2023
Daikin Comfort Technologies Manufacturing, L.P. | Daikin | DPSA050A2BSBSA0B02560*G |  | Voluntarily Certified | ACAirCoolAllPhase&gt;=240k&lt; | False | False |  |  |  |  | 10.5 |  | 13.9 | 13 | [6 empty] | 515000 | Heating Other Than Electric Re | 08/29/2023 |  | 11/13/2023
Daikin Comfort Technologies Manufacturing, L.P. | Daikin | DPSA050A2BSBSA0B02630*G |  | Voluntarily Certified | ACAirCoolAllPhase&gt;=240k&lt; | False | False |  |  |  |  | 10.5 |  | 13.9 | 13 | [6 empty] | 515000 | Heating Other Than Electric Re | 08/29/2023 |  | 11/13/2023
Daikin Comfort Technologies Manufacturing, L.P. | Daikin | DPSA050A2BSBSA0B04450*G |  | Voluntarily Certified | ACAirCoolAllPhase&gt;=240k&lt; | False | False |  |  |  |  | 10.4 |  | 13.8 | 13 | [6 empty] | 515000 | Heating Other Than Electric Re | 08/29/2023 |  | 11/13/2023
Daikin Comfort Technologies Manufacturing, L.P. | Daikin | DPSA050A2BSBSA0B04500*G |  | Voluntarily Certified | ACAirCoolAllPhase&gt;=240k&lt; | False | False |  |  |  |  | 10.6 |  | 14 | 13 | [6 empty] | 515000 | Heating Other Than Electric Re | 08/29/2023 |  | 11/13/2023
Daikin Comfort Technologies Manufacturing, L.P. | Daikin | DPSA050A2BSBSA0B04560*G |  | Voluntarily Certified | ACAirCoolAllPhase&gt;=240k&lt; | False | False |  |  |  |  | 10.5 |  | 14 | 13 | [6 empty] | 515000 | Heating Other Than Electric Re | 08/29/2023 |  | 11/13/2023
Daikin Comfort Technologies Manufacturing, L.P. | Daikin | DPSA050A2BSBSB0B02560*G |  | Voluntarily Certified | ACAirCoolAllPhase&gt;=240k&lt; | False | False |  |  |  |  | 10.5 |  | 13.9 | 13 | [6 empty] | 515000 | Heating Other Than Electric Re | 08/29/2023 |  | 11/13/2023
Daikin Comfort Technologies Manufacturing, L.P. | Daikin | DPSA050A2BSBSB0B02630*G |  | Voluntarily Certified | ACAirCoolAllPhase&gt;=240k&lt; | False | False |  |  |  |  | 10.5 |  | 13.9 | 13 | [6 empty] | 515000 | Heating Other Than Electric Re | 08/29/2023 |  | 11/13/2023
Daikin Comfort Technologies Manufacturing, L.P. | Daikin | DPSA050A2BSBSB0B04450*G |  | Voluntarily Certified | ACAirCoolAllPhase&gt;=240k&lt; | False | False |  |  |  |  | 10.4 |  | 13.8 | 13 | [6 empty] | 515000 | Heating Other Than Electric Re | 08/29/2023 |  | 11/13/2023
Daikin Comfort Technologies Manufacturing, L.P. | Daikin | DPSA050A2BSBSB0B04500*G |  | Voluntarily Certified | ACAirCoolAllPhase&gt;=240k&lt; | False | False |  |  |  |  | 10.6 |  | 14 | 13 | [6 empty] | 515000 | Heating Other Than Electric Re | 08/29/2023 |  | 11/13/2023
Daikin Comfort Technologies Manufacturing, L.P. | Daikin | DPSA050A2BSBSB0B04560*G |  | Voluntarily Certified | ACAirCoolAllPhase&gt;=240k&lt; | False | False |  |  |  |  | 10.5 |  | 14 | 13 | [6 empty] | 515000 | Heating Other Than Electric Re | 08/29/2023 |  | 11/13/2023
Daikin Comfort Technologies Manufacturing, L.P. | Daikin | DPSA050A*BHBM*0B04560*G |  | Voluntarily Certified | ACAirCoolAllPhase&gt;=240k&lt; | False | False |  |  |  |  | 10.1 |  | 15.5 | 13 | [6 empty] | 520000 | Heating Other Than Electric Re | 08/29/2023 |  | 11/13/2023
Daikin Comfort Technologies Manufacturing, L.P. | Daikin | DPSA050A*BPBV*0B02560*G |  | Voluntarily Certified | ACAirCoolAllPhase&gt;=240k&lt; | False | False |  |  |  |  | 10.1 |  | 16.4 | 13 | [6 empty] | 520000 | Heating Other Than Electric Re | 08/29/2023 |  | 11/13/2023
Daikin Comfort Technologies Manufacturing, L.P. | Daikin | DPSA050A*BPBV*0B02630*G |  | Voluntarily Certified | ACAirCoolAllPhase&gt;=240k&lt; | False | False |  |  |  |  | 10.1 |  | 16.3 | 13 | [6 empty] | 520000 | Heating Other Than Electric Re | 08/29/2023 |  | 11/13/2023
Daikin Comfort Technologies Manufacturing, L.P. | Daikin | DPSA050A*BPBV*0B04450*G |  | Voluntarily Certified | ACAirCoolAllPhase&gt;=240k&lt; | False | False |  |  |  |  | 10.1 |  | 16.3 | 13 | [6 empty] | 520000 | Heating Other Than Electric Re | 08/29/2023 |  | 11/13/2023
Daikin Comfort Technologies Manufacturing, L.P. | Daikin | DPSA050A*BPBV*0B04500*G |  | Voluntarily Certified | ACAirCoolAllPhase&gt;=240k&lt; | False | False |  |  |  |  | 10.1 |  | 16.3 | 13 | [6 empty] | 520000 | Heating Other Than Electric Re | 08/29/2023 |  | 11/13/2023
Daikin Comfort Technologies Manufacturing, L.P. | Daikin | DPSA050A*BPBV*0B04560*G |  | Voluntarily Certified | ACAirCoolAllPhase&gt;=240k&lt; | False | False |  |  |  |  | 10.2 |  | 16.4 | 13 | [6 empty] | 520000 | Heating Other Than Electric Re | 08/29/2023 |  | 11/13/2023
Daikin Comfort Technologies Manufacturing, L.P. | Daikin | DPSA050A*BPBVC0B04560*G |  | Voluntarily Certified | ACAirCoolAllPhase&gt;=240k&lt; | False | False |  |  |  |  | 10 |  | 16.2 | 13 | [6 empty] | 520000 | Heating Other Than Electric Re | 08/29/2023 |  | 11/13/2023
Daikin Comfort Technologies Manufacturing, L.P. | Daikin | DPSA050A*BSBS*0B02500*G |  | Voluntarily Certified | ACAirCoolAllPhase&gt;=240k&lt; | False | False |  |  |  |  | 10.1 |  | 14 | 13 | [6 empty] | 520000 | Heating Other Than Electric Re | 08/29/2023 |  | 11/13/2023
Daikin Comfort Technologies Manufacturing, L.P. | Daikin | DPSA050A*BSBSA0B02500*G |  | Voluntarily Certified | ACAirCoolAllPhase&gt;=240k&lt; | False | False |  |  |  |  | 10.1 |  | 13.6 | 13 | [6 empty] | 520000 | Heating Other Than Electric Re | 08/29/2023 |  | 11/13/2023
Daikin Comfort Technologies Manufacturing, L.P. | Daikin | DPSA050A*BSBSB0B02500*G |  | Voluntarily Certified | ACAirCoolAllPhase&gt;=240k&lt; | False | False |  |  |  |  | 10.1 |  | 13.6 | 13 | [6 empty] | 520000 | Heating Other Than Electric Re | 08/29/2023 |  | 11/13/2023
Daikin Comfort Technologies Manufacturing, L.P. | Daikin | MPS050FG**V-B |  | Voluntarily Certified | ACAirCoolAllPhase&gt;=240k&lt; | False | False |  |  |  |  | 10.3 |  | 13.1 | 13 | [6 empty] | 520000 | Heating Other Than Electric Re | 08/29/2023 |  | 11/13/2023
Daikin Comfort Technologies Manufacturing, L.P. | Daikin | MPS050FG**VV-B |  | Voluntarily Certified | ACAirCoolAllPhase&gt;=240k&lt; | False | False |  |  |  |  | 10.1 |  | 13.9 | 13 | [6 empty] | 520000 | Heating Other Than Electric Re | 08/29/2023 |  | 11/13/2023
Daikin Comfort Technologies Manufacturing, L.P. | Daikin | DPSA050A*BSBS*0B02560*G |  | Voluntarily Certified | ACAirCoolAllPhase&gt;=240k&lt; | False | False |  |  |  |  | 10.6 |  | 14.6 | 13 | [6 empty] | 525000 | Heating Other Than Electric Re | 08/29/2023 |  | 11/13/2023
Daikin Comfort Technologies Manufacturing, L.P. | Daikin | DPSA050A*BSBS*0B02630*G |  | Voluntarily Certified | ACAirCoolAllPhase&gt;=240k&lt; | False | False |  |  |  |  | 10.6 |  | 14.6 | 13 | [6 empty] | 525000 | Heating Other Than Electric Re | 08/29/2023 |  | 11/13/2023
Daikin Comfort Technologies Manufacturing, L.P. | Daikin | DPSA050A*BSBS*0B04450*G |  | Voluntarily Certified | ACAirCoolAllPhase&gt;=240k&lt; | False | False |  |  |  |  | 10.5 |  | 14.4 | 13 | [6 empty] | 525000 | Heating Other Than Electric Re | 08/29/2023 |  | 11/13/2023
Daikin Comfort Technologies Manufacturing, L.P. | Daikin | DPSA050A*BSBS*0B04500*G |  | Voluntarily Certified | ACAirCoolAllPhase&gt;=240k&lt; | False | False |  |  |  |  | 10.7 |  | 14.7 | 13 | [6 empty] | 525000 | Heating Other Than Electric Re | 08/29/2023 |  | 11/13/2023
Daikin Comfort Technologies Manufacturing, L.P. | Daikin | DPSA050A*BSBS*0B04560*G |  | Voluntarily Certified | ACAirCoolAllPhase&gt;=240k&lt; | False | False |  |  |  |  | 10.7 |  | 14.6 | 13 | [6 empty] | 525000 | Heating Other Than Electric Re | 08/29/2023 |  | 11/13/2023
Daikin Comfort Technologies Manufacturing, L.P. | Daikin | DPSA050A*BSBSA0B02560*G |  | Voluntarily Certified | ACAirCoolAllPhase&gt;=240k&lt; | False | False |  |  |  |  | 10.7 |  | 14.1 | 13 | [6 empty] | 525000 | Heating Other Than Electric Re | 08/29/2023 |  | 11/13/2023
Daikin Comfort Technologies Manufacturing, L.P. | Daikin | DPSA050A*BSBSA0B02630*G |  | Voluntarily Certified | ACAirCoolAllPhase&gt;=240k&lt; | False | False |  |  |  |  | 10.7 |  | 14.1 | 13 | [6 empty] | 525000 | Heating Other Than Electric Re | 08/29/2023 |  | 11/13/2023
Daikin Comfort Technologies Manufacturing, L.P. | Daikin | DPSA050A*BSBSA0B04450*G |  | Voluntarily Certified | ACAirCoolAllPhase&gt;=240k&lt; | False | False |  |  |  |  | 10.5 |  | 14 | 13 | [6 empty] | 525000 | Heating Other Than Electric Re | 08/29/2023 |  | 11/13/2023
Daikin Comfort Technologies Manufacturing, L.P. | Daikin | DPSA050A*BSBSA0B04500*G |  | Voluntarily Certified | ACAirCoolAllPhase&gt;=240k&lt; | False | False |  |  |  |  | 10.8 |  | 14.2 | 13 | [6 empty] | 525000 | Heating Other Than Electric Re | 08/29/2023 |  | 11/13/2023
Daikin Comfort Technologies Manufacturing, L.P. | Daikin | DPSA050A*BSBSA0B04560*G |  | Voluntarily Certified | ACAirCoolAllPhase&gt;=240k&lt; | False | False |  |  |  |  | 10.7 |  | 14.2 | 13 | [6 empty] | 525000 | Heating Other Than Electric Re | 08/29/2023 |  | 11/13/2023
Daikin Comfort Technologies Manufacturing, L.P. | Daikin | DPSA050A*BSBSB0B02560*G |  | Voluntarily Certified | ACAirCoolAllPhase&gt;=240k&lt; | False | False |  |  |  |  | 10.7 |  | 14.1 | 13 | [6 empty] | 525000 | Heating Other Than Electric Re | 08/29/2023 |  | 11/13/2023
Daikin Comfort Technologies Manufacturing, L.P. | Daikin | DPSA050A*BSBSB0B02630*G |  | Voluntarily Certified | ACAirCoolAllPhase&gt;=240k&lt; | False | False |  |  |  |  | 10.7 |  | 14.1 | 13 | [6 empty] | 525000 | Heating Other Than Electric Re | 08/29/2023 |  | 11/13/2023
Daikin Comfort Technologies Manufacturing, L.P. | Daikin | DPSA050A*BSBSB0B04450*G |  | Voluntarily Certified | ACAirCoolAllPhase&gt;=240k&lt; | False | False |  |  |  |  | 10.5 |  | 14 | 13 | [6 empty] | 525000 | Heating Other Than Electric Re | 08/29/2023 |  | 11/13/2023
Daikin Comfort Technologies Manufacturing, L.P. | Daikin | DPSA050A*BSBSB0B04500*G |  | Voluntarily Certified | ACAirCoolAllPhase&gt;=240k&lt; | False | False |  |  |  |  | 10.8 |  | 14.2 | 13 | [6 empty] | 525000 | Heating Other Than Electric Re | 08/29/2023 |  | 11/13/2023
Daikin Comfort Technologies Manufacturing, L.P. | Daikin | DPSA050A*BSBSB0B04560*G |  | Voluntarily Certified | ACAirCoolAllPhase&gt;=240k&lt; | False | False |  |  |  |  | 10.7 |  | 14.2 | 13 | [6 empty] | 525000 | Heating Other Than Electric Re | 08/29/2023 |  | 11/13/2023
Daikin Comfort Technologies Manufacturing, L.P. | Daikin | RPS045DSA-6-S-30-301325-200 |  | Voluntarily Certified | ACAirCoolAllPhase&gt;=240k&lt; | False | False |  |  |  |  | 10.26 |  | 14 | 13 | [6 empty] | 525000 | Heating Other Than Electric Re | 08/29/2023 |  | 11/13/2023
Daikin Comfort Technologies Manufacturing, L.P. | Daikin | RPS050DSA-S-6-B-284339-400 |  | Voluntarily Certified | ACAirCoolAllPhase&gt;=240k&lt; | False | False |  |  |  |  | 10.3 |  | 13.8 | 13 | [6 empty] | 525000 | Heating Other Than Electric Re | 08/29/2023 |  | 11/13/2023
Daikin Comfort Technologies Manufacturing, L.P. | Daikin | RPS050DLA-S-6-B-284339-100 |  | Voluntarily Certified | ACAirCoolAllPhase&gt;=240k&lt; | False | False |  |  |  |  | 10.4 |  | 13.9 | 13 | [6 empty] | 530000 | Heating Other Than Electric Re | 08/29/2023 |  | 11/13/2023
Daikin Comfort Technologies Manufacturing, L.P. | Daikin | RPS051DSA-2-V-4 |  | Voluntarily Certified | ACAirCoolAllPhase&gt;=240k&lt; | False | False |  |  |  |  | 10 |  | 14.9 | 13 | [6 empty] | 535000 | Heating Other Than Electric Re | 08/29/2023 |  | 11/13/2023
Daikin Comfort Technologies Manufacturing, L.P. | Daikin | RPS051DSA-2-V-4-0 |  | Voluntarily Certified | ACAirCoolAllPhase&gt;=240k&lt; | False | False |  |  |  |  | 9.9 |  | 14.8 | 13 | [6 empty] | 535000 | Heating Other Than Electric Re | 08/29/2023 |  | 11/13/2023
Daikin Comfort Technologies Manufacturing, L.P. | Daikin | RPS051DSA-4-V-4 |  | Voluntarily Certified | ACAirCoolAllPhase&gt;=240k&lt; | False | False |  |  |  |  | 10.1 |  | 15 | 13 | [6 empty] | 540000 | Heating Other Than Electric Re | 08/29/2023 |  | 11/13/2023
Daikin Comfort Technologies Manufacturing, L.P. | Daikin | RPS051DSA-4-V-4-0 |  | Voluntarily Certified | ACAirCoolAllPhase&gt;=240k&lt; | False | False |  |  |  |  | 10 |  | 14.9 | 13 | [6 empty] | 540000 | Heating Other Than Electric Re | 08/29/2023 |  | 11/13/2023
Daikin Comfort Technologies Manufacturing, L.P. | Daikin | RPS051DSA-S-4 |  | Voluntarily Certified | ACAirCoolAllPhase&gt;=240k&lt; | False | False |  |  |  |  | 10.1 |  | 13.8 | 13 | [6 empty] | 540000 | Heating Other Than Electric Re | 08/29/2023 |  | 11/13/2023
Daikin Comfort Technologies Manufacturing, L.P. | Daikin | RPS051DSA-S-4-0 |  | Voluntarily Certified | ACAirCoolAllPhase&gt;=240k&lt; | False | False |  |  |  |  | 10 |  | 13.7 | 13 | [6 empty] | 540000 | Heating Other Than Electric Re | 08/29/2023 |  | 11/13/2023
Daikin Comfort Technologies Manufacturing, L.P. | Daikin | DPSA052A*BHBM*0B04560*G |  | Voluntarily Certified | ACAirCoolAllPhase&gt;=240k&lt; | False | False |  |  |  |  | 10 |  | 15.6 | 13 | [6 empty] | 545000 | Heating Other Than Electric Re | 08/29/2023 |  | 11/13/2023
Daikin Comfort Technologies Manufacturing, L.P. | Daikin | RPS050DLA-2-V-5 |  | Voluntarily Certified | ACAirCoolAllPhase&gt;=240k&lt; | False | False |  |  |  |  | 9.8 |  | 14.1 | 13 | [6 empty] | 545000 | Heating Other Than Electric Re | 08/29/2023 |  | 11/13/2023
Daikin Comfort Technologies Manufacturing, L.P. | Daikin | RPS050DSA-2-V-6 |  | Voluntarily Certified | ACAirCoolAllPhase&gt;=240k&lt; | False | False |  |  |  |  | 9.8 |  | 14 | 13 | [6 empty] | 545000 | Heating Other Than Electric Re | 08/29/2023 |  | 11/13/2023
Daikin Comfort Technologies Manufacturing, L.P. | Daikin | DPSA052A*BSAS*0B02560*G |  | Voluntarily Certified | ACAirCoolAllPhase&gt;=240k&lt; | False | False |  |  |  |  | 10 |  | 15.3 | 13 | [6 empty] | 550000 | Heating Other Than Electric Re | 08/29/2023 |  | 11/13/2023
Daikin Comfort Technologies Manufacturing, L.P. | Daikin | DPSA052A*BSASA0B02560*G |  | Voluntarily Certified | ACAirCoolAllPhase&gt;=240k&lt; | False | False |  |  |  |  | 10 |  | 14 | 13 | [6 empty] | 550000 | Heating Other Than Electric Re | 08/29/2023 |  | 11/13/2023
Daikin Comfort Technologies Manufacturing, L.P. | Daikin | DPSA052A*BSASB0B02560*G |  | Voluntarily Certified | ACAirCoolAllPhase&gt;=240k&lt; | False | False |  |  |  |  | 10 |  | 14 | 13 | [6 empty] | 550000 | Heating Other Than Electric Re | 08/29/2023 |  | 11/13/2023
Daikin Comfort Technologies Manufacturing, L.P. | Daikin | RPS050DLA-4-V-5 |  | Voluntarily Certified | ACAirCoolAllPhase&gt;=240k&lt; | False | False |  |  |  |  | 9.8 |  | 14.2 | 13 | [6 empty] | 550000 | Heating Other Than Electric Re | 08/29/2023 |  | 11/13/2023
Daikin Comfort Technologies Manufacturing, L.P. | Daikin | RPS050DSA-4-V-6 |  | Voluntarily Certified | ACAirCoolAllPhase&gt;=240k&lt; | False | False |  |  |  |  | 9.8 |  | 14.2 | 13 | [6 empty] | 550000 | Heating Other Than Electric Re | 08/29/2023 |  | 11/13/2023
Daikin Comfort Technologies Manufacturing, L.P. | Daikin | RPS051DLA-2-V-4 |  | Voluntarily Certified | ACAirCoolAllPhase&gt;=240k&lt; | False | False |  |  |  |  | 10.1 |  | 15 | 13 | [6 empty] | 550000 | Heating Other Than Electric Re | 08/29/2023 |  | 11/13/2023
Daikin Comfort Technologies Manufacturing, L.P. | Daikin | RPS051DLA-2-V-4-0 |  | Voluntarily Certified | ACAirCoolAllPhase&gt;=240k&lt; | False | False |  |  |  |  | 10 |  | 14.9 | 13 | [6 empty] | 550000 | Heating Other Than Electric Re | 08/29/2023 |  | 11/13/2023
Daikin Comfort Technologies Manufacturing, L.P. | Daikin | RPS051DSA-2-V-5 |  | Voluntarily Certified | ACAirCoolAllPhase&gt;=240k&lt; | False | False |  |  |  |  | 10.1 |  | 15 | 13 | [6 empty] | 550000 | Heating Other Than Electric Re | 08/29/2023 |  | 11/13/2023
Daikin Comfort Technologies Manufacturing, L.P. | Daikin | RPS051DSA-2-V-5-0 |  | Voluntarily Certified | ACAirCoolAllPhase&gt;=240k&lt; | False | False |  |  |  |  | 10 |  | 14.9 | 13 | [6 empty] | 550000 | Heating Other Than Electric Re | 08/29/2023 |  | 11/13/2023
Daikin Comfort Technologies Manufacturing, L.P. | Daikin | DPSA052A*BSAS*0B02630*G |  | Voluntarily Certified | ACAirCoolAllPhase&gt;=240k&lt; | False | False |  |  |  |  | 10 |  | 15.3 | 13 | [6 empty] | 555000 | Heating Other Than Electric Re | 08/29/2023 |  | 11/13/2023
Daikin Comfort Technologies Manufacturing, L.P. | Daikin | DPSA052A*BSAS*0B04500*G |  | Voluntarily Certified | ACAirCoolAllPhase&gt;=240k&lt; | False | False |  |  |  |  | 10 |  | 15.3 | 13 | [6 empty] | 555000 | Heating Other Than Electric Re | 08/29/2023 |  | 11/13/2023
Daikin Comfort Technologies Manufacturing, L.P. | Daikin | DPSA052A*BSAS*0B04560*G |  | Voluntarily Certified | ACAirCoolAllPhase&gt;=240k&lt; | False | False |  |  |  |  | 10 |  | 15.3 | 13 | [6 empty] | 555000 | Heating Other Than Electric Re | 08/29/2023 |  | 11/13/2023
Daikin Comfort Technologies Manufacturing, L.P. | Daikin | DPSA052A*BSASA0B02630*G |  | Voluntarily Certified | ACAirCoolAllPhase&gt;=240k&lt; | False | False |  |  |  |  | 10 |  | 13.8 | 13 | [6 empty] | 555000 | Heating Other Than Electric Re | 08/29/2023 |  | 11/13/2023
Daikin Comfort Technologies Manufacturing, L.P. | Daikin | DPSA052A*BSASA0B04500*G |  | Voluntarily Certified | ACAirCoolAllPhase&gt;=240k&lt; | False | False |  |  |  |  | 10.1 |  | 13.8 | 13 | [6 empty] | 555000 | Heating Other Than Electric Re | 08/29/2023 |  | 11/13/2023
Daikin Comfort Technologies Manufacturing, L.P. | Daikin | DPSA052A*BSASA0B04560*G |  | Voluntarily Certified | ACAirCoolAllPhase&gt;=240k&lt; | False | False |  |  |  |  | 10.1 |  | 13.8 | 13 | [6 empty] | 555000 | Heating Other Than Electric Re | 08/29/2023 |  | 11/13/2023
Daikin Comfort Technologies Manufacturing, L.P. | Daikin | DPSA052A*BSASB0B02630*G |  | Voluntarily Certified | ACAirCoolAllPhase&gt;=240k&lt; | False | False |  |  |  |  | 10 |  | 13.8 | 13 | [6 empty] | 555000 | Heating Other Than Electric Re | 08/29/2023 |  | 11/13/2023
Daikin Comfort Technologies Manufacturing, L.P. | Daikin | DPSA052A*BSASB0B04500*G |  | Voluntarily Certified | ACAirCoolAllPhase&gt;=240k&lt; | False | False |  |  |  |  | 10.1 |  | 13.8 | 13 | [6 empty] | 555000 | Heating Other Than Electric Re | 08/29/2023 |  | 11/13/2023
Daikin Comfort Technologies Manufacturing, L.P. | Daikin | DPSA052A*BSASB0B04560*G |  | Voluntarily Certified | ACAirCoolAllPhase&gt;=240k&lt; | False | False |  |  |  |  | 10.1 |  | 13.8 | 13 | [6 empty] | 555000 | Heating Other Than Electric Re | 08/29/2023 |  | 11/13/2023
Daikin Comfort Technologies Manufacturing, L.P. | Daikin | RPS050DLA-2-V-6 |  | Voluntarily Certified | ACAirCoolAllPhase&gt;=240k&lt; | False | False |  |  |  |  | 9.8 |  | 14.2 | 13 | [6 empty] | 555000 | Heating Other Than Electric Re | 08/29/2023 |  | 11/13/2023
Daikin Comfort Technologies Manufacturing, L.P. | Daikin | RPS051DLA-4-V-4 |  | Voluntarily Certified | ACAirCoolAllPhase&gt;=240k&lt; | False | False |  |  |  |  | 10.2 |  | 15.1 | 13 | [6 empty] | 555000 | Heating Other Than Electric Re | 08/29/2023 |  | 11/13/2023
Daikin Comfort Technologies Manufacturing, L.P. | Daikin | RPS051DLA-4-V-4-0 |  | Voluntarily Certified | ACAirCoolAllPhase&gt;=240k&lt; | False | False |  |  |  |  | 10.1 |  | 15 | 13 | [6 empty] | 555000 | Heating Other Than Electric Re | 08/29/2023 |  | 11/13/2023
Daikin Comfort Technologies Manufacturing, L.P. | Daikin | RPS051DLA-S-4 |  | Voluntarily Certified | ACAirCoolAllPhase&gt;=240k&lt; | False | False |  |  |  |  | 10.2 |  | 13.9 | 13 | [6 empty] | 555000 | Heating Other Than Electric Re | 08/29/2023 |  | 11/13/2023
Daikin Comfort Technologies Manufacturing, L.P. | Daikin | RPS051DLA-S-4-0 |  | Voluntarily Certified | ACAirCoolAllPhase&gt;=240k&lt; | False | False |  |  |  |  | 10.1 |  | 13.8 | 13 | [6 empty] | 555000 | Heating Other Than Electric Re | 08/29/2023 |  | 11/13/2023
Daikin Comfort Technologies Manufacturing, L.P. | Daikin | RPS051DSA-4-V-5 |  | Voluntarily Certified | ACAirCoolAllPhase&gt;=240k&lt; | False | False |  |  |  |  | 10.2 |  | 15.1 | 13 | [6 empty] | 555000 | Heating Other Than Electric Re | 08/29/2023 |  | 11/13/2023
Daikin Comfort Technologies Manufacturing, L.P. | Daikin | RPS051DSA-4-V-5-0 |  | Voluntarily Certified | ACAirCoolAllPhase&gt;=240k&lt; | False | False |  |  |  |  | 10.1 |  | 15 | 13 | [6 empty] | 555000 | Heating Other Than Electric Re | 08/29/2023 |  | 11/13/2023
Daikin Comfort Technologies Manufacturing, L.P. | Daikin | RPS051DSA-S-5 |  | Voluntarily Certified | ACAirCoolAllPhase&gt;=240k&lt; | False | False |  |  |  |  | 10.2 |  | 13.9 | 13 | [6 empty] | 555000 | Heating Other Than Electric Re | 08/29/2023 |  | 11/13/2023
Daikin Comfort Technologies Manufacturing, L.P. | Daikin | RPS051DSA-S-5-0* |  | Voluntarily Certified | ACAirCoolAllPhase&gt;=240k&lt; | False | False |  |  |  |  | 10.1 |  | 13.8 | 13 | [6 empty] | 555000 | Heating Other Than Electric Re | 08/29/2023 |  | 11/13/2023
Daikin Comfort Technologies Manufacturing, L.P. | Daikin | DPSA052A2BSBS*0B02560*G |  | Voluntarily Certified | ACAirCoolAllPhase&gt;=240k&lt; | False | False |  |  |  |  | 10 |  | 15 | 13 | [6 empty] | 560000 | Heating Other Than Electric Re | 08/29/2023 |  | 11/13/2023
Daikin Comfort Technologies Manufacturing, L.P. | Daikin | DPSA052A2BSBS*0B02630*G |  | Voluntarily Certified | ACAirCoolAllPhase&gt;=240k&lt; | False | False |  |  |  |  | 10 |  | 15 | 13 | [6 empty] | 560000 | Heating Other Than Electric Re | 08/29/2023 |  | 11/13/2023
Daikin Comfort Technologies Manufacturing, L.P. | Daikin | DPSA052A2BSBS*0B04560*G |  | Voluntarily Certified | ACAirCoolAllPhase&gt;=240k&lt; | False | False |  |  |  |  | 10.1 |  | 15.1 | 13 | [6 empty] | 560000 | Heating Other Than Electric Re | 08/29/2023 |  | 11/13/2023
Daikin Comfort Technologies Manufacturing, L.P. | Daikin | DPSA052A2BSBSA0B02560*G |  | Voluntarily Certified | ACAirCoolAllPhase&gt;=240k&lt; | False | False |  |  |  |  | 10 |  | 13.8 | 13 | [6 empty] | 560000 | Heating Other Than Electric Re | 08/29/2023 |  | 11/13/2023
Daikin Comfort Technologies Manufacturing, L.P. | Daikin | DPSA052A2BSBSA0B02630*G |  | Voluntarily Certified | ACAirCoolAllPhase&gt;=240k&lt; | False | False |  |  |  |  | 10 |  | 13.8 | 13 | [6 empty] | 560000 | Heating Other Than Electric Re | 08/29/2023 |  | 11/13/2023
Daikin Comfort Technologies Manufacturing, L.P. | Daikin | DPSA052A2BSBSA0B04560*G |  | Voluntarily Certified | ACAirCoolAllPhase&gt;=240k&lt; | False | False |  |  |  |  | 10.1 |  | 13.9 | 13 | [6 empty] | 560000 | Heating Other Than Electric Re | 08/29/2023 |  | 11/13/2023
Daikin Comfort Technologies Manufacturing, L.P. | Daikin | DPSA052A2BSBSB0B02560*G |  | Voluntarily Certified | ACAirCoolAllPhase&gt;=240k&lt; | False | False |  |  |  |  | 10 |  | 13.8 | 13 | [6 empty] | 560000 | Heating Other Than Electric Re | 08/29/2023 |  | 11/13/2023
Daikin Comfort Technologies Manufacturing, L.P. | Daikin | DPSA052A2BSBSB0B02630*G |  | Voluntarily Certified | ACAirCoolAllPhase&gt;=240k&lt; | False | False |  |  |  |  | 10 |  | 13.8 | 13 | [6 empty] | 560000 | Heating Other Than Electric Re | 08/29/2023 |  | 11/13/2023
Daikin Comfort Technologies Manufacturing, L.P. | Daikin | DPSA052A2BSBSB0B04560*G |  | Voluntarily Certified | ACAirCoolAllPhase&gt;=240k&lt; | False | False |  |  |  |  | 10.1 |  | 13.9 | 13 | [6 empty] | 560000 | Heating Other Than Electric Re | 08/29/2023 |  | 11/13/2023
Daikin Comfort Technologies Manufacturing, L.P. | Daikin | RPS050DLA-4-V-6 |  | Voluntarily Certified | ACAirCoolAllPhase&gt;=240k&lt; | False | False |  |  |  |  | 9.9 |  | 14.3 | 13 | [6 empty] | 560000 | Heating Other Than Electric Re | 08/29/2023 |  | 11/13/2023
Daikin Comfort Technologies Manufacturing, L.P. | Daikin | RPS050DLA-4-V-6-0 |  | Voluntarily Certified | ACAirCoolAllPhase&gt;=240k&lt; | False | False |  |  |  |  | 9.8 |  | 14.2 | 13 | [6 empty] | 560000 | Heating Other Than Electric Re | 08/29/2023 |  | 11/13/2023
Daikin Comfort Technologies Manufacturing, L.P. | Daikin | RPS050DLA-S-5 |  | Voluntarily Certified | ACAirCoolAllPhase&gt;=240k&lt; | False | False |  |  |  |  | 9.8 |  | 13.3 | 13 | [6 empty] | 560000 | Heating Other Than Electric Re | 08/29/2023 |  | 11/13/2023
Daikin Comfort Technologies Manufacturing, L.P. | Daikin | RPS051DSA-2-V-6 |  | Voluntarily Certified | ACAirCoolAllPhase&gt;=240k&lt; | False | False |  |  |  |  | 10.2 |  | 15.1 | 13 | [6 empty] | 560000 | Heating Other Than Electric Re | 08/29/2023 |  | 11/13/2023
Daikin Comfort Technologies Manufacturing, L.P. | Daikin | RPS051DSA-2-V-6-0 |  | Voluntarily Certified | ACAirCoolAllPhase&gt;=240k&lt; | False | False |  |  |  |  | 10.1 |  | 15 | 13 | [6 empty] | 560000 | Heating Other Than Electric Re | 08/29/2023 |  | 11/13/2023
Daikin Comfort Technologies Manufacturing, L.P. | Daikin | RPS051DSA-6-S-D-306414-200 |  | Voluntarily Certified | ACAirCoolAllPhase&gt;=240k&lt; | False | False |  |  |  |  | 10.6 |  | 14.4 | 13 | [6 empty] | 560000 | Heating Other Than Electric Re | 08/29/2023 |  | 11/13/2023
Daikin Comfort Technologies Manufacturing, L.P. | Daikin | DPSA052A2BSBS*0B04500*G |  | Voluntarily Certified | ACAirCoolAllPhase&gt;=240k&lt; | False | False |  |  |  |  | 10.1 |  | 15.1 | 13 | [6 empty] | 565000 | Heating Other Than Electric Re | 08/29/2023 |  | 11/13/2023
Daikin Comfort Technologies Manufacturing, L.P. | Daikin | DPSA052A2BSBSA0B04500*G |  | Voluntarily Certified | ACAirCoolAllPhase&gt;=240k&lt; | False | False |  |  |  |  | 10.1 |  | 13.9 | 13 | [6 empty] | 565000 | Heating Other Than Electric Re | 08/29/2023 |  | 11/13/2023
Daikin Comfort Technologies Manufacturing, L.P. | Daikin | DPSA052A2BSBSB0B04500*G |  | Voluntarily Certified | ACAirCoolAllPhase&gt;=240k&lt; | False | False |  |  |  |  | 10.1 |  | 13.9 | 13 | [6 empty] | 565000 | Heating Other Than Electric Re | 08/29/2023 |  | 11/13/2023
Daikin Comfort Technologies Manufacturing, L.P. | Daikin | RPS050DSA-6-S-D-306414-100 |  | Voluntarily Certified | ACAirCoolAllPhase&gt;=240k&lt; | False | False |  |  |  |  | 10 |  | 14.1 | 13 | [6 empty] | 565000 | Heating Other Than Electric Re | 08/29/2023 |  | 11/13/2023
Daikin Comfort Technologies Manufacturing, L.P. | Daikin | RPS051DLA-2-V-5 |  | Voluntarily Certified | ACAirCoolAllPhase&gt;=240k&lt; | False | False |  |  |  |  | 10.2 |  | 15.1 | 13 | [6 empty] | 565000 | Heating Other Than Electric Re | 08/29/2023 |  | 11/13/2023
Daikin Comfort Technologies Manufacturing, L.P. | Daikin | RPS051DLA-2-V-5-0 |  | Voluntarily Certified | ACAirCoolAllPhase&gt;=240k&lt; | False | False |  |  |  |  | 10.1 |  | 15 | 13 | [6 empty] | 565000 | Heating Other Than Electric Re | 08/29/2023 |  | 11/13/2023
Daikin Comfort Technologies Manufacturing, L.P. | Daikin | RPS051DSA-4-V-6 |  | Voluntarily Certified | ACAirCoolAllPhase&gt;=240k&lt; | False | False |  |  |  |  | 10.3 |  | 15.2 | 13 | [6 empty] | 565000 | Heating Other Than Electric Re | 08/29/2023 |  | 11/13/2023
Daikin Comfort Technologies Manufacturing, L.P. | Daikin | RPS051DSA-4-V-6-0 |  | Voluntarily Certified | ACAirCoolAllPhase&gt;=240k&lt; | False | False |  |  |  |  | 10.2 |  | 15.1 | 13 | [6 empty] | 565000 | Heating Other Than Electric Re | 08/29/2023 |  | 11/13/2023
Daikin Comfort Technologies Manufacturing, L.P. | Daikin | RPS051DSA-S-6 |  | Voluntarily Certified | ACAirCoolAllPhase&gt;=240k&lt; | False | False |  |  |  |  | 10.3 |  | 14 | 13 | [6 empty] | 565000 | Heating Other Than Electric Re | 08/29/2023 |  | 11/13/2023
Daikin Comfort Technologies Manufacturing, L.P. | Daikin | RPS051DSA-S-6-0 |  | Voluntarily Certified | ACAirCoolAllPhase&gt;=240k&lt; | False | False |  |  |  |  | 10.2 |  | 13.9 | 13 | [6 empty] | 565000 | Heating Other Than Electric Re | 08/29/2023 |  | 11/13/2023
Daikin Comfort Technologies Manufacturing, L.P. | Daikin | DPSA052A*BSBS*0B02560*G |  | Voluntarily Certified | ACAirCoolAllPhase&gt;=240k&lt; | False | False |  |  |  |  | 10.2 |  | 15.3 | 13 | [6 empty] | 570000 | Heating Other Than Electric Re | 08/29/2023 |  | 11/13/2023
Daikin Comfort Technologies Manufacturing, L.P. | Daikin | DPSA052A*BSBS*0B02630*G |  | Voluntarily Certified | ACAirCoolAllPhase&gt;=240k&lt; | False | False |  |  |  |  | 10.2 |  | 15.2 | 13 | [6 empty] | 570000 | Heating Other Than Electric Re | 08/29/2023 |  | 11/13/2023
Daikin Comfort Technologies Manufacturing, L.P. | Daikin | DPSA052A*BSBS*0B04450*G |  | Voluntarily Certified | ACAirCoolAllPhase&gt;=240k&lt; | False | False |  |  |  |  | 10 |  | 15 | 13 | [6 empty] | 570000 | Heating Other Than Electric Re | 08/29/2023 |  | 11/13/2023
Daikin Comfort Technologies Manufacturing, L.P. | Daikin | DPSA052A*BSBS*0B04560*G |  | Voluntarily Certified | ACAirCoolAllPhase&gt;=240k&lt; | False | False |  |  |  |  | 10.2 |  | 15.3 | 13 | [6 empty] | 570000 | Heating Other Than Electric Re | 08/29/2023 |  | 11/13/2023
Daikin Comfort Technologies Manufacturing, L.P. | Daikin | DPSA052A*BSBSA0B02560*G |  | Voluntarily Certified | ACAirCoolAllPhase&gt;=240k&lt; | False | False |  |  |  |  | 10.2 |  | 14 | 13 | [6 empty] | 570000 | Heating Other Than Electric Re | 08/29/2023 |  | 11/13/2023
Daikin Comfort Technologies Manufacturing, L.P. | Daikin | DPSA052A*BSBSA0B02630*G |  | Voluntarily Certified | ACAirCoolAllPhase&gt;=240k&lt; | False | False |  |  |  |  | 10.2 |  | 14 | 13 | [6 empty] | 570000 | Heating Other Than Electric Re | 08/29/2023 |  | 11/13/2023
Daikin Comfort Technologies Manufacturing, L.P. | Daikin | DPSA052A*BSBSA0B04450*G |  | Voluntarily Certified | ACAirCoolAllPhase&gt;=240k&lt; | False | False |  |  |  |  | 10 |  | 13.9 | 13 | [6 empty] | 570000 | Heating Other Than Electric Re | 08/29/2023 |  | 11/13/2023
Daikin Comfort Technologies Manufacturing, L.P. | Daikin | DPSA052A*BSBSA0B04560*G |  | Voluntarily Certified | ACAirCoolAllPhase&gt;=240k&lt; | False | False |  |  |  |  | 10.2 |  | 14.1 | 13 | [6 empty] | 570000 | Heating Other Than Electric Re | 08/29/2023 |  | 11/13/2023
Daikin Comfort Technologies Manufacturing, L.P. | Daikin | DPSA052A*BSBSB0B02560*G |  | Voluntarily Certified | ACAirCoolAllPhase&gt;=240k&lt; | False | False |  |  |  |  | 10.2 |  | 14 | 13 | [6 empty] | 570000 | Heating Other Than Electric Re | 08/29/2023 |  | 11/13/2023
Daikin Comfort Technologies Manufacturing, L.P. | Daikin | DPSA052A*BSBSB0B02630*G |  | Voluntarily Certified | ACAirCoolAllPhase&gt;=240k&lt; | False | False |  |  |  |  | 10.2 |  | 14 | 13 | [6 empty] | 570000 | Heating Other Than Electric Re | 08/29/2023 |  | 11/13/2023
Daikin Comfort Technologies Manufacturing, L.P. | Daikin | DPSA052A*BSBSB0B04450*G |  | Voluntarily Certified | ACAirCoolAllPhase&gt;=240k&lt; | False | False |  |  |  |  | 10 |  | 13.9 | 13 | [6 empty] | 570000 | Heating Other Than Electric Re | 08/29/2023 |  | 11/13/2023
Daikin Comfort Technologies Manufacturing, L.P. | Daikin | DPSA052A*BSBSB0B04560*G |  | Voluntarily Certified | ACAirCoolAllPhase&gt;=240k&lt; | False | False |  |  |  |  | 10.2 |  | 14.1 | 13 | [6 empty] | 570000 | Heating Other Than Electric Re | 08/29/2023 |  | 11/13/2023
Daikin Comfort Technologies Manufacturing, L.P. | Daikin | RPS050DLA-S-6 |  | Voluntarily Certified | ACAirCoolAllPhase&gt;=240k&lt; | False | False |  |  |  |  | 9.9 |  | 13.4 | 13 | [6 empty] | 570000 | Heating Other Than Electric Re | 08/29/2023 |  | 11/13/2023
Daikin Comfort Technologies Manufacturing, L.P. | Daikin | RPS050DLA-S-6-0 |  | Voluntarily Certified | ACAirCoolAllPhase&gt;=240k&lt; | False | False |  |  |  |  | 9.8 |  | 13.3 | 13 | [6 empty] | 570000 | Heating Other Than Electric Re | 08/29/2023 |  | 11/13/2023
Daikin Comfort Technologies Manufacturing, L.P. | Daikin | RPS051DLA-4-V-5 |  | Voluntarily Certified | ACAirCoolAllPhase&gt;=240k&lt; | False | False |  |  |  |  | 10.3 |  | 15.2 | 13 | [6 empty] | 570000 | Heating Other Than Electric Re | 08/29/2023 |  | 11/13/2023
Daikin Comfort Technologies Manufacturing, L.P. | Daikin | RPS051DLA-4-V-5-0 |  | Voluntarily Certified | ACAirCoolAllPhase&gt;=240k&lt; | False | False |  |  |  |  | 10.2 |  | 15.1 | 13 | [6 empty] | 570000 | Heating Other Than Electric Re | 08/29/2023 |  | 11/13/2023
Daikin Comfort Technologies Manufacturing, L.P. | Daikin | RPS051DLA-S-5 |  | Voluntarily Certified | ACAirCoolAllPhase&gt;=240k&lt; | False | False |  |  |  |  | 10.3 |  | 14 | 13 | [6 empty] | 570000 | Heating Other Than Electric Re | 08/29/2023 |  | 11/13/2023
Daikin Comfort Technologies Manufacturing, L.P. | Daikin | RPS051DLA-S-5-0* |  | Voluntarily Certified | ACAirCoolAllPhase&gt;=240k&lt; | False | False |  |  |  |  | 10.2 |  | 13.9 | 13 | [6 empty] | 570000 | Heating Other Than Electric Re | 08/29/2023 |  | 11/13/2023
Daikin Comfort Technologies Manufacturing, L.P. | Daikin | DPSA052A*BSBS*0B04500*G |  | Voluntarily Certified | ACAirCoolAllPhase&gt;=240k&lt; | False | False |  |  |  |  | 10.3 |  | 15.3 | 13 | [6 empty] | 575000 | Heating Other Than Electric Re | 08/29/2023 |  | 11/13/2023
Daikin Comfort Technologies Manufacturing, L.P. | Daikin | DPSA052A*BSBSA0B04500*G |  | Voluntarily Certified | ACAirCoolAllPhase&gt;=240k&lt; | False | False |  |  |  |  | 10.3 |  | 14.1 | 13 | [6 empty] | 575000 | Heating Other Than Electric Re | 08/29/2023 |  | 11/13/2023
Daikin Comfort Technologies Manufacturing, L.P. | Daikin | DPSA052A*BSBSB0B04500*G |  | Voluntarily Certified | ACAirCoolAllPhase&gt;=240k&lt; | False | False |  |  |  |  | 10.3 |  | 14.1 | 13 | [6 empty] | 575000 | Heating Other Than Electric Re | 08/29/2023 |  | 11/13/2023
Daikin Comfort Technologies Manufacturing, L.P. | Daikin | RPS051DLA-2-V-6 |  | Voluntarily Certified | ACAirCoolAllPhase&gt;=240k&lt; | False | False |  |  |  |  | 10.3 |  | 15.2 | 13 | [6 empty] | 575000 | Heating Other Than Electric Re | 08/29/2023 |  | 11/13/2023
Daikin Comfort Technologies Manufacturing, L.P. | Daikin | RPS051DLA-2-V-6-0 |  | Voluntarily Certified | ACAirCoolAllPhase&gt;=240k&lt; | False | False |  |  |  |  | 10.2 |  | 15.1 | 13 | [6 empty] | 575000 | Heating Other Than Electric Re | 08/29/2023 |  | 11/13/2023
Daikin Comfort Technologies Manufacturing, L.P. | Daikin | RPS051DLA-4-V-6 |  | Voluntarily Certified | ACAirCoolAllPhase&gt;=240k&lt; | False | False |  |  |  |  | 10.4 |  | 15.3 | 13 | [6 empty] | 580000 | Heating Other Than Electric Re | 08/29/2023 |  | 11/13/2023
Daikin Comfort Technologies Manufacturing, L.P. | Daikin | RPS051DLA-4-V-6-0 |  | Voluntarily Certified | ACAirCoolAllPhase&gt;=240k&lt; | False | False |  |  |  |  | 10.3 |  | 15.2 | 13 | [6 empty] | 580000 | Heating Other Than Electric Re | 08/29/2023 |  | 11/13/2023
Daikin Comfort Technologies Manufacturing, L.P. | Daikin | RPS051DLA-S-6 |  | Voluntarily Certified | ACAirCoolAllPhase&gt;=240k&lt; | False | False |  |  |  |  | 10.4 |  | 14.1 | 13 | [6 empty] | 580000 | Heating Other Than Electric Re | 08/29/2023 |  | 11/13/2023
Daikin Comfort Technologies Manufacturing, L.P. | Daikin | RPS051DLA-S-6-0 |  | Voluntarily Certified | ACAirCoolAllPhase&gt;=240k&lt; | False | False |  |  |  |  | 10.3 |  | 14 | 13 | [6 empty] | 580000 | Heating Other Than Electric Re | 08/29/2023 |  | 11/13/2023
Daikin Comfort Technologies Manufacturing, L.P. | Daikin | RFS-RCS061DSA-S-6-30-267393020 |  | Voluntarily Certified | ACAirCoolAllPhase&gt;=240k&lt; | False | False |  |  |  |  | 9.8 |  | 13.1 | 13 | [6 empty] | 610000 | Heating Other Than Electric Re | 08/29/2023 |  | 11/13/2023
Daikin Comfort Technologies Manufacturing, L.P. | Daikin | RPS063DSA-2-V-4 |  | Voluntarily Certified | ACAirCoolAllPhase&gt;=240k&lt; | False | False |  |  |  |  | 10 |  | 14.6 | 13 | [6 empty] | 620000 | Heating Other Than Electric Re | 08/29/2023 |  | 11/13/2023
Daikin Comfort Technologies Manufacturing, L.P. | Daikin | RPS063DSA-2-V-4-0 |  | Voluntarily Certified | ACAirCoolAllPhase&gt;=240k&lt; | False | False |  |  |  |  | 9.9 |  | 14.5 | 13 | [6 empty] | 620000 | Heating Other Than Electric Re | 08/29/2023 |  | 11/13/2023
Daikin Comfort Technologies Manufacturing, L.P. | Daikin | RPS063DSA-4-V-4 |  | Voluntarily Certified | ACAirCoolAllPhase&gt;=240k&lt; | False | False |  |  |  |  | 10.1 |  | 14.7 | 13 | [6 empty] | 620000 | Heating Other Than Electric Re | 08/29/2023 |  | 11/13/2023
Daikin Comfort Technologies Manufacturing, L.P. | Daikin | RPS063DSA-4-V-4-0 |  | Voluntarily Certified | ACAirCoolAllPhase&gt;=240k&lt; | False | False |  |  |  |  | 10 |  | 14.6 | 13 | [6 empty] | 620000 | Heating Other Than Electric Re | 08/29/2023 |  | 11/13/2023
Daikin Comfort Technologies Manufacturing, L.P. | Daikin | RPS063DSA-S-4 |  | Voluntarily Certified | ACAirCoolAllPhase&gt;=240k&lt; | False | False |  |  |  |  | 10.1 |  | 13.4 | 13 | [6 empty] | 625000 | Heating Other Than Electric Re | 08/29/2023 |  | 11/13/2023
Daikin Comfort Technologies Manufacturing, L.P. | Daikin | RPS063DSA-S-4-0 |  | Voluntarily Certified | ACAirCoolAllPhase&gt;=240k&lt; | False | False |  |  |  |  | 10 |  | 13.3 | 13 | [6 empty] | 625000 | Heating Other Than Electric Re | 08/29/2023 |  | 11/13/2023
Daikin Comfort Technologies Manufacturing, L.P. | Daikin | RFS-RCS050DSA-S-6-30-267393010 |  | Voluntarily Certified | ACAirCoolAllPhase&gt;=240k&lt; | False | False |  |  |  |  | 10 |  | 13.5 | 13 | [6 empty] | 630000 | Heating Other Than Electric Re | 08/29/2023 |  | 11/13/2023
Daikin Comfort Technologies Manufacturing, L.P. | Daikin | RPS 080DSA-4-S-33-285604-200 |  | Voluntarily Certified | ACAirCoolAllPhase&gt;=240k&lt; | False | False |  |  |  |  | 10.3 |  | 14.3 | 13 | [6 empty] | 630000 | Heating Other Than Electric Re | 08/29/2023 |  | 11/13/2023
Daikin Comfort Technologies Manufacturing, L.P. | Daikin | RPS063DLA-2-V-4 |  | Voluntarily Certified | ACAirCoolAllPhase&gt;=240k&lt; | False | False |  |  |  |  | 10.1 |  | 14.7 | 13 | [6 empty] | 630000 | Heating Other Than Electric Re | 08/29/2023 |  | 11/13/2023
Daikin Comfort Technologies Manufacturing, L.P. | Daikin | RPS063DLA-2-V-4-0 |  | Voluntarily Certified | ACAirCoolAllPhase&gt;=240k&lt; | False | False |  |  |  |  | 10 |  | 14.6 | 13 | [6 empty] | 630000 | Heating Other Than Electric Re | 08/29/2023 |  | 11/13/2023
Daikin Comfort Technologies Manufacturing, L.P. | Daikin | RPS063DLA-4-V-4 |  | Voluntarily Certified | ACAirCoolAllPhase&gt;=240k&lt; | False | False |  |  |  |  | 10.2 |  | 14.8 | 13 | [6 empty] | 630000 | Heating Other Than Electric Re | 08/29/2023 |  | 11/13/2023
Daikin Comfort Technologies Manufacturing, L.P. | Daikin | RPS063DLA-4-V-4-0 |  | Voluntarily Certified | ACAirCoolAllPhase&gt;=240k&lt; | False | False |  |  |  |  | 10.1 |  | 14.7 | 13 | [6 empty] | 630000 | Heating Other Than Electric Re | 08/29/2023 |  | 11/13/2023
Daikin Comfort Technologies Manufacturing, L.P. | Daikin | RPS063DSA-2-V-5 |  | Voluntarily Certified | ACAirCoolAllPhase&gt;=240k&lt; | False | False |  |  |  |  | 10.1 |  | 14.7 | 13 | [6 empty] | 635000 | Heating Other Than Electric Re | 08/29/2023 |  | 11/13/2023
Daikin Comfort Technologies Manufacturing, L.P. | Daikin | RPS063DSA-2-V-5-0 |  | Voluntarily Certified | ACAirCoolAllPhase&gt;=240k&lt; | False | False |  |  |  |  | 10 |  | 14.6 | 13 | [6 empty] | 635000 | Heating Other Than Electric Re | 08/29/2023 |  | 11/13/2023
Daikin Comfort Technologies Manufacturing, L.P. | Daikin | RPS063DSA-4-V-5 |  | Voluntarily Certified | ACAirCoolAllPhase&gt;=240k&lt; | False | False |  |  |  |  | 10.2 |  | 14.8 | 13 | [6 empty] | 635000 | Heating Other Than Electric Re | 08/29/2023 |  | 11/13/2023
Daikin Comfort Technologies Manufacturing, L.P. | Daikin | RPS063DSA-4-V-5-0 |  | Voluntarily Certified | ACAirCoolAllPhase&gt;=240k&lt; | False | False |  |  |  |  | 10.1 |  | 14.7 | 13 | [6 empty] | 635000 | Heating Other Than Electric Re | 08/29/2023 |  | 11/13/2023
Daikin Comfort Technologies Manufacturing, L.P. | Daikin | RPS061DLA-S-5 |  | Voluntarily Certified | ACAirCoolAllPhase&gt;=240k&lt; | False | False |  |  |  |  | 9.8 |  | 13.1 | 13 | [6 empty] | 640000 | Heating Other Than Electric Re | 08/29/2023 |  | 11/13/2023
Daikin Comfort Technologies Manufacturing, L.P. | Daikin | RPS061DSA-S-6 |  | Voluntarily Certified | ACAirCoolAllPhase&gt;=240k&lt; | False | False |  |  |  |  | 9.8 |  | 13.1 | 13 | [6 empty] | 640000 | Heating Other Than Electric Re | 08/29/2023 |  | 11/13/2023
Daikin Comfort Technologies Manufacturing, L.P. | Daikin | RPS063DLA-2-V-5 |  | Voluntarily Certified | ACAirCoolAllPhase&gt;=240k&lt; | False | False |  |  |  |  | 10.2 |  | 14.8 | 13 | [6 empty] | 645000 | Heating Other Than Electric Re | 08/29/2023 |  | 11/13/2023
Daikin Comfort Technologies Manufacturing, L.P. | Daikin | RPS063DLA-2-V-5-0 |  | Voluntarily Certified | ACAirCoolAllPhase&gt;=240k&lt; | False | False |  |  |  |  | 10.1 |  | 14.7 | 13 | [6 empty] | 645000 | Heating Other Than Electric Re | 08/29/2023 |  | 11/13/2023
Daikin Comfort Technologies Manufacturing, L.P. | Daikin | RPS063DLA-4-V-5 |  | Voluntarily Certified | ACAirCoolAllPhase&gt;=240k&lt; | False | False |  |  |  |  | 10.3 |  | 14.9 | 13 | [6 empty] | 645000 | Heating Other Than Electric Re | 08/29/2023 |  | 11/13/2023
Daikin Comfort Technologies Manufacturing, L.P. | Daikin | RPS063DLA-4-V-5-0 |  | Voluntarily Certified | ACAirCoolAllPhase&gt;=240k&lt; | False | False |  |  |  |  | 10.2 |  | 14.8 | 13 | [6 empty] | 645000 | Heating Other Than Electric Re | 08/29/2023 |  | 11/13/2023
Daikin Comfort Technologies Manufacturing, L.P. | Daikin | RPS063DSA-2-V-6 |  | Voluntarily Certified | ACAirCoolAllPhase&gt;=240k&lt; | False | False |  |  |  |  | 10.2 |  | 14.8 | 13 | [6 empty] | 645000 | Heating Other Than Electric Re | 08/29/2023 |  | 11/13/2023
Daikin Comfort Technologies Manufacturing, L.P. | Daikin | RPS063DSA-2-V-6-0 |  | Voluntarily Certified | ACAirCoolAllPhase&gt;=240k&lt; | False | False |  |  |  |  | 10.1 |  | 14.7 | 13 | [6 empty] | 645000 | Heating Other Than Electric Re | 08/29/2023 |  | 11/13/2023
Daikin Comfort Technologies Manufacturing, L.P. | Daikin | RPS063DSA-4-V-6 |  | Voluntarily Certified | ACAirCoolAllPhase&gt;=240k&lt; | False | False |  |  |  |  | 10.3 |  | 14.9 | 13 | [6 empty] | 645000 | Heating Other Than Electric Re | 08/29/2023 |  | 11/13/2023
Daikin Comfort Technologies Manufacturing, L.P. | Daikin | RPS063DSA-4-V-6-0 |  | Voluntarily Certified | ACAirCoolAllPhase&gt;=240k&lt; | False | False |  |  |  |  | 10.2 |  | 14.8 | 13 | [6 empty] | 645000 | Heating Other Than Electric Re | 08/29/2023 |  | 11/13/2023
Daikin Comfort Technologies Manufacturing, L.P. | Daikin | RPS063DSA-S-5 |  | Voluntarily Certified | ACAirCoolAllPhase&gt;=240k&lt; | False | False |  |  |  |  | 10.2 |  | 13.5 | 13 | [6 empty] | 645000 | Heating Other Than Electric Re | 08/29/2023 |  | 11/13/2023
Daikin Comfort Technologies Manufacturing, L.P. | Daikin | RPS063DSA-S-5-0* |  | Voluntarily Certified | ACAirCoolAllPhase&gt;=240k&lt; | False | False |  |  |  |  | 10.1 |  | 13.4 | 13 | [6 empty] | 645000 | Heating Other Than Electric Re | 08/29/2023 |  | 11/13/2023
Daikin Comfort Technologies Manufacturing, L.P. | Daikin | MPS061ELG-V |  | Voluntarily Certified | ACAirCoolAllPhase&gt;=240k&lt; | False | False |  |  |  |  | 9.8 |  | 13.1 | 13 | [6 empty] | 650000 | Heating Other Than Electric Re | 08/29/2023 |  | 11/13/2023
Daikin Comfort Technologies Manufacturing, L.P. | Daikin | RPS061DLA-S-6 |  | Voluntarily Certified | ACAirCoolAllPhase&gt;=240k&lt; | False | False |  |  |  |  | 9.9 |  | 13.2 | 13 | [6 empty] | 650000 | Heating Other Than Electric Re | 08/29/2023 |  | 11/13/2023
Daikin Comfort Technologies Manufacturing, L.P. | Daikin | RPS061DLA-S-6-0 |  | Voluntarily Certified | ACAirCoolAllPhase&gt;=240k&lt; | False | False |  |  |  |  | 9.8 |  | 13.1 | 13 | [6 empty] | 650000 | Heating Other Than Electric Re | 08/29/2023 |  | 11/13/2023
Daikin Comfort Technologies Manufacturing, L.P. | Daikin | RPS063DLA-S-4 |  | Voluntarily Certified | ACAirCoolAllPhase&gt;=240k&lt; | False | False |  |  |  |  | 10.2 |  | 13.5 | 13 | [6 empty] | 650000 | Heating Other Than Electric Re | 08/29/2023 |  | 11/13/2023
Daikin Comfort Technologies Manufacturing, L.P. | Daikin | RPS063DLA-S-4-0 |  | Voluntarily Certified | ACAirCoolAllPhase&gt;=240k&lt; | False | False |  |  |  |  | 10.1 |  | 13.4 | 13 | [6 empty] | 650000 | Heating Other Than Electric Re | 08/29/2023 |  | 11/13/2023
Daikin Comfort Technologies Manufacturing, L.P. | Daikin | RPS080DSA-256892-100,600 |  | Voluntarily Certified | ACAirCoolAllPhase&gt;=240k&lt; | False | False |  |  |  |  | 10.4 |  | 14.3 | 13 | [6 empty] | 650000 | Heating Other Than Electric Re | 08/29/2023 |  | 11/13/2023
Daikin Comfort Technologies Manufacturing, L.P. | Daikin | RPS063DLA-2-V-6 |  | Voluntarily Certified | ACAirCoolAllPhase&gt;=240k&lt; | False | False |  |  |  |  | 10.3 |  | 14.9 | 13 | [6 empty] | 655000 | Heating Other Than Electric Re | 08/29/2023 |  | 11/13/2023
Daikin Comfort Technologies Manufacturing, L.P. | Daikin | RPS063DLA-2-V-6-0 |  | Voluntarily Certified | ACAirCoolAllPhase&gt;=240k&lt; | False | False |  |  |  |  | 10.2 |  | 14.8 | 13 | [6 empty] | 655000 | Heating Other Than Electric Re | 08/29/2023 |  | 11/13/2023
Daikin Comfort Technologies Manufacturing, L.P. | Daikin | RPS063DLA-4-V-6 |  | Voluntarily Certified | ACAirCoolAllPhase&gt;=240k&lt; | False | False |  |  |  |  | 10.4 |  | 15 | 13 | [6 empty] | 655000 | Heating Other Than Electric Re | 08/29/2023 |  | 11/13/2023
Daikin Comfort Technologies Manufacturing, L.P. | Daikin | RPS063DLA-4-V-6-0 |  | Voluntarily Certified | ACAirCoolAllPhase&gt;=240k&lt; | False | False |  |  |  |  | 10.3 |  | 14.9 | 13 | [6 empty] | 655000 | Heating Other Than Electric Re | 08/29/2023 |  | 11/13/2023
Daikin Comfort Technologies Manufacturing, L.P. | Daikin | RPS063DSA-S-6 |  | Voluntarily Certified | ACAirCoolAllPhase&gt;=240k&lt; | False | False |  |  |  |  | 10.3 |  | 13.6 | 13 | [6 empty] | 655000 | Heating Other Than Electric Re | 08/29/2023 |  | 11/13/2023
Daikin Comfort Technologies Manufacturing, L.P. | Daikin | RPS063DSA-S-6-0 |  | Voluntarily Certified | ACAirCoolAllPhase&gt;=240k&lt; | False | False |  |  |  |  | 10.2 |  | 13.5 | 13 | [6 empty] | 655000 | Heating Other Than Electric Re | 08/29/2023 |  | 11/13/2023
Daikin Comfort Technologies Manufacturing, L.P. | Daikin | RPS063DLA-S-5 |  | Voluntarily Certified | ACAirCoolAllPhase&gt;=240k&lt; | False | False |  |  |  |  | 10.3 |  | 13.6 | 13 | [6 empty] | 660000 | Heating Other Than Electric Re | 08/29/2023 |  | 11/13/2023
Daikin Comfort Technologies Manufacturing, L.P. | Daikin | RPS063DLA-S-5-0* |  | Voluntarily Certified | ACAirCoolAllPhase&gt;=240k&lt; | False | False |  |  |  |  | 10.2 |  | 13.5 | 13 | [6 empty] | 660000 | Heating Other Than Electric Re | 08/29/2023 |  | 11/13/2023
Daikin Comfort Technologies Manufacturing, L.P. | Daikin | RPS063DLA-S-6 |  | Voluntarily Certified | ACAirCoolAllPhase&gt;=240k&lt; | False | False |  |  |  |  | 10.4 |  | 13.7 | 13 | [6 empty] | 670000 | Heating Other Than Electric Re | 08/29/2023 |  | 11/13/2023
Daikin Comfort Technologies Manufacturing, L.P. | Daikin | RPS063DLA-S-6-0 |  | Voluntarily Certified | ACAirCoolAllPhase&gt;=240k&lt; | False | False |  |  |  |  | 10.3 |  | 13.6 | 13 | [6 empty] | 670000 | Heating Other Than Electric Re | 08/29/2023 |  | 11/13/2023
Daikin Comfort Technologies Manufacturing, L.P. | Daikin | RPS063DXA244541-00200 |  | Voluntarily Certified | ACAirCoolAllPhase&gt;=240k&lt; | False | False |  |  |  |  | 9.8 |  | 13.1 | 13 | [6 empty] | 700000 | Heating Other Than Electric Re | 08/29/2023 |  | 11/13/2023
Daikin Comfort Technologies Manufacturing, L.P. | Daikin | DFH0723********A* |  | Voluntarily Certified | HPAirCoolAllPhase&gt;=65k&lt;1 | False | False |  |  |  |  | 11 |  | 14.5 | 14.1 |  |  |  |  | 3.4 | 3.4 | 68000 | Electric Resistance Heating Or | 08/29/2023 |  | 11/13/2023
Daikin Comfort Technologies Manufacturing, L.P. | Daikin | DFH0724********A* |  | Voluntarily Certified | HPAirCoolAllPhase&gt;=65k&lt;1 | False | False |  |  |  |  | 11 |  | 14.5 | 14.1 |  |  |  |  | 3.4 | 3.4 | 68000 | Electric Resistance Heating Or | 08/29/2023 |  | 11/13/2023
Daikin Comfort Technologies Manufacturing, L.P. | Daikin | DFH0727********A* |  | Voluntarily Certified | HPAirCoolAllPhase&gt;=65k&lt;1 | False | False |  |  |  |  | 11 |  | 14.5 | 14.1 |  |  |  |  | 3.4 | 3.4 | 68000 | Electric Resistance Heating Or | 08/29/2023 |  | 11/13/2023
Daikin Comfort Technologies Manufacturing, L.P. | Daikin | DFH090*********A* |  | Voluntarily Certified | HPAirCoolAllPhase&gt;=65k&lt;1 | False | False |  |  |  |  | 11 |  | 14.1 | 14.1 |  |  |  |  | 3.4 | 3.4 | 86000 | Electric Resistance Heating Or | 08/29/2023 |  | 11/13/2023
Daikin Comfort Technologies Manufacturing, L.P. | Daikin | DFH102*********A* |  | Voluntarily Certified | HPAirCoolAllPhase&gt;=65k&lt;1 | False | False |  |  |  |  | 11 |  | 14.1 | 14.1 |  |  |  |  | 3.4 | 3.4 | 100000 | Electric Resistance Heating Or | 08/29/2023 |  | 11/13/2023
Daikin Comfort Technologies Manufacturing, L.P. | Daikin | DFH120*********A* |  | Voluntarily Certified | HPAirCoolAllPhase&gt;=65k&lt;1 | False | False |  |  |  |  | 11 |  | 14.1 | 14.1 |  |  |  |  | 3.4 | 3.4 | 116000 | Electric Resistance Heating Or | 08/29/2023 |  | 11/13/2023
Daikin Comfort Technologies Manufacturing, L.P. | Daikin | DPS006AHHE2**-4* |  | Voluntarily Certified | HPAirCoolAllPhase&gt;=65k&lt;1 | False | False |  |  |  |  | 11 |  | 18.8 | 14.1 |  |  |  |  | 3.69 | 3.4 | 67000 | Electric Resistance Heating Or | 08/29/2023 |  | 11/13/2023
Daikin Comfort Technologies Manufacturing, L.P. | Daikin | DPS006AHHE4**-4* |  | Voluntarily Certified | HPAirCoolAllPhase&gt;=65k&lt;1 | False | False |  |  |  |  | 11 |  | 18.8 | 14.1 |  |  |  |  | 3.69 | 3.4 | 67000 | Electric Resistance Heating Or | 08/29/2023 |  | 11/13/2023
Daikin Comfort Technologies Manufacturing, L.P. | Daikin | DPS006AHHG2**-4* |  | Voluntarily Certified | HPAirCoolAllPhase&gt;=65k&lt;1 | False | False |  |  |  |  | 11.2 |  | 18.8 | 14.1 |  |  |  |  | 3.69 | 3.4 | 68000 | Electric Resistance Heating Or | 08/29/2023 |  | 11/13/2023
Daikin Comfort Technologies Manufacturing, L.P. | Daikin | DPS006AHHG2**-4*14D |  | Voluntarily Certified | HPAirCoolAllPhase&gt;=65k&lt;1 | False | False |  |  |  |  | 11.2 |  | 18.8 | 14.1 |  |  |  |  | 3.69 | 3.4 | 68000 | Electric Resistance Heating Or | 08/29/2023 |  | 11/13/2023
Daikin Comfort Technologies Manufacturing, L.P. | Daikin | DPS006AHHG4**-4* |  | Voluntarily Certified | HPAirCoolAllPhase&gt;=65k&lt;1 | False | False |  |  |  |  | 11.2 |  | 18.8 | 14.1 |  |  |  |  | 3.69 | 3.4 | 68000 | Electric Resistance Heating Or | 08/29/2023 |  | 11/13/2023
Daikin Comfort Technologies Manufacturing, L.P. | Daikin | DPS006AHHG4**-4*14D |  | Voluntarily Certified | HPAirCoolAllPhase&gt;=65k&lt;1 | False | False |  |  |  |  | 11.2 |  | 18.8 | 14.1 |  |  |  |  | 3.69 | 3.4 | 68000 | Electric Resistance Heating Or | 08/29/2023 |  | 11/13/2023
Daikin Comfort Technologies Manufacturing, L.P. | Daikin | DPS006AHHY2**-4* |  | Voluntarily Certified | HPAirCoolAllPhase&gt;=65k&lt;1 | False | False |  |  |  |  | 11.4 |  | 19.3 | 14.1 |  |  |  |  | 3.74 | 3.4 | 68000 | Electric Resistance Heating Or | 08/29/2023 |  | 11/13/2023
Daikin Comfort Technologies Manufacturing, L.P. | Daikin | DPS006AHHY4**-4* |  | Voluntarily Certified | HPAirCoolAllPhase&gt;=65k&lt;1 | False | False |  |  |  |  | 11.4 |  | 19.3 | 14.1 |  |  |  |  | 3.74 | 3.4 | 68000 | Electric Resistance Heating Or | 08/29/2023 |  | 11/13/2023
Daikin Comfort Technologies Manufacturing, L.P. | Daikin | DPS007AHHE2**-3* |  | Voluntarily Certified | HPAirCoolAllPhase&gt;=65k&lt;1 | False | False |  |  |  |  | 12.8 |  | 19.6 | 14.1 |  |  |  |  | 3.66 | 3.4 | 90000 | Electric Resistance Heating Or | 08/29/2023 |  | 11/13/2023
Daikin Comfort Technologies Manufacturing, L.P. | Daikin | DPS007AHHE2**-3-14 |  | Voluntarily Certified | HPAirCoolAllPhase&gt;=65k&lt;1 | False | False |  |  |  |  | 12.2 |  | 18.8 | 14.1 |  |  |  |  | 3.58 | 3.4 | 89000 | Electric Resistance Heating Or | 08/29/2023 |  | 11/13/2023
Daikin Comfort Technologies Manufacturing, L.P. | Daikin | DPS007AHHE2**-3-16 |  | Voluntarily Certified | HPAirCoolAllPhase&gt;=65k&lt;1 | False | False |  |  |  |  | 12.6 |  | 19.3 | 14.1 |  |  |  |  | 3.63 | 3.4 | 90000 | Electric Resistance Heating Or | 08/29/2023 |  | 11/13/2023
Daikin Comfort Technologies Manufacturing, L.P. | Daikin | DPS007AHHE4**-3* |  | Voluntarily Certified | HPAirCoolAllPhase&gt;=65k&lt;1 | False | False |  |  |  |  | 12.8 |  | 19.6 | 14.1 |  |  |  |  | 3.66 | 3.4 | 90000 | Electric Resistance Heating Or | 08/29/2023 |  | 11/13/2023
Daikin Comfort Technologies Manufacturing, L.P. | Daikin | DPS007AHHE4**-3-14 |  | Voluntarily Certified | HPAirCoolAllPhase&gt;=65k&lt;1 | False | False |  |  |  |  | 12.2 |  | 18.8 | 14.1 |  |  |  |  | 3.58 | 3.4 | 89000 | Electric Resistance Heating Or | 08/29/2023 |  | 11/13/2023
Daikin Comfort Technologies Manufacturing, L.P. | Daikin | DPS007AHHE4**-3-16 |  | Voluntarily Certified | HPAirCoolAllPhase&gt;=65k&lt;1 | False | False |  |  |  |  | 12.6 |  | 19.6 | 14.1 |  |  |  |  | 3.63 | 3.4 | 90000 | Electric Resistance Heating Or | 08/29/2023 |  | 11/13/2023
Daikin Comfort Technologies Manufacturing, L.P. | Daikin | DPS007AHHE5**-3* |  | Voluntarily Certified | HPAirCoolAllPhase&gt;=65k&lt;1 | False | False |  |  |  |  | 12.7 |  | 19.4 | 14.1 |  |  |  |  | 3.62 | 3.4 | 90000 | Electric Resistance Heating Or | 08/29/2023 |  | 11/13/2023
Daikin Comfort Technologies Manufacturing, L.P. | Daikin | DPS007AHHE5**-3-14 |  | Voluntarily Certified | HPAirCoolAllPhase&gt;=65k&lt;1 | False | False |  |  |  |  | 12.1 |  | 18.6 | 14.1 |  |  |  |  | 3.5 | 3.4 | 89000 | Electric Resistance Heating Or | 08/29/2023 |  | 11/13/2023
Daikin Comfort Technologies Manufacturing, L.P. | Daikin | DPS007AHHE5**-3-16 |  | Voluntarily Certified | HPAirCoolAllPhase&gt;=65k&lt;1 | False | False |  |  |  |  | 12.5 |  | 19.1 | 14.1 |  |  |  |  | 3.58 | 3.4 | 90000 | Electric Resistance Heating Or | 08/29/2023 |  | 11/13/2023
Daikin Comfort Technologies Manufacturing, L.P. | Daikin | DPS007AHHG2**-3* |  | Voluntarily Certified | HPAirCoolAllPhase&gt;=65k&lt;1 | False | False |  |  |  |  | 12.8 |  | 19.6 | 14.1 |  |  |  |  | 3.66 | 3.4 | 90000 | Electric Resistance Heating Or | 08/29/2023 |  | 11/13/2023
Daikin Comfort Technologies Manufacturing, L.P. | Daikin | DPS007AHHG2**-3*18D |  | Voluntarily Certified | HPAirCoolAllPhase&gt;=65k&lt;1 | False | False |  |  |  |  | 12.8 |  | 19.6 | 14.1 |  |  |  |  | 3.66 | 3.4 | 90000 | Electric Resistance Heating Or | 08/29/2023 |  | 11/13/2023
Daikin Comfort Technologies Manufacturing, L.P. | Daikin | DPS007AHHG2**-3-14 |  | Voluntarily Certified | HPAirCoolAllPhase&gt;=65k&lt;1 | False | False |  |  |  |  | 11.7 |  | 18.8 | 14.1 |  |  |  |  | 3.58 | 3.4 | 89000 | Electric Resistance Heating Or | 08/29/2023 |  | 11/13/2023
Daikin Comfort Technologies Manufacturing, L.P. | Daikin | DPS007AHHG2**-3-14D |  | Voluntarily Certified | HPAirCoolAllPhase&gt;=65k&lt;1 | False | False |  |  |  |  | 12.1 |  | 19.3 | 14.1 |  |  |  |  | 3.63 | 3.4 | 90000 | Electric Resistance Heating Or | 08/29/2023 |  | 11/13/2023
Daikin Comfort Technologies Manufacturing, L.P. | Daikin | DPS007AHHG2**-3-16 |  | Voluntarily Certified | HPAirCoolAllPhase&gt;=65k&lt;1 | False | False |  |  |  |  | 12.1 |  | 19.3 | 14.1 |  |  |  |  | 3.63 | 3.4 | 90000 | Electric Resistance Heating Or | 08/29/2023 |  | 11/13/2023
Daikin Comfort Technologies Manufacturing, L.P. | Daikin | DPS007AHHG4**-3* |  | Voluntarily Certified | HPAirCoolAllPhase&gt;=65k&lt;1 | False | False |  |  |  |  | 12.8 |  | 19.6 | 14.1 |  |  |  |  | 3.66 | 3.4 | 90000 | Electric Resistance Heating Or | 08/29/2023 |  | 11/13/2023
Daikin Comfort Technologies Manufacturing, L.P. | Daikin | DPS007AHHG4**-3*18D |  | Voluntarily Certified | HPAirCoolAllPhase&gt;=65k&lt;1 | False | False |  |  |  |  | 12.8 |  | 19.6 | 14.1 |  |  |  |  | 3.66 | 3.4 | 90000 | Electric Resistance Heating Or | 08/29/2023 |  | 11/13/2023
Daikin Comfort Technologies Manufacturing, L.P. | Daikin | DPS007AHHG4**-3-14 |  | Voluntarily Certified | HPAirCoolAllPhase&gt;=65k&lt;1 | False | False |  |  |  |  | 11.7 |  | 18.8 | 14.1 |  |  |  |  | 3.58 | 3.4 | 89000 | Electric Resistance Heating Or | 08/29/2023 |  | 11/13/2023
Daikin Comfort Technologies Manufacturing, L.P. | Daikin | DPS007AHHG4**-3-14D |  | Voluntarily Certified | HPAirCoolAllPhase&gt;=65k&lt;1 | False | False |  |  |  |  | 12.1 |  | 19.3 | 14.1 |  |  |  |  | 3.63 | 3.4 | 90000 | Electric Resistance Heating Or | 08/29/2023 |  | 11/13/2023
Daikin Comfort Technologies Manufacturing, L.P. | Daikin | DPS007AHHG4**-3-16 |  | Voluntarily Certified | HPAirCoolAllPhase&gt;=65k&lt;1 | False | False |  |  |  |  | 12.1 |  | 19.3 | 14.1 |  |  |  |  | 3.63 | 3.4 | 90000 | Electric Resistance Heating Or | 08/29/2023 |  | 11/13/2023
Daikin Comfort Technologies Manufacturing, L.P. | Daikin | DPS007AHHG5**-3* |  | Voluntarily Certified | HPAirCoolAllPhase&gt;=65k&lt;1 | False | False |  |  |  |  | 12.7 |  | 19.4 | 14.1 |  |  |  |  | 3.62 | 3.4 | 90000 | Electric Resistance Heating Or | 08/29/2023 |  | 11/13/2023
Daikin Comfort Technologies Manufacturing, L.P. | Daikin | DPS007AHHG5**-3*18D |  | Voluntarily Certified | HPAirCoolAllPhase&gt;=65k&lt;1 | False | False |  |  |  |  | 12.7 |  | 19.4 | 14.1 |  |  |  |  | 3.62 | 3.4 | 90000 | Electric Resistance Heating Or | 08/29/2023 |  | 11/13/2023
Daikin Comfort Technologies Manufacturing, L.P. | Daikin | DPS007AHHG5**-3-14 |  | Voluntarily Certified | HPAirCoolAllPhase&gt;=65k&lt;1 | False | False |  |  |  |  | 11.6 |  | 18.6 | 14.1 |  |  |  |  | 3.49 | 3.4 | 89000 | Electric Resistance Heating Or | 08/29/2023 |  | 11/13/2023
Daikin Comfort Technologies Manufacturing, L.P. | Daikin | DPS007AHHG5**-3-14D |  | Voluntarily Certified | HPAirCoolAllPhase&gt;=65k&lt;1 | False | False |  |  |  |  | 12 |  | 19.1 | 14.1 |  |  |  |  | 3.58 | 3.4 | 90000 | Electric Resistance Heating Or | 08/29/2023 |  | 11/13/2023
Daikin Comfort Technologies Manufacturing, L.P. | Daikin | DPS007AHHG5**-3-16 |  | Voluntarily Certified | HPAirCoolAllPhase&gt;=65k&lt;1 | False | False |  |  |  |  | 12 |  | 19.1 | 14.1 |  |  |  |  | 3.58 | 3.4 | 90000 | Electric Resistance Heating Or | 08/29/2023 |  | 11/13/2023
Daikin Comfort Technologies Manufacturing, L.P. | Daikin | DPS007AHHY2**-3* |  | Voluntarily Certified | HPAirCoolAllPhase&gt;=65k&lt;1 | False | False |  |  |  |  | 13 |  | 20.1 | 14.1 |  |  |  |  | 3.7 | 3.4 | 90000 | Electric Resistance Heating Or | 08/29/2023 |  | 11/13/2023
Daikin Comfort Technologies Manufacturing, L.P. | Daikin | DPS007AHHY2**-3-14 |  | Voluntarily Certified | HPAirCoolAllPhase&gt;=65k&lt;1 | False | False |  |  |  |  | 12.8 |  | 19.3 | 14.1 |  |  |  |  | 3.62 | 3.4 | 89000 | Electric Resistance Heating Or | 08/29/2023 |  | 11/13/2023
Daikin Comfort Technologies Manufacturing, L.P. | Daikin | DPS007AHHY2**-3-16 |  | Voluntarily Certified | HPAirCoolAllPhase&gt;=65k&lt;1 | False | False |  |  |  |  | 12.8 |  | 19.8 | 14.1 |  |  |  |  | 3.67 | 3.4 | 90000 | Electric Resistance Heating Or | 08/29/2023 |  | 11/13/2023
Daikin Comfort Technologies Manufacturing, L.P. | Daikin | DPS007AHHY4**-3* |  | Voluntarily Certified | HPAirCoolAllPhase&gt;=65k&lt;1 | False | False |  |  |  |  | 13 |  | 20.1 | 14.1 |  |  |  |  | 3.7 | 3.4 | 90000 | Electric Resistance Heating Or | 08/29/2023 |  | 11/13/2023
Daikin Comfort Technologies Manufacturing, L.P. | Daikin | DPS007AHHY4**-3-14 |  | Voluntarily Certified | HPAirCoolAllPhase&gt;=65k&lt;1 | False | False |  |  |  |  | 12.8 |  | 19.3 | 14.1 |  |  |  |  | 3.62 | 3.4 | 89000 | Electric Resistance Heating Or | 08/29/2023 |  | 11/13/2023
Daikin Comfort Technologies Manufacturing, L.P. | Daikin | DPS007AHHY4**-3-16 |  | Voluntarily Certified | HPAirCoolAllPhase&gt;=65k&lt;1 | False | False |  |  |  |  | 12.8 |  | 19.8 | 14.1 |  |  |  |  | 3.67 | 3.4 | 90000 | Electric Resistance Heating Or | 08/29/2023 |  | 11/13/2023
Daikin Comfort Technologies Manufacturing, L.P. | Daikin | DPS007AHHY5**-3* |  | Voluntarily Certified | HPAirCoolAllPhase&gt;=65k&lt;1 | False | False |  |  |  |  | 12.9 |  | 19.9 | 14.1 |  |  |  |  | 3.66 | 3.4 | 90000 | Electric Resistance Heating Or | 08/29/2023 |  | 11/13/2023
Daikin Comfort Technologies Manufacturing, L.P. | Daikin | DPS007AHHY5**-3-14 |  | Voluntarily Certified | HPAirCoolAllPhase&gt;=65k&lt;1 | False | False |  |  |  |  | 12.7 |  | 19.1 | 14.1 |  |  |  |  | 3.54 | 3.4 | 89000 | Electric Resistance Heating Or | 08/29/2023 |  | 11/13/2023
Daikin Comfort Technologies Manufacturing, L.P. | Daikin | DPS007AHHY5**-3-16 |  | Voluntarily Certified | HPAirCoolAllPhase&gt;=65k&lt;1 | False | False |  |  |  |  | 12.7 |  | 19.6 | 14.1 |  |  |  |  | 3.62 | 3.4 | 90000 | Electric Resistance Heating Or | 08/29/2023 |  | 11/13/2023
Daikin Comfort Technologies Manufacturing, L.P. | Daikin | DPS010AHHE2**-4* |  | Voluntarily Certified | HPAirCoolAllPhase&gt;=65k&lt;1 | False | False |  |  |  |  | 11.7 |  | 18 | 14.1 |  |  |  |  | 3.42 | 3.4 | 119000 | Electric Resistance Heating Or | 08/29/2023 |  | 11/13/2023
Daikin Comfort Technologies Manufacturing, L.P. | Daikin | DPS010AHHE4**-4* |  | Voluntarily Certified | HPAirCoolAllPhase&gt;=65k&lt;1 | False | False |  |  |  |  | 11.7 |  | 18 | 14.1 |  |  |  |  | 3.42 | 3.4 | 119000 | Electric Resistance Heating Or | 08/29/2023 |  | 11/13/2023
Daikin Comfort Technologies Manufacturing, L.P. | Daikin | DPS010AHHG2**-4* |  | Voluntarily Certified | HPAirCoolAllPhase&gt;=65k&lt;1 | False | False |  |  |  |  | 11.5 |  | 18 | 14.1 |  |  |  |  | 3.42 | 3.4 | 119000 | Electric Resistance Heating Or | 08/29/2023 |  | 11/13/2023
Daikin Comfort Technologies Manufacturing, L.P. | Daikin | DPS010AHHG2**-4*18D |  | Voluntarily Certified | HPAirCoolAllPhase&gt;=65k&lt;1 | False | False |  |  |  |  | 11.5 |  | 18 | 14.1 |  |  |  |  | 3.42 | 3.4 | 119000 | Electric Resistance Heating Or | 08/29/2023 |  | 11/13/2023
Daikin Comfort Technologies Manufacturing, L.P. | Daikin | DPS010AHHG4**-4* |  | Voluntarily Certified | HPAirCoolAllPhase&gt;=65k&lt;1 | False | False |  |  |  |  | 11.5 |  | 18 | 14.1 |  |  |  |  | 3.42 | 3.4 | 119000 | Electric Resistance Heating Or | 08/29/2023 |  | 11/13/2023
Daikin Comfort Technologies Manufacturing, L.P. | Daikin | DPS010AHHG4**-4*18D |  | Voluntarily Certified | HPAirCoolAllPhase&gt;=65k&lt;1 | False | False |  |  |  |  | 11.5 |  | 18 | 14.1 |  |  |  |  | 3.42 | 3.4 | 119000 | Electric Resistance Heating Or | 08/29/2023 |  | 11/13/2023
Daikin Comfort Technologies Manufacturing, L.P. | Daikin | DPS010AHHY2**-4* |  | Voluntarily Certified | HPAirCoolAllPhase&gt;=65k&lt;1 | False | False |  |  |  |  | 12.2 |  | 18.3 | 14.1 |  |  |  |  | 3.47 | 3.4 | 120000 | Electric Resistance Heating Or | 08/29/2023 |  | 11/13/2023
Daikin Comfort Technologies Manufacturing, L.P. | Daikin | DPS010AHHY4**-4* |  | Voluntarily Certified | HPAirCoolAllPhase&gt;=65k&lt;1 | False | False |  |  |  |  | 12.2 |  | 18.3 | 14.1 |  |  |  |  | 3.47 | 3.4 | 120000 | Electric Resistance Heating Or | 08/29/2023 |  | 11/13/2023
Daikin Comfort Technologies Manufacturing, L.P. | Daikin | DPS010AHHY5**-4* |  | Voluntarily Certified | HPAirCoolAllPhase&gt;=65k&lt;1 | False | False |  |  |  |  | 12.1 |  | 18.1 | 14.1 |  |  |  |  | 3.43 | 3.4 | 120000 | Electric Resistance Heating Or | 08/29/2023 |  | 11/13/2023
Daikin Comfort Technologies Manufacturing, L.P. | Daikin | DPS012AHHE2**-4* |  | Voluntarily Certified | HPAirCoolAllPhase&gt;=135k&lt; | False | False |  |  |  |  | 11.07 |  | 17.7 | 13.5 |  |  |  |  | 3.5 | 3.3 | 142000 | Electric Resistance Heating Or | 08/29/2023 |  | 11/13/2023
Daikin Comfort Technologies Manufacturing, L.P. | Daikin | DPS012AHHE4**-4* |  | Voluntarily Certified | HPAirCoolAllPhase&gt;=135k&lt; | False | False |  |  |  |  | 11.07 |  | 17.7 | 13.5 |  |  |  |  | 3.5 | 3.3 | 142000 | Electric Resistance Heating Or | 08/29/2023 |  | 11/13/2023
Daikin Comfort Technologies Manufacturing, L.P. | Daikin | DPS012AHHE5**-4* |  | Voluntarily Certified | HPAirCoolAllPhase&gt;=135k&lt; | False | False |  |  |  |  | 11 |  | 17.6 | 13.5 |  |  |  |  | 3.45 | 3.3 | 142000 | Electric Resistance Heating Or | 08/29/2023 |  | 11/13/2023
Daikin Comfort Technologies Manufacturing, L.P. | Daikin | DPS012AHHG2**-4* |  | Voluntarily Certified | HPAirCoolAllPhase&gt;=135k&lt; | False | False |  |  |  |  | 11.07 |  | 17.5 | 13.5 |  |  |  |  | 3.5 | 3.3 | 142000 | Electric Resistance Heating Or | 08/29/2023 |  | 11/13/2023
Daikin Comfort Technologies Manufacturing, L.P. | Daikin | DPS012AHHG2**-4*18D |  | Voluntarily Certified | HPAirCoolAllPhase&gt;=135k&lt; | False | False |  |  |  |  | 11.07 |  | 17.5 | 13.5 |  |  |  |  | 3.5 | 3.3 | 142000 | Electric Resistance Heating Or | 08/29/2023 |  | 11/13/2023
Daikin Comfort Technologies Manufacturing, L.P. | Daikin | DPS012AHHG4**-4* |  | Voluntarily Certified | HPAirCoolAllPhase&gt;=135k&lt; | False | False |  |  |  |  | 11 |  | 17.5 | 13.5 |  |  |  |  | 3.5 | 3.3 | 142000 | Electric Resistance Heating Or | 08/29/2023 |  | 11/13/2023
Daikin Comfort Technologies Manufacturing, L.P. | Daikin | DPS012AHHG4**-4*18D |  | Voluntarily Certified | HPAirCoolAllPhase&gt;=135k&lt; | False | False |  |  |  |  | 11 |  | 17.5 | 13.5 |  |  |  |  | 3.5 | 3.3 | 142000 | Electric Resistance Heating Or | 08/29/2023 |  | 11/13/2023
Daikin Comfort Technologies Manufacturing, L.P. | Daikin | DPS012AHHG5**-4* |  | Voluntarily Certified | HPAirCoolAllPhase&gt;=135k&lt; | False | False |  |  |  |  | 11 |  | 17.4 | 13.5 |  |  |  |  | 3.45 | 3.3 | 142000 | Electric Resistance Heating Or | 08/29/2023 |  | 11/13/2023
Daikin Comfort Technologies Manufacturing, L.P. | Daikin | DPS012AHHG5**-4*18D |  | Voluntarily Certified | HPAirCoolAllPhase&gt;=135k&lt; | False | False |  |  |  |  | 11 |  | 17.4 | 13.5 |  |  |  |  | 3.45 | 3.3 | 142000 | Electric Resistance Heating Or | 08/29/2023 |  | 11/13/2023
Daikin Comfort Technologies Manufacturing, L.P. | Daikin | DPS012AHHY2**-4* |  | Voluntarily Certified | HPAirCoolAllPhase&gt;=135k&lt; | False | False |  |  |  |  | 11.26 |  | 18 | 13.5 |  |  |  |  | 3.65 | 3.3 | 142000 | Electric Resistance Heating Or | 08/29/2023 |  | 11/13/2023
Daikin Comfort Technologies Manufacturing, L.P. | Daikin | DPS012AHHY4**-4* |  | Voluntarily Certified | HPAirCoolAllPhase&gt;=135k&lt; | False | False |  |  |  |  | 11.26 |  | 18 | 13.5 |  |  |  |  | 3.65 | 3.3 | 142000 | Electric Resistance Heating Or | 08/29/2023 |  | 11/13/2023
Daikin Comfort Technologies Manufacturing, L.P. | Daikin | DPS012AHHY5**-4* |  | Voluntarily Certified | HPAirCoolAllPhase&gt;=135k&lt; | False | False |  |  |  |  | 11.16 |  | 17.9 | 13.5 |  |  |  |  | 3.6 | 3.3 | 142000 | Electric Resistance Heating Or | 08/29/2023 |  | 11/13/2023
Daikin Comfort Technologies Manufacturing, L.P. | Daikin | DPS015AHHE4**-6 |  | Voluntarily Certified | HPAirCoolAllPhase&gt;=135k&lt; | False | False |  |  |  |  | 10.7 |  | 16.7 | 13.5 |  |  |  |  | 3.58 | 3.3 | 166000 | Electric Resistance Heating Or | 08/29/2023 |  | 11/13/2023
Daikin Comfort Technologies Manufacturing, L.P. | Daikin | DPS015AHHE5**-6 |  | Voluntarily Certified | HPAirCoolAllPhase&gt;=135k&lt; | False | False |  |  |  |  | 10.6 |  | 16.7 | 13.5 |  |  |  |  | 3.53 | 3.3 | 166000 | Electric Resistance Heating Or | 08/29/2023 |  | 11/13/2023
Daikin Comfort Technologies Manufacturing, L.P. | Daikin | DPS015AHHG4**-6 |  | Voluntarily Certified | HPAirCoolAllPhase&gt;=135k&lt; | False | False |  |  |  |  | 10.7 |  | 16.4 | 13.5 |  |  |  |  | 3.5 | 3.3 | 164000 | Electric Resistance Heating Or | 08/29/2023 |  | 11/13/2023
Daikin Comfort Technologies Manufacturing, L.P. | Daikin | DPS015AHHG4**-6*18D |  | Voluntarily Certified | HPAirCoolAllPhase&gt;=135k&lt; | False | False |  |  |  |  | 10.7 |  | 16.4 | 13.5 |  |  |  |  | 3.5 | 3.3 | 164000 | Electric Resistance Heating Or | 08/29/2023 |  | 11/13/2023
Daikin Comfort Technologies Manufacturing, L.P. | Daikin | DPS015AHHG5**-6 |  | Voluntarily Certified | HPAirCoolAllPhase&gt;=135k&lt; | False | False |  |  |  |  | 10.6 |  | 16.4 | 13.5 |  |  |  |  | 3.46 | 3.3 | 164000 | Electric Resistance Heating Or | 08/29/2023 |  | 11/13/2023
Daikin Comfort Technologies Manufacturing, L.P. | Daikin | DPS015AHHG5**-6*18D |  | Voluntarily Certified | HPAirCoolAllPhase&gt;=135k&lt; | False | False |  |  |  |  | 10.6 |  | 16.4 | 13.5 |  |  |  |  | 3.46 | 3.3 | 164000 | Electric Resistance Heating Or | 08/29/2023 |  | 11/13/2023
Daikin Comfort Technologies Manufacturing, L.P. | Daikin | DPS015AHHY4**-6 |  | Voluntarily Certified | HPAirCoolAllPhase&gt;=135k&lt; | False | False |  |  |  |  | 10.9 |  | 17.3 | 13.5 |  |  |  |  | 3.64 | 3.3 | 166000 | Electric Resistance Heating Or | 08/29/2023 |  | 11/13/2023
Daikin Comfort Technologies Manufacturing, L.P. | Daikin | DPS015AHHY5**-6 |  | Voluntarily Certified | HPAirCoolAllPhase&gt;=135k&lt; | False | False |  |  |  |  | 10.7 |  | 17 | 13.5 |  |  |  |  | 3.58 | 3.3 | 166000 | Electric Resistance Heating Or | 08/29/2023 |  | 11/13/2023
Daikin Comfort Technologies Manufacturing, L.P. | Daikin | DPS016AHHE-20 |  | Voluntarily Certified | HPAirCoolAllPhase&gt;=135k&lt; | False | False |  |  |  |  | 11.5 |  | 20.5 | 13.5 |  |  |  |  | 3.55 | 3.3 | 166000 | Electric Resistance Heating Or | 08/29/2023 |  | 11/13/2023
Daikin Comfort Technologies Manufacturing, L.P. | Daikin | DPS016AHHE-24 |  | Voluntarily Certified | HPAirCoolAllPhase&gt;=135k&lt; | False | False |  |  |  |  | 12 |  | 21.2 | 13.5 |  |  |  |  | 3.55 | 3.3 | 166000 | Electric Resistance Heating Or | 08/29/2023 |  | 11/13/2023
Daikin Comfort Technologies Manufacturing, L.P. | Daikin | DPS016AHHE-24H |  | Voluntarily Certified | HPAirCoolAllPhase&gt;=135k&lt; | False | False |  |  |  |  | 11.7 |  | 20 | 13.5 |  |  |  |  | 3.55 | 3.3 | 166000 | Electric Resistance Heating Or | 08/29/2023 |  | 11/13/2023
Daikin Comfort Technologies Manufacturing, L.P. | Daikin | DPS016AHHG-20 |  | Voluntarily Certified | HPAirCoolAllPhase&gt;=135k&lt; | False | False |  |  |  |  | 11.1 |  | 20.2 | 13.3 |  |  |  |  | 3.44 | 3.3 | 164000 | Heating Other Than Electric Re | 08/29/2023 |  | 11/13/2023
Daikin Comfort Technologies Manufacturing, L.P. | Daikin | DPS016AHHG-20H |  | Voluntarily Certified | HPAirCoolAllPhase&gt;=135k&lt; | False | False |  |  |  |  | 11.2 |  | 20.1 | 13.3 |  |  |  |  | 3.44 | 3.3 | 164000 | Heating Other Than Electric Re | 08/29/2023 |  | 11/13/2023
Daikin Comfort Technologies Manufacturing, L.P. | Daikin | DPS016AHHG-24 |  | Voluntarily Certified | HPAirCoolAllPhase&gt;=135k&lt; | False | False |  |  |  |  | 11.7 |  | 20.8 | 13.3 |  |  |  |  | 3.55 | 3.3 | 166000 | Heating Other Than Electric Re | 08/29/2023 |  | 11/13/2023
Daikin Comfort Technologies Manufacturing, L.P. | Daikin | DPS016AHHG-24H |  | Voluntarily Certified | HPAirCoolAllPhase&gt;=135k&lt; | False | False |  |  |  |  | 11.9 |  | 20.4 | 13.3 |  |  |  |  | 3.55 | 3.3 | 166000 | Heating Other Than Electric Re | 08/29/2023 |  | 11/13/2023
Daikin Comfort Technologies Manufacturing, L.P. | Daikin | DPS016AHHY-20 |  | Voluntarily Certified | HPAirCoolAllPhase&gt;=135k&lt; | False | False |  |  |  |  | 11.7 |  | 20.8 | 13.5 |  |  |  |  | 3.55 | 3.3 | 166000 | Electric Resistance Heating Or | 08/29/2023 |  | 11/13/2023
Daikin Comfort Technologies Manufacturing, L.P. | Daikin | DPS016AHHY-20H |  | Voluntarily Certified | HPAirCoolAllPhase&gt;=135k&lt; | False | False |  |  |  |  | 11.3 |  | 20 | 13.5 |  |  |  |  | 3.44 | 3.3 | 164000 | Electric Resistance Heating Or | 08/29/2023 |  | 11/13/2023
Daikin Comfort Technologies Manufacturing, L.P. | Daikin | DPS016AHHY-24 |  | Voluntarily Certified | HPAirCoolAllPhase&gt;=135k&lt; | False | False |  |  |  |  | 12.2 |  | 21.3 | 13.5 |  |  |  |  | 3.67 | 3.3 | 168000 | Electric Resistance Heating Or | 08/29/2023 |  | 11/13/2023
Daikin Comfort Technologies Manufacturing, L.P. | Daikin | DPS016AHHY-24H |  | Voluntarily Certified | HPAirCoolAllPhase&gt;=135k&lt; | False | False |  |  |  |  | 12.1 |  | 21.2 | 13.5 |  |  |  |  | 3.67 | 3.3 | 168000 | Electric Resistance Heating Or | 08/29/2023 |  | 11/13/2023
Daikin Comfort Technologies Manufacturing, L.P. | Daikin | DPS018AHHE-20 |  | Voluntarily Certified | HPAirCoolAllPhase&gt;=135k&lt; | False | False |  |  |  |  | 10.8 |  | 20.3 | 13.5 |  |  |  |  | 3.5 | 3.3 | 178000 | Electric Resistance Heating Or | 08/29/2023 |  | 11/13/2023
Daikin Comfort Technologies Manufacturing, L.P. | Daikin | DPS018AHHE-24 |  | Voluntarily Certified | HPAirCoolAllPhase&gt;=135k&lt; | False | False |  |  |  |  | 11.4 |  | 20.9 | 13.5 |  |  |  |  | 3.6 | 3.3 | 180000 | Electric Resistance Heating Or | 08/29/2023 |  | 11/13/2023
Daikin Comfort Technologies Manufacturing, L.P. | Daikin | DPS018AHHE-24H |  | Voluntarily Certified | HPAirCoolAllPhase&gt;=135k&lt; | False | False |  |  |  |  | 11 |  | 19.6 | 13.5 |  |  |  |  | 3.5 | 3.3 | 178000 | Electric Resistance Heating Or | 08/29/2023 |  | 11/13/2023
Daikin Comfort Technologies Manufacturing, L.P. | Daikin | DPS018AHHG-20 |  | Voluntarily Certified | HPAirCoolAllPhase&gt;=135k&lt; | False | False |  |  |  |  | 10.4 |  | 19.7 | 13.3 |  |  |  |  | 3.31 | 3.3 | 174000 | Heating Other Than Electric Re | 08/29/2023 |  | 11/13/2023
Daikin Comfort Technologies Manufacturing, L.P. | Daikin | DPS018AHHG-20H |  | Voluntarily Certified | HPAirCoolAllPhase&gt;=135k&lt; | False | False |  |  |  |  | 10.5 |  | 19.3 | 13.3 |  |  |  |  | 3.31 | 3.3 | 174000 | Heating Other Than Electric Re | 08/29/2023 |  | 11/13/2023
Daikin Comfort Technologies Manufacturing, L.P. | Daikin | DPS018AHHG-24 |  | Voluntarily Certified | HPAirCoolAllPhase&gt;=135k&lt; | False | False |  |  |  |  | 11 |  | 20.5 | 13.3 |  |  |  |  | 3.5 | 3.3 | 178000 | Heating Other Than Electric Re | 08/29/2023 |  | 11/13/2023
Daikin Comfort Technologies Manufacturing, L.P. | Daikin | DPS018AHHG-24H |  | Voluntarily Certified | HPAirCoolAllPhase&gt;=135k&lt; | False | False |  |  |  |  | 11.2 |  | 20 | 13.3 |  |  |  |  | 3.5 | 3.3 | 178000 | Heating Other Than Electric Re | 08/29/2023 |  | 11/13/2023
Daikin Comfort Technologies Manufacturing, L.P. | Daikin | DPS018AHHY-20 |  | Voluntarily Certified | HPAirCoolAllPhase&gt;=135k&lt; | False | False |  |  |  |  | 11 |  | 20.4 | 13.5 |  |  |  |  | 3.5 | 3.3 | 178000 | Electric Resistance Heating Or | 08/29/2023 |  | 11/13/2023
Daikin Comfort Technologies Manufacturing, L.P. | Daikin | DPS018AHHY-20H |  | Voluntarily Certified | HPAirCoolAllPhase&gt;=135k&lt; | False | False |  |  |  |  | 10.6 |  | 19.6 | 13.5 |  |  |  |  | 3.4 | 3.3 | 176000 | Electric Resistance Heating Or | 08/29/2023 |  | 11/13/2023
Daikin Comfort Technologies Manufacturing, L.P. | Daikin | DPS018AHHY-24 |  | Voluntarily Certified | HPAirCoolAllPhase&gt;=135k&lt; | False | False |  |  |  |  | 11.5 |  | 21 | 13.5 |  |  |  |  | 3.6 | 3.3 | 180000 | Electric Resistance Heating Or | 08/29/2023 |  | 11/13/2023
Daikin Comfort Technologies Manufacturing, L.P. | Daikin | DPS018AHHY-24H |  | Voluntarily Certified | HPAirCoolAllPhase&gt;=135k&lt; | False | False |  |  |  |  | 11.4 |  | 20.9 | 13.5 |  |  |  |  | 3.6 | 3.3 | 180000 | Electric Resistance Heating Or | 08/29/2023 |  | 11/13/2023
Daikin Comfort Technologies Manufacturing, L.P. | Daikin | DPS020AHHE-24 |  | Voluntarily Certified | HPAirCoolAllPhase&gt;=135k&lt; | False | False |  |  |  |  | 10.8 |  | 18.6 | 13.5 |  |  |  |  | 3.4 | 3.3 | 236000 | Electric Resistance Heating Or | 08/29/2023 |  | 11/13/2023
Daikin Comfort Technologies Manufacturing, L.P. | Daikin | DPS020AHHG-24 |  | Voluntarily Certified | HPAirCoolAllPhase&gt;=135k&lt; | False | False |  |  |  |  | 10.7 |  | 18.7 | 13.5 |  |  |  |  | 3.3 | 3.3 | 234000 | Electric Resistance Heating Or | 08/29/2023 |  | 11/13/2023
Daikin Comfort Technologies Manufacturing, L.P. | Daikin | DPS020AHHY-24 |  | Voluntarily Certified | HPAirCoolAllPhase&gt;=135k&lt; | False | False |  |  |  |  | 10.9 |  | 19 | 13.5 |  |  |  |  | 3.4 | 3.3 | 236000 | Electric Resistance Heating Or | 08/29/2023 |  | 11/13/2023
Daikin Comfort Technologies Manufacturing, L.P. | Daikin | DPS020AHHY-24H |  | Voluntarily Certified | HPAirCoolAllPhase&gt;=135k&lt; | False | False |  |  |  |  | 10.8 |  | 18.8 | 13.5 |  |  |  |  | 3.3 | 3.3 | 234000 | Electric Resistance Heating Or | 08/29/2023 |  | 11/13/2023
Daikin Comfort Technologies Manufacturing, L.P. | Daikin | DRH0723********A* |  | Voluntarily Certified | HPAirCoolAllPhase&gt;=65k&lt;1 | False | False |  |  |  |  | 11.5 |  | 17 | 14.1 |  |  |  |  | 3.4 | 3.4 | 69000 | Electric Resistance Heating Or | 08/29/2023 |  | 11/13/2023
Daikin Comfort Technologies Manufacturing, L.P. | Daikin | DRH0724********A* |  | Voluntarily Certified | HPAirCoolAllPhase&gt;=65k&lt;1 | False | False |  |  |  |  | 11.5 |  | 17 | 14.1 |  |  |  |  | 3.4 | 3.4 | 69000 | Electric Resistance Heating Or | 08/29/2023 |  | 11/13/2023
Daikin Comfort Technologies Manufacturing, L.P. | Daikin | DRH0727********A* |  | Voluntarily Certified | HPAirCoolAllPhase&gt;=65k&lt;1 | False | False |  |  |  |  | 11.5 |  | 17 | 14.1 |  |  |  |  | 3.4 | 3.4 | 69000 | Electric Resistance Heating Or | 08/29/2023 |  | 11/13/2023
GD Midea Heating & Ventilating Equipment Co.,Ltd | Midea | ECC102A4E0 |  | Voluntarily Certified | ACAirCoolAllPhase&gt;=65k&lt;1 | False | False |  |  |  |  | 11.2 |  | 14.8 | 14.8 | [6 empty] | 104000 | Electric Resistance Heating Or | 08/29/2023 |  | 11/13/2023
GD Midea Heating & Ventilating Equipment Co.,Ltd | Midea | ECC120A4E0 |  | Voluntarily Certified | ACAirCoolAllPhase&gt;=65k&lt;1 | False | False |  |  |  |  | 11.2 |  | 14.8 | 14.8 | [6 empty] | 114000 | Electric Resistance Heating Or | 08/29/2023 |  | 11/13/2023
GD Midea Heating & Ventilating Equipment Co.,Ltd | Midea | ECC150A4E0 |  | Voluntarily Certified | ACAirCoolAllPhase&gt;=135k&lt; | False | False |  |  |  |  | 11 |  | 14.2 | 14.2 | [6 empty] | 140000 | Electric Resistance Heating Or | 08/29/2023 |  | 11/13/2023
GD Midea Heating & Ventilating Equipment Co.,Ltd | Midea | ECC090A4E0 |  | Voluntarily Certified | ACAirCoolAllPhase&gt;=65k&lt;1 | False | False |  |  |  |  | 11.6 |  | 14.8 | 14.8 | [6 empty] | 86000 | Electric Resistance Heating Or | 08/29/2023 |  | 11/13/2023
GD Midea Heating & Ventilating Equipment Co.,Ltd | Midea | GCC102A4E(L,M,H) |  | Voluntarily Certified | ACAirCoolAllPhase&gt;=65k&lt;1 | False | False |  |  |  |  | 11.2 |  | 14.6 | 14.6 | [6 empty] | 104000 | Heating Other Than Electric Re | 08/29/2023 |  | 11/13/2023
GD Midea Heating & Ventilating Equipment Co.,Ltd | Midea | GCC120A4E(L,M,H) |  | Voluntarily Certified | ACAirCoolAllPhase&gt;=65k&lt;1 | False | False |  |  |  |  | 11.2 |  | 14.6 | 14.6 | [6 empty] | 114000 | Heating Other Than Electric Re | 08/29/2023 |  | 11/13/2023
GD Midea Heating & Ventilating Equipment Co.,Ltd | Midea | GCC150A4E(L,M,H) |  | Voluntarily Certified | ACAirCoolAllPhase&gt;=135k&lt; | False | False |  |  |  |  | 11 |  | 14 | 14 | [6 empty] | 140000 | Heating Other Than Electric Re | 08/29/2023 |  | 11/13/2023
GD Midea Heating & Ventilating Equipment Co.,Ltd | Midea | GCC090A4E(L,M,H) |  | Voluntarily Certified | ACAirCoolAllPhase&gt;=65k&lt;1 | False | False |  |  |  |  | 11.6 |  | 14.6 | 14.6 | [6 empty] | 86000 | Heating Other Than Electric Re | 08/29/2023 |  | 11/13/2023
GD Midea Heating & Ventilating Equipment Co.,Ltd | Midea | ECC102A4E0****7M |  | Voluntarily Certified | ACAirCoolAllPhase&gt;=65k&lt;1 | False | False |  |  |  |  | 11.2 |  | 14.8 | 14.8 | [6 empty] | 104000 | Electric Resistance Heating Or | 08/29/2023 |  | 11/13/2023
GD Midea Heating & Ventilating Equipment Co.,Ltd | Midea | ECC120A4E0****7M |  | Voluntarily Certified | ACAirCoolAllPhase&gt;=65k&lt;1 | False | False |  |  |  |  | 11.2 |  | 14.8 | 14.8 | [6 empty] | 114000 | Electric Resistance Heating Or | 08/29/2023 |  | 11/13/2023
GD Midea Heating & Ventilating Equipment Co.,Ltd | Midea | ECC150A4E0****7M |  | Voluntarily Certified | ACAirCoolAllPhase&gt;=135k&lt; | False | False |  |  |  |  | 11 |  | 14.2 | 14.2 | [6 empty] | 140000 | Electric Resistance Heating Or | 08/29/2023 |  | 11/13/2023
GD Midea Heating & Ventilating Equipment Co.,Ltd | Midea | ECC090A4E0****7M |  | Voluntarily Certified | ACAirCoolAllPhase&gt;=65k&lt;1 | False | False |  |  |  |  | 11.6 |  | 14.8 | 14.8 | [6 empty] | 86000 | Electric Resistance Heating Or | 08/29/2023 |  | 11/13/2023
GD Midea Heating & Ventilating Equipment Co.,Ltd | Midea | GCC102A4E(L,M,H)****7M |  | Voluntarily Certified | ACAirCoolAllPhase&gt;=65k&lt;1 | False | False |  |  |  |  | 11.2 |  | 14.6 | 14.6 | [6 empty] | 104000 | Heating Other Than Electric Re | 08/29/2023 |  | 11/13/2023
GD Midea Heating & Ventilating Equipment Co.,Ltd | Midea | GCC120A4E(L,M,H)****7M |  | Voluntarily Certified | ACAirCoolAllPhase&gt;=65k&lt;1 | False | False |  |  |  |  | 11.2 |  | 14.6 | 14.6 | [6 empty] | 114000 | Heating Other Than Electric Re | 08/29/2023 |  | 11/13/2023
GD Midea Heating & Ventilating Equipment Co.,Ltd | Midea | GCC150A4E(L,M,H)****7M |  | Voluntarily Certified | ACAirCoolAllPhase&gt;=135k&lt; | False | False |  |  |  |  | 11 |  | 14 | 14 | [6 empty] | 140000 | Heating Other Than Electric Re | 08/29/2023 |  | 11/13/2023
GD Midea Heating & Ventilating Equipment Co.,Ltd | Midea | GCC090A4E(L,M,H)****7M |  | Voluntarily Certified | ACAirCoolAllPhase&gt;=65k&lt;1 | False | False |  |  |  |  | 11.6 |  | 14.6 | 14.6 | [6 empty] | 86000 | Heating Other Than Electric Re | 08/29/2023 |  | 11/13/2023
GD Midea Heating & Ventilating Equipment Co.,Ltd | Midea | ECC102A3E0****7M |  | Voluntarily Certified | ACAirCoolAllPhase&gt;=65k&lt;1 | False | False |  |  |  |  | 11.2 |  | 14.8 | 14.8 | [6 empty] | 104000 | Electric Resistance Heating Or | 08/29/2023 |  | 11/13/2023
GD Midea Heating & Ventilating Equipment Co.,Ltd | Midea | ECC120A3E0****7M |  | Voluntarily Certified | ACAirCoolAllPhase&gt;=65k&lt;1 | False | False |  |  |  |  | 11.2 |  | 14.8 | 14.8 | [6 empty] | 114000 | Electric Resistance Heating Or | 08/29/2023 |  | 11/13/2023
GD Midea Heating & Ventilating Equipment Co.,Ltd | Midea | ECC150A3E0****7M |  | Voluntarily Certified | ACAirCoolAllPhase&gt;=135k&lt; | False | False |  |  |  |  | 11 |  | 14.2 | 14.2 | [6 empty] | 140000 | Electric Resistance Heating Or | 08/29/2023 |  | 11/13/2023
GD Midea Heating & Ventilating Equipment Co.,Ltd | Midea | ECC090A3E0****7M |  | Voluntarily Certified | ACAirCoolAllPhase&gt;=65k&lt;1 | False | False |  |  |  |  | 11.6 |  | 14.8 | 14.8 | [6 empty] | 86000 | Electric Resistance Heating Or | 08/29/2023 |  | 11/13/2023
GD Midea Heating & Ventilating Equipment Co.,Ltd | Midea | GCC102A3E(L,M,H)****7M |  | Voluntarily Certified | ACAirCoolAllPhase&gt;=65k&lt;1 | False | False |  |  |  |  | 11.2 |  | 14.6 | 14.6 | [6 empty] | 104000 | Heating Other Than Electric Re | 08/29/2023 |  | 11/13/2023
GD Midea Heating & Ventilating Equipment Co.,Ltd | Midea | GCC120A3E(L,M,H)****7M |  | Voluntarily Certified | ACAirCoolAllPhase&gt;=65k&lt;1 | False | False |  |  |  |  | 11.2 |  | 14.6 | 14.6 | [6 empty] | 114000 | Heating Other Than Electric Re | 08/29/2023 |  | 11/13/2023
GD Midea Heating & Ventilating Equipment Co.,Ltd | Midea | GCC150A3E(L,M,H)****7M |  | Voluntarily Certified | ACAirCoolAllPhase&gt;=135k&lt; | False | False |  |  |  |  | 11 |  | 14 | 14 | [6 empty] | 140000 | Heating Other Than Electric Re | 08/29/2023 |  | 11/13/2023
GD Midea Heating & Ventilating Equipment Co.,Ltd | Midea | GCC090A3E(L,M,H)****7M |  | Voluntarily Certified | ACAirCoolAllPhase&gt;=65k&lt;1 | False | False |  |  |  |  | 11.6 |  | 14.6 | 14.6 | [6 empty] | 86000 | Heating Other Than Electric Re | 08/29/2023 |  | 11/13/2023
GD Midea Heating & Ventilating Equipment Co.,Ltd | Trane | ECC150A4E0****7M |  | Voluntarily Certified | ACAirCoolAllPhase&gt;=135k&lt; | False | False |  |  |  |  | 11 |  | 14.2 | 14.2 | [6 empty] | 140000 | Electric Resistance Heating Or | 08/29/2023 |  | 11/13/2023
GD Midea Heating & Ventilating Equipment Co.,Ltd | Trane | ECC102A4E0 |  | Voluntarily Certified | ACAirCoolAllPhase&gt;=65k&lt;1 | False | False |  |  |  |  | 11.2 |  | 14.8 | 14.8 | [6 empty] | 104000 | Electric Resistance Heating Or | 08/29/2023 |  | 11/13/2023
GD Midea Heating & Ventilating Equipment Co.,Ltd | Trane | ECC120A4E0 |  | Voluntarily Certified | ACAirCoolAllPhase&gt;=65k&lt;1 | False | False |  |  |  |  | 11.2 |  | 14.8 | 14.8 | [6 empty] | 114000 | Electric Resistance Heating Or | 08/29/2023 |  | 11/13/2023
GD Midea Heating & Ventilating Equipment Co.,Ltd | Trane | ECC150A4E0 |  | Voluntarily Certified | ACAirCoolAllPhase&gt;=135k&lt; | False | False |  |  |  |  | 11 |  | 14.2 | 14.2 | [6 empty] | 140000 | Electric Resistance Heating Or | 08/29/2023 |  | 11/13/2023
GD Midea Heating & Ventilating Equipment Co.,Ltd | Trane | ECC090A4E0 |  | Voluntarily Certified | ACAirCoolAllPhase&gt;=65k&lt;1 | False | False |  |  |  |  | 11.6 |  | 14.8 | 14.8 | [6 empty] | 86000 | Electric Resistance Heating Or | 08/29/2023 |  | 11/13/2023
GD Midea Heating & Ventilating Equipment Co.,Ltd | Trane | GCC102A4E(L,M,H) |  | Voluntarily Certified | ACAirCoolAllPhase&gt;=65k&lt;1 | False | False |  |  |  |  | 11.2 |  | 14.6 | 14.6 | [6 empty] | 104000 | Heating Other Than Electric Re | 08/29/2023 |  | 11/13/2023
GD Midea Heating & Ventilating Equipment Co.,Ltd | Trane | GCC120A4E(L,M,H) |  | Voluntarily Certified | ACAirCoolAllPhase&gt;=65k&lt;1 | False | False |  |  |  |  | 11.2 |  | 14.6 | 14.6 | [6 empty] | 114000 | Heating Other Than Electric Re | 08/29/2023 |  | 11/13/2023
GD Midea Heating & Ventilating Equipment Co.,Ltd | Trane | GCC150A4E(L,M,H) |  | Voluntarily Certified | ACAirCoolAllPhase&gt;=135k&lt; | False | False |  |  |  |  | 11 |  | 14 | 14 | [6 empty] | 140000 | Heating Other Than Electric Re | 08/29/2023 |  | 11/13/2023
GD Midea Heating & Ventilating Equipment Co.,Ltd | Trane | GCC090A4E(L,M,H) |  | Voluntarily Certified | ACAirCoolAllPhase&gt;=65k&lt;1 | False | False |  |  |  |  | 11.6 |  | 14.6 | 14.6 | [6 empty] | 86000 | Heating Other Than Electric Re | 08/29/2023 |  | 11/13/2023
GD Midea Heating & Ventilating Equipment Co.,Ltd | Trane | ECC102A4E0****7M |  | Voluntarily Certified | ACAirCoolAllPhase&gt;=65k&lt;1 | False | False |  |  |  |  | 11.2 |  | 14.8 | 14.8 | [6 empty] | 104000 | Electric Resistance Heating Or | 08/29/2023 |  | 11/13/2023
GD Midea Heating & Ventilating Equipment Co.,Ltd | Trane | GCC102A4E(L,M,H)****7M |  | Voluntarily Certified | ACAirCoolAllPhase&gt;=65k&lt;1 | False | False |  |  |  |  | 11.2 |  | 14.6 | 14.6 | [6 empty] | 104000 | Heating Other Than Electric Re | 08/29/2023 |  | 11/13/2023
GD Midea Heating & Ventilating Equipment Co.,Ltd | Trane | GCC120A4E(L,M,H)****7M |  | Voluntarily Certified | ACAirCoolAllPhase&gt;=65k&lt;1 | False | False |  |  |  |  | 11.2 |  | 14.6 | 14.6 | [6 empty] | 114000 | Heating Other Than Electric Re | 08/29/2023 |  | 11/13/2023
GD Midea Heating & Ventilating Equipment Co.,Ltd | Trane | GCC150A4E(L,M,H)****7M |  | Voluntarily Certified | ACAirCoolAllPhase&gt;=135k&lt; | False | False |  |  |  |  | 11 |  | 14 | 14 | [6 empty] | 140000 | Heating Other Than Electric Re | 08/29/2023 |  | 11/13/2023
GD Midea Heating & Ventilating Equipment Co.,Ltd | Trane | GCC090A4E(L,M,H)****7M |  | Voluntarily Certified | ACAirCoolAllPhase&gt;=65k&lt;1 | False | False |  |  |  |  | 11.6 |  | 14.6 | 14.6 | [6 empty] | 86000 | Heating Other Than Electric Re | 08/29/2023 |  | 11/13/2023
GD Midea Heating & Ventilating Equipment Co.,Ltd | Trane | ECC120A4E0****7M |  | Voluntarily Certified | ACAirCoolAllPhase&gt;=65k&lt;1 | False | False |  |  |  |  | 11.2 |  | 14.8 | 14.8 | [6 empty] | 114000 | Electric Resistance Heating Or | 08/29/2023 |  | 11/13/2023
GD Midea Heating & Ventilating Equipment Co.,Ltd | Trane | ECC090A4E0****7M |  | Voluntarily Certified | ACAirCoolAllPhase&gt;=65k&lt;1 | False | False |  |  |  |  | 11.6 |  | 14.8 | 14.8 | [6 empty] | 86000 | Electric Resistance Heating Or | 08/29/2023 |  | 11/13/2023
GD Midea Heating & Ventilating Equipment Co.,Ltd | Trane | ECC102A3E0****7M |  | Voluntarily Certified | ACAirCoolAllPhase&gt;=65k&lt;1 | False | False |  |  |  |  | 11.2 |  | 14.8 | 14.8 | [6 empty] | 104000 | Electric Resistance Heating Or | 08/29/2023 |  | 11/13/2023
GD Midea Heating & Ventilating Equipment Co.,Ltd | Trane | ECC120A3E0****7M |  | Voluntarily Certified | ACAirCoolAllPhase&gt;=65k&lt;1 | False | False |  |  |  |  | 11.2 |  | 14.8 | 14.8 | [6 empty] | 114000 | Electric Resistance Heating Or | 08/29/2023 |  | 11/13/2023
GD Midea Heating & Ventilating Equipment Co.,Ltd | Trane | ECC150A3E0****7M |  | Voluntarily Certified | ACAirCoolAllPhase&gt;=135k&lt; | False | False |  |  |  |  | 11 |  | 14.2 | 14.2 | [6 empty] | 140000 | Electric Resistance Heating Or | 08/29/2023 |  | 11/13/2023
GD Midea Heating & Ventilating Equipment Co.,Ltd | Trane | ECC090A3E0****7M |  | Voluntarily Certified | ACAirCoolAllPhase&gt;=65k&lt;1 | False | False |  |  |  |  | 11.6 |  | 14.8 | 14.8 | [6 empty] | 86000 | Electric Resistance Heating Or | 08/29/2023 |  | 11/13/2023
GD Midea Heating & Ventilating Equipment Co.,Ltd | Trane | GCC102A3E(L,M,H)****7M |  | Voluntarily Certified | ACAirCoolAllPhase&gt;=65k&lt;1 | False | False |  |  |  |  | 11.2 |  | 14.6 | 14.6 | [6 empty] | 104000 | Heating Other Than Electric Re | 08/29/2023 |  | 11/13/2023
GD Midea Heating & Ventilating Equipment Co.,Ltd | Trane | GCC120A3E(L,M,H)****7M |  | Voluntarily Certified | ACAirCoolAllPhase&gt;=65k&lt;1 | False | False |  |  |  |  | 11.2 |  | 14.6 | 14.6 | [6 empty] | 114000 | Heating Other Than Electric Re | 08/29/2023 |  | 11/13/2023
GD Midea Heating & Ventilating Equipment Co.,Ltd | Trane | GCC150A3E(L,M,H)****7M |  | Voluntarily Certified | ACAirCoolAllPhase&gt;=135k&lt; | False | False |  |  |  |  | 11 |  | 14 | 14 | [6 empty] | 140000 | Heating Other Than Electric Re | 08/29/2023 |  | 11/13/2023
GD Midea Heating & Ventilating Equipment Co.,Ltd | Trane | GCC090A3E(L,M,H)****7M |  | Voluntarily Certified | ACAirCoolAllPhase&gt;=65k&lt;1 | False | False |  |  |  |  | 11.6 |  | 14.6 | 14.6 | [6 empty] | 86000 | Heating Other Than Electric Re | 08/29/2023 |  | 11/13/2023
GD Midea Heating & Ventilating Equipment Co.,Ltd | AMERICAN STANDARD | ECC120A3E0****7M |  | Voluntarily Certified | ACAirCoolAllPhase&gt;=65k&lt;1 | False | False |  |  |  |  | 11.2 |  | 14.8 | 14.8 | [6 empty] | 114000 | Electric Resistance Heating Or | 08/29/2023 |  | 11/13/2023
GD Midea Heating & Ventilating Equipment Co.,Ltd | AMERICAN STANDARD | ECC150A3E0****7M |  | Voluntarily Certified | ACAirCoolAllPhase&gt;=135k&lt; | False | False |  |  |  |  | 11 |  | 14.2 | 14.2 | [6 empty] | 140000 | Electric Resistance Heating Or | 08/29/2023 |  | 11/13/2023
GD Midea Heating & Ventilating Equipment Co.,Ltd | AMERICAN STANDARD | ECC090A3E0****7M |  | Voluntarily Certified | ACAirCoolAllPhase&gt;=65k&lt;1 | False | False |  |  |  |  | 11.6 |  | 14.8 | 14.8 | [6 empty] | 86000 | Electric Resistance Heating Or | 08/29/2023 |  | 11/13/2023
GD Midea Heating & Ventilating Equipment Co.,Ltd | AMERICAN STANDARD | GCC102A3E(L,M,H)****7M |  | Voluntarily Certified | ACAirCoolAllPhase&gt;=65k&lt;1 | False | False |  |  |  |  | 11.2 |  | 14.6 | 14.6 | [6 empty] | 104000 | Heating Other Than Electric Re | 08/29/2023 |  | 11/13/2023
GD Midea Heating & Ventilating Equipment Co.,Ltd | AMERICAN STANDARD | GCC120A3E(L,M,H)****7M |  | Voluntarily Certified | ACAirCoolAllPhase&gt;=65k&lt;1 | False | False |  |  |  |  | 11.2 |  | 14.6 | 14.6 | [6 empty] | 114000 | Heating Other Than Electric Re | 08/29/2023 |  | 11/13/2023
GD Midea Heating & Ventilating Equipment Co.,Ltd | AMERICAN STANDARD | GCC150A3E(L,M,H)****7M |  | Voluntarily Certified | ACAirCoolAllPhase&gt;=135k&lt; | False | False |  |  |  |  | 11 |  | 14 | 14 | [6 empty] | 140000 | Heating Other Than Electric Re | 08/29/2023 |  | 11/13/2023
GD Midea Heating & Ventilating Equipment Co.,Ltd | AMERICAN STANDARD | GCC090A3E(L,M,H)****7M |  | Voluntarily Certified | ACAirCoolAllPhase&gt;=65k&lt;1 | False | False |  |  |  |  | 11.6 |  | 14.6 | 14.6 | [6 empty] | 86000 | Heating Other Than Electric Re | 08/29/2023 |  | 11/13/2023
GD Midea Heating & Ventilating Equipment Co.,Ltd | AMERICAN STANDARD | ECC102A3E0****7M |  | Voluntarily Certified | ACAirCoolAllPhase&gt;=65k&lt;1 | False | False |  |  |  |  | 11.2 |  | 14.8 | 14.8 | [6 empty] | 104000 | Electric Resistance Heating Or | 08/29/2023 |  | 11/13/2023
GD Midea Heating & Ventilating Equipment Co.,Ltd | AMERICAN STANDARD | ECC150A4E0****7M |  | Voluntarily Certified | ACAirCoolAllPhase&gt;=135k&lt; | False | False |  |  |  |  | 11 |  | 14.2 | 14.2 | [6 empty] | 140000 | Electric Resistance Heating Or | 08/29/2023 |  | 11/13/2023
GD Midea Heating & Ventilating Equipment Co.,Ltd | AMERICAN STANDARD | ECC102A4E0****7M |  | Voluntarily Certified | ACAirCoolAllPhase&gt;=65k&lt;1 | False | False |  |  |  |  | 11.2 |  | 14.8 | 14.8 | [6 empty] | 104000 | Electric Resistance Heating Or | 08/29/2023 |  | 11/13/2023
GD Midea Heating & Ventilating Equipment Co.,Ltd | AMERICAN STANDARD | GCC102A4E(L,M,H)****7M |  | Voluntarily Certified | ACAirCoolAllPhase&gt;=65k&lt;1 | False | False |  |  |  |  | 11.2 |  | 14.6 | 14.6 | [6 empty] | 104000 | Heating Other Than Electric Re | 08/29/2023 |  | 11/13/2023
GD Midea Heating & Ventilating Equipment Co.,Ltd | AMERICAN STANDARD | GCC120A4E(L,M,H)****7M |  | Voluntarily Certified | ACAirCoolAllPhase&gt;=65k&lt;1 | False | False |  |  |  |  | 11.2 |  | 14.6 | 14.6 | [6 empty] | 114000 | Heating Other Than Electric Re | 08/29/2023 |  | 11/13/2023
GD Midea Heating & Ventilating Equipment Co.,Ltd | AMERICAN STANDARD | GCC150A4E(L,M,H)****7M |  | Voluntarily Certified | ACAirCoolAllPhase&gt;=135k&lt; | False | False |  |  |  |  | 11 |  | 14 | 14 | [6 empty] | 140000 | Heating Other Than Electric Re | 08/29/2023 |  | 11/13/2023
GD Midea Heating & Ventilating Equipment Co.,Ltd | AMERICAN STANDARD | GCC090A4E(L,M,H)****7M |  | Voluntarily Certified | ACAirCoolAllPhase&gt;=65k&lt;1 | False | False |  |  |  |  | 11.6 |  | 14.6 | 14.6 | [6 empty] | 86000 | Heating Other Than Electric Re | 08/29/2023 |  | 11/13/2023
GD Midea Heating & Ventilating Equipment Co.,Ltd | AMERICAN STANDARD | ECC120A4E0****7M |  | Voluntarily Certified | ACAirCoolAllPhase&gt;=65k&lt;1 | False | False |  |  |  |  | 11.2 |  | 14.8 | 14.8 | [6 empty] | 114000 | Electric Resistance Heating Or | 08/29/2023 |  | 11/13/2023
GD Midea Heating & Ventilating Equipment Co.,Ltd | AMERICAN STANDARD | ECC090A4E0****7M |  | Voluntarily Certified | ACAirCoolAllPhase&gt;=65k&lt;1 | False | False |  |  |  |  | 11.6 |  | 14.8 | 14.8 | [6 empty] | 86000 | Electric Resistance Heating Or | 08/29/2023 |  | 11/13/2023
GD Midea Heating & Ventilating Equipment Co.,Ltd | AMERICAN STANDARD | ECC102A4E0 |  | Voluntarily Certified | ACAirCoolAllPhase&gt;=65k&lt;1 | False | False |  |  |  |  | 11.2 |  | 14.8 | 14.8 | [6 empty] | 104000 | Electric Resistance Heating Or | 08/29/2023 |  | 11/13/2023
GD Midea Heating & Ventilating Equipment Co.,Ltd | AMERICAN STANDARD | ECC120A4E0 |  | Voluntarily Certified | ACAirCoolAllPhase&gt;=65k&lt;1 | False | False |  |  |  |  | 11.2 |  | 14.8 | 14.8 | [6 empty] | 114000 | Electric Resistance Heating Or | 08/29/2023 |  | 11/13/2023
GD Midea Heating & Ventilating Equipment Co.,Ltd | AMERICAN STANDARD | ECC150A4E0 |  | Voluntarily Certified | ACAirCoolAllPhase&gt;=135k&lt; | False | False |  |  |  |  | 11 |  | 14.2 | 14.2 | [6 empty] | 140000 | Electric Resistance Heating Or | 08/29/2023 |  | 11/13/2023
GD Midea Heating & Ventilating Equipment Co.,Ltd | AMERICAN STANDARD | ECC090A4E0 |  | Voluntarily Certified | ACAirCoolAllPhase&gt;=65k&lt;1 | False | False |  |  |  |  | 11.6 |  | 14.8 | 14.8 | [6 empty] | 86000 | Electric Resistance Heating Or | 08/29/2023 |  | 11/13/2023
GD Midea Heating & Ventilating Equipment Co.,Ltd | AMERICAN STANDARD | GCC102A4E(L,M,H) |  | Voluntarily Certified | ACAirCoolAllPhase&gt;=65k&lt;1 | False | False |  |  |  |  | 11.2 |  | 14.6 | 14.6 | [6 empty] | 104000 | Heating Other Than Electric Re | 08/29/2023 |  | 11/13/2023
GD Midea Heating & Ventilating Equipment Co.,Ltd | AMERICAN STANDARD | GCC120A4E(L,M,H) |  | Voluntarily Certified | ACAirCoolAllPhase&gt;=65k&lt;1 | False | False |  |  |  |  | 11.2 |  | 14.6 | 14.6 | [6 empty] | 114000 | Heating Other Than Electric Re | 08/29/2023 |  | 11/13/2023
GD Midea Heating & Ventilating Equipment Co.,Ltd | AMERICAN STANDARD | GCC150A4E(L,M,H) |  | Voluntarily Certified | ACAirCoolAllPhase&gt;=135k&lt; | False | False |  |  |  |  | 11 |  | 14 | 14 | [6 empty] | 140000 | Heating Other Than Electric Re | 08/29/2023 |  | 11/13/2023
GD Midea Heating & Ventilating Equipment Co.,Ltd | AMERICAN STANDARD | GCC090A4E(L,M,H) |  | Voluntarily Certified | ACAirCoolAllPhase&gt;=65k&lt;1 | False | False |  |  |  |  | 11.6 |  | 14.6 | 14.6 | [6 empty] | 86000 | Heating Other Than Electric Re | 08/29/2023 |  | 11/13/2023
GD Midea Heating & Ventilating Equipment Co.,Ltd | TUTTOKOOL | TK1204 |  | Voluntarily Certified | ACAirCoolAllPhase&gt;=65k&lt;1 | False | False |  |  |  |  | 11.2 |  | 14.8 | 14.8 | [6 empty] | 114000 | Electric Resistance Heating Or | 08/29/2023 |  | 11/13/2023
GD Midea Heating & Ventilating Equipment Co.,Ltd | TUTTOKOOL | TK1203 |  | Voluntarily Certified | ACAirCoolAllPhase&gt;=65k&lt;1 | False | False |  |  |  |  | 11.2 |  | 14.8 | 14.8 | [6 empty] | 114000 | Electric Resistance Heating Or | 08/29/2023 |  | 11/13/2023
Johnson Controls, Inc. | CHAMPION, UNITARY PRODUCTS GROUP - COMMERCIAL | CD15[C,E]**[H,K,L](2,4,5,B,D,E)********2 |  | Voluntarily Certified | ACAirCoolAllPhase&gt;=135k&lt; | False | False |  |  |  |  | 11 |  | 14.6 | 14.2 | [6 empty] | 174000 | Electric Resistance Heating Or | 08/29/2023 |  | 11/13/2023
Johnson Controls, Inc. | Coleman | CD15[C,E]**[H,K,L](2,4,5,B,D,E)********2 |  | Voluntarily Certified | ACAirCoolAllPhase&gt;=135k&lt; | False | False |  |  |  |  | 11 |  | 14.6 | 14.2 | [6 empty] | 174000 | Electric Resistance Heating Or | 08/29/2023 |  | 11/13/2023
Johnson Controls, Inc. | FRASER - JOHNSTON | CD15[C,E]**[H,K,L](2,4,5,B,D,E)********2 |  | Voluntarily Certified | ACAirCoolAllPhase&gt;=135k&lt; | False | False |  |  |  |  | 11 |  | 14.6 | 14.2 | [6 empty] | 174000 | Electric Resistance Heating Or | 08/29/2023 |  | 11/13/2023
Johnson Controls, Inc. | CHAMPION, UNITARY PRODUCTS GROUP - COMMERCIAL | CD15[C,E]**[P,R](2,4,5,B,D,E)********2 |  | Voluntarily Certified | ACAirCoolAllPhase&gt;=135k&lt; | False | False |  |  |  |  | 11.1 |  | 14.2 | 14.2 | [6 empty] | 172000 | Electric Resistance Heating Or | 08/29/2023 |  | 11/13/2023
Johnson Controls, Inc. | Coleman | CD15[C,E]**[P,R](2,4,5,B,D,E)********2 |  | Voluntarily Certified | ACAirCoolAllPhase&gt;=135k&lt; | False | False |  |  |  |  | 11.1 |  | 14.2 | 14.2 | [6 empty] | 172000 | Electric Resistance Heating Or | 08/29/2023 |  | 11/13/2023
Johnson Controls, Inc. | FRASER - JOHNSTON | CD15[C,E]**[P,R](2,4,5,B,D,E)********2 |  | Voluntarily Certified | ACAirCoolAllPhase&gt;=135k&lt; | False | False |  |  |  |  | 11.1 |  | 14.2 | 14.2 | [6 empty] | 172000 | Electric Resistance Heating Or | 08/29/2023 |  | 11/13/2023
Johnson Controls, Inc. | CHAMPION, UNITARY PRODUCTS GROUP - COMMERCIAL | CD15[C,E]**[Q,S,T](2,4,5,B,D,E)********2 |  | Voluntarily Certified | ACAirCoolAllPhase&gt;=135k&lt; | False | False |  |  |  |  | 11 |  | 14.8 | 14.2 | [6 empty] | 174000 | Electric Resistance Heating Or | 08/29/2023 |  | 11/13/2023
Johnson Controls, Inc. | Coleman | CD15[C,E]**[Q,S,T](2,4,5,B,D,E)********2 |  | Voluntarily Certified | ACAirCoolAllPhase&gt;=135k&lt; | False | False |  |  |  |  | 11 |  | 14.8 | 14.2 | [6 empty] | 174000 | Electric Resistance Heating Or | 08/29/2023 |  | 11/13/2023
Johnson Controls, Inc. | FRASER - JOHNSTON | CD15[C,E]**[Q,S,T](2,4,5,B,D,E)********2 |  | Voluntarily Certified | ACAirCoolAllPhase&gt;=135k&lt; | False | False |  |  |  |  | 11 |  | 14.8 | 14.2 | [6 empty] | 174000 | Electric Resistance Heating Or | 08/29/2023 |  | 11/13/2023
Johnson Controls, Inc. | CHAMPION, UNITARY PRODUCTS GROUP - COMMERCIAL | CD15[N,S,T]**[H,K,L](2,4,5,B,D,E)********2 |  | Voluntarily Certified | ACAirCoolAllPhase&gt;=135k&lt; | False | False |  |  |  |  | 10.8 |  | 14.4 | 14 | [6 empty] | 174000 | Heating Other Than Electric Re | 08/29/2023 |  | 11/13/2023
Johnson Controls, Inc. | Coleman | CD15[N,S,T]**[H,K,L](2,4,5,B,D,E)********2 |  | Voluntarily Certified | ACAirCoolAllPhase&gt;=135k&lt; | False | False |  |  |  |  | 10.8 |  | 14.4 | 14 | [6 empty] | 174000 | Heating Other Than Electric Re | 08/29/2023 |  | 11/13/2023
Johnson Controls, Inc. | FRASER - JOHNSTON | CD15[N,S,T]**[H,K,L](2,4,5,B,D,E)********2 |  | Voluntarily Certified | ACAirCoolAllPhase&gt;=135k&lt; | False | False |  |  |  |  | 10.8 |  | 14.4 | 14 | [6 empty] | 174000 | Heating Other Than Electric Re | 08/29/2023 |  | 11/13/2023
Johnson Controls, Inc. | CHAMPION, UNITARY PRODUCTS GROUP - COMMERCIAL | CD15[N,S,T]**[P,R](2,4,5,B,D,E)********2 |  | Voluntarily Certified | ACAirCoolAllPhase&gt;=135k&lt; | False | False |  |  |  |  | 10.9 |  | 14 | 14 | [6 empty] | 172000 | Heating Other Than Electric Re | 08/29/2023 |  | 11/13/2023
Johnson Controls, Inc. | Coleman | CD15[N,S,T]**[P,R](2,4,5,B,D,E)********2 |  | Voluntarily Certified | ACAirCoolAllPhase&gt;=135k&lt; | False | False |  |  |  |  | 10.9 |  | 14 | 14 | [6 empty] | 172000 | Heating Other Than Electric Re | 08/29/2023 |  | 11/13/2023
Johnson Controls, Inc. | FRASER - JOHNSTON | CD15[N,S,T]**[P,R](2,4,5,B,D,E)********2 |  | Voluntarily Certified | ACAirCoolAllPhase&gt;=135k&lt; | False | False |  |  |  |  | 10.9 |  | 14 | 14 | [6 empty] | 172000 | Heating Other Than Electric Re | 08/29/2023 |  | 11/13/2023
Johnson Controls, Inc. | CHAMPION, UNITARY PRODUCTS GROUP - COMMERCIAL | CD15[N,S,T]**[Q,S,T](2,4,5,B,D,E)********2 |  | Voluntarily Certified | ACAirCoolAllPhase&gt;=135k&lt; | False | False |  |  |  |  | 10.8 |  | 14.6 | 14 | [6 empty] | 174000 | Heating Other Than Electric Re | 08/29/2023 |  | 11/13/2023
Johnson Controls, Inc. | Coleman | CD15[N,S,T]**[Q,S,T](2,4,5,B,D,E)********2 |  | Voluntarily Certified | ACAirCoolAllPhase&gt;=135k&lt; | False | False |  |  |  |  | 10.8 |  | 14.6 | 14 | [6 empty] | 174000 | Heating Other Than Electric Re | 08/29/2023 |  | 11/13/2023
Johnson Controls, Inc. | FRASER - JOHNSTON | CD15[N,S,T]**[Q,S,T](2,4,5,B,D,E)********2 |  | Voluntarily Certified | ACAirCoolAllPhase&gt;=135k&lt; | False | False |  |  |  |  | 10.8 |  | 14.6 | 14 | [6 empty] | 174000 | Heating Other Than Electric Re | 08/29/2023 |  | 11/13/2023
Johnson Controls, Inc. | CHAMPION, UNITARY PRODUCTS GROUP - COMMERCIAL | CD18[C,E]**[H,K,L](2,4,5,B,D,E)********2 |  | Voluntarily Certified | ACAirCoolAllPhase&gt;=135k&lt; | False | False |  |  |  |  | 11 |  | 14.4 | 14.2 | [6 empty] | 198000 | Electric Resistance Heating Or | 08/29/2023 |  | 11/13/2023
Johnson Controls, Inc. | Coleman | CD18[C,E]**[H,K,L](2,4,5,B,D,E)********2 |  | Voluntarily Certified | ACAirCoolAllPhase&gt;=135k&lt; | False | False |  |  |  |  | 11 |  | 14.4 | 14.2 | [6 empty] | 198000 | Electric Resistance Heating Or | 08/29/2023 |  | 11/13/2023
Johnson Controls, Inc. | FRASER - JOHNSTON | CD18[C,E]**[H,K,L](2,4,5,B,D,E)********2 |  | Voluntarily Certified | ACAirCoolAllPhase&gt;=135k&lt; | False | False |  |  |  |  | 11 |  | 14.4 | 14.2 | [6 empty] | 198000 | Electric Resistance Heating Or | 08/29/2023 |  | 11/13/2023
Johnson Controls, Inc. | CHAMPION, UNITARY PRODUCTS GROUP - COMMERCIAL | CD18[C,E]**[P,R](2,4,5,B,D,E)********2 |  | Voluntarily Certified | ACAirCoolAllPhase&gt;=135k&lt; | False | False |  |  |  |  | 11 |  | 14.2 | 14.2 | [6 empty] | 198000 | Electric Resistance Heating Or | 08/29/2023 |  | 11/13/2023
Johnson Controls, Inc. | Coleman | CD18[C,E]**[P,R](2,4,5,B,D,E)********2 |  | Voluntarily Certified | ACAirCoolAllPhase&gt;=135k&lt; | False | False |  |  |  |  | 11 |  | 14.2 | 14.2 | [6 empty] | 198000 | Electric Resistance Heating Or | 08/29/2023 |  | 11/13/2023
Johnson Controls, Inc. | FRASER - JOHNSTON | CD18[C,E]**[P,R](2,4,5,B,D,E)********2 |  | Voluntarily Certified | ACAirCoolAllPhase&gt;=135k&lt; | False | False |  |  |  |  | 11 |  | 14.2 | 14.2 | [6 empty] | 198000 | Electric Resistance Heating Or | 08/29/2023 |  | 11/13/2023
Johnson Controls, Inc. | CHAMPION, UNITARY PRODUCTS GROUP - COMMERCIAL | CD18[C,E]**[Q,S,T](2,4,5,B,D,E)********2 |  | Voluntarily Certified | ACAirCoolAllPhase&gt;=135k&lt; | False | False |  |  |  |  | 11 |  | 14.6 | 14.2 | [6 empty] | 198000 | Electric Resistance Heating Or | 08/29/2023 |  | 11/13/2023
Johnson Controls, Inc. | Coleman | CD18[C,E]**[Q,S,T](2,4,5,B,D,E)********2 |  | Voluntarily Certified | ACAirCoolAllPhase&gt;=135k&lt; | False | False |  |  |  |  | 11 |  | 14.6 | 14.2 | [6 empty] | 198000 | Electric Resistance Heating Or | 08/29/2023 |  | 11/13/2023
Johnson Controls, Inc. | FRASER - JOHNSTON | CD18[C,E]**[Q,S,T](2,4,5,B,D,E)********2 |  | Voluntarily Certified | ACAirCoolAllPhase&gt;=135k&lt; | False | False |  |  |  |  | 11 |  | 14.6 | 14.2 | [6 empty] | 198000 | Electric Resistance Heating Or | 08/29/2023 |  | 11/13/2023
Johnson Controls, Inc. | CHAMPION, UNITARY PRODUCTS GROUP - COMMERCIAL | CD18[N,S,T]**[H,K,L](2,4,5,B,D,E)********2 |  | Voluntarily Certified | ACAirCoolAllPhase&gt;=135k&lt; | False | False |  |  |  |  | 10.8 |  | 14.2 | 14 | [6 empty] | 198000 | Heating Other Than Electric Re | 08/29/2023 |  | 11/13/2023
Johnson Controls, Inc. | Coleman | CD18[N,S,T]**[H,K,L](2,4,5,B,D,E)********2 |  | Voluntarily Certified | ACAirCoolAllPhase&gt;=135k&lt; | False | False |  |  |  |  | 10.8 |  | 14.2 | 14 | [6 empty] | 198000 | Heating Other Than Electric Re | 08/29/2023 |  | 11/13/2023
Johnson Controls, Inc. | FRASER - JOHNSTON | CD18[N,S,T]**[H,K,L](2,4,5,B,D,E)********2 |  | Voluntarily Certified | ACAirCoolAllPhase&gt;=135k&lt; | False | False |  |  |  |  | 10.8 |  | 14.2 | 14 | [6 empty] | 198000 | Heating Other Than Electric Re | 08/29/2023 |  | 11/13/2023
Johnson Controls, Inc. | CHAMPION, UNITARY PRODUCTS GROUP - COMMERCIAL | CD18[N,S,T]**[P,R](2,4,5,B,D,E)********2 |  | Voluntarily Certified | ACAirCoolAllPhase&gt;=135k&lt; | False | False |  |  |  |  | 10.8 |  | 14 | 14 | [6 empty] | 198000 | Heating Other Than Electric Re | 08/29/2023 |  | 11/13/2023
Johnson Controls, Inc. | Coleman | CD18[N,S,T]**[P,R](2,4,5,B,D,E)********2 |  | Voluntarily Certified | ACAirCoolAllPhase&gt;=135k&lt; | False | False |  |  |  |  | 10.8 |  | 14 | 14 | [6 empty] | 198000 | Heating Other Than Electric Re | 08/29/2023 |  | 11/13/2023
Johnson Controls, Inc. | FRASER - JOHNSTON | CD18[N,S,T]**[P,R](2,4,5,B,D,E)********2 |  | Voluntarily Certified | ACAirCoolAllPhase&gt;=135k&lt; | False | False |  |  |  |  | 10.8 |  | 14 | 14 | [6 empty] | 198000 | Heating Other Than Electric Re | 08/29/2023 |  | 11/13/2023
Johnson Controls, Inc. | CHAMPION, UNITARY PRODUCTS GROUP - COMMERCIAL | CD18[N,S,T]**[Q,S,T](2,4,5,B,D,E)********2 |  | Voluntarily Certified | ACAirCoolAllPhase&gt;=135k&lt; | False | False |  |  |  |  | 10.8 |  | 14.4 | 14 | [6 empty] | 198000 | Heating Other Than Electric Re | 08/29/2023 |  | 11/13/2023
Johnson Controls, Inc. | Coleman | CD18[N,S,T]**[Q,S,T](2,4,5,B,D,E)********2 |  | Voluntarily Certified | ACAirCoolAllPhase&gt;=135k&lt; | False | False |  |  |  |  | 10.8 |  | 14.4 | 14 | [6 empty] | 198000 | Heating Other Than Electric Re | 08/29/2023 |  | 11/13/2023
Johnson Controls, Inc. | FRASER - JOHNSTON | CD18[N,S,T]**[Q,S,T](2,4,5,B,D,E)********2 |  | Voluntarily Certified | ACAirCoolAllPhase&gt;=135k&lt; | False | False |  |  |  |  | 10.8 |  | 14.4 | 14 | [6 empty] | 198000 | Heating Other Than Electric Re | 08/29/2023 |  | 11/13/2023
Johnson Controls, Inc. | CHAMPION, UNITARY PRODUCTS GROUP - COMMERCIAL | CD20[C,E]**[H,K,L](2,4,5,B,D,E)********2 |  | Voluntarily Certified | ACAirCoolAllPhase&gt;=135k&lt; | False | False |  |  |  |  | 11 |  | 14.2 | 14.2 | [6 empty] | 234000 | Electric Resistance Heating Or | 08/29/2023 |  | 11/13/2023
Johnson Controls, Inc. | Coleman | CD20[C,E]**[H,K,L](2,4,5,B,D,E)********2 |  | Voluntarily Certified | ACAirCoolAllPhase&gt;=135k&lt; | False | False |  |  |  |  | 11 |  | 14.2 | 14.2 | [6 empty] | 234000 | Electric Resistance Heating Or | 08/29/2023 |  | 11/13/2023
Johnson Controls, Inc. | FRASER - JOHNSTON | CD20[C,E]**[H,K,L](2,4,5,B,D,E)********2 |  | Voluntarily Certified | ACAirCoolAllPhase&gt;=135k&lt; | False | False |  |  |  |  | 11 |  | 14.2 | 14.2 | [6 empty] | 234000 | Electric Resistance Heating Or | 08/29/2023 |  | 11/13/2023
Johnson Controls, Inc. | CHAMPION, UNITARY PRODUCTS GROUP - COMMERCIAL | CD20[C,E]**[P,R](2,4,5,B,D,E)********2 |  | Voluntarily Certified | ACAirCoolAllPhase&gt;=135k&lt; | False | False |  |  |  |  | 11 |  | 14.2 | 14.2 | [6 empty] | 238000 | Electric Resistance Heating Or | 08/29/2023 |  | 11/13/2023
Johnson Controls, Inc. | Coleman | CD20[C,E]**[P,R](2,4,5,B,D,E)********2 |  | Voluntarily Certified | ACAirCoolAllPhase&gt;=135k&lt; | False | False |  |  |  |  | 11 |  | 14.2 | 14.2 | [6 empty] | 238000 | Electric Resistance Heating Or | 08/29/2023 |  | 11/13/2023
Johnson Controls, Inc. | FRASER - JOHNSTON | CD20[C,E]**[P,R](2,4,5,B,D,E)********2 |  | Voluntarily Certified | ACAirCoolAllPhase&gt;=135k&lt; | False | False |  |  |  |  | 11 |  | 14.2 | 14.2 | [6 empty] | 238000 | Electric Resistance Heating Or | 08/29/2023 |  | 11/13/2023
Johnson Controls, Inc. | CHAMPION, UNITARY PRODUCTS GROUP - COMMERCIAL | CD20[C,E]**[Q,S,T](2,4,5,B,D,E)********2 |  | Voluntarily Certified | ACAirCoolAllPhase&gt;=135k&lt; | False | False |  |  |  |  | 11 |  | 14.4 | 14.2 | [6 empty] | 234000 | Electric Resistance Heating Or | 08/29/2023 |  | 11/13/2023
Johnson Controls, Inc. | Coleman | CD20[C,E]**[Q,S,T](2,4,5,B,D,E)********2 |  | Voluntarily Certified | ACAirCoolAllPhase&gt;=135k&lt; | False | False |  |  |  |  | 11 |  | 14.4 | 14.2 | [6 empty] | 234000 | Electric Resistance Heating Or | 08/29/2023 |  | 11/13/2023
Johnson Controls, Inc. | FRASER - JOHNSTON | CD20[C,E]**[Q,S,T](2,4,5,B,D,E)********2 |  | Voluntarily Certified | ACAirCoolAllPhase&gt;=135k&lt; | False | False |  |  |  |  | 11 |  | 14.4 | 14.2 | [6 empty] | 234000 | Electric Resistance Heating Or | 08/29/2023 |  | 11/13/2023
Johnson Controls, Inc. | CHAMPION, UNITARY PRODUCTS GROUP - COMMERCIAL | CD20[N,S,T]**[H,K,L](2,4,5,B,D,E)********2 |  | Voluntarily Certified | ACAirCoolAllPhase&gt;=135k&lt; | False | False |  |  |  |  | 10.8 |  | 14 | 14 | [6 empty] | 234000 | Heating Other Than Electric Re | 08/29/2023 |  | 11/13/2023
Johnson Controls, Inc. | Coleman | CD20[N,S,T]**[H,K,L](2,4,5,B,D,E)********2 |  | Voluntarily Certified | ACAirCoolAllPhase&gt;=135k&lt; | False | False |  |  |  |  | 10.8 |  | 14 | 14 | [6 empty] | 234000 | Heating Other Than Electric Re | 08/29/2023 |  | 11/13/2023
Johnson Controls, Inc. | FRASER - JOHNSTON | CD20[N,S,T]**[H,K,L](2,4,5,B,D,E)********2 |  | Voluntarily Certified | ACAirCoolAllPhase&gt;=135k&lt; | False | False |  |  |  |  | 10.8 |  | 14 | 14 | [6 empty] | 234000 | Heating Other Than Electric Re | 08/29/2023 |  | 11/13/2023
Johnson Controls, Inc. | CHAMPION, UNITARY PRODUCTS GROUP - COMMERCIAL | CD20[N,S,T]**[P,R](2,4,5,B,D,E)********2 |  | Voluntarily Certified | ACAirCoolAllPhase&gt;=135k&lt; | False | False |  |  |  |  | 10.8 |  | 14 | 14 | [6 empty] | 238000 | Heating Other Than Electric Re | 08/29/2023 |  | 11/13/2023
Johnson Controls, Inc. | Coleman | CD20[N,S,T]**[P,R](2,4,5,B,D,E)********2 |  | Voluntarily Certified | ACAirCoolAllPhase&gt;=135k&lt; | False | False |  |  |  |  | 10.8 |  | 14 | 14 | [6 empty] | 238000 | Heating Other Than Electric Re | 08/29/2023 |  | 11/13/2023
Johnson Controls, Inc. | FRASER - JOHNSTON | CD20[N,S,T]**[P,R](2,4,5,B,D,E)********2 |  | Voluntarily Certified | ACAirCoolAllPhase&gt;=135k&lt; | False | False |  |  |  |  | 10.8 |  | 14 | 14 | [6 empty] | 238000 | Heating Other Than Electric Re | 08/29/2023 |  | 11/13/2023
Johnson Controls, Inc. | CHAMPION, UNITARY PRODUCTS GROUP - COMMERCIAL | CD20[N,S,T]**[Q,S,T](2,4,5,B,D,E)********2 |  | Voluntarily Certified | ACAirCoolAllPhase&gt;=135k&lt; | False | False |  |  |  |  | 10.8 |  | 14.2 | 14 | [6 empty] | 234000 | Heating Other Than Electric Re | 08/29/2023 |  | 11/13/2023
Johnson Controls, Inc. | Coleman | CD20[N,S,T]**[Q,S,T](2,4,5,B,D,E)********2 |  | Voluntarily Certified | ACAirCoolAllPhase&gt;=135k&lt; | False | False |  |  |  |  | 10.8 |  | 14.2 | 14 | [6 empty] | 234000 | Heating Other Than Electric Re | 08/29/2023 |  | 11/13/2023
Johnson Controls, Inc. | FRASER - JOHNSTON | CD20[N,S,T]**[Q,S,T](2,4,5,B,D,E)********2 |  | Voluntarily Certified | ACAirCoolAllPhase&gt;=135k&lt; | False | False |  |  |  |  | 10.8 |  | 14.2 | 14 | [6 empty] | 234000 | Heating Other Than Electric Re | 08/29/2023 |  | 11/13/2023
Johnson Controls, Inc. | CHAMPION, UNITARY PRODUCTS GROUP - COMMERCIAL | CD25[C,E]**[H,K,L](2,4,5,B,D,E)********2 |  | Voluntarily Certified | ACAirCoolAllPhase&gt;=240k&lt; | False | False |  |  |  |  | 10.2 |  | 14.2 | 13.2 | [6 empty] | 280000 | Electric Resistance Heating Or | 08/29/2023 |  | 11/13/2023
Johnson Controls, Inc. | Coleman | CD25[C,E]**[H,K,L](2,4,5,B,D,E)********2 |  | Voluntarily Certified | ACAirCoolAllPhase&gt;=240k&lt; | False | False |  |  |  |  | 10.2 |  | 14.2 | 13.2 | [6 empty] | 280000 | Electric Resistance Heating Or | 08/29/2023 |  | 11/13/2023
Johnson Controls, Inc. | FRASER - JOHNSTON | CD25[C,E]**[H,K,L](2,4,5,B,D,E)********2 |  | Voluntarily Certified | ACAirCoolAllPhase&gt;=240k&lt; | False | False |  |  |  |  | 10.2 |  | 14.2 | 13.2 | [6 empty] | 280000 | Electric Resistance Heating Or | 08/29/2023 |  | 11/13/2023
Johnson Controls, Inc. | CHAMPION, UNITARY PRODUCTS GROUP - COMMERCIAL | CD25[C,E]**[P,R](2,4,5,B,D,E)********2 |  | Voluntarily Certified | ACAirCoolAllPhase&gt;=240k&lt; | False | False |  |  |  |  | 10.2 |  | 14 | 13.2 | [6 empty] | 286000 | Electric Resistance Heating Or | 08/29/2023 |  | 11/13/2023
Johnson Controls, Inc. | Coleman | CD25[C,E]**[P,R](2,4,5,B,D,E)********2 |  | Voluntarily Certified | ACAirCoolAllPhase&gt;=240k&lt; | False | False |  |  |  |  | 10.2 |  | 14 | 13.2 | [6 empty] | 286000 | Electric Resistance Heating Or | 08/29/2023 |  | 11/13/2023
Johnson Controls, Inc. | FRASER - JOHNSTON | CD25[C,E]**[P,R](2,4,5,B,D,E)********2 |  | Voluntarily Certified | ACAirCoolAllPhase&gt;=240k&lt; | False | False |  |  |  |  | 10.2 |  | 14 | 13.2 | [6 empty] | 286000 | Electric Resistance Heating Or | 08/29/2023 |  | 11/13/2023
Johnson Controls, Inc. | CHAMPION, UNITARY PRODUCTS GROUP - COMMERCIAL | CD25[C,E]**[Q,S,T](2,4,5,B,D,E)********2 |  | Voluntarily Certified | ACAirCoolAllPhase&gt;=240k&lt; | False | False |  |  |  |  | 10.2 |  | 14.4 | 13.2 | [6 empty] | 280000 | Electric Resistance Heating Or | 08/29/2023 |  | 11/13/2023
Johnson Controls, Inc. | Coleman | CD25[C,E]**[Q,S,T](2,4,5,B,D,E)********2 |  | Voluntarily Certified | ACAirCoolAllPhase&gt;=240k&lt; | False | False |  |  |  |  | 10.2 |  | 14.4 | 13.2 | [6 empty] | 280000 | Electric Resistance Heating Or | 08/29/2023 |  | 11/13/2023
Johnson Controls, Inc. | FRASER - JOHNSTON | CD25[C,E]**[Q,S,T](2,4,5,B,D,E)********2 |  | Voluntarily Certified | ACAirCoolAllPhase&gt;=240k&lt; | False | False |  |  |  |  | 10.2 |  | 14.4 | 13.2 | [6 empty] | 280000 | Electric Resistance Heating Or | 08/29/2023 |  | 11/13/2023
Johnson Controls, Inc. | CHAMPION, UNITARY PRODUCTS GROUP - COMMERCIAL | CD25[N,S,T]**[H,K,L](2,4,5,B,D,E)********2 |  | Voluntarily Certified | ACAirCoolAllPhase&gt;=240k&lt; | False | False |  |  |  |  | 10 |  | 14 | 13 | [6 empty] | 280000 | Heating Other Than Electric Re | 08/29/2023 |  | 11/13/2023
Johnson Controls, Inc. | Coleman | CD25[N,S,T]**[H,K,L](2,4,5,B,D,E)********2 |  | Voluntarily Certified | ACAirCoolAllPhase&gt;=240k&lt; | False | False |  |  |  |  | 10 |  | 14 | 13 | [6 empty] | 280000 | Heating Other Than Electric Re | 08/29/2023 |  | 11/13/2023
Johnson Controls, Inc. | FRASER - JOHNSTON | CD25[N,S,T]**[H,K,L](2,4,5,B,D,E)********2 |  | Voluntarily Certified | ACAirCoolAllPhase&gt;=240k&lt; | False | False |  |  |  |  | 10 |  | 14 | 13 | [6 empty] | 280000 | Heating Other Than Electric Re | 08/29/2023 |  | 11/13/2023
Johnson Controls, Inc. | CHAMPION, UNITARY PRODUCTS GROUP - COMMERCIAL | CD25[N,S,T]**[P,R](2,4,5,B,D,E)********2 |  | Voluntarily Certified | ACAirCoolAllPhase&gt;=240k&lt; | False | False |  |  |  |  | 10 |  | 13.8 | 13 | [6 empty] | 286000 | Heating Other Than Electric Re | 08/29/2023 |  | 11/13/2023
Johnson Controls, Inc. | Coleman | CD25[N,S,T]**[P,R](2,4,5,B,D,E)********2 |  | Voluntarily Certified | ACAirCoolAllPhase&gt;=240k&lt; | False | False |  |  |  |  | 10 |  | 13.8 | 13 | [6 empty] | 286000 | Heating Other Than Electric Re | 08/29/2023 |  | 11/13/2023
Johnson Controls, Inc. | FRASER - JOHNSTON | CD25[N,S,T]**[P,R](2,4,5,B,D,E)********2 |  | Voluntarily Certified | ACAirCoolAllPhase&gt;=240k&lt; | False | False |  |  |  |  | 10 |  | 13.8 | 13 | [6 empty] | 286000 | Heating Other Than Electric Re | 08/29/2023 |  | 11/13/2023
Johnson Controls, Inc. | CHAMPION, UNITARY PRODUCTS GROUP - COMMERCIAL | CD25[N,S,T]**[Q,S,T](2,4,5,B,D,E)********2 |  | Voluntarily Certified | ACAirCoolAllPhase&gt;=240k&lt; | False | False |  |  |  |  | 10 |  | 14.2 | 13 | [6 empty] | 280000 | Heating Other Than Electric Re | 08/29/2023 |  | 11/13/2023
Johnson Controls, Inc. | Coleman | CD25[N,S,T]**[Q,S,T](2,4,5,B,D,E)********2 |  | Voluntarily Certified | ACAirCoolAllPhase&gt;=240k&lt; | False | False |  |  |  |  | 10 |  | 14.2 | 13 | [6 empty] | 280000 | Heating Other Than Electric Re | 08/29/2023 |  | 11/13/2023
Johnson Controls, Inc. | FRASER - JOHNSTON | CD25[N,S,T]**[Q,S,T](2,4,5,B,D,E)********2 |  | Voluntarily Certified | ACAirCoolAllPhase&gt;=240k&lt; | False | False |  |  |  |  | 10 |  | 14.2 | 13 | [6 empty] | 280000 | Heating Other Than Electric Re | 08/29/2023 |  | 11/13/2023
Johnson Controls, Inc. | CHAMPION, UNITARY PRODUCTS GROUP - COMMERCIAL | CD28[C,E]**[H,K,L](2,4,5,B,D,E)********2 |  | Voluntarily Certified | ACAirCoolAllPhase&gt;=240k&lt; | False | False |  |  |  |  | 10.2 |  | 14.2 | 13.2 | [6 empty] | 320000 | Electric Resistance Heating Or | 08/29/2023 |  | 11/13/2023
Johnson Controls, Inc. | Coleman | CD28[C,E]**[H,K,L](2,4,5,B,D,E)********2 |  | Voluntarily Certified | ACAirCoolAllPhase&gt;=240k&lt; | False | False |  |  |  |  | 10.2 |  | 14.2 | 13.2 | [6 empty] | 320000 | Electric Resistance Heating Or | 08/29/2023 |  | 11/13/2023
Johnson Controls, Inc. | FRASER - JOHNSTON | CD28[C,E]**[H,K,L](2,4,5,B,D,E)********2 |  | Voluntarily Certified | ACAirCoolAllPhase&gt;=240k&lt; | False | False |  |  |  |  | 10.2 |  | 14.2 | 13.2 | [6 empty] | 320000 | Electric Resistance Heating Or | 08/29/2023 |  | 11/13/2023
Johnson Controls, Inc. | CHAMPION, UNITARY PRODUCTS GROUP - COMMERCIAL | CD28[C,E]**[P,R](2,4,5,B,D,E)********2 |  | Voluntarily Certified | ACAirCoolAllPhase&gt;=240k&lt; | False | False |  |  |  |  | 10.4 |  | 13.4 | 13.2 | [6 empty] | 320000 | Electric Resistance Heating Or | 08/29/2023 |  | 11/13/2023
Johnson Controls, Inc. | Coleman | CD28[C,E]**[P,R](2,4,5,B,D,E)********2 |  | Voluntarily Certified | ACAirCoolAllPhase&gt;=240k&lt; | False | False |  |  |  |  | 10.4 |  | 13.4 | 13.2 | [6 empty] | 320000 | Electric Resistance Heating Or | 08/29/2023 |  | 11/13/2023
Johnson Controls, Inc. | FRASER - JOHNSTON | CD28[C,E]**[P,R](2,4,5,B,D,E)********2 |  | Voluntarily Certified | ACAirCoolAllPhase&gt;=240k&lt; | False | False |  |  |  |  | 10.4 |  | 13.4 | 13.2 | [6 empty] | 320000 | Electric Resistance Heating Or | 08/29/2023 |  | 11/13/2023
Johnson Controls, Inc. | CHAMPION, UNITARY PRODUCTS GROUP - COMMERCIAL | CD28[C,E]**[Q,S,T](2,4,5,B,D,E)********2 |  | Voluntarily Certified | ACAirCoolAllPhase&gt;=240k&lt; | False | False |  |  |  |  | 10.2 |  | 14.4 | 13.2 | [6 empty] | 320000 | Electric Resistance Heating Or | 08/29/2023 |  | 11/13/2023
Johnson Controls, Inc. | Coleman | CD28[C,E]**[Q,S,T](2,4,5,B,D,E)********2 |  | Voluntarily Certified | ACAirCoolAllPhase&gt;=240k&lt; | False | False |  |  |  |  | 10.2 |  | 14.4 | 13.2 | [6 empty] | 320000 | Electric Resistance Heating Or | 08/29/2023 |  | 11/13/2023
Johnson Controls, Inc. | FRASER - JOHNSTON | CD28[C,E]**[Q,S,T](2,4,5,B,D,E)********2 |  | Voluntarily Certified | ACAirCoolAllPhase&gt;=240k&lt; | False | False |  |  |  |  | 10.2 |  | 14.4 | 13.2 | [6 empty] | 320000 | Electric Resistance Heating Or | 08/29/2023 |  | 11/13/2023
Johnson Controls, Inc. | CHAMPION, UNITARY PRODUCTS GROUP - COMMERCIAL | CD28[N,S,T]**[H,K,L](2,4,5,B,D,E)********2 |  | Voluntarily Certified | ACAirCoolAllPhase&gt;=240k&lt; | False | False |  |  |  |  | 10 |  | 14 | 13 | [6 empty] | 320000 | Heating Other Than Electric Re | 08/29/2023 |  | 11/13/2023
Johnson Controls, Inc. | Coleman | CD28[N,S,T]**[H,K,L](2,4,5,B,D,E)********2 |  | Voluntarily Certified | ACAirCoolAllPhase&gt;=240k&lt; | False | False |  |  |  |  | 10 |  | 14 | 13 | [6 empty] | 320000 | Heating Other Than Electric Re | 08/29/2023 |  | 11/13/2023
Johnson Controls, Inc. | FRASER - JOHNSTON | CD28[N,S,T]**[H,K,L](2,4,5,B,D,E)********2 |  | Voluntarily Certified | ACAirCoolAllPhase&gt;=240k&lt; | False | False |  |  |  |  | 10 |  | 14 | 13 | [6 empty] | 320000 | Heating Other Than Electric Re | 08/29/2023 |  | 11/13/2023
Johnson Controls, Inc. | CHAMPION, UNITARY PRODUCTS GROUP - COMMERCIAL | CD28[N,S,T]**[P,R](2,4,5,B,D,E)********2 |  | Voluntarily Certified | ACAirCoolAllPhase&gt;=240k&lt; | False | False |  |  |  |  | 10.2 |  | 13.2 | 13 | [6 empty] | 320000 | Heating Other Than Electric Re | 08/29/2023 |  | 11/13/2023
Johnson Controls, Inc. | Coleman | CD28[N,S,T]**[P,R](2,4,5,B,D,E)********2 |  | Voluntarily Certified | ACAirCoolAllPhase&gt;=240k&lt; | False | False |  |  |  |  | 10.2 |  | 13.2 | 13 | [6 empty] | 320000 | Heating Other Than Electric Re | 08/29/2023 |  | 11/13/2023
Johnson Controls, Inc. | FRASER - JOHNSTON | CD28[N,S,T]**[P,R](2,4,5,B,D,E)********2 |  | Voluntarily Certified | ACAirCoolAllPhase&gt;=240k&lt; | False | False |  |  |  |  | 10.2 |  | 13.2 | 13 | [6 empty] | 320000 | Heating Other Than Electric Re | 08/29/2023 |  | 11/13/2023
Johnson Controls, Inc. | CHAMPION, UNITARY PRODUCTS GROUP - COMMERCIAL | CD28[N,S,T]**[Q,S,T](2,4,5,B,D,E)********2 |  | Voluntarily Certified | ACAirCoolAllPhase&gt;=240k&lt; | False | False |  |  |  |  | 10 |  | 14.2 | 13 | [6 empty] | 320000 | Heating Other Than Electric Re | 08/29/2023 |  | 11/13/2023
Johnson Controls, Inc. | Coleman | CD28[N,S,T]**[Q,S,T](2,4,5,B,D,E)********2 |  | Voluntarily Certified | ACAirCoolAllPhase&gt;=240k&lt; | False | False |  |  |  |  | 10 |  | 14.2 | 13 | [6 empty] | 320000 | Heating Other Than Electric Re | 08/29/2023 |  | 11/13/2023
Johnson Controls, Inc. | FRASER - JOHNSTON | CD28[N,S,T]**[Q,S,T](2,4,5,B,D,E)********2 |  | Voluntarily Certified | ACAirCoolAllPhase&gt;=240k&lt; | False | False |  |  |  |  | 10 |  | 14.2 | 13 | [6 empty] | 320000 | Heating Other Than Electric Re | 08/29/2023 |  | 11/13/2023
Johnson Controls, Inc. | CHAMPION, UNITARY PRODUCTS GROUP - COMMERCIAL | CE13[C,E]**[H,K,L](2,4,5,B,D,E)********2 |  | Voluntarily Certified | ACAirCoolAllPhase&gt;=135k&lt; | False | False |  |  |  |  | 12.7 |  | 20.1 | 14.2 | [6 empty] | 148000 | Electric Resistance Heating Or | 08/29/2023 |  | 11/13/2023
Johnson Controls, Inc. | Coleman | CE13[C,E]**[H,K,L](2,4,5,B,D,E)********2 |  | Voluntarily Certified | ACAirCoolAllPhase&gt;=135k&lt; | False | False |  |  |  |  | 12.7 |  | 20.1 | 14.2 | [6 empty] | 148000 | Electric Resistance Heating Or | 08/29/2023 |  | 11/13/2023
Johnson Controls, Inc. | FRASER - JOHNSTON | CE13[C,E]**[H,K,L](2,4,5,B,D,E)********2 |  | Voluntarily Certified | ACAirCoolAllPhase&gt;=135k&lt; | False | False |  |  |  |  | 12.7 |  | 20.1 | 14.2 | [6 empty] | 148000 | Electric Resistance Heating Or | 08/29/2023 |  | 11/13/2023
Johnson Controls, Inc. | CHAMPION, UNITARY PRODUCTS GROUP - COMMERCIAL | CE13[C,E]**[Q,S,T](2,4,5,B,D,E)********2 |  | Voluntarily Certified | ACAirCoolAllPhase&gt;=135k&lt; | False | False |  |  |  |  | 12.7 |  | 20.1 | 14.2 | [6 empty] | 148000 | Electric Resistance Heating Or | 08/29/2023 |  | 11/13/2023
Johnson Controls, Inc. | Coleman | CE13[C,E]**[Q,S,T](2,4,5,B,D,E)********2 |  | Voluntarily Certified | ACAirCoolAllPhase&gt;=135k&lt; | False | False |  |  |  |  | 12.7 |  | 20.1 | 14.2 | [6 empty] | 148000 | Electric Resistance Heating Or | 08/29/2023 |  | 11/13/2023
Johnson Controls, Inc. | FRASER - JOHNSTON | CE13[C,E]**[Q,S,T](2,4,5,B,D,E)********2 |  | Voluntarily Certified | ACAirCoolAllPhase&gt;=135k&lt; | False | False |  |  |  |  | 12.7 |  | 20.1 | 14.2 | [6 empty] | 148000 | Electric Resistance Heating Or | 08/29/2023 |  | 11/13/2023
Johnson Controls, Inc. | CHAMPION, UNITARY PRODUCTS GROUP - COMMERCIAL | CE13[N,S,T]**[H,K,L](2,4,5,B,D,E)********2 |  | Voluntarily Certified | ACAirCoolAllPhase&gt;=135k&lt; | False | False |  |  |  |  | 12.5 |  | 20 | 14 | [6 empty] | 148000 | Heating Other Than Electric Re | 08/29/2023 |  | 11/13/2023
Johnson Controls, Inc. | Coleman | CE13[N,S,T]**[H,K,L](2,4,5,B,D,E)********2 |  | Voluntarily Certified | ACAirCoolAllPhase&gt;=135k&lt; | False | False |  |  |  |  | 12.5 |  | 20 | 14 | [6 empty] | 148000 | Heating Other Than Electric Re | 08/29/2023 |  | 11/13/2023
Johnson Controls, Inc. | FRASER - JOHNSTON | CE13[N,S,T]**[H,K,L](2,4,5,B,D,E)********2 |  | Voluntarily Certified | ACAirCoolAllPhase&gt;=135k&lt; | False | False |  |  |  |  | 12.5 |  | 20 | 14 | [6 empty] | 148000 | Heating Other Than Electric Re | 08/29/2023 |  | 11/13/2023
Johnson Controls, Inc. | CHAMPION, UNITARY PRODUCTS GROUP - COMMERCIAL | CE13[N,S,T]**[Q,S,T](2,4,5,B,D,E)********2 |  | Voluntarily Certified | ACAirCoolAllPhase&gt;=135k&lt; | False | False |  |  |  |  | 12.5 |  | 20 | 14 | [6 empty] | 148000 | Heating Other Than Electric Re | 08/29/2023 |  | 11/13/2023
Johnson Controls, Inc. | Coleman | CE13[N,S,T]**[Q,S,T](2,4,5,B,D,E)********2 |  | Voluntarily Certified | ACAirCoolAllPhase&gt;=135k&lt; | False | False |  |  |  |  | 12.5 |  | 20 | 14 | [6 empty] | 148000 | Heating Other Than Electric Re | 08/29/2023 |  | 11/13/2023
Johnson Controls, Inc. | FRASER - JOHNSTON | CE13[N,S,T]**[Q,S,T](2,4,5,B,D,E)********2 |  | Voluntarily Certified | ACAirCoolAllPhase&gt;=135k&lt; | False | False |  |  |  |  | 12.5 |  | 20 | 14 | [6 empty] | 148000 | Heating Other Than Electric Re | 08/29/2023 |  | 11/13/2023
Johnson Controls, Inc. | CHAMPION, UNITARY PRODUCTS GROUP - COMMERCIAL | CE15[C,E]**[H,K,L](2,4,5,B,D,E)********2 |  | Voluntarily Certified | ACAirCoolAllPhase&gt;=135k&lt; | False | False |  |  |  |  | 12.2 |  | 20.3 | 14.2 | [6 empty] | 178000 | Electric Resistance Heating Or | 08/29/2023 |  | 11/13/2023
Johnson Controls, Inc. | Coleman | CE15[C,E]**[H,K,L](2,4,5,B,D,E)********2 |  | Voluntarily Certified | ACAirCoolAllPhase&gt;=135k&lt; | False | False |  |  |  |  | 12.2 |  | 20.3 | 14.2 | [6 empty] | 178000 | Electric Resistance Heating Or | 08/29/2023 |  | 11/13/2023
Johnson Controls, Inc. | FRASER - JOHNSTON | CE15[C,E]**[H,K,L](2,4,5,B,D,E)********2 |  | Voluntarily Certified | ACAirCoolAllPhase&gt;=135k&lt; | False | False |  |  |  |  | 12.2 |  | 20.3 | 14.2 | [6 empty] | 178000 | Electric Resistance Heating Or | 08/29/2023 |  | 11/13/2023
Johnson Controls, Inc. | CHAMPION, UNITARY PRODUCTS GROUP - COMMERCIAL | CE15[C,E]**[Q,S,T](2,4,5,B,D,E)********2 |  | Voluntarily Certified | ACAirCoolAllPhase&gt;=135k&lt; | False | False |  |  |  |  | 12.2 |  | 20.3 | 14.2 | [6 empty] | 178000 | Electric Resistance Heating Or | 08/29/2023 |  | 11/13/2023
Johnson Controls, Inc. | Coleman | CE15[C,E]**[Q,S,T](2,4,5,B,D,E)********2 |  | Voluntarily Certified | ACAirCoolAllPhase&gt;=135k&lt; | False | False |  |  |  |  | 12.2 |  | 20.3 | 14.2 | [6 empty] | 178000 | Electric Resistance Heating Or | 08/29/2023 |  | 11/13/2023
Johnson Controls, Inc. | FRASER - JOHNSTON | CE15[C,E]**[Q,S,T](2,4,5,B,D,E)********2 |  | Voluntarily Certified | ACAirCoolAllPhase&gt;=135k&lt; | False | False |  |  |  |  | 12.2 |  | 20.3 | 14.2 | [6 empty] | 178000 | Electric Resistance Heating Or | 08/29/2023 |  | 11/13/2023
Johnson Controls, Inc. | CHAMPION, UNITARY PRODUCTS GROUP - COMMERCIAL | CE15[N,S,T]**[H,K,L](2,4,5,B,D,E)********2 |  | Voluntarily Certified | ACAirCoolAllPhase&gt;=135k&lt; | False | False |  |  |  |  | 12 |  | 20.1 | 14 | [6 empty] | 178000 | Heating Other Than Electric Re | 08/29/2023 |  | 11/13/2023
Johnson Controls, Inc. | Coleman | CE15[N,S,T]**[H,K,L](2,4,5,B,D,E)********2 |  | Voluntarily Certified | ACAirCoolAllPhase&gt;=135k&lt; | False | False |  |  |  |  | 12 |  | 20.1 | 14 | [6 empty] | 178000 | Heating Other Than Electric Re | 08/29/2023 |  | 11/13/2023
Johnson Controls, Inc. | FRASER - JOHNSTON | CE15[N,S,T]**[H,K,L](2,4,5,B,D,E)********2 |  | Voluntarily Certified | ACAirCoolAllPhase&gt;=135k&lt; | False | False |  |  |  |  | 12 |  | 20.1 | 14 | [6 empty] | 178000 | Heating Other Than Electric Re | 08/29/2023 |  | 11/13/2023
Johnson Controls, Inc. | CHAMPION, UNITARY PRODUCTS GROUP - COMMERCIAL | CE15[N,S,T]**[Q,S,T](2,4,5,B,D,E)********2 |  | Voluntarily Certified | ACAirCoolAllPhase&gt;=135k&lt; | False | False |  |  |  |  | 12 |  | 20.1 | 14 | [6 empty] | 178000 | Heating Other Than Electric Re | 08/29/2023 |  | 11/13/2023
Johnson Controls, Inc. | Coleman | CE15[N,S,T]**[Q,S,T](2,4,5,B,D,E)********2 |  | Voluntarily Certified | ACAirCoolAllPhase&gt;=135k&lt; | False | False |  |  |  |  | 12 |  | 20.1 | 14 | [6 empty] | 178000 | Heating Other Than Electric Re | 08/29/2023 |  | 11/13/2023
Johnson Controls, Inc. | FRASER - JOHNSTON | CE15[N,S,T]**[Q,S,T](2,4,5,B,D,E)********2 |  | Voluntarily Certified | ACAirCoolAllPhase&gt;=135k&lt; | False | False |  |  |  |  | 12 |  | 20.1 | 14 | [6 empty] | 178000 | Heating Other Than Electric Re | 08/29/2023 |  | 11/13/2023
Johnson Controls, Inc. | CHAMPION, UNITARY PRODUCTS GROUP - COMMERCIAL | CE18[C,E]**[H,K,L](2,4,5,B,D,E)********2 |  | Voluntarily Certified | ACAirCoolAllPhase&gt;=135k&lt; | False | False |  |  |  |  | 12.3 |  | 19 | 14.2 | [6 empty] | 200000 | Electric Resistance Heating Or | 08/29/2023 |  | 11/13/2023
Johnson Controls, Inc. | Coleman | CE18[C,E]**[H,K,L](2,4,5,B,D,E)********2 |  | Voluntarily Certified | ACAirCoolAllPhase&gt;=135k&lt; | False | False |  |  |  |  | 12.3 |  | 19 | 14.2 | [6 empty] | 200000 | Electric Resistance Heating Or | 08/29/2023 |  | 11/13/2023
Johnson Controls, Inc. | FRASER - JOHNSTON | CE18[C,E]**[H,K,L](2,4,5,B,D,E)********2 |  | Voluntarily Certified | ACAirCoolAllPhase&gt;=135k&lt; | False | False |  |  |  |  | 12.3 |  | 19 | 14.2 | [6 empty] | 200000 | Electric Resistance Heating Or | 08/29/2023 |  | 11/13/2023
Johnson Controls, Inc. | CHAMPION, UNITARY PRODUCTS GROUP - COMMERCIAL | CE18[C,E]**[Q,S,T](2,4,5,B,D,E)********2 |  | Voluntarily Certified | ACAirCoolAllPhase&gt;=135k&lt; | False | False |  |  |  |  | 12.3 |  | 19 | 14.2 | [6 empty] | 200000 | Electric Resistance Heating Or | 08/29/2023 |  | 11/13/2023
Johnson Controls, Inc. | Coleman | CE18[C,E]**[Q,S,T](2,4,5,B,D,E)********2 |  | Voluntarily Certified | ACAirCoolAllPhase&gt;=135k&lt; | False | False |  |  |  |  | 12.3 |  | 19 | 14.2 | [6 empty] | 200000 | Electric Resistance Heating Or | 08/29/2023 |  | 11/13/2023
Johnson Controls, Inc. | FRASER - JOHNSTON | CE18[C,E]**[Q,S,T](2,4,5,B,D,E)********2 |  | Voluntarily Certified | ACAirCoolAllPhase&gt;=135k&lt; | False | False |  |  |  |  | 12.3 |  | 19 | 14.2 | [6 empty] | 200000 | Electric Resistance Heating Or | 08/29/2023 |  | 11/13/2023
Johnson Controls, Inc. | CHAMPION, UNITARY PRODUCTS GROUP - COMMERCIAL | CE18[N,S,T]**[H,K,L](2,4,5,B,D,E)********2 |  | Voluntarily Certified | ACAirCoolAllPhase&gt;=135k&lt; | False | False |  |  |  |  | 12.2 |  | 18.8 | 14 | [6 empty] | 200000 | Heating Other Than Electric Re | 08/29/2023 |  | 11/13/2023
Johnson Controls, Inc. | Coleman | CE18[N,S,T]**[H,K,L](2,4,5,B,D,E)********2 |  | Voluntarily Certified | ACAirCoolAllPhase&gt;=135k&lt; | False | False |  |  |  |  | 12.2 |  | 18.8 | 14 | [6 empty] | 200000 | Heating Other Than Electric Re | 08/29/2023 |  | 11/13/2023
Johnson Controls, Inc. | FRASER - JOHNSTON | CE18[N,S,T]**[H,K,L](2,4,5,B,D,E)********2 |  | Voluntarily Certified | ACAirCoolAllPhase&gt;=135k&lt; | False | False |  |  |  |  | 12.2 |  | 18.8 | 14 | [6 empty] | 200000 | Heating Other Than Electric Re | 08/29/2023 |  | 11/13/2023
Johnson Controls, Inc. | CHAMPION, UNITARY PRODUCTS GROUP - COMMERCIAL | CE18[N,S,T]**[Q,S,T](2,4,5,B,D,E)********2 |  | Voluntarily Certified | ACAirCoolAllPhase&gt;=135k&lt; | False | False |  |  |  |  | 12.2 |  | 18.8 | 14 | [6 empty] | 200000 | Heating Other Than Electric Re | 08/29/2023 |  | 11/13/2023
Johnson Controls, Inc. | Coleman | CE18[N,S,T]**[Q,S,T](2,4,5,B,D,E)********2 |  | Voluntarily Certified | ACAirCoolAllPhase&gt;=135k&lt; | False | False |  |  |  |  | 12.2 |  | 18.8 | 14 | [6 empty] | 200000 | Heating Other Than Electric Re | 08/29/2023 |  | 11/13/2023
Johnson Controls, Inc. | FRASER - JOHNSTON | CE18[N,S,T]**[Q,S,T](2,4,5,B,D,E)********2 |  | Voluntarily Certified | ACAirCoolAllPhase&gt;=135k&lt; | False | False |  |  |  |  | 12.2 |  | 18.8 | 14 | [6 empty] | 200000 | Heating Other Than Electric Re | 08/29/2023 |  | 11/13/2023
Johnson Controls, Inc. | CHAMPION, UNITARY PRODUCTS GROUP - COMMERCIAL | CE20[C,E]**[H,K,L](2,4,5,B,D,E)********2 |  | Voluntarily Certified | ACAirCoolAllPhase&gt;=135k&lt; | False | False |  |  |  |  | 12.2 |  | 19.6 | 14.2 | [6 empty] | 238000 | Electric Resistance Heating Or | 08/29/2023 |  | 11/13/2023
Johnson Controls, Inc. | Coleman | CE20[C,E]**[H,K,L](2,4,5,B,D,E)********2 |  | Voluntarily Certified | ACAirCoolAllPhase&gt;=135k&lt; | False | False |  |  |  |  | 12.2 |  | 19.6 | 14.2 | [6 empty] | 238000 | Electric Resistance Heating Or | 08/29/2023 |  | 11/13/2023
Johnson Controls, Inc. | FRASER - JOHNSTON | CE20[C,E]**[H,K,L](2,4,5,B,D,E)********2 |  | Voluntarily Certified | ACAirCoolAllPhase&gt;=135k&lt; | False | False |  |  |  |  | 12.2 |  | 19.6 | 14.2 | [6 empty] | 238000 | Electric Resistance Heating Or | 08/29/2023 |  | 11/13/2023
Johnson Controls, Inc. | CHAMPION, UNITARY PRODUCTS GROUP - COMMERCIAL | CE20[C,E]**[Q,S,T](2,4,5,B,D,E)********2 |  | Voluntarily Certified | ACAirCoolAllPhase&gt;=135k&lt; | False | False |  |  |  |  | 12.2 |  | 19.6 | 14.2 | [6 empty] | 238000 | Electric Resistance Heating Or | 08/29/2023 |  | 11/13/2023
Johnson Controls, Inc. | Coleman | CE20[C,E]**[Q,S,T](2,4,5,B,D,E)********2 |  | Voluntarily Certified | ACAirCoolAllPhase&gt;=135k&lt; | False | False |  |  |  |  | 12.2 |  | 19.6 | 14.2 | [6 empty] | 238000 | Electric Resistance Heating Or | 08/29/2023 |  | 11/13/2023
Johnson Controls, Inc. | FRASER - JOHNSTON | CE20[C,E]**[Q,S,T](2,4,5,B,D,E)********2 |  | Voluntarily Certified | ACAirCoolAllPhase&gt;=135k&lt; | False | False |  |  |  |  | 12.2 |  | 19.6 | 14.2 | [6 empty] | 238000 | Electric Resistance Heating Or | 08/29/2023 |  | 11/13/2023
Johnson Controls, Inc. | CHAMPION, UNITARY PRODUCTS GROUP - COMMERCIAL | CE20[N,S,T]**[H,K,L](2,4,5,B,D,E)********2 |  | Voluntarily Certified | ACAirCoolAllPhase&gt;=135k&lt; | False | False |  |  |  |  | 12.1 |  | 19.5 | 14 | [6 empty] | 238000 | Heating Other Than Electric Re | 08/29/2023 |  | 11/13/2023
Johnson Controls, Inc. | Coleman | CE20[N,S,T]**[H,K,L](2,4,5,B,D,E)********2 |  | Voluntarily Certified | ACAirCoolAllPhase&gt;=135k&lt; | False | False |  |  |  |  | 12.1 |  | 19.5 | 14 | [6 empty] | 238000 | Heating Other Than Electric Re | 08/29/2023 |  | 11/13/2023
Johnson Controls, Inc. | FRASER - JOHNSTON | CE20[N,S,T]**[H,K,L](2,4,5,B,D,E)********2 |  | Voluntarily Certified | ACAirCoolAllPhase&gt;=135k&lt; | False | False |  |  |  |  | 12.1 |  | 19.5 | 14 | [6 empty] | 238000 | Heating Other Than Electric Re | 08/29/2023 |  | 11/13/2023
Johnson Controls, Inc. | CHAMPION, UNITARY PRODUCTS GROUP - COMMERCIAL | CE20[N,S,T]**[Q,S,T](2,4,5,B,D,E)********2 |  | Voluntarily Certified | ACAirCoolAllPhase&gt;=135k&lt; | False | False |  |  |  |  | 12.1 |  | 19.5 | 14 | [6 empty] | 238000 | Heating Other Than Electric Re | 08/29/2023 |  | 11/13/2023
Johnson Controls, Inc. | Coleman | CE20[N,S,T]**[Q,S,T](2,4,5,B,D,E)********2 |  | Voluntarily Certified | ACAirCoolAllPhase&gt;=135k&lt; | False | False |  |  |  |  | 12.1 |  | 19.5 | 14 | [6 empty] | 238000 | Heating Other Than Electric Re | 08/29/2023 |  | 11/13/2023
Johnson Controls, Inc. | FRASER - JOHNSTON | CE20[N,S,T]**[Q,S,T](2,4,5,B,D,E)********2 |  | Voluntarily Certified | ACAirCoolAllPhase&gt;=135k&lt; | False | False |  |  |  |  | 12.1 |  | 19.5 | 14 | [6 empty] | 238000 | Heating Other Than Electric Re | 08/29/2023 |  | 11/13/2023
Johnson Controls, Inc. | CHAMPION, UNITARY PRODUCTS GROUP - COMMERCIAL | CE23[C,E]**[H,K,L](2,4,5,B,D,E)********2 |  | Voluntarily Certified | ACAirCoolAllPhase&gt;=240k&lt; | False | False |  |  |  |  | 11.3 |  | 18.8 | 13.2 | [6 empty] | 276000 | Electric Resistance Heating Or | 08/29/2023 |  | 11/13/2023
Johnson Controls, Inc. | Coleman | CE23[C,E]**[H,K,L](2,4,5,B,D,E)********2 |  | Voluntarily Certified | ACAirCoolAllPhase&gt;=240k&lt; | False | False |  |  |  |  | 11.3 |  | 18.8 | 13.2 | [6 empty] | 276000 | Electric Resistance Heating Or | 08/29/2023 |  | 11/13/2023
Johnson Controls, Inc. | FRASER - JOHNSTON | CE23[C,E]**[H,K,L](2,4,5,B,D,E)********2 |  | Voluntarily Certified | ACAirCoolAllPhase&gt;=240k&lt; | False | False |  |  |  |  | 11.3 |  | 18.8 | 13.2 | [6 empty] | 276000 | Electric Resistance Heating Or | 08/29/2023 |  | 11/13/2023
Johnson Controls, Inc. | CHAMPION, UNITARY PRODUCTS GROUP - COMMERCIAL | CE23[C,E]**[Q,S,T](2,4,5,B,D,E)********2 |  | Voluntarily Certified | ACAirCoolAllPhase&gt;=240k&lt; | False | False |  |  |  |  | 11.3 |  | 18.8 | 13.2 | [6 empty] | 276000 | Electric Resistance Heating Or | 08/29/2023 |  | 11/13/2023
Johnson Controls, Inc. | Coleman | CE23[C,E]**[Q,S,T](2,4,5,B,D,E)********2 |  | Voluntarily Certified | ACAirCoolAllPhase&gt;=240k&lt; | False | False |  |  |  |  | 11.3 |  | 18.8 | 13.2 | [6 empty] | 276000 | Electric Resistance Heating Or | 08/29/2023 |  | 11/13/2023
Johnson Controls, Inc. | FRASER - JOHNSTON | CE23[C,E]**[Q,S,T](2,4,5,B,D,E)********2 |  | Voluntarily Certified | ACAirCoolAllPhase&gt;=240k&lt; | False | False |  |  |  |  | 11.3 |  | 18.8 | 13.2 | [6 empty] | 276000 | Electric Resistance Heating Or | 08/29/2023 |  | 11/13/2023
Johnson Controls, Inc. | CHAMPION, UNITARY PRODUCTS GROUP - COMMERCIAL | CE23[N,S,T]**[H,K,L](2,4,5,B,D,E)********2 |  | Voluntarily Certified | ACAirCoolAllPhase&gt;=240k&lt; | False | False |  |  |  |  | 11.1 |  | 18.6 | 13 | [6 empty] | 276000 | Heating Other Than Electric Re | 08/29/2023 |  | 11/13/2023
Johnson Controls, Inc. | Coleman | CE23[N,S,T]**[H,K,L](2,4,5,B,D,E)********2 |  | Voluntarily Certified | ACAirCoolAllPhase&gt;=240k&lt; | False | False |  |  |  |  | 11.1 |  | 18.6 | 13 | [6 empty] | 276000 | Heating Other Than Electric Re | 08/29/2023 |  | 11/13/2023
Johnson Controls, Inc. | FRASER - JOHNSTON | CE23[N,S,T]**[H,K,L](2,4,5,B,D,E)********2 |  | Voluntarily Certified | ACAirCoolAllPhase&gt;=240k&lt; | False | False |  |  |  |  | 11.1 |  | 18.6 | 13 | [6 empty] | 276000 | Heating Other Than Electric Re | 08/29/2023 |  | 11/13/2023
Johnson Controls, Inc. | CHAMPION, UNITARY PRODUCTS GROUP - COMMERCIAL | CE23[N,S,T]**[Q,S,T](2,4,5,B,D,E)********2 |  | Voluntarily Certified | ACAirCoolAllPhase&gt;=240k&lt; | False | False |  |  |  |  | 11.1 |  | 18.6 | 13 | [6 empty] | 276000 | Heating Other Than Electric Re | 08/29/2023 |  | 11/13/2023
Johnson Controls, Inc. | Coleman | CE23[N,S,T]**[Q,S,T](2,4,5,B,D,E)********2 |  | Voluntarily Certified | ACAirCoolAllPhase&gt;=240k&lt; | False | False |  |  |  |  | 11.1 |  | 18.6 | 13 | [6 empty] | 276000 | Heating Other Than Electric Re | 08/29/2023 |  | 11/13/2023
Johnson Controls, Inc. | FRASER - JOHNSTON | CE23[N,S,T]**[Q,S,T](2,4,5,B,D,E)********2 |  | Voluntarily Certified | ACAirCoolAllPhase&gt;=240k&lt; | False | False |  |  |  |  | 11.1 |  | 18.6 | 13 | [6 empty] | 276000 | Heating Other Than Electric Re | 08/29/2023 |  | 11/13/2023
Johnson Controls, Inc. | CHAMPION, UNITARY PRODUCTS GROUP - COMMERCIAL | CK15[C,E]**[H,K,L](2,4,5,B,D,E)********2 |  | Voluntarily Certified | ACAirCoolAllPhase&gt;=135k&lt; | False | False |  |  |  |  | 11 |  | 14.6 | 14.2 | [6 empty] | 170000 | Electric Resistance Heating Or | 08/29/2023 |  | 11/13/2023
Johnson Controls, Inc. | Coleman | CK15[C,E]**[H,K,L](2,4,5,B,D,E)********2 |  | Voluntarily Certified | ACAirCoolAllPhase&gt;=135k&lt; | False | False |  |  |  |  | 11 |  | 14.6 | 14.2 | [6 empty] | 170000 | Electric Resistance Heating Or | 08/29/2023 |  | 11/13/2023
Johnson Controls, Inc. | FRASER - JOHNSTON | CK15[C,E]**[H,K,L](2,4,5,B,D,E)********2 |  | Voluntarily Certified | ACAirCoolAllPhase&gt;=135k&lt; | False | False |  |  |  |  | 11 |  | 14.6 | 14.2 | [6 empty] | 170000 | Electric Resistance Heating Or | 08/29/2023 |  | 11/13/2023
Johnson Controls, Inc. | CHAMPION, UNITARY PRODUCTS GROUP - COMMERCIAL | CK15[C,E]**[P,R](2,4,5,B,D,E)********2 |  | Voluntarily Certified | ACAirCoolAllPhase&gt;=135k&lt; | False | False |  |  |  |  | 11.1 |  | 14.2 | 14.2 | [6 empty] | 174000 | Electric Resistance Heating Or | 08/29/2023 |  | 11/13/2023
Johnson Controls, Inc. | Coleman | CK15[C,E]**[P,R](2,4,5,B,D,E)********2 |  | Voluntarily Certified | ACAirCoolAllPhase&gt;=135k&lt; | False | False |  |  |  |  | 11.1 |  | 14.2 | 14.2 | [6 empty] | 174000 | Electric Resistance Heating Or | 08/29/2023 |  | 11/13/2023
Johnson Controls, Inc. | FRASER - JOHNSTON | CK15[C,E]**[P,R](2,4,5,B,D,E)********2 |  | Voluntarily Certified | ACAirCoolAllPhase&gt;=135k&lt; | False | False |  |  |  |  | 11.1 |  | 14.2 | 14.2 | [6 empty] | 174000 | Electric Resistance Heating Or | 08/29/2023 |  | 11/13/2023
Johnson Controls, Inc. | CHAMPION, UNITARY PRODUCTS GROUP - COMMERCIAL | CK15[C,E]**[Q,S,T](2,4,5,B,D,E)********2 |  | Voluntarily Certified | ACAirCoolAllPhase&gt;=135k&lt; | False | False |  |  |  |  | 11 |  | 14.8 | 14.2 | [6 empty] | 170000 | Electric Resistance Heating Or | 08/29/2023 |  | 11/13/2023
Johnson Controls, Inc. | Coleman | CK15[C,E]**[Q,S,T](2,4,5,B,D,E)********2 |  | Voluntarily Certified | ACAirCoolAllPhase&gt;=135k&lt; | False | False |  |  |  |  | 11 |  | 14.8 | 14.2 | [6 empty] | 170000 | Electric Resistance Heating Or | 08/29/2023 |  | 11/13/2023
Johnson Controls, Inc. | FRASER - JOHNSTON | CK15[C,E]**[Q,S,T](2,4,5,B,D,E)********2 |  | Voluntarily Certified | ACAirCoolAllPhase&gt;=135k&lt; | False | False |  |  |  |  | 11 |  | 14.8 | 14.2 | [6 empty] | 170000 | Electric Resistance Heating Or | 08/29/2023 |  | 11/13/2023
Johnson Controls, Inc. | CHAMPION, UNITARY PRODUCTS GROUP - COMMERCIAL | CK15[S,T]**[H,K,L](2,4,5,B,D,E)********2 |  | Voluntarily Certified | ACAirCoolAllPhase&gt;=135k&lt; | False | False |  |  |  |  | 10.8 |  | 14.4 | 14 | [6 empty] | 170000 | Heating Other Than Electric Re | 08/29/2023 |  | 11/13/2023
Johnson Controls, Inc. | Coleman | CK15[S,T]**[H,K,L](2,4,5,B,D,E)********2 |  | Voluntarily Certified | ACAirCoolAllPhase&gt;=135k&lt; | False | False |  |  |  |  | 10.8 |  | 14.4 | 14 | [6 empty] | 170000 | Heating Other Than Electric Re | 08/29/2023 |  | 11/13/2023
Johnson Controls, Inc. | FRASER - JOHNSTON | CK15[S,T]**[H,K,L](2,4,5,B,D,E)********2 |  | Voluntarily Certified | ACAirCoolAllPhase&gt;=135k&lt; | False | False |  |  |  |  | 10.8 |  | 14.4 | 14 | [6 empty] | 170000 | Heating Other Than Electric Re | 08/29/2023 |  | 11/13/2023
Johnson Controls, Inc. | CHAMPION, UNITARY PRODUCTS GROUP - COMMERCIAL | CK15[S,T]**[P,R](2,4,5,B,D,E)********2 |  | Voluntarily Certified | ACAirCoolAllPhase&gt;=135k&lt; | False | False |  |  |  |  | 11 |  | 14 | 14 | [6 empty] | 174000 | Heating Other Than Electric Re | 08/29/2023 |  | 11/13/2023
Johnson Controls, Inc. | Coleman | CK15[S,T]**[P,R](2,4,5,B,D,E)********2 |  | Voluntarily Certified | ACAirCoolAllPhase&gt;=135k&lt; | False | False |  |  |  |  | 11 |  | 14 | 14 | [6 empty] | 174000 | Heating Other Than Electric Re | 08/29/2023 |  | 11/13/2023
Johnson Controls, Inc. | FRASER - JOHNSTON | CK15[S,T]**[P,R](2,4,5,B,D,E)********2 |  | Voluntarily Certified | ACAirCoolAllPhase&gt;=135k&lt; | False | False |  |  |  |  | 11 |  | 14 | 14 | [6 empty] | 174000 | Heating Other Than Electric Re | 08/29/2023 |  | 11/13/2023
Johnson Controls, Inc. | CHAMPION, UNITARY PRODUCTS GROUP - COMMERCIAL | CK15[S,T]**[Q,S,T](2,4,5,B,D,E)********2 |  | Voluntarily Certified | ACAirCoolAllPhase&gt;=135k&lt; | False | False |  |  |  |  | 10.8 |  | 14.6 | 14 | [6 empty] | 170000 | Heating Other Than Electric Re | 08/29/2023 |  | 11/13/2023
Johnson Controls, Inc. | Coleman | CK15[S,T]**[Q,S,T](2,4,5,B,D,E)********2 |  | Voluntarily Certified | ACAirCoolAllPhase&gt;=135k&lt; | False | False |  |  |  |  | 10.8 |  | 14.6 | 14 | [6 empty] | 170000 | Heating Other Than Electric Re | 08/29/2023 |  | 11/13/2023
Johnson Controls, Inc. | FRASER - JOHNSTON | CK15[S,T]**[Q,S,T](2,4,5,B,D,E)********2 |  | Voluntarily Certified | ACAirCoolAllPhase&gt;=135k&lt; | False | False |  |  |  |  | 10.8 |  | 14.6 | 14 | [6 empty] | 170000 | Heating Other Than Electric Re | 08/29/2023 |  | 11/13/2023
Johnson Controls, Inc. | CHAMPION, UNITARY PRODUCTS GROUP - COMMERCIAL | CK18[C,E]**[H,K,L](2,4,5,B,D,E)********2 |  | Voluntarily Certified | ACAirCoolAllPhase&gt;=135k&lt; | False | False |  |  |  |  | 11 |  | 14.2 | 14.2 | [6 empty] | 202000 | Electric Resistance Heating Or | 08/29/2023 |  | 11/13/2023
Johnson Controls, Inc. | Coleman | CK18[C,E]**[H,K,L](2,4,5,B,D,E)********2 |  | Voluntarily Certified | ACAirCoolAllPhase&gt;=135k&lt; | False | False |  |  |  |  | 11 |  | 14.2 | 14.2 | [6 empty] | 202000 | Electric Resistance Heating Or | 08/29/2023 |  | 11/13/2023
Johnson Controls, Inc. | FRASER - JOHNSTON | CK18[C,E]**[H,K,L](2,4,5,B,D,E)********2 |  | Voluntarily Certified | ACAirCoolAllPhase&gt;=135k&lt; | False | False |  |  |  |  | 11 |  | 14.2 | 14.2 | [6 empty] | 202000 | Electric Resistance Heating Or | 08/29/2023 |  | 11/13/2023
Johnson Controls, Inc. | CHAMPION, UNITARY PRODUCTS GROUP - COMMERCIAL | CK18[C,E]**[P,R](2,4,5,B,D,E)********2 |  | Voluntarily Certified | ACAirCoolAllPhase&gt;=135k&lt; | False | False |  |  |  |  | 11 |  | 14.2 | 14.2 | [6 empty] | 200000 | Electric Resistance Heating Or | 08/29/2023 |  | 11/13/2023
Johnson Controls, Inc. | Coleman | CK18[C,E]**[P,R](2,4,5,B,D,E)********2 |  | Voluntarily Certified | ACAirCoolAllPhase&gt;=135k&lt; | False | False |  |  |  |  | 11 |  | 14.2 | 14.2 | [6 empty] | 200000 | Electric Resistance Heating Or | 08/29/2023 |  | 11/13/2023
Johnson Controls, Inc. | FRASER - JOHNSTON | CK18[C,E]**[P,R](2,4,5,B,D,E)********2 |  | Voluntarily Certified | ACAirCoolAllPhase&gt;=135k&lt; | False | False |  |  |  |  | 11 |  | 14.2 | 14.2 | [6 empty] | 200000 | Electric Resistance Heating Or | 08/29/2023 |  | 11/13/2023
Johnson Controls, Inc. | CHAMPION, UNITARY PRODUCTS GROUP - COMMERCIAL | CK18[C,E]**[Q,S,T](2,4,5,B,D,E)********2 |  | Voluntarily Certified | ACAirCoolAllPhase&gt;=135k&lt; | False | False |  |  |  |  | 11 |  | 14.4 | 14.2 | [6 empty] | 202000 | Electric Resistance Heating Or | 08/29/2023 |  | 11/13/2023
Johnson Controls, Inc. | Coleman | CK18[C,E]**[Q,S,T](2,4,5,B,D,E)********2 |  | Voluntarily Certified | ACAirCoolAllPhase&gt;=135k&lt; | False | False |  |  |  |  | 11 |  | 14.4 | 14.2 | [6 empty] | 202000 | Electric Resistance Heating Or | 08/29/2023 |  | 11/13/2023
Johnson Controls, Inc. | FRASER - JOHNSTON | CK18[C,E]**[Q,S,T](2,4,5,B,D,E)********2 |  | Voluntarily Certified | ACAirCoolAllPhase&gt;=135k&lt; | False | False |  |  |  |  | 11 |  | 14.4 | 14.2 | [6 empty] | 202000 | Electric Resistance Heating Or | 08/29/2023 |  | 11/13/2023
Johnson Controls, Inc. | CHAMPION, UNITARY PRODUCTS GROUP - COMMERCIAL | CK18[S,T]**[H,K,L](2,4,5,B,D,E)********2 |  | Voluntarily Certified | ACAirCoolAllPhase&gt;=135k&lt; | False | False |  |  |  |  | 10.8 |  | 14 | 14 | [6 empty] | 202000 | Heating Other Than Electric Re | 08/29/2023 |  | 11/13/2023
Johnson Controls, Inc. | Coleman | CK18[S,T]**[H,K,L](2,4,5,B,D,E)********2 |  | Voluntarily Certified | ACAirCoolAllPhase&gt;=135k&lt; | False | False |  |  |  |  | 10.8 |  | 14 | 14 | [6 empty] | 202000 | Heating Other Than Electric Re | 08/29/2023 |  | 11/13/2023
Johnson Controls, Inc. | FRASER - JOHNSTON | CK18[S,T]**[H,K,L](2,4,5,B,D,E)********2 |  | Voluntarily Certified | ACAirCoolAllPhase&gt;=135k&lt; | False | False |  |  |  |  | 10.8 |  | 14 | 14 | [6 empty] | 202000 | Heating Other Than Electric Re | 08/29/2023 |  | 11/13/2023
Johnson Controls, Inc. | CHAMPION, UNITARY PRODUCTS GROUP - COMMERCIAL | CK18[S,T]**[P,R](2,4,5,B,D,E)********2 |  | Voluntarily Certified | ACAirCoolAllPhase&gt;=135k&lt; | False | False |  |  |  |  | 10.8 |  | 14 | 14 | [6 empty] | 200000 | Heating Other Than Electric Re | 08/29/2023 |  | 11/13/2023
Johnson Controls, Inc. | Coleman | CK18[S,T]**[P,R](2,4,5,B,D,E)********2 |  | Voluntarily Certified | ACAirCoolAllPhase&gt;=135k&lt; | False | False |  |  |  |  | 10.8 |  | 14 | 14 | [6 empty] | 200000 | Heating Other Than Electric Re | 08/29/2023 |  | 11/13/2023
Johnson Controls, Inc. | FRASER - JOHNSTON | CK18[S,T]**[P,R](2,4,5,B,D,E)********2 |  | Voluntarily Certified | ACAirCoolAllPhase&gt;=135k&lt; | False | False |  |  |  |  | 10.8 |  | 14 | 14 | [6 empty] | 200000 | Heating Other Than Electric Re | 08/29/2023 |  | 11/13/2023
Johnson Controls, Inc. | CHAMPION, UNITARY PRODUCTS GROUP - COMMERCIAL | CK18[S,T]**[Q,S,T](2,4,5,B,D,E)********2 |  | Voluntarily Certified | ACAirCoolAllPhase&gt;=135k&lt; | False | False |  |  |  |  | 10.8 |  | 14.2 | 14 | [6 empty] | 202000 | Heating Other Than Electric Re | 08/29/2023 |  | 11/13/2023
Johnson Controls, Inc. | Coleman | CK18[S,T]**[Q,S,T](2,4,5,B,D,E)********2 |  | Voluntarily Certified | ACAirCoolAllPhase&gt;=135k&lt; | False | False |  |  |  |  | 10.8 |  | 14.2 | 14 | [6 empty] | 202000 | Heating Other Than Electric Re | 08/29/2023 |  | 11/13/2023
Johnson Controls, Inc. | FRASER - JOHNSTON | CK18[S,T]**[Q,S,T](2,4,5,B,D,E)********2 |  | Voluntarily Certified | ACAirCoolAllPhase&gt;=135k&lt; | False | False |  |  |  |  | 10.8 |  | 14.2 | 14 | [6 empty] | 202000 | Heating Other Than Electric Re | 08/29/2023 |  | 11/13/2023
Johnson Controls, Inc. | CHAMPION, UNITARY PRODUCTS GROUP - COMMERCIAL | CK20[C,E]**[H,K,L](2,4,5,B,D,E)********2 |  | Voluntarily Certified | ACAirCoolAllPhase&gt;=135k&lt; | False | False |  |  |  |  | 11 |  | 14.2 | 14.2 | [6 empty] | 234000 | Electric Resistance Heating Or | 08/29/2023 |  | 11/13/2023
Johnson Controls, Inc. | Coleman | CK20[C,E]**[H,K,L](2,4,5,B,D,E)********2 |  | Voluntarily Certified | ACAirCoolAllPhase&gt;=135k&lt; | False | False |  |  |  |  | 11 |  | 14.2 | 14.2 | [6 empty] | 234000 | Electric Resistance Heating Or | 08/29/2023 |  | 11/13/2023
Johnson Controls, Inc. | FRASER - JOHNSTON | CK20[C,E]**[H,K,L](2,4,5,B,D,E)********2 |  | Voluntarily Certified | ACAirCoolAllPhase&gt;=135k&lt; | False | False |  |  |  |  | 11 |  | 14.2 | 14.2 | [6 empty] | 234000 | Electric Resistance Heating Or | 08/29/2023 |  | 11/13/2023
Johnson Controls, Inc. | CHAMPION, UNITARY PRODUCTS GROUP - COMMERCIAL | CK20[C,E]**[P,R](2,4,5,B,D,E)********2 |  | Voluntarily Certified | ACAirCoolAllPhase&gt;=135k&lt; | False | False |  |  |  |  | 11 |  | 14.2 | 14.2 | [6 empty] | 234000 | Electric Resistance Heating Or | 08/29/2023 |  | 11/13/2023
Johnson Controls, Inc. | Coleman | CK20[C,E]**[P,R](2,4,5,B,D,E)********2 |  | Voluntarily Certified | ACAirCoolAllPhase&gt;=135k&lt; | False | False |  |  |  |  | 11 |  | 14.2 | 14.2 | [6 empty] | 234000 | Electric Resistance Heating Or | 08/29/2023 |  | 11/13/2023
Johnson Controls, Inc. | FRASER - JOHNSTON | CK20[C,E]**[P,R](2,4,5,B,D,E)********2 |  | Voluntarily Certified | ACAirCoolAllPhase&gt;=135k&lt; | False | False |  |  |  |  | 11 |  | 14.2 | 14.2 | [6 empty] | 234000 | Electric Resistance Heating Or | 08/29/2023 |  | 11/13/2023
Johnson Controls, Inc. | CHAMPION, UNITARY PRODUCTS GROUP - COMMERCIAL | CK20[C,E]**[Q,S,T](2,4,5,B,D,E)********2 |  | Voluntarily Certified | ACAirCoolAllPhase&gt;=135k&lt; | False | False |  |  |  |  | 11 |  | 14.4 | 14.2 | [6 empty] | 234000 | Electric Resistance Heating Or | 08/29/2023 |  | 11/13/2023
Johnson Controls, Inc. | Coleman | CK20[C,E]**[Q,S,T](2,4,5,B,D,E)********2 |  | Voluntarily Certified | ACAirCoolAllPhase&gt;=135k&lt; | False | False |  |  |  |  | 11 |  | 14.4 | 14.2 | [6 empty] | 234000 | Electric Resistance Heating Or | 08/29/2023 |  | 11/13/2023
Johnson Controls, Inc. | FRASER - JOHNSTON | CK20[C,E]**[Q,S,T](2,4,5,B,D,E)********2 |  | Voluntarily Certified | ACAirCoolAllPhase&gt;=135k&lt; | False | False |  |  |  |  | 11 |  | 14.4 | 14.2 | [6 empty] | 234000 | Electric Resistance Heating Or | 08/29/2023 |  | 11/13/2023
Johnson Controls, Inc. | CHAMPION, UNITARY PRODUCTS GROUP - COMMERCIAL | CK20[S,T]**[H,K,L](2,4,5,B,D,E)********2 |  | Voluntarily Certified | ACAirCoolAllPhase&gt;=135k&lt; | False | False |  |  |  |  | 10.8 |  | 14 | 14 | [6 empty] | 234000 | Heating Other Than Electric Re | 08/29/2023 |  | 11/13/2023
Johnson Controls, Inc. | Coleman | CK20[S,T]**[H,K,L](2,4,5,B,D,E)********2 |  | Voluntarily Certified | ACAirCoolAllPhase&gt;=135k&lt; | False | False |  |  |  |  | 10.8 |  | 14 | 14 | [6 empty] | 234000 | Heating Other Than Electric Re | 08/29/2023 |  | 11/13/2023
Johnson Controls, Inc. | FRASER - JOHNSTON | CK20[S,T]**[H,K,L](2,4,5,B,D,E)********2 |  | Voluntarily Certified | ACAirCoolAllPhase&gt;=135k&lt; | False | False |  |  |  |  | 10.8 |  | 14 | 14 | [6 empty] | 234000 | Heating Other Than Electric Re | 08/29/2023 |  | 11/13/2023
Johnson Controls, Inc. | CHAMPION, UNITARY PRODUCTS GROUP - COMMERCIAL | CK20[S,T]**[P,R](2,4,5,B,D,E)********2 |  | Voluntarily Certified | ACAirCoolAllPhase&gt;=135k&lt; | False | False |  |  |  |  | 10.8 |  | 14 | 14 | [6 empty] | 234000 | Heating Other Than Electric Re | 08/29/2023 |  | 11/13/2023
Johnson Controls, Inc. | Coleman | CK20[S,T]**[P,R](2,4,5,B,D,E)********2 |  | Voluntarily Certified | ACAirCoolAllPhase&gt;=135k&lt; | False | False |  |  |  |  | 10.8 |  | 14 | 14 | [6 empty] | 234000 | Heating Other Than Electric Re | 08/29/2023 |  | 11/13/2023
Johnson Controls, Inc. | FRASER - JOHNSTON | CK20[S,T]**[P,R](2,4,5,B,D,E)********2 |  | Voluntarily Certified | ACAirCoolAllPhase&gt;=135k&lt; | False | False |  |  |  |  | 10.8 |  | 14 | 14 | [6 empty] | 234000 | Heating Other Than Electric Re | 08/29/2023 |  | 11/13/2023
Johnson Controls, Inc. | CHAMPION, UNITARY PRODUCTS GROUP - COMMERCIAL | CK20[S,T]**[Q,S,T](2,4,5,B,D,E)********2 |  | Voluntarily Certified | ACAirCoolAllPhase&gt;=135k&lt; | False | False |  |  |  |  | 10.8 |  | 14.2 | 14 | [6 empty] | 234000 | Heating Other Than Electric Re | 08/29/2023 |  | 11/13/2023
Johnson Controls, Inc. | Coleman | CK20[S,T]**[Q,S,T](2,4,5,B,D,E)********2 |  | Voluntarily Certified | ACAirCoolAllPhase&gt;=135k&lt; | False | False |  |  |  |  | 10.8 |  | 14.2 | 14 | [6 empty] | 234000 | Heating Other Than Electric Re | 08/29/2023 |  | 11/13/2023
Johnson Controls, Inc. | FRASER - JOHNSTON | CK20[S,T]**[Q,S,T](2,4,5,B,D,E)********2 |  | Voluntarily Certified | ACAirCoolAllPhase&gt;=135k&lt; | False | False |  |  |  |  | 10.8 |  | 14.2 | 14 | [6 empty] | 234000 | Heating Other Than Electric Re | 08/29/2023 |  | 11/13/2023
Johnson Controls, Inc. | CHAMPION, UNITARY PRODUCTS GROUP - COMMERCIAL | CK25[C,E]**[H,K,L](2,4,5,B,D,E)********2 |  | Voluntarily Certified | ACAirCoolAllPhase&gt;=240k&lt; | False | False |  |  |  |  | 10.2 |  | 14.2 | 13.2 | [6 empty] | 280000 | Electric Resistance Heating Or | 08/29/2023 |  | 11/13/2023
Johnson Controls, Inc. | Coleman | CK25[C,E]**[H,K,L](2,4,5,B,D,E)********2 |  | Voluntarily Certified | ACAirCoolAllPhase&gt;=240k&lt; | False | False |  |  |  |  | 10.2 |  | 14.2 | 13.2 | [6 empty] | 280000 | Electric Resistance Heating Or | 08/29/2023 |  | 11/13/2023
Johnson Controls, Inc. | FRASER - JOHNSTON | CK25[C,E]**[H,K,L](2,4,5,B,D,E)********2 |  | Voluntarily Certified | ACAirCoolAllPhase&gt;=240k&lt; | False | False |  |  |  |  | 10.2 |  | 14.2 | 13.2 | [6 empty] | 280000 | Electric Resistance Heating Or | 08/29/2023 |  | 11/13/2023
Johnson Controls, Inc. | CHAMPION, UNITARY PRODUCTS GROUP - COMMERCIAL | CK25[C,E]**[P,R](2,4,5,B,D,E)********2 |  | Voluntarily Certified | ACAirCoolAllPhase&gt;=240k&lt; | False | False |  |  |  |  | 10.2 |  | 14 | 13.2 | [6 empty] | 286000 | Electric Resistance Heating Or | 08/29/2023 |  | 11/13/2023
Johnson Controls, Inc. | Coleman | CK25[C,E]**[P,R](2,4,5,B,D,E)********2 |  | Voluntarily Certified | ACAirCoolAllPhase&gt;=240k&lt; | False | False |  |  |  |  | 10.2 |  | 14 | 13.2 | [6 empty] | 286000 | Electric Resistance Heating Or | 08/29/2023 |  | 11/13/2023
Johnson Controls, Inc. | FRASER - JOHNSTON | CK25[C,E]**[P,R](2,4,5,B,D,E)********2 |  | Voluntarily Certified | ACAirCoolAllPhase&gt;=240k&lt; | False | False |  |  |  |  | 10.2 |  | 14 | 13.2 | [6 empty] | 286000 | Electric Resistance Heating Or | 08/29/2023 |  | 11/13/2023
Johnson Controls, Inc. | CHAMPION, UNITARY PRODUCTS GROUP - COMMERCIAL | CK25[C,E]**[Q,S,T](2,4,5,B,D,E)********2 |  | Voluntarily Certified | ACAirCoolAllPhase&gt;=240k&lt; | False | False |  |  |  |  | 10.2 |  | 14.4 | 13.2 | [6 empty] | 280000 | Electric Resistance Heating Or | 08/29/2023 |  | 11/13/2023
Johnson Controls, Inc. | Coleman | CK25[C,E]**[Q,S,T](2,4,5,B,D,E)********2 |  | Voluntarily Certified | ACAirCoolAllPhase&gt;=240k&lt; | False | False |  |  |  |  | 10.2 |  | 14.4 | 13.2 | [6 empty] | 280000 | Electric Resistance Heating Or | 08/29/2023 |  | 11/13/2023
Johnson Controls, Inc. | FRASER - JOHNSTON | CK25[C,E]**[Q,S,T](2,4,5,B,D,E)********2 |  | Voluntarily Certified | ACAirCoolAllPhase&gt;=240k&lt; | False | False |  |  |  |  | 10.2 |  | 14.4 | 13.2 | [6 empty] | 280000 | Electric Resistance Heating Or | 08/29/2023 |  | 11/13/2023
Johnson Controls, Inc. | CHAMPION, UNITARY PRODUCTS GROUP - COMMERCIAL | CK25[S,T]**[H,K,L](2,4,5,B,D,E)********2 |  | Voluntarily Certified | ACAirCoolAllPhase&gt;=240k&lt; | False | False |  |  |  |  | 10 |  | 14 | 13 | [6 empty] | 280000 | Heating Other Than Electric Re | 08/29/2023 |  | 11/13/2023
Johnson Controls, Inc. | Coleman | CK25[S,T]**[H,K,L](2,4,5,B,D,E)********2 |  | Voluntarily Certified | ACAirCoolAllPhase&gt;=240k&lt; | False | False |  |  |  |  | 10 |  | 14 | 13 | [6 empty] | 280000 | Heating Other Than Electric Re | 08/29/2023 |  | 11/13/2023
Johnson Controls, Inc. | FRASER - JOHNSTON | CK25[S,T]**[H,K,L](2,4,5,B,D,E)********2 |  | Voluntarily Certified | ACAirCoolAllPhase&gt;=240k&lt; | False | False |  |  |  |  | 10 |  | 14 | 13 | [6 empty] | 280000 | Heating Other Than Electric Re | 08/29/2023 |  | 11/13/2023
Johnson Controls, Inc. | CHAMPION, UNITARY PRODUCTS GROUP - COMMERCIAL | CK25[S,T]**[P,R](2,4,5,B,D,E)********2 |  | Voluntarily Certified | ACAirCoolAllPhase&gt;=240k&lt; | False | False |  |  |  |  | 10 |  | 13.8 | 13 | [6 empty] | 286000 | Heating Other Than Electric Re | 08/29/2023 |  | 11/13/2023
Johnson Controls, Inc. | Coleman | CK25[S,T]**[P,R](2,4,5,B,D,E)********2 |  | Voluntarily Certified | ACAirCoolAllPhase&gt;=240k&lt; | False | False |  |  |  |  | 10 |  | 13.8 | 13 | [6 empty] | 286000 | Heating Other Than Electric Re | 08/29/2023 |  | 11/13/2023
Johnson Controls, Inc. | FRASER - JOHNSTON | CK25[S,T]**[P,R](2,4,5,B,D,E)********2 |  | Voluntarily Certified | ACAirCoolAllPhase&gt;=240k&lt; | False | False |  |  |  |  | 10 |  | 13.8 | 13 | [6 empty] | 286000 | Heating Other Than Electric Re | 08/29/2023 |  | 11/13/2023
Johnson Controls, Inc. | CHAMPION, UNITARY PRODUCTS GROUP - COMMERCIAL | CK25[S,T]**[Q,S,T](2,4,5,B,D,E)********2 |  | Voluntarily Certified | ACAirCoolAllPhase&gt;=240k&lt; | False | False |  |  |  |  | 10 |  | 14.2 | 13 | [6 empty] | 280000 | Heating Other Than Electric Re | 08/29/2023 |  | 11/13/2023
Johnson Controls, Inc. | Coleman | CK25[S,T]**[Q,S,T](2,4,5,B,D,E)********2 |  | Voluntarily Certified | ACAirCoolAllPhase&gt;=240k&lt; | False | False |  |  |  |  | 10 |  | 14.2 | 13 | [6 empty] | 280000 | Heating Other Than Electric Re | 08/29/2023 |  | 11/13/2023
Johnson Controls, Inc. | FRASER - JOHNSTON | CK25[S,T]**[Q,S,T](2,4,5,B,D,E)********2 |  | Voluntarily Certified | ACAirCoolAllPhase&gt;=240k&lt; | False | False |  |  |  |  | 10 |  | 14.2 | 13 | [6 empty] | 280000 | Heating Other Than Electric Re | 08/29/2023 |  | 11/13/2023
Johnson Controls, Inc. | CHAMPION, UNITARY PRODUCTS GROUP - COMMERCIAL | CS15[C,E]**[H,K,L](2,4,5,B,D,E)********2 |  | Voluntarily Certified | ACAirCoolAllPhase&gt;=135k&lt; | False | False |  |  |  |  | 11 |  | 14.6 | 14.2 | [6 empty] | 170000 | Electric Resistance Heating Or | 08/29/2023 |  | 11/13/2023
Johnson Controls, Inc. | Coleman | CS15[C,E]**[H,K,L](2,4,5,B,D,E)********2 |  | Voluntarily Certified | ACAirCoolAllPhase&gt;=135k&lt; | False | False |  |  |  |  | 11 |  | 14.6 | 14.2 | [6 empty] | 170000 | Electric Resistance Heating Or | 08/29/2023 |  | 11/13/2023
Johnson Controls, Inc. | FRASER - JOHNSTON | CS15[C,E]**[H,K,L](2,4,5,B,D,E)********2 |  | Voluntarily Certified | ACAirCoolAllPhase&gt;=135k&lt; | False | False |  |  |  |  | 11 |  | 14.6 | 14.2 | [6 empty] | 170000 | Electric Resistance Heating Or | 08/29/2023 |  | 11/13/2023
Johnson Controls, Inc. | CHAMPION, UNITARY PRODUCTS GROUP - COMMERCIAL | CS15[C,E]**[P,R](2,4,5,B,D,E)********2 |  | Voluntarily Certified | ACAirCoolAllPhase&gt;=135k&lt; | False | False |  |  |  |  | 11.1 |  | 14.2 | 14.2 | [6 empty] | 174000 | Electric Resistance Heating Or | 08/29/2023 |  | 11/13/2023
Johnson Controls, Inc. | Coleman | CS15[C,E]**[P,R](2,4,5,B,D,E)********2 |  | Voluntarily Certified | ACAirCoolAllPhase&gt;=135k&lt; | False | False |  |  |  |  | 11.1 |  | 14.2 | 14.2 | [6 empty] | 174000 | Electric Resistance Heating Or | 08/29/2023 |  | 11/13/2023
Johnson Controls, Inc. | FRASER - JOHNSTON | CS15[C,E]**[P,R](2,4,5,B,D,E)********2 |  | Voluntarily Certified | ACAirCoolAllPhase&gt;=135k&lt; | False | False |  |  |  |  | 11.1 |  | 14.2 | 14.2 | [6 empty] | 174000 | Electric Resistance Heating Or | 08/29/2023 |  | 11/13/2023
Johnson Controls, Inc. | CHAMPION, UNITARY PRODUCTS GROUP - COMMERCIAL | CS15[C,E]**[Q,S,T](2,4,5,B,D,E)********2 |  | Voluntarily Certified | ACAirCoolAllPhase&gt;=135k&lt; | False | False |  |  |  |  | 11 |  | 14.8 | 14.2 | [6 empty] | 170000 | Electric Resistance Heating Or | 08/29/2023 |  | 11/13/2023
Johnson Controls, Inc. | Coleman | CS15[C,E]**[Q,S,T](2,4,5,B,D,E)********2 |  | Voluntarily Certified | ACAirCoolAllPhase&gt;=135k&lt; | False | False |  |  |  |  | 11 |  | 14.8 | 14.2 | [6 empty] | 170000 | Electric Resistance Heating Or | 08/29/2023 |  | 11/13/2023
Johnson Controls, Inc. | FRASER - JOHNSTON | CS15[C,E]**[Q,S,T](2,4,5,B,D,E)********2 |  | Voluntarily Certified | ACAirCoolAllPhase&gt;=135k&lt; | False | False |  |  |  |  | 11 |  | 14.8 | 14.2 | [6 empty] | 170000 | Electric Resistance Heating Or | 08/29/2023 |  | 11/13/2023
Johnson Controls, Inc. | CHAMPION, UNITARY PRODUCTS GROUP - COMMERCIAL | CS15[S,T]**[H,K,L](2,4,5,B,D,E)********2 |  | Voluntarily Certified | ACAirCoolAllPhase&gt;=135k&lt; | False | False |  |  |  |  | 10.8 |  | 14.4 | 14 | [6 empty] | 170000 | Heating Other Than Electric Re | 08/29/2023 |  | 11/13/2023
Johnson Controls, Inc. | Coleman | CS15[S,T]**[H,K,L](2,4,5,B,D,E)********2 |  | Voluntarily Certified | ACAirCoolAllPhase&gt;=135k&lt; | False | False |  |  |  |  | 10.8 |  | 14.4 | 14 | [6 empty] | 170000 | Heating Other Than Electric Re | 08/29/2023 |  | 11/13/2023
Johnson Controls, Inc. | FRASER - JOHNSTON | CS15[S,T]**[H,K,L](2,4,5,B,D,E)********2 |  | Voluntarily Certified | ACAirCoolAllPhase&gt;=135k&lt; | False | False |  |  |  |  | 10.8 |  | 14.4 | 14 | [6 empty] | 170000 | Heating Other Than Electric Re | 08/29/2023 |  | 11/13/2023
Johnson Controls, Inc. | CHAMPION, UNITARY PRODUCTS GROUP - COMMERCIAL | CS15[S,T]**[P,R](2,4,5,B,D,E)********2 |  | Voluntarily Certified | ACAirCoolAllPhase&gt;=135k&lt; | False | False |  |  |  |  | 11 |  | 14 | 14 | [6 empty] | 174000 | Heating Other Than Electric Re | 08/29/2023 |  | 11/13/2023
Johnson Controls, Inc. | Coleman | CS15[S,T]**[P,R](2,4,5,B,D,E)********2 |  | Voluntarily Certified | ACAirCoolAllPhase&gt;=135k&lt; | False | False |  |  |  |  | 11 |  | 14 | 14 | [6 empty] | 174000 | Heating Other Than Electric Re | 08/29/2023 |  | 11/13/2023
Johnson Controls, Inc. | FRASER - JOHNSTON | CS15[S,T]**[P,R](2,4,5,B,D,E)********2 |  | Voluntarily Certified | ACAirCoolAllPhase&gt;=135k&lt; | False | False |  |  |  |  | 11 |  | 14 | 14 | [6 empty] | 174000 | Heating Other Than Electric Re | 08/29/2023 |  | 11/13/2023
Johnson Controls, Inc. | CHAMPION, UNITARY PRODUCTS GROUP - COMMERCIAL | CS15[S,T]**[Q,S,T](2,4,5,B,D,E)********2 |  | Voluntarily Certified | ACAirCoolAllPhase&gt;=135k&lt; | False | False |  |  |  |  | 10.8 |  | 14.6 | 14 | [6 empty] | 170000 | Heating Other Than Electric Re | 08/29/2023 |  | 11/13/2023
Johnson Controls, Inc. | Coleman | CS15[S,T]**[Q,S,T](2,4,5,B,D,E)********2 |  | Voluntarily Certified | ACAirCoolAllPhase&gt;=135k&lt; | False | False |  |  |  |  | 10.8 |  | 14.6 | 14 | [6 empty] | 170000 | Heating Other Than Electric Re | 08/29/2023 |  | 11/13/2023
Johnson Controls, Inc. | FRASER - JOHNSTON | CS15[S,T]**[Q,S,T](2,4,5,B,D,E)********2 |  | Voluntarily Certified | ACAirCoolAllPhase&gt;=135k&lt; | False | False |  |  |  |  | 10.8 |  | 14.6 | 14 | [6 empty] | 170000 | Heating Other Than Electric Re | 08/29/2023 |  | 11/13/2023
Johnson Controls, Inc. | CHAMPION, UNITARY PRODUCTS GROUP - COMMERCIAL | CS18[C,E]**[H,K,L](2,4,5,B,D,E)********2 |  | Voluntarily Certified | ACAirCoolAllPhase&gt;=135k&lt; | False | False |  |  |  |  | 11 |  | 14.2 | 14.2 | [6 empty] | 202000 | Electric Resistance Heating Or | 08/29/2023 |  | 11/13/2023
Johnson Controls, Inc. | Coleman | CS18[C,E]**[H,K,L](2,4,5,B,D,E)********2 |  | Voluntarily Certified | ACAirCoolAllPhase&gt;=135k&lt; | False | False |  |  |  |  | 11 |  | 14.2 | 14.2 | [6 empty] | 202000 | Electric Resistance Heating Or | 08/29/2023 |  | 11/13/2023
Johnson Controls, Inc. | FRASER - JOHNSTON | CS18[C,E]**[H,K,L](2,4,5,B,D,E)********2 |  | Voluntarily Certified | ACAirCoolAllPhase&gt;=135k&lt; | False | False |  |  |  |  | 11 |  | 14.2 | 14.2 | [6 empty] | 202000 | Electric Resistance Heating Or | 08/29/2023 |  | 11/13/2023
Johnson Controls, Inc. | CHAMPION, UNITARY PRODUCTS GROUP - COMMERCIAL | CS18[C,E]**[P,R](2,4,5,B,D,E)********2 |  | Voluntarily Certified | ACAirCoolAllPhase&gt;=135k&lt; | False | False |  |  |  |  | 11 |  | 14.2 | 14.2 | [6 empty] | 200000 | Electric Resistance Heating Or | 08/29/2023 |  | 11/13/2023
Johnson Controls, Inc. | Coleman | CS18[C,E]**[P,R](2,4,5,B,D,E)********2 |  | Voluntarily Certified | ACAirCoolAllPhase&gt;=135k&lt; | False | False |  |  |  |  | 11 |  | 14.2 | 14.2 | [6 empty] | 200000 | Electric Resistance Heating Or | 08/29/2023 |  | 11/13/2023
Johnson Controls, Inc. | FRASER - JOHNSTON | CS18[C,E]**[P,R](2,4,5,B,D,E)********2 |  | Voluntarily Certified | ACAirCoolAllPhase&gt;=135k&lt; | False | False |  |  |  |  | 11 |  | 14.2 | 14.2 | [6 empty] | 200000 | Electric Resistance Heating Or | 08/29/2023 |  | 11/13/2023
Johnson Controls, Inc. | CHAMPION, UNITARY PRODUCTS GROUP - COMMERCIAL | CS18[C,E]**[Q,S,T](2,4,5,B,D,E)********2 |  | Voluntarily Certified | ACAirCoolAllPhase&gt;=135k&lt; | False | False |  |  |  |  | 11 |  | 14.4 | 14.2 | [6 empty] | 202000 | Electric Resistance Heating Or | 08/29/2023 |  | 11/13/2023
Johnson Controls, Inc. | Coleman | CS18[C,E]**[Q,S,T](2,4,5,B,D,E)********2 |  | Voluntarily Certified | ACAirCoolAllPhase&gt;=135k&lt; | False | False |  |  |  |  | 11 |  | 14.4 | 14.2 | [6 empty] | 202000 | Electric Resistance Heating Or | 08/29/2023 |  | 11/13/2023
Johnson Controls, Inc. | FRASER - JOHNSTON | CS18[C,E]**[Q,S,T](2,4,5,B,D,E)********2 |  | Voluntarily Certified | ACAirCoolAllPhase&gt;=135k&lt; | False | False |  |  |  |  | 11 |  | 14.4 | 14.2 | [6 empty] | 202000 | Electric Resistance Heating Or | 08/29/2023 |  | 11/13/2023
Johnson Controls, Inc. | CHAMPION, UNITARY PRODUCTS GROUP - COMMERCIAL | CS18[S,T]**[H,K,L](2,4,5,B,D,E)********2 |  | Voluntarily Certified | ACAirCoolAllPhase&gt;=135k&lt; | False | False |  |  |  |  | 10.8 |  | 14 | 14 | [6 empty] | 202000 | Heating Other Than Electric Re | 08/29/2023 |  | 11/13/2023
Johnson Controls, Inc. | Coleman | CS18[S,T]**[H,K,L](2,4,5,B,D,E)********2 |  | Voluntarily Certified | ACAirCoolAllPhase&gt;=135k&lt; | False | False |  |  |  |  | 10.8 |  | 14 | 14 | [6 empty] | 202000 | Heating Other Than Electric Re | 08/29/2023 |  | 11/13/2023
Johnson Controls, Inc. | FRASER - JOHNSTON | CS18[S,T]**[H,K,L](2,4,5,B,D,E)********2 |  | Voluntarily Certified | ACAirCoolAllPhase&gt;=135k&lt; | False | False |  |  |  |  | 10.8 |  | 14 | 14 | [6 empty] | 202000 | Heating Other Than Electric Re | 08/29/2023 |  | 11/13/2023
Johnson Controls, Inc. | CHAMPION, UNITARY PRODUCTS GROUP - COMMERCIAL | CS18[S,T]**[P,R](2,4,5,B,D,E)********2 |  | Voluntarily Certified | ACAirCoolAllPhase&gt;=135k&lt; | False | False |  |  |  |  | 10.8 |  | 14 | 14 | [6 empty] | 200000 | Heating Other Than Electric Re | 08/29/2023 |  | 11/13/2023
Johnson Controls, Inc. | Coleman | CS18[S,T]**[P,R](2,4,5,B,D,E)********2 |  | Voluntarily Certified | ACAirCoolAllPhase&gt;=135k&lt; | False | False |  |  |  |  | 10.8 |  | 14 | 14 | [6 empty] | 200000 | Heating Other Than Electric Re | 08/29/2023 |  | 11/13/2023
Johnson Controls, Inc. | FRASER - JOHNSTON | CS18[S,T]**[P,R](2,4,5,B,D,E)********2 |  | Voluntarily Certified | ACAirCoolAllPhase&gt;=135k&lt; | False | False |  |  |  |  | 10.8 |  | 14 | 14 | [6 empty] | 200000 | Heating Other Than Electric Re | 08/29/2023 |  | 11/13/2023
Johnson Controls, Inc. | CHAMPION, UNITARY PRODUCTS GROUP - COMMERCIAL | CS18[S,T]**[Q,S,T](2,4,5,B,D,E)********2 |  | Voluntarily Certified | ACAirCoolAllPhase&gt;=135k&lt; | False | False |  |  |  |  | 10.8 |  | 14.2 | 14 | [6 empty] | 202000 | Heating Other Than Electric Re | 08/29/2023 |  | 11/13/2023
Johnson Controls, Inc. | Coleman | CS18[S,T]**[Q,S,T](2,4,5,B,D,E)********2 |  | Voluntarily Certified | ACAirCoolAllPhase&gt;=135k&lt; | False | False |  |  |  |  | 10.8 |  | 14.2 | 14 | [6 empty] | 202000 | Heating Other Than Electric Re | 08/29/2023 |  | 11/13/2023
Johnson Controls, Inc. | FRASER - JOHNSTON | CS18[S,T]**[Q,S,T](2,4,5,B,D,E)********2 |  | Voluntarily Certified | ACAirCoolAllPhase&gt;=135k&lt; | False | False |  |  |  |  | 10.8 |  | 14.2 | 14 | [6 empty] | 202000 | Heating Other Than Electric Re | 08/29/2023 |  | 11/13/2023
Johnson Controls, Inc. | CHAMPION, UNITARY PRODUCTS GROUP - COMMERCIAL | CS20[C,E]**[H,K,L](2,4,5,B,D,E)********2 |  | Voluntarily Certified | ACAirCoolAllPhase&gt;=135k&lt; | False | False |  |  |  |  | 11 |  | 14.2 | 14.2 | [6 empty] | 234000 | Electric Resistance Heating Or | 08/29/2023 |  | 11/13/2023
Johnson Controls, Inc. | Coleman | CS20[C,E]**[H,K,L](2,4,5,B,D,E)********2 |  | Voluntarily Certified | ACAirCoolAllPhase&gt;=135k&lt; | False | False |  |  |  |  | 11 |  | 14.2 | 14.2 | [6 empty] | 234000 | Electric Resistance Heating Or | 08/29/2023 |  | 11/13/2023
Johnson Controls, Inc. | FRASER - JOHNSTON | CS20[C,E]**[H,K,L](2,4,5,B,D,E)********2 |  | Voluntarily Certified | ACAirCoolAllPhase&gt;=135k&lt; | False | False |  |  |  |  | 11 |  | 14.2 | 14.2 | [6 empty] | 234000 | Electric Resistance Heating Or | 08/29/2023 |  | 11/13/2023
Johnson Controls, Inc. | CHAMPION, UNITARY PRODUCTS GROUP - COMMERCIAL | CS20[C,E]**[P,R](2,4,5,B,D,E)********2 |  | Voluntarily Certified | ACAirCoolAllPhase&gt;=135k&lt; | False | False |  |  |  |  | 11 |  | 14.2 | 14.2 | [6 empty] | 234000 | Electric Resistance Heating Or | 08/29/2023 |  | 11/13/2023
Johnson Controls, Inc. | Coleman | CS20[C,E]**[P,R](2,4,5,B,D,E)********2 |  | Voluntarily Certified | ACAirCoolAllPhase&gt;=135k&lt; | False | False |  |  |  |  | 11 |  | 14.2 | 14.2 | [6 empty] | 234000 | Electric Resistance Heating Or | 08/29/2023 |  | 11/13/2023
Johnson Controls, Inc. | FRASER - JOHNSTON | CS20[C,E]**[P,R](2,4,5,B,D,E)********2 |  | Voluntarily Certified | ACAirCoolAllPhase&gt;=135k&lt; | False | False |  |  |  |  | 11 |  | 14.2 | 14.2 | [6 empty] | 234000 | Electric Resistance Heating Or | 08/29/2023 |  | 11/13/2023
Johnson Controls, Inc. | CHAMPION, UNITARY PRODUCTS GROUP - COMMERCIAL | CS20[C,E]**[Q,S,T](2,4,5,B,D,E)********2 |  | Voluntarily Certified | ACAirCoolAllPhase&gt;=135k&lt; | False | False |  |  |  |  | 11 |  | 14.4 | 14.2 | [6 empty] | 234000 | Electric Resistance Heating Or | 08/29/2023 |  | 11/13/2023
Johnson Controls, Inc. | Coleman | CS20[C,E]**[Q,S,T](2,4,5,B,D,E)********2 |  | Voluntarily Certified | ACAirCoolAllPhase&gt;=135k&lt; | False | False |  |  |  |  | 11 |  | 14.4 | 14.2 | [6 empty] | 234000 | Electric Resistance Heating Or | 08/29/2023 |  | 11/13/2023
Johnson Controls, Inc. | FRASER - JOHNSTON | CS20[C,E]**[Q,S,T](2,4,5,B,D,E)********2 |  | Voluntarily Certified | ACAirCoolAllPhase&gt;=135k&lt; | False | False |  |  |  |  | 11 |  | 14.4 | 14.2 | [6 empty] | 234000 | Electric Resistance Heating Or | 08/29/2023 |  | 11/13/2023
Johnson Controls, Inc. | CHAMPION, UNITARY PRODUCTS GROUP - COMMERCIAL | CS20[S,T]**[H,K,L](2,4,5,B,D,E)********2 |  | Voluntarily Certified | ACAirCoolAllPhase&gt;=135k&lt; | False | False |  |  |  |  | 10.8 |  | 14 | 14 | [6 empty] | 234000 | Heating Other Than Electric Re | 08/29/2023 |  | 11/13/2023
Johnson Controls, Inc. | Coleman | CS20[S,T]**[H,K,L](2,4,5,B,D,E)********2 |  | Voluntarily Certified | ACAirCoolAllPhase&gt;=135k&lt; | False | False |  |  |  |  | 10.8 |  | 14 | 14 | [6 empty] | 234000 | Heating Other Than Electric Re | 08/29/2023 |  | 11/13/2023
Johnson Controls, Inc. | FRASER - JOHNSTON | CS20[S,T]**[H,K,L](2,4,5,B,D,E)********2 |  | Voluntarily Certified | ACAirCoolAllPhase&gt;=135k&lt; | False | False |  |  |  |  | 10.8 |  | 14 | 14 | [6 empty] | 234000 | Heating Other Than Electric Re | 08/29/2023 |  | 11/13/2023
Johnson Controls, Inc. | CHAMPION, UNITARY PRODUCTS GROUP - COMMERCIAL | CS20[S,T]**[P,R](2,4,5,B,D,E)********2 |  | Voluntarily Certified | ACAirCoolAllPhase&gt;=135k&lt; | False | False |  |  |  |  | 10.8 |  | 14 | 14 | [6 empty] | 234000 | Heating Other Than Electric Re | 08/29/2023 |  | 11/13/2023
Johnson Controls, Inc. | Coleman | CS20[S,T]**[P,R](2,4,5,B,D,E)********2 |  | Voluntarily Certified | ACAirCoolAllPhase&gt;=135k&lt; | False | False |  |  |  |  | 10.8 |  | 14 | 14 | [6 empty] | 234000 | Heating Other Than Electric Re | 08/29/2023 |  | 11/13/2023
Johnson Controls, Inc. | FRASER - JOHNSTON | CS20[S,T]**[P,R](2,4,5,B,D,E)********2 |  | Voluntarily Certified | ACAirCoolAllPhase&gt;=135k&lt; | False | False |  |  |  |  | 10.8 |  | 14 | 14 | [6 empty] | 234000 | Heating Other Than Electric Re | 08/29/2023 |  | 11/13/2023
Johnson Controls, Inc. | CHAMPION, UNITARY PRODUCTS GROUP - COMMERCIAL | CS20[S,T]**[Q,S,T](2,4,5,B,D,E)********2 |  | Voluntarily Certified | ACAirCoolAllPhase&gt;=135k&lt; | False | False |  |  |  |  | 10.8 |  | 14.2 | 14 | [6 empty] | 234000 | Heating Other Than Electric Re | 08/29/2023 |  | 11/13/2023
Johnson Controls, Inc. | Coleman | CS20[S,T]**[Q,S,T](2,4,5,B,D,E)********2 |  | Voluntarily Certified | ACAirCoolAllPhase&gt;=135k&lt; | False | False |  |  |  |  | 10.8 |  | 14.2 | 14 | [6 empty] | 234000 | Heating Other Than Electric Re | 08/29/2023 |  | 11/13/2023
Johnson Controls, Inc. | FRASER - JOHNSTON | CS20[S,T]**[Q,S,T](2,4,5,B,D,E)********2 |  | Voluntarily Certified | ACAirCoolAllPhase&gt;=135k&lt; | False | False |  |  |  |  | 10.8 |  | 14.2 | 14 | [6 empty] | 234000 | Heating Other Than Electric Re | 08/29/2023 |  | 11/13/2023
Johnson Controls, Inc. | CHAMPION, UNITARY PRODUCTS GROUP - COMMERCIAL | CS25[C,E]**[H,K,L](2,4,5,B,D,E)********2 |  | Voluntarily Certified | ACAirCoolAllPhase&gt;=240k&lt; | False | False |  |  |  |  | 10.2 |  | 14.2 | 13.2 | [6 empty] | 280000 | Electric Resistance Heating Or | 08/29/2023 |  | 11/13/2023
Johnson Controls, Inc. | Coleman | CS25[C,E]**[H,K,L](2,4,5,B,D,E)********2 |  | Voluntarily Certified | ACAirCoolAllPhase&gt;=240k&lt; | False | False |  |  |  |  | 10.2 |  | 14.2 | 13.2 | [6 empty] | 280000 | Electric Resistance Heating Or | 08/29/2023 |  | 11/13/2023
Johnson Controls, Inc. | FRASER - JOHNSTON | CS25[C,E]**[H,K,L](2,4,5,B,D,E)********2 |  | Voluntarily Certified | ACAirCoolAllPhase&gt;=240k&lt; | False | False |  |  |  |  | 10.2 |  | 14.2 | 13.2 | [6 empty] | 280000 | Electric Resistance Heating Or | 08/29/2023 |  | 11/13/2023
Johnson Controls, Inc. | CHAMPION, UNITARY PRODUCTS GROUP - COMMERCIAL | CS25[C,E]**[P,R](2,4,5,B,D,E)********2 |  | Voluntarily Certified | ACAirCoolAllPhase&gt;=240k&lt; | False | False |  |  |  |  | 10.2 |  | 14 | 13.2 | [6 empty] | 286000 | Electric Resistance Heating Or | 08/29/2023 |  | 11/13/2023
Johnson Controls, Inc. | Coleman | CS25[C,E]**[P,R](2,4,5,B,D,E)********2 |  | Voluntarily Certified | ACAirCoolAllPhase&gt;=240k&lt; | False | False |  |  |  |  | 10.2 |  | 14 | 13.2 | [6 empty] | 286000 | Electric Resistance Heating Or | 08/29/2023 |  | 11/13/2023
Johnson Controls, Inc. | FRASER - JOHNSTON | CS25[C,E]**[P,R](2,4,5,B,D,E)********2 |  | Voluntarily Certified | ACAirCoolAllPhase&gt;=240k&lt; | False | False |  |  |  |  | 10.2 |  | 14 | 13.2 | [6 empty] | 286000 | Electric Resistance Heating Or | 08/29/2023 |  | 11/13/2023
Johnson Controls, Inc. | CHAMPION, UNITARY PRODUCTS GROUP - COMMERCIAL | CS25[C,E]**[Q,S,T](2,4,5,B,D,E)********2 |  | Voluntarily Certified | ACAirCoolAllPhase&gt;=240k&lt; | False | False |  |  |  |  | 10.2 |  | 14.4 | 13.2 | [6 empty] | 280000 | Electric Resistance Heating Or | 08/29/2023 |  | 11/13/2023
Johnson Controls, Inc. | Coleman | CS25[C,E]**[Q,S,T](2,4,5,B,D,E)********2 |  | Voluntarily Certified | ACAirCoolAllPhase&gt;=240k&lt; | False | False |  |  |  |  | 10.2 |  | 14.4 | 13.2 | [6 empty] | 280000 | Electric Resistance Heating Or | 08/29/2023 |  | 11/13/2023
Johnson Controls, Inc. | FRASER - JOHNSTON | CS25[C,E]**[Q,S,T](2,4,5,B,D,E)********2 |  | Voluntarily Certified | ACAirCoolAllPhase&gt;=240k&lt; | False | False |  |  |  |  | 10.2 |  | 14.4 | 13.2 | [6 empty] | 280000 | Electric Resistance Heating Or | 08/29/2023 |  | 11/13/2023
Johnson Controls, Inc. | CHAMPION, UNITARY PRODUCTS GROUP - COMMERCIAL | CS25[S,T]**[H,K,L](2,4,5,B,D,E)********2 |  | Voluntarily Certified | ACAirCoolAllPhase&gt;=240k&lt; | False | False |  |  |  |  | 10 |  | 14 | 13 | [6 empty] | 280000 | Heating Other Than Electric Re | 08/29/2023 |  | 11/13/2023
Johnson Controls, Inc. | Coleman | CS25[S,T]**[H,K,L](2,4,5,B,D,E)********2 |  | Voluntarily Certified | ACAirCoolAllPhase&gt;=240k&lt; | False | False |  |  |  |  | 10 |  | 14 | 13 | [6 empty] | 280000 | Heating Other Than Electric Re | 08/29/2023 |  | 11/13/2023
Johnson Controls, Inc. | FRASER - JOHNSTON | CS25[S,T]**[H,K,L](2,4,5,B,D,E)********2 |  | Voluntarily Certified | ACAirCoolAllPhase&gt;=240k&lt; | False | False |  |  |  |  | 10 |  | 14 | 13 | [6 empty] | 280000 | Heating Other Than Electric Re | 08/29/2023 |  | 11/13/2023
Johnson Controls, Inc. | CHAMPION, UNITARY PRODUCTS GROUP - COMMERCIAL | CS25[S,T]**[P,R](2,4,5,B,D,E)********2 |  | Voluntarily Certified | ACAirCoolAllPhase&gt;=240k&lt; | False | False |  |  |  |  | 10 |  | 13.8 | 13 | [6 empty] | 286000 | Heating Other Than Electric Re | 08/29/2023 |  | 11/13/2023
Johnson Controls, Inc. | Coleman | CS25[S,T]**[P,R](2,4,5,B,D,E)********2 |  | Voluntarily Certified | ACAirCoolAllPhase&gt;=240k&lt; | False | False |  |  |  |  | 10 |  | 13.8 | 13 | [6 empty] | 286000 | Heating Other Than Electric Re | 08/29/2023 |  | 11/13/2023
Johnson Controls, Inc. | FRASER - JOHNSTON | CS25[S,T]**[P,R](2,4,5,B,D,E)********2 |  | Voluntarily Certified | ACAirCoolAllPhase&gt;=240k&lt; | False | False |  |  |  |  | 10 |  | 13.8 | 13 | [6 empty] | 286000 | Heating Other Than Electric Re | 08/29/2023 |  | 11/13/2023
Johnson Controls, Inc. | CHAMPION, UNITARY PRODUCTS GROUP - COMMERCIAL | CS25[S,T]**[Q,S,T](2,4,5,B,D,E)********2 |  | Voluntarily Certified | ACAirCoolAllPhase&gt;=240k&lt; | False | False |  |  |  |  | 10 |  | 14.2 | 13 | [6 empty] | 280000 | Heating Other Than Electric Re | 08/29/2023 |  | 11/13/2023
Johnson Controls, Inc. | Coleman | CS25[S,T]**[Q,S,T](2,4,5,B,D,E)********2 |  | Voluntarily Certified | ACAirCoolAllPhase&gt;=240k&lt; | False | False |  |  |  |  | 10 |  | 14.2 | 13 | [6 empty] | 280000 | Heating Other Than Electric Re | 08/29/2023 |  | 11/13/2023
Johnson Controls, Inc. | FRASER - JOHNSTON | CS25[S,T]**[Q,S,T](2,4,5,B,D,E)********2 |  | Voluntarily Certified | ACAirCoolAllPhase&gt;=240k&lt; | False | False |  |  |  |  | 10 |  | 14.2 | 13 | [6 empty] | 280000 | Heating Other Than Electric Re | 08/29/2023 |  | 11/13/2023
Johnson Controls, Inc. | CHAMPION, UNITARY PRODUCTS GROUP - COMMERCIAL | PD13[C,E]**[P,R](2,4,5,B,D,E)********2 |  | Voluntarily Certified | HPAirCoolAllPhase&gt;=135k&lt; | False | False |  |  |  |  | 10.9 |  | 14 | 13.5 |  |  |  |  | 3.3 | 3.3 | 146000 | Electric Resistance Heating Or | 08/29/2023 |  | 11/13/2023
Johnson Controls, Inc. | Coleman | PD13[C,E]**[P,R](2,4,5,B,D,E)********2 |  | Voluntarily Certified | HPAirCoolAllPhase&gt;=135k&lt; | False | False |  |  |  |  | 10.9 |  | 14 | 13.5 |  |  |  |  | 3.3 | 3.3 | 146000 | Electric Resistance Heating Or | 08/29/2023 |  | 11/13/2023
Johnson Controls, Inc. | FRASER - JOHNSTON | PD13[C,E]**[P,R](2,4,5,B,D,E)********2 |  | Voluntarily Certified | HPAirCoolAllPhase&gt;=135k&lt; | False | False |  |  |  |  | 10.9 |  | 14 | 13.5 |  |  |  |  | 3.3 | 3.3 | 146000 | Electric Resistance Heating Or | 08/29/2023 |  | 11/13/2023
Johnson Controls, Inc. | CHAMPION, UNITARY PRODUCTS GROUP - COMMERCIAL | PD15[C,E]**[P,R](2,4,5,B,D,E)********2 |  | Voluntarily Certified | HPAirCoolAllPhase&gt;=135k&lt; | False | False |  |  |  |  | 10.9 |  | 13.5 | 13.5 |  |  |  |  | 3.3 | 3.3 | 174000 | Electric Resistance Heating Or | 08/29/2023 |  | 11/13/2023
Johnson Controls, Inc. | Coleman | PD15[C,E]**[P,R](2,4,5,B,D,E)********2 |  | Voluntarily Certified | HPAirCoolAllPhase&gt;=135k&lt; | False | False |  |  |  |  | 10.9 |  | 13.5 | 13.5 |  |  |  |  | 3.3 | 3.3 | 174000 | Electric Resistance Heating Or | 08/29/2023 |  | 11/13/2023
Johnson Controls, Inc. | FRASER - JOHNSTON | PD15[C,E]**[P,R](2,4,5,B,D,E)********2 |  | Voluntarily Certified | HPAirCoolAllPhase&gt;=135k&lt; | False | False |  |  |  |  | 10.9 |  | 13.5 | 13.5 |  |  |  |  | 3.3 | 3.3 | 174000 | Electric Resistance Heating Or | 08/29/2023 |  | 11/13/2023
Johnson Controls, Inc. | CHAMPION, UNITARY PRODUCTS GROUP - COMMERCIAL | PD20[C,E]**[P,R](2,4,5,B,D,E)********2 |  | Voluntarily Certified | HPAirCoolAllPhase&gt;=135k&lt; | False | False |  |  |  |  | 10.9 |  | 13.5 | 13.5 |  |  |  |  | 3.3 | 3.3 | 234000 | Electric Resistance Heating Or | 08/29/2023 |  | 11/13/2023
Johnson Controls, Inc. | Coleman | PD20[C,E]**[P,R](2,4,5,B,D,E)********2 |  | Voluntarily Certified | HPAirCoolAllPhase&gt;=135k&lt; | False | False |  |  |  |  | 10.9 |  | 13.5 | 13.5 |  |  |  |  | 3.3 | 3.3 | 234000 | Electric Resistance Heating Or | 08/29/2023 |  | 11/13/2023
Johnson Controls, Inc. | FRASER - JOHNSTON | PD20[C,E]**[P,R](2,4,5,B,D,E)********2 |  | Voluntarily Certified | HPAirCoolAllPhase&gt;=135k&lt; | False | False |  |  |  |  | 10.9 |  | 13.5 | 13.5 |  |  |  |  | 3.3 | 3.3 | 234000 | Electric Resistance Heating Or | 08/29/2023 |  | 11/13/2023
Johnson Controls, Inc. | FRASER - JOHNSTON | UH28[C,E]**[G,H,J,K,L](2,4,5,B,D,E)********2 |  | Voluntarily Certified | ACAirCoolAllPhase&gt;=240k&lt; | False | False |  |  |  |  | 10.8 |  | 15.2 | 13.2 | [6 empty] | 306000 | Electric Resistance Heating Or | 08/29/2023 |  | 11/13/2023
Johnson Controls, Inc. | FRASER - JOHNSTON | UH28[C,E]**[P,Q,R,S,T](2,4,5,B,D,E)********2 |  | Voluntarily Certified | ACAirCoolAllPhase&gt;=240k&lt; | False | False |  |  |  |  | 10.8 |  | 14.1 | 13.2 | [6 empty] | 308000 | Electric Resistance Heating Or | 08/29/2023 |  | 11/13/2023
Johnson Controls, Inc. | FRASER - JOHNSTON | UH28[C,E]**[W,X,Y,Z](2,4,5,B,D,E)********2 |  | Voluntarily Certified | ACAirCoolAllPhase&gt;=240k&lt; | False | False |  |  |  |  | 10.8 |  | 14.7 | 13.2 | [6 empty] | 306000 | Electric Resistance Heating Or | 08/29/2023 |  | 11/13/2023
Johnson Controls, Inc. | FRASER - JOHNSTON | UH28[N,S,T]**[G,H,J,K,L](2,4,5,B,D,E)********2 |  | Voluntarily Certified | ACAirCoolAllPhase&gt;=240k&lt; | False | False |  |  |  |  | 10.5 |  | 14.3 | 13 | [6 empty] | 306000 | Heating Other Than Electric Re | 08/29/2023 |  | 11/13/2023
Johnson Controls, Inc. | FRASER - JOHNSTON | UH28[N,S,T]**[P,Q,R,S,T](2,4,5,B,D,E)********2 |  | Voluntarily Certified | ACAirCoolAllPhase&gt;=240k&lt; | False | False |  |  |  |  | 10.5 |  | 13.8 | 13 | [6 empty] | 308000 | Heating Other Than Electric Re | 08/29/2023 |  | 11/13/2023
Johnson Controls, Inc. | FRASER - JOHNSTON | UH28[N,S,T]**[W,X,Y,Z](2,4,5,B,D,E)********2 |  | Voluntarily Certified | ACAirCoolAllPhase&gt;=240k&lt; | False | False |  |  |  |  | 10.5 |  | 14.5 | 13 | [6 empty] | 306000 | Heating Other Than Electric Re | 08/29/2023 |  | 11/13/2023
Johnson Controls, Inc. | FRASER - JOHNSTON | UH30[C,E]**[G,H,J,K,L](2,4,5,B,D,E)********2 |  | Voluntarily Certified | ACAirCoolAllPhase&gt;=240k&lt; | False | False |  |  |  |  | 10.9 |  | 14.1 | 13.2 | [6 empty] | 330000 | Electric Resistance Heating Or | 08/29/2023 |  | 11/13/2023
Johnson Controls, Inc. | FRASER - JOHNSTON | UH30[C,E]**[P,Q,R,S,T](2,4,5,B,D,E)********2 |  | Voluntarily Certified | ACAirCoolAllPhase&gt;=240k&lt; | False | False |  |  |  |  | 10.9 |  | 13.6 | 13.2 | [6 empty] | 334000 | Electric Resistance Heating Or | 08/29/2023 |  | 11/13/2023
Johnson Controls, Inc. | FRASER - JOHNSTON | UH30[C,E]**[W,X,Y,Z](2,4,5,B,D,E)********2 |  | Voluntarily Certified | ACAirCoolAllPhase&gt;=240k&lt; | False | False |  |  |  |  | 10.9 |  | 14.3 | 13.2 | [6 empty] | 330000 | Electric Resistance Heating Or | 08/29/2023 |  | 11/13/2023
Johnson Controls, Inc. | FRASER - JOHNSTON | UH30[N,S,T]**[G,H,J,K,L](2,4,5,B,D,E)********2 |  | Voluntarily Certified | ACAirCoolAllPhase&gt;=240k&lt; | False | False |  |  |  |  | 10.7 |  | 13.9 | 13 | [6 empty] | 330000 | Heating Other Than Electric Re | 08/29/2023 |  | 11/13/2023
Johnson Controls, Inc. | FRASER - JOHNSTON | UH30[N,S,T]**[P,Q,R,S,T](2,4,5,B,D,E)********2 |  | Voluntarily Certified | ACAirCoolAllPhase&gt;=240k&lt; | False | False |  |  |  |  | 10.5 |  | 13.4 | 13 | [6 empty] | 334000 | Heating Other Than Electric Re | 08/29/2023 |  | 11/13/2023
Johnson Controls, Inc. | FRASER - JOHNSTON | UH30[N,S,T]**[W,X,Y,Z](2,4,5,B,D,E)********2 |  | Voluntarily Certified | ACAirCoolAllPhase&gt;=240k&lt; | False | False |  |  |  |  | 10.7 |  | 14.1 | 13 | [6 empty] | 330000 | Heating Other Than Electric Re | 08/29/2023 |  | 11/13/2023
Johnson Controls, Inc. | FRASER - JOHNSTON | UH35[C,E]**[G,H,J,K,L](2,4,5,B,D,E)********2 |  | Voluntarily Certified | ACAirCoolAllPhase&gt;=240k&lt; | False | False |  |  |  |  | 10.8 |  | 15.2 | 13.2 | [6 empty] | 388000 | Electric Resistance Heating Or | 08/29/2023 |  | 11/13/2023
Johnson Controls, Inc. | FRASER - JOHNSTON | UH35[C,E]**[P,Q,R,S,T](2,4,5,B,D,E)********2 |  | Voluntarily Certified | ACAirCoolAllPhase&gt;=240k&lt; | False | False |  |  |  |  | 10.7 |  | 14.7 | 13.2 | [6 empty] | 386000 | Electric Resistance Heating Or | 08/29/2023 |  | 11/13/2023
Johnson Controls, Inc. | FRASER - JOHNSTON | UH35[C,E]**[W,X,Y,Z](2,4,5,B,D,E)********2 |  | Voluntarily Certified | ACAirCoolAllPhase&gt;=240k&lt; | False | False |  |  |  |  | 10.7 |  | 15.4 | 13.2 | [6 empty] | 388000 | Electric Resistance Heating Or | 08/29/2023 |  | 11/13/2023
Johnson Controls, Inc. | FRASER - JOHNSTON | UH35[N,S,T]**[G,H,J,K,L](2,4,5,B,D,E)********2 |  | Voluntarily Certified | ACAirCoolAllPhase&gt;=240k&lt; | False | False |  |  |  |  | 10.5 |  | 15 | 13 | [6 empty] | 388000 | Heating Other Than Electric Re | 08/29/2023 |  | 11/13/2023
Johnson Controls, Inc. | FRASER - JOHNSTON | UH35[N,S,T]**[P,Q,R,S,T](2,4,5,B,D,E)********2 |  | Voluntarily Certified | ACAirCoolAllPhase&gt;=240k&lt; | False | False |  |  |  |  | 10.5 |  | 14.4 | 13 | [6 empty] | 386000 | Heating Other Than Electric Re | 08/29/2023 |  | 11/13/2023
Johnson Controls, Inc. | FRASER - JOHNSTON | UH35[N,S,T]**[W,X,Y,Z](2,4,5,B,D,E)********2 |  | Voluntarily Certified | ACAirCoolAllPhase&gt;=240k&lt; | False | False |  |  |  |  | 10.5 |  | 15.1 | 13 | [6 empty] | 388000 | Heating Other Than Electric Re | 08/29/2023 |  | 11/13/2023
Johnson Controls, Inc. | FRASER - JOHNSTON | UH40[C,E]**[G,H,J,K,L](2,4,5,B,D,E)********2 |  | Voluntarily Certified | ACAirCoolAllPhase&gt;=240k&lt; | False | False |  |  |  |  | 11.1 |  | 15.4 | 13.2 | [6 empty] | 415000 | Electric Resistance Heating Or | 08/29/2023 |  | 11/13/2023
Johnson Controls, Inc. | FRASER - JOHNSTON | UH40[C,E]**[P,Q,R,S,T](2,4,5,B,D,E)********2 |  | Voluntarily Certified | ACAirCoolAllPhase&gt;=240k&lt; | False | False |  |  |  |  | 11.1 |  | 14.9 | 13.2 | [6 empty] | 415000 | Electric Resistance Heating Or | 08/29/2023 |  | 11/13/2023
Johnson Controls, Inc. | FRASER - JOHNSTON | UH40[C,E]**[W,X,Y,Z](2,4,5,B,D,E)********2 |  | Voluntarily Certified | ACAirCoolAllPhase&gt;=240k&lt; | False | False |  |  |  |  | 11.1 |  | 15.4 | 13.2 | [6 empty] | 415000 | Electric Resistance Heating Or | 08/29/2023 |  | 11/13/2023
Johnson Controls, Inc. | FRASER - JOHNSTON | UH40[N,S,T]**[G,H,J,K,L](2,4,5,B,D,E)********2 |  | Voluntarily Certified | ACAirCoolAllPhase&gt;=240k&lt; | False | False |  |  |  |  | 10.8 |  | 15.2 | 13 | [6 empty] | 415000 | Heating Other Than Electric Re | 08/29/2023 |  | 11/13/2023
Johnson Controls, Inc. | FRASER - JOHNSTON | UH40[N,S,T]**[P,Q,R,S,T](2,4,5,B,D,E)********2 |  | Voluntarily Certified | ACAirCoolAllPhase&gt;=240k&lt; | False | False |  |  |  |  | 10.8 |  | 14.6 | 13 | [6 empty] | 415000 | Heating Other Than Electric Re | 08/29/2023 |  | 11/13/2023
Johnson Controls, Inc. | FRASER - JOHNSTON | UH40[N,S,T]**[W,X,Y,Z](2,4,5,B,D,E)********2 |  | Voluntarily Certified | ACAirCoolAllPhase&gt;=240k&lt; | False | False |  |  |  |  | 10.8 |  | 15.2 | 13 | [6 empty] | 415000 | Heating Other Than Electric Re | 08/29/2023 |  | 11/13/2023
Johnson Controls, Inc. | FRASER - JOHNSTON | UH50[C,E]**[G,H,J,K,L](2,4,5,B,D,E)********2 |  | Voluntarily Certified | ACAirCoolAllPhase&gt;=240k&lt; | False | False |  |  |  |  | 10.8 |  | 16 | 13.2 | [6 empty] | 535000 | Electric Resistance Heating Or | 08/29/2023 |  | 11/13/2023
Johnson Controls, Inc. | FRASER - JOHNSTON | UH50[C,E]**[P,Q,R,S,T](2,4,5,B,D,E)********2 |  | Voluntarily Certified | ACAirCoolAllPhase&gt;=240k&lt; | False | False |  |  |  |  | 10.5 |  | 14.6 | 13.2 | [6 empty] | 530000 | Electric Resistance Heating Or | 08/29/2023 |  | 11/13/2023
Johnson Controls, Inc. | FRASER - JOHNSTON | UH50[C,E]**[W,X,Y,Z](2,4,5,B,D,E)********2 |  | Voluntarily Certified | ACAirCoolAllPhase&gt;=240k&lt; | False | False |  |  |  |  | 10.8 |  | 16 | 13.2 | [6 empty] | 535000 | Electric Resistance Heating Or | 08/29/2023 |  | 11/13/2023
Johnson Controls, Inc. | FRASER - JOHNSTON | UH50[N,S,T]**[G,H,J,K,L](2,4,5,B,D,E)********2 |  | Voluntarily Certified | ACAirCoolAllPhase&gt;=240k&lt; | False | False |  |  |  |  | 10.4 |  | 15.6 | 13 | [6 empty] | 535000 | Heating Other Than Electric Re | 08/29/2023 |  | 11/13/2023
Johnson Controls, Inc. | FRASER - JOHNSTON | UH50[N,S,T]**[P,Q,R,S,T](2,4,5,B,D,E)********2 |  | Voluntarily Certified | ACAirCoolAllPhase&gt;=240k&lt; | False | False |  |  |  |  | 10.3 |  | 14.4 | 13 | [6 empty] | 530000 | Heating Other Than Electric Re | 08/29/2023 |  | 11/13/2023
Johnson Controls, Inc. | FRASER - JOHNSTON | UH50[N,S,T]**[W,X,Y,Z](2,4,5,B,D,E)********2 |  | Voluntarily Certified | ACAirCoolAllPhase&gt;=240k&lt; | False | False |  |  |  |  | 10.4 |  | 15.8 | 13 | [6 empty] | 535000 | Heating Other Than Electric Re | 08/29/2023 |  | 11/13/2023
Johnson Controls, Inc. | FRASER - JOHNSTON | UV28[C,E]**[G,H,J,K,L](2,4,5,B,D,E)********2 |  | Voluntarily Certified | ACAirCoolAllPhase&gt;=240k&lt; | False | False |  |  |  |  | 10.8 |  | 15.2 | 13.2 | [6 empty] | 306000 | Electric Resistance Heating Or | 08/29/2023 |  | 11/13/2023
Johnson Controls, Inc. | FRASER - JOHNSTON | UV28[C,E]**[P,Q,R,S,T](2,4,5,B,D,E)********2 |  | Voluntarily Certified | ACAirCoolAllPhase&gt;=240k&lt; | False | False |  |  |  |  | 10.8 |  | 14.4 | 13.2 | [6 empty] | 308000 | Electric Resistance Heating Or | 08/29/2023 |  | 11/13/2023
Johnson Controls, Inc. | FRASER - JOHNSTON | UV28[C,E]**[W,X,Y,Z](2,4,5,B,D,E)********2 |  | Voluntarily Certified | ACAirCoolAllPhase&gt;=240k&lt; | False | False |  |  |  |  | 10.8 |  | 15.2 | 13.2 | [6 empty] | 306000 | Electric Resistance Heating Or | 08/29/2023 |  | 11/13/2023
Johnson Controls, Inc. | FRASER - JOHNSTON | UV28[N,S,T]**[G,H,J,K,L](2,4,5,B,D,E)********2 |  | Voluntarily Certified | ACAirCoolAllPhase&gt;=240k&lt; | False | False |  |  |  |  | 10.5 |  | 14.6 | 13 | [6 empty] | 306000 | Heating Other Than Electric Re | 08/29/2023 |  | 11/13/2023
Johnson Controls, Inc. | FRASER - JOHNSTON | UV28[N,S,T]**[P,Q,R,S,T](2,4,5,B,D,E)********2 |  | Voluntarily Certified | ACAirCoolAllPhase&gt;=240k&lt; | False | False |  |  |  |  | 10.5 |  | 13.8 | 13 | [6 empty] | 308000 | Heating Other Than Electric Re | 08/29/2023 |  | 11/13/2023
Johnson Controls, Inc. | FRASER - JOHNSTON | UV28[N,S,T]**[W,X,Y,Z](2,4,5,B,D,E)********2 |  | Voluntarily Certified | ACAirCoolAllPhase&gt;=240k&lt; | False | False |  |  |  |  | 10.5 |  | 14.8 | 13 | [6 empty] | 306000 | Heating Other Than Electric Re | 08/29/2023 |  | 11/13/2023
Johnson Controls, Inc. | FRASER - JOHNSTON | UV30[C,E]**[G,H,J,K,L](2,4,5,B,D,E)********2 |  | Voluntarily Certified | ACAirCoolAllPhase&gt;=240k&lt; | False | False |  |  |  |  | 10.9 |  | 15.1 | 13.2 | [6 empty] | 330000 | Electric Resistance Heating Or | 08/29/2023 |  | 11/13/2023
Johnson Controls, Inc. | FRASER - JOHNSTON | UV30[C,E]**[P,Q,R,S,T](2,4,5,B,D,E)********2 |  | Voluntarily Certified | ACAirCoolAllPhase&gt;=240k&lt; | False | False |  |  |  |  | 10.9 |  | 14.4 | 13.2 | [6 empty] | 336000 | Electric Resistance Heating Or | 08/29/2023 |  | 11/13/2023
Johnson Controls, Inc. | FRASER - JOHNSTON | UV30[C,E]**[W,X,Y,Z](2,4,5,B,D,E)********2 |  | Voluntarily Certified | ACAirCoolAllPhase&gt;=240k&lt; | False | False |  |  |  |  | 10.9 |  | 14.6 | 13.2 | [6 empty] | 330000 | Electric Resistance Heating Or | 08/29/2023 |  | 11/13/2023
Johnson Controls, Inc. | FRASER - JOHNSTON | UV30[N,S,T]**[G,H,J,K,L](2,4,5,B,D,E)********2 |  | Voluntarily Certified | ACAirCoolAllPhase&gt;=240k&lt; | False | False |  |  |  |  | 10.8 |  | 14.6 | 13 | [6 empty] | 330000 | Heating Other Than Electric Re | 08/29/2023 |  | 11/13/2023
Johnson Controls, Inc. | FRASER - JOHNSTON | UV30[N,S,T]**[P,Q,R,S,T](2,4,5,B,D,E)********2 |  | Voluntarily Certified | ACAirCoolAllPhase&gt;=240k&lt; | False | False |  |  |  |  | 10.8 |  | 14 | 13 | [6 empty] | 336000 | Heating Other Than Electric Re | 08/29/2023 |  | 11/13/2023
Johnson Controls, Inc. | FRASER - JOHNSTON | UV30[N,S,T]**[W,X,Y,Z](2,4,5,B,D,E)********2 |  | Voluntarily Certified | ACAirCoolAllPhase&gt;=240k&lt; | False | False |  |  |  |  | 10.8 |  | 14.3 | 13 | [6 empty] | 330000 | Heating Other Than Electric Re | 08/29/2023 |  | 11/13/2023
Johnson Controls, Inc. | FRASER - JOHNSTON | UV35[C,E]**[G,H,J,K,L](2,4,5,B,D,E)********2 |  | Voluntarily Certified | ACAirCoolAllPhase&gt;=240k&lt; | False | False |  |  |  |  | 10.8 |  | 15.4 | 13.2 | [6 empty] | 388000 | Electric Resistance Heating Or | 08/29/2023 |  | 11/13/2023
Johnson Controls, Inc. | FRASER - JOHNSTON | UV35[C,E]**[P,Q,R,S,T](2,4,5,B,D,E)********2 |  | Voluntarily Certified | ACAirCoolAllPhase&gt;=240k&lt; | False | False |  |  |  |  | 10.8 |  | 15.1 | 13.2 | [6 empty] | 388000 | Electric Resistance Heating Or | 08/29/2023 |  | 11/13/2023
Johnson Controls, Inc. | FRASER - JOHNSTON | UV35[C,E]**[W,X,Y,Z](2,4,5,B,D,E)********2 |  | Voluntarily Certified | ACAirCoolAllPhase&gt;=240k&lt; | False | False |  |  |  |  | 10.8 |  | 15.5 | 13.2 | [6 empty] | 388000 | Electric Resistance Heating Or | 08/29/2023 |  | 11/13/2023
Johnson Controls, Inc. | FRASER - JOHNSTON | UV35[N,S,T]**[G,H,J,K,L](2,4,5,B,D,E)********2 |  | Voluntarily Certified | ACAirCoolAllPhase&gt;=240k&lt; | False | False |  |  |  |  | 10.5 |  | 15 | 13 | [6 empty] | 388000 | Heating Other Than Electric Re | 08/29/2023 |  | 11/13/2023
Johnson Controls, Inc. | FRASER - JOHNSTON | UV35[N,S,T]**[P,Q,R,S,T](2,4,5,B,D,E)********2 |  | Voluntarily Certified | ACAirCoolAllPhase&gt;=240k&lt; | False | False |  |  |  |  | 10.5 |  | 14.6 | 13 | [6 empty] | 388000 | Heating Other Than Electric Re | 08/29/2023 |  | 11/13/2023
Johnson Controls, Inc. | FRASER - JOHNSTON | UV35[N,S,T]**[W,X,Y,Z](2,4,5,B,D,E)********2 |  | Voluntarily Certified | ACAirCoolAllPhase&gt;=240k&lt; | False | False |  |  |  |  | 10.5 |  | 15.2 | 13 | [6 empty] | 388000 | Heating Other Than Electric Re | 08/29/2023 |  | 11/13/2023
Johnson Controls, Inc. | FRASER - JOHNSTON | UV40[C,E]**[G,H,J,K,L](2,4,5,B,D,E)********2 |  | Voluntarily Certified | ACAirCoolAllPhase&gt;=240k&lt; | False | False |  |  |  |  | 11.1 |  | 15.4 | 13.2 | [6 empty] | 415000 | Electric Resistance Heating Or | 08/29/2023 |  | 11/13/2023
Johnson Controls, Inc. | FRASER - JOHNSTON | UV40[C,E]**[P,Q,R,S,T](2,4,5,B,D,E)********2 |  | Voluntarily Certified | ACAirCoolAllPhase&gt;=240k&lt; | False | False |  |  |  |  | 11.1 |  | 14.9 | 13.2 | [6 empty] | 415000 | Electric Resistance Heating Or | 08/29/2023 |  | 11/13/2023
Johnson Controls, Inc. | FRASER - JOHNSTON | UV40[C,E]**[W,X,Y,Z](2,4,5,B,D,E)********2 |  | Voluntarily Certified | ACAirCoolAllPhase&gt;=240k&lt; | False | False |  |  |  |  | 11.1 |  | 16.2 | 13.2 | [6 empty] | 415000 | Electric Resistance Heating Or | 08/29/2023 |  | 11/13/2023
Johnson Controls, Inc. | FRASER - JOHNSTON | UV40[N,S,T]**[G,H,J,K,L](2,4,5,B,D,E)********2 |  | Voluntarily Certified | ACAirCoolAllPhase&gt;=240k&lt; | False | False |  |  |  |  | 10.8 |  | 15.2 | 13 | [6 empty] | 415000 | Heating Other Than Electric Re | 08/29/2023 |  | 11/13/2023
Johnson Controls, Inc. | FRASER - JOHNSTON | UV40[N,S,T]**[P,Q,R,S,T](2,4,5,B,D,E)********2 |  | Voluntarily Certified | ACAirCoolAllPhase&gt;=240k&lt; | False | False |  |  |  |  | 10.8 |  | 14.6 | 13 | [6 empty] | 415000 | Heating Other Than Electric Re | 08/29/2023 |  | 11/13/2023
Johnson Controls, Inc. | FRASER - JOHNSTON | UV40[N,S,T]**[W,X,Y,Z](2,4,5,B,D,E)********2 |  | Voluntarily Certified | ACAirCoolAllPhase&gt;=240k&lt; | False | False |  |  |  |  | 10.8 |  | 16 | 13 | [6 empty] | 415000 | Heating Other Than Electric Re | 08/29/2023 |  | 11/13/2023
Johnson Controls, Inc. | FRASER - JOHNSTON | UV50[C,E]**[G,H,J,K,L](2,4,5,B,D,E)********2 |  | Voluntarily Certified | ACAirCoolAllPhase&gt;=240k&lt; | False | False |  |  |  |  | 10.8 |  | 16 | 13.2 | [6 empty] | 535000 | Electric Resistance Heating Or | 08/29/2023 |  | 11/13/2023
Johnson Controls, Inc. | FRASER - JOHNSTON | UV50[C,E]**[P,Q,R,S,T](2,4,5,B,D,E)********2 |  | Voluntarily Certified | ACAirCoolAllPhase&gt;=240k&lt; | False | False |  |  |  |  | 10.6 |  | 15.1 | 13.2 | [6 empty] | 540000 | Electric Resistance Heating Or | 08/29/2023 |  | 11/13/2023
Johnson Controls, Inc. | FRASER - JOHNSTON | UV50[C,E]**[W,X,Y,Z](2,4,5,B,D,E)********2 |  | Voluntarily Certified | ACAirCoolAllPhase&gt;=240k&lt; | False | False |  |  |  |  | 10.8 |  | 16.2 | 13.2 | [6 empty] | 540000 | Electric Resistance Heating Or | 08/29/2023 |  | 11/13/2023
Johnson Controls, Inc. | FRASER - JOHNSTON | UV50[N,S,T]**[G,H,J,K,L](2,4,5,B,D,E)********2 |  | Voluntarily Certified | ACAirCoolAllPhase&gt;=240k&lt; | False | False |  |  |  |  | 10.4 |  | 15.8 | 13 | [6 empty] | 535000 | Heating Other Than Electric Re | 08/29/2023 |  | 11/13/2023
Johnson Controls, Inc. | FRASER - JOHNSTON | UV50[N,S,T]**[P,Q,R,S,T](2,4,5,B,D,E)********2 |  | Voluntarily Certified | ACAirCoolAllPhase&gt;=240k&lt; | False | False |  |  |  |  | 10.4 |  | 14.9 | 13 | [6 empty] | 540000 | Heating Other Than Electric Re | 08/29/2023 |  | 11/13/2023
Johnson Controls, Inc. | FRASER - JOHNSTON | UV50[N,S,T]**[W,X,Y,Z](2,4,5,B,D,E)********2 |  | Voluntarily Certified | ACAirCoolAllPhase&gt;=240k&lt; | False | False |  |  |  |  | 10.4 |  | 16 | 13 | [6 empty] | 540000 | Heating Other Than Electric Re | 08/29/2023 |  | 11/13/2023
Johnson Controls, Inc. | CHAMPION, UNITARY PRODUCTS GROUP - COMMERCIAL | XP078[C,E]**(P,R,S,U,V,X)(2,4,5)*******2 |  | Voluntarily Certified | HPAirCoolAllPhase&gt;=65k&lt;1 | False | False |  |  |  |  | 12 |  | 15.2 | 14.1 |  |  |  |  | 3.5 | 3.4 | 84000 | Electric Resistance Heating Or | 08/29/2023 |  | 11/13/2023
Johnson Controls, Inc. | Coleman | XP078[C,E]**(P,R,S,U,V,X)(2,4,5)*******2 |  | Voluntarily Certified | HPAirCoolAllPhase&gt;=65k&lt;1 | False | False |  |  |  |  | 12 |  | 15.2 | 14.1 |  |  |  |  | 3.5 | 3.4 | 84000 | Electric Resistance Heating Or | 08/29/2023 |  | 11/13/2023
Johnson Controls, Inc. | FRASER - JOHNSTON | XP078[C,E]**(P,R,S,U,V,X)(2,4,5)*******2 |  | Voluntarily Certified | HPAirCoolAllPhase&gt;=65k&lt;1 | False | False |  |  |  |  | 12 |  | 15.2 | 14.1 |  |  |  |  | 3.5 | 3.4 | 84000 | Electric Resistance Heating Or | 08/29/2023 |  | 11/13/2023
Johnson Controls, Inc. | CHAMPION, UNITARY PRODUCTS GROUP - COMMERCIAL | XP090[C,E]**(P,R,S,U,V,X)(2,4,5)*******2 |  | Voluntarily Certified | HPAirCoolAllPhase&gt;=65k&lt;1 | False | False |  |  |  |  | 11.2 |  | 14.6 | 14.1 |  |  |  |  | 3.5 | 3.4 | 92000 | Electric Resistance Heating Or | 08/29/2023 |  | 11/13/2023
Johnson Controls, Inc. | Coleman | XP090[C,E]**(P,R,S,U,V,X)(2,4,5)*******2 |  | Voluntarily Certified | HPAirCoolAllPhase&gt;=65k&lt;1 | False | False |  |  |  |  | 11.2 |  | 14.6 | 14.1 |  |  |  |  | 3.5 | 3.4 | 92000 | Electric Resistance Heating Or | 08/29/2023 |  | 11/13/2023
Johnson Controls, Inc. | FRASER - JOHNSTON | XP090[C,E]**(P,R,S,U,V,X)(2,4,5)*******2 |  | Voluntarily Certified | HPAirCoolAllPhase&gt;=65k&lt;1 | False | False |  |  |  |  | 11.2 |  | 14.6 | 14.1 |  |  |  |  | 3.5 | 3.4 | 92000 | Electric Resistance Heating Or | 08/29/2023 |  | 11/13/2023
Johnson Controls, Inc. | CHAMPION, UNITARY PRODUCTS GROUP - COMMERCIAL | XP102[C,E]**(P,R,S,U,V,X)(2,4,5)*******2 |  | Voluntarily Certified | HPAirCoolAllPhase&gt;=65k&lt;1 | False | False |  |  |  |  | 11.1 |  | 14.4 | 14.1 |  |  |  |  | 3.5 | 3.4 | 100000 | Electric Resistance Heating Or | 08/29/2023 |  | 11/13/2023
Johnson Controls, Inc. | Coleman | XP102[C,E]**(P,R,S,U,V,X)(2,4,5)*******2 |  | Voluntarily Certified | HPAirCoolAllPhase&gt;=65k&lt;1 | False | False |  |  |  |  | 11.1 |  | 14.4 | 14.1 |  |  |  |  | 3.5 | 3.4 | 100000 | Electric Resistance Heating Or | 08/29/2023 |  | 11/13/2023
Johnson Controls, Inc. | FRASER - JOHNSTON | XP102[C,E]**(P,R,S,U,V,X)(2,4,5)*******2 |  | Voluntarily Certified | HPAirCoolAllPhase&gt;=65k&lt;1 | False | False |  |  |  |  | 11.1 |  | 14.4 | 14.1 |  |  |  |  | 3.5 | 3.4 | 100000 | Electric Resistance Heating Or | 08/29/2023 |  | 11/13/2023
Johnson Controls, Inc. | CHAMPION, UNITARY PRODUCTS GROUP - COMMERCIAL | XP120[C,E]**(P,R,S,U,V,X)(2,4,5)*******2 |  | Voluntarily Certified | HPAirCoolAllPhase&gt;=65k&lt;1 | False | False |  |  |  |  | 11 |  | 14.5 | 14.1 |  |  |  |  | 3.5 | 3.4 | 111000 | Electric Resistance Heating Or | 08/29/2023 |  | 11/13/2023
Johnson Controls, Inc. | Coleman | XP120[C,E]**(P,R,S,U,V,X)(2,4,5)*******2 |  | Voluntarily Certified | HPAirCoolAllPhase&gt;=65k&lt;1 | False | False |  |  |  |  | 11 |  | 14.5 | 14.1 |  |  |  |  | 3.5 | 3.4 | 111000 | Electric Resistance Heating Or | 08/29/2023 |  | 11/13/2023
Johnson Controls, Inc. | FRASER - JOHNSTON | XP120[C,E]**(P,R,S,U,V,X)(2,4,5)*******2 |  | Voluntarily Certified | HPAirCoolAllPhase&gt;=65k&lt;1 | False | False |  |  |  |  | 11 |  | 14.5 | 14.1 |  |  |  |  | 3.5 | 3.4 | 111000 | Electric Resistance Heating Or | 08/29/2023 |  | 11/13/2023
Johnson Controls, Inc. | CHAMPION, UNITARY PRODUCTS GROUP - COMMERCIAL | XP150[C,E]**(P,R,S,U,V,X)(2,4)*******3 |  | Voluntarily Certified | HPAirCoolAllPhase&gt;=135k&lt; | False | False |  |  |  |  | 10.6 |  | 14.5 | 13.5 |  |  |  |  | 3.3 | 3.3 | 142000 | Electric Resistance Heating Or | 08/29/2023 |  | 11/13/2023
Johnson Controls, Inc. | Coleman | XP150[C,E]**(P,R,S,U,V,X)(2,4)*******3 |  | Voluntarily Certified | HPAirCoolAllPhase&gt;=135k&lt; | False | False |  |  |  |  | 10.6 |  | 14.5 | 13.5 |  |  |  |  | 3.3 | 3.3 | 142000 | Electric Resistance Heating Or | 08/29/2023 |  | 11/13/2023
Johnson Controls, Inc. | FRASER - JOHNSTON | XP150[C,E]**(P,R,S,U,V,X)(2,4)*******3 |  | Voluntarily Certified | HPAirCoolAllPhase&gt;=135k&lt; | False | False |  |  |  |  | 10.6 |  | 14.5 | 13.5 |  |  |  |  | 3.3 | 3.3 | 142000 | Electric Resistance Heating Or | 08/29/2023 |  | 11/13/2023
Johnson Controls, Inc. | CHAMPION, UNITARY PRODUCTS GROUP - COMMERCIAL | XXE08A(2,4,5)*3********* |  | Voluntarily Certified | HPAirCoolAllPhase&gt;=65k&lt;1 | False | False |  |  |  |  | 11.5 |  | 15.1 | 14.1 |  |  |  |  | 3.5 | 3.4 | 90000 | Electric Resistance Heating Or | 08/29/2023 |  | 11/13/2023
Johnson Controls, Inc. | Coleman | XXE08A(2,4,5)*3********* |  | Voluntarily Certified | HPAirCoolAllPhase&gt;=65k&lt;1 | False | False |  |  |  |  | 11.5 |  | 15.1 | 14.1 |  |  |  |  | 3.5 | 3.4 | 90000 | Electric Resistance Heating Or | 08/29/2023 |  | 11/13/2023
Johnson Controls, Inc. | FRASER - JOHNSTON | XXE08A(2,4,5)*3********* |  | Voluntarily Certified | HPAirCoolAllPhase&gt;=65k&lt;1 | False | False |  |  |  |  | 11.5 |  | 15.1 | 14.1 |  |  |  |  | 3.5 | 3.4 | 90000 | Electric Resistance Heating Or | 08/29/2023 |  | 11/13/2023
Johnson Controls, Inc. | CHAMPION, UNITARY PRODUCTS GROUP - COMMERCIAL | XXE09A(2,4,5)*3********* |  | Voluntarily Certified | HPAirCoolAllPhase&gt;=65k&lt;1 | False | False |  |  |  |  | 11.8 |  | 14.4 | 14.1 |  |  |  |  | 3.4 | 3.4 | 102000 | Electric Resistance Heating Or | 08/29/2023 |  | 11/13/2023
Johnson Controls, Inc. | Coleman | XXE09A(2,4,5)*3********* |  | Voluntarily Certified | HPAirCoolAllPhase&gt;=65k&lt;1 | False | False |  |  |  |  | 11.8 |  | 14.4 | 14.1 |  |  |  |  | 3.4 | 3.4 | 102000 | Electric Resistance Heating Or | 08/29/2023 |  | 11/13/2023
Johnson Controls, Inc. | FRASER - JOHNSTON | XXE09A(2,4,5)*3********* |  | Voluntarily Certified | HPAirCoolAllPhase&gt;=65k&lt;1 | False | False |  |  |  |  | 11.8 |  | 14.4 | 14.1 |  |  |  |  | 3.4 | 3.4 | 102000 | Electric Resistance Heating Or | 08/29/2023 |  | 11/13/2023
Johnson Controls, Inc. | CHAMPION, UNITARY PRODUCTS GROUP - COMMERCIAL | XXE12A(2,4,5)*3********3 |  | Voluntarily Certified | HPAirCoolAllPhase&gt;=65k&lt;1 | False | False |  |  |  |  | 11 |  | 14.6 | 14.1 |  |  |  |  | 3.4 | 3.4 | 115000 | Electric Resistance Heating Or | 08/29/2023 |  | 11/13/2023
Johnson Controls, Inc. | Coleman | XXE12A(2,4,5)*3********3 |  | Voluntarily Certified | HPAirCoolAllPhase&gt;=65k&lt;1 | False | False |  |  |  |  | 11 |  | 14.6 | 14.1 |  |  |  |  | 3.4 | 3.4 | 115000 | Electric Resistance Heating Or | 08/29/2023 |  | 11/13/2023
Johnson Controls, Inc. | FRASER - JOHNSTON | XXE12A(2,4,5)*3********3 |  | Voluntarily Certified | HPAirCoolAllPhase&gt;=65k&lt;1 | False | False |  |  |  |  | 11 |  | 14.6 | 14.1 |  |  |  |  | 3.4 | 3.4 | 115000 | Electric Resistance Heating Or | 08/29/2023 |  | 11/13/2023
Johnson Controls, Inc. | CHAMPION, UNITARY PRODUCTS GROUP - COMMERCIAL | XXEA7A(2,4,5)*3********* |  | Voluntarily Certified | HPAirCoolAllPhase&gt;=65k&lt;1 | False | False |  |  |  |  | 11 |  | 14.8 | 14.1 |  |  |  |  | 3.5 | 3.4 | 66000 | Electric Resistance Heating Or | 08/29/2023 |  | 11/13/2023
Johnson Controls, Inc. | Coleman | XXEA7A(2,4,5)*3********* |  | Voluntarily Certified | HPAirCoolAllPhase&gt;=65k&lt;1 | False | False |  |  |  |  | 11 |  | 14.8 | 14.1 |  |  |  |  | 3.5 | 3.4 | 66000 | Electric Resistance Heating Or | 08/29/2023 |  | 11/13/2023
Johnson Controls, Inc. | FRASER - JOHNSTON | XXEA7A(2,4,5)*3********* |  | Voluntarily Certified | HPAirCoolAllPhase&gt;=65k&lt;1 | False | False |  |  |  |  | 11 |  | 14.8 | 14.1 |  |  |  |  | 3.5 | 3.4 | 66000 | Electric Resistance Heating Or | 08/29/2023 |  | 11/13/2023
Johnson Controls, Inc. | CHAMPION, UNITARY PRODUCTS GROUP - COMMERCIAL | XYE08A(2,4,5)*3******* |  | Voluntarily Certified | HPAirCoolAllPhase&gt;=65k&lt;1 | False | False |  |  |  |  | 12.1 |  | 16 | 14.1 |  |  |  |  | 3.5 | 3.4 | 88000 | Electric Resistance Heating Or | 08/29/2023 |  | 11/13/2023
Johnson Controls, Inc. | Coleman | XYE08A(2,4,5)*3******* |  | Voluntarily Certified | HPAirCoolAllPhase&gt;=65k&lt;1 | False | False |  |  |  |  | 12.1 |  | 16 | 14.1 |  |  |  |  | 3.5 | 3.4 | 88000 | Electric Resistance Heating Or | 08/29/2023 |  | 11/13/2023
Johnson Controls, Inc. | FRASER - JOHNSTON | XYE08A(2,4,5)*3******* |  | Voluntarily Certified | HPAirCoolAllPhase&gt;=65k&lt;1 | False | False |  |  |  |  | 12.1 |  | 16 | 14.1 |  |  |  |  | 3.5 | 3.4 | 88000 | Electric Resistance Heating Or | 08/29/2023 |  | 11/13/2023
Johnson Controls, Inc. | CHAMPION, UNITARY PRODUCTS GROUP - COMMERCIAL | XYE09A(2,4,5)*3******* |  | Voluntarily Certified | HPAirCoolAllPhase&gt;=65k&lt;1 | False | False |  |  |  |  | 12 |  | 15.8 | 14.1 |  |  |  |  | 3.4 | 3.4 | 98000 | Electric Resistance Heating Or | 08/29/2023 |  | 11/13/2023
Johnson Controls, Inc. | Coleman | XYE09A(2,4,5)*3******* |  | Voluntarily Certified | HPAirCoolAllPhase&gt;=65k&lt;1 | False | False |  |  |  |  | 12 |  | 15.8 | 14.1 |  |  |  |  | 3.4 | 3.4 | 98000 | Electric Resistance Heating Or | 08/29/2023 |  | 11/13/2023
Johnson Controls, Inc. | FRASER - JOHNSTON | XYE09A(2,4,5)*3******* |  | Voluntarily Certified | HPAirCoolAllPhase&gt;=65k&lt;1 | False | False |  |  |  |  | 12 |  | 15.8 | 14.1 |  |  |  |  | 3.4 | 3.4 | 98000 | Electric Resistance Heating Or | 08/29/2023 |  | 11/13/2023
Johnson Controls, Inc. | CHAMPION, UNITARY PRODUCTS GROUP - COMMERCIAL | XYEA7A(2,4,5)*3********* |  | Voluntarily Certified | HPAirCoolAllPhase&gt;=65k&lt;1 | False | False |  |  |  |  | 12 |  | 16.5 | 14.1 |  |  |  |  | 3.4 | 3.4 | 70000 | Electric Resistance Heating Or | 08/29/2023 |  | 11/13/2023
Johnson Controls, Inc. | Coleman | XYEA7A(2,4,5)*3********* |  | Voluntarily Certified | HPAirCoolAllPhase&gt;=65k&lt;1 | False | False |  |  |  |  | 12 |  | 16.5 | 14.1 |  |  |  |  | 3.4 | 3.4 | 70000 | Electric Resistance Heating Or | 08/29/2023 |  | 11/13/2023
Johnson Controls, Inc. | FRASER - JOHNSTON | XYEA7A(2,4,5)*3********* |  | Voluntarily Certified | HPAirCoolAllPhase&gt;=65k&lt;1 | False | False |  |  |  |  | 12 |  | 16.5 | 14.1 |  |  |  |  | 3.4 | 3.4 | 70000 | Electric Resistance Heating Or | 08/29/2023 |  | 11/13/2023
Johnson Controls, Inc. | CHAMPION, UNITARY PRODUCTS GROUP - COMMERCIAL | ZB078[C,E]**(E,G,H,K,L,N)(2,4,5)*******2 |  | Voluntarily Certified | ACAirCoolAllPhase&gt;=65k&lt;1 | False | False |  |  |  |  | 12.2 |  | 16 | 14.8 | [6 empty] | 76000 | Electric Resistance Heating Or | 08/29/2023 |  | 11/13/2023
Johnson Controls, Inc. | Coleman | ZB078[C,E]**(E,G,H,K,L,N)(2,4,5)*******2 |  | Voluntarily Certified | ACAirCoolAllPhase&gt;=65k&lt;1 | False | False |  |  |  |  | 12.2 |  | 16 | 14.8 | [6 empty] | 76000 | Electric Resistance Heating Or | 08/29/2023 |  | 11/13/2023
Johnson Controls, Inc. | FRASER - JOHNSTON | ZB078[C,E]**(E,G,H,K,L,N)(2,4,5)*******2 |  | Voluntarily Certified | ACAirCoolAllPhase&gt;=65k&lt;1 | False | False |  |  |  |  | 12.2 |  | 16 | 14.8 | [6 empty] | 76000 | Electric Resistance Heating Or | 08/29/2023 |  | 11/13/2023
Johnson Controls, Inc. | CHAMPION, UNITARY PRODUCTS GROUP - COMMERCIAL | ZB078[C,E]**(P,R,S,U,V,X)(2,4,5)*******2 |  | Voluntarily Certified | ACAirCoolAllPhase&gt;=65k&lt;1 | False | False |  |  |  |  | 12.2 |  | 16 | 14.8 | [6 empty] | 76000 | Electric Resistance Heating Or | 08/29/2023 |  | 11/13/2023
Johnson Controls, Inc. | Coleman | ZB078[C,E]**(P,R,S,U,V,X)(2,4,5)*******2 |  | Voluntarily Certified | ACAirCoolAllPhase&gt;=65k&lt;1 | False | False |  |  |  |  | 12.2 |  | 16 | 14.8 | [6 empty] | 76000 | Electric Resistance Heating Or | 08/29/2023 |  | 11/13/2023
Johnson Controls, Inc. | FRASER - JOHNSTON | ZB078[C,E]**(P,R,S,U,V,X)(2,4,5)*******2 |  | Voluntarily Certified | ACAirCoolAllPhase&gt;=65k&lt;1 | False | False |  |  |  |  | 12.2 |  | 16 | 14.8 | [6 empty] | 76000 | Electric Resistance Heating Or | 08/29/2023 |  | 11/13/2023
Johnson Controls, Inc. | CHAMPION, UNITARY PRODUCTS GROUP - COMMERCIAL | ZB078[N,S]**(E,G,H,K,L,N)(2,4,5)*******2 |  | Voluntarily Certified | ACAirCoolAllPhase&gt;=65k&lt;1 | False | False |  |  |  |  | 12 |  | 15.8 | 14.6 | [6 empty] | 76000 | Heating Other Than Electric Re | 08/29/2023 |  | 11/13/2023
Johnson Controls, Inc. | Coleman | ZB078[N,S]**(E,G,H,K,L,N)(2,4,5)*******2 |  | Voluntarily Certified | ACAirCoolAllPhase&gt;=65k&lt;1 | False | False |  |  |  |  | 12 |  | 15.8 | 14.6 | [6 empty] | 76000 | Heating Other Than Electric Re | 08/29/2023 |  | 11/13/2023
Johnson Controls, Inc. | FRASER - JOHNSTON | ZB078[N,S]**(E,G,H,K,L,N)(2,4,5)*******2 |  | Voluntarily Certified | ACAirCoolAllPhase&gt;=65k&lt;1 | False | False |  |  |  |  | 12 |  | 15.8 | 14.6 | [6 empty] | 76000 | Heating Other Than Electric Re | 08/29/2023 |  | 11/13/2023
Johnson Controls, Inc. | CHAMPION, UNITARY PRODUCTS GROUP - COMMERCIAL | ZB078[N,S]**(P,R,S,U,V,X)(2,4,5)*******2 |  | Voluntarily Certified | ACAirCoolAllPhase&gt;=65k&lt;1 | False | False |  |  |  |  | 12 |  | 15.8 | 14.6 | [6 empty] | 76000 | Heating Other Than Electric Re | 08/29/2023 |  | 11/13/2023
Johnson Controls, Inc. | Coleman | ZB078[N,S]**(P,R,S,U,V,X)(2,4,5)*******2 |  | Voluntarily Certified | ACAirCoolAllPhase&gt;=65k&lt;1 | False | False |  |  |  |  | 12 |  | 15.8 | 14.6 | [6 empty] | 76000 | Heating Other Than Electric Re | 08/29/2023 |  | 11/13/2023
Johnson Controls, Inc. | FRASER - JOHNSTON | ZB078[N,S]**(P,R,S,U,V,X)(2,4,5)*******2 |  | Voluntarily Certified | ACAirCoolAllPhase&gt;=65k&lt;1 | False | False |  |  |  |  | 12 |  | 15.8 | 14.6 | [6 empty] | 76000 | Heating Other Than Electric Re | 08/29/2023 |  | 11/13/2023
Johnson Controls, Inc. | CHAMPION, UNITARY PRODUCTS GROUP - COMMERCIAL | ZB090[C,E]**(E,G,H,K,L,N)(2,4,5)*******2 |  | Voluntarily Certified | ACAirCoolAllPhase&gt;=65k&lt;1 | False | False |  |  |  |  | 12.2 |  | 15.6 | 14.8 | [6 empty] | 87000 | Electric Resistance Heating Or | 08/29/2023 |  | 11/13/2023
Johnson Controls, Inc. | Coleman | ZB090[C,E]**(E,G,H,K,L,N)(2,4,5)*******2 |  | Voluntarily Certified | ACAirCoolAllPhase&gt;=65k&lt;1 | False | False |  |  |  |  | 12.2 |  | 15.6 | 14.8 | [6 empty] | 87000 | Electric Resistance Heating Or | 08/29/2023 |  | 11/13/2023
Johnson Controls, Inc. | FRASER - JOHNSTON | ZB090[C,E]**(E,G,H,K,L,N)(2,4,5)*******2 |  | Voluntarily Certified | ACAirCoolAllPhase&gt;=65k&lt;1 | False | False |  |  |  |  | 12.2 |  | 15.6 | 14.8 | [6 empty] | 87000 | Electric Resistance Heating Or | 08/29/2023 |  | 11/13/2023
Johnson Controls, Inc. | CHAMPION, UNITARY PRODUCTS GROUP - COMMERCIAL | ZB090[C,E]**(P,R,S,U,V,X)(2,4,5)*******2 |  | Voluntarily Certified | ACAirCoolAllPhase&gt;=65k&lt;1 | False | False |  |  |  |  | 12.2 |  | 15.6 | 14.8 | [6 empty] | 87000 | Electric Resistance Heating Or | 08/29/2023 |  | 11/13/2023
Johnson Controls, Inc. | Coleman | ZB090[C,E]**(P,R,S,U,V,X)(2,4,5)*******2 |  | Voluntarily Certified | ACAirCoolAllPhase&gt;=65k&lt;1 | False | False |  |  |  |  | 12.2 |  | 15.6 | 14.8 | [6 empty] | 87000 | Electric Resistance Heating Or | 08/29/2023 |  | 11/13/2023
Johnson Controls, Inc. | FRASER - JOHNSTON | ZB090[C,E]**(P,R,S,U,V,X)(2,4,5)*******2 |  | Voluntarily Certified | ACAirCoolAllPhase&gt;=65k&lt;1 | False | False |  |  |  |  | 12.2 |  | 15.6 | 14.8 | [6 empty] | 87000 | Electric Resistance Heating Or | 08/29/2023 |  | 11/13/2023
Johnson Controls, Inc. | CHAMPION, UNITARY PRODUCTS GROUP - COMMERCIAL | ZB090[N,S]**(E,G,H,K,L,N)(2,4,5)*******2 |  | Voluntarily Certified | ACAirCoolAllPhase&gt;=65k&lt;1 | False | False |  |  |  |  | 12 |  | 15.4 | 14.6 | [6 empty] | 87000 | Heating Other Than Electric Re | 08/29/2023 |  | 11/13/2023
Johnson Controls, Inc. | Coleman | ZB090[N,S]**(E,G,H,K,L,N)(2,4,5)*******2 |  | Voluntarily Certified | ACAirCoolAllPhase&gt;=65k&lt;1 | False | False |  |  |  |  | 12 |  | 15.4 | 14.6 | [6 empty] | 87000 | Heating Other Than Electric Re | 08/29/2023 |  | 11/13/2023
Johnson Controls, Inc. | FRASER - JOHNSTON | ZB090[N,S]**(E,G,H,K,L,N)(2,4,5)*******2 |  | Voluntarily Certified | ACAirCoolAllPhase&gt;=65k&lt;1 | False | False |  |  |  |  | 12 |  | 15.4 | 14.6 | [6 empty] | 87000 | Heating Other Than Electric Re | 08/29/2023 |  | 11/13/2023
Johnson Controls, Inc. | CHAMPION, UNITARY PRODUCTS GROUP - COMMERCIAL | ZB090[N,S]**(P,R,S,U,V,X)(2,4,5)*******2 |  | Voluntarily Certified | ACAirCoolAllPhase&gt;=65k&lt;1 | False | False |  |  |  |  | 12 |  | 15.4 | 14.6 | [6 empty] | 87000 | Heating Other Than Electric Re | 08/29/2023 |  | 11/13/2023
Johnson Controls, Inc. | Coleman | ZB090[N,S]**(P,R,S,U,V,X)(2,4,5)*******2 |  | Voluntarily Certified | ACAirCoolAllPhase&gt;=65k&lt;1 | False | False |  |  |  |  | 12 |  | 15.4 | 14.6 | [6 empty] | 87000 | Heating Other Than Electric Re | 08/29/2023 |  | 11/13/2023
Johnson Controls, Inc. | FRASER - JOHNSTON | ZB090[N,S]**(P,R,S,U,V,X)(2,4,5)*******2 |  | Voluntarily Certified | ACAirCoolAllPhase&gt;=65k&lt;1 | False | False |  |  |  |  | 12 |  | 15.4 | 14.6 | [6 empty] | 87000 | Heating Other Than Electric Re | 08/29/2023 |  | 11/13/2023
Johnson Controls, Inc. | CHAMPION, UNITARY PRODUCTS GROUP - COMMERCIAL | ZB102[C,E]**(E,G,H,K,L,N)(2,4,5)*******2 |  | Voluntarily Certified | ACAirCoolAllPhase&gt;=65k&lt;1 | False | False |  |  |  |  | 12.2 |  | 15.8 | 14.8 | [6 empty] | 98000 | Electric Resistance Heating Or | 08/29/2023 |  | 11/13/2023
Johnson Controls, Inc. | Coleman | ZB102[C,E]**(E,G,H,K,L,N)(2,4,5)*******2 |  | Voluntarily Certified | ACAirCoolAllPhase&gt;=65k&lt;1 | False | False |  |  |  |  | 12.2 |  | 15.8 | 14.8 | [6 empty] | 98000 | Electric Resistance Heating Or | 08/29/2023 |  | 11/13/2023
Johnson Controls, Inc. | FRASER - JOHNSTON | ZB102[C,E]**(E,G,H,K,L,N)(2,4,5)*******2 |  | Voluntarily Certified | ACAirCoolAllPhase&gt;=65k&lt;1 | False | False |  |  |  |  | 12.2 |  | 15.8 | 14.8 | [6 empty] | 98000 | Electric Resistance Heating Or | 08/29/2023 |  | 11/13/2023
Johnson Controls, Inc. | CHAMPION, UNITARY PRODUCTS GROUP - COMMERCIAL | ZB102[C,E]**(P,R,S,U,V,X)(2,4,5)*******2 |  | Voluntarily Certified | ACAirCoolAllPhase&gt;=65k&lt;1 | False | False |  |  |  |  | 12.2 |  | 16 | 14.8 | [6 empty] | 98000 | Electric Resistance Heating Or | 08/29/2023 |  | 11/13/2023
Johnson Controls, Inc. | Coleman | ZB102[C,E]**(P,R,S,U,V,X)(2,4,5)*******2 |  | Voluntarily Certified | ACAirCoolAllPhase&gt;=65k&lt;1 | False | False |  |  |  |  | 12.2 |  | 16 | 14.8 | [6 empty] | 98000 | Electric Resistance Heating Or | 08/29/2023 |  | 11/13/2023
Johnson Controls, Inc. | FRASER - JOHNSTON | ZB102[C,E]**(P,R,S,U,V,X)(2,4,5)*******2 |  | Voluntarily Certified | ACAirCoolAllPhase&gt;=65k&lt;1 | False | False |  |  |  |  | 12.2 |  | 16 | 14.8 | [6 empty] | 98000 | Electric Resistance Heating Or | 08/29/2023 |  | 11/13/2023
Johnson Controls, Inc. | CHAMPION, UNITARY PRODUCTS GROUP - COMMERCIAL | ZB102[N,S]**(E,G,H,K,L,N)(2,4,5)*******2 |  | Voluntarily Certified | ACAirCoolAllPhase&gt;=65k&lt;1 | False | False |  |  |  |  | 12 |  | 15.6 | 14.6 | [6 empty] | 98000 | Heating Other Than Electric Re | 08/29/2023 |  | 11/13/2023
Johnson Controls, Inc. | Coleman | ZB102[N,S]**(E,G,H,K,L,N)(2,4,5)*******2 |  | Voluntarily Certified | ACAirCoolAllPhase&gt;=65k&lt;1 | False | False |  |  |  |  | 12 |  | 15.6 | 14.6 | [6 empty] | 98000 | Heating Other Than Electric Re | 08/29/2023 |  | 11/13/2023
Johnson Controls, Inc. | FRASER - JOHNSTON | ZB102[N,S]**(E,G,H,K,L,N)(2,4,5)*******2 |  | Voluntarily Certified | ACAirCoolAllPhase&gt;=65k&lt;1 | False | False |  |  |  |  | 12 |  | 15.6 | 14.6 | [6 empty] | 98000 | Heating Other Than Electric Re | 08/29/2023 |  | 11/13/2023
Johnson Controls, Inc. | CHAMPION, UNITARY PRODUCTS GROUP - COMMERCIAL | ZB102[N,S]**(P,R,S,U,V,X)(2,4,5)*******2 |  | Voluntarily Certified | ACAirCoolAllPhase&gt;=65k&lt;1 | False | False |  |  |  |  | 12 |  | 15.8 | 14.6 | [6 empty] | 98000 | Heating Other Than Electric Re | 08/29/2023 |  | 11/13/2023
Johnson Controls, Inc. | Coleman | ZB102[N,S]**(P,R,S,U,V,X)(2,4,5)*******2 |  | Voluntarily Certified | ACAirCoolAllPhase&gt;=65k&lt;1 | False | False |  |  |  |  | 12 |  | 15.8 | 14.6 | [6 empty] | 98000 | Heating Other Than Electric Re | 08/29/2023 |  | 11/13/2023
Johnson Controls, Inc. | FRASER - JOHNSTON | ZB102[N,S]**(P,R,S,U,V,X)(2,4,5)*******2 |  | Voluntarily Certified | ACAirCoolAllPhase&gt;=65k&lt;1 | False | False |  |  |  |  | 12 |  | 15.8 | 14.6 | [6 empty] | 98000 | Heating Other Than Electric Re | 08/29/2023 |  | 11/13/2023
Johnson Controls, Inc. | CHAMPION, UNITARY PRODUCTS GROUP - COMMERCIAL | ZB120[C,E]**(E,G,H,K,L,N)(2,4,5)*******2 |  | Voluntarily Certified | ACAirCoolAllPhase&gt;=65k&lt;1 | False | False |  |  |  |  | 12 |  | 15 | 14.8 | [6 empty] | 114000 | Electric Resistance Heating Or | 08/29/2023 |  | 11/13/2023
Johnson Controls, Inc. | Coleman | ZB120[C,E]**(E,G,H,K,L,N)(2,4,5)*******2 |  | Voluntarily Certified | ACAirCoolAllPhase&gt;=65k&lt;1 | False | False |  |  |  |  | 12 |  | 15 | 14.8 | [6 empty] | 114000 | Electric Resistance Heating Or | 08/29/2023 |  | 11/13/2023
Johnson Controls, Inc. | FRASER - JOHNSTON | ZB120[C,E]**(E,G,H,K,L,N)(2,4,5)*******2 |  | Voluntarily Certified | ACAirCoolAllPhase&gt;=65k&lt;1 | False | False |  |  |  |  | 12 |  | 15 | 14.8 | [6 empty] | 114000 | Electric Resistance Heating Or | 08/29/2023 |  | 11/13/2023
Johnson Controls, Inc. | CHAMPION, UNITARY PRODUCTS GROUP - COMMERCIAL | ZB120[C,E]**(P,R,S,U,V,X)(2,4,5)*******2 |  | Voluntarily Certified | ACAirCoolAllPhase&gt;=65k&lt;1 | False | False |  |  |  |  | 12 |  | 15 | 14.8 | [6 empty] | 114000 | Electric Resistance Heating Or | 08/29/2023 |  | 11/13/2023
Johnson Controls, Inc. | Coleman | ZB120[C,E]**(P,R,S,U,V,X)(2,4,5)*******2 |  | Voluntarily Certified | ACAirCoolAllPhase&gt;=65k&lt;1 | False | False |  |  |  |  | 12 |  | 15 | 14.8 | [6 empty] | 114000 | Electric Resistance Heating Or | 08/29/2023 |  | 11/13/2023
Johnson Controls, Inc. | FRASER - JOHNSTON | ZB120[C,E]**(P,R,S,U,V,X)(2,4,5)*******2 |  | Voluntarily Certified | ACAirCoolAllPhase&gt;=65k&lt;1 | False | False |  |  |  |  | 12 |  | 15 | 14.8 | [6 empty] | 114000 | Electric Resistance Heating Or | 08/29/2023 |  | 11/13/2023
Johnson Controls, Inc. | CHAMPION, UNITARY PRODUCTS GROUP - COMMERCIAL | ZB120[N,S]**(E,G,H,K,L,N)(2,4,5)*******2 |  | Voluntarily Certified | ACAirCoolAllPhase&gt;=65k&lt;1 | False | False |  |  |  |  | 12 |  | 15 | 14.6 | [6 empty] | 114000 | Heating Other Than Electric Re | 08/29/2023 |  | 11/13/2023
Johnson Controls, Inc. | Coleman | ZB120[N,S]**(E,G,H,K,L,N)(2,4,5)*******2 |  | Voluntarily Certified | ACAirCoolAllPhase&gt;=65k&lt;1 | False | False |  |  |  |  | 12 |  | 15 | 14.6 | [6 empty] | 114000 | Heating Other Than Electric Re | 08/29/2023 |  | 11/13/2023
Johnson Controls, Inc. | FRASER - JOHNSTON | ZB120[N,S]**(E,G,H,K,L,N)(2,4,5)*******2 |  | Voluntarily Certified | ACAirCoolAllPhase&gt;=65k&lt;1 | False | False |  |  |  |  | 12 |  | 15 | 14.6 | [6 empty] | 114000 | Heating Other Than Electric Re | 08/29/2023 |  | 11/13/2023
Johnson Controls, Inc. | CHAMPION, UNITARY PRODUCTS GROUP - COMMERCIAL | ZB120[N,S]**(P,R,S,U,V,X)(2,4,5)*******2 |  | Voluntarily Certified | ACAirCoolAllPhase&gt;=65k&lt;1 | False | False |  |  |  |  | 12 |  | 15 | 14.6 | [6 empty] | 114000 | Heating Other Than Electric Re | 08/29/2023 |  | 11/13/2023
Johnson Controls, Inc. | Coleman | ZB120[N,S]**(P,R,S,U,V,X)(2,4,5)*******2 |  | Voluntarily Certified | ACAirCoolAllPhase&gt;=65k&lt;1 | False | False |  |  |  |  | 12 |  | 15 | 14.6 | [6 empty] | 114000 | Heating Other Than Electric Re | 08/29/2023 |  | 11/13/2023
Johnson Controls, Inc. | FRASER - JOHNSTON | ZB120[N,S]**(P,R,S,U,V,X)(2,4,5)*******2 |  | Voluntarily Certified | ACAirCoolAllPhase&gt;=65k&lt;1 | False | False |  |  |  |  | 12 |  | 15 | 14.6 | [6 empty] | 114000 | Heating Other Than Electric Re | 08/29/2023 |  | 11/13/2023
Johnson Controls, Inc. | CHAMPION, UNITARY PRODUCTS GROUP - COMMERCIAL | ZB150[C,E]**(E,G,H,K,L,N)(2,4,5)*******2 |  | Voluntarily Certified | ACAirCoolAllPhase&gt;=135k&lt; | False | False |  |  |  |  | 12.2 |  | 16 | 14.2 | [6 empty] | 142000 | Electric Resistance Heating Or | 08/29/2023 |  | 11/13/2023
Johnson Controls, Inc. | Coleman | ZB150[C,E]**(E,G,H,K,L,N)(2,4,5)*******2 |  | Voluntarily Certified | ACAirCoolAllPhase&gt;=135k&lt; | False | False |  |  |  |  | 12.2 |  | 16 | 14.2 | [6 empty] | 142000 | Electric Resistance Heating Or | 08/29/2023 |  | 11/13/2023
Johnson Controls, Inc. | FRASER - JOHNSTON | ZB150[C,E]**(E,G,H,K,L,N)(2,4,5)*******2 |  | Voluntarily Certified | ACAirCoolAllPhase&gt;=135k&lt; | False | False |  |  |  |  | 12.2 |  | 16 | 14.2 | [6 empty] | 142000 | Electric Resistance Heating Or | 08/29/2023 |  | 11/13/2023
Johnson Controls, Inc. | CHAMPION, UNITARY PRODUCTS GROUP - COMMERCIAL | ZB150[C,E]**(P,R,S,U,V,X)(2,4,5)*******2 |  | Voluntarily Certified | ACAirCoolAllPhase&gt;=135k&lt; | False | False |  |  |  |  | 12.2 |  | 16 | 14.2 | [6 empty] | 142000 | Electric Resistance Heating Or | 08/29/2023 |  | 11/13/2023
Johnson Controls, Inc. | Coleman | ZB150[C,E]**(P,R,S,U,V,X)(2,4,5)*******2 |  | Voluntarily Certified | ACAirCoolAllPhase&gt;=135k&lt; | False | False |  |  |  |  | 12.2 |  | 16 | 14.2 | [6 empty] | 142000 | Electric Resistance Heating Or | 08/29/2023 |  | 11/13/2023
Johnson Controls, Inc. | FRASER - JOHNSTON | ZB150[C,E]**(P,R,S,U,V,X)(2,4,5)*******2 |  | Voluntarily Certified | ACAirCoolAllPhase&gt;=135k&lt; | False | False |  |  |  |  | 12.2 |  | 16 | 14.2 | [6 empty] | 142000 | Electric Resistance Heating Or | 08/29/2023 |  | 11/13/2023
Johnson Controls, Inc. | CHAMPION, UNITARY PRODUCTS GROUP - COMMERCIAL | ZB150[N,S]**(E,G,H,K,L,N)(2,4,5)*******2 |  | Voluntarily Certified | ACAirCoolAllPhase&gt;=135k&lt; | False | False |  |  |  |  | 12 |  | 15.8 | 14 | [6 empty] | 142000 | Heating Other Than Electric Re | 08/29/2023 |  | 11/13/2023
Johnson Controls, Inc. | Coleman | ZB150[N,S]**(E,G,H,K,L,N)(2,4,5)*******2 |  | Voluntarily Certified | ACAirCoolAllPhase&gt;=135k&lt; | False | False |  |  |  |  | 12 |  | 15.8 | 14 | [6 empty] | 142000 | Heating Other Than Electric Re | 08/29/2023 |  | 11/13/2023
Johnson Controls, Inc. | FRASER - JOHNSTON | ZB150[N,S]**(E,G,H,K,L,N)(2,4,5)*******2 |  | Voluntarily Certified | ACAirCoolAllPhase&gt;=135k&lt; | False | False |  |  |  |  | 12 |  | 15.8 | 14 | [6 empty] | 142000 | Heating Other Than Electric Re | 08/29/2023 |  | 11/13/2023
Johnson Controls, Inc. | CHAMPION, UNITARY PRODUCTS GROUP - COMMERCIAL | ZB150[N,S]**(P,R,S,U,V,X)(2,4,5)*******2 |  | Voluntarily Certified | ACAirCoolAllPhase&gt;=135k&lt; | False | False |  |  |  |  | 12 |  | 15.8 | 14 | [6 empty] | 142000 | Heating Other Than Electric Re | 08/29/2023 |  | 11/13/2023
Johnson Controls, Inc. | Coleman | ZB150[N,S]**(P,R,S,U,V,X)(2,4,5)*******2 |  | Voluntarily Certified | ACAirCoolAllPhase&gt;=135k&lt; | False | False |  |  |  |  | 12 |  | 15.8 | 14 | [6 empty] | 142000 | Heating Other Than Electric Re | 08/29/2023 |  | 11/13/2023
Johnson Controls, Inc. | FRASER - JOHNSTON | ZB150[N,S]**(P,R,S,U,V,X)(2,4,5)*******2 |  | Voluntarily Certified | ACAirCoolAllPhase&gt;=135k&lt; | False | False |  |  |  |  | 12 |  | 15.8 | 14 | [6 empty] | 142000 | Heating Other Than Electric Re | 08/29/2023 |  | 11/13/2023
Johnson Controls, Inc. | CHAMPION, UNITARY PRODUCTS GROUP - COMMERCIAL | ZE072(C,E)***(2,4,5)******** |  | Voluntarily Certified | ACAirCoolAllPhase&gt;=65k&lt;1 | False | False |  |  |  |  | 11.2 |  | 15 | 14.8 | [6 empty] | 66000 | Electric Resistance Heating Or | 08/29/2023 |  | 11/13/2023
Johnson Controls, Inc. | Coleman | ZE072(C,E)***(2,4,5)******** |  | Voluntarily Certified | ACAirCoolAllPhase&gt;=65k&lt;1 | False | False |  |  |  |  | 11.2 |  | 15 | 14.8 | [6 empty] | 66000 | Electric Resistance Heating Or | 08/29/2023 |  | 11/13/2023
Johnson Controls, Inc. | FRASER - JOHNSTON | ZE072(C,E)***(2,4,5)******** |  | Voluntarily Certified | ACAirCoolAllPhase&gt;=65k&lt;1 | False | False |  |  |  |  | 11.2 |  | 15 | 14.8 | [6 empty] | 66000 | Electric Resistance Heating Or | 08/29/2023 |  | 11/13/2023
Johnson Controls, Inc. | CHAMPION, UNITARY PRODUCTS GROUP - COMMERCIAL | ZE072(H,J,N,S)***(2,4,5)******** |  | Voluntarily Certified | ACAirCoolAllPhase&gt;=65k&lt;1 | False | False |  |  |  |  | 11 |  | 15 | 14.6 | [6 empty] | 66000 | Heating Other Than Electric Re | 08/29/2023 |  | 11/13/2023
Johnson Controls, Inc. | Coleman | ZE072(H,J,N,S)***(2,4,5)******** |  | Voluntarily Certified | ACAirCoolAllPhase&gt;=65k&lt;1 | False | False |  |  |  |  | 11 |  | 15 | 14.6 | [6 empty] | 66000 | Heating Other Than Electric Re | 08/29/2023 |  | 11/13/2023
Johnson Controls, Inc. | FRASER - JOHNSTON | ZE072(H,J,N,S)***(2,4,5)******** |  | Voluntarily Certified | ACAirCoolAllPhase&gt;=65k&lt;1 | False | False |  |  |  |  | 11 |  | 15 | 14.6 | [6 empty] | 66000 | Heating Other Than Electric Re | 08/29/2023 |  | 11/13/2023
Johnson Controls, Inc. | CHAMPION, UNITARY PRODUCTS GROUP - COMMERCIAL | ZJ078[C,E]**(E,G,H,K,L,N)(2,4,5)*******3 |  | Voluntarily Certified | ACAirCoolAllPhase&gt;=65k&lt;1 | False | False |  |  |  |  | 12 |  | 15.2 | 14.8 | [6 empty] | 76000 | Electric Resistance Heating Or | 08/29/2023 |  | 11/13/2023
Johnson Controls, Inc. | Coleman | ZJ078[C,E]**(E,G,H,K,L,N)(2,4,5)*******3 |  | Voluntarily Certified | ACAirCoolAllPhase&gt;=65k&lt;1 | False | False |  |  |  |  | 12 |  | 15.2 | 14.8 | [6 empty] | 76000 | Electric Resistance Heating Or | 08/29/2023 |  | 11/13/2023
Johnson Controls, Inc. | FRASER - JOHNSTON | ZJ078[C,E]**(E,G,H,K,L,N)(2,4,5)*******3 |  | Voluntarily Certified | ACAirCoolAllPhase&gt;=65k&lt;1 | False | False |  |  |  |  | 12 |  | 15.2 | 14.8 | [6 empty] | 76000 | Electric Resistance Heating Or | 08/29/2023 |  | 11/13/2023
Johnson Controls, Inc. | CHAMPION, UNITARY PRODUCTS GROUP - COMMERCIAL | ZJ078[C,E]**(P,R,S,U,V,X)(2,4,5)*******3 |  | Voluntarily Certified | ACAirCoolAllPhase&gt;=65k&lt;1 | False | False |  |  |  |  | 12 |  | 15.2 | 14.8 | [6 empty] | 76000 | Electric Resistance Heating Or | 08/29/2023 |  | 11/13/2023
Johnson Controls, Inc. | Coleman | ZJ078[C,E]**(P,R,S,U,V,X)(2,4,5)*******3 |  | Voluntarily Certified | ACAirCoolAllPhase&gt;=65k&lt;1 | False | False |  |  |  |  | 12 |  | 15.2 | 14.8 | [6 empty] | 76000 | Electric Resistance Heating Or | 08/29/2023 |  | 11/13/2023
Johnson Controls, Inc. | FRASER - JOHNSTON | ZJ078[C,E]**(P,R,S,U,V,X)(2,4,5)*******3 |  | Voluntarily Certified | ACAirCoolAllPhase&gt;=65k&lt;1 | False | False |  |  |  |  | 12 |  | 15.2 | 14.8 | [6 empty] | 76000 | Electric Resistance Heating Or | 08/29/2023 |  | 11/13/2023
Johnson Controls, Inc. | CHAMPION, UNITARY PRODUCTS GROUP - COMMERCIAL | ZJ078[N,S]**(E,G,H,K,L,N)(2,4,5)*******3 |  | Voluntarily Certified | ACAirCoolAllPhase&gt;=65k&lt;1 | False | False |  |  |  |  | 11.8 |  | 15 | 14.6 | [6 empty] | 76000 | Heating Other Than Electric Re | 08/29/2023 |  | 11/13/2023
Johnson Controls, Inc. | Coleman | ZJ078[N,S]**(E,G,H,K,L,N)(2,4,5)*******3 |  | Voluntarily Certified | ACAirCoolAllPhase&gt;=65k&lt;1 | False | False |  |  |  |  | 11.8 |  | 15 | 14.6 | [6 empty] | 76000 | Heating Other Than Electric Re | 08/29/2023 |  | 11/13/2023
Johnson Controls, Inc. | FRASER - JOHNSTON | ZJ078[N,S]**(E,G,H,K,L,N)(2,4,5)*******3 |  | Voluntarily Certified | ACAirCoolAllPhase&gt;=65k&lt;1 | False | False |  |  |  |  | 11.8 |  | 15 | 14.6 | [6 empty] | 76000 | Heating Other Than Electric Re | 08/29/2023 |  | 11/13/2023
Johnson Controls, Inc. | CHAMPION, UNITARY PRODUCTS GROUP - COMMERCIAL | ZJ078[N,S]**(P,R,S,U,V,X)(2,4,5)*******3 |  | Voluntarily Certified | ACAirCoolAllPhase&gt;=65k&lt;1 | False | False |  |  |  |  | 11.8 |  | 15 | 14.6 | [6 empty] | 76000 | Heating Other Than Electric Re | 08/29/2023 |  | 11/13/2023
Johnson Controls, Inc. | Coleman | ZJ078[N,S]**(P,R,S,U,V,X)(2,4,5)*******3 |  | Voluntarily Certified | ACAirCoolAllPhase&gt;=65k&lt;1 | False | False |  |  |  |  | 11.8 |  | 15 | 14.6 | [6 empty] | 76000 | Heating Other Than Electric Re | 08/29/2023 |  | 11/13/2023
Johnson Controls, Inc. | FRASER - JOHNSTON | ZJ078[N,S]**(P,R,S,U,V,X)(2,4,5)*******3 |  | Voluntarily Certified | ACAirCoolAllPhase&gt;=65k&lt;1 | False | False |  |  |  |  | 11.8 |  | 15 | 14.6 | [6 empty] | 76000 | Heating Other Than Electric Re | 08/29/2023 |  | 11/13/2023
Johnson Controls, Inc. | CHAMPION, UNITARY PRODUCTS GROUP - COMMERCIAL | ZJ090[C,E]**(E,G,H,K,L,N)(2,4,5)*******3 |  | Voluntarily Certified | ACAirCoolAllPhase&gt;=65k&lt;1 | False | False |  |  |  |  | 12 |  | 14.8 | 14.8 | [6 empty] | 86000 | Electric Resistance Heating Or | 08/29/2023 |  | 11/13/2023
Johnson Controls, Inc. | Coleman | ZJ090[C,E]**(E,G,H,K,L,N)(2,4,5)*******3 |  | Voluntarily Certified | ACAirCoolAllPhase&gt;=65k&lt;1 | False | False |  |  |  |  | 12 |  | 14.8 | 14.8 | [6 empty] | 86000 | Electric Resistance Heating Or | 08/29/2023 |  | 11/13/2023
Johnson Controls, Inc. | FRASER - JOHNSTON | ZJ090[C,E]**(E,G,H,K,L,N)(2,4,5)*******3 |  | Voluntarily Certified | ACAirCoolAllPhase&gt;=65k&lt;1 | False | False |  |  |  |  | 12 |  | 14.8 | 14.8 | [6 empty] | 86000 | Electric Resistance Heating Or | 08/29/2023 |  | 11/13/2023
Johnson Controls, Inc. | CHAMPION, UNITARY PRODUCTS GROUP - COMMERCIAL | ZJ090[C,E]**(P,R,S,U,V,X)(2,4,5)*******3 |  | Voluntarily Certified | ACAirCoolAllPhase&gt;=65k&lt;1 | False | False |  |  |  |  | 12 |  | 15.2 | 14.8 | [6 empty] | 86000 | Electric Resistance Heating Or | 08/29/2023 |  | 11/13/2023
Johnson Controls, Inc. | Coleman | ZJ090[C,E]**(P,R,S,U,V,X)(2,4,5)*******3 |  | Voluntarily Certified | ACAirCoolAllPhase&gt;=65k&lt;1 | False | False |  |  |  |  | 12 |  | 15.2 | 14.8 | [6 empty] | 86000 | Electric Resistance Heating Or | 08/29/2023 |  | 11/13/2023
Johnson Controls, Inc. | FRASER - JOHNSTON | ZJ090[C,E]**(P,R,S,U,V,X)(2,4,5)*******3 |  | Voluntarily Certified | ACAirCoolAllPhase&gt;=65k&lt;1 | False | False |  |  |  |  | 12 |  | 15.2 | 14.8 | [6 empty] | 86000 | Electric Resistance Heating Or | 08/29/2023 |  | 11/13/2023
Johnson Controls, Inc. | CHAMPION, UNITARY PRODUCTS GROUP - COMMERCIAL | ZJ090[N,S]**(E,G,H,K,L,N)(2,4,5)*******3 |  | Voluntarily Certified | ACAirCoolAllPhase&gt;=65k&lt;1 | False | False |  |  |  |  | 12 |  | 14.6 | 14.6 | [6 empty] | 86000 | Heating Other Than Electric Re | 08/29/2023 |  | 11/13/2023
Johnson Controls, Inc. | Coleman | ZJ090[N,S]**(E,G,H,K,L,N)(2,4,5)*******3 |  | Voluntarily Certified | ACAirCoolAllPhase&gt;=65k&lt;1 | False | False |  |  |  |  | 12 |  | 14.6 | 14.6 | [6 empty] | 86000 | Heating Other Than Electric Re | 08/29/2023 |  | 11/13/2023
Johnson Controls, Inc. | FRASER - JOHNSTON | ZJ090[N,S]**(E,G,H,K,L,N)(2,4,5)*******3 |  | Voluntarily Certified | ACAirCoolAllPhase&gt;=65k&lt;1 | False | False |  |  |  |  | 12 |  | 14.6 | 14.6 | [6 empty] | 86000 | Heating Other Than Electric Re | 08/29/2023 |  | 11/13/2023
Johnson Controls, Inc. | CHAMPION, UNITARY PRODUCTS GROUP - COMMERCIAL | ZJ090[N,S]**(P,R,S,U,V,X)(2,4,5)*******3 |  | Voluntarily Certified | ACAirCoolAllPhase&gt;=65k&lt;1 | False | False |  |  |  |  | 12 |  | 15 | 14.6 | [6 empty] | 86000 | Heating Other Than Electric Re | 08/29/2023 |  | 11/13/2023
Johnson Controls, Inc. | Coleman | ZJ090[N,S]**(P,R,S,U,V,X)(2,4,5)*******3 |  | Voluntarily Certified | ACAirCoolAllPhase&gt;=65k&lt;1 | False | False |  |  |  |  | 12 |  | 15 | 14.6 | [6 empty] | 86000 | Heating Other Than Electric Re | 08/29/2023 |  | 11/13/2023
Johnson Controls, Inc. | FRASER - JOHNSTON | ZJ090[N,S]**(P,R,S,U,V,X)(2,4,5)*******3 |  | Voluntarily Certified | ACAirCoolAllPhase&gt;=65k&lt;1 | False | False |  |  |  |  | 12 |  | 15 | 14.6 | [6 empty] | 86000 | Heating Other Than Electric Re | 08/29/2023 |  | 11/13/2023
Johnson Controls, Inc. | CHAMPION, UNITARY PRODUCTS GROUP - COMMERCIAL | ZJ102[C,E]**(E,G,H,K,L,N)(2,4,5)*******3 |  | Voluntarily Certified | ACAirCoolAllPhase&gt;=65k&lt;1 | False | False |  |  |  |  | 12.2 |  | 14.8 | 14.8 | [6 empty] | 95000 | Electric Resistance Heating Or | 08/29/2023 |  | 11/13/2023
Johnson Controls, Inc. | Coleman | ZJ102[C,E]**(E,G,H,K,L,N)(2,4,5)*******3 |  | Voluntarily Certified | ACAirCoolAllPhase&gt;=65k&lt;1 | False | False |  |  |  |  | 12.2 |  | 14.8 | 14.8 | [6 empty] | 95000 | Electric Resistance Heating Or | 08/29/2023 |  | 11/13/2023
Johnson Controls, Inc. | FRASER - JOHNSTON | ZJ102[C,E]**(E,G,H,K,L,N)(2,4,5)*******3 |  | Voluntarily Certified | ACAirCoolAllPhase&gt;=65k&lt;1 | False | False |  |  |  |  | 12.2 |  | 14.8 | 14.8 | [6 empty] | 95000 | Electric Resistance Heating Or | 08/29/2023 |  | 11/13/2023
Johnson Controls, Inc. | CHAMPION, UNITARY PRODUCTS GROUP - COMMERCIAL | ZJ102[C,E]**(P,R,S,U,V,X)(2,4,5)*******3 |  | Voluntarily Certified | ACAirCoolAllPhase&gt;=65k&lt;1 | False | False |  |  |  |  | 12.2 |  | 14.8 | 14.8 | [6 empty] | 95000 | Electric Resistance Heating Or | 08/29/2023 |  | 11/13/2023
Johnson Controls, Inc. | Coleman | ZJ102[C,E]**(P,R,S,U,V,X)(2,4,5)*******3 |  | Voluntarily Certified | ACAirCoolAllPhase&gt;=65k&lt;1 | False | False |  |  |  |  | 12.2 |  | 14.8 | 14.8 | [6 empty] | 95000 | Electric Resistance Heating Or | 08/29/2023 |  | 11/13/2023
Johnson Controls, Inc. | FRASER - JOHNSTON | ZJ102[C,E]**(P,R,S,U,V,X)(2,4,5)*******3 |  | Voluntarily Certified | ACAirCoolAllPhase&gt;=65k&lt;1 | False | False |  |  |  |  | 12.2 |  | 14.8 | 14.8 | [6 empty] | 95000 | Electric Resistance Heating Or | 08/29/2023 |  | 11/13/2023
Johnson Controls, Inc. | CHAMPION, UNITARY PRODUCTS GROUP - COMMERCIAL | ZJ102[N,S]**(E,G,H,K,L,N)(2,4,5)*******3 |  | Voluntarily Certified | ACAirCoolAllPhase&gt;=65k&lt;1 | False | False |  |  |  |  | 12 |  | 14.6 | 14.6 | [6 empty] | 95000 | Heating Other Than Electric Re | 08/29/2023 |  | 11/13/2023
Johnson Controls, Inc. | Coleman | ZJ102[N,S]**(E,G,H,K,L,N)(2,4,5)*******3 |  | Voluntarily Certified | ACAirCoolAllPhase&gt;=65k&lt;1 | False | False |  |  |  |  | 12 |  | 14.6 | 14.6 | [6 empty] | 95000 | Heating Other Than Electric Re | 08/29/2023 |  | 11/13/2023
Johnson Controls, Inc. | FRASER - JOHNSTON | ZJ102[N,S]**(E,G,H,K,L,N)(2,4,5)*******3 |  | Voluntarily Certified | ACAirCoolAllPhase&gt;=65k&lt;1 | False | False |  |  |  |  | 12 |  | 14.6 | 14.6 | [6 empty] | 95000 | Heating Other Than Electric Re | 08/29/2023 |  | 11/13/2023
Johnson Controls, Inc. | CHAMPION, UNITARY PRODUCTS GROUP - COMMERCIAL | ZJ102[N,S]**(P,R,S,U,V,X)(2,4,5)*******3 |  | Voluntarily Certified | ACAirCoolAllPhase&gt;=65k&lt;1 | False | False |  |  |  |  | 12 |  | 14.6 | 14.6 | [6 empty] | 95000 | Heating Other Than Electric Re | 08/29/2023 |  | 11/13/2023
Johnson Controls, Inc. | Coleman | ZJ102[N,S]**(P,R,S,U,V,X)(2,4,5)*******3 |  | Voluntarily Certified | ACAirCoolAllPhase&gt;=65k&lt;1 | False | False |  |  |  |  | 12 |  | 14.6 | 14.6 | [6 empty] | 95000 | Heating Other Than Electric Re | 08/29/2023 |  | 11/13/2023
Johnson Controls, Inc. | FRASER - JOHNSTON | ZJ102[N,S]**(P,R,S,U,V,X)(2,4,5)*******3 |  | Voluntarily Certified | ACAirCoolAllPhase&gt;=65k&lt;1 | False | False |  |  |  |  | 12 |  | 14.6 | 14.6 | [6 empty] | 95000 | Heating Other Than Electric Re | 08/29/2023 |  | 11/13/2023
Johnson Controls, Inc. | CHAMPION, UNITARY PRODUCTS GROUP - COMMERCIAL | ZJ120[C,E]**(E,G,H,K,L,N)(2,4,5)*******3 |  | Voluntarily Certified | ACAirCoolAllPhase&gt;=65k&lt;1 | False | False |  |  |  |  | 12 |  | 15.2 | 14.8 | [6 empty] | 120000 | Electric Resistance Heating Or | 08/29/2023 |  | 11/13/2023
Johnson Controls, Inc. | Coleman | ZJ120[C,E]**(E,G,H,K,L,N)(2,4,5)*******3 |  | Voluntarily Certified | ACAirCoolAllPhase&gt;=65k&lt;1 | False | False |  |  |  |  | 12 |  | 15.2 | 14.8 | [6 empty] | 120000 | Electric Resistance Heating Or | 08/29/2023 |  | 11/13/2023
Johnson Controls, Inc. | FRASER - JOHNSTON | ZJ120[C,E]**(E,G,H,K,L,N)(2,4,5)*******3 |  | Voluntarily Certified | ACAirCoolAllPhase&gt;=65k&lt;1 | False | False |  |  |  |  | 12 |  | 15.2 | 14.8 | [6 empty] | 120000 | Electric Resistance Heating Or | 08/29/2023 |  | 11/13/2023
Johnson Controls, Inc. | CHAMPION, UNITARY PRODUCTS GROUP - COMMERCIAL | ZJ120[C,E]**(P,R,S,U,V,X)(2,4,5)*******3 |  | Voluntarily Certified | ACAirCoolAllPhase&gt;=65k&lt;1 | False | False |  |  |  |  | 12 |  | 15.2 | 14.8 | [6 empty] | 120000 | Electric Resistance Heating Or | 08/29/2023 |  | 11/13/2023
Johnson Controls, Inc. | Coleman | ZJ120[C,E]**(P,R,S,U,V,X)(2,4,5)*******3 |  | Voluntarily Certified | ACAirCoolAllPhase&gt;=65k&lt;1 | False | False |  |  |  |  | 12 |  | 15.2 | 14.8 | [6 empty] | 120000 | Electric Resistance Heating Or | 08/29/2023 |  | 11/13/2023
Johnson Controls, Inc. | FRASER - JOHNSTON | ZJ120[C,E]**(P,R,S,U,V,X)(2,4,5)*******3 |  | Voluntarily Certified | ACAirCoolAllPhase&gt;=65k&lt;1 | False | False |  |  |  |  | 12 |  | 15.2 | 14.8 | [6 empty] | 120000 | Electric Resistance Heating Or | 08/29/2023 |  | 11/13/2023
Johnson Controls, Inc. | CHAMPION, UNITARY PRODUCTS GROUP - COMMERCIAL | ZJ120[N,S]**(E,G,H,K,L,N)(2,4,5)*******3 |  | Voluntarily Certified | ACAirCoolAllPhase&gt;=65k&lt;1 | False | False |  |  |  |  | 12 |  | 15 | 14.6 | [6 empty] | 120000 | Heating Other Than Electric Re | 08/29/2023 |  | 11/13/2023
Johnson Controls, Inc. | Coleman | ZJ120[N,S]**(E,G,H,K,L,N)(2,4,5)*******3 |  | Voluntarily Certified | ACAirCoolAllPhase&gt;=65k&lt;1 | False | False |  |  |  |  | 12 |  | 15 | 14.6 | [6 empty] | 120000 | Heating Other Than Electric Re | 08/29/2023 |  | 11/13/2023
Johnson Controls, Inc. | FRASER - JOHNSTON | ZJ120[N,S]**(E,G,H,K,L,N)(2,4,5)*******3 |  | Voluntarily Certified | ACAirCoolAllPhase&gt;=65k&lt;1 | False | False |  |  |  |  | 12 |  | 15 | 14.6 | [6 empty] | 120000 | Heating Other Than Electric Re | 08/29/2023 |  | 11/13/2023
Johnson Controls, Inc. | CHAMPION, UNITARY PRODUCTS GROUP - COMMERCIAL | ZJ120[N,S]**(P,R,S,U,V,X)(2,4,5)*******3 |  | Voluntarily Certified | ACAirCoolAllPhase&gt;=65k&lt;1 | False | False |  |  |  |  | 12 |  | 15 | 14.6 | [6 empty] | 120000 | Heating Other Than Electric Re | 08/29/2023 |  | 11/13/2023
Johnson Controls, Inc. | Coleman | ZJ120[N,S]**(P,R,S,U,V,X)(2,4,5)*******3 |  | Voluntarily Certified | ACAirCoolAllPhase&gt;=65k&lt;1 | False | False |  |  |  |  | 12 |  | 15 | 14.6 | [6 empty] | 120000 | Heating Other Than Electric Re | 08/29/2023 |  | 11/13/2023
Johnson Controls, Inc. | FRASER - JOHNSTON | ZJ120[N,S]**(P,R,S,U,V,X)(2,4,5)*******3 |  | Voluntarily Certified | ACAirCoolAllPhase&gt;=65k&lt;1 | False | False |  |  |  |  | 12 |  | 15 | 14.6 | [6 empty] | 120000 | Heating Other Than Electric Re | 08/29/2023 |  | 11/13/2023
Johnson Controls, Inc. | CHAMPION, UNITARY PRODUCTS GROUP - COMMERCIAL | ZJ150[C,E]**(E,G,H,K,L,N)(2,4,5)*******2 |  | Voluntarily Certified | ACAirCoolAllPhase&gt;=135k&lt; | False | False |  |  |  |  | 12.1 |  | 15.4 | 14.2 | [6 empty] | 150000 | Electric Resistance Heating Or | 08/29/2023 |  | 11/13/2023
Johnson Controls, Inc. | Coleman | ZJ150[C,E]**(E,G,H,K,L,N)(2,4,5)*******2 |  | Voluntarily Certified | ACAirCoolAllPhase&gt;=135k&lt; | False | False |  |  |  |  | 12.1 |  | 15.4 | 14.2 | [6 empty] | 150000 | Electric Resistance Heating Or | 08/29/2023 |  | 11/13/2023
Johnson Controls, Inc. | FRASER - JOHNSTON | ZJ150[C,E]**(E,G,H,K,L,N)(2,4,5)*******2 |  | Voluntarily Certified | ACAirCoolAllPhase&gt;=135k&lt; | False | False |  |  |  |  | 12.1 |  | 15.4 | 14.2 | [6 empty] | 150000 | Electric Resistance Heating Or | 08/29/2023 |  | 11/13/2023
Johnson Controls, Inc. | CHAMPION, UNITARY PRODUCTS GROUP - COMMERCIAL | ZJ150[C,E]**(P,R,S,U,V,X)(2,4,5)*******2 |  | Voluntarily Certified | ACAirCoolAllPhase&gt;=135k&lt; | False | False |  |  |  |  | 12.1 |  | 15.4 | 14.2 | [6 empty] | 150000 | Electric Resistance Heating Or | 08/29/2023 |  | 11/13/2023
Johnson Controls, Inc. | Coleman | ZJ150[C,E]**(P,R,S,U,V,X)(2,4,5)*******2 |  | Voluntarily Certified | ACAirCoolAllPhase&gt;=135k&lt; | False | False |  |  |  |  | 12.1 |  | 15.4 | 14.2 | [6 empty] | 150000 | Electric Resistance Heating Or | 08/29/2023 |  | 11/13/2023
Johnson Controls, Inc. | FRASER - JOHNSTON | ZJ150[C,E]**(P,R,S,U,V,X)(2,4,5)*******2 |  | Voluntarily Certified | ACAirCoolAllPhase&gt;=135k&lt; | False | False |  |  |  |  | 12.1 |  | 15.4 | 14.2 | [6 empty] | 150000 | Electric Resistance Heating Or | 08/29/2023 |  | 11/13/2023
Johnson Controls, Inc. | CHAMPION, UNITARY PRODUCTS GROUP - COMMERCIAL | ZJ150[N,S]**(E,G,H,K,L,N)(2,4,5)*******2 |  | Voluntarily Certified | ACAirCoolAllPhase&gt;=135k&lt; | False | False |  |  |  |  | 12 |  | 15.2 | 14 | [6 empty] | 150000 | Heating Other Than Electric Re | 08/29/2023 |  | 11/13/2023
Johnson Controls, Inc. | Coleman | ZJ150[N,S]**(E,G,H,K,L,N)(2,4,5)*******2 |  | Voluntarily Certified | ACAirCoolAllPhase&gt;=135k&lt; | False | False |  |  |  |  | 12 |  | 15.2 | 14 | [6 empty] | 150000 | Heating Other Than Electric Re | 08/29/2023 |  | 11/13/2023
Johnson Controls, Inc. | FRASER - JOHNSTON | ZJ150[N,S]**(E,G,H,K,L,N)(2,4,5)*******2 |  | Voluntarily Certified | ACAirCoolAllPhase&gt;=135k&lt; | False | False |  |  |  |  | 12 |  | 15.2 | 14 | [6 empty] | 150000 | Heating Other Than Electric Re | 08/29/2023 |  | 11/13/2023
Johnson Controls, Inc. | CHAMPION, UNITARY PRODUCTS GROUP - COMMERCIAL | ZJ150[N,S]**(P,R,S,U,V,X)(2,4,5)*******2 |  | Voluntarily Certified | ACAirCoolAllPhase&gt;=135k&lt; | False | False |  |  |  |  | 12 |  | 15.2 | 14 | [6 empty] | 150000 | Heating Other Than Electric Re | 08/29/2023 |  | 11/13/2023
Johnson Controls, Inc. | Coleman | ZJ150[N,S]**(P,R,S,U,V,X)(2,4,5)*******2 |  | Voluntarily Certified | ACAirCoolAllPhase&gt;=135k&lt; | False | False |  |  |  |  | 12 |  | 15.2 | 14 | [6 empty] | 150000 | Heating Other Than Electric Re | 08/29/2023 |  | 11/13/2023
Johnson Controls, Inc. | FRASER - JOHNSTON | ZJ150[N,S]**(P,R,S,U,V,X)(2,4,5)*******2 |  | Voluntarily Certified | ACAirCoolAllPhase&gt;=135k&lt; | False | False |  |  |  |  | 12 |  | 15.2 | 14 | [6 empty] | 150000 | Heating Other Than Electric Re | 08/29/2023 |  | 11/13/2023
Johnson Controls, Inc. | CHAMPION, UNITARY PRODUCTS GROUP - COMMERCIAL | ZLE08A(2,4,5)*2********* |  | Voluntarily Certified | ACAirCoolAllPhase&gt;=65k&lt;1 | False | False |  |  |  |  | 12.2 |  | 15.4 | 14.8 | [6 empty] | 89000 | Electric Resistance Heating Or | 08/29/2023 |  | 11/13/2023
Johnson Controls, Inc. | Coleman | ZLE08A(2,4,5)*2********* |  | Voluntarily Certified | ACAirCoolAllPhase&gt;=65k&lt;1 | False | False |  |  |  |  | 12.2 |  | 15.4 | 14.8 | [6 empty] | 89000 | Electric Resistance Heating Or | 08/29/2023 |  | 11/13/2023
Johnson Controls, Inc. | FRASER - JOHNSTON | ZLE08A(2,4,5)*2********* |  | Voluntarily Certified | ACAirCoolAllPhase&gt;=65k&lt;1 | False | False |  |  |  |  | 12.2 |  | 15.4 | 14.8 | [6 empty] | 89000 | Electric Resistance Heating Or | 08/29/2023 |  | 11/13/2023
Johnson Controls, Inc. | CHAMPION, UNITARY PRODUCTS GROUP - COMMERCIAL | ZLE08A(2,4,5)*3********* |  | Voluntarily Certified | ACAirCoolAllPhase&gt;=65k&lt;1 | False | False |  |  |  |  | 12.2 |  | 15.8 | 14.8 | [6 empty] | 89000 | Electric Resistance Heating Or | 08/29/2023 |  | 11/13/2023
Johnson Controls, Inc. | Coleman | ZLE08A(2,4,5)*3********* |  | Voluntarily Certified | ACAirCoolAllPhase&gt;=65k&lt;1 | False | False |  |  |  |  | 12.2 |  | 15.8 | 14.8 | [6 empty] | 89000 | Electric Resistance Heating Or | 08/29/2023 |  | 11/13/2023
Johnson Controls, Inc. | FRASER - JOHNSTON | ZLE08A(2,4,5)*3********* |  | Voluntarily Certified | ACAirCoolAllPhase&gt;=65k&lt;1 | False | False |  |  |  |  | 12.2 |  | 15.8 | 14.8 | [6 empty] | 89000 | Electric Resistance Heating Or | 08/29/2023 |  | 11/13/2023
Johnson Controls, Inc. | CHAMPION, UNITARY PRODUCTS GROUP - COMMERCIAL | ZLE09A(2,4,5)*2********* |  | Voluntarily Certified | ACAirCoolAllPhase&gt;=65k&lt;1 | False | False |  |  |  |  | 12.2 |  | 15.9 | 14.8 | [6 empty] | 98000 | Electric Resistance Heating Or | 08/29/2023 |  | 11/13/2023
Johnson Controls, Inc. | Coleman | ZLE09A(2,4,5)*2********* |  | Voluntarily Certified | ACAirCoolAllPhase&gt;=65k&lt;1 | False | False |  |  |  |  | 12.2 |  | 15.9 | 14.8 | [6 empty] | 98000 | Electric Resistance Heating Or | 08/29/2023 |  | 11/13/2023
Johnson Controls, Inc. | FRASER - JOHNSTON | ZLE09A(2,4,5)*2********* |  | Voluntarily Certified | ACAirCoolAllPhase&gt;=65k&lt;1 | False | False |  |  |  |  | 12.2 |  | 15.9 | 14.8 | [6 empty] | 98000 | Electric Resistance Heating Or | 08/29/2023 |  | 11/13/2023
Johnson Controls, Inc. | CHAMPION, UNITARY PRODUCTS GROUP - COMMERCIAL | ZLE09A(2,4,5)*3********* |  | Voluntarily Certified | ACAirCoolAllPhase&gt;=65k&lt;1 | False | False |  |  |  |  | 12.2 |  | 16.3 | 14.8 | [6 empty] | 98000 | Electric Resistance Heating Or | 08/29/2023 |  | 11/13/2023
Johnson Controls, Inc. | Coleman | ZLE09A(2,4,5)*3********* |  | Voluntarily Certified | ACAirCoolAllPhase&gt;=65k&lt;1 | False | False |  |  |  |  | 12.2 |  | 16.3 | 14.8 | [6 empty] | 98000 | Electric Resistance Heating Or | 08/29/2023 |  | 11/13/2023
Johnson Controls, Inc. | FRASER - JOHNSTON | ZLE09A(2,4,5)*3********* |  | Voluntarily Certified | ACAirCoolAllPhase&gt;=65k&lt;1 | False | False |  |  |  |  | 12.2 |  | 16.3 | 14.8 | [6 empty] | 98000 | Electric Resistance Heating Or | 08/29/2023 |  | 11/13/2023
Johnson Controls, Inc. | CHAMPION, UNITARY PRODUCTS GROUP - COMMERCIAL | ZLE12A(2,4,5)*2********* |  | Voluntarily Certified | ACAirCoolAllPhase&gt;=65k&lt;1 | False | False |  |  |  |  | 12.2 |  | 15.4 | 14.8 | [6 empty] | 116000 | Electric Resistance Heating Or | 08/29/2023 |  | 11/13/2023
Johnson Controls, Inc. | Coleman | ZLE12A(2,4,5)*2********* |  | Voluntarily Certified | ACAirCoolAllPhase&gt;=65k&lt;1 | False | False |  |  |  |  | 12.2 |  | 15.4 | 14.8 | [6 empty] | 116000 | Electric Resistance Heating Or | 08/29/2023 |  | 11/13/2023
Johnson Controls, Inc. | FRASER - JOHNSTON | ZLE12A(2,4,5)*2********* |  | Voluntarily Certified | ACAirCoolAllPhase&gt;=65k&lt;1 | False | False |  |  |  |  | 12.2 |  | 15.4 | 14.8 | [6 empty] | 116000 | Electric Resistance Heating Or | 08/29/2023 |  | 11/13/2023
Johnson Controls, Inc. | CHAMPION, UNITARY PRODUCTS GROUP - COMMERCIAL | ZLE12A(2,4,5)*3********* |  | Voluntarily Certified | ACAirCoolAllPhase&gt;=65k&lt;1 | False | False |  |  |  |  | 12.2 |  | 15.6 | 14.8 | [6 empty] | 116000 | Electric Resistance Heating Or | 08/29/2023 |  | 11/13/2023
Johnson Controls, Inc. | Coleman | ZLE12A(2,4,5)*3********* |  | Voluntarily Certified | ACAirCoolAllPhase&gt;=65k&lt;1 | False | False |  |  |  |  | 12.2 |  | 15.6 | 14.8 | [6 empty] | 116000 | Electric Resistance Heating Or | 08/29/2023 |  | 11/13/2023
Johnson Controls, Inc. | FRASER - JOHNSTON | ZLE12A(2,4,5)*3********* |  | Voluntarily Certified | ACAirCoolAllPhase&gt;=65k&lt;1 | False | False |  |  |  |  | 12.2 |  | 15.6 | 14.8 | [6 empty] | 116000 | Electric Resistance Heating Or | 08/29/2023 |  | 11/13/2023
Johnson Controls, Inc. | CHAMPION, UNITARY PRODUCTS GROUP - COMMERCIAL | ZLE14A(2,4,5)*2********* |  | Voluntarily Certified | ACAirCoolAllPhase&gt;=135k&lt; | False | False |  |  |  |  | 11.2 |  | 14.7 | 14.2 | [6 empty] | 135000 | Electric Resistance Heating Or | 08/29/2023 |  | 11/13/2023
Johnson Controls, Inc. | Coleman | ZLE14A(2,4,5)*2********* |  | Voluntarily Certified | ACAirCoolAllPhase&gt;=135k&lt; | False | False |  |  |  |  | 11.2 |  | 14.7 | 14.2 | [6 empty] | 135000 | Electric Resistance Heating Or | 08/29/2023 |  | 11/13/2023
Johnson Controls, Inc. | FRASER - JOHNSTON | ZLE14A(2,4,5)*2********* |  | Voluntarily Certified | ACAirCoolAllPhase&gt;=135k&lt; | False | False |  |  |  |  | 11.2 |  | 14.7 | 14.2 | [6 empty] | 135000 | Electric Resistance Heating Or | 08/29/2023 |  | 11/13/2023
Johnson Controls, Inc. | CHAMPION, UNITARY PRODUCTS GROUP - COMMERCIAL | ZLE14A(2,4,5)*3********* |  | Voluntarily Certified | ACAirCoolAllPhase&gt;=135k&lt; | False | False |  |  |  |  | 11.2 |  | 14.9 | 14.2 | [6 empty] | 135000 | Electric Resistance Heating Or | 08/29/2023 |  | 11/13/2023
Johnson Controls, Inc. | Coleman | ZLE14A(2,4,5)*3********* |  | Voluntarily Certified | ACAirCoolAllPhase&gt;=135k&lt; | False | False |  |  |  |  | 11.2 |  | 14.9 | 14.2 | [6 empty] | 135000 | Electric Resistance Heating Or | 08/29/2023 |  | 11/13/2023
Johnson Controls, Inc. | FRASER - JOHNSTON | ZLE14A(2,4,5)*3********* |  | Voluntarily Certified | ACAirCoolAllPhase&gt;=135k&lt; | False | False |  |  |  |  | 11.2 |  | 14.9 | 14.2 | [6 empty] | 135000 | Electric Resistance Heating Or | 08/29/2023 |  | 11/13/2023
Johnson Controls, Inc. | CHAMPION, UNITARY PRODUCTS GROUP - COMMERCIAL | ZLG08*(2,4,5)*2********* |  | Voluntarily Certified | ACAirCoolAllPhase&gt;=65k&lt;1 | False | False |  |  |  |  | 12 |  | 15.2 | 14.6 | [6 empty] | 89000 | Heating Other Than Electric Re | 08/29/2023 |  | 11/13/2023
Johnson Controls, Inc. | Coleman | ZLG08*(2,4,5)*2********* |  | Voluntarily Certified | ACAirCoolAllPhase&gt;=65k&lt;1 | False | False |  |  |  |  | 12 |  | 15.2 | 14.6 | [6 empty] | 89000 | Heating Other Than Electric Re | 08/29/2023 |  | 11/13/2023
Johnson Controls, Inc. | FRASER - JOHNSTON | ZLG08*(2,4,5)*2********* |  | Voluntarily Certified | ACAirCoolAllPhase&gt;=65k&lt;1 | False | False |  |  |  |  | 12 |  | 15.2 | 14.6 | [6 empty] | 89000 | Heating Other Than Electric Re | 08/29/2023 |  | 11/13/2023
Johnson Controls, Inc. | CHAMPION, UNITARY PRODUCTS GROUP - COMMERCIAL | ZLG08*(2,4,5)*3********* |  | Voluntarily Certified | ACAirCoolAllPhase&gt;=65k&lt;1 | False | False |  |  |  |  | 12 |  | 15.6 | 14.6 | [6 empty] | 89000 | Heating Other Than Electric Re | 08/29/2023 |  | 11/13/2023
Johnson Controls, Inc. | Coleman | ZLG08*(2,4,5)*3********* |  | Voluntarily Certified | ACAirCoolAllPhase&gt;=65k&lt;1 | False | False |  |  |  |  | 12 |  | 15.6 | 14.6 | [6 empty] | 89000 | Heating Other Than Electric Re | 08/29/2023 |  | 11/13/2023
Johnson Controls, Inc. | FRASER - JOHNSTON | ZLG08*(2,4,5)*3********* |  | Voluntarily Certified | ACAirCoolAllPhase&gt;=65k&lt;1 | False | False |  |  |  |  | 12 |  | 15.6 | 14.6 | [6 empty] | 89000 | Heating Other Than Electric Re | 08/29/2023 |  | 11/13/2023
Johnson Controls, Inc. | CHAMPION, UNITARY PRODUCTS GROUP - COMMERCIAL | ZLG09*(2,4,5)*2********* |  | Voluntarily Certified | ACAirCoolAllPhase&gt;=65k&lt;1 | False | False |  |  |  |  | 12 |  | 15.7 | 14.6 | [6 empty] | 98000 | Heating Other Than Electric Re | 08/29/2023 |  | 11/13/2023
Johnson Controls, Inc. | Coleman | ZLG09*(2,4,5)*2********* |  | Voluntarily Certified | ACAirCoolAllPhase&gt;=65k&lt;1 | False | False |  |  |  |  | 12 |  | 15.7 | 14.6 | [6 empty] | 98000 | Heating Other Than Electric Re | 08/29/2023 |  | 11/13/2023
Johnson Controls, Inc. | FRASER - JOHNSTON | ZLG09*(2,4,5)*2********* |  | Voluntarily Certified | ACAirCoolAllPhase&gt;=65k&lt;1 | False | False |  |  |  |  | 12 |  | 15.7 | 14.6 | [6 empty] | 98000 | Heating Other Than Electric Re | 08/29/2023 |  | 11/13/2023
Johnson Controls, Inc. | CHAMPION, UNITARY PRODUCTS GROUP - COMMERCIAL | ZLG09*(2,4,5)*3********* |  | Voluntarily Certified | ACAirCoolAllPhase&gt;=65k&lt;1 | False | False |  |  |  |  | 12 |  | 16.1 | 14.6 | [6 empty] | 98000 | Heating Other Than Electric Re | 08/29/2023 |  | 11/13/2023
Johnson Controls, Inc. | Coleman | ZLG09*(2,4,5)*3********* |  | Voluntarily Certified | ACAirCoolAllPhase&gt;=65k&lt;1 | False | False |  |  |  |  | 12 |  | 16.1 | 14.6 | [6 empty] | 98000 | Heating Other Than Electric Re | 08/29/2023 |  | 11/13/2023
Johnson Controls, Inc. | FRASER - JOHNSTON | ZLG09*(2,4,5)*3********* |  | Voluntarily Certified | ACAirCoolAllPhase&gt;=65k&lt;1 | False | False |  |  |  |  | 12 |  | 16.1 | 14.6 | [6 empty] | 98000 | Heating Other Than Electric Re | 08/29/2023 |  | 11/13/2023
Johnson Controls, Inc. | CHAMPION, UNITARY PRODUCTS GROUP - COMMERCIAL | ZLG12*(2,4,5)*2********* |  | Voluntarily Certified | ACAirCoolAllPhase&gt;=65k&lt;1 | False | False |  |  |  |  | 12 |  | 15.2 | 14.6 | [6 empty] | 116000 | Heating Other Than Electric Re | 08/29/2023 |  | 11/13/2023
Johnson Controls, Inc. | Coleman | ZLG12*(2,4,5)*2********* |  | Voluntarily Certified | ACAirCoolAllPhase&gt;=65k&lt;1 | False | False |  |  |  |  | 12 |  | 15.2 | 14.6 | [6 empty] | 116000 | Heating Other Than Electric Re | 08/29/2023 |  | 11/13/2023
Johnson Controls, Inc. | FRASER - JOHNSTON | ZLG12*(2,4,5)*2********* |  | Voluntarily Certified | ACAirCoolAllPhase&gt;=65k&lt;1 | False | False |  |  |  |  | 12 |  | 15.2 | 14.6 | [6 empty] | 116000 | Heating Other Than Electric Re | 08/29/2023 |  | 11/13/2023
Johnson Controls, Inc. | CHAMPION, UNITARY PRODUCTS GROUP - COMMERCIAL | ZLG12*(2,4,5)*3********* |  | Voluntarily Certified | ACAirCoolAllPhase&gt;=65k&lt;1 | False | False |  |  |  |  | 12 |  | 15.4 | 14.6 | [6 empty] | 116000 | Heating Other Than Electric Re | 08/29/2023 |  | 11/13/2023
Johnson Controls, Inc. | Coleman | ZLG12*(2,4,5)*3********* |  | Voluntarily Certified | ACAirCoolAllPhase&gt;=65k&lt;1 | False | False |  |  |  |  | 12 |  | 15.4 | 14.6 | [6 empty] | 116000 | Heating Other Than Electric Re | 08/29/2023 |  | 11/13/2023
Johnson Controls, Inc. | FRASER - JOHNSTON | ZLG12*(2,4,5)*3********* |  | Voluntarily Certified | ACAirCoolAllPhase&gt;=65k&lt;1 | False | False |  |  |  |  | 12 |  | 15.4 | 14.6 | [6 empty] | 116000 | Heating Other Than Electric Re | 08/29/2023 |  | 11/13/2023
Johnson Controls, Inc. | CHAMPION, UNITARY PRODUCTS GROUP - COMMERCIAL | ZLG14*(2,4,5)*2********* |  | Voluntarily Certified | ACAirCoolAllPhase&gt;=135k&lt; | False | False |  |  |  |  | 11 |  | 14.5 | 14 | [6 empty] | 135000 | Heating Other Than Electric Re | 08/29/2023 |  | 11/13/2023
Johnson Controls, Inc. | Coleman | ZLG14*(2,4,5)*2********* |  | Voluntarily Certified | ACAirCoolAllPhase&gt;=135k&lt; | False | False |  |  |  |  | 11 |  | 14.5 | 14 | [6 empty] | 135000 | Heating Other Than Electric Re | 08/29/2023 |  | 11/13/2023
Johnson Controls, Inc. | FRASER - JOHNSTON | ZLG14*(2,4,5)*2********* |  | Voluntarily Certified | ACAirCoolAllPhase&gt;=135k&lt; | False | False |  |  |  |  | 11 |  | 14.5 | 14 | [6 empty] | 135000 | Heating Other Than Electric Re | 08/29/2023 |  | 11/13/2023
Johnson Controls, Inc. | CHAMPION, UNITARY PRODUCTS GROUP - COMMERCIAL | ZLG14*(2,4,5)*3********* |  | Voluntarily Certified | ACAirCoolAllPhase&gt;=135k&lt; | False | False |  |  |  |  | 11 |  | 14.7 | 14 | [6 empty] | 135000 | Heating Other Than Electric Re | 08/29/2023 |  | 11/13/2023
Johnson Controls, Inc. | Coleman | ZLG14*(2,4,5)*3********* |  | Voluntarily Certified | ACAirCoolAllPhase&gt;=135k&lt; | False | False |  |  |  |  | 11 |  | 14.7 | 14 | [6 empty] | 135000 | Heating Other Than Electric Re | 08/29/2023 |  | 11/13/2023
Johnson Controls, Inc. | FRASER - JOHNSTON | ZLG14*(2,4,5)*3********* |  | Voluntarily Certified | ACAirCoolAllPhase&gt;=135k&lt; | False | False |  |  |  |  | 11 |  | 14.7 | 14 | [6 empty] | 135000 | Heating Other Than Electric Re | 08/29/2023 |  | 11/13/2023
Johnson Controls, Inc. | CHAMPION, UNITARY PRODUCTS GROUP - COMMERCIAL | ZT078[C,E]**(E,G,H,K,L,N)(2,4)*******2 |  | Voluntarily Certified | ACAirCoolAllPhase&gt;=65k&lt;1 | False | False |  |  |  |  | 12.6 |  | 20.5 | 14.8 | [6 empty] | 74000 | Electric Resistance Heating Or | 08/29/2023 |  | 11/13/2023
Johnson Controls, Inc. | Coleman | ZT078[C,E]**(E,G,H,K,L,N)(2,4)*******2 |  | Voluntarily Certified | ACAirCoolAllPhase&gt;=65k&lt;1 | False | False |  |  |  |  | 12.6 |  | 20.5 | 14.8 | [6 empty] | 74000 | Electric Resistance Heating Or | 08/29/2023 |  | 11/13/2023
Johnson Controls, Inc. | FRASER - JOHNSTON | ZT078[C,E]**(E,G,H,K,L,N)(2,4)*******2 |  | Voluntarily Certified | ACAirCoolAllPhase&gt;=65k&lt;1 | False | False |  |  |  |  | 12.6 |  | 20.5 | 14.8 | [6 empty] | 74000 | Electric Resistance Heating Or | 08/29/2023 |  | 11/13/2023
Johnson Controls, Inc. | CHAMPION, UNITARY PRODUCTS GROUP - COMMERCIAL | ZT078[C,E]**(P,R,S,U,V,X)(2,4)*******2 |  | Voluntarily Certified | ACAirCoolAllPhase&gt;=65k&lt;1 | False | False |  |  |  |  | 12.6 |  | 21.2 | 14.8 | [6 empty] | 74000 | Electric Resistance Heating Or | 08/29/2023 |  | 11/13/2023
Johnson Controls, Inc. | Coleman | ZT078[C,E]**(P,R,S,U,V,X)(2,4)*******2 |  | Voluntarily Certified | ACAirCoolAllPhase&gt;=65k&lt;1 | False | False |  |  |  |  | 12.6 |  | 21.2 | 14.8 | [6 empty] | 74000 | Electric Resistance Heating Or | 08/29/2023 |  | 11/13/2023
Johnson Controls, Inc. | FRASER - JOHNSTON | ZT078[C,E]**(P,R,S,U,V,X)(2,4)*******2 |  | Voluntarily Certified | ACAirCoolAllPhase&gt;=65k&lt;1 | False | False |  |  |  |  | 12.6 |  | 21.2 | 14.8 | [6 empty] | 74000 | Electric Resistance Heating Or | 08/29/2023 |  | 11/13/2023
Johnson Controls, Inc. | CHAMPION, UNITARY PRODUCTS GROUP - COMMERCIAL | ZT078[N,S]**(E,G,H,K,L,N)(2,4)*******2 |  | Voluntarily Certified | ACAirCoolAllPhase&gt;=65k&lt;1 | False | False |  |  |  |  | 12.4 |  | 20.5 | 14.6 | [6 empty] | 74000 | Heating Other Than Electric Re | 08/29/2023 |  | 11/13/2023
Johnson Controls, Inc. | Coleman | ZT078[N,S]**(E,G,H,K,L,N)(2,4)*******2 |  | Voluntarily Certified | ACAirCoolAllPhase&gt;=65k&lt;1 | False | False |  |  |  |  | 12.4 |  | 20.5 | 14.6 | [6 empty] | 74000 | Heating Other Than Electric Re | 08/29/2023 |  | 11/13/2023
Johnson Controls, Inc. | FRASER - JOHNSTON | ZT078[N,S]**(E,G,H,K,L,N)(2,4)*******2 |  | Voluntarily Certified | ACAirCoolAllPhase&gt;=65k&lt;1 | False | False |  |  |  |  | 12.4 |  | 20.5 | 14.6 | [6 empty] | 74000 | Heating Other Than Electric Re | 08/29/2023 |  | 11/13/2023
Johnson Controls, Inc. | CHAMPION, UNITARY PRODUCTS GROUP - COMMERCIAL | ZT078[N,S]**(P,R,S,U,V,X)(2,4)*******2 |  | Voluntarily Certified | ACAirCoolAllPhase&gt;=65k&lt;1 | False | False |  |  |  |  | 12.4 |  | 21.2 | 14.6 | [6 empty] | 74000 | Heating Other Than Electric Re | 08/29/2023 |  | 11/13/2023
Johnson Controls, Inc. | Coleman | ZT078[N,S]**(P,R,S,U,V,X)(2,4)*******2 |  | Voluntarily Certified | ACAirCoolAllPhase&gt;=65k&lt;1 | False | False |  |  |  |  | 12.4 |  | 21.2 | 14.6 | [6 empty] | 74000 | Heating Other Than Electric Re | 08/29/2023 |  | 11/13/2023
Johnson Controls, Inc. | FRASER - JOHNSTON | ZT078[N,S]**(P,R,S,U,V,X)(2,4)*******2 |  | Voluntarily Certified | ACAirCoolAllPhase&gt;=65k&lt;1 | False | False |  |  |  |  | 12.4 |  | 21.2 | 14.6 | [6 empty] | 74000 | Heating Other Than Electric Re | 08/29/2023 |  | 11/13/2023
Johnson Controls, Inc. | CHAMPION, UNITARY PRODUCTS GROUP - COMMERCIAL | ZT090[C,E]**(E,G,H,K,L,N)(2,4)*******2 |  | Voluntarily Certified | ACAirCoolAllPhase&gt;=65k&lt;1 | False | False |  |  |  |  | 13.1 |  | 20.5 | 14.8 | [6 empty] | 89000 | Electric Resistance Heating Or | 08/29/2023 |  | 11/13/2023
Johnson Controls, Inc. | Coleman | ZT090[C,E]**(E,G,H,K,L,N)(2,4)*******2 |  | Voluntarily Certified | ACAirCoolAllPhase&gt;=65k&lt;1 | False | False |  |  |  |  | 13.1 |  | 20.5 | 14.8 | [6 empty] | 89000 | Electric Resistance Heating Or | 08/29/2023 |  | 11/13/2023
Johnson Controls, Inc. | FRASER - JOHNSTON | ZT090[C,E]**(E,G,H,K,L,N)(2,4)*******2 |  | Voluntarily Certified | ACAirCoolAllPhase&gt;=65k&lt;1 | False | False |  |  |  |  | 13.1 |  | 20.5 | 14.8 | [6 empty] | 89000 | Electric Resistance Heating Or | 08/29/2023 |  | 11/13/2023
Johnson Controls, Inc. | CHAMPION, UNITARY PRODUCTS GROUP - COMMERCIAL | ZT090[C,E]**(P,R,S,U,V,X)(2,4)*******2 |  | Voluntarily Certified | ACAirCoolAllPhase&gt;=65k&lt;1 | False | False |  |  |  |  | 13.1 |  | 21 | 14.8 | [6 empty] | 89000 | Electric Resistance Heating Or | 08/29/2023 |  | 11/13/2023
Johnson Controls, Inc. | Coleman | ZT090[C,E]**(P,R,S,U,V,X)(2,4)*******2 |  | Voluntarily Certified | ACAirCoolAllPhase&gt;=65k&lt;1 | False | False |  |  |  |  | 13.1 |  | 21 | 14.8 | [6 empty] | 89000 | Electric Resistance Heating Or | 08/29/2023 |  | 11/13/2023
Johnson Controls, Inc. | FRASER - JOHNSTON | ZT090[C,E]**(P,R,S,U,V,X)(2,4)*******2 |  | Voluntarily Certified | ACAirCoolAllPhase&gt;=65k&lt;1 | False | False |  |  |  |  | 13.1 |  | 21 | 14.8 | [6 empty] | 89000 | Electric Resistance Heating Or | 08/29/2023 |  | 11/13/2023
Johnson Controls, Inc. | CHAMPION, UNITARY PRODUCTS GROUP - COMMERCIAL | ZT090[N,S]**(E,G,H,K,L,N)(2,4)*******2 |  | Voluntarily Certified | ACAirCoolAllPhase&gt;=65k&lt;1 | False | False |  |  |  |  | 13.1 |  | 20.5 | 14.6 | [6 empty] | 89000 | Heating Other Than Electric Re | 08/29/2023 |  | 11/13/2023
Johnson Controls, Inc. | Coleman | ZT090[N,S]**(E,G,H,K,L,N)(2,4)*******2 |  | Voluntarily Certified | ACAirCoolAllPhase&gt;=65k&lt;1 | False | False |  |  |  |  | 13.1 |  | 20.5 | 14.6 | [6 empty] | 89000 | Heating Other Than Electric Re | 08/29/2023 |  | 11/13/2023
Johnson Controls, Inc. | FRASER - JOHNSTON | ZT090[N,S]**(E,G,H,K,L,N)(2,4)*******2 |  | Voluntarily Certified | ACAirCoolAllPhase&gt;=65k&lt;1 | False | False |  |  |  |  | 13.1 |  | 20.5 | 14.6 | [6 empty] | 89000 | Heating Other Than Electric Re | 08/29/2023 |  | 11/13/2023
Johnson Controls, Inc. | CHAMPION, UNITARY PRODUCTS GROUP - COMMERCIAL | ZT090[N,S]**(P,R,S,U,V,X)(2,4)*******2 |  | Voluntarily Certified | ACAirCoolAllPhase&gt;=65k&lt;1 | False | False |  |  |  |  | 13.1 |  | 21 | 14.6 | [6 empty] | 89000 | Heating Other Than Electric Re | 08/29/2023 |  | 11/13/2023
Johnson Controls, Inc. | Coleman | ZT090[N,S]**(P,R,S,U,V,X)(2,4)*******2 |  | Voluntarily Certified | ACAirCoolAllPhase&gt;=65k&lt;1 | False | False |  |  |  |  | 13.1 |  | 21 | 14.6 | [6 empty] | 89000 | Heating Other Than Electric Re | 08/29/2023 |  | 11/13/2023
Johnson Controls, Inc. | FRASER - JOHNSTON | ZT090[N,S]**(P,R,S,U,V,X)(2,4)*******2 |  | Voluntarily Certified | ACAirCoolAllPhase&gt;=65k&lt;1 | False | False |  |  |  |  | 13.1 |  | 21 | 14.6 | [6 empty] | 89000 | Heating Other Than Electric Re | 08/29/2023 |  | 11/13/2023
Johnson Controls, Inc. | CHAMPION, UNITARY PRODUCTS GROUP - COMMERCIAL | ZT102[C,E]**(E,G,H,K,L,N)(2,4)*******2 |  | Voluntarily Certified | ACAirCoolAllPhase&gt;=65k&lt;1 | False | False |  |  |  |  | 13.1 |  | 18.2 | 14.8 | [6 empty] | 101000 | Electric Resistance Heating Or | 08/29/2023 |  | 11/13/2023
Johnson Controls, Inc. | Coleman | ZT102[C,E]**(E,G,H,K,L,N)(2,4)*******2 |  | Voluntarily Certified | ACAirCoolAllPhase&gt;=65k&lt;1 | False | False |  |  |  |  | 13.1 |  | 18.2 | 14.8 | [6 empty] | 101000 | Electric Resistance Heating Or | 08/29/2023 |  | 11/13/2023
Johnson Controls, Inc. | FRASER - JOHNSTON | ZT102[C,E]**(E,G,H,K,L,N)(2,4)*******2 |  | Voluntarily Certified | ACAirCoolAllPhase&gt;=65k&lt;1 | False | False |  |  |  |  | 13.1 |  | 18.2 | 14.8 | [6 empty] | 101000 | Electric Resistance Heating Or | 08/29/2023 |  | 11/13/2023
Johnson Controls, Inc. | CHAMPION, UNITARY PRODUCTS GROUP - COMMERCIAL | ZT102[C,E]**(P,R,S,U,V,X)(2,4)*******2 |  | Voluntarily Certified | ACAirCoolAllPhase&gt;=65k&lt;1 | False | False |  |  |  |  | 13.1 |  | 21 | 14.8 | [6 empty] | 101000 | Electric Resistance Heating Or | 08/29/2023 |  | 11/13/2023
Johnson Controls, Inc. | Coleman | ZT102[C,E]**(P,R,S,U,V,X)(2,4)*******2 |  | Voluntarily Certified | ACAirCoolAllPhase&gt;=65k&lt;1 | False | False |  |  |  |  | 13.1 |  | 21 | 14.8 | [6 empty] | 101000 | Electric Resistance Heating Or | 08/29/2023 |  | 11/13/2023
Johnson Controls, Inc. | FRASER - JOHNSTON | ZT102[C,E]**(P,R,S,U,V,X)(2,4)*******2 |  | Voluntarily Certified | ACAirCoolAllPhase&gt;=65k&lt;1 | False | False |  |  |  |  | 13.1 |  | 21 | 14.8 | [6 empty] | 101000 | Electric Resistance Heating Or | 08/29/2023 |  | 11/13/2023
Johnson Controls, Inc. | CHAMPION, UNITARY PRODUCTS GROUP - COMMERCIAL | ZT102[N,S]**(E,G,H,K,L,N)(2,4)*******2 |  | Voluntarily Certified | ACAirCoolAllPhase&gt;=65k&lt;1 | False | False |  |  |  |  | 13.1 |  | 18.2 | 14.6 | [6 empty] | 101000 | Heating Other Than Electric Re | 08/29/2023 |  | 11/13/2023
Johnson Controls, Inc. | Coleman | ZT102[N,S]**(E,G,H,K,L,N)(2,4)*******2 |  | Voluntarily Certified | ACAirCoolAllPhase&gt;=65k&lt;1 | False | False |  |  |  |  | 13.1 |  | 18.2 | 14.6 | [6 empty] | 101000 | Heating Other Than Electric Re | 08/29/2023 |  | 11/13/2023
Johnson Controls, Inc. | FRASER - JOHNSTON | ZT102[N,S]**(E,G,H,K,L,N)(2,4)*******2 |  | Voluntarily Certified | ACAirCoolAllPhase&gt;=65k&lt;1 | False | False |  |  |  |  | 13.1 |  | 18.2 | 14.6 | [6 empty] | 101000 | Heating Other Than Electric Re | 08/29/2023 |  | 11/13/2023
Johnson Controls, Inc. | CHAMPION, UNITARY PRODUCTS GROUP - COMMERCIAL | ZT102[N,S]**(P,R,S,U,V,X)(2,4)*******2 |  | Voluntarily Certified | ACAirCoolAllPhase&gt;=65k&lt;1 | False | False |  |  |  |  | 13.1 |  | 21 | 14.6 | [6 empty] | 101000 | Heating Other Than Electric Re | 08/29/2023 |  | 11/13/2023
Johnson Controls, Inc. | Coleman | ZT102[N,S]**(P,R,S,U,V,X)(2,4)*******2 |  | Voluntarily Certified | ACAirCoolAllPhase&gt;=65k&lt;1 | False | False |  |  |  |  | 13.1 |  | 21 | 14.6 | [6 empty] | 101000 | Heating Other Than Electric Re | 08/29/2023 |  | 11/13/2023
Johnson Controls, Inc. | FRASER - JOHNSTON | ZT102[N,S]**(P,R,S,U,V,X)(2,4)*******2 |  | Voluntarily Certified | ACAirCoolAllPhase&gt;=65k&lt;1 | False | False |  |  |  |  | 13.1 |  | 21 | 14.6 | [6 empty] | 101000 | Heating Other Than Electric Re | 08/29/2023 |  | 11/13/2023
Johnson Controls, Inc. | CHAMPION, UNITARY PRODUCTS GROUP - COMMERCIAL | ZT120[C,E]**(E,G,H,K,L,N)(2,4)*******2 |  | Voluntarily Certified | ACAirCoolAllPhase&gt;=65k&lt;1 | False | False |  |  |  |  | 13.1 |  | 19.5 | 14.8 | [6 empty] | 117000 | Electric Resistance Heating Or | 08/29/2023 |  | 11/13/2023
Johnson Controls, Inc. | Coleman | ZT120[C,E]**(E,G,H,K,L,N)(2,4)*******2 |  | Voluntarily Certified | ACAirCoolAllPhase&gt;=65k&lt;1 | False | False |  |  |  |  | 13.1 |  | 19.5 | 14.8 | [6 empty] | 117000 | Electric Resistance Heating Or | 08/29/2023 |  | 11/13/2023
Johnson Controls, Inc. | FRASER - JOHNSTON | ZT120[C,E]**(E,G,H,K,L,N)(2,4)*******2 |  | Voluntarily Certified | ACAirCoolAllPhase&gt;=65k&lt;1 | False | False |  |  |  |  | 13.1 |  | 19.5 | 14.8 | [6 empty] | 117000 | Electric Resistance Heating Or | 08/29/2023 |  | 11/13/2023
Johnson Controls, Inc. | CHAMPION, UNITARY PRODUCTS GROUP - COMMERCIAL | ZT120[C,E]**(P,R,S,U,V,X)(2,4)*******2 |  | Voluntarily Certified | ACAirCoolAllPhase&gt;=65k&lt;1 | False | False |  |  |  |  | 13.1 |  | 21.2 | 14.8 | [6 empty] | 117000 | Electric Resistance Heating Or | 08/29/2023 |  | 11/13/2023
Johnson Controls, Inc. | Coleman | ZT120[C,E]**(P,R,S,U,V,X)(2,4)*******2 |  | Voluntarily Certified | ACAirCoolAllPhase&gt;=65k&lt;1 | False | False |  |  |  |  | 13.1 |  | 21.2 | 14.8 | [6 empty] | 117000 | Electric Resistance Heating Or | 08/29/2023 |  | 11/13/2023
Johnson Controls, Inc. | FRASER - JOHNSTON | ZT120[C,E]**(P,R,S,U,V,X)(2,4)*******2 |  | Voluntarily Certified | ACAirCoolAllPhase&gt;=65k&lt;1 | False | False |  |  |  |  | 13.1 |  | 21.2 | 14.8 | [6 empty] | 117000 | Electric Resistance Heating Or | 08/29/2023 |  | 11/13/2023
Johnson Controls, Inc. | CHAMPION, UNITARY PRODUCTS GROUP - COMMERCIAL | ZT120[N,S]**(E,G,H,K,L,N)(2,4)*******2 |  | Voluntarily Certified | ACAirCoolAllPhase&gt;=65k&lt;1 | False | False |  |  |  |  | 13.1 |  | 19.5 | 14.6 | [6 empty] | 117000 | Heating Other Than Electric Re | 08/29/2023 |  | 11/13/2023
Johnson Controls, Inc. | Coleman | ZT120[N,S]**(E,G,H,K,L,N)(2,4)*******2 |  | Voluntarily Certified | ACAirCoolAllPhase&gt;=65k&lt;1 | False | False |  |  |  |  | 13.1 |  | 19.5 | 14.6 | [6 empty] | 117000 | Heating Other Than Electric Re | 08/29/2023 |  | 11/13/2023
Johnson Controls, Inc. | FRASER - JOHNSTON | ZT120[N,S]**(E,G,H,K,L,N)(2,4)*******2 |  | Voluntarily Certified | ACAirCoolAllPhase&gt;=65k&lt;1 | False | False |  |  |  |  | 13.1 |  | 19.5 | 14.6 | [6 empty] | 117000 | Heating Other Than Electric Re | 08/29/2023 |  | 11/13/2023
Johnson Controls, Inc. | CHAMPION, UNITARY PRODUCTS GROUP - COMMERCIAL | ZT120[N,S]**(P,R,S,U,V,X)(2,4)*******2 |  | Voluntarily Certified | ACAirCoolAllPhase&gt;=65k&lt;1 | False | False |  |  |  |  | 13.1 |  | 21.2 | 14.6 | [6 empty] | 117000 | Heating Other Than Electric Re | 08/29/2023 |  | 11/13/2023
Johnson Controls, Inc. | Coleman | ZT120[N,S]**(P,R,S,U,V,X)(2,4)*******2 |  | Voluntarily Certified | ACAirCoolAllPhase&gt;=65k&lt;1 | False | False |  |  |  |  | 13.1 |  | 21.2 | 14.6 | [6 empty] | 117000 | Heating Other Than Electric Re | 08/29/2023 |  | 11/13/2023
Johnson Controls, Inc. | FRASER - JOHNSTON | ZT120[N,S]**(P,R,S,U,V,X)(2,4)*******2 |  | Voluntarily Certified | ACAirCoolAllPhase&gt;=65k&lt;1 | False | False |  |  |  |  | 13.1 |  | 21.2 | 14.6 | [6 empty] | 117000 | Heating Other Than Electric Re | 08/29/2023 |  | 11/13/2023
Johnson Controls, Inc. | CHAMPION, UNITARY PRODUCTS GROUP - COMMERCIAL | ZT150[C,E]**(E,G,H,K,L,N)(2,4)*******2 |  | Voluntarily Certified | ACAirCoolAllPhase&gt;=135k&lt; | False | False |  |  |  |  | 12.5 |  | 19 | 14.2 | [6 empty] | 142000 | Electric Resistance Heating Or | 08/29/2023 |  | 11/13/2023
Johnson Controls, Inc. | Coleman | ZT150[C,E]**(E,G,H,K,L,N)(2,4)*******2 |  | Voluntarily Certified | ACAirCoolAllPhase&gt;=135k&lt; | False | False |  |  |  |  | 12.5 |  | 19 | 14.2 | [6 empty] | 142000 | Electric Resistance Heating Or | 08/29/2023 |  | 11/13/2023
Johnson Controls, Inc. | FRASER - JOHNSTON | ZT150[C,E]**(E,G,H,K,L,N)(2,4)*******2 |  | Voluntarily Certified | ACAirCoolAllPhase&gt;=135k&lt; | False | False |  |  |  |  | 12.5 |  | 19 | 14.2 | [6 empty] | 142000 | Electric Resistance Heating Or | 08/29/2023 |  | 11/13/2023
Johnson Controls, Inc. | CHAMPION, UNITARY PRODUCTS GROUP - COMMERCIAL | ZT150[C,E]**(P,R,S,U,V,X)(2,4)*******2 |  | Voluntarily Certified | ACAirCoolAllPhase&gt;=135k&lt; | False | False |  |  |  |  | 12.5 |  | 20.2 | 14.2 | [6 empty] | 142000 | Electric Resistance Heating Or | 08/29/2023 |  | 11/13/2023
Johnson Controls, Inc. | Coleman | ZT150[C,E]**(P,R,S,U,V,X)(2,4)*******2 |  | Voluntarily Certified | ACAirCoolAllPhase&gt;=135k&lt; | False | False |  |  |  |  | 12.5 |  | 20.2 | 14.2 | [6 empty] | 142000 | Electric Resistance Heating Or | 08/29/2023 |  | 11/13/2023
Johnson Controls, Inc. | FRASER - JOHNSTON | ZT150[C,E]**(P,R,S,U,V,X)(2,4)*******2 |  | Voluntarily Certified | ACAirCoolAllPhase&gt;=135k&lt; | False | False |  |  |  |  | 12.5 |  | 20.2 | 14.2 | [6 empty] | 142000 | Electric Resistance Heating Or | 08/29/2023 |  | 11/13/2023
Johnson Controls, Inc. | CHAMPION, UNITARY PRODUCTS GROUP - COMMERCIAL | ZT150[N,S]**(E,G,H,K,L,N)(2,4)*******2 |  | Voluntarily Certified | ACAirCoolAllPhase&gt;=135k&lt; | False | False |  |  |  |  | 12.5 |  | 19 | 14 | [6 empty] | 142000 | Heating Other Than Electric Re | 08/29/2023 |  | 11/13/2023
Johnson Controls, Inc. | Coleman | ZT150[N,S]**(E,G,H,K,L,N)(2,4)*******2 |  | Voluntarily Certified | ACAirCoolAllPhase&gt;=135k&lt; | False | False |  |  |  |  | 12.5 |  | 19 | 14 | [6 empty] | 142000 | Heating Other Than Electric Re | 08/29/2023 |  | 11/13/2023
Johnson Controls, Inc. | FRASER - JOHNSTON | ZT150[N,S]**(E,G,H,K,L,N)(2,4)*******2 |  | Voluntarily Certified | ACAirCoolAllPhase&gt;=135k&lt; | False | False |  |  |  |  | 12.5 |  | 19 | 14 | [6 empty] | 142000 | Heating Other Than Electric Re | 08/29/2023 |  | 11/13/2023
Johnson Controls, Inc. | CHAMPION, UNITARY PRODUCTS GROUP - COMMERCIAL | ZT150[N,S]**(P,R,S,U,V,X)(2,4)*******2 |  | Voluntarily Certified | ACAirCoolAllPhase&gt;=135k&lt; | False | False |  |  |  |  | 12.5 |  | 20.2 | 14 | [6 empty] | 142000 | Heating Other Than Electric Re | 08/29/2023 |  | 11/13/2023
Johnson Controls, Inc. | Coleman | ZT150[N,S]**(P,R,S,U,V,X)(2,4)*******2 |  | Voluntarily Certified | ACAirCoolAllPhase&gt;=135k&lt; | False | False |  |  |  |  | 12.5 |  | 20.2 | 14 | [6 empty] | 142000 | Heating Other Than Electric Re | 08/29/2023 |  | 11/13/2023
Johnson Controls, Inc. | FRASER - JOHNSTON | ZT150[N,S]**(P,R,S,U,V,X)(2,4)*******2 |  | Voluntarily Certified | ACAirCoolAllPhase&gt;=135k&lt; | False | False |  |  |  |  | 12.5 |  | 20.2 | 14 | [6 empty] | 142000 | Heating Other Than Electric Re | 08/29/2023 |  | 11/13/2023
Johnson Controls, Inc. | CHAMPION, UNITARY PRODUCTS GROUP - COMMERCIAL | ZXEA7A(2,4,5)*3******** |  | Voluntarily Certified | ACAirCoolAllPhase&gt;=65k&lt;1 | False | False |  |  |  |  | 11.2 |  | 14.8 | 14.8 | [6 empty] | 67000 | Electric Resistance Heating Or | 08/29/2023 |  | 11/13/2023
Johnson Controls, Inc. | Coleman | ZXEA7A(2,4,5)*3******** |  | Voluntarily Certified | ACAirCoolAllPhase&gt;=65k&lt;1 | False | False |  |  |  |  | 11.2 |  | 14.8 | 14.8 | [6 empty] | 67000 | Electric Resistance Heating Or | 08/29/2023 |  | 11/13/2023
Johnson Controls, Inc. | FRASER - JOHNSTON | ZXEA7A(2,4,5)*3******** |  | Voluntarily Certified | ACAirCoolAllPhase&gt;=65k&lt;1 | False | False |  |  |  |  | 11.2 |  | 14.8 | 14.8 | [6 empty] | 67000 | Electric Resistance Heating Or | 08/29/2023 |  | 11/13/2023
Johnson Controls, Inc. | CHAMPION, UNITARY PRODUCTS GROUP - COMMERCIAL | ZXGA7*(2,4,5)*3******** |  | Voluntarily Certified | ACAirCoolAllPhase&gt;=65k&lt;1 | False | False |  |  |  |  | 11 |  | 14.8 | 14.6 | [6 empty] | 67000 | Heating Other Than Electric Re | 08/29/2023 |  | 11/13/2023
Johnson Controls, Inc. | Coleman | ZXGA7*(2,4,5)*3******** |  | Voluntarily Certified | ACAirCoolAllPhase&gt;=65k&lt;1 | False | False |  |  |  |  | 11 |  | 14.8 | 14.6 | [6 empty] | 67000 | Heating Other Than Electric Re | 08/29/2023 |  | 11/13/2023
Johnson Controls, Inc. | FRASER - JOHNSTON | ZXGA7*(2,4,5)*3******** |  | Voluntarily Certified | ACAirCoolAllPhase&gt;=65k&lt;1 | False | False |  |  |  |  | 11 |  | 14.8 | 14.6 | [6 empty] | 67000 | Heating Other Than Electric Re | 08/29/2023 |  | 11/13/2023
Johnson Controls, Inc. | CHAMPION, UNITARY PRODUCTS GROUP - COMMERCIAL | ZYE08A(2,4,5)*3********4 |  | Voluntarily Certified | ACAirCoolAllPhase&gt;=65k&lt;1 | False | False |  |  |  |  | 12.2 |  | 14.8 | 14.8 | [6 empty] | 89000 | Electric Resistance Heating Or | 08/29/2023 |  | 11/13/2023
Johnson Controls, Inc. | Coleman | ZYE08A(2,4,5)*3********4 |  | Voluntarily Certified | ACAirCoolAllPhase&gt;=65k&lt;1 | False | False |  |  |  |  | 12.2 |  | 14.8 | 14.8 | [6 empty] | 89000 | Electric Resistance Heating Or | 08/29/2023 |  | 11/13/2023
Johnson Controls, Inc. | FRASER - JOHNSTON | ZYE08A(2,4,5)*3********4 |  | Voluntarily Certified | ACAirCoolAllPhase&gt;=65k&lt;1 | False | False |  |  |  |  | 12.2 |  | 14.8 | 14.8 | [6 empty] | 89000 | Electric Resistance Heating Or | 08/29/2023 |  | 11/13/2023
Johnson Controls, Inc. | CHAMPION, UNITARY PRODUCTS GROUP - COMMERCIAL | ZYE09A(2,4,5)*3******** |  | Voluntarily Certified | ACAirCoolAllPhase&gt;=65k&lt;1 | False | False |  |  |  |  | 12.2 |  | 14.8 | 14.8 | [6 empty] | 98000 | Electric Resistance Heating Or | 08/29/2023 |  | 11/13/2023
Johnson Controls, Inc. | Coleman | ZYE09A(2,4,5)*3******** |  | Voluntarily Certified | ACAirCoolAllPhase&gt;=65k&lt;1 | False | False |  |  |  |  | 12.2 |  | 14.8 | 14.8 | [6 empty] | 98000 | Electric Resistance Heating Or | 08/29/2023 |  | 11/13/2023
Johnson Controls, Inc. | FRASER - JOHNSTON | ZYE09A(2,4,5)*3******** |  | Voluntarily Certified | ACAirCoolAllPhase&gt;=65k&lt;1 | False | False |  |  |  |  | 12.2 |  | 14.8 | 14.8 | [6 empty] | 98000 | Electric Resistance Heating Or | 08/29/2023 |  | 11/13/2023
Johnson Controls, Inc. | CHAMPION, UNITARY PRODUCTS GROUP - COMMERCIAL | ZYE12A(2,4,5)*3********3 |  | Voluntarily Certified | ACAirCoolAllPhase&gt;=65k&lt;1 | False | False |  |  |  |  | 12.2 |  | 14.8 | 14.8 | [6 empty] | 116000 | Electric Resistance Heating Or | 08/29/2023 |  | 11/13/2023
Johnson Controls, Inc. | Coleman | ZYE12A(2,4,5)*3********3 |  | Voluntarily Certified | ACAirCoolAllPhase&gt;=65k&lt;1 | False | False |  |  |  |  | 12.2 |  | 14.8 | 14.8 | [6 empty] | 116000 | Electric Resistance Heating Or | 08/29/2023 |  | 11/13/2023
Johnson Controls, Inc. | FRASER - JOHNSTON | ZYE12A(2,4,5)*3********3 |  | Voluntarily Certified | ACAirCoolAllPhase&gt;=65k&lt;1 | False | False |  |  |  |  | 12.2 |  | 14.8 | 14.8 | [6 empty] | 116000 | Electric Resistance Heating Or | 08/29/2023 |  | 11/13/2023
Johnson Controls, Inc. | CHAMPION, UNITARY PRODUCTS GROUP - COMMERCIAL | ZYEA7A(2,4,5)*1********* |  | Voluntarily Certified | ACAirCoolAllPhase&gt;=65k&lt;1 | False | False |  |  |  |  | 12 |  | 14.8 | 14.8 | [6 empty] | 71000 | Electric Resistance Heating Or | 08/29/2023 |  | 11/13/2023
Johnson Controls, Inc. | Coleman | ZYEA7A(2,4,5)*1********* |  | Voluntarily Certified | ACAirCoolAllPhase&gt;=65k&lt;1 | False | False |  |  |  |  | 12 |  | 14.8 | 14.8 | [6 empty] | 71000 | Electric Resistance Heating Or | 08/29/2023 |  | 11/13/2023
Johnson Controls, Inc. | FRASER - JOHNSTON | ZYEA7A(2,4,5)*1********* |  | Voluntarily Certified | ACAirCoolAllPhase&gt;=65k&lt;1 | False | False |  |  |  |  | 12 |  | 14.8 | 14.8 | [6 empty] | 71000 | Electric Resistance Heating Or | 08/29/2023 |  | 11/13/2023
Johnson Controls, Inc. | CHAMPION, UNITARY PRODUCTS GROUP - COMMERCIAL | ZYEA7A(2,4,5)*3******** |  | Voluntarily Certified | ACAirCoolAllPhase&gt;=65k&lt;1 | False | False |  |  |  |  | 12 |  | 16 | 14.8 | [6 empty] | 71000 | Electric Resistance Heating Or | 08/29/2023 |  | 11/13/2023
Johnson Controls, Inc. | Coleman | ZYEA7A(2,4,5)*3******** |  | Voluntarily Certified | ACAirCoolAllPhase&gt;=65k&lt;1 | False | False |  |  |  |  | 12 |  | 16 | 14.8 | [6 empty] | 71000 | Electric Resistance Heating Or | 08/29/2023 |  | 11/13/2023
Johnson Controls, Inc. | FRASER - JOHNSTON | ZYEA7A(2,4,5)*3******** |  | Voluntarily Certified | ACAirCoolAllPhase&gt;=65k&lt;1 | False | False |  |  |  |  | 12 |  | 16 | 14.8 | [6 empty] | 71000 | Electric Resistance Heating Or | 08/29/2023 |  | 11/13/2023
Johnson Controls, Inc. | CHAMPION, UNITARY PRODUCTS GROUP - COMMERCIAL | ZYG08*(2,4,5)*3********4 |  | Voluntarily Certified | ACAirCoolAllPhase&gt;=65k&lt;1 | False | False |  |  |  |  | 12 |  | 14.6 | 14.6 | [6 empty] | 89000 | Heating Other Than Electric Re | 08/29/2023 |  | 11/13/2023
Johnson Controls, Inc. | Coleman | ZYG08*(2,4,5)*3********4 |  | Voluntarily Certified | ACAirCoolAllPhase&gt;=65k&lt;1 | False | False |  |  |  |  | 12 |  | 14.6 | 14.6 | [6 empty] | 89000 | Heating Other Than Electric Re | 08/29/2023 |  | 11/13/2023
Johnson Controls, Inc. | FRASER - JOHNSTON | ZYG08*(2,4,5)*3********4 |  | Voluntarily Certified | ACAirCoolAllPhase&gt;=65k&lt;1 | False | False |  |  |  |  | 12 |  | 14.6 | 14.6 | [6 empty] | 89000 | Heating Other Than Electric Re | 08/29/2023 |  | 11/13/2023
Johnson Controls, Inc. | CHAMPION, UNITARY PRODUCTS GROUP - COMMERCIAL | ZYG09*(2,4,5)*3******** |  | Voluntarily Certified | ACAirCoolAllPhase&gt;=65k&lt;1 | False | False |  |  |  |  | 12 |  | 14.6 | 14.6 | [6 empty] | 98000 | Heating Other Than Electric Re | 08/29/2023 |  | 11/13/2023
Johnson Controls, Inc. | Coleman | ZYG09*(2,4,5)*3******** |  | Voluntarily Certified | ACAirCoolAllPhase&gt;=65k&lt;1 | False | False |  |  |  |  | 12 |  | 14.6 | 14.6 | [6 empty] | 98000 | Heating Other Than Electric Re | 08/29/2023 |  | 11/13/2023
Johnson Controls, Inc. | FRASER - JOHNSTON | ZYG09*(2,4,5)*3******** |  | Voluntarily Certified | ACAirCoolAllPhase&gt;=65k&lt;1 | False | False |  |  |  |  | 12 |  | 14.6 | 14.6 | [6 empty] | 98000 | Heating Other Than Electric Re | 08/29/2023 |  | 11/13/2023
Johnson Controls, Inc. | CHAMPION, UNITARY PRODUCTS GROUP - COMMERCIAL | ZYG12*(2,4,5)*3********3 |  | Voluntarily Certified | ACAirCoolAllPhase&gt;=65k&lt;1 | False | False |  |  |  |  | 12 |  | 14.6 | 14.6 | [6 empty] | 116000 | Heating Other Than Electric Re | 08/29/2023 |  | 11/13/2023
Johnson Controls, Inc. | Coleman | ZYG12*(2,4,5)*3********3 |  | Voluntarily Certified | ACAirCoolAllPhase&gt;=65k&lt;1 | False | False |  |  |  |  | 12 |  | 14.6 | 14.6 | [6 empty] | 116000 | Heating Other Than Electric Re | 08/29/2023 |  | 11/13/2023
Johnson Controls, Inc. | FRASER - JOHNSTON | ZYG12*(2,4,5)*3********3 |  | Voluntarily Certified | ACAirCoolAllPhase&gt;=65k&lt;1 | False | False |  |  |  |  | 12 |  | 14.6 | 14.6 | [6 empty] | 116000 | Heating Other Than Electric Re | 08/29/2023 |  | 11/13/2023
Johnson Controls, Inc. | CHAMPION, UNITARY PRODUCTS GROUP - COMMERCIAL | ZYGA7*(2,4,5)*1********* |  | Voluntarily Certified | ACAirCoolAllPhase&gt;=65k&lt;1 | False | False |  |  |  |  | 12 |  | 14.6 | 14.6 | [6 empty] | 71000 | Heating Other Than Electric Re | 08/29/2023 |  | 11/13/2023
Johnson Controls, Inc. | Coleman | ZYGA7*(2,4,5)*1********* |  | Voluntarily Certified | ACAirCoolAllPhase&gt;=65k&lt;1 | False | False |  |  |  |  | 12 |  | 14.6 | 14.6 | [6 empty] | 71000 | Heating Other Than Electric Re | 08/29/2023 |  | 11/13/2023
Johnson Controls, Inc. | FRASER - JOHNSTON | ZYGA7*(2,4,5)*1********* |  | Voluntarily Certified | ACAirCoolAllPhase&gt;=65k&lt;1 | False | False |  |  |  |  | 12 |  | 14.6 | 14.6 | [6 empty] | 71000 | Heating Other Than Electric Re | 08/29/2023 |  | 11/13/2023
Johnson Controls, Inc. | CHAMPION, UNITARY PRODUCTS GROUP - COMMERCIAL | ZYGA7*(2,4,5)*3******** |  | Voluntarily Certified | ACAirCoolAllPhase&gt;=65k&lt;1 | False | False |  |  |  |  | 12 |  | 16 | 14.6 | [6 empty] | 71000 | Heating Other Than Electric Re | 08/29/2023 |  | 11/13/2023
Johnson Controls, Inc. | Coleman | ZYGA7*(2,4,5)*3******** |  | Voluntarily Certified | ACAirCoolAllPhase&gt;=65k&lt;1 | False | False |  |  |  |  | 12 |  | 16 | 14.6 | [6 empty] | 71000 | Heating Other Than Electric Re | 08/29/2023 |  | 11/13/2023
Johnson Controls, Inc. | FRASER - JOHNSTON | ZYGA7*(2,4,5)*3******** |  | Voluntarily Certified | ACAirCoolAllPhase&gt;=65k&lt;1 | False | False |  |  |  |  | 12 |  | 16 | 14.6 | [6 empty] | 71000 | Heating Other Than Electric Re | 08/29/2023 |  | 11/13/2023
Johnson Controls, Inc. | Johnson Controls | AD15[C,E]**[H,K,L](2,4,5,B,D,E)********2 |  | Voluntarily Certified | ACAirCoolAllPhase&gt;=135k&lt; | False | False |  |  |  |  | 11 |  | 14.6 | 14.2 | [6 empty] | 174000 | Electric Resistance Heating Or | 08/29/2023 |  | 11/13/2023
Johnson Controls, Inc. | Johnson Controls | AD15[C,E]**[P,R](2,4,5,B,D,E)********2 |  | Voluntarily Certified | ACAirCoolAllPhase&gt;=135k&lt; | False | False |  |  |  |  | 11.1 |  | 14.2 | 14.2 | [6 empty] | 172000 | Electric Resistance Heating Or | 08/29/2023 |  | 11/13/2023
Johnson Controls, Inc. | Johnson Controls | AD15[C,E]**[Q,S,T](2,4,5,B,D,E)********2 |  | Voluntarily Certified | ACAirCoolAllPhase&gt;=135k&lt; | False | False |  |  |  |  | 11 |  | 14.8 | 14.2 | [6 empty] | 174000 | Electric Resistance Heating Or | 08/29/2023 |  | 11/13/2023
Johnson Controls, Inc. | Johnson Controls | AD15[N,S,T]**[H,K,L](2,4,5,B,D,E)********2 |  | Voluntarily Certified | ACAirCoolAllPhase&gt;=135k&lt; | False | False |  |  |  |  | 10.8 |  | 14.4 | 14 | [6 empty] | 174000 | Heating Other Than Electric Re | 08/29/2023 |  | 11/13/2023
Johnson Controls, Inc. | Johnson Controls | AD15[N,S,T]**[P,R](2,4,5,B,D,E)********2 |  | Voluntarily Certified | ACAirCoolAllPhase&gt;=135k&lt; | False | False |  |  |  |  | 10.9 |  | 14 | 14 | [6 empty] | 172000 | Heating Other Than Electric Re | 08/29/2023 |  | 11/13/2023
Johnson Controls, Inc. | Johnson Controls | AD15[N,S,T]**[Q,S,T](2,4,5,B,D,E)********2 |  | Voluntarily Certified | ACAirCoolAllPhase&gt;=135k&lt; | False | False |  |  |  |  | 10.8 |  | 14.6 | 14 | [6 empty] | 174000 | Heating Other Than Electric Re | 08/29/2023 |  | 11/13/2023
Johnson Controls, Inc. | Johnson Controls | AD18[C,E]**[H,K,L](2,4,5,B,D,E)********2 |  | Voluntarily Certified | ACAirCoolAllPhase&gt;=135k&lt; | False | False |  |  |  |  | 11 |  | 14.4 | 14.2 | [6 empty] | 198000 | Electric Resistance Heating Or | 08/29/2023 |  | 11/13/2023
Johnson Controls, Inc. | Johnson Controls | AD18[C,E]**[P,R](2,4,5,B,D,E)********2 |  | Voluntarily Certified | ACAirCoolAllPhase&gt;=135k&lt; | False | False |  |  |  |  | 11 |  | 14.2 | 14.2 | [6 empty] | 198000 | Electric Resistance Heating Or | 08/29/2023 |  | 11/13/2023
Johnson Controls, Inc. | Johnson Controls | AD18[C,E]**[Q,S,T](2,4,5,B,D,E)********2 |  | Voluntarily Certified | ACAirCoolAllPhase&gt;=135k&lt; | False | False |  |  |  |  | 11 |  | 14.6 | 14.2 | [6 empty] | 198000 | Electric Resistance Heating Or | 08/29/2023 |  | 11/13/2023
Johnson Controls, Inc. | Johnson Controls | AD18[N,S,T]**[H,K,L](2,4,5,B,D,E)********2 |  | Voluntarily Certified | ACAirCoolAllPhase&gt;=135k&lt; | False | False |  |  |  |  | 10.8 |  | 14.2 | 14 | [6 empty] | 198000 | Heating Other Than Electric Re | 08/29/2023 |  | 11/13/2023
Johnson Controls, Inc. | Johnson Controls | AD18[N,S,T]**[P,R](2,4,5,B,D,E)********2 |  | Voluntarily Certified | ACAirCoolAllPhase&gt;=135k&lt; | False | False |  |  |  |  | 10.8 |  | 14 | 14 | [6 empty] | 198000 | Heating Other Than Electric Re | 08/29/2023 |  | 11/13/2023
Johnson Controls, Inc. | Johnson Controls | AD18[N,S,T]**[Q,S,T](2,4,5,B,D,E)********2 |  | Voluntarily Certified | ACAirCoolAllPhase&gt;=135k&lt; | False | False |  |  |  |  | 10.8 |  | 14.4 | 14 | [6 empty] | 198000 | Heating Other Than Electric Re | 08/29/2023 |  | 11/13/2023
Johnson Controls, Inc. | Johnson Controls | AD20[C,E]**[H,K,L](2,4,5,B,D,E)********2 |  | Voluntarily Certified | ACAirCoolAllPhase&gt;=135k&lt; | False | False |  |  |  |  | 11 |  | 14.2 | 14.2 | [6 empty] | 234000 | Electric Resistance Heating Or | 08/29/2023 |  | 11/13/2023
Johnson Controls, Inc. | Johnson Controls | AD20[C,E]**[P,R](2,4,5,B,D,E)********2 |  | Voluntarily Certified | ACAirCoolAllPhase&gt;=135k&lt; | False | False |  |  |  |  | 11 |  | 14.2 | 14.2 | [6 empty] | 238000 | Electric Resistance Heating Or | 08/29/2023 |  | 11/13/2023
Johnson Controls, Inc. | Johnson Controls | AD20[C,E]**[Q,S,T](2,4,5,B,D,E)********2 |  | Voluntarily Certified | ACAirCoolAllPhase&gt;=135k&lt; | False | False |  |  |  |  | 11 |  | 14.4 | 14.2 | [6 empty] | 234000 | Electric Resistance Heating Or | 08/29/2023 |  | 11/13/2023
Johnson Controls, Inc. | Johnson Controls | AD20[N,S,T]**[H,K,L](2,4,5,B,D,E)********2 |  | Voluntarily Certified | ACAirCoolAllPhase&gt;=135k&lt; | False | False |  |  |  |  | 10.8 |  | 14 | 14 | [6 empty] | 234000 | Heating Other Than Electric Re | 08/29/2023 |  | 11/13/2023
Johnson Controls, Inc. | Johnson Controls | AD20[N,S,T]**[P,R](2,4,5,B,D,E)********2 |  | Voluntarily Certified | ACAirCoolAllPhase&gt;=135k&lt; | False | False |  |  |  |  | 10.8 |  | 14 | 14 | [6 empty] | 238000 | Heating Other Than Electric Re | 08/29/2023 |  | 11/13/2023
Johnson Controls, Inc. | Johnson Controls | AD20[N,S,T]**[Q,S,T](2,4,5,B,D,E)********2 |  | Voluntarily Certified | ACAirCoolAllPhase&gt;=135k&lt; | False | False |  |  |  |  | 10.8 |  | 14.2 | 14 | [6 empty] | 234000 | Heating Other Than Electric Re | 08/29/2023 |  | 11/13/2023
Johnson Controls, Inc. | Johnson Controls | AD25[C,E]**[H,K,L](2,4,5,B,D,E)********2 |  | Voluntarily Certified | ACAirCoolAllPhase&gt;=240k&lt; | False | False |  |  |  |  | 10.2 |  | 14.2 | 13.2 | [6 empty] | 280000 | Electric Resistance Heating Or | 08/29/2023 |  | 11/13/2023
Johnson Controls, Inc. | Johnson Controls | AD25[C,E]**[P,R](2,4,5,B,D,E)********2 |  | Voluntarily Certified | ACAirCoolAllPhase&gt;=240k&lt; | False | False |  |  |  |  | 10.2 |  | 14 | 13.2 | [6 empty] | 286000 | Electric Resistance Heating Or | 08/29/2023 |  | 11/13/2023
Johnson Controls, Inc. | Johnson Controls | AD25[C,E]**[Q,S,T](2,4,5,B,D,E)********2 |  | Voluntarily Certified | ACAirCoolAllPhase&gt;=240k&lt; | False | False |  |  |  |  | 10.2 |  | 14.4 | 13.2 | [6 empty] | 280000 | Electric Resistance Heating Or | 08/29/2023 |  | 11/13/2023
Johnson Controls, Inc. | Johnson Controls | AD25[N,S,T]**[H,K,L](2,4,5,B,D,E)********2 |  | Voluntarily Certified | ACAirCoolAllPhase&gt;=240k&lt; | False | False |  |  |  |  | 10 |  | 14 | 13 | [6 empty] | 280000 | Heating Other Than Electric Re | 08/29/2023 |  | 11/13/2023
Johnson Controls, Inc. | Johnson Controls | AD25[N,S,T]**[P,R](2,4,5,B,D,E)********2 |  | Voluntarily Certified | ACAirCoolAllPhase&gt;=240k&lt; | False | False |  |  |  |  | 10 |  | 13.8 | 13 | [6 empty] | 286000 | Heating Other Than Electric Re | 08/29/2023 |  | 11/13/2023
Johnson Controls, Inc. | Johnson Controls | AD25[N,S,T]**[Q,S,T](2,4,5,B,D,E)********2 |  | Voluntarily Certified | ACAirCoolAllPhase&gt;=240k&lt; | False | False |  |  |  |  | 10 |  | 14.2 | 13 | [6 empty] | 280000 | Heating Other Than Electric Re | 08/29/2023 |  | 11/13/2023
Johnson Controls, Inc. | Johnson Controls | AD28[C,E]**[H,K,L](2,4,5,B,D,E)********2 |  | Voluntarily Certified | ACAirCoolAllPhase&gt;=240k&lt; | False | False |  |  |  |  | 10.2 |  | 14.2 | 13.2 | [6 empty] | 320000 | Electric Resistance Heating Or | 08/29/2023 |  | 11/13/2023
Johnson Controls, Inc. | Johnson Controls | AD28[C,E]**[P,R](2,4,5,B,D,E)********2 |  | Voluntarily Certified | ACAirCoolAllPhase&gt;=240k&lt; | False | False |  |  |  |  | 10.4 |  | 13.4 | 13.2 | [6 empty] | 320000 | Electric Resistance Heating Or | 08/29/2023 |  | 11/13/2023
Johnson Controls, Inc. | Johnson Controls | AD28[C,E]**[Q,S,T](2,4,5,B,D,E)********2 |  | Voluntarily Certified | ACAirCoolAllPhase&gt;=240k&lt; | False | False |  |  |  |  | 10.2 |  | 14.4 | 13.2 | [6 empty] | 320000 | Electric Resistance Heating Or | 08/29/2023 |  | 11/13/2023
Johnson Controls, Inc. | Johnson Controls | AD28[N,S,T]**[H,K,L](2,4,5,B,D,E)********2 |  | Voluntarily Certified | ACAirCoolAllPhase&gt;=240k&lt; | False | False |  |  |  |  | 10 |  | 14 | 13 | [6 empty] | 320000 | Heating Other Than Electric Re | 08/29/2023 |  | 11/13/2023
Johnson Controls, Inc. | Johnson Controls | AD28[N,S,T]**[P,R](2,4,5,B,D,E)********2 |  | Voluntarily Certified | ACAirCoolAllPhase&gt;=240k&lt; | False | False |  |  |  |  | 10.2 |  | 13.2 | 13 | [6 empty] | 320000 | Heating Other Than Electric Re | 08/29/2023 |  | 11/13/2023
Johnson Controls, Inc. | Johnson Controls | AD28[N,S,T]**[Q,S,T](2,4,5,B,D,E)********2 |  | Voluntarily Certified | ACAirCoolAllPhase&gt;=240k&lt; | False | False |  |  |  |  | 10 |  | 14.2 | 13 | [6 empty] | 320000 | Heating Other Than Electric Re | 08/29/2023 |  | 11/13/2023
Johnson Controls, Inc. | Johnson Controls | AE13[C,E]**[H,K,L](2,4,5,B,D,E)********2 |  | Voluntarily Certified | ACAirCoolAllPhase&gt;=135k&lt; | False | False |  |  |  |  | 12.7 |  | 20.1 | 14.2 | [6 empty] | 148000 | Electric Resistance Heating Or | 08/29/2023 |  | 11/13/2023
Johnson Controls, Inc. | Johnson Controls | AE13[C,E]**[Q,S,T](2,4,5,B,D,E)********2 |  | Voluntarily Certified | ACAirCoolAllPhase&gt;=135k&lt; | False | False |  |  |  |  | 12.7 |  | 20.1 | 14.2 | [6 empty] | 148000 | Electric Resistance Heating Or | 08/29/2023 |  | 11/13/2023
Johnson Controls, Inc. | Johnson Controls | AE13[N,S,T]**[H,K,L](2,4,5,B,D,E)********2 |  | Voluntarily Certified | ACAirCoolAllPhase&gt;=135k&lt; | False | False |  |  |  |  | 12.5 |  | 20 | 14 | [6 empty] | 148000 | Heating Other Than Electric Re | 08/29/2023 |  | 11/13/2023
Johnson Controls, Inc. | Johnson Controls | AE13[N,S,T]**[Q,S,T](2,4,5,B,D,E)********2 |  | Voluntarily Certified | ACAirCoolAllPhase&gt;=135k&lt; | False | False |  |  |  |  | 12.5 |  | 20 | 14 | [6 empty] | 148000 | Heating Other Than Electric Re | 08/29/2023 |  | 11/13/2023
Johnson Controls, Inc. | Johnson Controls | AE15[C,E]**[H,K,L](2,4,5,B,D,E)********2 |  | Voluntarily Certified | ACAirCoolAllPhase&gt;=135k&lt; | False | False |  |  |  |  | 12.2 |  | 20.3 | 14.2 | [6 empty] | 178000 | Electric Resistance Heating Or | 08/29/2023 |  | 11/13/2023
Johnson Controls, Inc. | Johnson Controls | AE15[C,E]**[Q,S,T](2,4,5,B,D,E)********2 |  | Voluntarily Certified | ACAirCoolAllPhase&gt;=135k&lt; | False | False |  |  |  |  | 12.2 |  | 20.3 | 14.2 | [6 empty] | 178000 | Electric Resistance Heating Or | 08/29/2023 |  | 11/13/2023
Johnson Controls, Inc. | Johnson Controls | AE15[N,S,T]**[H,K,L](2,4,5,B,D,E)********2 |  | Voluntarily Certified | ACAirCoolAllPhase&gt;=135k&lt; | False | False |  |  |  |  | 12 |  | 20.1 | 14 | [6 empty] | 178000 | Heating Other Than Electric Re | 08/29/2023 |  | 11/13/2023
Johnson Controls, Inc. | Johnson Controls | AE15[N,S,T]**[Q,S,T](2,4,5,B,D,E)********2 |  | Voluntarily Certified | ACAirCoolAllPhase&gt;=135k&lt; | False | False |  |  |  |  | 12 |  | 20.1 | 14 | [6 empty] | 178000 | Heating Other Than Electric Re | 08/29/2023 |  | 11/13/2023
Johnson Controls, Inc. | Johnson Controls | AE18[C,E]**[H,K,L](2,4,5,B,D,E)********2 |  | Voluntarily Certified | ACAirCoolAllPhase&gt;=135k&lt; | False | False |  |  |  |  | 12.3 |  | 19 | 14.2 | [6 empty] | 200000 | Electric Resistance Heating Or | 08/29/2023 |  | 11/13/2023
Johnson Controls, Inc. | Johnson Controls | AE18[C,E]**[Q,S,T](2,4,5,B,D,E)********2 |  | Voluntarily Certified | ACAirCoolAllPhase&gt;=135k&lt; | False | False |  |  |  |  | 12.3 |  | 19 | 14.2 | [6 empty] | 200000 | Electric Resistance Heating Or | 08/29/2023 |  | 11/13/2023
Johnson Controls, Inc. | Johnson Controls | AE18[N,S,T]**[H,K,L](2,4,5,B,D,E)********2 |  | Voluntarily Certified | ACAirCoolAllPhase&gt;=135k&lt; | False | False |  |  |  |  | 12.2 |  | 18.8 | 14 | [6 empty] | 200000 | Heating Other Than Electric Re | 08/29/2023 |  | 11/13/2023
Johnson Controls, Inc. | Johnson Controls | AE18[N,S,T]**[Q,S,T](2,4,5,B,D,E)********2 |  | Voluntarily Certified | ACAirCoolAllPhase&gt;=135k&lt; | False | False |  |  |  |  | 12.2 |  | 18.8 | 14 | [6 empty] | 200000 | Heating Other Than Electric Re | 08/29/2023 |  | 11/13/2023
Johnson Controls, Inc. | Johnson Controls | AE20[C,E]**[H,K,L](2,4,5,B,D,E)********2 |  | Voluntarily Certified | ACAirCoolAllPhase&gt;=135k&lt; | False | False |  |  |  |  | 12.2 |  | 19.6 | 14.2 | [6 empty] | 238000 | Electric Resistance Heating Or | 08/29/2023 |  | 11/13/2023
Johnson Controls, Inc. | Johnson Controls | AE20[C,E]**[Q,S,T](2,4,5,B,D,E)********2 |  | Voluntarily Certified | ACAirCoolAllPhase&gt;=135k&lt; | False | False |  |  |  |  | 12.2 |  | 19.6 | 14.2 | [6 empty] | 238000 | Electric Resistance Heating Or | 08/29/2023 |  | 11/13/2023
Johnson Controls, Inc. | Johnson Controls | AE20[N,S,T]**[H,K,L](2,4,5,B,D,E)********2 |  | Voluntarily Certified | ACAirCoolAllPhase&gt;=135k&lt; | False | False |  |  |  |  | 12.1 |  | 19.5 | 14 | [6 empty] | 238000 | Heating Other Than Electric Re | 08/29/2023 |  | 11/13/2023
Johnson Controls, Inc. | Johnson Controls | AE20[N,S,T]**[Q,S,T](2,4,5,B,D,E)********2 |  | Voluntarily Certified | ACAirCoolAllPhase&gt;=135k&lt; | False | False |  |  |  |  | 12.1 |  | 19.5 | 14 | [6 empty] | 238000 | Heating Other Than Electric Re | 08/29/2023 |  | 11/13/2023
Johnson Controls, Inc. | Johnson Controls | AE23[C,E]**[H,K,L](2,4,5,B,D,E)********2 |  | Voluntarily Certified | ACAirCoolAllPhase&gt;=240k&lt; | False | False |  |  |  |  | 11.3 |  | 18.8 | 13.2 | [6 empty] | 276000 | Electric Resistance Heating Or | 08/29/2023 |  | 11/13/2023
Johnson Controls, Inc. | Johnson Controls | AE23[C,E]**[Q,S,T](2,4,5,B,D,E)********2 |  | Voluntarily Certified | ACAirCoolAllPhase&gt;=240k&lt; | False | False |  |  |  |  | 11.3 |  | 18.8 | 13.2 | [6 empty] | 276000 | Electric Resistance Heating Or | 08/29/2023 |  | 11/13/2023
Johnson Controls, Inc. | Johnson Controls | AE23[N,S,T]**[H,K,L](2,4,5,B,D,E)********2 |  | Voluntarily Certified | ACAirCoolAllPhase&gt;=240k&lt; | False | False |  |  |  |  | 11.1 |  | 18.6 | 13 | [6 empty] | 276000 | Heating Other Than Electric Re | 08/29/2023 |  | 11/13/2023
Johnson Controls, Inc. | Johnson Controls | AE23[N,S,T]**[Q,S,T](2,4,5,B,D,E)********2 |  | Voluntarily Certified | ACAirCoolAllPhase&gt;=240k&lt; | False | False |  |  |  |  | 11.1 |  | 18.6 | 13 | [6 empty] | 276000 | Heating Other Than Electric Re | 08/29/2023 |  | 11/13/2023
Johnson Controls, Inc. | Johnson Controls | AK15[C,E]**[H,K,L](2,4,5,B,D,E)********2 |  | Voluntarily Certified | ACAirCoolAllPhase&gt;=135k&lt; | False | False |  |  |  |  | 11 |  | 14.6 | 14.2 | [6 empty] | 170000 | Electric Resistance Heating Or | 08/29/2023 |  | 11/13/2023
Johnson Controls, Inc. | Johnson Controls | AK15[C,E]**[P,R](2,4,5,B,D,E)********2 |  | Voluntarily Certified | ACAirCoolAllPhase&gt;=135k&lt; | False | False |  |  |  |  | 11.1 |  | 14.2 | 14.2 | [6 empty] | 174000 | Electric Resistance Heating Or | 08/29/2023 |  | 11/13/2023
Johnson Controls, Inc. | Johnson Controls | AK15[C,E]**[Q,S,T](2,4,5,B,D,E)********2 |  | Voluntarily Certified | ACAirCoolAllPhase&gt;=135k&lt; | False | False |  |  |  |  | 11 |  | 14.8 | 14.2 | [6 empty] | 170000 | Electric Resistance Heating Or | 08/29/2023 |  | 11/13/2023
Johnson Controls, Inc. | Johnson Controls | AK15[S,T]**[H,K,L](2,4,5,B,D,E)********2 |  | Voluntarily Certified | ACAirCoolAllPhase&gt;=135k&lt; | False | False |  |  |  |  | 10.8 |  | 14.4 | 14 | [6 empty] | 170000 | Heating Other Than Electric Re | 08/29/2023 |  | 11/13/2023
Johnson Controls, Inc. | Johnson Controls | AK15[S,T]**[P,R](2,4,5,B,D,E)********2 |  | Voluntarily Certified | ACAirCoolAllPhase&gt;=135k&lt; | False | False |  |  |  |  | 11 |  | 14 | 14 | [6 empty] | 174000 | Heating Other Than Electric Re | 08/29/2023 |  | 11/13/2023
Johnson Controls, Inc. | Johnson Controls | AK15[S,T]**[Q,S,T](2,4,5,B,D,E)********2 |  | Voluntarily Certified | ACAirCoolAllPhase&gt;=135k&lt; | False | False |  |  |  |  | 10.8 |  | 14.6 | 14 | [6 empty] | 170000 | Heating Other Than Electric Re | 08/29/2023 |  | 11/13/2023
Johnson Controls, Inc. | Johnson Controls | AK18[C,E]**[H,K,L](2,4,5,B,D,E)********2 |  | Voluntarily Certified | ACAirCoolAllPhase&gt;=135k&lt; | False | False |  |  |  |  | 11 |  | 14.2 | 14.2 | [6 empty] | 202000 | Electric Resistance Heating Or | 08/29/2023 |  | 11/13/2023
Johnson Controls, Inc. | Johnson Controls | AK18[C,E]**[P,R](2,4,5,B,D,E)********2 |  | Voluntarily Certified | ACAirCoolAllPhase&gt;=135k&lt; | False | False |  |  |  |  | 11 |  | 14.2 | 14.2 | [6 empty] | 200000 | Electric Resistance Heating Or | 08/29/2023 |  | 11/13/2023
Johnson Controls, Inc. | Johnson Controls | AK18[C,E]**[Q,S,T](2,4,5,B,D,E)********2 |  | Voluntarily Certified | ACAirCoolAllPhase&gt;=135k&lt; | False | False |  |  |  |  | 11 |  | 14.4 | 14.2 | [6 empty] | 202000 | Electric Resistance Heating Or | 08/29/2023 |  | 11/13/2023
Johnson Controls, Inc. | Johnson Controls | AK18[S,T]**[H,K,L](2,4,5,B,D,E)********2 |  | Voluntarily Certified | ACAirCoolAllPhase&gt;=135k&lt; | False | False |  |  |  |  | 10.8 |  | 14 | 14 | [6 empty] | 202000 | Heating Other Than Electric Re | 08/29/2023 |  | 11/13/2023
Johnson Controls, Inc. | Johnson Controls | AK18[S,T]**[P,R](2,4,5,B,D,E)********2 |  | Voluntarily Certified | ACAirCoolAllPhase&gt;=135k&lt; | False | False |  |  |  |  | 10.8 |  | 14 | 14 | [6 empty] | 200000 | Heating Other Than Electric Re | 08/29/2023 |  | 11/13/2023
Johnson Controls, Inc. | Johnson Controls | AK18[S,T]**[Q,S,T](2,4,5,B,D,E)********2 |  | Voluntarily Certified | ACAirCoolAllPhase&gt;=135k&lt; | False | False |  |  |  |  | 10.8 |  | 14.2 | 14 | [6 empty] | 202000 | Heating Other Than Electric Re | 08/29/2023 |  | 11/13/2023
Johnson Controls, Inc. | Johnson Controls | AK20[C,E]**[H,K,L](2,4,5,B,D,E)********2 |  | Voluntarily Certified | ACAirCoolAllPhase&gt;=135k&lt; | False | False |  |  |  |  | 11 |  | 14.2 | 14.2 | [6 empty] | 234000 | Electric Resistance Heating Or | 08/29/2023 |  | 11/13/2023
Johnson Controls, Inc. | Johnson Controls | AK20[C,E]**[P,R](2,4,5,B,D,E)********2 |  | Voluntarily Certified | ACAirCoolAllPhase&gt;=135k&lt; | False | False |  |  |  |  | 11 |  | 14.2 | 14.2 | [6 empty] | 234000 | Electric Resistance Heating Or | 08/29/2023 |  | 11/13/2023
Johnson Controls, Inc. | Johnson Controls | AK20[C,E]**[Q,S,T](2,4,5,B,D,E)********2 |  | Voluntarily Certified | ACAirCoolAllPhase&gt;=135k&lt; | False | False |  |  |  |  | 11 |  | 14.4 | 14.2 | [6 empty] | 234000 | Electric Resistance Heating Or | 08/29/2023 |  | 11/13/2023
Johnson Controls, Inc. | Johnson Controls | AK20[S,T]**[H,K,L](2,4,5,B,D,E)********2 |  | Voluntarily Certified | ACAirCoolAllPhase&gt;=135k&lt; | False | False |  |  |  |  | 10.8 |  | 14 | 14 | [6 empty] | 234000 | Heating Other Than Electric Re | 08/29/2023 |  | 11/13/2023
Johnson Controls, Inc. | Johnson Controls | AK20[S,T]**[P,R](2,4,5,B,D,E)********2 |  | Voluntarily Certified | ACAirCoolAllPhase&gt;=135k&lt; | False | False |  |  |  |  | 10.8 |  | 14 | 14 | [6 empty] | 234000 | Heating Other Than Electric Re | 08/29/2023 |  | 11/13/2023
Johnson Controls, Inc. | Johnson Controls | AK20[S,T]**[Q,S,T](2,4,5,B,D,E)********2 |  | Voluntarily Certified | ACAirCoolAllPhase&gt;=135k&lt; | False | False |  |  |  |  | 10.8 |  | 14.2 | 14 | [6 empty] | 234000 | Heating Other Than Electric Re | 08/29/2023 |  | 11/13/2023
Johnson Controls, Inc. | Johnson Controls | AK25[C,E]**[H,K,L](2,4,5,B,D,E)********2 |  | Voluntarily Certified | ACAirCoolAllPhase&gt;=240k&lt; | False | False |  |  |  |  | 10.2 |  | 14.2 | 13.2 | [6 empty] | 280000 | Electric Resistance Heating Or | 08/29/2023 |  | 11/13/2023
Johnson Controls, Inc. | Johnson Controls | AK25[C,E]**[P,R](2,4,5,B,D,E)********2 |  | Voluntarily Certified | ACAirCoolAllPhase&gt;=240k&lt; | False | False |  |  |  |  | 10.2 |  | 14 | 13.2 | [6 empty] | 286000 | Electric Resistance Heating Or | 08/29/2023 |  | 11/13/2023
Johnson Controls, Inc. | Johnson Controls | AK25[C,E]**[Q,S,T](2,4,5,B,D,E)********2 |  | Voluntarily Certified | ACAirCoolAllPhase&gt;=240k&lt; | False | False |  |  |  |  | 10.2 |  | 14.4 | 13.2 | [6 empty] | 280000 | Electric Resistance Heating Or | 08/29/2023 |  | 11/13/2023
Johnson Controls, Inc. | Johnson Controls | AK25[S,T]**[H,K,L](2,4,5,B,D,E)********2 |  | Voluntarily Certified | ACAirCoolAllPhase&gt;=240k&lt; | False | False |  |  |  |  | 10 |  | 14 | 13 | [6 empty] | 280000 | Heating Other Than Electric Re | 08/29/2023 |  | 11/13/2023
Johnson Controls, Inc. | Johnson Controls | AK25[S,T]**[P,R](2,4,5,B,D,E)********2 |  | Voluntarily Certified | ACAirCoolAllPhase&gt;=240k&lt; | False | False |  |  |  |  | 10 |  | 13.8 | 13 | [6 empty] | 286000 | Heating Other Than Electric Re | 08/29/2023 |  | 11/13/2023
Johnson Controls, Inc. | Johnson Controls | AK25[S,T]**[Q,S,T](2,4,5,B,D,E)********2 |  | Voluntarily Certified | ACAirCoolAllPhase&gt;=240k&lt; | False | False |  |  |  |  | 10 |  | 14.2 | 13 | [6 empty] | 280000 | Heating Other Than Electric Re | 08/29/2023 |  | 11/13/2023
Johnson Controls, Inc. | Johnson Controls | AS15[C,E]**[H,K,L](2,4,5,B,D,E)********2 |  | Voluntarily Certified | ACAirCoolAllPhase&gt;=135k&lt; | False | False |  |  |  |  | 11 |  | 14.6 | 14.2 | [6 empty] | 170000 | Electric Resistance Heating Or | 08/29/2023 |  | 11/13/2023
Johnson Controls, Inc. | Johnson Controls | AS15[C,E]**[P,R](2,4,5,B,D,E)********2 |  | Voluntarily Certified | ACAirCoolAllPhase&gt;=135k&lt; | False | False |  |  |  |  | 11.1 |  | 14.2 | 14.2 | [6 empty] | 174000 | Electric Resistance Heating Or | 08/29/2023 |  | 11/13/2023
Johnson Controls, Inc. | Johnson Controls | AS15[C,E]**[Q,S,T](2,4,5,B,D,E)********2 |  | Voluntarily Certified | ACAirCoolAllPhase&gt;=135k&lt; | False | False |  |  |  |  | 11 |  | 14.8 | 14.2 | [6 empty] | 170000 | Electric Resistance Heating Or | 08/29/2023 |  | 11/13/2023
Johnson Controls, Inc. | Johnson Controls | AS15[S,T]**[H,K,L](2,4,5,B,D,E)********2 |  | Voluntarily Certified | ACAirCoolAllPhase&gt;=135k&lt; | False | False |  |  |  |  | 10.8 |  | 14.4 | 14 | [6 empty] | 170000 | Heating Other Than Electric Re | 08/29/2023 |  | 11/13/2023
Johnson Controls, Inc. | Johnson Controls | AS15[S,T]**[P,R](2,4,5,B,D,E)********2 |  | Voluntarily Certified | ACAirCoolAllPhase&gt;=135k&lt; | False | False |  |  |  |  | 11 |  | 14 | 14 | [6 empty] | 174000 | Heating Other Than Electric Re | 08/29/2023 |  | 11/13/2023
Johnson Controls, Inc. | Johnson Controls | AS15[S,T]**[Q,S,T](2,4,5,B,D,E)********2 |  | Voluntarily Certified | ACAirCoolAllPhase&gt;=135k&lt; | False | False |  |  |  |  | 10.8 |  | 14.6 | 14 | [6 empty] | 170000 | Heating Other Than Electric Re | 08/29/2023 |  | 11/13/2023
Johnson Controls, Inc. | Johnson Controls | AS18[C,E]**[H,K,L](2,4,5,B,D,E)********2 |  | Voluntarily Certified | ACAirCoolAllPhase&gt;=135k&lt; | False | False |  |  |  |  | 11 |  | 14.2 | 14.2 | [6 empty] | 202000 | Electric Resistance Heating Or | 08/29/2023 |  | 11/13/2023
Johnson Controls, Inc. | Johnson Controls | AS18[C,E]**[P,R](2,4,5,B,D,E)********2 |  | Voluntarily Certified | ACAirCoolAllPhase&gt;=135k&lt; | False | False |  |  |  |  | 11 |  | 14.2 | 14.2 | [6 empty] | 200000 | Electric Resistance Heating Or | 08/29/2023 |  | 11/13/2023
Johnson Controls, Inc. | Johnson Controls | AS18[C,E]**[Q,S,T](2,4,5,B,D,E)********2 |  | Voluntarily Certified | ACAirCoolAllPhase&gt;=135k&lt; | False | False |  |  |  |  | 11 |  | 14.4 | 14.2 | [6 empty] | 202000 | Electric Resistance Heating Or | 08/29/2023 |  | 11/13/2023
Johnson Controls, Inc. | Johnson Controls | AS18[S,T]**[H,K,L](2,4,5,B,D,E)********2 |  | Voluntarily Certified | ACAirCoolAllPhase&gt;=135k&lt; | False | False |  |  |  |  | 10.8 |  | 14 | 14 | [6 empty] | 202000 | Heating Other Than Electric Re | 08/29/2023 |  | 11/13/2023
Johnson Controls, Inc. | Johnson Controls | AS18[S,T]**[P,R](2,4,5,B,D,E)********2 |  | Voluntarily Certified | ACAirCoolAllPhase&gt;=135k&lt; | False | False |  |  |  |  | 10.8 |  | 14 | 14 | [6 empty] | 200000 | Heating Other Than Electric Re | 08/29/2023 |  | 11/13/2023
Johnson Controls, Inc. | Johnson Controls | AS18[S,T]**[Q,S,T](2,4,5,B,D,E)********2 |  | Voluntarily Certified | ACAirCoolAllPhase&gt;=135k&lt; | False | False |  |  |  |  | 10.8 |  | 14.2 | 14 | [6 empty] | 202000 | Heating Other Than Electric Re | 08/29/2023 |  | 11/13/2023
Johnson Controls, Inc. | Johnson Controls | AS20[C,E]**[H,K,L](2,4,5,B,D,E)********2 |  | Voluntarily Certified | ACAirCoolAllPhase&gt;=135k&lt; | False | False |  |  |  |  | 11 |  | 14.2 | 14.2 | [6 empty] | 234000 | Electric Resistance Heating Or | 08/29/2023 |  | 11/13/2023
Johnson Controls, Inc. | Johnson Controls | AS20[C,E]**[P,R](2,4,5,B,D,E)********2 |  | Voluntarily Certified | ACAirCoolAllPhase&gt;=135k&lt; | False | False |  |  |  |  | 11 |  | 14.2 | 14.2 | [6 empty] | 234000 | Electric Resistance Heating Or | 08/29/2023 |  | 11/13/2023
Johnson Controls, Inc. | Johnson Controls | AS20[C,E]**[Q,S,T](2,4,5,B,D,E)********2 |  | Voluntarily Certified | ACAirCoolAllPhase&gt;=135k&lt; | False | False |  |  |  |  | 11 |  | 14.4 | 14.2 | [6 empty] | 234000 | Electric Resistance Heating Or | 08/29/2023 |  | 11/13/2023
Johnson Controls, Inc. | Johnson Controls | AS20[S,T]**[H,K,L](2,4,5,B,D,E)********2 |  | Voluntarily Certified | ACAirCoolAllPhase&gt;=135k&lt; | False | False |  |  |  |  | 10.8 |  | 14 | 14 | [6 empty] | 234000 | Heating Other Than Electric Re | 08/29/2023 |  | 11/13/2023
Johnson Controls, Inc. | Johnson Controls | AS20[S,T]**[P,R](2,4,5,B,D,E)********2 |  | Voluntarily Certified | ACAirCoolAllPhase&gt;=135k&lt; | False | False |  |  |  |  | 10.8 |  | 14 | 14 | [6 empty] | 234000 | Heating Other Than Electric Re | 08/29/2023 |  | 11/13/2023
Johnson Controls, Inc. | Johnson Controls | AS20[S,T]**[Q,S,T](2,4,5,B,D,E)********2 |  | Voluntarily Certified | ACAirCoolAllPhase&gt;=135k&lt; | False | False |  |  |  |  | 10.8 |  | 14.2 | 14 | [6 empty] | 234000 | Heating Other Than Electric Re | 08/29/2023 |  | 11/13/2023
Johnson Controls, Inc. | Johnson Controls | AS25[C,E]**[H,K,L](2,4,5,B,D,E)********2 |  | Voluntarily Certified | ACAirCoolAllPhase&gt;=240k&lt; | False | False |  |  |  |  | 10.2 |  | 14.2 | 13.2 | [6 empty] | 280000 | Electric Resistance Heating Or | 08/29/2023 |  | 11/13/2023
Johnson Controls, Inc. | Johnson Controls | AS25[C,E]**[P,R](2,4,5,B,D,E)********2 |  | Voluntarily Certified | ACAirCoolAllPhase&gt;=240k&lt; | False | False |  |  |  |  | 10.2 |  | 14 | 13.2 | [6 empty] | 286000 | Electric Resistance Heating Or | 08/29/2023 |  | 11/13/2023
Johnson Controls, Inc. | Johnson Controls | AS25[C,E]**[Q,S,T](2,4,5,B,D,E)********2 |  | Voluntarily Certified | ACAirCoolAllPhase&gt;=240k&lt; | False | False |  |  |  |  | 10.2 |  | 14.4 | 13.2 | [6 empty] | 280000 | Electric Resistance Heating Or | 08/29/2023 |  | 11/13/2023
Johnson Controls, Inc. | Johnson Controls | AS25[S,T]**[H,K,L](2,4,5,B,D,E)********2 |  | Voluntarily Certified | ACAirCoolAllPhase&gt;=240k&lt; | False | False |  |  |  |  | 10 |  | 14 | 13 | [6 empty] | 280000 | Heating Other Than Electric Re | 08/29/2023 |  | 11/13/2023
Johnson Controls, Inc. | Johnson Controls | AS25[S,T]**[P,R](2,4,5,B,D,E)********2 |  | Voluntarily Certified | ACAirCoolAllPhase&gt;=240k&lt; | False | False |  |  |  |  | 10 |  | 13.8 | 13 | [6 empty] | 286000 | Heating Other Than Electric Re | 08/29/2023 |  | 11/13/2023
Johnson Controls, Inc. | Johnson Controls | AS25[S,T]**[Q,S,T](2,4,5,B,D,E)********2 |  | Voluntarily Certified | ACAirCoolAllPhase&gt;=240k&lt; | False | False |  |  |  |  | 10 |  | 14.2 | 13 | [6 empty] | 280000 | Heating Other Than Electric Re | 08/29/2023 |  | 11/13/2023
Johnson Controls, Inc. | Johnson Controls | GVA[1,4][A,M]* |  | Voluntarily Certified | ACAirCoolAllPhase&gt;=240k&lt; | False | False |  |  |  |  | 10.8 |  | 14.9 | 13.2 | [6 empty] | 274000 | Electric Resistance Heating Or | 08/29/2023 |  | 11/13/2023
Johnson Controls, Inc. | Johnson Controls | GVA[1,4][B,C,D,E,F,G,H,K,L]* |  | Voluntarily Certified | ACAirCoolAllPhase&gt;=240k&lt; | False | False |  |  |  |  | 10.6 |  | 14.8 | 13 | [6 empty] | 274000 | Heating Other Than Electric Re | 08/29/2023 |  | 11/13/2023
Johnson Controls, Inc. | Johnson Controls | GVA[2,5][A,M]* |  | Voluntarily Certified | ACAirCoolAllPhase&gt;=240k&lt; | False | False |  |  |  |  | 11.4 |  | 16.7 | 13.2 | [6 empty] | 274000 | Electric Resistance Heating Or | 08/29/2023 |  | 11/13/2023
Johnson Controls, Inc. | Johnson Controls | GVA[2,5][B,C,D,E,F,G,H,K,L]* |  | Voluntarily Certified | ACAirCoolAllPhase&gt;=240k&lt; | False | False |  |  |  |  | 11.2 |  | 16.6 | 13 | [6 empty] | 274000 | Heating Other Than Electric Re | 08/29/2023 |  | 11/13/2023
Johnson Controls, Inc. | Johnson Controls | GVA[3,6][A,M]* |  | Voluntarily Certified | ACAirCoolAllPhase&gt;=240k&lt; | False | False |  |  |  |  | 10.8 |  | 14.9 | 13.2 | [6 empty] | 292000 | Electric Resistance Heating Or | 08/29/2023 |  | 11/13/2023
Johnson Controls, Inc. | Johnson Controls | GVA[3,6][B,C,D,E,F,G,H,K,L]* |  | Voluntarily Certified | ACAirCoolAllPhase&gt;=240k&lt; | False | False |  |  |  |  | 10.6 |  | 14.8 | 13 | [6 empty] | 292000 | Heating Other Than Electric Re | 08/29/2023 |  | 11/13/2023
Johnson Controls, Inc. | Johnson Controls | GVB[1,4][A,M]* |  | Voluntarily Certified | ACAirCoolAllPhase&gt;=240k&lt; | False | False |  |  |  |  | 10.5 |  | 14.3 | 13.2 | [6 empty] | 336000 | Electric Resistance Heating Or | 08/29/2023 |  | 11/13/2023
Johnson Controls, Inc. | Johnson Controls | GVB[1,4][B,C,D,E,F,G,H,K,L]* |  | Voluntarily Certified | ACAirCoolAllPhase&gt;=240k&lt; | False | False |  |  |  |  | 10.3 |  | 14.2 | 13 | [6 empty] | 336000 | Heating Other Than Electric Re | 08/29/2023 |  | 11/13/2023
Johnson Controls, Inc. | Johnson Controls | GVB[2,5][A,M]* |  | Voluntarily Certified | ACAirCoolAllPhase&gt;=240k&lt; | False | False |  |  |  |  | 10.9 |  | 15.2 | 13.2 | [6 empty] | 338000 | Electric Resistance Heating Or | 08/29/2023 |  | 11/13/2023
Johnson Controls, Inc. | Johnson Controls | GVB[2,5][B,C,D,E,F,G,H,K,L]* |  | Voluntarily Certified | ACAirCoolAllPhase&gt;=240k&lt; | False | False |  |  |  |  | 10.7 |  | 15.1 | 13 | [6 empty] | 338000 | Heating Other Than Electric Re | 08/29/2023 |  | 11/13/2023
Johnson Controls, Inc. | Johnson Controls | GVB[3,6][A,M]* |  | Voluntarily Certified | ACAirCoolAllPhase&gt;=240k&lt; | False | False |  |  |  |  | 10.5 |  | 14.3 | 13.2 | [6 empty] | 356000 | Electric Resistance Heating Or | 08/29/2023 |  | 11/13/2023
Johnson Controls, Inc. | Johnson Controls | GVB[3,6][B,C,D,E,F,G,H,K,L]* |  | Voluntarily Certified | ACAirCoolAllPhase&gt;=240k&lt; | False | False |  |  |  |  | 10.3 |  | 14.2 | 13 | [6 empty] | 356000 | Heating Other Than Electric Re | 08/29/2023 |  | 11/13/2023
Johnson Controls, Inc. | Johnson Controls | GVC[1,4][A,M]* |  | Voluntarily Certified | ACAirCoolAllPhase&gt;=240k&lt; | False | False |  |  |  |  | 10.9 |  | 14.6 | 13.2 | [6 empty] | 465000 | Electric Resistance Heating Or | 08/29/2023 |  | 11/13/2023
Johnson Controls, Inc. | Johnson Controls | GVC[1,4][B,C,D,E,F,G,H,K,L]* |  | Voluntarily Certified | ACAirCoolAllPhase&gt;=240k&lt; | False | False |  |  |  |  | 10.7 |  | 14.5 | 13 | [6 empty] | 465000 | Heating Other Than Electric Re | 08/29/2023 |  | 11/13/2023
Johnson Controls, Inc. | Johnson Controls | GVC[2,5][A,M]* |  | Voluntarily Certified | ACAirCoolAllPhase&gt;=240k&lt; | False | False |  |  |  |  | 11.1 |  | 16.1 | 13.2 | [6 empty] | 460000 | Electric Resistance Heating Or | 08/29/2023 |  | 11/13/2023
Johnson Controls, Inc. | Johnson Controls | GVC[2,5][B,C,D,E,F,G,H,K,L]* |  | Voluntarily Certified | ACAirCoolAllPhase&gt;=240k&lt; | False | False |  |  |  |  | 10.9 |  | 16 | 13 | [6 empty] | 460000 | Heating Other Than Electric Re | 08/29/2023 |  | 11/13/2023
Johnson Controls, Inc. | Johnson Controls | GVC[3,6][A,M]* |  | Voluntarily Certified | ACAirCoolAllPhase&gt;=240k&lt; | False | False |  |  |  |  | 10.7 |  | 14.6 | 13.2 | [6 empty] | 490000 | Electric Resistance Heating Or | 08/29/2023 |  | 11/13/2023
Johnson Controls, Inc. | Johnson Controls | GVC[3,6][B,C,D,E,F,G,H,K,L]* |  | Voluntarily Certified | ACAirCoolAllPhase&gt;=240k&lt; | False | False |  |  |  |  | 10.5 |  | 14.5 | 13 | [6 empty] | 490000 | Heating Other Than Electric Re | 08/29/2023 |  | 11/13/2023
Johnson Controls, Inc. | Johnson Controls | GVD[1,4][A,M]* |  | Voluntarily Certified | ACAirCoolAllPhase&gt;=240k&lt; | False | False |  |  |  |  | 10.8 |  | 15 | 13.2 | [6 empty] | 570000 | Electric Resistance Heating Or | 08/29/2023 |  | 11/13/2023
Johnson Controls, Inc. | Johnson Controls | GVD[1,4][B,C,D,E,F,G,H,K,L]* |  | Voluntarily Certified | ACAirCoolAllPhase&gt;=240k&lt; | False | False |  |  |  |  | 10.6 |  | 14.9 | 13 | [6 empty] | 570000 | Heating Other Than Electric Re | 08/29/2023 |  | 11/13/2023
Johnson Controls, Inc. | Johnson Controls | GVD[2,5][A,M]* |  | Voluntarily Certified | ACAirCoolAllPhase&gt;=240k&lt; | False | False |  |  |  |  | 10.9 |  | 15.9 | 13.2 | [6 empty] | 570000 | Electric Resistance Heating Or | 08/29/2023 |  | 11/13/2023
Johnson Controls, Inc. | Johnson Controls | GVD[2,5][B,C,D,E,F,G,H,K,L]* |  | Voluntarily Certified | ACAirCoolAllPhase&gt;=240k&lt; | False | False |  |  |  |  | 10.7 |  | 15.8 | 13 | [6 empty] | 570000 | Heating Other Than Electric Re | 08/29/2023 |  | 11/13/2023
Johnson Controls, Inc. | Johnson Controls | GVD[3,6][A,M]* |  | Voluntarily Certified | ACAirCoolAllPhase&gt;=240k&lt; | False | False |  |  |  |  | 10.5 |  | 14.8 | 13.2 | [6 empty] | 595000 | Electric Resistance Heating Or | 08/29/2023 |  | 11/13/2023
Johnson Controls, Inc. | Johnson Controls | GVD[3,6][B,C,D,E,F,G,H,K,L]* |  | Voluntarily Certified | ACAirCoolAllPhase&gt;=240k&lt; | False | False |  |  |  |  | 10.3 |  | 14.7 | 13 | [6 empty] | 595000 | Heating Other Than Electric Re | 08/29/2023 |  | 11/13/2023
Johnson Controls, Inc. | Johnson Controls | GVF[1,4][A,M]* |  | Voluntarily Certified | ACAirCoolAllPhase&gt;=240k&lt; | False | False |  |  |  |  | 10.5 |  | 15.8 | 13.2 | [6 empty] | 675000 | Electric Resistance Heating Or | 08/29/2023 |  | 11/13/2023
Johnson Controls, Inc. | Johnson Controls | GVF[1,4][B,C,D,E,F,G,H,K,L]* |  | Voluntarily Certified | ACAirCoolAllPhase&gt;=240k&lt; | False | False |  |  |  |  | 10.3 |  | 15.6 | 13 | [6 empty] | 675000 | Heating Other Than Electric Re | 08/29/2023 |  | 11/13/2023
Johnson Controls, Inc. | Johnson Controls | GVF[2,5][A,M]* |  | Voluntarily Certified | ACAirCoolAllPhase&gt;=240k&lt; | False | False |  |  |  |  | 10.8 |  | 16.9 | 13.2 | [6 empty] | 675000 | Electric Resistance Heating Or | 08/29/2023 |  | 11/13/2023
Johnson Controls, Inc. | Johnson Controls | GVF[2,5][B,C,D,E,F,G,H,K,L]* |  | Voluntarily Certified | ACAirCoolAllPhase&gt;=240k&lt; | False | False |  |  |  |  | 10.6 |  | 16.7 | 13 | [6 empty] | 675000 | Heating Other Than Electric Re | 08/29/2023 |  | 11/13/2023
Johnson Controls, Inc. | Johnson Controls | GVF[3,6][A,M]* |  | Voluntarily Certified | ACAirCoolAllPhase&gt;=240k&lt; | False | False |  |  |  |  | 10.5 |  | 15.8 | 13.2 | [6 empty] | 715000 | Electric Resistance Heating Or | 08/29/2023 |  | 11/13/2023
Johnson Controls, Inc. | Johnson Controls | GVF[3,6][B,C,G,K,L]* |  | Voluntarily Certified | ACAirCoolAllPhase&gt;=240k&lt; | False | False |  |  |  |  | 10.3 |  | 15.6 | 13 | [6 empty] | 715000 | Heating Other Than Electric Re | 08/29/2023 |  | 11/13/2023
Johnson Controls, Inc. | Johnson Controls | HD13[C,E]**[P,R](2,4,5,B,D,E)********2 |  | Voluntarily Certified | HPAirCoolAllPhase&gt;=135k&lt; | False | False |  |  |  |  | 10.9 |  | 14 | 13.5 |  |  |  |  | 3.3 | 3.3 | 146000 | Electric Resistance Heating Or | 08/29/2023 |  | 11/13/2023
Johnson Controls, Inc. | Johnson Controls | HD15[C,E]**[P,R](2,4,5,B,D,E)********2 |  | Voluntarily Certified | HPAirCoolAllPhase&gt;=135k&lt; | False | False |  |  |  |  | 10.9 |  | 13.5 | 13.5 |  |  |  |  | 3.3 | 3.3 | 174000 | Electric Resistance Heating Or | 08/29/2023 |  | 11/13/2023
Johnson Controls, Inc. | Johnson Controls | HD20[C,E]**[P,R](2,4,5,B,D,E)********2 |  | Voluntarily Certified | HPAirCoolAllPhase&gt;=135k&lt; | False | False |  |  |  |  | 10.9 |  | 13.5 | 13.5 |  |  |  |  | 3.3 | 3.3 | 234000 | Electric Resistance Heating Or | 08/29/2023 |  | 11/13/2023
Johnson Controls, Inc. | Johnson Controls | JH28[C,E]**[G,H,J,K,L](2,4,5,B,D,E)********2 |  | Voluntarily Certified | ACAirCoolAllPhase&gt;=240k&lt; | False | False |  |  |  |  | 10.8 |  | 15.2 | 13.2 | [6 empty] | 306000 | Electric Resistance Heating Or | 08/29/2023 |  | 11/13/2023
Johnson Controls, Inc. | Johnson Controls | JH28[C,E]**[P,Q,R,S,T](2,4,5,B,D,E)********2 |  | Voluntarily Certified | ACAirCoolAllPhase&gt;=240k&lt; | False | False |  |  |  |  | 10.8 |  | 14.1 | 13.2 | [6 empty] | 308000 | Electric Resistance Heating Or | 08/29/2023 |  | 11/13/2023
Johnson Controls, Inc. | Johnson Controls | JH28[C,E]**[W,X,Y,Z](2,4,5,B,D,E)********2 |  | Voluntarily Certified | ACAirCoolAllPhase&gt;=240k&lt; | False | False |  |  |  |  | 10.8 |  | 14.7 | 13.2 | [6 empty] | 306000 | Electric Resistance Heating Or | 08/29/2023 |  | 11/13/2023
Johnson Controls, Inc. | Johnson Controls | JH28[N,S,T]**[G,H,J,K,L](2,4,5,B,D,E)********2 |  | Voluntarily Certified | ACAirCoolAllPhase&gt;=240k&lt; | False | False |  |  |  |  | 10.5 |  | 14.3 | 13 | [6 empty] | 306000 | Heating Other Than Electric Re | 08/29/2023 |  | 11/13/2023
Johnson Controls, Inc. | Johnson Controls | JH28[N,S,T]**[P,Q,R,S,T](2,4,5,B,D,E)********2 |  | Voluntarily Certified | ACAirCoolAllPhase&gt;=240k&lt; | False | False |  |  |  |  | 10.5 |  | 13.8 | 13 | [6 empty] | 308000 | Heating Other Than Electric Re | 08/29/2023 |  | 11/13/2023
Johnson Controls, Inc. | Johnson Controls | JH28[N,S,T]**[W,X,Y,Z](2,4,5,B,D,E)********2 |  | Voluntarily Certified | ACAirCoolAllPhase&gt;=240k&lt; | False | False |  |  |  |  | 10.5 |  | 14.5 | 13 | [6 empty] | 306000 | Heating Other Than Electric Re | 08/29/2023 |  | 11/13/2023
Johnson Controls, Inc. | Johnson Controls | JH30[C,E]**[G,H,J,K,L](2,4,5,B,D,E)********2 |  | Voluntarily Certified | ACAirCoolAllPhase&gt;=240k&lt; | False | False |  |  |  |  | 10.9 |  | 14.1 | 13.2 | [6 empty] | 330000 | Electric Resistance Heating Or | 08/29/2023 |  | 11/13/2023
Johnson Controls, Inc. | Johnson Controls | JH30[C,E]**[P,Q,R,S,T](2,4,5,B,D,E)********2 |  | Voluntarily Certified | ACAirCoolAllPhase&gt;=240k&lt; | False | False |  |  |  |  | 10.9 |  | 13.6 | 13.2 | [6 empty] | 334000 | Electric Resistance Heating Or | 08/29/2023 |  | 11/13/2023
Johnson Controls, Inc. | Johnson Controls | JH30[C,E]**[W,X,Y,Z](2,4,5,B,D,E)********2 |  | Voluntarily Certified | ACAirCoolAllPhase&gt;=240k&lt; | False | False |  |  |  |  | 10.9 |  | 14.3 | 13.2 | [6 empty] | 330000 | Electric Resistance Heating Or | 08/29/2023 |  | 11/13/2023
Johnson Controls, Inc. | Johnson Controls | JH30[N,S,T]**[G,H,J,K,L](2,4,5,B,D,E)********2 |  | Voluntarily Certified | ACAirCoolAllPhase&gt;=240k&lt; | False | False |  |  |  |  | 10.7 |  | 13.9 | 13 | [6 empty] | 330000 | Heating Other Than Electric Re | 08/29/2023 |  | 11/13/2023
Johnson Controls, Inc. | Johnson Controls | JH30[N,S,T]**[P,Q,R,S,T](2,4,5,B,D,E)********2 |  | Voluntarily Certified | ACAirCoolAllPhase&gt;=240k&lt; | False | False |  |  |  |  | 10.5 |  | 13.4 | 13 | [6 empty] | 334000 | Heating Other Than Electric Re | 08/29/2023 |  | 11/13/2023
Johnson Controls, Inc. | Johnson Controls | JH30[N,S,T]**[W,X,Y,Z](2,4,5,B,D,E)********2 |  | Voluntarily Certified | ACAirCoolAllPhase&gt;=240k&lt; | False | False |  |  |  |  | 10.7 |  | 14.1 | 13 | [6 empty] | 330000 | Heating Other Than Electric Re | 08/29/2023 |  | 11/13/2023
Johnson Controls, Inc. | Johnson Controls | JH35[C,E]**[G,H,J,K,L](2,4,5,B,D,E)********2 |  | Voluntarily Certified | ACAirCoolAllPhase&gt;=240k&lt; | False | False |  |  |  |  | 10.8 |  | 15.2 | 13.2 | [6 empty] | 388000 | Electric Resistance Heating Or | 08/29/2023 |  | 11/13/2023
Johnson Controls, Inc. | Johnson Controls | JH35[C,E]**[P,Q,R,S,T](2,4,5,B,D,E)********2 |  | Voluntarily Certified | ACAirCoolAllPhase&gt;=240k&lt; | False | False |  |  |  |  | 10.7 |  | 14.7 | 13.2 | [6 empty] | 386000 | Electric Resistance Heating Or | 08/29/2023 |  | 11/13/2023
Johnson Controls, Inc. | Johnson Controls | JH35[C,E]**[W,X,Y,Z](2,4,5,B,D,E)********2 |  | Voluntarily Certified | ACAirCoolAllPhase&gt;=240k&lt; | False | False |  |  |  |  | 10.7 |  | 15.4 | 13.2 | [6 empty] | 388000 | Electric Resistance Heating Or | 08/29/2023 |  | 11/13/2023
Johnson Controls, Inc. | Johnson Controls | JH35[N,S,T]**[G,H,J,K,L](2,4,5,B,D,E)********2 |  | Voluntarily Certified | ACAirCoolAllPhase&gt;=240k&lt; | False | False |  |  |  |  | 10.5 |  | 15 | 13 | [6 empty] | 388000 | Heating Other Than Electric Re | 08/29/2023 |  | 11/13/2023
Johnson Controls, Inc. | Johnson Controls | JH35[N,S,T]**[P,Q,R,S,T](2,4,5,B,D,E)********2 |  | Voluntarily Certified | ACAirCoolAllPhase&gt;=240k&lt; | False | False |  |  |  |  | 10.5 |  | 14.4 | 13 | [6 empty] | 386000 | Heating Other Than Electric Re | 08/29/2023 |  | 11/13/2023
Johnson Controls, Inc. | Johnson Controls | JH35[N,S,T]**[W,X,Y,Z](2,4,5,B,D,E)********2 |  | Voluntarily Certified | ACAirCoolAllPhase&gt;=240k&lt; | False | False |  |  |  |  | 10.5 |  | 15.1 | 13 | [6 empty] | 388000 | Heating Other Than Electric Re | 08/29/2023 |  | 11/13/2023
Johnson Controls, Inc. | Johnson Controls | JH40[C,E]**[G,H,J,K,L](2,4,5,B,D,E)********2 |  | Voluntarily Certified | ACAirCoolAllPhase&gt;=240k&lt; | False | False |  |  |  |  | 11.1 |  | 15.4 | 13.2 | [6 empty] | 415000 | Electric Resistance Heating Or | 08/29/2023 |  | 11/13/2023
Johnson Controls, Inc. | Johnson Controls | JH40[C,E]**[P,Q,R,S,T](2,4,5,B,D,E)********2 |  | Voluntarily Certified | ACAirCoolAllPhase&gt;=240k&lt; | False | False |  |  |  |  | 11.1 |  | 14.9 | 13.2 | [6 empty] | 415000 | Electric Resistance Heating Or | 08/29/2023 |  | 11/13/2023
Johnson Controls, Inc. | Johnson Controls | JH40[C,E]**[W,X,Y,Z](2,4,5,B,D,E)********2 |  | Voluntarily Certified | ACAirCoolAllPhase&gt;=240k&lt; | False | False |  |  |  |  | 11.1 |  | 15.4 | 13.2 | [6 empty] | 415000 | Electric Resistance Heating Or | 08/29/2023 |  | 11/13/2023
Johnson Controls, Inc. | Johnson Controls | JH40[N,S,T]**[G,H,J,K,L](2,4,5,B,D,E)********2 |  | Voluntarily Certified | ACAirCoolAllPhase&gt;=240k&lt; | False | False |  |  |  |  | 10.8 |  | 15.2 | 13 | [6 empty] | 415000 | Heating Other Than Electric Re | 08/29/2023 |  | 11/13/2023
Johnson Controls, Inc. | Johnson Controls | JH40[N,S,T]**[P,Q,R,S,T](2,4,5,B,D,E)********2 |  | Voluntarily Certified | ACAirCoolAllPhase&gt;=240k&lt; | False | False |  |  |  |  | 10.8 |  | 14.6 | 13 | [6 empty] | 415000 | Heating Other Than Electric Re | 08/29/2023 |  | 11/13/2023
Johnson Controls, Inc. | Johnson Controls | JH40[N,S,T]**[W,X,Y,Z](2,4,5,B,D,E)********2 |  | Voluntarily Certified | ACAirCoolAllPhase&gt;=240k&lt; | False | False |  |  |  |  | 10.8 |  | 15.2 | 13 | [6 empty] | 415000 | Heating Other Than Electric Re | 08/29/2023 |  | 11/13/2023
Johnson Controls, Inc. | Johnson Controls | JH50[C,E]**[G,H,J,K,L](2,4,5,B,D,E)********2 |  | Voluntarily Certified | ACAirCoolAllPhase&gt;=240k&lt; | False | False |  |  |  |  | 10.8 |  | 16 | 13.2 | [6 empty] | 535000 | Electric Resistance Heating Or | 08/29/2023 |  | 11/13/2023
Johnson Controls, Inc. | Johnson Controls | JH50[C,E]**[P,Q,R,S,T](2,4,5,B,D,E)********2 |  | Voluntarily Certified | ACAirCoolAllPhase&gt;=240k&lt; | False | False |  |  |  |  | 10.5 |  | 14.6 | 13.2 | [6 empty] | 530000 | Electric Resistance Heating Or | 08/29/2023 |  | 11/13/2023
Johnson Controls, Inc. | Johnson Controls | JH50[C,E]**[W,X,Y,Z](2,4,5,B,D,E)********2 |  | Voluntarily Certified | ACAirCoolAllPhase&gt;=240k&lt; | False | False |  |  |  |  | 10.8 |  | 16 | 13.2 | [6 empty] | 535000 | Electric Resistance Heating Or | 08/29/2023 |  | 11/13/2023
Johnson Controls, Inc. | Johnson Controls | JH50[N,S,T]**[G,H,J,K,L](2,4,5,B,D,E)********2 |  | Voluntarily Certified | ACAirCoolAllPhase&gt;=240k&lt; | False | False |  |  |  |  | 10.4 |  | 15.6 | 13 | [6 empty] | 535000 | Heating Other Than Electric Re | 08/29/2023 |  | 11/13/2023
Johnson Controls, Inc. | Johnson Controls | JH50[N,S,T]**[P,Q,R,S,T](2,4,5,B,D,E)********2 |  | Voluntarily Certified | ACAirCoolAllPhase&gt;=240k&lt; | False | False |  |  |  |  | 10.3 |  | 14.4 | 13 | [6 empty] | 530000 | Heating Other Than Electric Re | 08/29/2023 |  | 11/13/2023
Johnson Controls, Inc. | Johnson Controls | JH50[N,S,T]**[W,X,Y,Z](2,4,5,B,D,E)********2 |  | Voluntarily Certified | ACAirCoolAllPhase&gt;=240k&lt; | False | False |  |  |  |  | 10.4 |  | 15.8 | 13 | [6 empty] | 535000 | Heating Other Than Electric Re | 08/29/2023 |  | 11/13/2023
Johnson Controls, Inc. | Johnson Controls | JV28[C,E]**[G,H,J,K,L](2,4,5,B,D,E)********2 |  | Voluntarily Certified | ACAirCoolAllPhase&gt;=240k&lt; | False | False |  |  |  |  | 10.8 |  | 15.2 | 13.2 | [6 empty] | 306000 | Electric Resistance Heating Or | 08/29/2023 |  | 11/13/2023
Johnson Controls, Inc. | Johnson Controls | JV28[C,E]**[P,Q,R,S,T](2,4,5,B,D,E)********2 |  | Voluntarily Certified | ACAirCoolAllPhase&gt;=240k&lt; | False | False |  |  |  |  | 10.8 |  | 14.4 | 13.2 | [6 empty] | 308000 | Electric Resistance Heating Or | 08/29/2023 |  | 11/13/2023
Johnson Controls, Inc. | Johnson Controls | JV28[C,E]**[W,X,Y,Z](2,4,5,B,D,E)********2 |  | Voluntarily Certified | ACAirCoolAllPhase&gt;=240k&lt; | False | False |  |  |  |  | 10.8 |  | 15.2 | 13.2 | [6 empty] | 306000 | Electric Resistance Heating Or | 08/29/2023 |  | 11/13/2023
Johnson Controls, Inc. | Johnson Controls | JV28[N,S,T]**[G,H,J,K,L](2,4,5,B,D,E)********2 |  | Voluntarily Certified | ACAirCoolAllPhase&gt;=240k&lt; | False | False |  |  |  |  | 10.5 |  | 14.6 | 13 | [6 empty] | 306000 | Heating Other Than Electric Re | 08/29/2023 |  | 11/13/2023
Johnson Controls, Inc. | Johnson Controls | JV28[N,S,T]**[P,Q,R,S,T](2,4,5,B,D,E)********2 |  | Voluntarily Certified | ACAirCoolAllPhase&gt;=240k&lt; | False | False |  |  |  |  | 10.5 |  | 13.8 | 13 | [6 empty] | 308000 | Heating Other Than Electric Re | 08/29/2023 |  | 11/13/2023
Johnson Controls, Inc. | Johnson Controls | JV28[N,S,T]**[W,X,Y,Z](2,4,5,B,D,E)********2 |  | Voluntarily Certified | ACAirCoolAllPhase&gt;=240k&lt; | False | False |  |  |  |  | 10.5 |  | 14.8 | 13 | [6 empty] | 306000 | Heating Other Than Electric Re | 08/29/2023 |  | 11/13/2023
Johnson Controls, Inc. | Johnson Controls | JV30[C,E]**[G,H,J,K,L](2,4,5,B,D,E)********2 |  | Voluntarily Certified | ACAirCoolAllPhase&gt;=240k&lt; | False | False |  |  |  |  | 10.9 |  | 15.1 | 13.2 | [6 empty] | 330000 | Electric Resistance Heating Or | 08/29/2023 |  | 11/13/2023
Johnson Controls, Inc. | Johnson Controls | JV30[C,E]**[P,Q,R,S,T](2,4,5,B,D,E)********2 |  | Voluntarily Certified | ACAirCoolAllPhase&gt;=240k&lt; | False | False |  |  |  |  | 10.9 |  | 14.4 | 13.2 | [6 empty] | 336000 | Electric Resistance Heating Or | 08/29/2023 |  | 11/13/2023
Johnson Controls, Inc. | Johnson Controls | JV30[C,E]**[W,X,Y,Z](2,4,5,B,D,E)********2 |  | Voluntarily Certified | ACAirCoolAllPhase&gt;=240k&lt; | False | False |  |  |  |  | 10.9 |  | 14.6 | 13.2 | [6 empty] | 330000 | Electric Resistance Heating Or | 08/29/2023 |  | 11/13/2023
Johnson Controls, Inc. | Johnson Controls | JV30[N,S,T]**[G,H,J,K,L](2,4,5,B,D,E)********2 |  | Voluntarily Certified | ACAirCoolAllPhase&gt;=240k&lt; | False | False |  |  |  |  | 10.8 |  | 14.6 | 13 | [6 empty] | 330000 | Heating Other Than Electric Re | 08/29/2023 |  | 11/13/2023
Johnson Controls, Inc. | Johnson Controls | JV30[N,S,T]**[P,Q,R,S,T](2,4,5,B,D,E)********2 |  | Voluntarily Certified | ACAirCoolAllPhase&gt;=240k&lt; | False | False |  |  |  |  | 10.8 |  | 14 | 13 | [6 empty] | 336000 | Heating Other Than Electric Re | 08/29/2023 |  | 11/13/2023
Johnson Controls, Inc. | Johnson Controls | JV30[N,S,T]**[W,X,Y,Z](2,4,5,B,D,E)********2 |  | Voluntarily Certified | ACAirCoolAllPhase&gt;=240k&lt; | False | False |  |  |  |  | 10.8 |  | 14.3 | 13 | [6 empty] | 330000 | Heating Other Than Electric Re | 08/29/2023 |  | 11/13/2023
Johnson Controls, Inc. | Johnson Controls | JV35[C,E]**[G,H,J,K,L](2,4,5,B,D,E)********2 |  | Voluntarily Certified | ACAirCoolAllPhase&gt;=240k&lt; | False | False |  |  |  |  | 10.8 |  | 15.4 | 13.2 | [6 empty] | 388000 | Electric Resistance Heating Or | 08/29/2023 |  | 11/13/2023
Johnson Controls, Inc. | Johnson Controls | JV35[C,E]**[P,Q,R,S,T](2,4,5,B,D,E)********2 |  | Voluntarily Certified | ACAirCoolAllPhase&gt;=240k&lt; | False | False |  |  |  |  | 10.8 |  | 15.1 | 13.2 | [6 empty] | 388000 | Electric Resistance Heating Or | 08/29/2023 |  | 11/13/2023
Johnson Controls, Inc. | Johnson Controls | JV35[C,E]**[W,X,Y,Z](2,4,5,B,D,E)********2 |  | Voluntarily Certified | ACAirCoolAllPhase&gt;=240k&lt; | False | False |  |  |  |  | 10.8 |  | 15.5 | 13.2 | [6 empty] | 388000 | Electric Resistance Heating Or | 08/29/2023 |  | 11/13/2023
Johnson Controls, Inc. | Johnson Controls | JV35[N,S,T]**[G,H,J,K,L](2,4,5,B,D,E)********2 |  | Voluntarily Certified | ACAirCoolAllPhase&gt;=240k&lt; | False | False |  |  |  |  | 10.5 |  | 15 | 13 | [6 empty] | 388000 | Heating Other Than Electric Re | 08/29/2023 |  | 11/13/2023
Johnson Controls, Inc. | Johnson Controls | JV35[N,S,T]**[P,Q,R,S,T](2,4,5,B,D,E)********2 |  | Voluntarily Certified | ACAirCoolAllPhase&gt;=240k&lt; | False | False |  |  |  |  | 10.5 |  | 14.6 | 13 | [6 empty] | 388000 | Heating Other Than Electric Re | 08/29/2023 |  | 11/13/2023
Johnson Controls, Inc. | Johnson Controls | JV35[N,S,T]**[W,X,Y,Z](2,4,5,B,D,E)********2 |  | Voluntarily Certified | ACAirCoolAllPhase&gt;=240k&lt; | False | False |  |  |  |  | 10.5 |  | 15.2 | 13 | [6 empty] | 388000 | Heating Other Than Electric Re | 08/29/2023 |  | 11/13/2023
Johnson Controls, Inc. | Johnson Controls | JV40[C,E]**[G,H,J,K,L](2,4,5,B,D,E)********2 |  | Voluntarily Certified | ACAirCoolAllPhase&gt;=240k&lt; | False | False |  |  |  |  | 11.1 |  | 15.4 | 13.2 | [6 empty] | 415000 | Electric Resistance Heating Or | 08/29/2023 |  | 11/13/2023
Johnson Controls, Inc. | Johnson Controls | JV40[C,E]**[P,Q,R,S,T](2,4,5,B,D,E)********2 |  | Voluntarily Certified | ACAirCoolAllPhase&gt;=240k&lt; | False | False |  |  |  |  | 11.1 |  | 14.9 | 13.2 | [6 empty] | 415000 | Electric Resistance Heating Or | 08/29/2023 |  | 11/13/2023
Johnson Controls, Inc. | Johnson Controls | JV40[C,E]**[W,X,Y,Z](2,4,5,B,D,E)********2 |  | Voluntarily Certified | ACAirCoolAllPhase&gt;=240k&lt; | False | False |  |  |  |  | 11.1 |  | 16.2 | 13.2 | [6 empty] | 415000 | Electric Resistance Heating Or | 08/29/2023 |  | 11/13/2023
Johnson Controls, Inc. | Johnson Controls | JV40[N,S,T]**[G,H,J,K,L](2,4,5,B,D,E)********2 |  | Voluntarily Certified | ACAirCoolAllPhase&gt;=240k&lt; | False | False |  |  |  |  | 10.8 |  | 15.2 | 13 | [6 empty] | 415000 | Heating Other Than Electric Re | 08/29/2023 |  | 11/13/2023
Johnson Controls, Inc. | Johnson Controls | JV40[N,S,T]**[P,Q,R,S,T](2,4,5,B,D,E)********2 |  | Voluntarily Certified | ACAirCoolAllPhase&gt;=240k&lt; | False | False |  |  |  |  | 10.8 |  | 14.6 | 13 | [6 empty] | 415000 | Heating Other Than Electric Re | 08/29/2023 |  | 11/13/2023
Johnson Controls, Inc. | Johnson Controls | JV40[N,S,T]**[W,X,Y,Z](2,4,5,B,D,E)********2 |  | Voluntarily Certified | ACAirCoolAllPhase&gt;=240k&lt; | False | False |  |  |  |  | 10.8 |  | 16 | 13 | [6 empty] | 415000 | Heating Other Than Electric Re | 08/29/2023 |  | 11/13/2023
Johnson Controls, Inc. | Johnson Controls | JV50[C,E]**[G,H,J,K,L](2,4,5,B,D,E)********2 |  | Voluntarily Certified | ACAirCoolAllPhase&gt;=240k&lt; | False | False |  |  |  |  | 10.8 |  | 16 | 13.2 | [6 empty] | 535000 | Electric Resistance Heating Or | 08/29/2023 |  | 11/13/2023
Johnson Controls, Inc. | Johnson Controls | JV50[C,E]**[P,Q,R,S,T](2,4,5,B,D,E)********2 |  | Voluntarily Certified | ACAirCoolAllPhase&gt;=240k&lt; | False | False |  |  |  |  | 10.6 |  | 15.1 | 13.2 | [6 empty] | 540000 | Electric Resistance Heating Or | 08/29/2023 |  | 11/13/2023
Johnson Controls, Inc. | Johnson Controls | JV50[C,E]**[W,X,Y,Z](2,4,5,B,D,E)********2 |  | Voluntarily Certified | ACAirCoolAllPhase&gt;=240k&lt; | False | False |  |  |  |  | 10.8 |  | 16.2 | 13.2 | [6 empty] | 540000 | Electric Resistance Heating Or | 08/29/2023 |  | 11/13/2023
Johnson Controls, Inc. | Johnson Controls | JV50[N,S,T]**[G,H,J,K,L](2,4,5,B,D,E)********2 |  | Voluntarily Certified | ACAirCoolAllPhase&gt;=240k&lt; | False | False |  |  |  |  | 10.4 |  | 15.8 | 13 | [6 empty] | 535000 | Heating Other Than Electric Re | 08/29/2023 |  | 11/13/2023
Johnson Controls, Inc. | Johnson Controls | JV50[N,S,T]**[P,Q,R,S,T](2,4,5,B,D,E)********2 |  | Voluntarily Certified | ACAirCoolAllPhase&gt;=240k&lt; | False | False |  |  |  |  | 10.4 |  | 14.9 | 13 | [6 empty] | 540000 | Heating Other Than Electric Re | 08/29/2023 |  | 11/13/2023
Johnson Controls, Inc. | Johnson Controls | JV50[N,S,T]**[W,X,Y,Z](2,4,5,B,D,E)********2 |  | Voluntarily Certified | ACAirCoolAllPhase&gt;=240k&lt; | False | False |  |  |  |  | 10.4 |  | 16 | 13 | [6 empty] | 540000 | Heating Other Than Electric Re | 08/29/2023 |  | 11/13/2023
Johnson Controls, Inc. | Johnson Controls | XP078[C,E]**(P,R,S,U,V,X)(2,4,5)*******2 |  | Voluntarily Certified | HPAirCoolAllPhase&gt;=65k&lt;1 | False | False |  |  |  |  | 12 |  | 15.2 | 14.1 |  |  |  |  | 3.5 | 3.4 | 84000 | Electric Resistance Heating Or | 08/29/2023 |  | 11/13/2023
Johnson Controls, Inc. | Johnson Controls | XP090[C,E]**(P,R,S,U,V,X)(2,4,5)*******2 |  | Voluntarily Certified | HPAirCoolAllPhase&gt;=65k&lt;1 | False | False |  |  |  |  | 11.2 |  | 14.6 | 14.1 |  |  |  |  | 3.5 | 3.4 | 92000 | Electric Resistance Heating Or | 08/29/2023 |  | 11/13/2023
Johnson Controls, Inc. | Johnson Controls | XP102[C,E]**(P,R,S,U,V,X)(2,4,5)*******2 |  | Voluntarily Certified | HPAirCoolAllPhase&gt;=65k&lt;1 | False | False |  |  |  |  | 11.1 |  | 14.4 | 14.1 |  |  |  |  | 3.5 | 3.4 | 100000 | Electric Resistance Heating Or | 08/29/2023 |  | 11/13/2023
Johnson Controls, Inc. | Johnson Controls | XP120[C,E]**(P,R,S,U,V,X)(2,4,5)*******2 |  | Voluntarily Certified | HPAirCoolAllPhase&gt;=65k&lt;1 | False | False |  |  |  |  | 11 |  | 14.5 | 14.1 |  |  |  |  | 3.5 | 3.4 | 111000 | Electric Resistance Heating Or | 08/29/2023 |  | 11/13/2023
Johnson Controls, Inc. | Johnson Controls | XP150[C,E]**(P,R,S,U,V,X)(2,4)*******3 |  | Voluntarily Certified | HPAirCoolAllPhase&gt;=135k&lt; | False | False |  |  |  |  | 10.6 |  | 14.5 | 13.5 |  |  |  |  | 3.3 | 3.3 | 142000 | Electric Resistance Heating Or | 08/29/2023 |  | 11/13/2023
Johnson Controls, Inc. | Johnson Controls | XXE08A(2,4,5)*3********* |  | Voluntarily Certified | HPAirCoolAllPhase&gt;=65k&lt;1 | False | False |  |  |  |  | 11.5 |  | 15.1 | 14.1 |  |  |  |  | 3.5 | 3.4 | 90000 | Electric Resistance Heating Or | 08/29/2023 |  | 11/13/2023
Johnson Controls, Inc. | Johnson Controls | XXE09A(2,4,5)*3********* |  | Voluntarily Certified | HPAirCoolAllPhase&gt;=65k&lt;1 | False | False |  |  |  |  | 11.8 |  | 14.4 | 14.1 |  |  |  |  | 3.4 | 3.4 | 102000 | Electric Resistance Heating Or | 08/29/2023 |  | 11/13/2023
Johnson Controls, Inc. | Johnson Controls | XXE12A(2,4,5)*3********3 |  | Voluntarily Certified | HPAirCoolAllPhase&gt;=65k&lt;1 | False | False |  |  |  |  | 11 |  | 14.6 | 14.1 |  |  |  |  | 3.4 | 3.4 | 115000 | Electric Resistance Heating Or | 08/29/2023 |  | 11/13/2023
Johnson Controls, Inc. | Johnson Controls | XXEA7A(2,4,5)*3********* |  | Voluntarily Certified | HPAirCoolAllPhase&gt;=65k&lt;1 | False | False |  |  |  |  | 11 |  | 14.8 | 14.1 |  |  |  |  | 3.5 | 3.4 | 66000 | Electric Resistance Heating Or | 08/29/2023 |  | 11/13/2023
Johnson Controls, Inc. | Johnson Controls | XYE08A(2,4,5)*3******* |  | Voluntarily Certified | HPAirCoolAllPhase&gt;=65k&lt;1 | False | False |  |  |  |  | 12.1 |  | 16 | 14.1 |  |  |  |  | 3.5 | 3.4 | 88000 | Electric Resistance Heating Or | 08/29/2023 |  | 11/13/2023
Johnson Controls, Inc. | Johnson Controls | XYE09A(2,4,5)*3******* |  | Voluntarily Certified | HPAirCoolAllPhase&gt;=65k&lt;1 | False | False |  |  |  |  | 12 |  | 15.8 | 14.1 |  |  |  |  | 3.4 | 3.4 | 98000 | Electric Resistance Heating Or | 08/29/2023 |  | 11/13/2023
Johnson Controls, Inc. | Johnson Controls | XYEA7A(2,4,5)*3********* |  | Voluntarily Certified | HPAirCoolAllPhase&gt;=65k&lt;1 | False | False |  |  |  |  | 12 |  | 16.5 | 14.1 |  |  |  |  | 3.4 | 3.4 | 70000 | Electric Resistance Heating Or | 08/29/2023 |  | 11/13/2023
Johnson Controls, Inc. | Johnson Controls | ZB078[C,E]**(E,G,H,K,L,N)(2,4,5)*******2 |  | Voluntarily Certified | ACAirCoolAllPhase&gt;=65k&lt;1 | False | False |  |  |  |  | 12.2 |  | 16 | 14.8 | [6 empty] | 76000 | Electric Resistance Heating Or | 08/29/2023 |  | 11/13/2023
Johnson Controls, Inc. | Johnson Controls | ZB078[C,E]**(P,R,S,U,V,X)(2,4,5)*******2 |  | Voluntarily Certified | ACAirCoolAllPhase&gt;=65k&lt;1 | False | False |  |  |  |  | 12.2 |  | 16 | 14.8 | [6 empty] | 76000 | Electric Resistance Heating Or | 08/29/2023 |  | 11/13/2023
Johnson Controls, Inc. | Johnson Controls | ZB078[N,S]**(E,G,H,K,L,N)(2,4,5)*******2 |  | Voluntarily Certified | ACAirCoolAllPhase&gt;=65k&lt;1 | False | False |  |  |  |  | 12 |  | 15.8 | 14.6 | [6 empty] | 76000 | Heating Other Than Electric Re | 08/29/2023 |  | 11/13/2023
Johnson Controls, Inc. | Johnson Controls | ZB078[N,S]**(P,R,S,U,V,X)(2,4,5)*******2 |  | Voluntarily Certified | ACAirCoolAllPhase&gt;=65k&lt;1 | False | False |  |  |  |  | 12 |  | 15.8 | 14.6 | [6 empty] | 76000 | Heating Other Than Electric Re | 08/29/2023 |  | 11/13/2023
Johnson Controls, Inc. | Johnson Controls | ZB090[C,E]**(E,G,H,K,L,N)(2,4,5)*******2 |  | Voluntarily Certified | ACAirCoolAllPhase&gt;=65k&lt;1 | False | False |  |  |  |  | 12.2 |  | 15.6 | 14.8 | [6 empty] | 87000 | Electric Resistance Heating Or | 08/29/2023 |  | 11/13/2023
Johnson Controls, Inc. | Johnson Controls | ZB090[C,E]**(P,R,S,U,V,X)(2,4,5)*******2 |  | Voluntarily Certified | ACAirCoolAllPhase&gt;=65k&lt;1 | False | False |  |  |  |  | 12.2 |  | 15.6 | 14.8 | [6 empty] | 87000 | Electric Resistance Heating Or | 08/29/2023 |  | 11/13/2023
Johnson Controls, Inc. | Johnson Controls | ZB090[N,S]**(E,G,H,K,L,N)(2,4,5)*******2 |  | Voluntarily Certified | ACAirCoolAllPhase&gt;=65k&lt;1 | False | False |  |  |  |  | 12 |  | 15.4 | 14.6 | [6 empty] | 87000 | Heating Other Than Electric Re | 08/29/2023 |  | 11/13/2023
Johnson Controls, Inc. | Johnson Controls | ZB090[N,S]**(P,R,S,U,V,X)(2,4,5)*******2 |  | Voluntarily Certified | ACAirCoolAllPhase&gt;=65k&lt;1 | False | False |  |  |  |  | 12 |  | 15.4 | 14.6 | [6 empty] | 87000 | Heating Other Than Electric Re | 08/29/2023 |  | 11/13/2023
Johnson Controls, Inc. | Johnson Controls | ZB102[C,E]**(E,G,H,K,L,N)(2,4,5)*******2 |  | Voluntarily Certified | ACAirCoolAllPhase&gt;=65k&lt;1 | False | False |  |  |  |  | 12.2 |  | 15.8 | 14.8 | [6 empty] | 98000 | Electric Resistance Heating Or | 08/29/2023 |  | 11/13/2023
Johnson Controls, Inc. | Johnson Controls | ZB102[C,E]**(P,R,S,U,V,X)(2,4,5)*******2 |  | Voluntarily Certified | ACAirCoolAllPhase&gt;=65k&lt;1 | False | False |  |  |  |  | 12.2 |  | 16 | 14.8 | [6 empty] | 98000 | Electric Resistance Heating Or | 08/29/2023 |  | 11/13/2023
Johnson Controls, Inc. | Johnson Controls | ZB102[N,S]**(E,G,H,K,L,N)(2,4,5)*******2 |  | Voluntarily Certified | ACAirCoolAllPhase&gt;=65k&lt;1 | False | False |  |  |  |  | 12 |  | 15.6 | 14.6 | [6 empty] | 98000 | Heating Other Than Electric Re | 08/29/2023 |  | 11/13/2023
Johnson Controls, Inc. | Johnson Controls | ZB102[N,S]**(P,R,S,U,V,X)(2,4,5)*******2 |  | Voluntarily Certified | ACAirCoolAllPhase&gt;=65k&lt;1 | False | False |  |  |  |  | 12 |  | 15.8 | 14.6 | [6 empty] | 98000 | Heating Other Than Electric Re | 08/29/2023 |  | 11/13/2023
Johnson Controls, Inc. | Johnson Controls | ZB120[C,E]**(E,G,H,K,L,N)(2,4,5)*******2 |  | Voluntarily Certified | ACAirCoolAllPhase&gt;=65k&lt;1 | False | False |  |  |  |  | 12 |  | 15 | 14.8 | [6 empty] | 114000 | Electric Resistance Heating Or | 08/29/2023 |  | 11/13/2023
Johnson Controls, Inc. | Johnson Controls | ZB120[C,E]**(P,R,S,U,V,X)(2,4,5)*******2 |  | Voluntarily Certified | ACAirCoolAllPhase&gt;=65k&lt;1 | False | False |  |  |  |  | 12 |  | 15 | 14.8 | [6 empty] | 114000 | Electric Resistance Heating Or | 08/29/2023 |  | 11/13/2023
Johnson Controls, Inc. | Johnson Controls | ZB120[N,S]**(E,G,H,K,L,N)(2,4,5)*******2 |  | Voluntarily Certified | ACAirCoolAllPhase&gt;=65k&lt;1 | False | False |  |  |  |  | 12 |  | 15 | 14.6 | [6 empty] | 114000 | Heating Other Than Electric Re | 08/29/2023 |  | 11/13/2023
Johnson Controls, Inc. | Johnson Controls | ZB120[N,S]**(P,R,S,U,V,X)(2,4,5)*******2 |  | Voluntarily Certified | ACAirCoolAllPhase&gt;=65k&lt;1 | False | False |  |  |  |  | 12 |  | 15 | 14.6 | [6 empty] | 114000 | Heating Other Than Electric Re | 08/29/2023 |  | 11/13/2023
Johnson Controls, Inc. | Johnson Controls | ZB150[C,E]**(E,G,H,K,L,N)(2,4,5)*******2 |  | Voluntarily Certified | ACAirCoolAllPhase&gt;=135k&lt; | False | False |  |  |  |  | 12.2 |  | 16 | 14.2 | [6 empty] | 142000 | Electric Resistance Heating Or | 08/29/2023 |  | 11/13/2023
Johnson Controls, Inc. | Johnson Controls | ZB150[C,E]**(P,R,S,U,V,X)(2,4,5)*******2 |  | Voluntarily Certified | ACAirCoolAllPhase&gt;=135k&lt; | False | False |  |  |  |  | 12.2 |  | 16 | 14.2 | [6 empty] | 142000 | Electric Resistance Heating Or | 08/29/2023 |  | 11/13/2023
Johnson Controls, Inc. | Johnson Controls | ZB150[N,S]**(E,G,H,K,L,N)(2,4,5)*******2 |  | Voluntarily Certified | ACAirCoolAllPhase&gt;=135k&lt; | False | False |  |  |  |  | 12 |  | 15.8 | 14 | [6 empty] | 142000 | Heating Other Than Electric Re | 08/29/2023 |  | 11/13/2023
Johnson Controls, Inc. | Johnson Controls | ZB150[N,S]**(P,R,S,U,V,X)(2,4,5)*******2 |  | Voluntarily Certified | ACAirCoolAllPhase&gt;=135k&lt; | False | False |  |  |  |  | 12 |  | 15.8 | 14 | [6 empty] | 142000 | Heating Other Than Electric Re | 08/29/2023 |  | 11/13/2023
Johnson Controls, Inc. | Johnson Controls | ZE072(C,E)***(2,4,5)******** |  | Voluntarily Certified | ACAirCoolAllPhase&gt;=65k&lt;1 | False | False |  |  |  |  | 11.2 |  | 15 | 14.8 | [6 empty] | 66000 | Electric Resistance Heating Or | 08/29/2023 |  | 11/13/2023
Johnson Controls, Inc. | Johnson Controls | ZE072(H,J,N,S)***(2,4,5)******** |  | Voluntarily Certified | ACAirCoolAllPhase&gt;=65k&lt;1 | False | False |  |  |  |  | 11 |  | 15 | 14.6 | [6 empty] | 66000 | Heating Other Than Electric Re | 08/29/2023 |  | 11/13/2023
Johnson Controls, Inc. | Johnson Controls | ZJ078[C,E]**(E,G,H,K,L,N)(2,4,5)*******3 |  | Voluntarily Certified | ACAirCoolAllPhase&gt;=65k&lt;1 | False | False |  |  |  |  | 12 |  | 15.2 | 14.8 | [6 empty] | 76000 | Electric Resistance Heating Or | 08/29/2023 |  | 11/13/2023
Johnson Controls, Inc. | Johnson Controls | ZJ078[C,E]**(P,R,S,U,V,X)(2,4,5)*******3 |  | Voluntarily Certified | ACAirCoolAllPhase&gt;=65k&lt;1 | False | False |  |  |  |  | 12 |  | 15.2 | 14.8 | [6 empty] | 76000 | Electric Resistance Heating Or | 08/29/2023 |  | 11/13/2023
Johnson Controls, Inc. | Johnson Controls | ZJ078[N,S]**(E,G,H,K,L,N)(2,4,5)*******3 |  | Voluntarily Certified | ACAirCoolAllPhase&gt;=65k&lt;1 | False | False |  |  |  |  | 11.8 |  | 15 | 14.6 | [6 empty] | 76000 | Heating Other Than Electric Re | 08/29/2023 |  | 11/13/2023
Johnson Controls, Inc. | Johnson Controls | ZJ078[N,S]**(P,R,S,U,V,X)(2,4,5)*******3 |  | Voluntarily Certified | ACAirCoolAllPhase&gt;=65k&lt;1 | False | False |  |  |  |  | 11.8 |  | 15 | 14.6 | [6 empty] | 76000 | Heating Other Than Electric Re | 08/29/2023 |  | 11/13/2023
Johnson Controls, Inc. | Johnson Controls | ZJ090[C,E]**(E,G,H,K,L,N)(2,4,5)*******3 |  | Voluntarily Certified | ACAirCoolAllPhase&gt;=65k&lt;1 | False | False |  |  |  |  | 12 |  | 14.8 | 14.8 | [6 empty] | 86000 | Electric Resistance Heating Or | 08/29/2023 |  | 11/13/2023
Johnson Controls, Inc. | Johnson Controls | ZJ090[C,E]**(P,R,S,U,V,X)(2,4,5)*******3 |  | Voluntarily Certified | ACAirCoolAllPhase&gt;=65k&lt;1 | False | False |  |  |  |  | 12 |  | 15.2 | 14.8 | [6 empty] | 86000 | Electric Resistance Heating Or | 08/29/2023 |  | 11/13/2023
Johnson Controls, Inc. | Johnson Controls | ZJ090[N,S]**(E,G,H,K,L,N)(2,4,5)*******3 |  | Voluntarily Certified | ACAirCoolAllPhase&gt;=65k&lt;1 | False | False |  |  |  |  | 12 |  | 14.6 | 14.6 | [6 empty] | 86000 | Heating Other Than Electric Re | 08/29/2023 |  | 11/13/2023
Johnson Controls, Inc. | Johnson Controls | ZJ090[N,S]**(P,R,S,U,V,X)(2,4,5)*******3 |  | Voluntarily Certified | ACAirCoolAllPhase&gt;=65k&lt;1 | False | False |  |  |  |  | 12 |  | 15 | 14.6 | [6 empty] | 86000 | Heating Other Than Electric Re | 08/29/2023 |  | 11/13/2023
Johnson Controls, Inc. | Johnson Controls | ZJ102[C,E]**(E,G,H,K,L,N)(2,4,5)*******3 |  | Voluntarily Certified | ACAirCoolAllPhase&gt;=65k&lt;1 | False | False |  |  |  |  | 12.2 |  | 14.8 | 14.8 | [6 empty] | 95000 | Electric Resistance Heating Or | 08/29/2023 |  | 11/13/2023
Johnson Controls, Inc. | Johnson Controls | ZJ102[C,E]**(P,R,S,U,V,X)(2,4,5)*******3 |  | Voluntarily Certified | ACAirCoolAllPhase&gt;=65k&lt;1 | False | False |  |  |  |  | 12.2 |  | 14.8 | 14.8 | [6 empty] | 95000 | Electric Resistance Heating Or | 08/29/2023 |  | 11/13/2023
Johnson Controls, Inc. | Johnson Controls | ZJ102[N,S]**(E,G,H,K,L,N)(2,4,5)*******3 |  | Voluntarily Certified | ACAirCoolAllPhase&gt;=65k&lt;1 | False | False |  |  |  |  | 12 |  | 14.6 | 14.6 | [6 empty] | 95000 | Heating Other Than Electric Re | 08/29/2023 |  | 11/13/2023
Johnson Controls, Inc. | Johnson Controls | ZJ102[N,S]**(P,R,S,U,V,X)(2,4,5)*******3 |  | Voluntarily Certified | ACAirCoolAllPhase&gt;=65k&lt;1 | False | False |  |  |  |  | 12 |  | 14.6 | 14.6 | [6 empty] | 95000 | Heating Other Than Electric Re | 08/29/2023 |  | 11/13/2023
Johnson Controls, Inc. | Johnson Controls | ZJ120[C,E]**(E,G,H,K,L,N)(2,4,5)*******3 |  | Voluntarily Certified | ACAirCoolAllPhase&gt;=65k&lt;1 | False | False |  |  |  |  | 12 |  | 15.2 | 14.8 | [6 empty] | 120000 | Electric Resistance Heating Or | 08/29/2023 |  | 11/13/2023
Johnson Controls, Inc. | Johnson Controls | ZJ120[C,E]**(P,R,S,U,V,X)(2,4,5)*******3 |  | Voluntarily Certified | ACAirCoolAllPhase&gt;=65k&lt;1 | False | False |  |  |  |  | 12 |  | 15.2 | 14.8 | [6 empty] | 120000 | Electric Resistance Heating Or | 08/29/2023 |  | 11/13/2023
Johnson Controls, Inc. | Johnson Controls | ZJ120[N,S]**(E,G,H,K,L,N)(2,4,5)*******3 |  | Voluntarily Certified | ACAirCoolAllPhase&gt;=65k&lt;1 | False | False |  |  |  |  | 12 |  | 15 | 14.6 | [6 empty] | 120000 | Heating Other Than Electric Re | 08/29/2023 |  | 11/13/2023
Johnson Controls, Inc. | Johnson Controls | ZJ120[N,S]**(P,R,S,U,V,X)(2,4,5)*******3 |  | Voluntarily Certified | ACAirCoolAllPhase&gt;=65k&lt;1 | False | False |  |  |  |  | 12 |  | 15 | 14.6 | [6 empty] | 120000 | Heating Other Than Electric Re | 08/29/2023 |  | 11/13/2023
Johnson Controls, Inc. | Johnson Controls | ZJ150[C,E]**(E,G,H,K,L,N)(2,4,5)*******2 |  | Voluntarily Certified | ACAirCoolAllPhase&gt;=135k&lt; | False | False |  |  |  |  | 12.1 |  | 15.4 | 14.2 | [6 empty] | 150000 | Electric Resistance Heating Or | 08/29/2023 |  | 11/13/2023
Johnson Controls, Inc. | Johnson Controls | ZJ150[C,E]**(P,R,S,U,V,X)(2,4,5)*******2 |  | Voluntarily Certified | ACAirCoolAllPhase&gt;=135k&lt; | False | False |  |  |  |  | 12.1 |  | 15.4 | 14.2 | [6 empty] | 150000 | Electric Resistance Heating Or | 08/29/2023 |  | 11/13/2023
Johnson Controls, Inc. | Johnson Controls | ZJ150[N,S]**(E,G,H,K,L,N)(2,4,5)*******2 |  | Voluntarily Certified | ACAirCoolAllPhase&gt;=135k&lt; | False | False |  |  |  |  | 12 |  | 15.2 | 14 | [6 empty] | 150000 | Heating Other Than Electric Re | 08/29/2023 |  | 11/13/2023
Johnson Controls, Inc. | Johnson Controls | ZJ150[N,S]**(P,R,S,U,V,X)(2,4,5)*******2 |  | Voluntarily Certified | ACAirCoolAllPhase&gt;=135k&lt; | False | False |  |  |  |  | 12 |  | 15.2 | 14 | [6 empty] | 150000 | Heating Other Than Electric Re | 08/29/2023 |  | 11/13/2023
Johnson Controls, Inc. | Johnson Controls | ZLE08A(2,4,5)*2********* |  | Voluntarily Certified | ACAirCoolAllPhase&gt;=65k&lt;1 | False | False |  |  |  |  | 12.2 |  | 15.4 | 14.8 | [6 empty] | 89000 | Electric Resistance Heating Or | 08/29/2023 |  | 11/13/2023
Johnson Controls, Inc. | Johnson Controls | ZLE08A(2,4,5)*3********* |  | Voluntarily Certified | ACAirCoolAllPhase&gt;=65k&lt;1 | False | False |  |  |  |  | 12.2 |  | 15.8 | 14.8 | [6 empty] | 89000 | Electric Resistance Heating Or | 08/29/2023 |  | 11/13/2023
Johnson Controls, Inc. | Johnson Controls | ZLE09A(2,4,5)*2********* |  | Voluntarily Certified | ACAirCoolAllPhase&gt;=65k&lt;1 | False | False |  |  |  |  | 12.2 |  | 15.9 | 14.8 | [6 empty] | 98000 | Electric Resistance Heating Or | 08/29/2023 |  | 11/13/2023
Johnson Controls, Inc. | Johnson Controls | ZLE09A(2,4,5)*3********* |  | Voluntarily Certified | ACAirCoolAllPhase&gt;=65k&lt;1 | False | False |  |  |  |  | 12.2 |  | 16.3 | 14.8 | [6 empty] | 98000 | Electric Resistance Heating Or | 08/29/2023 |  | 11/13/2023
Johnson Controls, Inc. | Johnson Controls | ZLE12A(2,4,5)*2********* |  | Voluntarily Certified | ACAirCoolAllPhase&gt;=65k&lt;1 | False | False |  |  |  |  | 12.2 |  | 15.4 | 14.8 | [6 empty] | 116000 | Electric Resistance Heating Or | 08/29/2023 |  | 11/13/2023
Johnson Controls, Inc. | Johnson Controls | ZLE12A(2,4,5)*3********* |  | Voluntarily Certified | ACAirCoolAllPhase&gt;=65k&lt;1 | False | False |  |  |  |  | 12.2 |  | 15.6 | 14.8 | [6 empty] | 116000 | Electric Resistance Heating Or | 08/29/2023 |  | 11/13/2023
Johnson Controls, Inc. | Johnson Controls | ZLE14A(2,4,5)*2********* |  | Voluntarily Certified | ACAirCoolAllPhase&gt;=135k&lt; | False | False |  |  |  |  | 11.2 |  | 14.7 | 14.2 | [6 empty] | 135000 | Electric Resistance Heating Or | 08/29/2023 |  | 11/13/2023
Johnson Controls, Inc. | Johnson Controls | ZLE14A(2,4,5)*3********* |  | Voluntarily Certified | ACAirCoolAllPhase&gt;=135k&lt; | False | False |  |  |  |  | 11.2 |  | 14.9 | 14.2 | [6 empty] | 135000 | Electric Resistance Heating Or | 08/29/2023 |  | 11/13/2023
Johnson Controls, Inc. | Johnson Controls | ZLG08*(2,4,5)*2********* |  | Voluntarily Certified | ACAirCoolAllPhase&gt;=65k&lt;1 | False | False |  |  |  |  | 12 |  | 15.2 | 14.6 | [6 empty] | 89000 | Heating Other Than Electric Re | 08/29/2023 |  | 11/13/2023
Johnson Controls, Inc. | Johnson Controls | ZLG08*(2,4,5)*3********* |  | Voluntarily Certified | ACAirCoolAllPhase&gt;=65k&lt;1 | False | False |  |  |  |  | 12 |  | 15.6 | 14.6 | [6 empty] | 89000 | Heating Other Than Electric Re | 08/29/2023 |  | 11/13/2023
Johnson Controls, Inc. | Johnson Controls | ZLG09*(2,4,5)*2********* |  | Voluntarily Certified | ACAirCoolAllPhase&gt;=65k&lt;1 | False | False |  |  |  |  | 12 |  | 15.7 | 14.6 | [6 empty] | 98000 | Heating Other Than Electric Re | 08/29/2023 |  | 11/13/2023
Johnson Controls, Inc. | Johnson Controls | ZLG09*(2,4,5)*3********* |  | Voluntarily Certified | ACAirCoolAllPhase&gt;=65k&lt;1 | False | False |  |  |  |  | 12 |  | 16.1 | 14.6 | [6 empty] | 98000 | Heating Other Than Electric Re | 08/29/2023 |  | 11/13/2023
Johnson Controls, Inc. | Johnson Controls | ZLG12*(2,4,5)*2********* |  | Voluntarily Certified | ACAirCoolAllPhase&gt;=65k&lt;1 | False | False |  |  |  |  | 12 |  | 15.2 | 14.6 | [6 empty] | 116000 | Heating Other Than Electric Re | 08/29/2023 |  | 11/13/2023
Johnson Controls, Inc. | Johnson Controls | ZLG12*(2,4,5)*3********* |  | Voluntarily Certified | ACAirCoolAllPhase&gt;=65k&lt;1 | False | False |  |  |  |  | 12 |  | 15.4 | 14.6 | [6 empty] | 116000 | Heating Other Than Electric Re | 08/29/2023 |  | 11/13/2023
Johnson Controls, Inc. | Johnson Controls | ZLG14*(2,4,5)*2********* |  | Voluntarily Certified | ACAirCoolAllPhase&gt;=135k&lt; | False | False |  |  |  |  | 11 |  | 14.5 | 14 | [6 empty] | 135000 | Heating Other Than Electric Re | 08/29/2023 |  | 11/13/2023
Johnson Controls, Inc. | Johnson Controls | ZLG14*(2,4,5)*3********* |  | Voluntarily Certified | ACAirCoolAllPhase&gt;=135k&lt; | False | False |  |  |  |  | 11 |  | 14.7 | 14 | [6 empty] | 135000 | Heating Other Than Electric Re | 08/29/2023 |  | 11/13/2023
Johnson Controls, Inc. | Johnson Controls | ZT078[C,E]**(E,G,H,K,L,N)(2,4)*******2 |  | Voluntarily Certified | ACAirCoolAllPhase&gt;=65k&lt;1 | False | False |  |  |  |  | 12.6 |  | 20.5 | 14.8 | [6 empty] | 74000 | Electric Resistance Heating Or | 08/29/2023 |  | 11/13/2023
Johnson Controls, Inc. | Johnson Controls | ZT078[C,E]**(P,R,S,U,V,X)(2,4)*******2 |  | Voluntarily Certified | ACAirCoolAllPhase&gt;=65k&lt;1 | False | False |  |  |  |  | 12.6 |  | 21.2 | 14.8 | [6 empty] | 74000 | Electric Resistance Heating Or | 08/29/2023 |  | 11/13/2023
Johnson Controls, Inc. | Johnson Controls | ZT078[N,S]**(E,G,H,K,L,N)(2,4)*******2 |  | Voluntarily Certified | ACAirCoolAllPhase&gt;=65k&lt;1 | False | False |  |  |  |  | 12.4 |  | 20.5 | 14.6 | [6 empty] | 74000 | Heating Other Than Electric Re | 08/29/2023 |  | 11/13/2023
Johnson Controls, Inc. | Johnson Controls | ZT078[N,S]**(P,R,S,U,V,X)(2,4)*******2 |  | Voluntarily Certified | ACAirCoolAllPhase&gt;=65k&lt;1 | False | False |  |  |  |  | 12.4 |  | 21.2 | 14.6 | [6 empty] | 74000 | Heating Other Than Electric Re | 08/29/2023 |  | 11/13/2023
Johnson Controls, Inc. | Johnson Controls | ZT090[C,E]**(E,G,H,K,L,N)(2,4)*******2 |  | Voluntarily Certified | ACAirCoolAllPhase&gt;=65k&lt;1 | False | False |  |  |  |  | 13.1 |  | 20.5 | 14.8 | [6 empty] | 89000 | Electric Resistance Heating Or | 08/29/2023 |  | 11/13/2023
Johnson Controls, Inc. | Johnson Controls | ZT090[C,E]**(P,R,S,U,V,X)(2,4)*******2 |  | Voluntarily Certified | ACAirCoolAllPhase&gt;=65k&lt;1 | False | False |  |  |  |  | 13.1 |  | 21 | 14.8 | [6 empty] | 89000 | Electric Resistance Heating Or | 08/29/2023 |  | 11/13/2023
Johnson Controls, Inc. | Johnson Controls | ZT090[N,S]**(E,G,H,K,L,N)(2,4)*******2 |  | Voluntarily Certified | ACAirCoolAllPhase&gt;=65k&lt;1 | False | False |  |  |  |  | 13.1 |  | 20.5 | 14.6 | [6 empty] | 89000 | Heating Other Than Electric Re | 08/29/2023 |  | 11/13/2023
Johnson Controls, Inc. | Johnson Controls | ZT090[N,S]**(P,R,S,U,V,X)(2,4)*******2 |  | Voluntarily Certified | ACAirCoolAllPhase&gt;=65k&lt;1 | False | False |  |  |  |  | 13.1 |  | 21 | 14.6 | [6 empty] | 89000 | Heating Other Than Electric Re | 08/29/2023 |  | 11/13/2023
Johnson Controls, Inc. | Johnson Controls | ZT102[C,E]**(E,G,H,K,L,N)(2,4)*******2 |  | Voluntarily Certified | ACAirCoolAllPhase&gt;=65k&lt;1 | False | False |  |  |  |  | 13.1 |  | 18.2 | 14.8 | [6 empty] | 101000 | Electric Resistance Heating Or | 08/29/2023 |  | 11/13/2023
Johnson Controls, Inc. | Johnson Controls | ZT102[C,E]**(P,R,S,U,V,X)(2,4)*******2 |  | Voluntarily Certified | ACAirCoolAllPhase&gt;=65k&lt;1 | False | False |  |  |  |  | 13.1 |  | 21 | 14.8 | [6 empty] | 101000 | Electric Resistance Heating Or | 08/29/2023 |  | 11/13/2023
Johnson Controls, Inc. | Johnson Controls | ZT102[N,S]**(E,G,H,K,L,N)(2,4)*******2 |  | Voluntarily Certified | ACAirCoolAllPhase&gt;=65k&lt;1 | False | False |  |  |  |  | 13.1 |  | 18.2 | 14.6 | [6 empty] | 101000 | Heating Other Than Electric Re | 08/29/2023 |  | 11/13/2023
Johnson Controls, Inc. | Johnson Controls | ZT102[N,S]**(P,R,S,U,V,X)(2,4)*******2 |  | Voluntarily Certified | ACAirCoolAllPhase&gt;=65k&lt;1 | False | False |  |  |  |  | 13.1 |  | 21 | 14.6 | [6 empty] | 101000 | Heating Other Than Electric Re | 08/29/2023 |  | 11/13/2023
Johnson Controls, Inc. | Johnson Controls | ZT120[C,E]**(E,G,H,K,L,N)(2,4)*******2 |  | Voluntarily Certified | ACAirCoolAllPhase&gt;=65k&lt;1 | False | False |  |  |  |  | 13.1 |  | 19.5 | 14.8 | [6 empty] | 117000 | Electric Resistance Heating Or | 08/29/2023 |  | 11/13/2023
Johnson Controls, Inc. | Johnson Controls | ZT120[C,E]**(P,R,S,U,V,X)(2,4)*******2 |  | Voluntarily Certified | ACAirCoolAllPhase&gt;=65k&lt;1 | False | False |  |  |  |  | 13.1 |  | 21.2 | 14.8 | [6 empty] | 117000 | Electric Resistance Heating Or | 08/29/2023 |  | 11/13/2023
Johnson Controls, Inc. | Johnson Controls | ZT120[N,S]**(E,G,H,K,L,N)(2,4)*******2 |  | Voluntarily Certified | ACAirCoolAllPhase&gt;=65k&lt;1 | False | False |  |  |  |  | 13.1 |  | 19.5 | 14.6 | [6 empty] | 117000 | Heating Other Than Electric Re | 08/29/2023 |  | 11/13/2023
Johnson Controls, Inc. | Johnson Controls | ZT120[N,S]**(P,R,S,U,V,X)(2,4)*******2 |  | Voluntarily Certified | ACAirCoolAllPhase&gt;=65k&lt;1 | False | False |  |  |  |  | 13.1 |  | 21.2 | 14.6 | [6 empty] | 117000 | Heating Other Than Electric Re | 08/29/2023 |  | 11/13/2023
Johnson Controls, Inc. | Johnson Controls | ZT150[C,E]**(E,G,H,K,L,N)(2,4)*******2 |  | Voluntarily Certified | ACAirCoolAllPhase&gt;=135k&lt; | False | False |  |  |  |  | 12.5 |  | 19 | 14.2 | [6 empty] | 142000 | Electric Resistance Heating Or | 08/29/2023 |  | 11/13/2023
Johnson Controls, Inc. | Johnson Controls | ZT150[C,E]**(P,R,S,U,V,X)(2,4)*******2 |  | Voluntarily Certified | ACAirCoolAllPhase&gt;=135k&lt; | False | False |  |  |  |  | 12.5 |  | 20.2 | 14.2 | [6 empty] | 142000 | Electric Resistance Heating Or | 08/29/2023 |  | 11/13/2023
Johnson Controls, Inc. | Johnson Controls | ZT150[N,S]**(E,G,H,K,L,N)(2,4)*******2 |  | Voluntarily Certified | ACAirCoolAllPhase&gt;=135k&lt; | False | False |  |  |  |  | 12.5 |  | 19 | 14 | [6 empty] | 142000 | Heating Other Than Electric Re | 08/29/2023 |  | 11/13/2023
Johnson Controls, Inc. | Johnson Controls | ZT150[N,S]**(P,R,S,U,V,X)(2,4)*******2 |  | Voluntarily Certified | ACAirCoolAllPhase&gt;=135k&lt; | False | False |  |  |  |  | 12.5 |  | 20.2 | 14 | [6 empty] | 142000 | Heating Other Than Electric Re | 08/29/2023 |  | 11/13/2023
Johnson Controls, Inc. | Johnson Controls | ZXEA7A(2,4,5)*3******** |  | Voluntarily Certified | ACAirCoolAllPhase&gt;=65k&lt;1 | False | False |  |  |  |  | 11.2 |  | 14.8 | 14.8 | [6 empty] | 67000 | Electric Resistance Heating Or | 08/29/2023 |  | 11/13/2023
Johnson Controls, Inc. | Johnson Controls | ZXGA7*(2,4,5)*3******** |  | Voluntarily Certified | ACAirCoolAllPhase&gt;=65k&lt;1 | False | False |  |  |  |  | 11 |  | 14.8 | 14.6 | [6 empty] | 67000 | Heating Other Than Electric Re | 08/29/2023 |  | 11/13/2023
Johnson Controls, Inc. | Johnson Controls | ZYE08A(2,4,5)*3********4 |  | Voluntarily Certified | ACAirCoolAllPhase&gt;=65k&lt;1 | False | False |  |  |  |  | 12.2 |  | 14.8 | 14.8 | [6 empty] | 89000 | Electric Resistance Heating Or | 08/29/2023 |  | 11/13/2023
Johnson Controls, Inc. | Johnson Controls | ZYE09A(2,4,5)*3******** |  | Voluntarily Certified | ACAirCoolAllPhase&gt;=65k&lt;1 | False | False |  |  |  |  | 12.2 |  | 14.8 | 14.8 | [6 empty] | 98000 | Electric Resistance Heating Or | 08/29/2023 |  | 11/13/2023
Johnson Controls, Inc. | Johnson Controls | ZYE12A(2,4,5)*3********3 |  | Voluntarily Certified | ACAirCoolAllPhase&gt;=65k&lt;1 | False | False |  |  |  |  | 12.2 |  | 14.8 | 14.8 | [6 empty] | 116000 | Electric Resistance Heating Or | 08/29/2023 |  | 11/13/2023
Johnson Controls, Inc. | Johnson Controls | ZYEA7A(2,4,5)*1********* |  | Voluntarily Certified | ACAirCoolAllPhase&gt;=65k&lt;1 | False | False |  |  |  |  | 12 |  | 14.8 | 14.8 | [6 empty] | 71000 | Electric Resistance Heating Or | 08/29/2023 |  | 11/13/2023
Johnson Controls, Inc. | Johnson Controls | ZYEA7A(2,4,5)*3******** |  | Voluntarily Certified | ACAirCoolAllPhase&gt;=65k&lt;1 | False | False |  |  |  |  | 12 |  | 16 | 14.8 | [6 empty] | 71000 | Electric Resistance Heating Or | 08/29/2023 |  | 11/13/2023
Johnson Controls, Inc. | Johnson Controls | ZYG08*(2,4,5)*3********4 |  | Voluntarily Certified | ACAirCoolAllPhase&gt;=65k&lt;1 | False | False |  |  |  |  | 12 |  | 14.6 | 14.6 | [6 empty] | 89000 | Heating Other Than Electric Re | 08/29/2023 |  | 11/13/2023
Johnson Controls, Inc. | Johnson Controls | ZYG09*(2,4,5)*3******** |  | Voluntarily Certified | ACAirCoolAllPhase&gt;=65k&lt;1 | False | False |  |  |  |  | 12 |  | 14.6 | 14.6 | [6 empty] | 98000 | Heating Other Than Electric Re | 08/29/2023 |  | 11/13/2023
Johnson Controls, Inc. | Johnson Controls | ZYG12*(2,4,5)*3********3 |  | Voluntarily Certified | ACAirCoolAllPhase&gt;=65k&lt;1 | False | False |  |  |  |  | 12 |  | 14.6 | 14.6 | [6 empty] | 116000 | Heating Other Than Electric Re | 08/29/2023 |  | 11/13/2023
Johnson Controls, Inc. | Johnson Controls | ZYGA7*(2,4,5)*1********* |  | Voluntarily Certified | ACAirCoolAllPhase&gt;=65k&lt;1 | False | False |  |  |  |  | 12 |  | 14.6 | 14.6 | [6 empty] | 71000 | Heating Other Than Electric Re | 08/29/2023 |  | 11/13/2023
Johnson Controls, Inc. | Johnson Controls | ZYGA7*(2,4,5)*3******** |  | Voluntarily Certified | ACAirCoolAllPhase&gt;=65k&lt;1 | False | False |  |  |  |  | 12 |  | 16 | 14.6 | [6 empty] | 71000 | Heating Other Than Electric Re | 08/29/2023 |  | 11/13/2023
Johnson Controls, Inc. | Luxaire | CD15[C,E]**[H,K,L](2,4,5,B,D,E)********2 |  | Voluntarily Certified | ACAirCoolAllPhase&gt;=135k&lt; | False | False |  |  |  |  | 11 |  | 14.6 | 14.2 | [6 empty] | 174000 | Electric Resistance Heating Or | 08/29/2023 |  | 11/13/2023
Johnson Controls, Inc. | Luxaire | CD15[C,E]**[P,R](2,4,5,B,D,E)********2 |  | Voluntarily Certified | ACAirCoolAllPhase&gt;=135k&lt; | False | False |  |  |  |  | 11.1 |  | 14.2 | 14.2 | [6 empty] | 172000 | Electric Resistance Heating Or | 08/29/2023 |  | 11/13/2023
Johnson Controls, Inc. | Luxaire | CD15[C,E]**[Q,S,T](2,4,5,B,D,E)********2 |  | Voluntarily Certified | ACAirCoolAllPhase&gt;=135k&lt; | False | False |  |  |  |  | 11 |  | 14.8 | 14.2 | [6 empty] | 174000 | Electric Resistance Heating Or | 08/29/2023 |  | 11/13/2023
Johnson Controls, Inc. | Luxaire | CD15[N,S,T]**[H,K,L](2,4,5,B,D,E)********2 |  | Voluntarily Certified | ACAirCoolAllPhase&gt;=135k&lt; | False | False |  |  |  |  | 10.8 |  | 14.4 | 14 | [6 empty] | 174000 | Heating Other Than Electric Re | 08/29/2023 |  | 11/13/2023
Johnson Controls, Inc. | Luxaire | CD15[N,S,T]**[P,R](2,4,5,B,D,E)********2 |  | Voluntarily Certified | ACAirCoolAllPhase&gt;=135k&lt; | False | False |  |  |  |  | 10.9 |  | 14 | 14 | [6 empty] | 172000 | Heating Other Than Electric Re | 08/29/2023 |  | 11/13/2023
Johnson Controls, Inc. | Luxaire | CD15[N,S,T]**[Q,S,T](2,4,5,B,D,E)********2 |  | Voluntarily Certified | ACAirCoolAllPhase&gt;=135k&lt; | False | False |  |  |  |  | 10.8 |  | 14.6 | 14 | [6 empty] | 174000 | Heating Other Than Electric Re | 08/29/2023 |  | 11/13/2023
Johnson Controls, Inc. | Luxaire | CD18[C,E]**[H,K,L](2,4,5,B,D,E)********2 |  | Voluntarily Certified | ACAirCoolAllPhase&gt;=135k&lt; | False | False |  |  |  |  | 11 |  | 14.4 | 14.2 | [6 empty] | 198000 | Electric Resistance Heating Or | 08/29/2023 |  | 11/13/2023
Johnson Controls, Inc. | Luxaire | CD18[C,E]**[P,R](2,4,5,B,D,E)********2 |  | Voluntarily Certified | ACAirCoolAllPhase&gt;=135k&lt; | False | False |  |  |  |  | 11 |  | 14.2 | 14.2 | [6 empty] | 198000 | Electric Resistance Heating Or | 08/29/2023 |  | 11/13/2023
Johnson Controls, Inc. | Luxaire | CD18[C,E]**[Q,S,T](2,4,5,B,D,E)********2 |  | Voluntarily Certified | ACAirCoolAllPhase&gt;=135k&lt; | False | False |  |  |  |  | 11 |  | 14.6 | 14.2 | [6 empty] | 198000 | Electric Resistance Heating Or | 08/29/2023 |  | 11/13/2023
Johnson Controls, Inc. | Luxaire | CD18[N,S,T]**[H,K,L](2,4,5,B,D,E)********2 |  | Voluntarily Certified | ACAirCoolAllPhase&gt;=135k&lt; | False | False |  |  |  |  | 10.8 |  | 14.2 | 14 | [6 empty] | 198000 | Heating Other Than Electric Re | 08/29/2023 |  | 11/13/2023
Johnson Controls, Inc. | Luxaire | CD18[N,S,T]**[P,R](2,4,5,B,D,E)********2 |  | Voluntarily Certified | ACAirCoolAllPhase&gt;=135k&lt; | False | False |  |  |  |  | 10.8 |  | 14 | 14 | [6 empty] | 198000 | Heating Other Than Electric Re | 08/29/2023 |  | 11/13/2023
Johnson Controls, Inc. | Luxaire | CD18[N,S,T]**[Q,S,T](2,4,5,B,D,E)********2 |  | Voluntarily Certified | ACAirCoolAllPhase&gt;=135k&lt; | False | False |  |  |  |  | 10.8 |  | 14.4 | 14 | [6 empty] | 198000 | Heating Other Than Electric Re | 08/29/2023 |  | 11/13/2023
Johnson Controls, Inc. | Luxaire | CD20[C,E]**[H,K,L](2,4,5,B,D,E)********2 |  | Voluntarily Certified | ACAirCoolAllPhase&gt;=135k&lt; | False | False |  |  |  |  | 11 |  | 14.2 | 14.2 | [6 empty] | 234000 | Electric Resistance Heating Or | 08/29/2023 |  | 11/13/2023
Johnson Controls, Inc. | Luxaire | CD20[C,E]**[P,R](2,4,5,B,D,E)********2 |  | Voluntarily Certified | ACAirCoolAllPhase&gt;=135k&lt; | False | False |  |  |  |  | 11 |  | 14.2 | 14.2 | [6 empty] | 238000 | Electric Resistance Heating Or | 08/29/2023 |  | 11/13/2023
Johnson Controls, Inc. | Luxaire | CD20[C,E]**[Q,S,T](2,4,5,B,D,E)********2 |  | Voluntarily Certified | ACAirCoolAllPhase&gt;=135k&lt; | False | False |  |  |  |  | 11 |  | 14.4 | 14.2 | [6 empty] | 234000 | Electric Resistance Heating Or | 08/29/2023 |  | 11/13/2023
Johnson Controls, Inc. | Luxaire | CD20[N,S,T]**[H,K,L](2,4,5,B,D,E)********2 |  | Voluntarily Certified | ACAirCoolAllPhase&gt;=135k&lt; | False | False |  |  |  |  | 10.8 |  | 14 | 14 | [6 empty] | 234000 | Heating Other Than Electric Re | 08/29/2023 |  | 11/13/2023
Johnson Controls, Inc. | Luxaire | CD20[N,S,T]**[P,R](2,4,5,B,D,E)********2 |  | Voluntarily Certified | ACAirCoolAllPhase&gt;=135k&lt; | False | False |  |  |  |  | 10.8 |  | 14 | 14 | [6 empty] | 238000 | Heating Other Than Electric Re | 08/29/2023 |  | 11/13/2023
Johnson Controls, Inc. | Luxaire | CD20[N,S,T]**[Q,S,T](2,4,5,B,D,E)********2 |  | Voluntarily Certified | ACAirCoolAllPhase&gt;=135k&lt; | False | False |  |  |  |  | 10.8 |  | 14.2 | 14 | [6 empty] | 234000 | Heating Other Than Electric Re | 08/29/2023 |  | 11/13/2023
Johnson Controls, Inc. | Luxaire | CD25[C,E]**[H,K,L](2,4,5,B,D,E)********2 |  | Voluntarily Certified | ACAirCoolAllPhase&gt;=240k&lt; | False | False |  |  |  |  | 10.2 |  | 14.2 | 13.2 | [6 empty] | 280000 | Electric Resistance Heating Or | 08/29/2023 |  | 11/13/2023
Johnson Controls, Inc. | Luxaire | CD25[C,E]**[P,R](2,4,5,B,D,E)********2 |  | Voluntarily Certified | ACAirCoolAllPhase&gt;=240k&lt; | False | False |  |  |  |  | 10.2 |  | 14 | 13.2 | [6 empty] | 286000 | Electric Resistance Heating Or | 08/29/2023 |  | 11/13/2023
Johnson Controls, Inc. | Luxaire | CD25[C,E]**[Q,S,T](2,4,5,B,D,E)********2 |  | Voluntarily Certified | ACAirCoolAllPhase&gt;=240k&lt; | False | False |  |  |  |  | 10.2 |  | 14.4 | 13.2 | [6 empty] | 280000 | Electric Resistance Heating Or | 08/29/2023 |  | 11/13/2023
Johnson Controls, Inc. | Luxaire | CD25[N,S,T]**[H,K,L](2,4,5,B,D,E)********2 |  | Voluntarily Certified | ACAirCoolAllPhase&gt;=240k&lt; | False | False |  |  |  |  | 10 |  | 14 | 13 | [6 empty] | 280000 | Heating Other Than Electric Re | 08/29/2023 |  | 11/13/2023
Johnson Controls, Inc. | Luxaire | CD25[N,S,T]**[P,R](2,4,5,B,D,E)********2 |  | Voluntarily Certified | ACAirCoolAllPhase&gt;=240k&lt; | False | False |  |  |  |  | 10 |  | 13.8 | 13 | [6 empty] | 286000 | Heating Other Than Electric Re | 08/29/2023 |  | 11/13/2023
Johnson Controls, Inc. | Luxaire | CD25[N,S,T]**[Q,S,T](2,4,5,B,D,E)********2 |  | Voluntarily Certified | ACAirCoolAllPhase&gt;=240k&lt; | False | False |  |  |  |  | 10 |  | 14.2 | 13 | [6 empty] | 280000 | Heating Other Than Electric Re | 08/29/2023 |  | 11/13/2023
Johnson Controls, Inc. | Luxaire | CD28[C,E]**[H,K,L](2,4,5,B,D,E)********2 |  | Voluntarily Certified | ACAirCoolAllPhase&gt;=240k&lt; | False | False |  |  |  |  | 10.2 |  | 14.2 | 13.2 | [6 empty] | 320000 | Electric Resistance Heating Or | 08/29/2023 |  | 11/13/2023
Johnson Controls, Inc. | Luxaire | CD28[C,E]**[P,R](2,4,5,B,D,E)********2 |  | Voluntarily Certified | ACAirCoolAllPhase&gt;=240k&lt; | False | False |  |  |  |  | 10.4 |  | 13.4 | 13.2 | [6 empty] | 320000 | Electric Resistance Heating Or | 08/29/2023 |  | 11/13/2023
Johnson Controls, Inc. | Luxaire | CD28[C,E]**[Q,S,T](2,4,5,B,D,E)********2 |  | Voluntarily Certified | ACAirCoolAllPhase&gt;=240k&lt; | False | False |  |  |  |  | 10.2 |  | 14.4 | 13.2 | [6 empty] | 320000 | Electric Resistance Heating Or | 08/29/2023 |  | 11/13/2023
Johnson Controls, Inc. | Luxaire | CD28[N,S,T]**[H,K,L](2,4,5,B,D,E)********2 |  | Voluntarily Certified | ACAirCoolAllPhase&gt;=240k&lt; | False | False |  |  |  |  | 10 |  | 14 | 13 | [6 empty] | 320000 | Heating Other Than Electric Re | 08/29/2023 |  | 11/13/2023
Johnson Controls, Inc. | Luxaire | CD28[N,S,T]**[P,R](2,4,5,B,D,E)********2 |  | Voluntarily Certified | ACAirCoolAllPhase&gt;=240k&lt; | False | False |  |  |  |  | 10.2 |  | 13.2 | 13 | [6 empty] | 320000 | Heating Other Than Electric Re | 08/29/2023 |  | 11/13/2023
Johnson Controls, Inc. | Luxaire | CD28[N,S,T]**[Q,S,T](2,4,5,B,D,E)********2 |  | Voluntarily Certified | ACAirCoolAllPhase&gt;=240k&lt; | False | False |  |  |  |  | 10 |  | 14.2 | 13 | [6 empty] | 320000 | Heating Other Than Electric Re | 08/29/2023 |  | 11/13/2023
Johnson Controls, Inc. | Luxaire | CE13[C,E]**[H,K,L](2,4,5,B,D,E)********2 |  | Voluntarily Certified | ACAirCoolAllPhase&gt;=135k&lt; | False | False |  |  |  |  | 12.7 |  | 20.1 | 14.2 | [6 empty] | 148000 | Electric Resistance Heating Or | 08/29/2023 |  | 11/13/2023
Johnson Controls, Inc. | Luxaire | CE13[C,E]**[Q,S,T](2,4,5,B,D,E)********2 |  | Voluntarily Certified | ACAirCoolAllPhase&gt;=135k&lt; | False | False |  |  |  |  | 12.7 |  | 20.1 | 14.2 | [6 empty] | 148000 | Electric Resistance Heating Or | 08/29/2023 |  | 11/13/2023
Johnson Controls, Inc. | Luxaire | CE13[N,S,T]**[H,K,L](2,4,5,B,D,E)********2 |  | Voluntarily Certified | ACAirCoolAllPhase&gt;=135k&lt; | False | False |  |  |  |  | 12.5 |  | 20 | 14 | [6 empty] | 148000 | Heating Other Than Electric Re | 08/29/2023 |  | 11/13/2023
Johnson Controls, Inc. | Luxaire | CE13[N,S,T]**[Q,S,T](2,4,5,B,D,E)********2 |  | Voluntarily Certified | ACAirCoolAllPhase&gt;=135k&lt; | False | False |  |  |  |  | 12.5 |  | 20 | 14 | [6 empty] | 148000 | Heating Other Than Electric Re | 08/29/2023 |  | 11/13/2023
Johnson Controls, Inc. | Luxaire | CE15[C,E]**[H,K,L](2,4,5,B,D,E)********2 |  | Voluntarily Certified | ACAirCoolAllPhase&gt;=135k&lt; | False | False |  |  |  |  | 12.2 |  | 20.3 | 14.2 | [6 empty] | 178000 | Electric Resistance Heating Or | 08/29/2023 |  | 11/13/2023
Johnson Controls, Inc. | Luxaire | CE15[C,E]**[Q,S,T](2,4,5,B,D,E)********2 |  | Voluntarily Certified | ACAirCoolAllPhase&gt;=135k&lt; | False | False |  |  |  |  | 12.2 |  | 20.3 | 14.2 | [6 empty] | 178000 | Electric Resistance Heating Or | 08/29/2023 |  | 11/13/2023
Johnson Controls, Inc. | Luxaire | CE15[N,S,T]**[H,K,L](2,4,5,B,D,E)********2 |  | Voluntarily Certified | ACAirCoolAllPhase&gt;=135k&lt; | False | False |  |  |  |  | 12 |  | 20.1 | 14 | [6 empty] | 178000 | Heating Other Than Electric Re | 08/29/2023 |  | 11/13/2023
Johnson Controls, Inc. | Luxaire | CE15[N,S,T]**[Q,S,T](2,4,5,B,D,E)********2 |  | Voluntarily Certified | ACAirCoolAllPhase&gt;=135k&lt; | False | False |  |  |  |  | 12 |  | 20.1 | 14 | [6 empty] | 178000 | Heating Other Than Electric Re | 08/29/2023 |  | 11/13/2023
Johnson Controls, Inc. | Luxaire | CE18[C,E]**[H,K,L](2,4,5,B,D,E)********2 |  | Voluntarily Certified | ACAirCoolAllPhase&gt;=135k&lt; | False | False |  |  |  |  | 12.3 |  | 19 | 14.2 | [6 empty] | 200000 | Electric Resistance Heating Or | 08/29/2023 |  | 11/13/2023
Johnson Controls, Inc. | Luxaire | CE18[C,E]**[Q,S,T](2,4,5,B,D,E)********2 |  | Voluntarily Certified | ACAirCoolAllPhase&gt;=135k&lt; | False | False |  |  |  |  | 12.3 |  | 19 | 14.2 | [6 empty] | 200000 | Electric Resistance Heating Or | 08/29/2023 |  | 11/13/2023
Johnson Controls, Inc. | Luxaire | CE18[N,S,T]**[H,K,L](2,4,5,B,D,E)********2 |  | Voluntarily Certified | ACAirCoolAllPhase&gt;=135k&lt; | False | False |  |  |  |  | 12.2 |  | 18.8 | 14 | [6 empty] | 200000 | Heating Other Than Electric Re | 08/29/2023 |  | 11/13/2023
Johnson Controls, Inc. | Luxaire | CE18[N,S,T]**[Q,S,T](2,4,5,B,D,E)********2 |  | Voluntarily Certified | ACAirCoolAllPhase&gt;=135k&lt; | False | False |  |  |  |  | 12.2 |  | 18.8 | 14 | [6 empty] | 200000 | Heating Other Than Electric Re | 08/29/2023 |  | 11/13/2023
Johnson Controls, Inc. | Luxaire | CE20[C,E]**[H,K,L](2,4,5,B,D,E)********2 |  | Voluntarily Certified | ACAirCoolAllPhase&gt;=135k&lt; | False | False |  |  |  |  | 12.2 |  | 19.6 | 14.2 | [6 empty] | 238000 | Electric Resistance Heating Or | 08/29/2023 |  | 11/13/2023
Johnson Controls, Inc. | Luxaire | CE20[C,E]**[Q,S,T](2,4,5,B,D,E)********2 |  | Voluntarily Certified | ACAirCoolAllPhase&gt;=135k&lt; | False | False |  |  |  |  | 12.2 |  | 19.6 | 14.2 | [6 empty] | 238000 | Electric Resistance Heating Or | 08/29/2023 |  | 11/13/2023
Johnson Controls, Inc. | Luxaire | CE20[N,S,T]**[H,K,L](2,4,5,B,D,E)********2 |  | Voluntarily Certified | ACAirCoolAllPhase&gt;=135k&lt; | False | False |  |  |  |  | 12.1 |  | 19.5 | 14 | [6 empty] | 238000 | Heating Other Than Electric Re | 08/29/2023 |  | 11/13/2023
Johnson Controls, Inc. | Luxaire | CE20[N,S,T]**[Q,S,T](2,4,5,B,D,E)********2 |  | Voluntarily Certified | ACAirCoolAllPhase&gt;=135k&lt; | False | False |  |  |  |  | 12.1 |  | 19.5 | 14 | [6 empty] | 238000 | Heating Other Than Electric Re | 08/29/2023 |  | 11/13/2023
Johnson Controls, Inc. | Luxaire | CE23[C,E]**[H,K,L](2,4,5,B,D,E)********2 |  | Voluntarily Certified | ACAirCoolAllPhase&gt;=240k&lt; | False | False |  |  |  |  | 11.3 |  | 18.8 | 13.2 | [6 empty] | 276000 | Electric Resistance Heating Or | 08/29/2023 |  | 11/13/2023
Johnson Controls, Inc. | Luxaire | CE23[C,E]**[Q,S,T](2,4,5,B,D,E)********2 |  | Voluntarily Certified | ACAirCoolAllPhase&gt;=240k&lt; | False | False |  |  |  |  | 11.3 |  | 18.8 | 13.2 | [6 empty] | 276000 | Electric Resistance Heating Or | 08/29/2023 |  | 11/13/2023
Johnson Controls, Inc. | Luxaire | CE23[N,S,T]**[H,K,L](2,4,5,B,D,E)********2 |  | Voluntarily Certified | ACAirCoolAllPhase&gt;=240k&lt; | False | False |  |  |  |  | 11.1 |  | 18.6 | 13 | [6 empty] | 276000 | Heating Other Than Electric Re | 08/29/2023 |  | 11/13/2023
Johnson Controls, Inc. | Luxaire | CE23[N,S,T]**[Q,S,T](2,4,5,B,D,E)********2 |  | Voluntarily Certified | ACAirCoolAllPhase&gt;=240k&lt; | False | False |  |  |  |  | 11.1 |  | 18.6 | 13 | [6 empty] | 276000 | Heating Other Than Electric Re | 08/29/2023 |  | 11/13/2023
Johnson Controls, Inc. | Luxaire | CK15[C,E]**[H,K,L](2,4,5,B,D,E)********2 |  | Voluntarily Certified | ACAirCoolAllPhase&gt;=135k&lt; | False | False |  |  |  |  | 11 |  | 14.6 | 14.2 | [6 empty] | 170000 | Electric Resistance Heating Or | 08/29/2023 |  | 11/13/2023
Johnson Controls, Inc. | Luxaire | CK15[C,E]**[P,R](2,4,5,B,D,E)********2 |  | Voluntarily Certified | ACAirCoolAllPhase&gt;=135k&lt; | False | False |  |  |  |  | 11.1 |  | 14.2 | 14.2 | [6 empty] | 174000 | Electric Resistance Heating Or | 08/29/2023 |  | 11/13/2023
Johnson Controls, Inc. | Luxaire | CK15[C,E]**[Q,S,T](2,4,5,B,D,E)********2 |  | Voluntarily Certified | ACAirCoolAllPhase&gt;=135k&lt; | False | False |  |  |  |  | 11 |  | 14.8 | 14.2 | [6 empty] | 170000 | Electric Resistance Heating Or | 08/29/2023 |  | 11/13/2023
Johnson Controls, Inc. | Luxaire | CK15[S,T]**[H,K,L](2,4,5,B,D,E)********2 |  | Voluntarily Certified | ACAirCoolAllPhase&gt;=135k&lt; | False | False |  |  |  |  | 10.8 |  | 14.4 | 14 | [6 empty] | 170000 | Heating Other Than Electric Re | 08/29/2023 |  | 11/13/2023
Johnson Controls, Inc. | Luxaire | CK15[S,T]**[P,R](2,4,5,B,D,E)********2 |  | Voluntarily Certified | ACAirCoolAllPhase&gt;=135k&lt; | False | False |  |  |  |  | 11 |  | 14 | 14 | [6 empty] | 174000 | Heating Other Than Electric Re | 08/29/2023 |  | 11/13/2023
Johnson Controls, Inc. | Luxaire | CK15[S,T]**[Q,S,T](2,4,5,B,D,E)********2 |  | Voluntarily Certified | ACAirCoolAllPhase&gt;=135k&lt; | False | False |  |  |  |  | 10.8 |  | 14.6 | 14 | [6 empty] | 170000 | Heating Other Than Electric Re | 08/29/2023 |  | 11/13/2023
Johnson Controls, Inc. | Luxaire | CK18[C,E]**[H,K,L](2,4,5,B,D,E)********2 |  | Voluntarily Certified | ACAirCoolAllPhase&gt;=135k&lt; | False | False |  |  |  |  | 11 |  | 14.2 | 14.2 | [6 empty] | 202000 | Electric Resistance Heating Or | 08/29/2023 |  | 11/13/2023
Johnson Controls, Inc. | Luxaire | CK18[C,E]**[P,R](2,4,5,B,D,E)********2 |  | Voluntarily Certified | ACAirCoolAllPhase&gt;=135k&lt; | False | False |  |  |  |  | 11 |  | 14.2 | 14.2 | [6 empty] | 200000 | Electric Resistance Heating Or | 08/29/2023 |  | 11/13/2023
Johnson Controls, Inc. | Luxaire | CK18[C,E]**[Q,S,T](2,4,5,B,D,E)********2 |  | Voluntarily Certified | ACAirCoolAllPhase&gt;=135k&lt; | False | False |  |  |  |  | 11 |  | 14.4 | 14.2 | [6 empty] | 202000 | Electric Resistance Heating Or | 08/29/2023 |  | 11/13/2023
Johnson Controls, Inc. | Luxaire | CK18[S,T]**[H,K,L](2,4,5,B,D,E)********2 |  | Voluntarily Certified | ACAirCoolAllPhase&gt;=135k&lt; | False | False |  |  |  |  | 10.8 |  | 14 | 14 | [6 empty] | 202000 | Heating Other Than Electric Re | 08/29/2023 |  | 11/13/2023
Johnson Controls, Inc. | Luxaire | CK18[S,T]**[P,R](2,4,5,B,D,E)********2 |  | Voluntarily Certified | ACAirCoolAllPhase&gt;=135k&lt; | False | False |  |  |  |  | 10.8 |  | 14 | 14 | [6 empty] | 200000 | Heating Other Than Electric Re | 08/29/2023 |  | 11/13/2023
Johnson Controls, Inc. | Luxaire | CK18[S,T]**[Q,S,T](2,4,5,B,D,E)********2 |  | Voluntarily Certified | ACAirCoolAllPhase&gt;=135k&lt; | False | False |  |  |  |  | 10.8 |  | 14.2 | 14 | [6 empty] | 202000 | Heating Other Than Electric Re | 08/29/2023 |  | 11/13/2023
Johnson Controls, Inc. | Luxaire | CK20[C,E]**[H,K,L](2,4,5,B,D,E)********2 |  | Voluntarily Certified | ACAirCoolAllPhase&gt;=135k&lt; | False | False |  |  |  |  | 11 |  | 14.2 | 14.2 | [6 empty] | 234000 | Electric Resistance Heating Or | 08/29/2023 |  | 11/13/2023
Johnson Controls, Inc. | Luxaire | CK20[C,E]**[P,R](2,4,5,B,D,E)********2 |  | Voluntarily Certified | ACAirCoolAllPhase&gt;=135k&lt; | False | False |  |  |  |  | 11 |  | 14.2 | 14.2 | [6 empty] | 234000 | Electric Resistance Heating Or | 08/29/2023 |  | 11/13/2023
Johnson Controls, Inc. | Luxaire | CK20[C,E]**[Q,S,T](2,4,5,B,D,E)********2 |  | Voluntarily Certified | ACAirCoolAllPhase&gt;=135k&lt; | False | False |  |  |  |  | 11 |  | 14.4 | 14.2 | [6 empty] | 234000 | Electric Resistance Heating Or | 08/29/2023 |  | 11/13/2023
Johnson Controls, Inc. | Luxaire | CK20[S,T]**[H,K,L](2,4,5,B,D,E)********2 |  | Voluntarily Certified | ACAirCoolAllPhase&gt;=135k&lt; | False | False |  |  |  |  | 10.8 |  | 14 | 14 | [6 empty] | 234000 | Heating Other Than Electric Re | 08/29/2023 |  | 11/13/2023
Johnson Controls, Inc. | Luxaire | CK20[S,T]**[P,R](2,4,5,B,D,E)********2 |  | Voluntarily Certified | ACAirCoolAllPhase&gt;=135k&lt; | False | False |  |  |  |  | 10.8 |  | 14 | 14 | [6 empty] | 234000 | Heating Other Than Electric Re | 08/29/2023 |  | 11/13/2023
Johnson Controls, Inc. | Luxaire | CK20[S,T]**[Q,S,T](2,4,5,B,D,E)********2 |  | Voluntarily Certified | ACAirCoolAllPhase&gt;=135k&lt; | False | False |  |  |  |  | 10.8 |  | 14.2 | 14 | [6 empty] | 234000 | Heating Other Than Electric Re | 08/29/2023 |  | 11/13/2023
Johnson Controls, Inc. | Luxaire | CK25[C,E]**[H,K,L](2,4,5,B,D,E)********2 |  | Voluntarily Certified | ACAirCoolAllPhase&gt;=240k&lt; | False | False |  |  |  |  | 10.2 |  | 14.2 | 13.2 | [6 empty] | 280000 | Electric Resistance Heating Or | 08/29/2023 |  | 11/13/2023
Johnson Controls, Inc. | Luxaire | CK25[C,E]**[P,R](2,4,5,B,D,E)********2 |  | Voluntarily Certified | ACAirCoolAllPhase&gt;=240k&lt; | False | False |  |  |  |  | 10.2 |  | 14 | 13.2 | [6 empty] | 286000 | Electric Resistance Heating Or | 08/29/2023 |  | 11/13/2023
Johnson Controls, Inc. | Luxaire | CK25[C,E]**[Q,S,T](2,4,5,B,D,E)********2 |  | Voluntarily Certified | ACAirCoolAllPhase&gt;=240k&lt; | False | False |  |  |  |  | 10.2 |  | 14.4 | 13.2 | [6 empty] | 280000 | Electric Resistance Heating Or | 08/29/2023 |  | 11/13/2023
Johnson Controls, Inc. | Luxaire | CK25[S,T]**[H,K,L](2,4,5,B,D,E)********2 |  | Voluntarily Certified | ACAirCoolAllPhase&gt;=240k&lt; | False | False |  |  |  |  | 10 |  | 14 | 13 | [6 empty] | 280000 | Heating Other Than Electric Re | 08/29/2023 |  | 11/13/2023
Johnson Controls, Inc. | Luxaire | CK25[S,T]**[P,R](2,4,5,B,D,E)********2 |  | Voluntarily Certified | ACAirCoolAllPhase&gt;=240k&lt; | False | False |  |  |  |  | 10 |  | 13.8 | 13 | [6 empty] | 286000 | Heating Other Than Electric Re | 08/29/2023 |  | 11/13/2023
Johnson Controls, Inc. | Luxaire | CK25[S,T]**[Q,S,T](2,4,5,B,D,E)********2 |  | Voluntarily Certified | ACAirCoolAllPhase&gt;=240k&lt; | False | False |  |  |  |  | 10 |  | 14.2 | 13 | [6 empty] | 280000 | Heating Other Than Electric Re | 08/29/2023 |  | 11/13/2023
Johnson Controls, Inc. | Luxaire | CS15[C,E]**[H,K,L](2,4,5,B,D,E)********2 |  | Voluntarily Certified | ACAirCoolAllPhase&gt;=135k&lt; | False | False |  |  |  |  | 11 |  | 14.6 | 14.2 | [6 empty] | 170000 | Electric Resistance Heating Or | 08/29/2023 |  | 11/13/2023
Johnson Controls, Inc. | Luxaire | CS15[C,E]**[P,R](2,4,5,B,D,E)********2 |  | Voluntarily Certified | ACAirCoolAllPhase&gt;=135k&lt; | False | False |  |  |  |  | 11.1 |  | 14.2 | 14.2 | [6 empty] | 174000 | Electric Resistance Heating Or | 08/29/2023 |  | 11/13/2023
Johnson Controls, Inc. | Luxaire | CS15[C,E]**[Q,S,T](2,4,5,B,D,E)********2 |  | Voluntarily Certified | ACAirCoolAllPhase&gt;=135k&lt; | False | False |  |  |  |  | 11 |  | 14.8 | 14.2 | [6 empty] | 170000 | Electric Resistance Heating Or | 08/29/2023 |  | 11/13/2023
Johnson Controls, Inc. | Luxaire | CS15[S,T]**[H,K,L](2,4,5,B,D,E)********2 |  | Voluntarily Certified | ACAirCoolAllPhase&gt;=135k&lt; | False | False |  |  |  |  | 10.8 |  | 14.4 | 14 | [6 empty] | 170000 | Heating Other Than Electric Re | 08/29/2023 |  | 11/13/2023
Johnson Controls, Inc. | Luxaire | CS15[S,T]**[P,R](2,4,5,B,D,E)********2 |  | Voluntarily Certified | ACAirCoolAllPhase&gt;=135k&lt; | False | False |  |  |  |  | 11 |  | 14 | 14 | [6 empty] | 174000 | Heating Other Than Electric Re | 08/29/2023 |  | 11/13/2023
Johnson Controls, Inc. | Luxaire | CS15[S,T]**[Q,S,T](2,4,5,B,D,E)********2 |  | Voluntarily Certified | ACAirCoolAllPhase&gt;=135k&lt; | False | False |  |  |  |  | 10.8 |  | 14.6 | 14 | [6 empty] | 170000 | Heating Other Than Electric Re | 08/29/2023 |  | 11/13/2023
Johnson Controls, Inc. | Luxaire | CS18[C,E]**[H,K,L](2,4,5,B,D,E)********2 |  | Voluntarily Certified | ACAirCoolAllPhase&gt;=135k&lt; | False | False |  |  |  |  | 11 |  | 14.2 | 14.2 | [6 empty] | 202000 | Electric Resistance Heating Or | 08/29/2023 |  | 11/13/2023
Johnson Controls, Inc. | Luxaire | CS18[C,E]**[P,R](2,4,5,B,D,E)********2 |  | Voluntarily Certified | ACAirCoolAllPhase&gt;=135k&lt; | False | False |  |  |  |  | 11 |  | 14.2 | 14.2 | [6 empty] | 200000 | Electric Resistance Heating Or | 08/29/2023 |  | 11/13/2023
Johnson Controls, Inc. | Luxaire | CS18[C,E]**[Q,S,T](2,4,5,B,D,E)********2 |  | Voluntarily Certified | ACAirCoolAllPhase&gt;=135k&lt; | False | False |  |  |  |  | 11 |  | 14.4 | 14.2 | [6 empty] | 202000 | Electric Resistance Heating Or | 08/29/2023 |  | 11/13/2023
Johnson Controls, Inc. | Luxaire | CS18[S,T]**[H,K,L](2,4,5,B,D,E)********2 |  | Voluntarily Certified | ACAirCoolAllPhase&gt;=135k&lt; | False | False |  |  |  |  | 10.8 |  | 14 | 14 | [6 empty] | 202000 | Heating Other Than Electric Re | 08/29/2023 |  | 11/13/2023
Johnson Controls, Inc. | Luxaire | CS18[S,T]**[P,R](2,4,5,B,D,E)********2 |  | Voluntarily Certified | ACAirCoolAllPhase&gt;=135k&lt; | False | False |  |  |  |  | 10.8 |  | 14 | 14 | [6 empty] | 200000 | Heating Other Than Electric Re | 08/29/2023 |  | 11/13/2023
Johnson Controls, Inc. | Luxaire | CS18[S,T]**[Q,S,T](2,4,5,B,D,E)********2 |  | Voluntarily Certified | ACAirCoolAllPhase&gt;=135k&lt; | False | False |  |  |  |  | 10.8 |  | 14.2 | 14 | [6 empty] | 202000 | Heating Other Than Electric Re | 08/29/2023 |  | 11/13/2023
Johnson Controls, Inc. | Luxaire | CS20[C,E]**[H,K,L](2,4,5,B,D,E)********2 |  | Voluntarily Certified | ACAirCoolAllPhase&gt;=135k&lt; | False | False |  |  |  |  | 11 |  | 14.2 | 14.2 | [6 empty] | 234000 | Electric Resistance Heating Or | 08/29/2023 |  | 11/13/2023
Johnson Controls, Inc. | Luxaire | CS20[C,E]**[P,R](2,4,5,B,D,E)********2 |  | Voluntarily Certified | ACAirCoolAllPhase&gt;=135k&lt; | False | False |  |  |  |  | 11 |  | 14.2 | 14.2 | [6 empty] | 234000 | Electric Resistance Heating Or | 08/29/2023 |  | 11/13/2023
Johnson Controls, Inc. | Luxaire | CS20[C,E]**[Q,S,T](2,4,5,B,D,E)********2 |  | Voluntarily Certified | ACAirCoolAllPhase&gt;=135k&lt; | False | False |  |  |  |  | 11 |  | 14.4 | 14.2 | [6 empty] | 234000 | Electric Resistance Heating Or | 08/29/2023 |  | 11/13/2023
Johnson Controls, Inc. | Luxaire | CS20[S,T]**[H,K,L](2,4,5,B,D,E)********2 |  | Voluntarily Certified | ACAirCoolAllPhase&gt;=135k&lt; | False | False |  |  |  |  | 10.8 |  | 14 | 14 | [6 empty] | 234000 | Heating Other Than Electric Re | 08/29/2023 |  | 11/13/2023
Johnson Controls, Inc. | Luxaire | CS20[S,T]**[P,R](2,4,5,B,D,E)********2 |  | Voluntarily Certified | ACAirCoolAllPhase&gt;=135k&lt; | False | False |  |  |  |  | 10.8 |  | 14 | 14 | [6 empty] | 234000 | Heating Other Than Electric Re | 08/29/2023 |  | 11/13/2023
Johnson Controls, Inc. | Luxaire | CS20[S,T]**[Q,S,T](2,4,5,B,D,E)********2 |  | Voluntarily Certified | ACAirCoolAllPhase&gt;=135k&lt; | False | False |  |  |  |  | 10.8 |  | 14.2 | 14 | [6 empty] | 234000 | Heating Other Than Electric Re | 08/29/2023 |  | 11/13/2023
Johnson Controls, Inc. | Luxaire | CS25[C,E]**[H,K,L](2,4,5,B,D,E)********2 |  | Voluntarily Certified | ACAirCoolAllPhase&gt;=240k&lt; | False | False |  |  |  |  | 10.2 |  | 14.2 | 13.2 | [6 empty] | 280000 | Electric Resistance Heating Or | 08/29/2023 |  | 11/13/2023
Johnson Controls, Inc. | Luxaire | CS25[C,E]**[P,R](2,4,5,B,D,E)********2 |  | Voluntarily Certified | ACAirCoolAllPhase&gt;=240k&lt; | False | False |  |  |  |  | 10.2 |  | 14 | 13.2 | [6 empty] | 286000 | Electric Resistance Heating Or | 08/29/2023 |  | 11/13/2023
Johnson Controls, Inc. | Luxaire | CS25[C,E]**[Q,S,T](2,4,5,B,D,E)********2 |  | Voluntarily Certified | ACAirCoolAllPhase&gt;=240k&lt; | False | False |  |  |  |  | 10.2 |  | 14.4 | 13.2 | [6 empty] | 280000 | Electric Resistance Heating Or | 08/29/2023 |  | 11/13/2023
Johnson Controls, Inc. | Luxaire | CS25[S,T]**[H,K,L](2,4,5,B,D,E)********2 |  | Voluntarily Certified | ACAirCoolAllPhase&gt;=240k&lt; | False | False |  |  |  |  | 10 |  | 14 | 13 | [6 empty] | 280000 | Heating Other Than Electric Re | 08/29/2023 |  | 11/13/2023
Johnson Controls, Inc. | Luxaire | CS25[S,T]**[P,R](2,4,5,B,D,E)********2 |  | Voluntarily Certified | ACAirCoolAllPhase&gt;=240k&lt; | False | False |  |  |  |  | 10 |  | 13.8 | 13 | [6 empty] | 286000 | Heating Other Than Electric Re | 08/29/2023 |  | 11/13/2023
Johnson Controls, Inc. | Luxaire | CS25[S,T]**[Q,S,T](2,4,5,B,D,E)********2 |  | Voluntarily Certified | ACAirCoolAllPhase&gt;=240k&lt; | False | False |  |  |  |  | 10 |  | 14.2 | 13 | [6 empty] | 280000 | Heating Other Than Electric Re | 08/29/2023 |  | 11/13/2023
Johnson Controls, Inc. | Luxaire | PD13[C,E]**[P,R](2,4,5,B,D,E)********2 |  | Voluntarily Certified | HPAirCoolAllPhase&gt;=135k&lt; | False | False |  |  |  |  | 10.9 |  | 14 | 13.5 |  |  |  |  | 3.3 | 3.3 | 146000 | Electric Resistance Heating Or | 08/29/2023 |  | 11/13/2023
Johnson Controls, Inc. | Luxaire | PD15[C,E]**[P,R](2,4,5,B,D,E)********2 |  | Voluntarily Certified | HPAirCoolAllPhase&gt;=135k&lt; | False | False |  |  |  |  | 10.9 |  | 13.5 | 13.5 |  |  |  |  | 3.3 | 3.3 | 174000 | Electric Resistance Heating Or | 08/29/2023 |  | 11/13/2023
Johnson Controls, Inc. | Luxaire | PD20[C,E]**[P,R](2,4,5,B,D,E)********2 |  | Voluntarily Certified | HPAirCoolAllPhase&gt;=135k&lt; | False | False |  |  |  |  | 10.9 |  | 13.5 | 13.5 |  |  |  |  | 3.3 | 3.3 | 234000 | Electric Resistance Heating Or | 08/29/2023 |  | 11/13/2023
Johnson Controls, Inc. | Luxaire | UH28[C,E]**[G,H,J,K,L](2,4,5,B,D,E)********2 |  | Voluntarily Certified | ACAirCoolAllPhase&gt;=240k&lt; | False | False |  |  |  |  | 10.8 |  | 15.2 | 13.2 | [6 empty] | 306000 | Electric Resistance Heating Or | 08/29/2023 |  | 11/13/2023
Johnson Controls, Inc. | Luxaire | UH28[C,E]**[P,Q,R,S,T](2,4,5,B,D,E)********2 |  | Voluntarily Certified | ACAirCoolAllPhase&gt;=240k&lt; | False | False |  |  |  |  | 10.8 |  | 14.1 | 13.2 | [6 empty] | 308000 | Electric Resistance Heating Or | 08/29/2023 |  | 11/13/2023
Johnson Controls, Inc. | Luxaire | UH28[C,E]**[W,X,Y,Z](2,4,5,B,D,E)********2 |  | Voluntarily Certified | ACAirCoolAllPhase&gt;=240k&lt; | False | False |  |  |  |  | 10.8 |  | 14.7 | 13.2 | [6 empty] | 306000 | Electric Resistance Heating Or | 08/29/2023 |  | 11/13/2023
Johnson Controls, Inc. | Luxaire | UH28[N,S,T]**[G,H,J,K,L](2,4,5,B,D,E)********2 |  | Voluntarily Certified | ACAirCoolAllPhase&gt;=240k&lt; | False | False |  |  |  |  | 10.5 |  | 14.3 | 13 | [6 empty] | 306000 | Heating Other Than Electric Re | 08/29/2023 |  | 11/13/2023
Johnson Controls, Inc. | Luxaire | UH28[N,S,T]**[P,Q,R,S,T](2,4,5,B,D,E)********2 |  | Voluntarily Certified | ACAirCoolAllPhase&gt;=240k&lt; | False | False |  |  |  |  | 10.5 |  | 13.8 | 13 | [6 empty] | 308000 | Heating Other Than Electric Re | 08/29/2023 |  | 11/13/2023
Johnson Controls, Inc. | Luxaire | UH28[N,S,T]**[W,X,Y,Z](2,4,5,B,D,E)********2 |  | Voluntarily Certified | ACAirCoolAllPhase&gt;=240k&lt; | False | False |  |  |  |  | 10.5 |  | 14.5 | 13 | [6 empty] | 306000 | Heating Other Than Electric Re | 08/29/2023 |  | 11/13/2023
Johnson Controls, Inc. | Luxaire | UH30[C,E]**[G,H,J,K,L](2,4,5,B,D,E)********2 |  | Voluntarily Certified | ACAirCoolAllPhase&gt;=240k&lt; | False | False |  |  |  |  | 10.9 |  | 14.1 | 13.2 | [6 empty] | 330000 | Electric Resistance Heating Or | 08/29/2023 |  | 11/13/2023
Johnson Controls, Inc. | Luxaire | UH30[C,E]**[P,Q,R,S,T](2,4,5,B,D,E)********2 |  | Voluntarily Certified | ACAirCoolAllPhase&gt;=240k&lt; | False | False |  |  |  |  | 10.9 |  | 13.6 | 13.2 | [6 empty] | 334000 | Electric Resistance Heating Or | 08/29/2023 |  | 11/13/2023
Johnson Controls, Inc. | Luxaire | UH30[C,E]**[W,X,Y,Z](2,4,5,B,D,E)********2 |  | Voluntarily Certified | ACAirCoolAllPhase&gt;=240k&lt; | False | False |  |  |  |  | 10.9 |  | 14.3 | 13.2 | [6 empty] | 330000 | Electric Resistance Heating Or | 08/29/2023 |  | 11/13/2023
Johnson Controls, Inc. | Luxaire | UH30[N,S,T]**[G,H,J,K,L](2,4,5,B,D,E)********2 |  | Voluntarily Certified | ACAirCoolAllPhase&gt;=240k&lt; | False | False |  |  |  |  | 10.7 |  | 13.9 | 13 | [6 empty] | 330000 | Heating Other Than Electric Re | 08/29/2023 |  | 11/13/2023
Johnson Controls, Inc. | Luxaire | UH30[N,S,T]**[P,Q,R,S,T](2,4,5,B,D,E)********2 |  | Voluntarily Certified | ACAirCoolAllPhase&gt;=240k&lt; | False | False |  |  |  |  | 10.5 |  | 13.4 | 13 | [6 empty] | 334000 | Heating Other Than Electric Re | 08/29/2023 |  | 11/13/2023
Johnson Controls, Inc. | Luxaire | UH30[N,S,T]**[W,X,Y,Z](2,4,5,B,D,E)********2 |  | Voluntarily Certified | ACAirCoolAllPhase&gt;=240k&lt; | False | False |  |  |  |  | 10.7 |  | 14.1 | 13 | [6 empty] | 330000 | Heating Other Than Electric Re | 08/29/2023 |  | 11/13/2023
Johnson Controls, Inc. | Luxaire | UH35[C,E]**[G,H,J,K,L](2,4,5,B,D,E)********2 |  | Voluntarily Certified | ACAirCoolAllPhase&gt;=240k&lt; | False | False |  |  |  |  | 10.8 |  | 15.2 | 13.2 | [6 empty] | 388000 | Electric Resistance Heating Or | 08/29/2023 |  | 11/13/2023
Johnson Controls, Inc. | Luxaire | UH35[C,E]**[P,Q,R,S,T](2,4,5,B,D,E)********2 |  | Voluntarily Certified | ACAirCoolAllPhase&gt;=240k&lt; | False | False |  |  |  |  | 10.7 |  | 14.7 | 13.2 | [6 empty] | 386000 | Electric Resistance Heating Or | 08/29/2023 |  | 11/13/2023
Johnson Controls, Inc. | Luxaire | UH35[C,E]**[W,X,Y,Z](2,4,5,B,D,E)********2 |  | Voluntarily Certified | ACAirCoolAllPhase&gt;=240k&lt; | False | False |  |  |  |  | 10.7 |  | 15.4 | 13.2 | [6 empty] | 388000 | Electric Resistance Heating Or | 08/29/2023 |  | 11/13/2023
Johnson Controls, Inc. | Luxaire | UH35[N,S,T]**[G,H,J,K,L](2,4,5,B,D,E)********2 |  | Voluntarily Certified | ACAirCoolAllPhase&gt;=240k&lt; | False | False |  |  |  |  | 10.5 |  | 15 | 13 | [6 empty] | 388000 | Heating Other Than Electric Re | 08/29/2023 |  | 11/13/2023
Johnson Controls, Inc. | Luxaire | UH35[N,S,T]**[P,Q,R,S,T](2,4,5,B,D,E)********2 |  | Voluntarily Certified | ACAirCoolAllPhase&gt;=240k&lt; | False | False |  |  |  |  | 10.5 |  | 14.4 | 13 | [6 empty] | 386000 | Heating Other Than Electric Re | 08/29/2023 |  | 11/13/2023
Johnson Controls, Inc. | Luxaire | UH35[N,S,T]**[W,X,Y,Z](2,4,5,B,D,E)********2 |  | Voluntarily Certified | ACAirCoolAllPhase&gt;=240k&lt; | False | False |  |  |  |  | 10.5 |  | 15.1 | 13 | [6 empty] | 388000 | Heating Other Than Electric Re | 08/29/2023 |  | 11/13/2023
Johnson Controls, Inc. | Luxaire | UH40[C,E]**[G,H,J,K,L](2,4,5,B,D,E)********2 |  | Voluntarily Certified | ACAirCoolAllPhase&gt;=240k&lt; | False | False |  |  |  |  | 11.1 |  | 15.4 | 13.2 | [6 empty] | 415000 | Electric Resistance Heating Or | 08/29/2023 |  | 11/13/2023
Johnson Controls, Inc. | Luxaire | UH40[C,E]**[P,Q,R,S,T](2,4,5,B,D,E)********2 |  | Voluntarily Certified | ACAirCoolAllPhase&gt;=240k&lt; | False | False |  |  |  |  | 11.1 |  | 14.9 | 13.2 | [6 empty] | 415000 | Electric Resistance Heating Or | 08/29/2023 |  | 11/13/2023
Johnson Controls, Inc. | Luxaire | UH40[C,E]**[W,X,Y,Z](2,4,5,B,D,E)********2 |  | Voluntarily Certified | ACAirCoolAllPhase&gt;=240k&lt; | False | False |  |  |  |  | 11.1 |  | 15.4 | 13.2 | [6 empty] | 415000 | Electric Resistance Heating Or | 08/29/2023 |  | 11/13/2023
Johnson Controls, Inc. | Luxaire | UH40[N,S,T]**[G,H,J,K,L](2,4,5,B,D,E)********2 |  | Voluntarily Certified | ACAirCoolAllPhase&gt;=240k&lt; | False | False |  |  |  |  | 10.8 |  | 15.2 | 13 | [6 empty] | 415000 | Heating Other Than Electric Re | 08/29/2023 |  | 11/13/2023
Johnson Controls, Inc. | Luxaire | UH40[N,S,T]**[P,Q,R,S,T](2,4,5,B,D,E)********2 |  | Voluntarily Certified | ACAirCoolAllPhase&gt;=240k&lt; | False | False |  |  |  |  | 10.8 |  | 14.6 | 13 | [6 empty] | 415000 | Heating Other Than Electric Re | 08/29/2023 |  | 11/13/2023
Johnson Controls, Inc. | Luxaire | UH40[N,S,T]**[W,X,Y,Z](2,4,5,B,D,E)********2 |  | Voluntarily Certified | ACAirCoolAllPhase&gt;=240k&lt; | False | False |  |  |  |  | 10.8 |  | 15.2 | 13 | [6 empty] | 415000 | Heating Other Than Electric Re | 08/29/2023 |  | 11/13/2023
Johnson Controls, Inc. | Luxaire | UH50[C,E]**[G,H,J,K,L](2,4,5,B,D,E)********2 |  | Voluntarily Certified | ACAirCoolAllPhase&gt;=240k&lt; | False | False |  |  |  |  | 10.8 |  | 16 | 13.2 | [6 empty] | 535000 | Electric Resistance Heating Or | 08/29/2023 |  | 11/13/2023
Johnson Controls, Inc. | Luxaire | UH50[C,E]**[P,Q,R,S,T](2,4,5,B,D,E)********2 |  | Voluntarily Certified | ACAirCoolAllPhase&gt;=240k&lt; | False | False |  |  |  |  | 10.5 |  | 14.6 | 13.2 | [6 empty] | 530000 | Electric Resistance Heating Or | 08/29/2023 |  | 11/13/2023
Johnson Controls, Inc. | Luxaire | UH50[C,E]**[W,X,Y,Z](2,4,5,B,D,E)********2 |  | Voluntarily Certified | ACAirCoolAllPhase&gt;=240k&lt; | False | False |  |  |  |  | 10.8 |  | 16 | 13.2 | [6 empty] | 535000 | Electric Resistance Heating Or | 08/29/2023 |  | 11/13/2023
Johnson Controls, Inc. | Luxaire | UH50[N,S,T]**[G,H,J,K,L](2,4,5,B,D,E)********2 |  | Voluntarily Certified | ACAirCoolAllPhase&gt;=240k&lt; | False | False |  |  |  |  | 10.4 |  | 15.6 | 13 | [6 empty] | 535000 | Heating Other Than Electric Re | 08/29/2023 |  | 11/13/2023
Johnson Controls, Inc. | Luxaire | UH50[N,S,T]**[P,Q,R,S,T](2,4,5,B,D,E)********2 |  | Voluntarily Certified | ACAirCoolAllPhase&gt;=240k&lt; | False | False |  |  |  |  | 10.3 |  | 14.4 | 13 | [6 empty] | 530000 | Heating Other Than Electric Re | 08/29/2023 |  | 11/13/2023
Johnson Controls, Inc. | Luxaire | UH50[N,S,T]**[W,X,Y,Z](2,4,5,B,D,E)********2 |  | Voluntarily Certified | ACAirCoolAllPhase&gt;=240k&lt; | False | False |  |  |  |  | 10.4 |  | 15.8 | 13 | [6 empty] | 535000 | Heating Other Than Electric Re | 08/29/2023 |  | 11/13/2023
Johnson Controls, Inc. | Luxaire | UV28[C,E]**[G,H,J,K,L](2,4,5,B,D,E)********2 |  | Voluntarily Certified | ACAirCoolAllPhase&gt;=240k&lt; | False | False |  |  |  |  | 10.8 |  | 15.2 | 13.2 | [6 empty] | 306000 | Electric Resistance Heating Or | 08/29/2023 |  | 11/13/2023
Johnson Controls, Inc. | Luxaire | UV28[C,E]**[P,Q,R,S,T](2,4,5,B,D,E)********2 |  | Voluntarily Certified | ACAirCoolAllPhase&gt;=240k&lt; | False | False |  |  |  |  | 10.8 |  | 14.4 | 13.2 | [6 empty] | 308000 | Electric Resistance Heating Or | 08/29/2023 |  | 11/13/2023
Johnson Controls, Inc. | Luxaire | UV28[C,E]**[W,X,Y,Z](2,4,5,B,D,E)********2 |  | Voluntarily Certified | ACAirCoolAllPhase&gt;=240k&lt; | False | False |  |  |  |  | 10.8 |  | 15.2 | 13.2 | [6 empty] | 306000 | Electric Resistance Heating Or | 08/29/2023 |  | 11/13/2023
Johnson Controls, Inc. | Luxaire | UV28[N,S,T]**[G,H,J,K,L](2,4,5,B,D,E)********2 |  | Voluntarily Certified | ACAirCoolAllPhase&gt;=240k&lt; | False | False |  |  |  |  | 10.5 |  | 14.6 | 13 | [6 empty] | 306000 | Heating Other Than Electric Re | 08/29/2023 |  | 11/13/2023
Johnson Controls, Inc. | Luxaire | UV28[N,S,T]**[P,Q,R,S,T](2,4,5,B,D,E)********2 |  | Voluntarily Certified | ACAirCoolAllPhase&gt;=240k&lt; | False | False |  |  |  |  | 10.5 |  | 13.8 | 13 | [6 empty] | 308000 | Heating Other Than Electric Re | 08/29/2023 |  | 11/13/2023
Johnson Controls, Inc. | Luxaire | UV28[N,S,T]**[W,X,Y,Z](2,4,5,B,D,E)********2 |  | Voluntarily Certified | ACAirCoolAllPhase&gt;=240k&lt; | False | False |  |  |  |  | 10.5 |  | 14.8 | 13 | [6 empty] | 306000 | Heating Other Than Electric Re | 08/29/2023 |  | 11/13/2023
Johnson Controls, Inc. | Luxaire | UV30[C,E]**[G,H,J,K,L](2,4,5,B,D,E)********2 |  | Voluntarily Certified | ACAirCoolAllPhase&gt;=240k&lt; | False | False |  |  |  |  | 10.9 |  | 15.1 | 13.2 | [6 empty] | 330000 | Electric Resistance Heating Or | 08/29/2023 |  | 11/13/2023
Johnson Controls, Inc. | Luxaire | UV30[C,E]**[P,Q,R,S,T](2,4,5,B,D,E)********2 |  | Voluntarily Certified | ACAirCoolAllPhase&gt;=240k&lt; | False | False |  |  |  |  | 10.9 |  | 14.4 | 13.2 | [6 empty] | 336000 | Electric Resistance Heating Or | 08/29/2023 |  | 11/13/2023
Johnson Controls, Inc. | Luxaire | UV30[C,E]**[W,X,Y,Z](2,4,5,B,D,E)********2 |  | Voluntarily Certified | ACAirCoolAllPhase&gt;=240k&lt; | False | False |  |  |  |  | 10.9 |  | 14.6 | 13.2 | [6 empty] | 330000 | Electric Resistance Heating Or | 08/29/2023 |  | 11/13/2023
Johnson Controls, Inc. | Luxaire | UV30[N,S,T]**[G,H,J,K,L](2,4,5,B,D,E)********2 |  | Voluntarily Certified | ACAirCoolAllPhase&gt;=240k&lt; | False | False |  |  |  |  | 10.8 |  | 14.6 | 13 | [6 empty] | 330000 | Heating Other Than Electric Re | 08/29/2023 |  | 11/13/2023
Johnson Controls, Inc. | Luxaire | UV30[N,S,T]**[P,Q,R,S,T](2,4,5,B,D,E)********2 |  | Voluntarily Certified | ACAirCoolAllPhase&gt;=240k&lt; | False | False |  |  |  |  | 10.8 |  | 14 | 13 | [6 empty] | 336000 | Heating Other Than Electric Re | 08/29/2023 |  | 11/13/2023
Johnson Controls, Inc. | Luxaire | UV30[N,S,T]**[W,X,Y,Z](2,4,5,B,D,E)********2 |  | Voluntarily Certified | ACAirCoolAllPhase&gt;=240k&lt; | False | False |  |  |  |  | 10.8 |  | 14.3 | 13 | [6 empty] | 330000 | Heating Other Than Electric Re | 08/29/2023 |  | 11/13/2023
Johnson Controls, Inc. | Luxaire | UV35[C,E]**[G,H,J,K,L](2,4,5,B,D,E)********2 |  | Voluntarily Certified | ACAirCoolAllPhase&gt;=240k&lt; | False | False |  |  |  |  | 10.8 |  | 15.4 | 13.2 | [6 empty] | 388000 | Electric Resistance Heating Or | 08/29/2023 |  | 11/13/2023
Johnson Controls, Inc. | Luxaire | UV35[C,E]**[P,Q,R,S,T](2,4,5,B,D,E)********2 |  | Voluntarily Certified | ACAirCoolAllPhase&gt;=240k&lt; | False | False |  |  |  |  | 10.8 |  | 15.1 | 13.2 | [6 empty] | 388000 | Electric Resistance Heating Or | 08/29/2023 |  | 11/13/2023
Johnson Controls, Inc. | Luxaire | UV35[C,E]**[W,X,Y,Z](2,4,5,B,D,E)********2 |  | Voluntarily Certified | ACAirCoolAllPhase&gt;=240k&lt; | False | False |  |  |  |  | 10.8 |  | 15.5 | 13.2 | [6 empty] | 388000 | Electric Resistance Heating Or | 08/29/2023 |  | 11/13/2023
Johnson Controls, Inc. | Luxaire | UV35[N,S,T]**[G,H,J,K,L](2,4,5,B,D,E)********2 |  | Voluntarily Certified | ACAirCoolAllPhase&gt;=240k&lt; | False | False |  |  |  |  | 10.5 |  | 15 | 13 | [6 empty] | 388000 | Heating Other Than Electric Re | 08/29/2023 |  | 11/13/2023
Johnson Controls, Inc. | Luxaire | UV35[N,S,T]**[P,Q,R,S,T](2,4,5,B,D,E)********2 |  | Voluntarily Certified | ACAirCoolAllPhase&gt;=240k&lt; | False | False |  |  |  |  | 10.5 |  | 14.6 | 13 | [6 empty] | 388000 | Heating Other Than Electric Re | 08/29/2023 |  | 11/13/2023
Johnson Controls, Inc. | Luxaire | UV35[N,S,T]**[W,X,Y,Z](2,4,5,B,D,E)********2 |  | Voluntarily Certified | ACAirCoolAllPhase&gt;=240k&lt; | False | False |  |  |  |  | 10.5 |  | 15.2 | 13 | [6 empty] | 388000 | Heating Other Than Electric Re | 08/29/2023 |  | 11/13/2023
Johnson Controls, Inc. | Luxaire | UV40[C,E]**[G,H,J,K,L](2,4,5,B,D,E)********2 |  | Voluntarily Certified | ACAirCoolAllPhase&gt;=240k&lt; | False | False |  |  |  |  | 11.1 |  | 15.4 | 13.2 | [6 empty] | 415000 | Electric Resistance Heating Or | 08/29/2023 |  | 11/13/2023
Johnson Controls, Inc. | Luxaire | UV40[C,E]**[P,Q,R,S,T](2,4,5,B,D,E)********2 |  | Voluntarily Certified | ACAirCoolAllPhase&gt;=240k&lt; | False | False |  |  |  |  | 11.1 |  | 14.9 | 13.2 | [6 empty] | 415000 | Electric Resistance Heating Or | 08/29/2023 |  | 11/13/2023
Johnson Controls, Inc. | Luxaire | UV40[C,E]**[W,X,Y,Z](2,4,5,B,D,E)********2 |  | Voluntarily Certified | ACAirCoolAllPhase&gt;=240k&lt; | False | False |  |  |  |  | 11.1 |  | 16.2 | 13.2 | [6 empty] | 415000 | Electric Resistance Heating Or | 08/29/2023 |  | 11/13/2023
Johnson Controls, Inc. | Luxaire | UV40[N,S,T]**[G,H,J,K,L](2,4,5,B,D,E)********2 |  | Voluntarily Certified | ACAirCoolAllPhase&gt;=240k&lt; | False | False |  |  |  |  | 10.8 |  | 15.2 | 13 | [6 empty] | 415000 | Heating Other Than Electric Re | 08/29/2023 |  | 11/13/2023
Johnson Controls, Inc. | Luxaire | UV40[N,S,T]**[P,Q,R,S,T](2,4,5,B,D,E)********2 |  | Voluntarily Certified | ACAirCoolAllPhase&gt;=240k&lt; | False | False |  |  |  |  | 10.8 |  | 14.6 | 13 | [6 empty] | 415000 | Heating Other Than Electric Re | 08/29/2023 |  | 11/13/2023
Johnson Controls, Inc. | Luxaire | UV40[N,S,T]**[W,X,Y,Z](2,4,5,B,D,E)********2 |  | Voluntarily Certified | ACAirCoolAllPhase&gt;=240k&lt; | False | False |  |  |  |  | 10.8 |  | 16 | 13 | [6 empty] | 415000 | Heating Other Than Electric Re | 08/29/2023 |  | 11/13/2023
Johnson Controls, Inc. | Luxaire | UV50[C,E]**[G,H,J,K,L](2,4,5,B,D,E)********2 |  | Voluntarily Certified | ACAirCoolAllPhase&gt;=240k&lt; | False | False |  |  |  |  | 10.8 |  | 16 | 13.2 | [6 empty] | 535000 | Electric Resistance Heating Or | 08/29/2023 |  | 11/13/2023
Johnson Controls, Inc. | Luxaire | UV50[C,E]**[P,Q,R,S,T](2,4,5,B,D,E)********2 |  | Voluntarily Certified | ACAirCoolAllPhase&gt;=240k&lt; | False | False |  |  |  |  | 10.6 |  | 15.1 | 13.2 | [6 empty] | 540000 | Electric Resistance Heating Or | 08/29/2023 |  | 11/13/2023
Johnson Controls, Inc. | Luxaire | UV50[C,E]**[W,X,Y,Z](2,4,5,B,D,E)********2 |  | Voluntarily Certified | ACAirCoolAllPhase&gt;=240k&lt; | False | False |  |  |  |  | 10.8 |  | 16.2 | 13.2 | [6 empty] | 540000 | Electric Resistance Heating Or | 08/29/2023 |  | 11/13/2023
Johnson Controls, Inc. | Luxaire | UV50[N,S,T]**[G,H,J,K,L](2,4,5,B,D,E)********2 |  | Voluntarily Certified | ACAirCoolAllPhase&gt;=240k&lt; | False | False |  |  |  |  | 10.4 |  | 15.8 | 13 | [6 empty] | 535000 | Heating Other Than Electric Re | 08/29/2023 |  | 11/13/2023
Johnson Controls, Inc. | Luxaire | UV50[N,S,T]**[P,Q,R,S,T](2,4,5,B,D,E)********2 |  | Voluntarily Certified | ACAirCoolAllPhase&gt;=240k&lt; | False | False |  |  |  |  | 10.4 |  | 14.9 | 13 | [6 empty] | 540000 | Heating Other Than Electric Re | 08/29/2023 |  | 11/13/2023
Johnson Controls, Inc. | Luxaire | UV50[N,S,T]**[W,X,Y,Z](2,4,5,B,D,E)********2 |  | Voluntarily Certified | ACAirCoolAllPhase&gt;=240k&lt; | False | False |  |  |  |  | 10.4 |  | 16 | 13 | [6 empty] | 540000 | Heating Other Than Electric Re | 08/29/2023 |  | 11/13/2023
Johnson Controls, Inc. | Luxaire | XP078[C,E]**(P,R,S,U,V,X)(2,4,5)*******2 |  | Voluntarily Certified | HPAirCoolAllPhase&gt;=65k&lt;1 | False | False |  |  |  |  | 12 |  | 15.2 | 14.1 |  |  |  |  | 3.5 | 3.4 | 84000 | Electric Resistance Heating Or | 08/29/2023 |  | 11/13/2023
Johnson Controls, Inc. | Luxaire | XP090[C,E]**(P,R,S,U,V,X)(2,4,5)*******2 |  | Voluntarily Certified | HPAirCoolAllPhase&gt;=65k&lt;1 | False | False |  |  |  |  | 11.2 |  | 14.6 | 14.1 |  |  |  |  | 3.5 | 3.4 | 92000 | Electric Resistance Heating Or | 08/29/2023 |  | 11/13/2023
Johnson Controls, Inc. | Luxaire | XP102[C,E]**(P,R,S,U,V,X)(2,4,5)*******2 |  | Voluntarily Certified | HPAirCoolAllPhase&gt;=65k&lt;1 | False | False |  |  |  |  | 11.1 |  | 14.4 | 14.1 |  |  |  |  | 3.5 | 3.4 | 100000 | Electric Resistance Heating Or | 08/29/2023 |  | 11/13/2023
Johnson Controls, Inc. | Luxaire | XP120[C,E]**(P,R,S,U,V,X)(2,4,5)*******2 |  | Voluntarily Certified | HPAirCoolAllPhase&gt;=65k&lt;1 | False | False |  |  |  |  | 11 |  | 14.5 | 14.1 |  |  |  |  | 3.5 | 3.4 | 111000 | Electric Resistance Heating Or | 08/29/2023 |  | 11/13/2023
Johnson Controls, Inc. | Luxaire | XP150[C,E]**(P,R,S,U,V,X)(2,4)*******3 |  | Voluntarily Certified | HPAirCoolAllPhase&gt;=135k&lt; | False | False |  |  |  |  | 10.6 |  | 14.5 | 13.5 |  |  |  |  | 3.3 | 3.3 | 142000 | Electric Resistance Heating Or | 08/29/2023 |  | 11/13/2023
Johnson Controls, Inc. | Luxaire | XXE08A(2,4,5)*3********* |  | Voluntarily Certified | HPAirCoolAllPhase&gt;=65k&lt;1 | False | False |  |  |  |  | 11.5 |  | 15.1 | 14.1 |  |  |  |  | 3.5 | 3.4 | 90000 | Electric Resistance Heating Or | 08/29/2023 |  | 11/13/2023
Johnson Controls, Inc. | Luxaire | XXE09A(2,4,5)*3********* |  | Voluntarily Certified | HPAirCoolAllPhase&gt;=65k&lt;1 | False | False |  |  |  |  | 11.8 |  | 14.4 | 14.1 |  |  |  |  | 3.4 | 3.4 | 102000 | Electric Resistance Heating Or | 08/29/2023 |  | 11/13/2023
Johnson Controls, Inc. | Luxaire | XXE12A(2,4,5)*3********3 |  | Voluntarily Certified | HPAirCoolAllPhase&gt;=65k&lt;1 | False | False |  |  |  |  | 11 |  | 14.6 | 14.1 |  |  |  |  | 3.4 | 3.4 | 115000 | Electric Resistance Heating Or | 08/29/2023 |  | 11/13/2023
Johnson Controls, Inc. | Luxaire | XXEA7A(2,4,5)*3********* |  | Voluntarily Certified | HPAirCoolAllPhase&gt;=65k&lt;1 | False | False |  |  |  |  | 11 |  | 14.8 | 14.1 |  |  |  |  | 3.5 | 3.4 | 66000 | Electric Resistance Heating Or | 08/29/2023 |  | 11/13/2023
Johnson Controls, Inc. | Luxaire | XYE08A(2,4,5)*3******* |  | Voluntarily Certified | HPAirCoolAllPhase&gt;=65k&lt;1 | False | False |  |  |  |  | 12.1 |  | 16 | 14.1 |  |  |  |  | 3.5 | 3.4 | 88000 | Electric Resistance Heating Or | 08/29/2023 |  | 11/13/2023
Johnson Controls, Inc. | Luxaire | XYE09A(2,4,5)*3******* |  | Voluntarily Certified | HPAirCoolAllPhase&gt;=65k&lt;1 | False | False |  |  |  |  | 12 |  | 15.8 | 14.1 |  |  |  |  | 3.4 | 3.4 | 98000 | Electric Resistance Heating Or | 08/29/2023 |  | 11/13/2023
Johnson Controls, Inc. | Luxaire | XYEA7A(2,4,5)*3********* |  | Voluntarily Certified | HPAirCoolAllPhase&gt;=65k&lt;1 | False | False |  |  |  |  | 12 |  | 16.5 | 14.1 |  |  |  |  | 3.4 | 3.4 | 70000 | Electric Resistance Heating Or | 08/29/2023 |  | 11/13/2023
Johnson Controls, Inc. | Luxaire | ZB078[C,E]**(E,G,H,K,L,N)(2,4,5)*******2 |  | Voluntarily Certified | ACAirCoolAllPhase&gt;=65k&lt;1 | False | False |  |  |  |  | 12.2 |  | 16 | 14.8 | [6 empty] | 76000 | Electric Resistance Heating Or | 08/29/2023 |  | 11/13/2023
Johnson Controls, Inc. | Luxaire | ZB078[C,E]**(P,R,S,U,V,X)(2,4,5)*******2 |  | Voluntarily Certified | ACAirCoolAllPhase&gt;=65k&lt;1 | False | False |  |  |  |  | 12.2 |  | 16 | 14.8 | [6 empty] | 76000 | Electric Resistance Heating Or | 08/29/2023 |  | 11/13/2023
Johnson Controls, Inc. | Luxaire | ZB078[N,S]**(E,G,H,K,L,N)(2,4,5)*******2 |  | Voluntarily Certified | ACAirCoolAllPhase&gt;=65k&lt;1 | False | False |  |  |  |  | 12 |  | 15.8 | 14.6 | [6 empty] | 76000 | Heating Other Than Electric Re | 08/29/2023 |  | 11/13/2023
Johnson Controls, Inc. | Luxaire | ZB078[N,S]**(P,R,S,U,V,X)(2,4,5)*******2 |  | Voluntarily Certified | ACAirCoolAllPhase&gt;=65k&lt;1 | False | False |  |  |  |  | 12 |  | 15.8 | 14.6 | [6 empty] | 76000 | Heating Other Than Electric Re | 08/29/2023 |  | 11/13/2023
Johnson Controls, Inc. | Luxaire | ZB090[C,E]**(E,G,H,K,L,N)(2,4,5)*******2 |  | Voluntarily Certified | ACAirCoolAllPhase&gt;=65k&lt;1 | False | False |  |  |  |  | 12.2 |  | 15.6 | 14.8 | [6 empty] | 87000 | Electric Resistance Heating Or | 08/29/2023 |  | 11/13/2023
Johnson Controls, Inc. | Luxaire | ZB090[C,E]**(P,R,S,U,V,X)(2,4,5)*******2 |  | Voluntarily Certified | ACAirCoolAllPhase&gt;=65k&lt;1 | False | False |  |  |  |  | 12.2 |  | 15.6 | 14.8 | [6 empty] | 87000 | Electric Resistance Heating Or | 08/29/2023 |  | 11/13/2023
Johnson Controls, Inc. | Luxaire | ZB090[N,S]**(E,G,H,K,L,N)(2,4,5)*******2 |  | Voluntarily Certified | ACAirCoolAllPhase&gt;=65k&lt;1 | False | False |  |  |  |  | 12 |  | 15.4 | 14.6 | [6 empty] | 87000 | Heating Other Than Electric Re | 08/29/2023 |  | 11/13/2023
Johnson Controls, Inc. | Luxaire | ZB090[N,S]**(P,R,S,U,V,X)(2,4,5)*******2 |  | Voluntarily Certified | ACAirCoolAllPhase&gt;=65k&lt;1 | False | False |  |  |  |  | 12 |  | 15.4 | 14.6 | [6 empty] | 87000 | Heating Other Than Electric Re | 08/29/2023 |  | 11/13/2023
Johnson Controls, Inc. | Luxaire | ZB102[C,E]**(E,G,H,K,L,N)(2,4,5)*******2 |  | Voluntarily Certified | ACAirCoolAllPhase&gt;=65k&lt;1 | False | False |  |  |  |  | 12.2 |  | 15.8 | 14.8 | [6 empty] | 98000 | Electric Resistance Heating Or | 08/29/2023 |  | 11/13/2023
Johnson Controls, Inc. | Luxaire | ZB102[C,E]**(P,R,S,U,V,X)(2,4,5)*******2 |  | Voluntarily Certified | ACAirCoolAllPhase&gt;=65k&lt;1 | False | False |  |  |  |  | 12.2 |  | 16 | 14.8 | [6 empty] | 98000 | Electric Resistance Heating Or | 08/29/2023 |  | 11/13/2023
Johnson Controls, Inc. | Luxaire | ZB102[N,S]**(E,G,H,K,L,N)(2,4,5)*******2 |  | Voluntarily Certified | ACAirCoolAllPhase&gt;=65k&lt;1 | False | False |  |  |  |  | 12 |  | 15.6 | 14.6 | [6 empty] | 98000 | Heating Other Than Electric Re | 08/29/2023 |  | 11/13/2023
Johnson Controls, Inc. | Luxaire | ZB102[N,S]**(P,R,S,U,V,X)(2,4,5)*******2 |  | Voluntarily Certified | ACAirCoolAllPhase&gt;=65k&lt;1 | False | False |  |  |  |  | 12 |  | 15.8 | 14.6 | [6 empty] | 98000 | Heating Other Than Electric Re | 08/29/2023 |  | 11/13/2023
Johnson Controls, Inc. | Luxaire | ZB120[C,E]**(E,G,H,K,L,N)(2,4,5)*******2 |  | Voluntarily Certified | ACAirCoolAllPhase&gt;=65k&lt;1 | False | False |  |  |  |  | 12 |  | 15 | 14.8 | [6 empty] | 114000 | Electric Resistance Heating Or | 08/29/2023 |  | 11/13/2023
Johnson Controls, Inc. | Luxaire | ZB120[C,E]**(P,R,S,U,V,X)(2,4,5)*******2 |  | Voluntarily Certified | ACAirCoolAllPhase&gt;=65k&lt;1 | False | False |  |  |  |  | 12 |  | 15 | 14.8 | [6 empty] | 114000 | Electric Resistance Heating Or | 08/29/2023 |  | 11/13/2023
Johnson Controls, Inc. | Luxaire | ZB120[N,S]**(E,G,H,K,L,N)(2,4,5)*******2 |  | Voluntarily Certified | ACAirCoolAllPhase&gt;=65k&lt;1 | False | False |  |  |  |  | 12 |  | 15 | 14.6 | [6 empty] | 114000 | Heating Other Than Electric Re | 08/29/2023 |  | 11/13/2023
Johnson Controls, Inc. | Luxaire | ZB120[N,S]**(P,R,S,U,V,X)(2,4,5)*******2 |  | Voluntarily Certified | ACAirCoolAllPhase&gt;=65k&lt;1 | False | False |  |  |  |  | 12 |  | 15 | 14.6 | [6 empty] | 114000 | Heating Other Than Electric Re | 08/29/2023 |  | 11/13/2023
Johnson Controls, Inc. | Luxaire | ZB150[C,E]**(E,G,H,K,L,N)(2,4,5)*******2 |  | Voluntarily Certified | ACAirCoolAllPhase&gt;=135k&lt; | False | False |  |  |  |  | 12.2 |  | 16 | 14.2 | [6 empty] | 142000 | Electric Resistance Heating Or | 08/29/2023 |  | 11/13/2023
Johnson Controls, Inc. | Luxaire | ZB150[C,E]**(P,R,S,U,V,X)(2,4,5)*******2 |  | Voluntarily Certified | ACAirCoolAllPhase&gt;=135k&lt; | False | False |  |  |  |  | 12.2 |  | 16 | 14.2 | [6 empty] | 142000 | Electric Resistance Heating Or | 08/29/2023 |  | 11/13/2023
Johnson Controls, Inc. | Luxaire | ZB150[N,S]**(E,G,H,K,L,N)(2,4,5)*******2 |  | Voluntarily Certified | ACAirCoolAllPhase&gt;=135k&lt; | False | False |  |  |  |  | 12 |  | 15.8 | 14 | [6 empty] | 142000 | Heating Other Than Electric Re | 08/29/2023 |  | 11/13/2023
Johnson Controls, Inc. | Luxaire | ZB150[N,S]**(P,R,S,U,V,X)(2,4,5)*******2 |  | Voluntarily Certified | ACAirCoolAllPhase&gt;=135k&lt; | False | False |  |  |  |  | 12 |  | 15.8 | 14 | [6 empty] | 142000 | Heating Other Than Electric Re | 08/29/2023 |  | 11/13/2023
Johnson Controls, Inc. | Luxaire | ZE072(C,E)***(2,4,5)******** |  | Voluntarily Certified | ACAirCoolAllPhase&gt;=65k&lt;1 | False | False |  |  |  |  | 11.2 |  | 15 | 14.8 | [6 empty] | 66000 | Electric Resistance Heating Or | 08/29/2023 |  | 11/13/2023
Johnson Controls, Inc. | Luxaire | ZE072(H,J,N,S)***(2,4,5)******** |  | Voluntarily Certified | ACAirCoolAllPhase&gt;=65k&lt;1 | False | False |  |  |  |  | 11 |  | 15 | 14.6 | [6 empty] | 66000 | Heating Other Than Electric Re | 08/29/2023 |  | 11/13/2023
Johnson Controls, Inc. | Luxaire | ZJ078[C,E]**(E,G,H,K,L,N)(2,4,5)*******3 |  | Voluntarily Certified | ACAirCoolAllPhase&gt;=65k&lt;1 | False | False |  |  |  |  | 12 |  | 15.2 | 14.8 | [6 empty] | 76000 | Electric Resistance Heating Or | 08/29/2023 |  | 11/13/2023
Johnson Controls, Inc. | Luxaire | ZJ078[C,E]**(P,R,S,U,V,X)(2,4,5)*******3 |  | Voluntarily Certified | ACAirCoolAllPhase&gt;=65k&lt;1 | False | False |  |  |  |  | 12 |  | 15.2 | 14.8 | [6 empty] | 76000 | Electric Resistance Heating Or | 08/29/2023 |  | 11/13/2023
Johnson Controls, Inc. | Luxaire | ZJ078[N,S]**(E,G,H,K,L,N)(2,4,5)*******3 |  | Voluntarily Certified | ACAirCoolAllPhase&gt;=65k&lt;1 | False | False |  |  |  |  | 11.8 |  | 15 | 14.6 | [6 empty] | 76000 | Heating Other Than Electric Re | 08/29/2023 |  | 11/13/2023
Johnson Controls, Inc. | Luxaire | ZJ078[N,S]**(P,R,S,U,V,X)(2,4,5)*******3 |  | Voluntarily Certified | ACAirCoolAllPhase&gt;=65k&lt;1 | False | False |  |  |  |  | 11.8 |  | 15 | 14.6 | [6 empty] | 76000 | Heating Other Than Electric Re | 08/29/2023 |  | 11/13/2023
Johnson Controls, Inc. | Luxaire | ZJ090[C,E]**(E,G,H,K,L,N)(2,4,5)*******3 |  | Voluntarily Certified | ACAirCoolAllPhase&gt;=65k&lt;1 | False | False |  |  |  |  | 12 |  | 14.8 | 14.8 | [6 empty] | 86000 | Electric Resistance Heating Or | 08/29/2023 |  | 11/13/2023
Johnson Controls, Inc. | Luxaire | ZJ090[C,E]**(P,R,S,U,V,X)(2,4,5)*******3 |  | Voluntarily Certified | ACAirCoolAllPhase&gt;=65k&lt;1 | False | False |  |  |  |  | 12 |  | 15.2 | 14.8 | [6 empty] | 86000 | Electric Resistance Heating Or | 08/29/2023 |  | 11/13/2023
Johnson Controls, Inc. | Luxaire | ZJ090[N,S]**(E,G,H,K,L,N)(2,4,5)*******3 |  | Voluntarily Certified | ACAirCoolAllPhase&gt;=65k&lt;1 | False | False |  |  |  |  | 12 |  | 14.6 | 14.6 | [6 empty] | 86000 | Heating Other Than Electric Re | 08/29/2023 |  | 11/13/2023
Johnson Controls, Inc. | Luxaire | ZJ090[N,S]**(P,R,S,U,V,X)(2,4,5)*******3 |  | Voluntarily Certified | ACAirCoolAllPhase&gt;=65k&lt;1 | False | False |  |  |  |  | 12 |  | 15 | 14.6 | [6 empty] | 86000 | Heating Other Than Electric Re | 08/29/2023 |  | 11/13/2023
Johnson Controls, Inc. | Luxaire | ZJ102[C,E]**(E,G,H,K,L,N)(2,4,5)*******3 |  | Voluntarily Certified | ACAirCoolAllPhase&gt;=65k&lt;1 | False | False |  |  |  |  | 12.2 |  | 14.8 | 14.8 | [6 empty] | 95000 | Electric Resistance Heating Or | 08/29/2023 |  | 11/13/2023
Johnson Controls, Inc. | Luxaire | ZJ102[C,E]**(P,R,S,U,V,X)(2,4,5)*******3 |  | Voluntarily Certified | ACAirCoolAllPhase&gt;=65k&lt;1 | False | False |  |  |  |  | 12.2 |  | 14.8 | 14.8 | [6 empty] | 95000 | Electric Resistance Heating Or | 08/29/2023 |  | 11/13/2023
Johnson Controls, Inc. | Luxaire | ZJ102[N,S]**(E,G,H,K,L,N)(2,4,5)*******3 |  | Voluntarily Certified | ACAirCoolAllPhase&gt;=65k&lt;1 | False | False |  |  |  |  | 12 |  | 14.6 | 14.6 | [6 empty] | 95000 | Heating Other Than Electric Re | 08/29/2023 |  | 11/13/2023
Johnson Controls, Inc. | Luxaire | ZJ102[N,S]**(P,R,S,U,V,X)(2,4,5)*******3 |  | Voluntarily Certified | ACAirCoolAllPhase&gt;=65k&lt;1 | False | False |  |  |  |  | 12 |  | 14.6 | 14.6 | [6 empty] | 95000 | Heating Other Than Electric Re | 08/29/2023 |  | 11/13/2023
Johnson Controls, Inc. | Luxaire | ZJ120[C,E]**(E,G,H,K,L,N)(2,4,5)*******3 |  | Voluntarily Certified | ACAirCoolAllPhase&gt;=65k&lt;1 | False | False |  |  |  |  | 12 |  | 15.2 | 14.8 | [6 empty] | 120000 | Electric Resistance Heating Or | 08/29/2023 |  | 11/13/2023
Johnson Controls, Inc. | Luxaire | ZJ120[C,E]**(P,R,S,U,V,X)(2,4,5)*******3 |  | Voluntarily Certified | ACAirCoolAllPhase&gt;=65k&lt;1 | False | False |  |  |  |  | 12 |  | 15.2 | 14.8 | [6 empty] | 120000 | Electric Resistance Heating Or | 08/29/2023 |  | 11/13/2023
Johnson Controls, Inc. | Luxaire | ZJ120[N,S]**(E,G,H,K,L,N)(2,4,5)*******3 |  | Voluntarily Certified | ACAirCoolAllPhase&gt;=65k&lt;1 | False | False |  |  |  |  | 12 |  | 15 | 14.6 | [6 empty] | 120000 | Heating Other Than Electric Re | 08/29/2023 |  | 11/13/2023
Johnson Controls, Inc. | Luxaire | ZJ120[N,S]**(P,R,S,U,V,X)(2,4,5)*******3 |  | Voluntarily Certified | ACAirCoolAllPhase&gt;=65k&lt;1 | False | False |  |  |  |  | 12 |  | 15 | 14.6 | [6 empty] | 120000 | Heating Other Than Electric Re | 08/29/2023 |  | 11/13/2023
Johnson Controls, Inc. | Luxaire | ZJ150[C,E]**(E,G,H,K,L,N)(2,4,5)*******2 |  | Voluntarily Certified | ACAirCoolAllPhase&gt;=135k&lt; | False | False |  |  |  |  | 12.1 |  | 15.4 | 14.2 | [6 empty] | 150000 | Electric Resistance Heating Or | 08/29/2023 |  | 11/13/2023
Johnson Controls, Inc. | Luxaire | ZJ150[C,E]**(P,R,S,U,V,X)(2,4,5)*******2 |  | Voluntarily Certified | ACAirCoolAllPhase&gt;=135k&lt; | False | False |  |  |  |  | 12.1 |  | 15.4 | 14.2 | [6 empty] | 150000 | Electric Resistance Heating Or | 08/29/2023 |  | 11/13/2023
Johnson Controls, Inc. | Luxaire | ZJ150[N,S]**(E,G,H,K,L,N)(2,4,5)*******2 |  | Voluntarily Certified | ACAirCoolAllPhase&gt;=135k&lt; | False | False |  |  |  |  | 12 |  | 15.2 | 14 | [6 empty] | 150000 | Heating Other Than Electric Re | 08/29/2023 |  | 11/13/2023
Johnson Controls, Inc. | Luxaire | ZJ150[N,S]**(P,R,S,U,V,X)(2,4,5)*******2 |  | Voluntarily Certified | ACAirCoolAllPhase&gt;=135k&lt; | False | False |  |  |  |  | 12 |  | 15.2 | 14 | [6 empty] | 150000 | Heating Other Than Electric Re | 08/29/2023 |  | 11/13/2023
Johnson Controls, Inc. | Luxaire | ZLE08A(2,4,5)*2********* |  | Voluntarily Certified | ACAirCoolAllPhase&gt;=65k&lt;1 | False | False |  |  |  |  | 12.2 |  | 15.4 | 14.8 | [6 empty] | 89000 | Electric Resistance Heating Or | 08/29/2023 |  | 11/13/2023
Johnson Controls, Inc. | Luxaire | ZLE08A(2,4,5)*3********* |  | Voluntarily Certified | ACAirCoolAllPhase&gt;=65k&lt;1 | False | False |  |  |  |  | 12.2 |  | 15.8 | 14.8 | [6 empty] | 89000 | Electric Resistance Heating Or | 08/29/2023 |  | 11/13/2023
Johnson Controls, Inc. | Luxaire | ZLE09A(2,4,5)*2********* |  | Voluntarily Certified | ACAirCoolAllPhase&gt;=65k&lt;1 | False | False |  |  |  |  | 12.2 |  | 15.9 | 14.8 | [6 empty] | 98000 | Electric Resistance Heating Or | 08/29/2023 |  | 11/13/2023
Johnson Controls, Inc. | Luxaire | ZLE09A(2,4,5)*3********* |  | Voluntarily Certified | ACAirCoolAllPhase&gt;=65k&lt;1 | False | False |  |  |  |  | 12.2 |  | 16.3 | 14.8 | [6 empty] | 98000 | Electric Resistance Heating Or | 08/29/2023 |  | 11/13/2023
Johnson Controls, Inc. | Luxaire | ZLE12A(2,4,5)*2********* |  | Voluntarily Certified | ACAirCoolAllPhase&gt;=65k&lt;1 | False | False |  |  |  |  | 12.2 |  | 15.4 | 14.8 | [6 empty] | 116000 | Electric Resistance Heating Or | 08/29/2023 |  | 11/13/2023
Johnson Controls, Inc. | Luxaire | ZLE12A(2,4,5)*3********* |  | Voluntarily Certified | ACAirCoolAllPhase&gt;=65k&lt;1 | False | False |  |  |  |  | 12.2 |  | 15.6 | 14.8 | [6 empty] | 116000 | Electric Resistance Heating Or | 08/29/2023 |  | 11/13/2023
Johnson Controls, Inc. | Luxaire | ZLE14A(2,4,5)*2********* |  | Voluntarily Certified | ACAirCoolAllPhase&gt;=135k&lt; | False | False |  |  |  |  | 11.2 |  | 14.7 | 14.2 | [6 empty] | 135000 | Electric Resistance Heating Or | 08/29/2023 |  | 11/13/2023
Johnson Controls, Inc. | Luxaire | ZLE14A(2,4,5)*3********* |  | Voluntarily Certified | ACAirCoolAllPhase&gt;=135k&lt; | False | False |  |  |  |  | 11.2 |  | 14.9 | 14.2 | [6 empty] | 135000 | Electric Resistance Heating Or | 08/29/2023 |  | 11/13/2023
Johnson Controls, Inc. | Luxaire | ZLG08*(2,4,5)*2********* |  | Voluntarily Certified | ACAirCoolAllPhase&gt;=65k&lt;1 | False | False |  |  |  |  | 12 |  | 15.2 | 14.6 | [6 empty] | 89000 | Heating Other Than Electric Re | 08/29/2023 |  | 11/13/2023
Johnson Controls, Inc. | Luxaire | ZLG08*(2,4,5)*3********* |  | Voluntarily Certified | ACAirCoolAllPhase&gt;=65k&lt;1 | False | False |  |  |  |  | 12 |  | 15.6 | 14.6 | [6 empty] | 89000 | Heating Other Than Electric Re | 08/29/2023 |  | 11/13/2023
Johnson Controls, Inc. | Luxaire | ZLG09*(2,4,5)*2********* |  | Voluntarily Certified | ACAirCoolAllPhase&gt;=65k&lt;1 | False | False |  |  |  |  | 12 |  | 15.7 | 14.6 | [6 empty] | 98000 | Heating Other Than Electric Re | 08/29/2023 |  | 11/13/2023
Johnson Controls, Inc. | Luxaire | ZLG09*(2,4,5)*3********* |  | Voluntarily Certified | ACAirCoolAllPhase&gt;=65k&lt;1 | False | False |  |  |  |  | 12 |  | 16.1 | 14.6 | [6 empty] | 98000 | Heating Other Than Electric Re | 08/29/2023 |  | 11/13/2023
Johnson Controls, Inc. | Luxaire | ZLG12*(2,4,5)*2********* |  | Voluntarily Certified | ACAirCoolAllPhase&gt;=65k&lt;1 | False | False |  |  |  |  | 12 |  | 15.2 | 14.6 | [6 empty] | 116000 | Heating Other Than Electric Re | 08/29/2023 |  | 11/13/2023
Johnson Controls, Inc. | Luxaire | ZLG12*(2,4,5)*3********* |  | Voluntarily Certified | ACAirCoolAllPhase&gt;=65k&lt;1 | False | False |  |  |  |  | 12 |  | 15.4 | 14.6 | [6 empty] | 116000 | Heating Other Than Electric Re | 08/29/2023 |  | 11/13/2023
Johnson Controls, Inc. | Luxaire | ZLG14*(2,4,5)*2********* |  | Voluntarily Certified | ACAirCoolAllPhase&gt;=135k&lt; | False | False |  |  |  |  | 11 |  | 14.5 | 14 | [6 empty] | 135000 | Heating Other Than Electric Re | 08/29/2023 |  | 11/13/2023
Johnson Controls, Inc. | Luxaire | ZLG14*(2,4,5)*3********* |  | Voluntarily Certified | ACAirCoolAllPhase&gt;=135k&lt; | False | False |  |  |  |  | 11 |  | 14.7 | 14 | [6 empty] | 135000 | Heating Other Than Electric Re | 08/29/2023 |  | 11/13/2023
Johnson Controls, Inc. | Luxaire | ZT078[C,E]**(E,G,H,K,L,N)(2,4)*******2 |  | Voluntarily Certified | ACAirCoolAllPhase&gt;=65k&lt;1 | False | False |  |  |  |  | 12.6 |  | 20.5 | 14.8 | [6 empty] | 74000 | Electric Resistance Heating Or | 08/29/2023 |  | 11/13/2023
Johnson Controls, Inc. | Luxaire | ZT078[C,E]**(P,R,S,U,V,X)(2,4)*******2 |  | Voluntarily Certified | ACAirCoolAllPhase&gt;=65k&lt;1 | False | False |  |  |  |  | 12.6 |  | 21.2 | 14.8 | [6 empty] | 74000 | Electric Resistance Heating Or | 08/29/2023 |  | 11/13/2023
Johnson Controls, Inc. | Luxaire | ZT078[N,S]**(E,G,H,K,L,N)(2,4)*******2 |  | Voluntarily Certified | ACAirCoolAllPhase&gt;=65k&lt;1 | False | False |  |  |  |  | 12.4 |  | 20.5 | 14.6 | [6 empty] | 74000 | Heating Other Than Electric Re | 08/29/2023 |  | 11/13/2023
Johnson Controls, Inc. | Luxaire | ZT078[N,S]**(P,R,S,U,V,X)(2,4)*******2 |  | Voluntarily Certified | ACAirCoolAllPhase&gt;=65k&lt;1 | False | False |  |  |  |  | 12.4 |  | 21.2 | 14.6 | [6 empty] | 74000 | Heating Other Than Electric Re | 08/29/2023 |  | 11/13/2023
Johnson Controls, Inc. | Luxaire | ZT090[C,E]**(E,G,H,K,L,N)(2,4)*******2 |  | Voluntarily Certified | ACAirCoolAllPhase&gt;=65k&lt;1 | False | False |  |  |  |  | 13.1 |  | 20.5 | 14.8 | [6 empty] | 89000 | Electric Resistance Heating Or | 08/29/2023 |  | 11/13/2023
Johnson Controls, Inc. | Luxaire | ZT090[C,E]**(P,R,S,U,V,X)(2,4)*******2 |  | Voluntarily Certified | ACAirCoolAllPhase&gt;=65k&lt;1 | False | False |  |  |  |  | 13.1 |  | 21 | 14.8 | [6 empty] | 89000 | Electric Resistance Heating Or | 08/29/2023 |  | 11/13/2023
Johnson Controls, Inc. | Luxaire | ZT090[N,S]**(E,G,H,K,L,N)(2,4)*******2 |  | Voluntarily Certified | ACAirCoolAllPhase&gt;=65k&lt;1 | False | False |  |  |  |  | 13.1 |  | 20.5 | 14.6 | [6 empty] | 89000 | Heating Other Than Electric Re | 08/29/2023 |  | 11/13/2023
Johnson Controls, Inc. | Luxaire | ZT090[N,S]**(P,R,S,U,V,X)(2,4)*******2 |  | Voluntarily Certified | ACAirCoolAllPhase&gt;=65k&lt;1 | False | False |  |  |  |  | 13.1 |  | 21 | 14.6 | [6 empty] | 89000 | Heating Other Than Electric Re | 08/29/2023 |  | 11/13/2023
Johnson Controls, Inc. | Luxaire | ZT102[C,E]**(E,G,H,K,L,N)(2,4)*******2 |  | Voluntarily Certified | ACAirCoolAllPhase&gt;=65k&lt;1 | False | False |  |  |  |  | 13.1 |  | 18.2 | 14.8 | [6 empty] | 101000 | Electric Resistance Heating Or | 08/29/2023 |  | 11/13/2023
Johnson Controls, Inc. | Luxaire | ZT102[C,E]**(P,R,S,U,V,X)(2,4)*******2 |  | Voluntarily Certified | ACAirCoolAllPhase&gt;=65k&lt;1 | False | False |  |  |  |  | 13.1 |  | 21 | 14.8 | [6 empty] | 101000 | Electric Resistance Heating Or | 08/29/2023 |  | 11/13/2023
Johnson Controls, Inc. | Luxaire | ZT102[N,S]**(E,G,H,K,L,N)(2,4)*******2 |  | Voluntarily Certified | ACAirCoolAllPhase&gt;=65k&lt;1 | False | False |  |  |  |  | 13.1 |  | 18.2 | 14.6 | [6 empty] | 101000 | Heating Other Than Electric Re | 08/29/2023 |  | 11/13/2023
Johnson Controls, Inc. | Luxaire | ZT102[N,S]**(P,R,S,U,V,X)(2,4)*******2 |  | Voluntarily Certified | ACAirCoolAllPhase&gt;=65k&lt;1 | False | False |  |  |  |  | 13.1 |  | 21 | 14.6 | [6 empty] | 101000 | Heating Other Than Electric Re | 08/29/2023 |  | 11/13/2023
Johnson Controls, Inc. | Luxaire | ZT120[C,E]**(E,G,H,K,L,N)(2,4)*******2 |  | Voluntarily Certified | ACAirCoolAllPhase&gt;=65k&lt;1 | False | False |  |  |  |  | 13.1 |  | 19.5 | 14.8 | [6 empty] | 117000 | Electric Resistance Heating Or | 08/29/2023 |  | 11/13/2023
Johnson Controls, Inc. | Luxaire | ZT120[C,E]**(P,R,S,U,V,X)(2,4)*******2 |  | Voluntarily Certified | ACAirCoolAllPhase&gt;=65k&lt;1 | False | False |  |  |  |  | 13.1 |  | 21.2 | 14.8 | [6 empty] | 117000 | Electric Resistance Heating Or | 08/29/2023 |  | 11/13/2023
Johnson Controls, Inc. | Luxaire | ZT120[N,S]**(E,G,H,K,L,N)(2,4)*******2 |  | Voluntarily Certified | ACAirCoolAllPhase&gt;=65k&lt;1 | False | False |  |  |  |  | 13.1 |  | 19.5 | 14.6 | [6 empty] | 117000 | Heating Other Than Electric Re | 08/29/2023 |  | 11/13/2023
Johnson Controls, Inc. | Luxaire | ZT120[N,S]**(P,R,S,U,V,X)(2,4)*******2 |  | Voluntarily Certified | ACAirCoolAllPhase&gt;=65k&lt;1 | False | False |  |  |  |  | 13.1 |  | 21.2 | 14.6 | [6 empty] | 117000 | Heating Other Than Electric Re | 08/29/2023 |  | 11/13/2023
Johnson Controls, Inc. | Luxaire | ZT150[C,E]**(E,G,H,K,L,N)(2,4)*******2 |  | Voluntarily Certified | ACAirCoolAllPhase&gt;=135k&lt; | False | False |  |  |  |  | 12.5 |  | 19 | 14.2 | [6 empty] | 142000 | Electric Resistance Heating Or | 08/29/2023 |  | 11/13/2023
Johnson Controls, Inc. | Luxaire | ZT150[C,E]**(P,R,S,U,V,X)(2,4)*******2 |  | Voluntarily Certified | ACAirCoolAllPhase&gt;=135k&lt; | False | False |  |  |  |  | 12.5 |  | 20.2 | 14.2 | [6 empty] | 142000 | Electric Resistance Heating Or | 08/29/2023 |  | 11/13/2023
Johnson Controls, Inc. | Luxaire | ZT150[N,S]**(E,G,H,K,L,N)(2,4)*******2 |  | Voluntarily Certified | ACAirCoolAllPhase&gt;=135k&lt; | False | False |  |  |  |  | 12.5 |  | 19 | 14 | [6 empty] | 142000 | Heating Other Than Electric Re | 08/29/2023 |  | 11/13/2023
Johnson Controls, Inc. | Luxaire | ZT150[N,S]**(P,R,S,U,V,X)(2,4)*******2 |  | Voluntarily Certified | ACAirCoolAllPhase&gt;=135k&lt; | False | False |  |  |  |  | 12.5 |  | 20.2 | 14 | [6 empty] | 142000 | Heating Other Than Electric Re | 08/29/2023 |  | 11/13/2023
Johnson Controls, Inc. | Luxaire | ZXEA7A(2,4,5)*3******** |  | Voluntarily Certified | ACAirCoolAllPhase&gt;=65k&lt;1 | False | False |  |  |  |  | 11.2 |  | 14.8 | 14.8 | [6 empty] | 67000 | Electric Resistance Heating Or | 08/29/2023 |  | 11/13/2023
Johnson Controls, Inc. | Luxaire | ZXGA7*(2,4,5)*3******** |  | Voluntarily Certified | ACAirCoolAllPhase&gt;=65k&lt;1 | False | False |  |  |  |  | 11 |  | 14.8 | 14.6 | [6 empty] | 67000 | Heating Other Than Electric Re | 08/29/2023 |  | 11/13/2023
Johnson Controls, Inc. | Luxaire | ZYE08A(2,4,5)*3********4 |  | Voluntarily Certified | ACAirCoolAllPhase&gt;=65k&lt;1 | False | False |  |  |  |  | 12.2 |  | 14.8 | 14.8 | [6 empty] | 89000 | Electric Resistance Heating Or | 08/29/2023 |  | 11/13/2023
Johnson Controls, Inc. | Luxaire | ZYE09A(2,4,5)*3******** |  | Voluntarily Certified | ACAirCoolAllPhase&gt;=65k&lt;1 | False | False |  |  |  |  | 12.2 |  | 14.8 | 14.8 | [6 empty] | 98000 | Electric Resistance Heating Or | 08/29/2023 |  | 11/13/2023
Johnson Controls, Inc. | Luxaire | ZYE12A(2,4,5)*3********3 |  | Voluntarily Certified | ACAirCoolAllPhase&gt;=65k&lt;1 | False | False |  |  |  |  | 12.2 |  | 14.8 | 14.8 | [6 empty] | 116000 | Electric Resistance Heating Or | 08/29/2023 |  | 11/13/2023
Johnson Controls, Inc. | Luxaire | ZYEA7A(2,4,5)*1********* |  | Voluntarily Certified | ACAirCoolAllPhase&gt;=65k&lt;1 | False | False |  |  |  |  | 12 |  | 14.8 | 14.8 | [6 empty] | 71000 | Electric Resistance Heating Or | 08/29/2023 |  | 11/13/2023
Johnson Controls, Inc. | Luxaire | ZYEA7A(2,4,5)*3******** |  | Voluntarily Certified | ACAirCoolAllPhase&gt;=65k&lt;1 | False | False |  |  |  |  | 12 |  | 16 | 14.8 | [6 empty] | 71000 | Electric Resistance Heating Or | 08/29/2023 |  | 11/13/2023
Johnson Controls, Inc. | Luxaire | ZYG08*(2,4,5)*3********4 |  | Voluntarily Certified | ACAirCoolAllPhase&gt;=65k&lt;1 | False | False |  |  |  |  | 12 |  | 14.6 | 14.6 | [6 empty] | 89000 | Heating Other Than Electric Re | 08/29/2023 |  | 11/13/2023
Johnson Controls, Inc. | Luxaire | ZYG09*(2,4,5)*3******** |  | Voluntarily Certified | ACAirCoolAllPhase&gt;=65k&lt;1 | False | False |  |  |  |  | 12 |  | 14.6 | 14.6 | [6 empty] | 98000 | Heating Other Than Electric Re | 08/29/2023 |  | 11/13/2023
Johnson Controls, Inc. | Luxaire | ZYG12*(2,4,5)*3********3 |  | Voluntarily Certified | ACAirCoolAllPhase&gt;=65k&lt;1 | False | False |  |  |  |  | 12 |  | 14.6 | 14.6 | [6 empty] | 116000 | Heating Other Than Electric Re | 08/29/2023 |  | 11/13/2023
Johnson Controls, Inc. | Luxaire | ZYGA7*(2,4,5)*1********* |  | Voluntarily Certified | ACAirCoolAllPhase&gt;=65k&lt;1 | False | False |  |  |  |  | 12 |  | 14.6 | 14.6 | [6 empty] | 71000 | Heating Other Than Electric Re | 08/29/2023 |  | 11/13/2023
Johnson Controls, Inc. | Luxaire | ZYGA7*(2,4,5)*3******** |  | Voluntarily Certified | ACAirCoolAllPhase&gt;=65k&lt;1 | False | False |  |  |  |  | 12 |  | 16 | 14.6 | [6 empty] | 71000 | Heating Other Than Electric Re | 08/29/2023 |  | 11/13/2023
Johnson Controls, Inc. | TEMPMASTER, UNITARY PRODUCTS GROUP - COMMERCIAL | CH15[C,E]**[H,K,L](2,4,5,B,D,E)********2 |  | Voluntarily Certified | ACAirCoolAllPhase&gt;=135k&lt; | False | False |  |  |  |  | 11 |  | 14.6 | 14.2 | [6 empty] | 170000 | Electric Resistance Heating Or | 08/29/2023 |  | 11/13/2023
Johnson Controls, Inc. | TEMPMASTER, UNITARY PRODUCTS GROUP - COMMERCIAL | CH15[C,E]**[P,R](2,4,5,B,D,E)********2 |  | Voluntarily Certified | ACAirCoolAllPhase&gt;=135k&lt; | False | False |  |  |  |  | 11.1 |  | 14.2 | 14.2 | [6 empty] | 174000 | Electric Resistance Heating Or | 08/29/2023 |  | 11/13/2023
Johnson Controls, Inc. | TEMPMASTER, UNITARY PRODUCTS GROUP - COMMERCIAL | CH15[C,E]**[Q,S,T](2,4,5,B,D,E)********2 |  | Voluntarily Certified | ACAirCoolAllPhase&gt;=135k&lt; | False | False |  |  |  |  | 11 |  | 14.8 | 14.2 | [6 empty] | 170000 | Electric Resistance Heating Or | 08/29/2023 |  | 11/13/2023
Johnson Controls, Inc. | TEMPMASTER, UNITARY PRODUCTS GROUP - COMMERCIAL | CH15[S,T]**[H,K,L](2,4,5,B,D,E)********2 |  | Voluntarily Certified | ACAirCoolAllPhase&gt;=135k&lt; | False | False |  |  |  |  | 10.8 |  | 14.4 | 14 | [6 empty] | 170000 | Heating Other Than Electric Re | 08/29/2023 |  | 11/13/2023
Johnson Controls, Inc. | TEMPMASTER, UNITARY PRODUCTS GROUP - COMMERCIAL | CH15[S,T]**[P,R](2,4,5,B,D,E)********2 |  | Voluntarily Certified | ACAirCoolAllPhase&gt;=135k&lt; | False | False |  |  |  |  | 11 |  | 14 | 14 | [6 empty] | 174000 | Heating Other Than Electric Re | 08/29/2023 |  | 11/13/2023
Johnson Controls, Inc. | TEMPMASTER, UNITARY PRODUCTS GROUP - COMMERCIAL | CH15[S,T]**[Q,S,T](2,4,5,B,D,E)********2 |  | Voluntarily Certified | ACAirCoolAllPhase&gt;=135k&lt; | False | False |  |  |  |  | 10.8 |  | 14.6 | 14 | [6 empty] | 170000 | Heating Other Than Electric Re | 08/29/2023 |  | 11/13/2023
Johnson Controls, Inc. | TEMPMASTER, UNITARY PRODUCTS GROUP - COMMERCIAL | CH18[C,E]**[H,K,L](2,4,5,B,D,E)********2 |  | Voluntarily Certified | ACAirCoolAllPhase&gt;=135k&lt; | False | False |  |  |  |  | 11 |  | 14.2 | 14.2 | [6 empty] | 202000 | Electric Resistance Heating Or | 08/29/2023 |  | 11/13/2023
Johnson Controls, Inc. | TEMPMASTER, UNITARY PRODUCTS GROUP - COMMERCIAL | CH18[C,E]**[P,R](2,4,5,B,D,E)********2 |  | Voluntarily Certified | ACAirCoolAllPhase&gt;=135k&lt; | False | False |  |  |  |  | 11 |  | 14.2 | 14.2 | [6 empty] | 200000 | Electric Resistance Heating Or | 08/29/2023 |  | 11/13/2023
Johnson Controls, Inc. | TEMPMASTER, UNITARY PRODUCTS GROUP - COMMERCIAL | CH18[C,E]**[Q,S,T](2,4,5,B,D,E)********2 |  | Voluntarily Certified | ACAirCoolAllPhase&gt;=135k&lt; | False | False |  |  |  |  | 11 |  | 14.4 | 14.2 | [6 empty] | 202000 | Electric Resistance Heating Or | 08/29/2023 |  | 11/13/2023
Johnson Controls, Inc. | TEMPMASTER, UNITARY PRODUCTS GROUP - COMMERCIAL | CH18[S,T]**[H,K,L](2,4,5,B,D,E)********2 |  | Voluntarily Certified | ACAirCoolAllPhase&gt;=135k&lt; | False | False |  |  |  |  | 10.8 |  | 14 | 14 | [6 empty] | 202000 | Heating Other Than Electric Re | 08/29/2023 |  | 11/13/2023
Johnson Controls, Inc. | TEMPMASTER, UNITARY PRODUCTS GROUP - COMMERCIAL | CH18[S,T]**[P,R](2,4,5,B,D,E)********2 |  | Voluntarily Certified | ACAirCoolAllPhase&gt;=135k&lt; | False | False |  |  |  |  | 10.8 |  | 14 | 14 | [6 empty] | 200000 | Heating Other Than Electric Re | 08/29/2023 |  | 11/13/2023
Johnson Controls, Inc. | TEMPMASTER, UNITARY PRODUCTS GROUP - COMMERCIAL | CH18[S,T]**[Q,S,T](2,4,5,B,D,E)********2 |  | Voluntarily Certified | ACAirCoolAllPhase&gt;=135k&lt; | False | False |  |  |  |  | 10.8 |  | 14.2 | 14 | [6 empty] | 202000 | Heating Other Than Electric Re | 08/29/2023 |  | 11/13/2023
Johnson Controls, Inc. | TEMPMASTER, UNITARY PRODUCTS GROUP - COMMERCIAL | CH20[C,E]**[H,K,L](2,4,5,B,D,E)********2 |  | Voluntarily Certified | ACAirCoolAllPhase&gt;=135k&lt; | False | False |  |  |  |  | 11 |  | 14.2 | 14.2 | [6 empty] | 234000 | Electric Resistance Heating Or | 08/29/2023 |  | 11/13/2023
Johnson Controls, Inc. | TEMPMASTER, UNITARY PRODUCTS GROUP - COMMERCIAL | CH20[C,E]**[P,R](2,4,5,B,D,E)********2 |  | Voluntarily Certified | ACAirCoolAllPhase&gt;=135k&lt; | False | False |  |  |  |  | 11 |  | 14.2 | 14.2 | [6 empty] | 234000 | Electric Resistance Heating Or | 08/29/2023 |  | 11/13/2023
Johnson Controls, Inc. | TEMPMASTER, UNITARY PRODUCTS GROUP - COMMERCIAL | CH20[C,E]**[Q,S,T](2,4,5,B,D,E)********2 |  | Voluntarily Certified | ACAirCoolAllPhase&gt;=135k&lt; | False | False |  |  |  |  | 11 |  | 14.4 | 14.2 | [6 empty] | 234000 | Electric Resistance Heating Or | 08/29/2023 |  | 11/13/2023
Johnson Controls, Inc. | TEMPMASTER, UNITARY PRODUCTS GROUP - COMMERCIAL | CH20[S,T]**[H,K,L](2,4,5,B,D,E)********2 |  | Voluntarily Certified | ACAirCoolAllPhase&gt;=135k&lt; | False | False |  |  |  |  | 10.8 |  | 14 | 14 | [6 empty] | 234000 | Heating Other Than Electric Re | 08/29/2023 |  | 11/13/2023
Johnson Controls, Inc. | TEMPMASTER, UNITARY PRODUCTS GROUP - COMMERCIAL | CH20[S,T]**[P,R](2,4,5,B,D,E)********2 |  | Voluntarily Certified | ACAirCoolAllPhase&gt;=135k&lt; | False | False |  |  |  |  | 10.8 |  | 14 | 14 | [6 empty] | 234000 | Heating Other Than Electric Re | 08/29/2023 |  | 11/13/2023
Johnson Controls, Inc. | TEMPMASTER, UNITARY PRODUCTS GROUP - COMMERCIAL | CH20[S,T]**[Q,S,T](2,4,5,B,D,E)********2 |  | Voluntarily Certified | ACAirCoolAllPhase&gt;=135k&lt; | False | False |  |  |  |  | 10.8 |  | 14.2 | 14 | [6 empty] | 234000 | Heating Other Than Electric Re | 08/29/2023 |  | 11/13/2023
Johnson Controls, Inc. | TEMPMASTER, UNITARY PRODUCTS GROUP - COMMERCIAL | CH25[C,E]**[H,K,L](2,4,5,B,D,E)********2 |  | Voluntarily Certified | ACAirCoolAllPhase&gt;=240k&lt; | False | False |  |  |  |  | 10.2 |  | 14.2 | 13.2 | [6 empty] | 280000 | Electric Resistance Heating Or | 08/29/2023 |  | 11/13/2023
Johnson Controls, Inc. | TEMPMASTER, UNITARY PRODUCTS GROUP - COMMERCIAL | CH25[C,E]**[P,R](2,4,5,B,D,E)********2 |  | Voluntarily Certified | ACAirCoolAllPhase&gt;=240k&lt; | False | False |  |  |  |  | 10.2 |  | 14 | 13.2 | [6 empty] | 286000 | Electric Resistance Heating Or | 08/29/2023 |  | 11/13/2023
Johnson Controls, Inc. | TEMPMASTER, UNITARY PRODUCTS GROUP - COMMERCIAL | CH25[C,E]**[Q,S,T](2,4,5,B,D,E)********2 |  | Voluntarily Certified | ACAirCoolAllPhase&gt;=240k&lt; | False | False |  |  |  |  | 10.2 |  | 14.4 | 13.2 | [6 empty] | 280000 | Electric Resistance Heating Or | 08/29/2023 |  | 11/13/2023
Johnson Controls, Inc. | TEMPMASTER, UNITARY PRODUCTS GROUP - COMMERCIAL | CH25[S,T]**[H,K,L](2,4,5,B,D,E)********2 |  | Voluntarily Certified | ACAirCoolAllPhase&gt;=240k&lt; | False | False |  |  |  |  | 10 |  | 14 | 13 | [6 empty] | 280000 | Heating Other Than Electric Re | 08/29/2023 |  | 11/13/2023
Johnson Controls, Inc. | TEMPMASTER, UNITARY PRODUCTS GROUP - COMMERCIAL | CH25[S,T]**[P,R](2,4,5,B,D,E)********2 |  | Voluntarily Certified | ACAirCoolAllPhase&gt;=240k&lt; | False | False |  |  |  |  | 10 |  | 13.8 | 13 | [6 empty] | 286000 | Heating Other Than Electric Re | 08/29/2023 |  | 11/13/2023
Johnson Controls, Inc. | TEMPMASTER, UNITARY PRODUCTS GROUP - COMMERCIAL | CH25[S,T]**[Q,S,T](2,4,5,B,D,E)********2 |  | Voluntarily Certified | ACAirCoolAllPhase&gt;=240k&lt; | False | False |  |  |  |  | 10 |  | 14.2 | 13 | [6 empty] | 280000 | Heating Other Than Electric Re | 08/29/2023 |  | 11/13/2023
Johnson Controls, Inc. | TEMPMASTER, UNITARY PRODUCTS GROUP - COMMERCIAL | CL15[C,E]**[H,K,L](2,4,5,B,D,E)********2 |  | Voluntarily Certified | ACAirCoolAllPhase&gt;=135k&lt; | False | False |  |  |  |  | 11 |  | 14.6 | 14.2 | [6 empty] | 170000 | Electric Resistance Heating Or | 08/29/2023 |  | 11/13/2023
Johnson Controls, Inc. | TEMPMASTER, UNITARY PRODUCTS GROUP - COMMERCIAL | CL15[C,E]**[P,R](2,4,5,B,D,E)********2 |  | Voluntarily Certified | ACAirCoolAllPhase&gt;=135k&lt; | False | False |  |  |  |  | 11.1 |  | 14.2 | 14.2 | [6 empty] | 174000 | Electric Resistance Heating Or | 08/29/2023 |  | 11/13/2023
Johnson Controls, Inc. | TEMPMASTER, UNITARY PRODUCTS GROUP - COMMERCIAL | CL15[C,E]**[Q,S,T](2,4,5,B,D,E)********2 |  | Voluntarily Certified | ACAirCoolAllPhase&gt;=135k&lt; | False | False |  |  |  |  | 11 |  | 14.8 | 14.2 | [6 empty] | 170000 | Electric Resistance Heating Or | 08/29/2023 |  | 11/13/2023
Johnson Controls, Inc. | TEMPMASTER, UNITARY PRODUCTS GROUP - COMMERCIAL | CL15[S,T]**[H,K,L](2,4,5,B,D,E)********2 |  | Voluntarily Certified | ACAirCoolAllPhase&gt;=135k&lt; | False | False |  |  |  |  | 10.8 |  | 14.4 | 14 | [6 empty] | 170000 | Heating Other Than Electric Re | 08/29/2023 |  | 11/13/2023
Johnson Controls, Inc. | TEMPMASTER, UNITARY PRODUCTS GROUP - COMMERCIAL | CL15[S,T]**[P,R](2,4,5,B,D,E)********2 |  | Voluntarily Certified | ACAirCoolAllPhase&gt;=135k&lt; | False | False |  |  |  |  | 11 |  | 14 | 14 | [6 empty] | 174000 | Heating Other Than Electric Re | 08/29/2023 |  | 11/13/2023
Johnson Controls, Inc. | TEMPMASTER, UNITARY PRODUCTS GROUP - COMMERCIAL | CL15[S,T]**[Q,S,T](2,4,5,B,D,E)********2 |  | Voluntarily Certified | ACAirCoolAllPhase&gt;=135k&lt; | False | False |  |  |  |  | 10.8 |  | 14.6 | 14 | [6 empty] | 170000 | Heating Other Than Electric Re | 08/29/2023 |  | 11/13/2023
Johnson Controls, Inc. | TEMPMASTER, UNITARY PRODUCTS GROUP - COMMERCIAL | CL18[C,E]**[H,K,L](2,4,5,B,D,E)********2 |  | Voluntarily Certified | ACAirCoolAllPhase&gt;=135k&lt; | False | False |  |  |  |  | 11 |  | 14.2 | 14.2 | [6 empty] | 202000 | Electric Resistance Heating Or | 08/29/2023 |  | 11/13/2023
Johnson Controls, Inc. | TEMPMASTER, UNITARY PRODUCTS GROUP - COMMERCIAL | CL18[C,E]**[P,R](2,4,5,B,D,E)********2 |  | Voluntarily Certified | ACAirCoolAllPhase&gt;=135k&lt; | False | False |  |  |  |  | 11 |  | 14.2 | 14.2 | [6 empty] | 200000 | Electric Resistance Heating Or | 08/29/2023 |  | 11/13/2023
Johnson Controls, Inc. | TEMPMASTER, UNITARY PRODUCTS GROUP - COMMERCIAL | CL18[C,E]**[Q,S,T](2,4,5,B,D,E)********2 |  | Voluntarily Certified | ACAirCoolAllPhase&gt;=135k&lt; | False | False |  |  |  |  | 11 |  | 14.4 | 14.2 | [6 empty] | 202000 | Electric Resistance Heating Or | 08/29/2023 |  | 11/13/2023
Johnson Controls, Inc. | TEMPMASTER, UNITARY PRODUCTS GROUP - COMMERCIAL | CL18[S,T]**[H,K,L](2,4,5,B,D,E)********2 |  | Voluntarily Certified | ACAirCoolAllPhase&gt;=135k&lt; | False | False |  |  |  |  | 10.8 |  | 14 | 14 | [6 empty] | 202000 | Heating Other Than Electric Re | 08/29/2023 |  | 11/13/2023
Johnson Controls, Inc. | TEMPMASTER, UNITARY PRODUCTS GROUP - COMMERCIAL | CL18[S,T]**[P,R](2,4,5,B,D,E)********2 |  | Voluntarily Certified | ACAirCoolAllPhase&gt;=135k&lt; | False | False |  |  |  |  | 10.8 |  | 14 | 14 | [6 empty] | 200000 | Heating Other Than Electric Re | 08/29/2023 |  | 11/13/2023
Johnson Controls, Inc. | TEMPMASTER, UNITARY PRODUCTS GROUP - COMMERCIAL | CL18[S,T]**[Q,S,T](2,4,5,B,D,E)********2 |  | Voluntarily Certified | ACAirCoolAllPhase&gt;=135k&lt; | False | False |  |  |  |  | 10.8 |  | 14.2 | 14 | [6 empty] | 202000 | Heating Other Than Electric Re | 08/29/2023 |  | 11/13/2023
Johnson Controls, Inc. | TEMPMASTER, UNITARY PRODUCTS GROUP - COMMERCIAL | CL20[C,E]**[H,K,L](2,4,5,B,D,E)********2 |  | Voluntarily Certified | ACAirCoolAllPhase&gt;=135k&lt; | False | False |  |  |  |  | 11 |  | 14.2 | 14.2 | [6 empty] | 234000 | Electric Resistance Heating Or | 08/29/2023 |  | 11/13/2023
Johnson Controls, Inc. | TEMPMASTER, UNITARY PRODUCTS GROUP - COMMERCIAL | CL20[C,E]**[P,R](2,4,5,B,D,E)********2 |  | Voluntarily Certified | ACAirCoolAllPhase&gt;=135k&lt; | False | False |  |  |  |  | 11 |  | 14.2 | 14.2 | [6 empty] | 234000 | Electric Resistance Heating Or | 08/29/2023 |  | 11/13/2023
Johnson Controls, Inc. | TEMPMASTER, UNITARY PRODUCTS GROUP - COMMERCIAL | CL20[C,E]**[Q,S,T](2,4,5,B,D,E)********2 |  | Voluntarily Certified | ACAirCoolAllPhase&gt;=135k&lt; | False | False |  |  |  |  | 11 |  | 14.4 | 14.2 | [6 empty] | 234000 | Electric Resistance Heating Or | 08/29/2023 |  | 11/13/2023
Johnson Controls, Inc. | TEMPMASTER, UNITARY PRODUCTS GROUP - COMMERCIAL | CL20[S,T]**[H,K,L](2,4,5,B,D,E)********2 |  | Voluntarily Certified | ACAirCoolAllPhase&gt;=135k&lt; | False | False |  |  |  |  | 10.8 |  | 14 | 14 | [6 empty] | 234000 | Heating Other Than Electric Re | 08/29/2023 |  | 11/13/2023
Johnson Controls, Inc. | TEMPMASTER, UNITARY PRODUCTS GROUP - COMMERCIAL | CL20[S,T]**[P,R](2,4,5,B,D,E)********2 |  | Voluntarily Certified | ACAirCoolAllPhase&gt;=135k&lt; | False | False |  |  |  |  | 10.8 |  | 14 | 14 | [6 empty] | 234000 | Heating Other Than Electric Re | 08/29/2023 |  | 11/13/2023
Johnson Controls, Inc. | TEMPMASTER, UNITARY PRODUCTS GROUP - COMMERCIAL | CL20[S,T]**[Q,S,T](2,4,5,B,D,E)********2 |  | Voluntarily Certified | ACAirCoolAllPhase&gt;=135k&lt; | False | False |  |  |  |  | 10.8 |  | 14.2 | 14 | [6 empty] | 234000 | Heating Other Than Electric Re | 08/29/2023 |  | 11/13/2023
Johnson Controls, Inc. | TEMPMASTER, UNITARY PRODUCTS GROUP - COMMERCIAL | CL25[C,E]**[H,K,L](2,4,5,B,D,E)********2 |  | Voluntarily Certified | ACAirCoolAllPhase&gt;=240k&lt; | False | False |  |  |  |  | 10.2 |  | 14.2 | 13.2 | [6 empty] | 280000 | Electric Resistance Heating Or | 08/29/2023 |  | 11/13/2023
Johnson Controls, Inc. | TEMPMASTER, UNITARY PRODUCTS GROUP - COMMERCIAL | CL25[C,E]**[P,R](2,4,5,B,D,E)********2 |  | Voluntarily Certified | ACAirCoolAllPhase&gt;=240k&lt; | False | False |  |  |  |  | 10.2 |  | 14 | 13.2 | [6 empty] | 286000 | Electric Resistance Heating Or | 08/29/2023 |  | 11/13/2023
Johnson Controls, Inc. | TEMPMASTER, UNITARY PRODUCTS GROUP - COMMERCIAL | CL25[C,E]**[Q,S,T](2,4,5,B,D,E)********2 |  | Voluntarily Certified | ACAirCoolAllPhase&gt;=240k&lt; | False | False |  |  |  |  | 10.2 |  | 14.4 | 13.2 | [6 empty] | 280000 | Electric Resistance Heating Or | 08/29/2023 |  | 11/13/2023
Johnson Controls, Inc. | TEMPMASTER, UNITARY PRODUCTS GROUP - COMMERCIAL | CL25[S,T]**[H,K,L](2,4,5,B,D,E)********2 |  | Voluntarily Certified | ACAirCoolAllPhase&gt;=240k&lt; | False | False |  |  |  |  | 10 |  | 14 | 13 | [6 empty] | 280000 | Heating Other Than Electric Re | 08/29/2023 |  | 11/13/2023
Johnson Controls, Inc. | TEMPMASTER, UNITARY PRODUCTS GROUP - COMMERCIAL | CL25[S,T]**[P,R](2,4,5,B,D,E)********2 |  | Voluntarily Certified | ACAirCoolAllPhase&gt;=240k&lt; | False | False |  |  |  |  | 10 |  | 13.8 | 13 | [6 empty] | 286000 | Heating Other Than Electric Re | 08/29/2023 |  | 11/13/2023
Johnson Controls, Inc. | TEMPMASTER, UNITARY PRODUCTS GROUP - COMMERCIAL | CL25[S,T]**[Q,S,T](2,4,5,B,D,E)********2 |  | Voluntarily Certified | ACAirCoolAllPhase&gt;=240k&lt; | False | False |  |  |  |  | 10 |  | 14.2 | 13 | [6 empty] | 280000 | Heating Other Than Electric Re | 08/29/2023 |  | 11/13/2023
Johnson Controls, Inc. | TEMPMASTER, UNITARY PRODUCTS GROUP - COMMERCIAL | CV15[C,E]**[H,K,L](2,4,5,B,D,E)********2 |  | Voluntarily Certified | ACAirCoolAllPhase&gt;=135k&lt; | False | False |  |  |  |  | 11 |  | 14.6 | 14.2 | [6 empty] | 174000 | Electric Resistance Heating Or | 08/29/2023 |  | 11/13/2023
Johnson Controls, Inc. | TEMPMASTER, UNITARY PRODUCTS GROUP - COMMERCIAL | CV15[C,E]**[P,R](2,4,5,B,D,E)********2 |  | Voluntarily Certified | ACAirCoolAllPhase&gt;=135k&lt; | False | False |  |  |  |  | 11.1 |  | 14.2 | 14.2 | [6 empty] | 172000 | Electric Resistance Heating Or | 08/29/2023 |  | 11/13/2023
Johnson Controls, Inc. | TEMPMASTER, UNITARY PRODUCTS GROUP - COMMERCIAL | CV15[C,E]**[Q,S,T](2,4,5,B,D,E)********2 |  | Voluntarily Certified | ACAirCoolAllPhase&gt;=135k&lt; | False | False |  |  |  |  | 11 |  | 14.8 | 14.2 | [6 empty] | 174000 | Electric Resistance Heating Or | 08/29/2023 |  | 11/13/2023
Johnson Controls, Inc. | TEMPMASTER, UNITARY PRODUCTS GROUP - COMMERCIAL | CV15[N,S,T]**[H,K,L](2,4,5,B,D,E)********2 |  | Voluntarily Certified | ACAirCoolAllPhase&gt;=135k&lt; | False | False |  |  |  |  | 10.8 |  | 14.4 | 14 | [6 empty] | 174000 | Heating Other Than Electric Re | 08/29/2023 |  | 11/13/2023
Johnson Controls, Inc. | TEMPMASTER, UNITARY PRODUCTS GROUP - COMMERCIAL | CV15[N,S,T]**[P,R](2,4,5,B,D,E)********2 |  | Voluntarily Certified | ACAirCoolAllPhase&gt;=135k&lt; | False | False |  |  |  |  | 10.9 |  | 14 | 14 | [6 empty] | 172000 | Heating Other Than Electric Re | 08/29/2023 |  | 11/13/2023
Johnson Controls, Inc. | TEMPMASTER, UNITARY PRODUCTS GROUP - COMMERCIAL | CV15[N,S,T]**[Q,S,T](2,4,5,B,D,E)********2 |  | Voluntarily Certified | ACAirCoolAllPhase&gt;=135k&lt; | False | False |  |  |  |  | 10.8 |  | 14.6 | 14 | [6 empty] | 174000 | Heating Other Than Electric Re | 08/29/2023 |  | 11/13/2023
Johnson Controls, Inc. | TEMPMASTER, UNITARY PRODUCTS GROUP - COMMERCIAL | CV18[C,E]**[H,K,L](2,4,5,B,D,E)********2 |  | Voluntarily Certified | ACAirCoolAllPhase&gt;=135k&lt; | False | False |  |  |  |  | 11 |  | 14.4 | 14.2 | [6 empty] | 198000 | Electric Resistance Heating Or | 08/29/2023 |  | 11/13/2023
Johnson Controls, Inc. | TEMPMASTER, UNITARY PRODUCTS GROUP - COMMERCIAL | CV18[C,E]**[P,R](2,4,5,B,D,E)********2 |  | Voluntarily Certified | ACAirCoolAllPhase&gt;=135k&lt; | False | False |  |  |  |  | 11 |  | 14.2 | 14.2 | [6 empty] | 198000 | Electric Resistance Heating Or | 08/29/2023 |  | 11/13/2023
Johnson Controls, Inc. | TEMPMASTER, UNITARY PRODUCTS GROUP - COMMERCIAL | CV18[C,E]**[Q,S,T](2,4,5,B,D,E)********2 |  | Voluntarily Certified | ACAirCoolAllPhase&gt;=135k&lt; | False | False |  |  |  |  | 11 |  | 14.6 | 14.2 | [6 empty] | 198000 | Electric Resistance Heating Or | 08/29/2023 |  | 11/13/2023
Johnson Controls, Inc. | TEMPMASTER, UNITARY PRODUCTS GROUP - COMMERCIAL | CV18[N,S,T]**[H,K,L](2,4,5,B,D,E)********2 |  | Voluntarily Certified | ACAirCoolAllPhase&gt;=135k&lt; | False | False |  |  |  |  | 10.8 |  | 14.2 | 14 | [6 empty] | 198000 | Heating Other Than Electric Re | 08/29/2023 |  | 11/13/2023
Johnson Controls, Inc. | TEMPMASTER, UNITARY PRODUCTS GROUP - COMMERCIAL | CV18[N,S,T]**[P,R](2,4,5,B,D,E)********2 |  | Voluntarily Certified | ACAirCoolAllPhase&gt;=135k&lt; | False | False |  |  |  |  | 10.8 |  | 14 | 14 | [6 empty] | 198000 | Heating Other Than Electric Re | 08/29/2023 |  | 11/13/2023
Johnson Controls, Inc. | TEMPMASTER, UNITARY PRODUCTS GROUP - COMMERCIAL | CV18[N,S,T]**[Q,S,T](2,4,5,B,D,E)********2 |  | Voluntarily Certified | ACAirCoolAllPhase&gt;=135k&lt; | False | False |  |  |  |  | 10.8 |  | 14.4 | 14 | [6 empty] | 198000 | Heating Other Than Electric Re | 08/29/2023 |  | 11/13/2023
Johnson Controls, Inc. | TEMPMASTER, UNITARY PRODUCTS GROUP - COMMERCIAL | CV20[C,E]**[H,K,L](2,4,5,B,D,E)********2 |  | Voluntarily Certified | ACAirCoolAllPhase&gt;=135k&lt; | False | False |  |  |  |  | 11 |  | 14.2 | 14.2 | [6 empty] | 234000 | Electric Resistance Heating Or | 08/29/2023 |  | 11/13/2023
Johnson Controls, Inc. | TEMPMASTER, UNITARY PRODUCTS GROUP - COMMERCIAL | CV20[C,E]**[P,R](2,4,5,B,D,E)********2 |  | Voluntarily Certified | ACAirCoolAllPhase&gt;=135k&lt; | False | False |  |  |  |  | 11 |  | 14.2 | 14.2 | [6 empty] | 238000 | Electric Resistance Heating Or | 08/29/2023 |  | 11/13/2023
Johnson Controls, Inc. | TEMPMASTER, UNITARY PRODUCTS GROUP - COMMERCIAL | CV20[C,E]**[Q,S,T](2,4,5,B,D,E)********2 |  | Voluntarily Certified | ACAirCoolAllPhase&gt;=135k&lt; | False | False |  |  |  |  | 11 |  | 14.4 | 14.2 | [6 empty] | 234000 | Electric Resistance Heating Or | 08/29/2023 |  | 11/13/2023
Johnson Controls, Inc. | TEMPMASTER, UNITARY PRODUCTS GROUP - COMMERCIAL | CV20[N,S,T]**[H,K,L](2,4,5,B,D,E)********2 |  | Voluntarily Certified | ACAirCoolAllPhase&gt;=135k&lt; | False | False |  |  |  |  | 10.8 |  | 14 | 14 | [6 empty] | 234000 | Heating Other Than Electric Re | 08/29/2023 |  | 11/13/2023
Johnson Controls, Inc. | TEMPMASTER, UNITARY PRODUCTS GROUP - COMMERCIAL | CV20[N,S,T]**[P,R](2,4,5,B,D,E)********2 |  | Voluntarily Certified | ACAirCoolAllPhase&gt;=135k&lt; | False | False |  |  |  |  | 10.8 |  | 14 | 14 | [6 empty] | 238000 | Heating Other Than Electric Re | 08/29/2023 |  | 11/13/2023
Johnson Controls, Inc. | TEMPMASTER, UNITARY PRODUCTS GROUP - COMMERCIAL | CV20[N,S,T]**[Q,S,T](2,4,5,B,D,E)********2 |  | Voluntarily Certified | ACAirCoolAllPhase&gt;=135k&lt; | False | False |  |  |  |  | 10.8 |  | 14.2 | 14 | [6 empty] | 234000 | Heating Other Than Electric Re | 08/29/2023 |  | 11/13/2023
Johnson Controls, Inc. | TEMPMASTER, UNITARY PRODUCTS GROUP - COMMERCIAL | CV25[C,E]**[H,K,L](2,4,5,B,D,E)********2 |  | Voluntarily Certified | ACAirCoolAllPhase&gt;=240k&lt; | False | False |  |  |  |  | 10.2 |  | 14.2 | 13.2 | [6 empty] | 280000 | Electric Resistance Heating Or | 08/29/2023 |  | 11/13/2023
Johnson Controls, Inc. | TEMPMASTER, UNITARY PRODUCTS GROUP - COMMERCIAL | CV25[C,E]**[P,R](2,4,5,B,D,E)********2 |  | Voluntarily Certified | ACAirCoolAllPhase&gt;=240k&lt; | False | False |  |  |  |  | 10.2 |  | 14 | 13.2 | [6 empty] | 286000 | Electric Resistance Heating Or | 08/29/2023 |  | 11/13/2023
Johnson Controls, Inc. | TEMPMASTER, UNITARY PRODUCTS GROUP - COMMERCIAL | CV25[C,E]**[Q,S,T](2,4,5,B,D,E)********2 |  | Voluntarily Certified | ACAirCoolAllPhase&gt;=240k&lt; | False | False |  |  |  |  | 10.2 |  | 14.4 | 13.2 | [6 empty] | 280000 | Electric Resistance Heating Or | 08/29/2023 |  | 11/13/2023
Johnson Controls, Inc. | TEMPMASTER, UNITARY PRODUCTS GROUP - COMMERCIAL | CV25[N,S,T]**[H,K,L](2,4,5,B,D,E)********2 |  | Voluntarily Certified | ACAirCoolAllPhase&gt;=240k&lt; | False | False |  |  |  |  | 10 |  | 14 | 13 | [6 empty] | 280000 | Heating Other Than Electric Re | 08/29/2023 |  | 11/13/2023
Johnson Controls, Inc. | TEMPMASTER, UNITARY PRODUCTS GROUP - COMMERCIAL | CV25[N,S,T]**[P,R](2,4,5,B,D,E)********2 |  | Voluntarily Certified | ACAirCoolAllPhase&gt;=240k&lt; | False | False |  |  |  |  | 10 |  | 13.8 | 13 | [6 empty] | 286000 | Heating Other Than Electric Re | 08/29/2023 |  | 11/13/2023
Johnson Controls, Inc. | TEMPMASTER, UNITARY PRODUCTS GROUP - COMMERCIAL | CV25[N,S,T]**[Q,S,T](2,4,5,B,D,E)********2 |  | Voluntarily Certified | ACAirCoolAllPhase&gt;=240k&lt; | False | False |  |  |  |  | 10 |  | 14.2 | 13 | [6 empty] | 280000 | Heating Other Than Electric Re | 08/29/2023 |  | 11/13/2023
Johnson Controls, Inc. | TEMPMASTER, UNITARY PRODUCTS GROUP - COMMERCIAL | CV28[C,E]**[H,K,L](2,4,5,B,D,E)********2 |  | Voluntarily Certified | ACAirCoolAllPhase&gt;=240k&lt; | False | False |  |  |  |  | 10.2 |  | 14.2 | 13.2 | [6 empty] | 320000 | Electric Resistance Heating Or | 08/29/2023 |  | 11/13/2023
Johnson Controls, Inc. | TEMPMASTER, UNITARY PRODUCTS GROUP - COMMERCIAL | CV28[C,E]**[P,R](2,4,5,B,D,E)********2 |  | Voluntarily Certified | ACAirCoolAllPhase&gt;=240k&lt; | False | False |  |  |  |  | 10.4 |  | 13.4 | 13.2 | [6 empty] | 320000 | Electric Resistance Heating Or | 08/29/2023 |  | 11/13/2023
Johnson Controls, Inc. | TEMPMASTER, UNITARY PRODUCTS GROUP - COMMERCIAL | CV28[C,E]**[Q,S,T](2,4,5,B,D,E)********2 |  | Voluntarily Certified | ACAirCoolAllPhase&gt;=240k&lt; | False | False |  |  |  |  | 10.2 |  | 14.4 | 13.2 | [6 empty] | 320000 | Electric Resistance Heating Or | 08/29/2023 |  | 11/13/2023
Johnson Controls, Inc. | TEMPMASTER, UNITARY PRODUCTS GROUP - COMMERCIAL | CV28[N,S,T]**[H,K,L](2,4,5,B,D,E)********2 |  | Voluntarily Certified | ACAirCoolAllPhase&gt;=240k&lt; | False | False |  |  |  |  | 10 |  | 14 | 13 | [6 empty] | 320000 | Heating Other Than Electric Re | 08/29/2023 |  | 11/13/2023
Johnson Controls, Inc. | TEMPMASTER, UNITARY PRODUCTS GROUP - COMMERCIAL | CV28[N,S,T]**[P,R](2,4,5,B,D,E)********2 |  | Voluntarily Certified | ACAirCoolAllPhase&gt;=240k&lt; | False | False |  |  |  |  | 10.2 |  | 13.2 | 13 | [6 empty] | 320000 | Heating Other Than Electric Re | 08/29/2023 |  | 11/13/2023
Johnson Controls, Inc. | TEMPMASTER, UNITARY PRODUCTS GROUP - COMMERCIAL | CV28[N,S,T]**[Q,S,T](2,4,5,B,D,E)********2 |  | Voluntarily Certified | ACAirCoolAllPhase&gt;=240k&lt; | False | False |  |  |  |  | 10 |  | 14.2 | 13 | [6 empty] | 320000 | Heating Other Than Electric Re | 08/29/2023 |  | 11/13/2023
Johnson Controls, Inc. | TEMPMASTER, UNITARY PRODUCTS GROUP - COMMERCIAL | CW13[C,E]**[H,K,L](2,4,5,B,D,E)********2 |  | Voluntarily Certified | ACAirCoolAllPhase&gt;=135k&lt; | False | False |  |  |  |  | 12.7 |  | 20.1 | 14.2 | [6 empty] | 148000 | Electric Resistance Heating Or | 08/29/2023 |  | 11/13/2023
Johnson Controls, Inc. | TEMPMASTER, UNITARY PRODUCTS GROUP - COMMERCIAL | CW13[C,E]**[Q,S,T](2,4,5,B,D,E)********2 |  | Voluntarily Certified | ACAirCoolAllPhase&gt;=135k&lt; | False | False |  |  |  |  | 12.7 |  | 20.1 | 14.2 | [6 empty] | 148000 | Electric Resistance Heating Or | 08/29/2023 |  | 11/13/2023
Johnson Controls, Inc. | TEMPMASTER, UNITARY PRODUCTS GROUP - COMMERCIAL | CW13[N,S,T]**[H,K,L](2,4,5,B,D,E)********2 |  | Voluntarily Certified | ACAirCoolAllPhase&gt;=135k&lt; | False | False |  |  |  |  | 12.5 |  | 20 | 14 | [6 empty] | 148000 | Heating Other Than Electric Re | 08/29/2023 |  | 11/13/2023
Johnson Controls, Inc. | TEMPMASTER, UNITARY PRODUCTS GROUP - COMMERCIAL | CW13[N,S,T]**[Q,S,T](2,4,5,B,D,E)********2 |  | Voluntarily Certified | ACAirCoolAllPhase&gt;=135k&lt; | False | False |  |  |  |  | 12.5 |  | 20 | 14 | [6 empty] | 148000 | Heating Other Than Electric Re | 08/29/2023 |  | 11/13/2023
Johnson Controls, Inc. | TEMPMASTER, UNITARY PRODUCTS GROUP - COMMERCIAL | CW15[C,E]**[H,K,L](2,4,5,B,D,E)********2 |  | Voluntarily Certified | ACAirCoolAllPhase&gt;=135k&lt; | False | False |  |  |  |  | 12.2 |  | 20.3 | 14.2 | [6 empty] | 178000 | Electric Resistance Heating Or | 08/29/2023 |  | 11/13/2023
Johnson Controls, Inc. | TEMPMASTER, UNITARY PRODUCTS GROUP - COMMERCIAL | CW15[C,E]**[Q,S,T](2,4,5,B,D,E)********2 |  | Voluntarily Certified | ACAirCoolAllPhase&gt;=135k&lt; | False | False |  |  |  |  | 12.2 |  | 20.3 | 14.2 | [6 empty] | 178000 | Electric Resistance Heating Or | 08/29/2023 |  | 11/13/2023
Johnson Controls, Inc. | TEMPMASTER, UNITARY PRODUCTS GROUP - COMMERCIAL | CW15[N,S,T]**[H,K,L](2,4,5,B,D,E)********2 |  | Voluntarily Certified | ACAirCoolAllPhase&gt;=135k&lt; | False | False |  |  |  |  | 12 |  | 20.1 | 14 | [6 empty] | 178000 | Heating Other Than Electric Re | 08/29/2023 |  | 11/13/2023
Johnson Controls, Inc. | TEMPMASTER, UNITARY PRODUCTS GROUP - COMMERCIAL | CW15[N,S,T]**[Q,S,T](2,4,5,B,D,E)********2 |  | Voluntarily Certified | ACAirCoolAllPhase&gt;=135k&lt; | False | False |  |  |  |  | 12 |  | 20.1 | 14 | [6 empty] | 178000 | Heating Other Than Electric Re | 08/29/2023 |  | 11/13/2023
Johnson Controls, Inc. | TEMPMASTER, UNITARY PRODUCTS GROUP - COMMERCIAL | CW18[C,E]**[H,K,L](2,4,5,B,D,E)********2 |  | Voluntarily Certified | ACAirCoolAllPhase&gt;=135k&lt; | False | False |  |  |  |  | 12.3 |  | 19 | 14.2 | [6 empty] | 200000 | Electric Resistance Heating Or | 08/29/2023 |  | 11/13/2023
Johnson Controls, Inc. | TEMPMASTER, UNITARY PRODUCTS GROUP - COMMERCIAL | CW18[C,E]**[Q,S,T](2,4,5,B,D,E)********2 |  | Voluntarily Certified | ACAirCoolAllPhase&gt;=135k&lt; | False | False |  |  |  |  | 12.3 |  | 19 | 14.2 | [6 empty] | 200000 | Electric Resistance Heating Or | 08/29/2023 |  | 11/13/2023
Johnson Controls, Inc. | TEMPMASTER, UNITARY PRODUCTS GROUP - COMMERCIAL | CW18[N,S,T]**[H,K,L](2,4,5,B,D,E)********2 |  | Voluntarily Certified | ACAirCoolAllPhase&gt;=135k&lt; | False | False |  |  |  |  | 12.2 |  | 18.8 | 14 | [6 empty] | 200000 | Heating Other Than Electric Re | 08/29/2023 |  | 11/13/2023
Johnson Controls, Inc. | TEMPMASTER, UNITARY PRODUCTS GROUP - COMMERCIAL | CW18[N,S,T]**[Q,S,T](2,4,5,B,D,E)********2 |  | Voluntarily Certified | ACAirCoolAllPhase&gt;=135k&lt; | False | False |  |  |  |  | 12.2 |  | 18.8 | 14 | [6 empty] | 200000 | Heating Other Than Electric Re | 08/29/2023 |  | 11/13/2023
Johnson Controls, Inc. | TEMPMASTER, UNITARY PRODUCTS GROUP - COMMERCIAL | CW20[C,E]**[H,K,L](2,4,5,B,D,E)********2 |  | Voluntarily Certified | ACAirCoolAllPhase&gt;=135k&lt; | False | False |  |  |  |  | 12.2 |  | 19.6 | 14.2 | [6 empty] | 238000 | Electric Resistance Heating Or | 08/29/2023 |  | 11/13/2023
Johnson Controls, Inc. | TEMPMASTER, UNITARY PRODUCTS GROUP - COMMERCIAL | CW20[C,E]**[Q,S,T](2,4,5,B,D,E)********2 |  | Voluntarily Certified | ACAirCoolAllPhase&gt;=135k&lt; | False | False |  |  |  |  | 12.2 |  | 19.6 | 14.2 | [6 empty] | 238000 | Electric Resistance Heating Or | 08/29/2023 |  | 11/13/2023
Johnson Controls, Inc. | TEMPMASTER, UNITARY PRODUCTS GROUP - COMMERCIAL | CW20[N,S,T]**[H,K,L](2,4,5,B,D,E)********2 |  | Voluntarily Certified | ACAirCoolAllPhase&gt;=135k&lt; | False | False |  |  |  |  | 12.1 |  | 19.5 | 14 | [6 empty] | 238000 | Heating Other Than Electric Re | 08/29/2023 |  | 11/13/2023
Johnson Controls, Inc. | TEMPMASTER, UNITARY PRODUCTS GROUP - COMMERCIAL | CW20[N,S,T]**[Q,S,T](2,4,5,B,D,E)********2 |  | Voluntarily Certified | ACAirCoolAllPhase&gt;=135k&lt; | False | False |  |  |  |  | 12.1 |  | 19.5 | 14 | [6 empty] | 238000 | Heating Other Than Electric Re | 08/29/2023 |  | 11/13/2023
Johnson Controls, Inc. | TEMPMASTER, UNITARY PRODUCTS GROUP - COMMERCIAL | CW23[C,E]**[H,K,L](2,4,5,B,D,E)********2 |  | Voluntarily Certified | ACAirCoolAllPhase&gt;=240k&lt; | False | False |  |  |  |  | 11.3 |  | 18.8 | 13.2 | [6 empty] | 276000 | Electric Resistance Heating Or | 08/29/2023 |  | 11/13/2023
Johnson Controls, Inc. | TEMPMASTER, UNITARY PRODUCTS GROUP - COMMERCIAL | CW23[C,E]**[Q,S,T](2,4,5,B,D,E)********2 |  | Voluntarily Certified | ACAirCoolAllPhase&gt;=240k&lt; | False | False |  |  |  |  | 11.3 |  | 18.8 | 13.2 | [6 empty] | 276000 | Electric Resistance Heating Or | 08/29/2023 |  | 11/13/2023
Johnson Controls, Inc. | TEMPMASTER, UNITARY PRODUCTS GROUP - COMMERCIAL | CW23[N,S,T]**[H,K,L](2,4,5,B,D,E)********2 |  | Voluntarily Certified | ACAirCoolAllPhase&gt;=240k&lt; | False | False |  |  |  |  | 11.1 |  | 18.6 | 13 | [6 empty] | 276000 | Heating Other Than Electric Re | 08/29/2023 |  | 11/13/2023
Johnson Controls, Inc. | TEMPMASTER, UNITARY PRODUCTS GROUP - COMMERCIAL | CW23[N,S,T]**[Q,S,T](2,4,5,B,D,E)********2 |  | Voluntarily Certified | ACAirCoolAllPhase&gt;=240k&lt; | False | False |  |  |  |  | 11.1 |  | 18.6 | 13 | [6 empty] | 276000 | Heating Other Than Electric Re | 08/29/2023 |  | 11/13/2023
Johnson Controls, Inc. | TEMPMASTER, UNITARY PRODUCTS GROUP - COMMERCIAL | GTA[1,4][A,M]* |  | Voluntarily Certified | ACAirCoolAllPhase&gt;=240k&lt; | False | False |  |  |  |  | 10.8 |  | 14.9 | 13.2 | [6 empty] | 274000 | Electric Resistance Heating Or | 08/29/2023 |  | 11/13/2023
Johnson Controls, Inc. | TEMPMASTER, UNITARY PRODUCTS GROUP - COMMERCIAL | GTA[1,4][B,C,D,E,F,G,H,K,L]* |  | Voluntarily Certified | ACAirCoolAllPhase&gt;=240k&lt; | False | False |  |  |  |  | 10.6 |  | 14.8 | 13 | [6 empty] | 274000 | Heating Other Than Electric Re | 08/29/2023 |  | 11/13/2023
Johnson Controls, Inc. | TEMPMASTER, UNITARY PRODUCTS GROUP - COMMERCIAL | GTA[2,5][A,M]* |  | Voluntarily Certified | ACAirCoolAllPhase&gt;=240k&lt; | False | False |  |  |  |  | 11.4 |  | 16.7 | 13.2 | [6 empty] | 274000 | Electric Resistance Heating Or | 08/29/2023 |  | 11/13/2023
Johnson Controls, Inc. | TEMPMASTER, UNITARY PRODUCTS GROUP - COMMERCIAL | GTA[2,5][B,C,D,E,F,G,H,K,L]* |  | Voluntarily Certified | ACAirCoolAllPhase&gt;=240k&lt; | False | False |  |  |  |  | 11.2 |  | 16.6 | 13 | [6 empty] | 274000 | Heating Other Than Electric Re | 08/29/2023 |  | 11/13/2023
Johnson Controls, Inc. | TEMPMASTER, UNITARY PRODUCTS GROUP - COMMERCIAL | GTA[3,6][A,M]* |  | Voluntarily Certified | ACAirCoolAllPhase&gt;=240k&lt; | False | False |  |  |  |  | 10.8 |  | 14.9 | 13.2 | [6 empty] | 292000 | Electric Resistance Heating Or | 08/29/2023 |  | 11/13/2023
Johnson Controls, Inc. | TEMPMASTER, UNITARY PRODUCTS GROUP - COMMERCIAL | GTA[3,6][B,C,D,E,F,G,H,K,L]* |  | Voluntarily Certified | ACAirCoolAllPhase&gt;=240k&lt; | False | False |  |  |  |  | 10.6 |  | 14.8 | 13 | [6 empty] | 292000 | Heating Other Than Electric Re | 08/29/2023 |  | 11/13/2023
Johnson Controls, Inc. | TEMPMASTER, UNITARY PRODUCTS GROUP - COMMERCIAL | GTB[1,4][A,M]* |  | Voluntarily Certified | ACAirCoolAllPhase&gt;=240k&lt; | False | False |  |  |  |  | 10.5 |  | 14.3 | 13.2 | [6 empty] | 336000 | Electric Resistance Heating Or | 08/29/2023 |  | 11/13/2023
Johnson Controls, Inc. | TEMPMASTER, UNITARY PRODUCTS GROUP - COMMERCIAL | GTB[1,4][B,C,D,E,F,G,H,K,L]* |  | Voluntarily Certified | ACAirCoolAllPhase&gt;=240k&lt; | False | False |  |  |  |  | 10.3 |  | 14.2 | 13 | [6 empty] | 336000 | Heating Other Than Electric Re | 08/29/2023 |  | 11/13/2023
Johnson Controls, Inc. | TEMPMASTER, UNITARY PRODUCTS GROUP - COMMERCIAL | GTB[2,5][A,M]* |  | Voluntarily Certified | ACAirCoolAllPhase&gt;=240k&lt; | False | False |  |  |  |  | 10.9 |  | 15.2 | 13.2 | [6 empty] | 338000 | Electric Resistance Heating Or | 08/29/2023 |  | 11/13/2023
Johnson Controls, Inc. | TEMPMASTER, UNITARY PRODUCTS GROUP - COMMERCIAL | GTB[2,5][B,C,D,E,F,G,H,K,L]* |  | Voluntarily Certified | ACAirCoolAllPhase&gt;=240k&lt; | False | False |  |  |  |  | 10.7 |  | 15.1 | 13 | [6 empty] | 338000 | Heating Other Than Electric Re | 08/29/2023 |  | 11/13/2023
Johnson Controls, Inc. | TEMPMASTER, UNITARY PRODUCTS GROUP - COMMERCIAL | GTB[3,6][A,M]* |  | Voluntarily Certified | ACAirCoolAllPhase&gt;=240k&lt; | False | False |  |  |  |  | 10.5 |  | 14.3 | 13.2 | [6 empty] | 356000 | Electric Resistance Heating Or | 08/29/2023 |  | 11/13/2023
Johnson Controls, Inc. | TEMPMASTER, UNITARY PRODUCTS GROUP - COMMERCIAL | GTB[3,6][B,C,D,E,F,G,H,K,L]* |  | Voluntarily Certified | ACAirCoolAllPhase&gt;=240k&lt; | False | False |  |  |  |  | 10.3 |  | 14.2 | 13 | [6 empty] | 356000 | Heating Other Than Electric Re | 08/29/2023 |  | 11/13/2023
Johnson Controls, Inc. | TEMPMASTER, UNITARY PRODUCTS GROUP - COMMERCIAL | GTC[1,4][A,M]* |  | Voluntarily Certified | ACAirCoolAllPhase&gt;=240k&lt; | False | False |  |  |  |  | 10.9 |  | 14.6 | 13.2 | [6 empty] | 465000 | Electric Resistance Heating Or | 08/29/2023 |  | 11/13/2023
Johnson Controls, Inc. | TEMPMASTER, UNITARY PRODUCTS GROUP - COMMERCIAL | GTC[1,4][B,C,D,E,F,G,H,K,L]* |  | Voluntarily Certified | ACAirCoolAllPhase&gt;=240k&lt; | False | False |  |  |  |  | 10.7 |  | 14.5 | 13 | [6 empty] | 465000 | Heating Other Than Electric Re | 08/29/2023 |  | 11/13/2023
Johnson Controls, Inc. | TEMPMASTER, UNITARY PRODUCTS GROUP - COMMERCIAL | GTC[2,5][A,M]* |  | Voluntarily Certified | ACAirCoolAllPhase&gt;=240k&lt; | False | False |  |  |  |  | 11.1 |  | 16.1 | 13.2 | [6 empty] | 460000 | Electric Resistance Heating Or | 08/29/2023 |  | 11/13/2023
Johnson Controls, Inc. | TEMPMASTER, UNITARY PRODUCTS GROUP - COMMERCIAL | GTC[2,5][B,C,D,E,F,G,H,K,L]* |  | Voluntarily Certified | ACAirCoolAllPhase&gt;=240k&lt; | False | False |  |  |  |  | 10.9 |  | 16 | 13 | [6 empty] | 460000 | Heating Other Than Electric Re | 08/29/2023 |  | 11/13/2023
Johnson Controls, Inc. | TEMPMASTER, UNITARY PRODUCTS GROUP - COMMERCIAL | GTC[3,6][A,M]* |  | Voluntarily Certified | ACAirCoolAllPhase&gt;=240k&lt; | False | False |  |  |  |  | 10.7 |  | 14.6 | 13.2 | [6 empty] | 490000 | Electric Resistance Heating Or | 08/29/2023 |  | 11/13/2023
Johnson Controls, Inc. | TEMPMASTER, UNITARY PRODUCTS GROUP - COMMERCIAL | GTC[3,6][B,C,D,E,F,G,H,K,L]* |  | Voluntarily Certified | ACAirCoolAllPhase&gt;=240k&lt; | False | False |  |  |  |  | 10.5 |  | 14.5 | 13 | [6 empty] | 490000 | Heating Other Than Electric Re | 08/29/2023 |  | 11/13/2023
Johnson Controls, Inc. | TEMPMASTER, UNITARY PRODUCTS GROUP - COMMERCIAL | GTD[1,4][A,M]* |  | Voluntarily Certified | ACAirCoolAllPhase&gt;=240k&lt; | False | False |  |  |  |  | 10.8 |  | 15 | 13.2 | [6 empty] | 570000 | Electric Resistance Heating Or | 08/29/2023 |  | 11/13/2023
Johnson Controls, Inc. | TEMPMASTER, UNITARY PRODUCTS GROUP - COMMERCIAL | GTD[1,4][B,C,D,E,F,G,H,K,L]* |  | Voluntarily Certified | ACAirCoolAllPhase&gt;=240k&lt; | False | False |  |  |  |  | 10.6 |  | 14.9 | 13 | [6 empty] | 570000 | Heating Other Than Electric Re | 08/29/2023 |  | 11/13/2023
Johnson Controls, Inc. | TEMPMASTER, UNITARY PRODUCTS GROUP - COMMERCIAL | GTD[2,5][A,M]* |  | Voluntarily Certified | ACAirCoolAllPhase&gt;=240k&lt; | False | False |  |  |  |  | 10.9 |  | 15.9 | 13.2 | [6 empty] | 570000 | Electric Resistance Heating Or | 08/29/2023 |  | 11/13/2023
Johnson Controls, Inc. | TEMPMASTER, UNITARY PRODUCTS GROUP - COMMERCIAL | GTD[2,5][B,C,D,E,F,G,H,K,L]* |  | Voluntarily Certified | ACAirCoolAllPhase&gt;=240k&lt; | False | False |  |  |  |  | 10.7 |  | 15.8 | 13 | [6 empty] | 570000 | Heating Other Than Electric Re | 08/29/2023 |  | 11/13/2023
Johnson Controls, Inc. | TEMPMASTER, UNITARY PRODUCTS GROUP - COMMERCIAL | GTD[3,6][A,M]* |  | Voluntarily Certified | ACAirCoolAllPhase&gt;=240k&lt; | False | False |  |  |  |  | 10.5 |  | 14.8 | 13.2 | [6 empty] | 595000 | Electric Resistance Heating Or | 08/29/2023 |  | 11/13/2023
Johnson Controls, Inc. | TEMPMASTER, UNITARY PRODUCTS GROUP - COMMERCIAL | GTD[3,6][B,C,D,E,F,G,H,K,L]* |  | Voluntarily Certified | ACAirCoolAllPhase&gt;=240k&lt; | False | False |  |  |  |  | 10.3 |  | 14.7 | 13 | [6 empty] | 595000 | Heating Other Than Electric Re | 08/29/2023 |  | 11/13/2023
Johnson Controls, Inc. | TEMPMASTER, UNITARY PRODUCTS GROUP - COMMERCIAL | GTF[1,4][A,M]* |  | Voluntarily Certified | ACAirCoolAllPhase&gt;=240k&lt; | False | False |  |  |  |  | 10.5 |  | 15.8 | 13.2 | [6 empty] | 675000 | Electric Resistance Heating Or | 08/29/2023 |  | 11/13/2023
Johnson Controls, Inc. | TEMPMASTER, UNITARY PRODUCTS GROUP - COMMERCIAL | GTF[1,4][B,C,D,E,F,G,H,K,L]* |  | Voluntarily Certified | ACAirCoolAllPhase&gt;=240k&lt; | False | False |  |  |  |  | 10.3 |  | 15.6 | 13 | [6 empty] | 675000 | Heating Other Than Electric Re | 08/29/2023 |  | 11/13/2023
Johnson Controls, Inc. | TEMPMASTER, UNITARY PRODUCTS GROUP - COMMERCIAL | GTF[2,5][A,M]* |  | Voluntarily Certified | ACAirCoolAllPhase&gt;=240k&lt; | False | False |  |  |  |  | 10.8 |  | 16.9 | 13.2 | [6 empty] | 675000 | Electric Resistance Heating Or | 08/29/2023 |  | 11/13/2023
Johnson Controls, Inc. | TEMPMASTER, UNITARY PRODUCTS GROUP - COMMERCIAL | GTF[2,5][B,C,D,E,F,G,H,K,L]* |  | Voluntarily Certified | ACAirCoolAllPhase&gt;=240k&lt; | False | False |  |  |  |  | 10.6 |  | 16.7 | 13 | [6 empty] | 675000 | Heating Other Than Electric Re | 08/29/2023 |  | 11/13/2023
Johnson Controls, Inc. | TEMPMASTER, UNITARY PRODUCTS GROUP - COMMERCIAL | GTF[3,6][A,M]* |  | Voluntarily Certified | ACAirCoolAllPhase&gt;=240k&lt; | False | False |  |  |  |  | 10.5 |  | 15.8 | 13.2 | [6 empty] | 715000 | Electric Resistance Heating Or | 08/29/2023 |  | 11/13/2023
Johnson Controls, Inc. | TEMPMASTER, UNITARY PRODUCTS GROUP - COMMERCIAL | GTF[3,6][B,C,G,K,L]* |  | Voluntarily Certified | ACAirCoolAllPhase&gt;=240k&lt; | False | False |  |  |  |  | 10.3 |  | 15.6 | 13 | [6 empty] | 715000 | Heating Other Than Electric Re | 08/29/2023 |  | 11/13/2023
Johnson Controls, Inc. | TEMPMASTER, UNITARY PRODUCTS GROUP - COMMERCIAL | PV13[C,E]**[P,R](2,4,5,B,D,E)********2 |  | Voluntarily Certified | HPAirCoolAllPhase&gt;=135k&lt; | False | False |  |  |  |  | 10.9 |  | 14 | 13.5 |  |  |  |  | 3.3 | 3.3 | 146000 | Electric Resistance Heating Or | 08/29/2023 |  | 11/13/2023
Johnson Controls, Inc. | TEMPMASTER, UNITARY PRODUCTS GROUP - COMMERCIAL | PV15[C,E]**[P,R](2,4,5,B,D,E)********2 |  | Voluntarily Certified | HPAirCoolAllPhase&gt;=135k&lt; | False | False |  |  |  |  | 10.9 |  | 13.5 | 13.5 |  |  |  |  | 3.3 | 3.3 | 174000 | Electric Resistance Heating Or | 08/29/2023 |  | 11/13/2023
Johnson Controls, Inc. | TEMPMASTER, UNITARY PRODUCTS GROUP - COMMERCIAL | PV20[C,E]**[P,R](2,4,5,B,D,E)********2 |  | Voluntarily Certified | HPAirCoolAllPhase&gt;=135k&lt; | False | False |  |  |  |  | 10.9 |  | 13.5 | 13.5 |  |  |  |  | 3.3 | 3.3 | 234000 | Electric Resistance Heating Or | 08/29/2023 |  | 11/13/2023
Johnson Controls, Inc. | TEMPMASTER, UNITARY PRODUCTS GROUP - COMMERCIAL | TH28[C,E]**[G,H,J,K,L](2,4,5,B,D,E)********2 |  | Voluntarily Certified | ACAirCoolAllPhase&gt;=240k&lt; | False | False |  |  |  |  | 10.8 |  | 15.2 | 13.2 | [6 empty] | 306000 | Electric Resistance Heating Or | 08/29/2023 |  | 11/13/2023
Johnson Controls, Inc. | TEMPMASTER, UNITARY PRODUCTS GROUP - COMMERCIAL | TH28[C,E]**[P,Q,R,S,T](2,4,5,B,D,E)********2 |  | Voluntarily Certified | ACAirCoolAllPhase&gt;=240k&lt; | False | False |  |  |  |  | 10.8 |  | 14.1 | 13.2 | [6 empty] | 308000 | Electric Resistance Heating Or | 08/29/2023 |  | 11/13/2023
Johnson Controls, Inc. | TEMPMASTER, UNITARY PRODUCTS GROUP - COMMERCIAL | TH28[C,E]**[W,X,Y,Z](2,4,5,B,D,E)********2 |  | Voluntarily Certified | ACAirCoolAllPhase&gt;=240k&lt; | False | False |  |  |  |  | 10.8 |  | 14.7 | 13.2 | [6 empty] | 306000 | Electric Resistance Heating Or | 08/29/2023 |  | 11/13/2023
Johnson Controls, Inc. | TEMPMASTER, UNITARY PRODUCTS GROUP - COMMERCIAL | TH28[N,S,T]**[G,H,J,K,L](2,4,5,B,D,E)********2 |  | Voluntarily Certified | ACAirCoolAllPhase&gt;=240k&lt; | False | False |  |  |  |  | 10.5 |  | 14.3 | 13 | [6 empty] | 306000 | Heating Other Than Electric Re | 08/29/2023 |  | 11/13/2023
Johnson Controls, Inc. | TEMPMASTER, UNITARY PRODUCTS GROUP - COMMERCIAL | TH28[N,S,T]**[P,Q,R,S,T](2,4,5,B,D,E)********2 |  | Voluntarily Certified | ACAirCoolAllPhase&gt;=240k&lt; | False | False |  |  |  |  | 10.5 |  | 13.8 | 13 | [6 empty] | 308000 | Heating Other Than Electric Re | 08/29/2023 |  | 11/13/2023
Johnson Controls, Inc. | TEMPMASTER, UNITARY PRODUCTS GROUP - COMMERCIAL | TH28[N,S,T]**[W,X,Y,Z](2,4,5,B,D,E)********2 |  | Voluntarily Certified | ACAirCoolAllPhase&gt;=240k&lt; | False | False |  |  |  |  | 10.5 |  | 14.5 | 13 | [6 empty] | 306000 | Heating Other Than Electric Re | 08/29/2023 |  | 11/13/2023
Johnson Controls, Inc. | TEMPMASTER, UNITARY PRODUCTS GROUP - COMMERCIAL | TH30[C,E]**[G,H,J,K,L](2,4,5,B,D,E)********2 |  | Voluntarily Certified | ACAirCoolAllPhase&gt;=240k&lt; | False | False |  |  |  |  | 10.9 |  | 14.1 | 13.2 | [6 empty] | 330000 | Electric Resistance Heating Or | 08/29/2023 |  | 11/13/2023
Johnson Controls, Inc. | TEMPMASTER, UNITARY PRODUCTS GROUP - COMMERCIAL | TH30[C,E]**[P,Q,R,S,T](2,4,5,B,D,E)********2 |  | Voluntarily Certified | ACAirCoolAllPhase&gt;=240k&lt; | False | False |  |  |  |  | 10.9 |  | 13.6 | 13.2 | [6 empty] | 334000 | Electric Resistance Heating Or | 08/29/2023 |  | 11/13/2023
Johnson Controls, Inc. | TEMPMASTER, UNITARY PRODUCTS GROUP - COMMERCIAL | TH30[C,E]**[W,X,Y,Z](2,4,5,B,D,E)********2 |  | Voluntarily Certified | ACAirCoolAllPhase&gt;=240k&lt; | False | False |  |  |  |  | 10.9 |  | 14.3 | 13.2 | [6 empty] | 330000 | Electric Resistance Heating Or | 08/29/2023 |  | 11/13/2023
Johnson Controls, Inc. | TEMPMASTER, UNITARY PRODUCTS GROUP - COMMERCIAL | TH30[N,S,T]**[G,H,J,K,L](2,4,5,B,D,E)********2 |  | Voluntarily Certified | ACAirCoolAllPhase&gt;=240k&lt; | False | False |  |  |  |  | 10.7 |  | 13.9 | 13 | [6 empty] | 330000 | Heating Other Than Electric Re | 08/29/2023 |  | 11/13/2023
Johnson Controls, Inc. | TEMPMASTER, UNITARY PRODUCTS GROUP - COMMERCIAL | TH30[N,S,T]**[P,Q,R,S,T](2,4,5,B,D,E)********2 |  | Voluntarily Certified | ACAirCoolAllPhase&gt;=240k&lt; | False | False |  |  |  |  | 10.5 |  | 13.4 | 13 | [6 empty] | 334000 | Heating Other Than Electric Re | 08/29/2023 |  | 11/13/2023
Johnson Controls, Inc. | TEMPMASTER, UNITARY PRODUCTS GROUP - COMMERCIAL | TH30[N,S,T]**[W,X,Y,Z](2,4,5,B,D,E)********2 |  | Voluntarily Certified | ACAirCoolAllPhase&gt;=240k&lt; | False | False |  |  |  |  | 10.7 |  | 14.1 | 13 | [6 empty] | 330000 | Heating Other Than Electric Re | 08/29/2023 |  | 11/13/2023
Johnson Controls, Inc. | TEMPMASTER, UNITARY PRODUCTS GROUP - COMMERCIAL | TH35[C,E]**[G,H,J,K,L](2,4,5,B,D,E)********2 |  | Voluntarily Certified | ACAirCoolAllPhase&gt;=240k&lt; | False | False |  |  |  |  | 10.8 |  | 15.2 | 13.2 | [6 empty] | 388000 | Electric Resistance Heating Or | 08/29/2023 |  | 11/13/2023
Johnson Controls, Inc. | TEMPMASTER, UNITARY PRODUCTS GROUP - COMMERCIAL | TH35[C,E]**[P,Q,R,S,T](2,4,5,B,D,E)********2 |  | Voluntarily Certified | ACAirCoolAllPhase&gt;=240k&lt; | False | False |  |  |  |  | 10.7 |  | 14.7 | 13.2 | [6 empty] | 386000 | Electric Resistance Heating Or | 08/29/2023 |  | 11/13/2023
Johnson Controls, Inc. | TEMPMASTER, UNITARY PRODUCTS GROUP - COMMERCIAL | TH35[C,E]**[W,X,Y,Z](2,4,5,B,D,E)********2 |  | Voluntarily Certified | ACAirCoolAllPhase&gt;=240k&lt; | False | False |  |  |  |  | 10.7 |  | 15.4 | 13.2 | [6 empty] | 388000 | Electric Resistance Heating Or | 08/29/2023 |  | 11/13/2023
Johnson Controls, Inc. | TEMPMASTER, UNITARY PRODUCTS GROUP - COMMERCIAL | TH35[N,S,T]**[G,H,J,K,L](2,4,5,B,D,E)********2 |  | Voluntarily Certified | ACAirCoolAllPhase&gt;=240k&lt; | False | False |  |  |  |  | 10.5 |  | 15 | 13 | [6 empty] | 388000 | Heating Other Than Electric Re | 08/29/2023 |  | 11/13/2023
Johnson Controls, Inc. | TEMPMASTER, UNITARY PRODUCTS GROUP - COMMERCIAL | TH35[N,S,T]**[P,Q,R,S,T](2,4,5,B,D,E)********2 |  | Voluntarily Certified | ACAirCoolAllPhase&gt;=240k&lt; | False | False |  |  |  |  | 10.5 |  | 14.4 | 13 | [6 empty] | 386000 | Heating Other Than Electric Re | 08/29/2023 |  | 11/13/2023
Johnson Controls, Inc. | TEMPMASTER, UNITARY PRODUCTS GROUP - COMMERCIAL | TH35[N,S,T]**[W,X,Y,Z](2,4,5,B,D,E)********2 |  | Voluntarily Certified | ACAirCoolAllPhase&gt;=240k&lt; | False | False |  |  |  |  | 10.5 |  | 15.1 | 13 | [6 empty] | 388000 | Heating Other Than Electric Re | 08/29/2023 |  | 11/13/2023
Johnson Controls, Inc. | TEMPMASTER, UNITARY PRODUCTS GROUP - COMMERCIAL | TH40[C,E]**[G,H,J,K,L](2,4,5,B,D,E)********2 |  | Voluntarily Certified | ACAirCoolAllPhase&gt;=240k&lt; | False | False |  |  |  |  | 11.1 |  | 15.4 | 13.2 | [6 empty] | 415000 | Electric Resistance Heating Or | 08/29/2023 |  | 11/13/2023
Johnson Controls, Inc. | TEMPMASTER, UNITARY PRODUCTS GROUP - COMMERCIAL | TH40[C,E]**[P,Q,R,S,T](2,4,5,B,D,E)********2 |  | Voluntarily Certified | ACAirCoolAllPhase&gt;=240k&lt; | False | False |  |  |  |  | 11.1 |  | 14.9 | 13.2 | [6 empty] | 415000 | Electric Resistance Heating Or | 08/29/2023 |  | 11/13/2023
Johnson Controls, Inc. | TEMPMASTER, UNITARY PRODUCTS GROUP - COMMERCIAL | TH40[C,E]**[W,X,Y,Z](2,4,5,B,D,E)********2 |  | Voluntarily Certified | ACAirCoolAllPhase&gt;=240k&lt; | False | False |  |  |  |  | 11.1 |  | 15.4 | 13.2 | [6 empty] | 415000 | Electric Resistance Heating Or | 08/29/2023 |  | 11/13/2023
Johnson Controls, Inc. | TEMPMASTER, UNITARY PRODUCTS GROUP - COMMERCIAL | TH40[N,S,T]**[G,H,J,K,L](2,4,5,B,D,E)********2 |  | Voluntarily Certified | ACAirCoolAllPhase&gt;=240k&lt; | False | False |  |  |  |  | 10.8 |  | 15.2 | 13 | [6 empty] | 415000 | Heating Other Than Electric Re | 08/29/2023 |  | 11/13/2023
Johnson Controls, Inc. | TEMPMASTER, UNITARY PRODUCTS GROUP - COMMERCIAL | TH40[N,S,T]**[P,Q,R,S,T](2,4,5,B,D,E)********2 |  | Voluntarily Certified | ACAirCoolAllPhase&gt;=240k&lt; | False | False |  |  |  |  | 10.8 |  | 14.6 | 13 | [6 empty] | 415000 | Heating Other Than Electric Re | 08/29/2023 |  | 11/13/2023
Johnson Controls, Inc. | TEMPMASTER, UNITARY PRODUCTS GROUP - COMMERCIAL | TH40[N,S,T]**[W,X,Y,Z](2,4,5,B,D,E)********2 |  | Voluntarily Certified | ACAirCoolAllPhase&gt;=240k&lt; | False | False |  |  |  |  | 10.8 |  | 15.2 | 13 | [6 empty] | 415000 | Heating Other Than Electric Re | 08/29/2023 |  | 11/13/2023
Johnson Controls, Inc. | TEMPMASTER, UNITARY PRODUCTS GROUP - COMMERCIAL | TH50[C,E]**[G,H,J,K,L](2,4,5,B,D,E)********2 |  | Voluntarily Certified | ACAirCoolAllPhase&gt;=240k&lt; | False | False |  |  |  |  | 10.8 |  | 16 | 13.2 | [6 empty] | 535000 | Electric Resistance Heating Or | 08/29/2023 |  | 11/13/2023
Johnson Controls, Inc. | TEMPMASTER, UNITARY PRODUCTS GROUP - COMMERCIAL | TH50[C,E]**[P,Q,R,S,T](2,4,5,B,D,E)********2 |  | Voluntarily Certified | ACAirCoolAllPhase&gt;=240k&lt; | False | False |  |  |  |  | 10.5 |  | 14.6 | 13.2 | [6 empty] | 530000 | Electric Resistance Heating Or | 08/29/2023 |  | 11/13/2023
Johnson Controls, Inc. | TEMPMASTER, UNITARY PRODUCTS GROUP - COMMERCIAL | TH50[C,E]**[W,X,Y,Z](2,4,5,B,D,E)********2 |  | Voluntarily Certified | ACAirCoolAllPhase&gt;=240k&lt; | False | False |  |  |  |  | 10.8 |  | 16 | 13.2 | [6 empty] | 535000 | Electric Resistance Heating Or | 08/29/2023 |  | 11/13/2023
Johnson Controls, Inc. | TEMPMASTER, UNITARY PRODUCTS GROUP - COMMERCIAL | TH50[N,S,T]**[G,H,J,K,L](2,4,5,B,D,E)********2 |  | Voluntarily Certified | ACAirCoolAllPhase&gt;=240k&lt; | False | False |  |  |  |  | 10.4 |  | 15.6 | 13 | [6 empty] | 535000 | Heating Other Than Electric Re | 08/29/2023 |  | 11/13/2023
Johnson Controls, Inc. | TEMPMASTER, UNITARY PRODUCTS GROUP - COMMERCIAL | TH50[N,S,T]**[P,Q,R,S,T](2,4,5,B,D,E)********2 |  | Voluntarily Certified | ACAirCoolAllPhase&gt;=240k&lt; | False | False |  |  |  |  | 10.3 |  | 14.4 | 13 | [6 empty] | 530000 | Heating Other Than Electric Re | 08/29/2023 |  | 11/13/2023
Johnson Controls, Inc. | TEMPMASTER, UNITARY PRODUCTS GROUP - COMMERCIAL | TH50[N,S,T]**[W,X,Y,Z](2,4,5,B,D,E)********2 |  | Voluntarily Certified | ACAirCoolAllPhase&gt;=240k&lt; | False | False |  |  |  |  | 10.4 |  | 15.8 | 13 | [6 empty] | 535000 | Heating Other Than Electric Re | 08/29/2023 |  | 11/13/2023
Johnson Controls, Inc. | TEMPMASTER, UNITARY PRODUCTS GROUP - COMMERCIAL | TV28[C,E]**[G,H,J,K,L](2,4,5,B,D,E)********2 |  | Voluntarily Certified | ACAirCoolAllPhase&gt;=240k&lt; | False | False |  |  |  |  | 10.8 |  | 15.2 | 13.2 | [6 empty] | 306000 | Electric Resistance Heating Or | 08/29/2023 |  | 11/13/2023
Johnson Controls, Inc. | TEMPMASTER, UNITARY PRODUCTS GROUP - COMMERCIAL | TV28[C,E]**[P,Q,R,S,T](2,4,5,B,D,E)********2 |  | Voluntarily Certified | ACAirCoolAllPhase&gt;=240k&lt; | False | False |  |  |  |  | 10.8 |  | 14.4 | 13.2 | [6 empty] | 308000 | Electric Resistance Heating Or | 08/29/2023 |  | 11/13/2023
Johnson Controls, Inc. | TEMPMASTER, UNITARY PRODUCTS GROUP - COMMERCIAL | TV28[C,E]**[W,X,Y,Z](2,4,5,B,D,E)********2 |  | Voluntarily Certified | ACAirCoolAllPhase&gt;=240k&lt; | False | False |  |  |  |  | 10.8 |  | 15.2 | 13.2 | [6 empty] | 306000 | Electric Resistance Heating Or | 08/29/2023 |  | 11/13/2023
Johnson Controls, Inc. | TEMPMASTER, UNITARY PRODUCTS GROUP - COMMERCIAL | TV28[N,S,T]**[G,H,J,K,L](2,4,5,B,D,E)********2 |  | Voluntarily Certified | ACAirCoolAllPhase&gt;=240k&lt; | False | False |  |  |  |  | 10.5 |  | 14.6 | 13 | [6 empty] | 306000 | Heating Other Than Electric Re | 08/29/2023 |  | 11/13/2023
Johnson Controls, Inc. | TEMPMASTER, UNITARY PRODUCTS GROUP - COMMERCIAL | TV28[N,S,T]**[P,Q,R,S,T](2,4,5,B,D,E)********2 |  | Voluntarily Certified | ACAirCoolAllPhase&gt;=240k&lt; | False | False |  |  |  |  | 10.5 |  | 13.8 | 13 | [6 empty] | 308000 | Heating Other Than Electric Re | 08/29/2023 |  | 11/13/2023
Johnson Controls, Inc. | TEMPMASTER, UNITARY PRODUCTS GROUP - COMMERCIAL | TV28[N,S,T]**[W,X,Y,Z](2,4,5,B,D,E)********2 |  | Voluntarily Certified | ACAirCoolAllPhase&gt;=240k&lt; | False | False |  |  |  |  | 10.5 |  | 14.8 | 13 | [6 empty] | 306000 | Heating Other Than Electric Re | 08/29/2023 |  | 11/13/2023
Johnson Controls, Inc. | TEMPMASTER, UNITARY PRODUCTS GROUP - COMMERCIAL | TV30[C,E]**[G,H,J,K,L](2,4,5,B,D,E)********2 |  | Voluntarily Certified | ACAirCoolAllPhase&gt;=240k&lt; | False | False |  |  |  |  | 10.9 |  | 15.1 | 13.2 | [6 empty] | 330000 | Electric Resistance Heating Or | 08/29/2023 |  | 11/13/2023
Johnson Controls, Inc. | TEMPMASTER, UNITARY PRODUCTS GROUP - COMMERCIAL | TV30[C,E]**[P,Q,R,S,T](2,4,5,B,D,E)********2 |  | Voluntarily Certified | ACAirCoolAllPhase&gt;=240k&lt; | False | False |  |  |  |  | 10.9 |  | 14.4 | 13.2 | [6 empty] | 336000 | Electric Resistance Heating Or | 08/29/2023 |  | 11/13/2023
Johnson Controls, Inc. | TEMPMASTER, UNITARY PRODUCTS GROUP - COMMERCIAL | TV30[C,E]**[W,X,Y,Z](2,4,5,B,D,E)********2 |  | Voluntarily Certified | ACAirCoolAllPhase&gt;=240k&lt; | False | False |  |  |  |  | 10.9 |  | 14.6 | 13.2 | [6 empty] | 330000 | Electric Resistance Heating Or | 08/29/2023 |  | 11/13/2023
Johnson Controls, Inc. | TEMPMASTER, UNITARY PRODUCTS GROUP - COMMERCIAL | TV30[N,S,T]**[G,H,J,K,L](2,4,5,B,D,E)********2 |  | Voluntarily Certified | ACAirCoolAllPhase&gt;=240k&lt; | False | False |  |  |  |  | 10.8 |  | 14.6 | 13 | [6 empty] | 330000 | Heating Other Than Electric Re | 08/29/2023 |  | 11/13/2023
Johnson Controls, Inc. | TEMPMASTER, UNITARY PRODUCTS GROUP - COMMERCIAL | TV30[N,S,T]**[P,Q,R,S,T](2,4,5,B,D,E)********2 |  | Voluntarily Certified | ACAirCoolAllPhase&gt;=240k&lt; | False | False |  |  |  |  | 10.8 |  | 14 | 13 | [6 empty] | 336000 | Heating Other Than Electric Re | 08/29/2023 |  | 11/13/2023
Johnson Controls, Inc. | TEMPMASTER, UNITARY PRODUCTS GROUP - COMMERCIAL | TV30[N,S,T]**[W,X,Y,Z](2,4,5,B,D,E)********2 |  | Voluntarily Certified | ACAirCoolAllPhase&gt;=240k&lt; | False | False |  |  |  |  | 10.8 |  | 14.3 | 13 | [6 empty] | 330000 | Heating Other Than Electric Re | 08/29/2023 |  | 11/13/2023
Johnson Controls, Inc. | TEMPMASTER, UNITARY PRODUCTS GROUP - COMMERCIAL | TV35[C,E]**[G,H,J,K,L](2,4,5,B,D,E)********2 |  | Voluntarily Certified | ACAirCoolAllPhase&gt;=240k&lt; | False | False |  |  |  |  | 10.8 |  | 15.4 | 13.2 | [6 empty] | 388000 | Electric Resistance Heating Or | 08/29/2023 |  | 11/13/2023
Johnson Controls, Inc. | TEMPMASTER, UNITARY PRODUCTS GROUP - COMMERCIAL | TV35[C,E]**[P,Q,R,S,T](2,4,5,B,D,E)********2 |  | Voluntarily Certified | ACAirCoolAllPhase&gt;=240k&lt; | False | False |  |  |  |  | 10.8 |  | 15.1 | 13.2 | [6 empty] | 388000 | Electric Resistance Heating Or | 08/29/2023 |  | 11/13/2023
Johnson Controls, Inc. | TEMPMASTER, UNITARY PRODUCTS GROUP - COMMERCIAL | TV35[C,E]**[W,X,Y,Z](2,4,5,B,D,E)********2 |  | Voluntarily Certified | ACAirCoolAllPhase&gt;=240k&lt; | False | False |  |  |  |  | 10.8 |  | 15.5 | 13.2 | [6 empty] | 388000 | Electric Resistance Heating Or | 08/29/2023 |  | 11/13/2023
Johnson Controls, Inc. | TEMPMASTER, UNITARY PRODUCTS GROUP - COMMERCIAL | TV35[N,S,T]**[G,H,J,K,L](2,4,5,B,D,E)********2 |  | Voluntarily Certified | ACAirCoolAllPhase&gt;=240k&lt; | False | False |  |  |  |  | 10.5 |  | 15 | 13 | [6 empty] | 388000 | Heating Other Than Electric Re | 08/29/2023 |  | 11/13/2023
Johnson Controls, Inc. | TEMPMASTER, UNITARY PRODUCTS GROUP - COMMERCIAL | TV35[N,S,T]**[P,Q,R,S,T](2,4,5,B,D,E)********2 |  | Voluntarily Certified | ACAirCoolAllPhase&gt;=240k&lt; | False | False |  |  |  |  | 10.5 |  | 14.6 | 13 | [6 empty] | 388000 | Heating Other Than Electric Re | 08/29/2023 |  | 11/13/2023
Johnson Controls, Inc. | TEMPMASTER, UNITARY PRODUCTS GROUP - COMMERCIAL | TV35[N,S,T]**[W,X,Y,Z](2,4,5,B,D,E)********2 |  | Voluntarily Certified | ACAirCoolAllPhase&gt;=240k&lt; | False | False |  |  |  |  | 10.5 |  | 15.2 | 13 | [6 empty] | 388000 | Heating Other Than Electric Re | 08/29/2023 |  | 11/13/2023
Johnson Controls, Inc. | TEMPMASTER, UNITARY PRODUCTS GROUP - COMMERCIAL | TV40[C,E]**[G,H,J,K,L](2,4,5,B,D,E)********2 |  | Voluntarily Certified | ACAirCoolAllPhase&gt;=240k&lt; | False | False |  |  |  |  | 11.1 |  | 15.4 | 13.2 | [6 empty] | 415000 | Electric Resistance Heating Or | 08/29/2023 |  | 11/13/2023
Johnson Controls, Inc. | TEMPMASTER, UNITARY PRODUCTS GROUP - COMMERCIAL | TV40[C,E]**[P,Q,R,S,T](2,4,5,B,D,E)********2 |  | Voluntarily Certified | ACAirCoolAllPhase&gt;=240k&lt; | False | False |  |  |  |  | 11.1 |  | 14.9 | 13.2 | [6 empty] | 415000 | Electric Resistance Heating Or | 08/29/2023 |  | 11/13/2023
Johnson Controls, Inc. | TEMPMASTER, UNITARY PRODUCTS GROUP - COMMERCIAL | TV40[C,E]**[W,X,Y,Z](2,4,5,B,D,E)********2 |  | Voluntarily Certified | ACAirCoolAllPhase&gt;=240k&lt; | False | False |  |  |  |  | 11.1 |  | 16.2 | 13.2 | [6 empty] | 415000 | Electric Resistance Heating Or | 08/29/2023 |  | 11/13/2023
Johnson Controls, Inc. | TEMPMASTER, UNITARY PRODUCTS GROUP - COMMERCIAL | TV40[N,S,T]**[G,H,J,K,L](2,4,5,B,D,E)********2 |  | Voluntarily Certified | ACAirCoolAllPhase&gt;=240k&lt; | False | False |  |  |  |  | 10.8 |  | 15.2 | 13 | [6 empty] | 415000 | Heating Other Than Electric Re | 08/29/2023 |  | 11/13/2023
Johnson Controls, Inc. | TEMPMASTER, UNITARY PRODUCTS GROUP - COMMERCIAL | TV40[N,S,T]**[P,Q,R,S,T](2,4,5,B,D,E)********2 |  | Voluntarily Certified | ACAirCoolAllPhase&gt;=240k&lt; | False | False |  |  |  |  | 10.8 |  | 14.6 | 13 | [6 empty] | 415000 | Heating Other Than Electric Re | 08/29/2023 |  | 11/13/2023
Johnson Controls, Inc. | TEMPMASTER, UNITARY PRODUCTS GROUP - COMMERCIAL | TV40[N,S,T]**[W,X,Y,Z](2,4,5,B,D,E)********2 |  | Voluntarily Certified | ACAirCoolAllPhase&gt;=240k&lt; | False | False |  |  |  |  | 10.8 |  | 16 | 13 | [6 empty] | 415000 | Heating Other Than Electric Re | 08/29/2023 |  | 11/13/2023
Johnson Controls, Inc. | TEMPMASTER, UNITARY PRODUCTS GROUP - COMMERCIAL | TV50[C,E]**[G,H,J,K,L](2,4,5,B,D,E)********2 |  | Voluntarily Certified | ACAirCoolAllPhase&gt;=240k&lt; | False | False |  |  |  |  | 10.8 |  | 16 | 13.2 | [6 empty] | 535000 | Electric Resistance Heating Or | 08/29/2023 |  | 11/13/2023
Johnson Controls, Inc. | TEMPMASTER, UNITARY PRODUCTS GROUP - COMMERCIAL | TV50[C,E]**[P,Q,R,S,T](2,4,5,B,D,E)********2 |  | Voluntarily Certified | ACAirCoolAllPhase&gt;=240k&lt; | False | False |  |  |  |  | 10.6 |  | 15.1 | 13.2 | [6 empty] | 540000 | Electric Resistance Heating Or | 08/29/2023 |  | 11/13/2023
Johnson Controls, Inc. | TEMPMASTER, UNITARY PRODUCTS GROUP - COMMERCIAL | TV50[C,E]**[W,X,Y,Z](2,4,5,B,D,E)********2 |  | Voluntarily Certified | ACAirCoolAllPhase&gt;=240k&lt; | False | False |  |  |  |  | 10.8 |  | 16.2 | 13.2 | [6 empty] | 540000 | Electric Resistance Heating Or | 08/29/2023 |  | 11/13/2023
Johnson Controls, Inc. | TEMPMASTER, UNITARY PRODUCTS GROUP - COMMERCIAL | TV50[N,S,T]**[G,H,J,K,L](2,4,5,B,D,E)********2 |  | Voluntarily Certified | ACAirCoolAllPhase&gt;=240k&lt; | False | False |  |  |  |  | 10.4 |  | 15.8 | 13 | [6 empty] | 535000 | Heating Other Than Electric Re | 08/29/2023 |  | 11/13/2023
Johnson Controls, Inc. | TEMPMASTER, UNITARY PRODUCTS GROUP - COMMERCIAL | TV50[N,S,T]**[P,Q,R,S,T](2,4,5,B,D,E)********2 |  | Voluntarily Certified | ACAirCoolAllPhase&gt;=240k&lt; | False | False |  |  |  |  | 10.4 |  | 14.9 | 13 | [6 empty] | 540000 | Heating Other Than Electric Re | 08/29/2023 |  | 11/13/2023
Johnson Controls, Inc. | TEMPMASTER, UNITARY PRODUCTS GROUP - COMMERCIAL | TV50[N,S,T]**[W,X,Y,Z](2,4,5,B,D,E)********2 |  | Voluntarily Certified | ACAirCoolAllPhase&gt;=240k&lt; | False | False |  |  |  |  | 10.4 |  | 16 | 13 | [6 empty] | 540000 | Heating Other Than Electric Re | 08/29/2023 |  | 11/13/2023
Johnson Controls, Inc. | TEMPMASTER, UNITARY PRODUCTS GROUP - COMMERCIAL | XP078[C,E]**(P,R,S,U,V,X)(2,4,5)*******2 |  | Voluntarily Certified | HPAirCoolAllPhase&gt;=65k&lt;1 | False | False |  |  |  |  | 12 |  | 15.2 | 14.1 |  |  |  |  | 3.5 | 3.4 | 84000 | Electric Resistance Heating Or | 08/29/2023 |  | 11/13/2023
Johnson Controls, Inc. | TEMPMASTER, UNITARY PRODUCTS GROUP - COMMERCIAL | XP090[C,E]**(P,R,S,U,V,X)(2,4,5)*******2 |  | Voluntarily Certified | HPAirCoolAllPhase&gt;=65k&lt;1 | False | False |  |  |  |  | 11.2 |  | 14.6 | 14.1 |  |  |  |  | 3.5 | 3.4 | 92000 | Electric Resistance Heating Or | 08/29/2023 |  | 11/13/2023
Johnson Controls, Inc. | TEMPMASTER, UNITARY PRODUCTS GROUP - COMMERCIAL | XP102[C,E]**(P,R,S,U,V,X)(2,4,5)*******2 |  | Voluntarily Certified | HPAirCoolAllPhase&gt;=65k&lt;1 | False | False |  |  |  |  | 11.1 |  | 14.4 | 14.1 |  |  |  |  | 3.5 | 3.4 | 100000 | Electric Resistance Heating Or | 08/29/2023 |  | 11/13/2023
Johnson Controls, Inc. | TEMPMASTER, UNITARY PRODUCTS GROUP - COMMERCIAL | XP120[C,E]**(P,R,S,U,V,X)(2,4,5)*******2 |  | Voluntarily Certified | HPAirCoolAllPhase&gt;=65k&lt;1 | False | False |  |  |  |  | 11 |  | 14.5 | 14.1 |  |  |  |  | 3.5 | 3.4 | 111000 | Electric Resistance Heating Or | 08/29/2023 |  | 11/13/2023
Johnson Controls, Inc. | TEMPMASTER, UNITARY PRODUCTS GROUP - COMMERCIAL | XP150[C,E]**(P,R,S,U,V,X)(2,4)*******3 |  | Voluntarily Certified | HPAirCoolAllPhase&gt;=135k&lt; | False | False |  |  |  |  | 10.6 |  | 14.5 | 13.5 |  |  |  |  | 3.3 | 3.3 | 142000 | Electric Resistance Heating Or | 08/29/2023 |  | 11/13/2023
Johnson Controls, Inc. | TEMPMASTER, UNITARY PRODUCTS GROUP - COMMERCIAL | XXE08A(2,4,5)*3********* |  | Voluntarily Certified | HPAirCoolAllPhase&gt;=65k&lt;1 | False | False |  |  |  |  | 11.5 |  | 15.1 | 14.1 |  |  |  |  | 3.5 | 3.4 | 90000 | Electric Resistance Heating Or | 08/29/2023 |  | 11/13/2023
Johnson Controls, Inc. | TEMPMASTER, UNITARY PRODUCTS GROUP - COMMERCIAL | XXE09A(2,4,5)*3********* |  | Voluntarily Certified | HPAirCoolAllPhase&gt;=65k&lt;1 | False | False |  |  |  |  | 11.8 |  | 14.4 | 14.1 |  |  |  |  | 3.4 | 3.4 | 102000 | Electric Resistance Heating Or | 08/29/2023 |  | 11/13/2023
Johnson Controls, Inc. | TEMPMASTER, UNITARY PRODUCTS GROUP - COMMERCIAL | XXE12A(2,4,5)*3********3 |  | Voluntarily Certified | HPAirCoolAllPhase&gt;=65k&lt;1 | False | False |  |  |  |  | 11 |  | 14.6 | 14.1 |  |  |  |  | 3.4 | 3.4 | 115000 | Electric Resistance Heating Or | 08/29/2023 |  | 11/13/2023
Johnson Controls, Inc. | TEMPMASTER, UNITARY PRODUCTS GROUP - COMMERCIAL | XXEA7A(2,4,5)*3********* |  | Voluntarily Certified | HPAirCoolAllPhase&gt;=65k&lt;1 | False | False |  |  |  |  | 11 |  | 14.8 | 14.1 |  |  |  |  | 3.5 | 3.4 | 66000 | Electric Resistance Heating Or | 08/29/2023 |  | 11/13/2023
Johnson Controls, Inc. | TEMPMASTER, UNITARY PRODUCTS GROUP - COMMERCIAL | XYE08A(2,4,5)*3******* |  | Voluntarily Certified | HPAirCoolAllPhase&gt;=65k&lt;1 | False | False |  |  |  |  | 12.1 |  | 16 | 14.1 |  |  |  |  | 3.5 | 3.4 | 88000 | Electric Resistance Heating Or | 08/29/2023 |  | 11/13/2023
Johnson Controls, Inc. | TEMPMASTER, UNITARY PRODUCTS GROUP - COMMERCIAL | XYE09A(2,4,5)*3******* |  | Voluntarily Certified | HPAirCoolAllPhase&gt;=65k&lt;1 | False | False |  |  |  |  | 12 |  | 15.8 | 14.1 |  |  |  |  | 3.4 | 3.4 | 98000 | Electric Resistance Heating Or | 08/29/2023 |  | 11/13/2023
Johnson Controls, Inc. | TEMPMASTER, UNITARY PRODUCTS GROUP - COMMERCIAL | XYEA7A(2,4,5)*3********* |  | Voluntarily Certified | HPAirCoolAllPhase&gt;=65k&lt;1 | False | False |  |  |  |  | 12 |  | 16.5 | 14.1 |  |  |  |  | 3.4 | 3.4 | 70000 | Electric Resistance Heating Or | 08/29/2023 |  | 11/13/2023
Johnson Controls, Inc. | TEMPMASTER, UNITARY PRODUCTS GROUP - COMMERCIAL | ZB078[C,E]**(E,G,H,K,L,N)(2,4,5)*******2 |  | Voluntarily Certified | ACAirCoolAllPhase&gt;=65k&lt;1 | False | False |  |  |  |  | 12.2 |  | 16 | 14.8 | [6 empty] | 76000 | Electric Resistance Heating Or | 08/29/2023 |  | 11/13/2023
Johnson Controls, Inc. | TEMPMASTER, UNITARY PRODUCTS GROUP - COMMERCIAL | ZB078[C,E]**(P,R,S,U,V,X)(2,4,5)*******2 |  | Voluntarily Certified | ACAirCoolAllPhase&gt;=65k&lt;1 | False | False |  |  |  |  | 12.2 |  | 16 | 14.8 | [6 empty] | 76000 | Electric Resistance Heating Or | 08/29/2023 |  | 11/13/2023
Johnson Controls, Inc. | TEMPMASTER, UNITARY PRODUCTS GROUP - COMMERCIAL | ZB078[N,S]**(E,G,H,K,L,N)(2,4,5)*******2 |  | Voluntarily Certified | ACAirCoolAllPhase&gt;=65k&lt;1 | False | False |  |  |  |  | 12 |  | 15.8 | 14.6 | [6 empty] | 76000 | Heating Other Than Electric Re | 08/29/2023 |  | 11/13/2023
Johnson Controls, Inc. | TEMPMASTER, UNITARY PRODUCTS GROUP - COMMERCIAL | ZB078[N,S]**(P,R,S,U,V,X)(2,4,5)*******2 |  | Voluntarily Certified | ACAirCoolAllPhase&gt;=65k&lt;1 | False | False |  |  |  |  | 12 |  | 15.8 | 14.6 | [6 empty] | 76000 | Heating Other Than Electric Re | 08/29/2023 |  | 11/13/2023
Johnson Controls, Inc. | TEMPMASTER, UNITARY PRODUCTS GROUP - COMMERCIAL | ZB090[C,E]**(E,G,H,K,L,N)(2,4,5)*******2 |  | Voluntarily Certified | ACAirCoolAllPhase&gt;=65k&lt;1 | False | False |  |  |  |  | 12.2 |  | 15.6 | 14.8 | [6 empty] | 87000 | Electric Resistance Heating Or | 08/29/2023 |  | 11/13/2023
Johnson Controls, Inc. | TEMPMASTER, UNITARY PRODUCTS GROUP - COMMERCIAL | ZB090[C,E]**(P,R,S,U,V,X)(2,4,5)*******2 |  | Voluntarily Certified | ACAirCoolAllPhase&gt;=65k&lt;1 | False | False |  |  |  |  | 12.2 |  | 15.6 | 14.8 | [6 empty] | 87000 | Electric Resistance Heating Or | 08/29/2023 |  | 11/13/2023
Johnson Controls, Inc. | TEMPMASTER, UNITARY PRODUCTS GROUP - COMMERCIAL | ZB090[N,S]**(E,G,H,K,L,N)(2,4,5)*******2 |  | Voluntarily Certified | ACAirCoolAllPhase&gt;=65k&lt;1 | False | False |  |  |  |  | 12 |  | 15.4 | 14.6 | [6 empty] | 87000 | Heating Other Than Electric Re | 08/29/2023 |  | 11/13/2023
Johnson Controls, Inc. | TEMPMASTER, UNITARY PRODUCTS GROUP - COMMERCIAL | ZB090[N,S]**(P,R,S,U,V,X)(2,4,5)*******2 |  | Voluntarily Certified | ACAirCoolAllPhase&gt;=65k&lt;1 | False | False |  |  |  |  | 12 |  | 15.4 | 14.6 | [6 empty] | 87000 | Heating Other Than Electric Re | 08/29/2023 |  | 11/13/2023
Johnson Controls, Inc. | TEMPMASTER, UNITARY PRODUCTS GROUP - COMMERCIAL | ZB102[C,E]**(E,G,H,K,L,N)(2,4,5)*******2 |  | Voluntarily Certified | ACAirCoolAllPhase&gt;=65k&lt;1 | False | False |  |  |  |  | 12.2 |  | 15.8 | 14.8 | [6 empty] | 98000 | Electric Resistance Heating Or | 08/29/2023 |  | 11/13/2023
Johnson Controls, Inc. | TEMPMASTER, UNITARY PRODUCTS GROUP - COMMERCIAL | ZB102[C,E]**(P,R,S,U,V,X)(2,4,5)*******2 |  | Voluntarily Certified | ACAirCoolAllPhase&gt;=65k&lt;1 | False | False |  |  |  |  | 12.2 |  | 16 | 14.8 | [6 empty] | 98000 | Electric Resistance Heating Or | 08/29/2023 |  | 11/13/2023
Johnson Controls, Inc. | TEMPMASTER, UNITARY PRODUCTS GROUP - COMMERCIAL | ZB102[N,S]**(E,G,H,K,L,N)(2,4,5)*******2 |  | Voluntarily Certified | ACAirCoolAllPhase&gt;=65k&lt;1 | False | False |  |  |  |  | 12 |  | 15.6 | 14.6 | [6 empty] | 98000 | Heating Other Than Electric Re | 08/29/2023 |  | 11/13/2023
Johnson Controls, Inc. | TEMPMASTER, UNITARY PRODUCTS GROUP - COMMERCIAL | ZB102[N,S]**(P,R,S,U,V,X)(2,4,5)*******2 |  | Voluntarily Certified | ACAirCoolAllPhase&gt;=65k&lt;1 | False | False |  |  |  |  | 12 |  | 15.8 | 14.6 | [6 empty] | 98000 | Heating Other Than Electric Re | 08/29/2023 |  | 11/13/2023
Johnson Controls, Inc. | TEMPMASTER, UNITARY PRODUCTS GROUP - COMMERCIAL | ZB120[C,E]**(E,G,H,K,L,N)(2,4,5)*******2 |  | Voluntarily Certified | ACAirCoolAllPhase&gt;=65k&lt;1 | False | False |  |  |  |  | 12 |  | 15 | 14.8 | [6 empty] | 114000 | Electric Resistance Heating Or | 08/29/2023 |  | 11/13/2023
Johnson Controls, Inc. | TEMPMASTER, UNITARY PRODUCTS GROUP - COMMERCIAL | ZB120[C,E]**(P,R,S,U,V,X)(2,4,5)*******2 |  | Voluntarily Certified | ACAirCoolAllPhase&gt;=65k&lt;1 | False | False |  |  |  |  | 12 |  | 15 | 14.8 | [6 empty] | 114000 | Electric Resistance Heating Or | 08/29/2023 |  | 11/13/2023
Johnson Controls, Inc. | TEMPMASTER, UNITARY PRODUCTS GROUP - COMMERCIAL | ZB120[N,S]**(E,G,H,K,L,N)(2,4,5)*******2 |  | Voluntarily Certified | ACAirCoolAllPhase&gt;=65k&lt;1 | False | False |  |  |  |  | 12 |  | 15 | 14.6 | [6 empty] | 114000 | Heating Other Than Electric Re | 08/29/2023 |  | 11/13/2023
Johnson Controls, Inc. | TEMPMASTER, UNITARY PRODUCTS GROUP - COMMERCIAL | ZB120[N,S]**(P,R,S,U,V,X)(2,4,5)*******2 |  | Voluntarily Certified | ACAirCoolAllPhase&gt;=65k&lt;1 | False | False |  |  |  |  | 12 |  | 15 | 14.6 | [6 empty] | 114000 | Heating Other Than Electric Re | 08/29/2023 |  | 11/13/2023
Johnson Controls, Inc. | TEMPMASTER, UNITARY PRODUCTS GROUP - COMMERCIAL | ZB150[C,E]**(E,G,H,K,L,N)(2,4,5)*******2 |  | Voluntarily Certified | ACAirCoolAllPhase&gt;=135k&lt; | False | False |  |  |  |  | 12.2 |  | 16 | 14.2 | [6 empty] | 142000 | Electric Resistance Heating Or | 08/29/2023 |  | 11/13/2023
Johnson Controls, Inc. | TEMPMASTER, UNITARY PRODUCTS GROUP - COMMERCIAL | ZB150[C,E]**(P,R,S,U,V,X)(2,4,5)*******2 |  | Voluntarily Certified | ACAirCoolAllPhase&gt;=135k&lt; | False | False |  |  |  |  | 12.2 |  | 16 | 14.2 | [6 empty] | 142000 | Electric Resistance Heating Or | 08/29/2023 |  | 11/13/2023
Johnson Controls, Inc. | TEMPMASTER, UNITARY PRODUCTS GROUP - COMMERCIAL | ZB150[N,S]**(E,G,H,K,L,N)(2,4,5)*******2 |  | Voluntarily Certified | ACAirCoolAllPhase&gt;=135k&lt; | False | False |  |  |  |  | 12 |  | 15.8 | 14 | [6 empty] | 142000 | Heating Other Than Electric Re | 08/29/2023 |  | 11/13/2023
Johnson Controls, Inc. | TEMPMASTER, UNITARY PRODUCTS GROUP - COMMERCIAL | ZB150[N,S]**(P,R,S,U,V,X)(2,4,5)*******2 |  | Voluntarily Certified | ACAirCoolAllPhase&gt;=135k&lt; | False | False |  |  |  |  | 12 |  | 15.8 | 14 | [6 empty] | 142000 | Heating Other Than Electric Re | 08/29/2023 |  | 11/13/2023
Johnson Controls, Inc. | TEMPMASTER, UNITARY PRODUCTS GROUP - COMMERCIAL | ZE072(C,E)***(2,4,5)******** |  | Voluntarily Certified | ACAirCoolAllPhase&gt;=65k&lt;1 | False | False |  |  |  |  | 11.2 |  | 15 | 14.8 | [6 empty] | 66000 | Electric Resistance Heating Or | 08/29/2023 |  | 11/13/2023
Johnson Controls, Inc. | TEMPMASTER, UNITARY PRODUCTS GROUP - COMMERCIAL | ZE072(H,J,N,S)***(2,4,5)******** |  | Voluntarily Certified | ACAirCoolAllPhase&gt;=65k&lt;1 | False | False |  |  |  |  | 11 |  | 15 | 14.6 | [6 empty] | 66000 | Heating Other Than Electric Re | 08/29/2023 |  | 11/13/2023
Johnson Controls, Inc. | TEMPMASTER, UNITARY PRODUCTS GROUP - COMMERCIAL | ZJ078[C,E]**(E,G,H,K,L,N)(2,4,5)*******3 |  | Voluntarily Certified | ACAirCoolAllPhase&gt;=65k&lt;1 | False | False |  |  |  |  | 12 |  | 15.2 | 14.8 | [6 empty] | 76000 | Electric Resistance Heating Or | 08/29/2023 |  | 11/13/2023
Johnson Controls, Inc. | TEMPMASTER, UNITARY PRODUCTS GROUP - COMMERCIAL | ZJ078[C,E]**(P,R,S,U,V,X)(2,4,5)*******3 |  | Voluntarily Certified | ACAirCoolAllPhase&gt;=65k&lt;1 | False | False |  |  |  |  | 12 |  | 15.2 | 14.8 | [6 empty] | 76000 | Electric Resistance Heating Or | 08/29/2023 |  | 11/13/2023
Johnson Controls, Inc. | TEMPMASTER, UNITARY PRODUCTS GROUP - COMMERCIAL | ZJ078[N,S]**(E,G,H,K,L,N)(2,4,5)*******3 |  | Voluntarily Certified | ACAirCoolAllPhase&gt;=65k&lt;1 | False | False |  |  |  |  | 11.8 |  | 15 | 14.6 | [6 empty] | 76000 | Heating Other Than Electric Re | 08/29/2023 |  | 11/13/2023
Johnson Controls, Inc. | TEMPMASTER, UNITARY PRODUCTS GROUP - COMMERCIAL | ZJ078[N,S]**(P,R,S,U,V,X)(2,4,5)*******3 |  | Voluntarily Certified | ACAirCoolAllPhase&gt;=65k&lt;1 | False | False |  |  |  |  | 11.8 |  | 15 | 14.6 | [6 empty] | 76000 | Heating Other Than Electric Re | 08/29/2023 |  | 11/13/2023
Johnson Controls, Inc. | TEMPMASTER, UNITARY PRODUCTS GROUP - COMMERCIAL | ZJ090[C,E]**(E,G,H,K,L,N)(2,4,5)*******3 |  | Voluntarily Certified | ACAirCoolAllPhase&gt;=65k&lt;1 | False | False |  |  |  |  | 12 |  | 14.8 | 14.8 | [6 empty] | 86000 | Electric Resistance Heating Or | 08/29/2023 |  | 11/13/2023
Johnson Controls, Inc. | TEMPMASTER, UNITARY PRODUCTS GROUP - COMMERCIAL | ZJ090[C,E]**(P,R,S,U,V,X)(2,4,5)*******3 |  | Voluntarily Certified | ACAirCoolAllPhase&gt;=65k&lt;1 | False | False |  |  |  |  | 12 |  | 15.2 | 14.8 | [6 empty] | 86000 | Electric Resistance Heating Or | 08/29/2023 |  | 11/13/2023
Johnson Controls, Inc. | TEMPMASTER, UNITARY PRODUCTS GROUP - COMMERCIAL | ZJ090[N,S]**(E,G,H,K,L,N)(2,4,5)*******3 |  | Voluntarily Certified | ACAirCoolAllPhase&gt;=65k&lt;1 | False | False |  |  |  |  | 12 |  | 14.6 | 14.6 | [6 empty] | 86000 | Heating Other Than Electric Re | 08/29/2023 |  | 11/13/2023
Johnson Controls, Inc. | TEMPMASTER, UNITARY PRODUCTS GROUP - COMMERCIAL | ZJ090[N,S]**(P,R,S,U,V,X)(2,4,5)*******3 |  | Voluntarily Certified | ACAirCoolAllPhase&gt;=65k&lt;1 | False | False |  |  |  |  | 12 |  | 15 | 14.6 | [6 empty] | 86000 | Heating Other Than Electric Re | 08/29/2023 |  | 11/13/2023
Johnson Controls, Inc. | TEMPMASTER, UNITARY PRODUCTS GROUP - COMMERCIAL | ZJ102[C,E]**(E,G,H,K,L,N)(2,4,5)*******3 |  | Voluntarily Certified | ACAirCoolAllPhase&gt;=65k&lt;1 | False | False |  |  |  |  | 12.2 |  | 14.8 | 14.8 | [6 empty] | 95000 | Electric Resistance Heating Or | 08/29/2023 |  | 11/13/2023
Johnson Controls, Inc. | TEMPMASTER, UNITARY PRODUCTS GROUP - COMMERCIAL | ZJ102[C,E]**(P,R,S,U,V,X)(2,4,5)*******3 |  | Voluntarily Certified | ACAirCoolAllPhase&gt;=65k&lt;1 | False | False |  |  |  |  | 12.2 |  | 14.8 | 14.8 | [6 empty] | 95000 | Electric Resistance Heating Or | 08/29/2023 |  | 11/13/2023
Johnson Controls, Inc. | TEMPMASTER, UNITARY PRODUCTS GROUP - COMMERCIAL | ZJ102[N,S]**(E,G,H,K,L,N)(2,4,5)*******3 |  | Voluntarily Certified | ACAirCoolAllPhase&gt;=65k&lt;1 | False | False |  |  |  |  | 12 |  | 14.6 | 14.6 | [6 empty] | 95000 | Heating Other Than Electric Re | 08/29/2023 |  | 11/13/2023
Johnson Controls, Inc. | TEMPMASTER, UNITARY PRODUCTS GROUP - COMMERCIAL | ZJ102[N,S]**(P,R,S,U,V,X)(2,4,5)*******3 |  | Voluntarily Certified | ACAirCoolAllPhase&gt;=65k&lt;1 | False | False |  |  |  |  | 12 |  | 14.6 | 14.6 | [6 empty] | 95000 | Heating Other Than Electric Re | 08/29/2023 |  | 11/13/2023
Johnson Controls, Inc. | TEMPMASTER, UNITARY PRODUCTS GROUP - COMMERCIAL | ZJ120[C,E]**(E,G,H,K,L,N)(2,4,5)*******3 |  | Voluntarily Certified | ACAirCoolAllPhase&gt;=65k&lt;1 | False | False |  |  |  |  | 12 |  | 15.2 | 14.8 | [6 empty] | 120000 | Electric Resistance Heating Or | 08/29/2023 |  | 11/13/2023
Johnson Controls, Inc. | TEMPMASTER, UNITARY PRODUCTS GROUP - COMMERCIAL | ZJ120[C,E]**(P,R,S,U,V,X)(2,4,5)*******3 |  | Voluntarily Certified | ACAirCoolAllPhase&gt;=65k&lt;1 | False | False |  |  |  |  | 12 |  | 15.2 | 14.8 | [6 empty] | 120000 | Electric Resistance Heating Or | 08/29/2023 |  | 11/13/2023
Johnson Controls, Inc. | TEMPMASTER, UNITARY PRODUCTS GROUP - COMMERCIAL | ZJ120[N,S]**(E,G,H,K,L,N)(2,4,5)*******3 |  | Voluntarily Certified | ACAirCoolAllPhase&gt;=65k&lt;1 | False | False |  |  |  |  | 12 |  | 15 | 14.6 | [6 empty] | 120000 | Heating Other Than Electric Re | 08/29/2023 |  | 11/13/2023
Johnson Controls, Inc. | TEMPMASTER, UNITARY PRODUCTS GROUP - COMMERCIAL | ZJ120[N,S]**(P,R,S,U,V,X)(2,4,5)*******3 |  | Voluntarily Certified | ACAirCoolAllPhase&gt;=65k&lt;1 | False | False |  |  |  |  | 12 |  | 15 | 14.6 | [6 empty] | 120000 | Heating Other Than Electric Re | 08/29/2023 |  | 11/13/2023
Johnson Controls, Inc. | TEMPMASTER, UNITARY PRODUCTS GROUP - COMMERCIAL | ZJ150[C,E]**(E,G,H,K,L,N)(2,4,5)*******2 |  | Voluntarily Certified | ACAirCoolAllPhase&gt;=135k&lt; | False | False |  |  |  |  | 12.1 |  | 15.4 | 14.2 | [6 empty] | 150000 | Electric Resistance Heating Or | 08/29/2023 |  | 11/13/2023
Johnson Controls, Inc. | TEMPMASTER, UNITARY PRODUCTS GROUP - COMMERCIAL | ZJ150[C,E]**(P,R,S,U,V,X)(2,4,5)*******2 |  | Voluntarily Certified | ACAirCoolAllPhase&gt;=135k&lt; | False | False |  |  |  |  | 12.1 |  | 15.4 | 14.2 | [6 empty] | 150000 | Electric Resistance Heating Or | 08/29/2023 |  | 11/13/2023
Johnson Controls, Inc. | TEMPMASTER, UNITARY PRODUCTS GROUP - COMMERCIAL | ZJ150[N,S]**(E,G,H,K,L,N)(2,4,5)*******2 |  | Voluntarily Certified | ACAirCoolAllPhase&gt;=135k&lt; | False | False |  |  |  |  | 12 |  | 15.2 | 14 | [6 empty] | 150000 | Heating Other Than Electric Re | 08/29/2023 |  | 11/13/2023
Johnson Controls, Inc. | TEMPMASTER, UNITARY PRODUCTS GROUP - COMMERCIAL | ZJ150[N,S]**(P,R,S,U,V,X)(2,4,5)*******2 |  | Voluntarily Certified | ACAirCoolAllPhase&gt;=135k&lt; | False | False |  |  |  |  | 12 |  | 15.2 | 14 | [6 empty] | 150000 | Heating Other Than Electric Re | 08/29/2023 |  | 11/13/2023
Johnson Controls, Inc. | TEMPMASTER, UNITARY PRODUCTS GROUP - COMMERCIAL | ZLE08A(2,4,5)*2********* |  | Voluntarily Certified | ACAirCoolAllPhase&gt;=65k&lt;1 | False | False |  |  |  |  | 12.2 |  | 15.4 | 14.8 | [6 empty] | 89000 | Electric Resistance Heating Or | 08/29/2023 |  | 11/13/2023
Johnson Controls, Inc. | TEMPMASTER, UNITARY PRODUCTS GROUP - COMMERCIAL | ZLE08A(2,4,5)*3********* |  | Voluntarily Certified | ACAirCoolAllPhase&gt;=65k&lt;1 | False | False |  |  |  |  | 12.2 |  | 15.8 | 14.8 | [6 empty] | 89000 | Electric Resistance Heating Or | 08/29/2023 |  | 11/13/2023
Johnson Controls, Inc. | TEMPMASTER, UNITARY PRODUCTS GROUP - COMMERCIAL | ZLE09A(2,4,5)*2********* |  | Voluntarily Certified | ACAirCoolAllPhase&gt;=65k&lt;1 | False | False |  |  |  |  | 12.2 |  | 15.9 | 14.8 | [6 empty] | 98000 | Electric Resistance Heating Or | 08/29/2023 |  | 11/13/2023
Johnson Controls, Inc. | TEMPMASTER, UNITARY PRODUCTS GROUP - COMMERCIAL | ZLE09A(2,4,5)*3********* |  | Voluntarily Certified | ACAirCoolAllPhase&gt;=65k&lt;1 | False | False |  |  |  |  | 12.2 |  | 16.3 | 14.8 | [6 empty] | 98000 | Electric Resistance Heating Or | 08/29/2023 |  | 11/13/2023
Johnson Controls, Inc. | TEMPMASTER, UNITARY PRODUCTS GROUP - COMMERCIAL | ZLE12A(2,4,5)*2********* |  | Voluntarily Certified | ACAirCoolAllPhase&gt;=65k&lt;1 | False | False |  |  |  |  | 12.2 |  | 15.4 | 14.8 | [6 empty] | 116000 | Electric Resistance Heating Or | 08/29/2023 |  | 11/13/2023
Johnson Controls, Inc. | TEMPMASTER, UNITARY PRODUCTS GROUP - COMMERCIAL | ZLE12A(2,4,5)*3********* |  | Voluntarily Certified | ACAirCoolAllPhase&gt;=65k&lt;1 | False | False |  |  |  |  | 12.2 |  | 15.6 | 14.8 | [6 empty] | 116000 | Electric Resistance Heating Or | 08/29/2023 |  | 11/13/2023
Johnson Controls, Inc. | TEMPMASTER, UNITARY PRODUCTS GROUP - COMMERCIAL | ZLE14A(2,4,5)*2********* |  | Voluntarily Certified | ACAirCoolAllPhase&gt;=135k&lt; | False | False |  |  |  |  | 11.2 |  | 14.7 | 14.2 | [6 empty] | 135000 | Electric Resistance Heating Or | 08/29/2023 |  | 11/13/2023
Johnson Controls, Inc. | TEMPMASTER, UNITARY PRODUCTS GROUP - COMMERCIAL | ZLE14A(2,4,5)*3********* |  | Voluntarily Certified | ACAirCoolAllPhase&gt;=135k&lt; | False | False |  |  |  |  | 11.2 |  | 14.9 | 14.2 | [6 empty] | 135000 | Electric Resistance Heating Or | 08/29/2023 |  | 11/13/2023
Johnson Controls, Inc. | TEMPMASTER, UNITARY PRODUCTS GROUP - COMMERCIAL | ZLG08*(2,4,5)*2********* |  | Voluntarily Certified | ACAirCoolAllPhase&gt;=65k&lt;1 | False | False |  |  |  |  | 12 |  | 15.2 | 14.6 | [6 empty] | 89000 | Heating Other Than Electric Re | 08/29/2023 |  | 11/13/2023
Johnson Controls, Inc. | TEMPMASTER, UNITARY PRODUCTS GROUP - COMMERCIAL | ZLG08*(2,4,5)*3********* |  | Voluntarily Certified | ACAirCoolAllPhase&gt;=65k&lt;1 | False | False |  |  |  |  | 12 |  | 15.6 | 14.6 | [6 empty] | 89000 | Heating Other Than Electric Re | 08/29/2023 |  | 11/13/2023
Johnson Controls, Inc. | TEMPMASTER, UNITARY PRODUCTS GROUP - COMMERCIAL | ZLG09*(2,4,5)*2********* |  | Voluntarily Certified | ACAirCoolAllPhase&gt;=65k&lt;1 | False | False |  |  |  |  | 12 |  | 15.7 | 14.6 | [6 empty] | 98000 | Heating Other Than Electric Re | 08/29/2023 |  | 11/13/2023
Johnson Controls, Inc. | TEMPMASTER, UNITARY PRODUCTS GROUP - COMMERCIAL | ZLG09*(2,4,5)*3********* |  | Voluntarily Certified | ACAirCoolAllPhase&gt;=65k&lt;1 | False | False |  |  |  |  | 12 |  | 16.1 | 14.6 | [6 empty] | 98000 | Heating Other Than Electric Re | 08/29/2023 |  | 11/13/2023
Johnson Controls, Inc. | TEMPMASTER, UNITARY PRODUCTS GROUP - COMMERCIAL | ZLG12*(2,4,5)*2********* |  | Voluntarily Certified | ACAirCoolAllPhase&gt;=65k&lt;1 | False | False |  |  |  |  | 12 |  | 15.2 | 14.6 | [6 empty] | 116000 | Heating Other Than Electric Re | 08/29/2023 |  | 11/13/2023
Johnson Controls, Inc. | TEMPMASTER, UNITARY PRODUCTS GROUP - COMMERCIAL | ZLG12*(2,4,5)*3********* |  | Voluntarily Certified | ACAirCoolAllPhase&gt;=65k&lt;1 | False | False |  |  |  |  | 12 |  | 15.4 | 14.6 | [6 empty] | 116000 | Heating Other Than Electric Re | 08/29/2023 |  | 11/13/2023
Johnson Controls, Inc. | TEMPMASTER, UNITARY PRODUCTS GROUP - COMMERCIAL | ZLG14*(2,4,5)*2********* |  | Voluntarily Certified | ACAirCoolAllPhase&gt;=135k&lt; | False | False |  |  |  |  | 11 |  | 14.5 | 14 | [6 empty] | 135000 | Heating Other Than Electric Re | 08/29/2023 |  | 11/13/2023
Johnson Controls, Inc. | TEMPMASTER, UNITARY PRODUCTS GROUP - COMMERCIAL | ZLG14*(2,4,5)*3********* |  | Voluntarily Certified | ACAirCoolAllPhase&gt;=135k&lt; | False | False |  |  |  |  | 11 |  | 14.7 | 14 | [6 empty] | 135000 | Heating Other Than Electric Re | 08/29/2023 |  | 11/13/2023
Johnson Controls, Inc. | TEMPMASTER, UNITARY PRODUCTS GROUP - COMMERCIAL | ZT078[C,E]**(E,G,H,K,L,N)(2,4)*******2 |  | Voluntarily Certified | ACAirCoolAllPhase&gt;=65k&lt;1 | False | False |  |  |  |  | 12.6 |  | 20.5 | 14.8 | [6 empty] | 74000 | Electric Resistance Heating Or | 08/29/2023 |  | 11/13/2023
Johnson Controls, Inc. | TEMPMASTER, UNITARY PRODUCTS GROUP - COMMERCIAL | ZT078[C,E]**(P,R,S,U,V,X)(2,4)*******2 |  | Voluntarily Certified | ACAirCoolAllPhase&gt;=65k&lt;1 | False | False |  |  |  |  | 12.6 |  | 21.2 | 14.8 | [6 empty] | 74000 | Electric Resistance Heating Or | 08/29/2023 |  | 11/13/2023
Johnson Controls, Inc. | TEMPMASTER, UNITARY PRODUCTS GROUP - COMMERCIAL | ZT078[N,S]**(E,G,H,K,L,N)(2,4)*******2 |  | Voluntarily Certified | ACAirCoolAllPhase&gt;=65k&lt;1 | False | False |  |  |  |  | 12.4 |  | 20.5 | 14.6 | [6 empty] | 74000 | Heating Other Than Electric Re | 08/29/2023 |  | 11/13/2023
Johnson Controls, Inc. | TEMPMASTER, UNITARY PRODUCTS GROUP - COMMERCIAL | ZT078[N,S]**(P,R,S,U,V,X)(2,4)*******2 |  | Voluntarily Certified | ACAirCoolAllPhase&gt;=65k&lt;1 | False | False |  |  |  |  | 12.4 |  | 21.2 | 14.6 | [6 empty] | 74000 | Heating Other Than Electric Re | 08/29/2023 |  | 11/13/2023
Johnson Controls, Inc. | TEMPMASTER, UNITARY PRODUCTS GROUP - COMMERCIAL | ZT090[C,E]**(E,G,H,K,L,N)(2,4)*******2 |  | Voluntarily Certified | ACAirCoolAllPhase&gt;=65k&lt;1 | False | False |  |  |  |  | 13.1 |  | 20.5 | 14.8 | [6 empty] | 89000 | Electric Resistance Heating Or | 08/29/2023 |  | 11/13/2023
Johnson Controls, Inc. | TEMPMASTER, UNITARY PRODUCTS GROUP - COMMERCIAL | ZT090[C,E]**(P,R,S,U,V,X)(2,4)*******2 |  | Voluntarily Certified | ACAirCoolAllPhase&gt;=65k&lt;1 | False | False |  |  |  |  | 13.1 |  | 21 | 14.8 | [6 empty] | 89000 | Electric Resistance Heating Or | 08/29/2023 |  | 11/13/2023
Johnson Controls, Inc. | TEMPMASTER, UNITARY PRODUCTS GROUP - COMMERCIAL | ZT090[N,S]**(E,G,H,K,L,N)(2,4)*******2 |  | Voluntarily Certified | ACAirCoolAllPhase&gt;=65k&lt;1 | False | False |  |  |  |  | 13.1 |  | 20.5 | 14.6 | [6 empty] | 89000 | Heating Other Than Electric Re | 08/29/2023 |  | 11/13/2023
Johnson Controls, Inc. | TEMPMASTER, UNITARY PRODUCTS GROUP - COMMERCIAL | ZT090[N,S]**(P,R,S,U,V,X)(2,4)*******2 |  | Voluntarily Certified | ACAirCoolAllPhase&gt;=65k&lt;1 | False | False |  |  |  |  | 13.1 |  | 21 | 14.6 | [6 empty] | 89000 | Heating Other Than Electric Re | 08/29/2023 |  | 11/13/2023
Johnson Controls, Inc. | TEMPMASTER, UNITARY PRODUCTS GROUP - COMMERCIAL | ZT102[C,E]**(E,G,H,K,L,N)(2,4)*******2 |  | Voluntarily Certified | ACAirCoolAllPhase&gt;=65k&lt;1 | False | False |  |  |  |  | 13.1 |  | 18.2 | 14.8 | [6 empty] | 101000 | Electric Resistance Heating Or | 08/29/2023 |  | 11/13/2023
Johnson Controls, Inc. | TEMPMASTER, UNITARY PRODUCTS GROUP - COMMERCIAL | ZT102[C,E]**(P,R,S,U,V,X)(2,4)*******2 |  | Voluntarily Certified | ACAirCoolAllPhase&gt;=65k&lt;1 | False | False |  |  |  |  | 13.1 |  | 21 | 14.8 | [6 empty] | 101000 | Electric Resistance Heating Or | 08/29/2023 |  | 11/13/2023
Johnson Controls, Inc. | TEMPMASTER, UNITARY PRODUCTS GROUP - COMMERCIAL | ZT102[N,S]**(E,G,H,K,L,N)(2,4)*******2 |  | Voluntarily Certified | ACAirCoolAllPhase&gt;=65k&lt;1 | False | False |  |  |  |  | 13.1 |  | 18.2 | 14.6 | [6 empty] | 101000 | Heating Other Than Electric Re | 08/29/2023 |  | 11/13/2023
Johnson Controls, Inc. | TEMPMASTER, UNITARY PRODUCTS GROUP - COMMERCIAL | ZT102[N,S]**(P,R,S,U,V,X)(2,4)*******2 |  | Voluntarily Certified | ACAirCoolAllPhase&gt;=65k&lt;1 | False | False |  |  |  |  | 13.1 |  | 21 | 14.6 | [6 empty] | 101000 | Heating Other Than Electric Re | 08/29/2023 |  | 11/13/2023
Johnson Controls, Inc. | TEMPMASTER, UNITARY PRODUCTS GROUP - COMMERCIAL | ZT120[C,E]**(E,G,H,K,L,N)(2,4)*******2 |  | Voluntarily Certified | ACAirCoolAllPhase&gt;=65k&lt;1 | False | False |  |  |  |  | 13.1 |  | 19.5 | 14.8 | [6 empty] | 117000 | Electric Resistance Heating Or | 08/29/2023 |  | 11/13/2023
Johnson Controls, Inc. | TEMPMASTER, UNITARY PRODUCTS GROUP - COMMERCIAL | ZT120[C,E]**(P,R,S,U,V,X)(2,4)*******2 |  | Voluntarily Certified | ACAirCoolAllPhase&gt;=65k&lt;1 | False | False |  |  |  |  | 13.1 |  | 21.2 | 14.8 | [6 empty] | 117000 | Electric Resistance Heating Or | 08/29/2023 |  | 11/13/2023
Johnson Controls, Inc. | TEMPMASTER, UNITARY PRODUCTS GROUP - COMMERCIAL | ZT120[N,S]**(E,G,H,K,L,N)(2,4)*******2 |  | Voluntarily Certified | ACAirCoolAllPhase&gt;=65k&lt;1 | False | False |  |  |  |  | 13.1 |  | 19.5 | 14.6 | [6 empty] | 117000 | Heating Other Than Electric Re | 08/29/2023 |  | 11/13/2023
Johnson Controls, Inc. | TEMPMASTER, UNITARY PRODUCTS GROUP - COMMERCIAL | ZT120[N,S]**(P,R,S,U,V,X)(2,4)*******2 |  | Voluntarily Certified | ACAirCoolAllPhase&gt;=65k&lt;1 | False | False |  |  |  |  | 13.1 |  | 21.2 | 14.6 | [6 empty] | 117000 | Heating Other Than Electric Re | 08/29/2023 |  | 11/13/2023
Johnson Controls, Inc. | TEMPMASTER, UNITARY PRODUCTS GROUP - COMMERCIAL | ZT150[C,E]**(E,G,H,K,L,N)(2,4)*******2 |  | Voluntarily Certified | ACAirCoolAllPhase&gt;=135k&lt; | False | False |  |  |  |  | 12.5 |  | 19 | 14.2 | [6 empty] | 142000 | Electric Resistance Heating Or | 08/29/2023 |  | 11/13/2023
Johnson Controls, Inc. | TEMPMASTER, UNITARY PRODUCTS GROUP - COMMERCIAL | ZT150[C,E]**(P,R,S,U,V,X)(2,4)*******2 |  | Voluntarily Certified | ACAirCoolAllPhase&gt;=135k&lt; | False | False |  |  |  |  | 12.5 |  | 20.2 | 14.2 | [6 empty] | 142000 | Electric Resistance Heating Or | 08/29/2023 |  | 11/13/2023
Johnson Controls, Inc. | TEMPMASTER, UNITARY PRODUCTS GROUP - COMMERCIAL | ZT150[N,S]**(E,G,H,K,L,N)(2,4)*******2 |  | Voluntarily Certified | ACAirCoolAllPhase&gt;=135k&lt; | False | False |  |  |  |  | 12.5 |  | 19 | 14 | [6 empty] | 142000 | Heating Other Than Electric Re | 08/29/2023 |  | 11/13/2023
Johnson Controls, Inc. | TEMPMASTER, UNITARY PRODUCTS GROUP - COMMERCIAL | ZT150[N,S]**(P,R,S,U,V,X)(2,4)*******2 |  | Voluntarily Certified | ACAirCoolAllPhase&gt;=135k&lt; | False | False |  |  |  |  | 12.5 |  | 20.2 | 14 | [6 empty] | 142000 | Heating Other Than Electric Re | 08/29/2023 |  | 11/13/2023
Johnson Controls, Inc. | TEMPMASTER, UNITARY PRODUCTS GROUP - COMMERCIAL | ZXEA7A(2,4,5)*3******** |  | Voluntarily Certified | ACAirCoolAllPhase&gt;=65k&lt;1 | False | False |  |  |  |  | 11.2 |  | 14.8 | 14.8 | [6 empty] | 67000 | Electric Resistance Heating Or | 08/29/2023 |  | 11/13/2023
Johnson Controls, Inc. | TEMPMASTER, UNITARY PRODUCTS GROUP - COMMERCIAL | ZXGA7*(2,4,5)*3******** |  | Voluntarily Certified | ACAirCoolAllPhase&gt;=65k&lt;1 | False | False |  |  |  |  | 11 |  | 14.8 | 14.6 | [6 empty] | 67000 | Heating Other Than Electric Re | 08/29/2023 |  | 11/13/2023
Johnson Controls, Inc. | TEMPMASTER, UNITARY PRODUCTS GROUP - COMMERCIAL | ZYE08A(2,4,5)*3********4 |  | Voluntarily Certified | ACAirCoolAllPhase&gt;=65k&lt;1 | False | False |  |  |  |  | 12.2 |  | 14.8 | 14.8 | [6 empty] | 89000 | Electric Resistance Heating Or | 08/29/2023 |  | 11/13/2023
Johnson Controls, Inc. | TEMPMASTER, UNITARY PRODUCTS GROUP - COMMERCIAL | ZYE09A(2,4,5)*3******** |  | Voluntarily Certified | ACAirCoolAllPhase&gt;=65k&lt;1 | False | False |  |  |  |  | 12.2 |  | 14.8 | 14.8 | [6 empty] | 98000 | Electric Resistance Heating Or | 08/29/2023 |  | 11/13/2023
Johnson Controls, Inc. | TEMPMASTER, UNITARY PRODUCTS GROUP - COMMERCIAL | ZYE12A(2,4,5)*3********3 |  | Voluntarily Certified | ACAirCoolAllPhase&gt;=65k&lt;1 | False | False |  |  |  |  | 12.2 |  | 14.8 | 14.8 | [6 empty] | 116000 | Electric Resistance Heating Or | 08/29/2023 |  | 11/13/2023
Johnson Controls, Inc. | TEMPMASTER, UNITARY PRODUCTS GROUP - COMMERCIAL | ZYEA7A(2,4,5)*1********* |  | Voluntarily Certified | ACAirCoolAllPhase&gt;=65k&lt;1 | False | False |  |  |  |  | 12 |  | 14.8 | 14.8 | [6 empty] | 71000 | Electric Resistance Heating Or | 08/29/2023 |  | 11/13/2023
Johnson Controls, Inc. | TEMPMASTER, UNITARY PRODUCTS GROUP - COMMERCIAL | ZYEA7A(2,4,5)*3******** |  | Voluntarily Certified | ACAirCoolAllPhase&gt;=65k&lt;1 | False | False |  |  |  |  | 12 |  | 16 | 14.8 | [6 empty] | 71000 | Electric Resistance Heating Or | 08/29/2023 |  | 11/13/2023
Johnson Controls, Inc. | TEMPMASTER, UNITARY PRODUCTS GROUP - COMMERCIAL | ZYG08*(2,4,5)*3********4 |  | Voluntarily Certified | ACAirCoolAllPhase&gt;=65k&lt;1 | False | False |  |  |  |  | 12 |  | 14.6 | 14.6 | [6 empty] | 89000 | Heating Other Than Electric Re | 08/29/2023 |  | 11/13/2023
Johnson Controls, Inc. | TEMPMASTER, UNITARY PRODUCTS GROUP - COMMERCIAL | ZYG09*(2,4,5)*3******** |  | Voluntarily Certified | ACAirCoolAllPhase&gt;=65k&lt;1 | False | False |  |  |  |  | 12 |  | 14.6 | 14.6 | [6 empty] | 98000 | Heating Other Than Electric Re | 08/29/2023 |  | 11/13/2023
Johnson Controls, Inc. | TEMPMASTER, UNITARY PRODUCTS GROUP - COMMERCIAL | ZYG12*(2,4,5)*3********3 |  | Voluntarily Certified | ACAirCoolAllPhase&gt;=65k&lt;1 | False | False |  |  |  |  | 12 |  | 14.6 | 14.6 | [6 empty] | 116000 | Heating Other Than Electric Re | 08/29/2023 |  | 11/13/2023
Johnson Controls, Inc. | TEMPMASTER, UNITARY PRODUCTS GROUP - COMMERCIAL | ZYGA7*(2,4,5)*1********* |  | Voluntarily Certified | ACAirCoolAllPhase&gt;=65k&lt;1 | False | False |  |  |  |  | 12 |  | 14.6 | 14.6 | [6 empty] | 71000 | Heating Other Than Electric Re | 08/29/2023 |  | 11/13/2023
Johnson Controls, Inc. | TEMPMASTER, UNITARY PRODUCTS GROUP - COMMERCIAL | ZYGA7*(2,4,5)*3******** |  | Voluntarily Certified | ACAirCoolAllPhase&gt;=65k&lt;1 | False | False |  |  |  |  | 12 |  | 16 | 14.6 | [6 empty] | 71000 | Heating Other Than Electric Re | 08/29/2023 |  | 11/13/2023
Johnson Controls, Inc. | York | AH15[C,E]**[H,K,L](2,4,5,B,D,E)********2 |  | Voluntarily Certified | ACAirCoolAllPhase&gt;=135k&lt; | False | False |  |  |  |  | 11 |  | 14.6 | 14.2 | [6 empty] | 170000 | Electric Resistance Heating Or | 08/29/2023 |  | 11/13/2023
Johnson Controls, Inc. | York | AH15[C,E]**[P,R](2,4,5,B,D,E)********2 |  | Voluntarily Certified | ACAirCoolAllPhase&gt;=135k&lt; | False | False |  |  |  |  | 11.1 |  | 14.2 | 14.2 | [6 empty] | 174000 | Electric Resistance Heating Or | 08/29/2023 |  | 11/13/2023
Johnson Controls, Inc. | York | AH15[C,E]**[Q,S,T](2,4,5,B,D,E)********2 |  | Voluntarily Certified | ACAirCoolAllPhase&gt;=135k&lt; | False | False |  |  |  |  | 11 |  | 14.8 | 14.2 | [6 empty] | 170000 | Electric Resistance Heating Or | 08/29/2023 |  | 11/13/2023
Johnson Controls, Inc. | York | AH15[S,T]**[H,K,L](2,4,5,B,D,E)********2 |  | Voluntarily Certified | ACAirCoolAllPhase&gt;=135k&lt; | False | False |  |  |  |  | 10.8 |  | 14.4 | 14 | [6 empty] | 170000 | Heating Other Than Electric Re | 08/29/2023 |  | 11/13/2023
Johnson Controls, Inc. | York | AH15[S,T]**[P,R](2,4,5,B,D,E)********2 |  | Voluntarily Certified | ACAirCoolAllPhase&gt;=135k&lt; | False | False |  |  |  |  | 11 |  | 14 | 14 | [6 empty] | 174000 | Heating Other Than Electric Re | 08/29/2023 |  | 11/13/2023
Johnson Controls, Inc. | York | AH15[S,T]**[Q,S,T](2,4,5,B,D,E)********2 |  | Voluntarily Certified | ACAirCoolAllPhase&gt;=135k&lt; | False | False |  |  |  |  | 10.8 |  | 14.6 | 14 | [6 empty] | 170000 | Heating Other Than Electric Re | 08/29/2023 |  | 11/13/2023
Johnson Controls, Inc. | York | AH18[C,E]**[H,K,L](2,4,5,B,D,E)********2 |  | Voluntarily Certified | ACAirCoolAllPhase&gt;=135k&lt; | False | False |  |  |  |  | 11 |  | 14.2 | 14.2 | [6 empty] | 202000 | Electric Resistance Heating Or | 08/29/2023 |  | 11/13/2023
Johnson Controls, Inc. | York | AH18[C,E]**[P,R](2,4,5,B,D,E)********2 |  | Voluntarily Certified | ACAirCoolAllPhase&gt;=135k&lt; | False | False |  |  |  |  | 11 |  | 14.2 | 14.2 | [6 empty] | 200000 | Electric Resistance Heating Or | 08/29/2023 |  | 11/13/2023
Johnson Controls, Inc. | York | AH18[C,E]**[Q,S,T](2,4,5,B,D,E)********2 |  | Voluntarily Certified | ACAirCoolAllPhase&gt;=135k&lt; | False | False |  |  |  |  | 11 |  | 14.4 | 14.2 | [6 empty] | 202000 | Electric Resistance Heating Or | 08/29/2023 |  | 11/13/2023
Johnson Controls, Inc. | York | AH18[S,T]**[H,K,L](2,4,5,B,D,E)********2 |  | Voluntarily Certified | ACAirCoolAllPhase&gt;=135k&lt; | False | False |  |  |  |  | 10.8 |  | 14 | 14 | [6 empty] | 202000 | Heating Other Than Electric Re | 08/29/2023 |  | 11/13/2023
Johnson Controls, Inc. | York | AH18[S,T]**[P,R](2,4,5,B,D,E)********2 |  | Voluntarily Certified | ACAirCoolAllPhase&gt;=135k&lt; | False | False |  |  |  |  | 10.8 |  | 14 | 14 | [6 empty] | 200000 | Heating Other Than Electric Re | 08/29/2023 |  | 11/13/2023
Johnson Controls, Inc. | York | AH18[S,T]**[Q,S,T](2,4,5,B,D,E)********2 |  | Voluntarily Certified | ACAirCoolAllPhase&gt;=135k&lt; | False | False |  |  |  |  | 10.8 |  | 14.2 | 14 | [6 empty] | 202000 | Heating Other Than Electric Re | 08/29/2023 |  | 11/13/2023
Johnson Controls, Inc. | York | AH20[C,E]**[H,K,L](2,4,5,B,D,E)********2 |  | Voluntarily Certified | ACAirCoolAllPhase&gt;=135k&lt; | False | False |  |  |  |  | 11 |  | 14.2 | 14.2 | [6 empty] | 234000 | Electric Resistance Heating Or | 08/29/2023 |  | 11/13/2023
Johnson Controls, Inc. | York | AH20[C,E]**[P,R](2,4,5,B,D,E)********2 |  | Voluntarily Certified | ACAirCoolAllPhase&gt;=135k&lt; | False | False |  |  |  |  | 11 |  | 14.2 | 14.2 | [6 empty] | 234000 | Electric Resistance Heating Or | 08/29/2023 |  | 11/13/2023
Johnson Controls, Inc. | York | AH20[C,E]**[Q,S,T](2,4,5,B,D,E)********2 |  | Voluntarily Certified | ACAirCoolAllPhase&gt;=135k&lt; | False | False |  |  |  |  | 11 |  | 14.4 | 14.2 | [6 empty] | 234000 | Electric Resistance Heating Or | 08/29/2023 |  | 11/13/2023
Johnson Controls, Inc. | York | AH20[S,T]**[H,K,L](2,4,5,B,D,E)********2 |  | Voluntarily Certified | ACAirCoolAllPhase&gt;=135k&lt; | False | False |  |  |  |  | 10.8 |  | 14 | 14 | [6 empty] | 234000 | Heating Other Than Electric Re | 08/29/2023 |  | 11/13/2023
Johnson Controls, Inc. | York | AH20[S,T]**[P,R](2,4,5,B,D,E)********2 |  | Voluntarily Certified | ACAirCoolAllPhase&gt;=135k&lt; | False | False |  |  |  |  | 10.8 |  | 14 | 14 | [6 empty] | 234000 | Heating Other Than Electric Re | 08/29/2023 |  | 11/13/2023
Johnson Controls, Inc. | York | AH20[S,T]**[Q,S,T](2,4,5,B,D,E)********2 |  | Voluntarily Certified | ACAirCoolAllPhase&gt;=135k&lt; | False | False |  |  |  |  | 10.8 |  | 14.2 | 14 | [6 empty] | 234000 | Heating Other Than Electric Re | 08/29/2023 |  | 11/13/2023
Johnson Controls, Inc. | York | AH25[C,E]**[H,K,L](2,4,5,B,D,E)********2 |  | Voluntarily Certified | ACAirCoolAllPhase&gt;=240k&lt; | False | False |  |  |  |  | 10.2 |  | 14.2 | 13.2 | [6 empty] | 280000 | Electric Resistance Heating Or | 08/29/2023 |  | 11/13/2023
Johnson Controls, Inc. | York | AH25[C,E]**[P,R](2,4,5,B,D,E)********2 |  | Voluntarily Certified | ACAirCoolAllPhase&gt;=240k&lt; | False | False |  |  |  |  | 10.2 |  | 14 | 13.2 | [6 empty] | 286000 | Electric Resistance Heating Or | 08/29/2023 |  | 11/13/2023
Johnson Controls, Inc. | York | AH25[C,E]**[Q,S,T](2,4,5,B,D,E)********2 |  | Voluntarily Certified | ACAirCoolAllPhase&gt;=240k&lt; | False | False |  |  |  |  | 10.2 |  | 14.4 | 13.2 | [6 empty] | 280000 | Electric Resistance Heating Or | 08/29/2023 |  | 11/13/2023
Johnson Controls, Inc. | York | AH25[S,T]**[H,K,L](2,4,5,B,D,E)********2 |  | Voluntarily Certified | ACAirCoolAllPhase&gt;=240k&lt; | False | False |  |  |  |  | 10 |  | 14 | 13 | [6 empty] | 280000 | Heating Other Than Electric Re | 08/29/2023 |  | 11/13/2023
Johnson Controls, Inc. | York | AH25[S,T]**[P,R](2,4,5,B,D,E)********2 |  | Voluntarily Certified | ACAirCoolAllPhase&gt;=240k&lt; | False | False |  |  |  |  | 10 |  | 13.8 | 13 | [6 empty] | 286000 | Heating Other Than Electric Re | 08/29/2023 |  | 11/13/2023
Johnson Controls, Inc. | York | AH25[S,T]**[Q,S,T](2,4,5,B,D,E)********2 |  | Voluntarily Certified | ACAirCoolAllPhase&gt;=240k&lt; | False | False |  |  |  |  | 10 |  | 14.2 | 13 | [6 empty] | 280000 | Heating Other Than Electric Re | 08/29/2023 |  | 11/13/2023
Johnson Controls, Inc. | York | AL15[C,E]**[H,K,L](2,4,5,B,D,E)********2 |  | Voluntarily Certified | ACAirCoolAllPhase&gt;=135k&lt; | False | False |  |  |  |  | 11 |  | 14.6 | 14.2 | [6 empty] | 170000 | Electric Resistance Heating Or | 08/29/2023 |  | 11/13/2023
Johnson Controls, Inc. | York | AL15[C,E]**[P,R](2,4,5,B,D,E)********2 |  | Voluntarily Certified | ACAirCoolAllPhase&gt;=135k&lt; | False | False |  |  |  |  | 11.1 |  | 14.2 | 14.2 | [6 empty] | 174000 | Electric Resistance Heating Or | 08/29/2023 |  | 11/13/2023
Johnson Controls, Inc. | York | AL15[C,E]**[Q,S,T](2,4,5,B,D,E)********2 |  | Voluntarily Certified | ACAirCoolAllPhase&gt;=135k&lt; | False | False |  |  |  |  | 11 |  | 14.8 | 14.2 | [6 empty] | 170000 | Electric Resistance Heating Or | 08/29/2023 |  | 11/13/2023
Johnson Controls, Inc. | York | AL15[S,T]**[H,K,L](2,4,5,B,D,E)********2 |  | Voluntarily Certified | ACAirCoolAllPhase&gt;=135k&lt; | False | False |  |  |  |  | 10.8 |  | 14.4 | 14 | [6 empty] | 170000 | Heating Other Than Electric Re | 08/29/2023 |  | 11/13/2023
Johnson Controls, Inc. | York | AL15[S,T]**[P,R](2,4,5,B,D,E)********2 |  | Voluntarily Certified | ACAirCoolAllPhase&gt;=135k&lt; | False | False |  |  |  |  | 11 |  | 14 | 14 | [6 empty] | 174000 | Heating Other Than Electric Re | 08/29/2023 |  | 11/13/2023
Johnson Controls, Inc. | York | AL15[S,T]**[Q,S,T](2,4,5,B,D,E)********2 |  | Voluntarily Certified | ACAirCoolAllPhase&gt;=135k&lt; | False | False |  |  |  |  | 10.8 |  | 14.6 | 14 | [6 empty] | 170000 | Heating Other Than Electric Re | 08/29/2023 |  | 11/13/2023
Johnson Controls, Inc. | York | AL18[C,E]**[H,K,L](2,4,5,B,D,E)********2 |  | Voluntarily Certified | ACAirCoolAllPhase&gt;=135k&lt; | False | False |  |  |  |  | 11 |  | 14.2 | 14.2 | [6 empty] | 202000 | Electric Resistance Heating Or | 08/29/2023 |  | 11/13/2023
Johnson Controls, Inc. | York | AL18[C,E]**[P,R](2,4,5,B,D,E)********2 |  | Voluntarily Certified | ACAirCoolAllPhase&gt;=135k&lt; | False | False |  |  |  |  | 11 |  | 14.2 | 14.2 | [6 empty] | 200000 | Electric Resistance Heating Or | 08/29/2023 |  | 11/13/2023
Johnson Controls, Inc. | York | AL18[C,E]**[Q,S,T](2,4,5,B,D,E)********2 |  | Voluntarily Certified | ACAirCoolAllPhase&gt;=135k&lt; | False | False |  |  |  |  | 11 |  | 14.4 | 14.2 | [6 empty] | 202000 | Electric Resistance Heating Or | 08/29/2023 |  | 11/13/2023
Johnson Controls, Inc. | York | AL18[S,T]**[H,K,L](2,4,5,B,D,E)********2 |  | Voluntarily Certified | ACAirCoolAllPhase&gt;=135k&lt; | False | False |  |  |  |  | 10.8 |  | 14 | 14 | [6 empty] | 202000 | Heating Other Than Electric Re | 08/29/2023 |  | 11/13/2023
Johnson Controls, Inc. | York | AL18[S,T]**[P,R](2,4,5,B,D,E)********2 |  | Voluntarily Certified | ACAirCoolAllPhase&gt;=135k&lt; | False | False |  |  |  |  | 10.8 |  | 14 | 14 | [6 empty] | 200000 | Heating Other Than Electric Re | 08/29/2023 |  | 11/13/2023
Johnson Controls, Inc. | York | AL18[S,T]**[Q,S,T](2,4,5,B,D,E)********2 |  | Voluntarily Certified | ACAirCoolAllPhase&gt;=135k&lt; | False | False |  |  |  |  | 10.8 |  | 14.2 | 14 | [6 empty] | 202000 | Heating Other Than Electric Re | 08/29/2023 |  | 11/13/2023
Johnson Controls, Inc. | York | AL20[C,E]**[H,K,L](2,4,5,B,D,E)********2 |  | Voluntarily Certified | ACAirCoolAllPhase&gt;=135k&lt; | False | False |  |  |  |  | 11 |  | 14.2 | 14.2 | [6 empty] | 234000 | Electric Resistance Heating Or | 08/29/2023 |  | 11/13/2023
Johnson Controls, Inc. | York | AL20[C,E]**[P,R](2,4,5,B,D,E)********2 |  | Voluntarily Certified | ACAirCoolAllPhase&gt;=135k&lt; | False | False |  |  |  |  | 11 |  | 14.2 | 14.2 | [6 empty] | 234000 | Electric Resistance Heating Or | 08/29/2023 |  | 11/13/2023
Johnson Controls, Inc. | York | AL20[C,E]**[Q,S,T](2,4,5,B,D,E)********2 |  | Voluntarily Certified | ACAirCoolAllPhase&gt;=135k&lt; | False | False |  |  |  |  | 11 |  | 14.4 | 14.2 | [6 empty] | 234000 | Electric Resistance Heating Or | 08/29/2023 |  | 11/13/2023
Johnson Controls, Inc. | York | AL20[S,T]**[H,K,L](2,4,5,B,D,E)********2 |  | Voluntarily Certified | ACAirCoolAllPhase&gt;=135k&lt; | False | False |  |  |  |  | 10.8 |  | 14 | 14 | [6 empty] | 234000 | Heating Other Than Electric Re | 08/29/2023 |  | 11/13/2023
Johnson Controls, Inc. | York | AL20[S,T]**[P,R](2,4,5,B,D,E)********2 |  | Voluntarily Certified | ACAirCoolAllPhase&gt;=135k&lt; | False | False |  |  |  |  | 10.8 |  | 14 | 14 | [6 empty] | 234000 | Heating Other Than Electric Re | 08/29/2023 |  | 11/13/2023
Johnson Controls, Inc. | York | AL20[S,T]**[Q,S,T](2,4,5,B,D,E)********2 |  | Voluntarily Certified | ACAirCoolAllPhase&gt;=135k&lt; | False | False |  |  |  |  | 10.8 |  | 14.2 | 14 | [6 empty] | 234000 | Heating Other Than Electric Re | 08/29/2023 |  | 11/13/2023
Johnson Controls, Inc. | York | AL25[C,E]**[H,K,L](2,4,5,B,D,E)********2 |  | Voluntarily Certified | ACAirCoolAllPhase&gt;=240k&lt; | False | False |  |  |  |  | 10.2 |  | 14.2 | 13.2 | [6 empty] | 280000 | Electric Resistance Heating Or | 08/29/2023 |  | 11/13/2023
Johnson Controls, Inc. | York | AL25[C,E]**[P,R](2,4,5,B,D,E)********2 |  | Voluntarily Certified | ACAirCoolAllPhase&gt;=240k&lt; | False | False |  |  |  |  | 10.2 |  | 14 | 13.2 | [6 empty] | 286000 | Electric Resistance Heating Or | 08/29/2023 |  | 11/13/2023
Johnson Controls, Inc. | York | AL25[C,E]**[Q,S,T](2,4,5,B,D,E)********2 |  | Voluntarily Certified | ACAirCoolAllPhase&gt;=240k&lt; | False | False |  |  |  |  | 10.2 |  | 14.4 | 13.2 | [6 empty] | 280000 | Electric Resistance Heating Or | 08/29/2023 |  | 11/13/2023
Johnson Controls, Inc. | York | AL25[S,T]**[H,K,L](2,4,5,B,D,E)********2 |  | Voluntarily Certified | ACAirCoolAllPhase&gt;=240k&lt; | False | False |  |  |  |  | 10 |  | 14 | 13 | [6 empty] | 280000 | Heating Other Than Electric Re | 08/29/2023 |  | 11/13/2023
Johnson Controls, Inc. | York | AL25[S,T]**[P,R](2,4,5,B,D,E)********2 |  | Voluntarily Certified | ACAirCoolAllPhase&gt;=240k&lt; | False | False |  |  |  |  | 10 |  | 13.8 | 13 | [6 empty] | 286000 | Heating Other Than Electric Re | 08/29/2023 |  | 11/13/2023
Johnson Controls, Inc. | York | AL25[S,T]**[Q,S,T](2,4,5,B,D,E)********2 |  | Voluntarily Certified | ACAirCoolAllPhase&gt;=240k&lt; | False | False |  |  |  |  | 10 |  | 14.2 | 13 | [6 empty] | 280000 | Heating Other Than Electric Re | 08/29/2023 |  | 11/13/2023
Johnson Controls, Inc. | York | AV15[C,E]**[H,K,L](2,4,5,B,D,E)********2 |  | Voluntarily Certified | ACAirCoolAllPhase&gt;=135k&lt; | False | False |  |  |  |  | 11 |  | 14.6 | 14.2 | [6 empty] | 174000 | Electric Resistance Heating Or | 08/29/2023 |  | 11/13/2023
Johnson Controls, Inc. | York | AV15[C,E]**[P,R](2,4,5,B,D,E)********2 |  | Voluntarily Certified | ACAirCoolAllPhase&gt;=135k&lt; | False | False |  |  |  |  | 11.1 |  | 14.2 | 14.2 | [6 empty] | 172000 | Electric Resistance Heating Or | 08/29/2023 |  | 11/13/2023
Johnson Controls, Inc. | York | AV15[C,E]**[Q,S,T](2,4,5,B,D,E)********2 |  | Voluntarily Certified | ACAirCoolAllPhase&gt;=135k&lt; | False | False |  |  |  |  | 11 |  | 14.8 | 14.2 | [6 empty] | 174000 | Electric Resistance Heating Or | 08/29/2023 |  | 11/13/2023
Johnson Controls, Inc. | York | AV15[N,S,T]**[H,K,L](2,4,5,B,D,E)********2 |  | Voluntarily Certified | ACAirCoolAllPhase&gt;=135k&lt; | False | False |  |  |  |  | 10.8 |  | 14.4 | 14 | [6 empty] | 174000 | Heating Other Than Electric Re | 08/29/2023 |  | 11/13/2023
Johnson Controls, Inc. | York | AV15[N,S,T]**[P,R](2,4,5,B,D,E)********2 |  | Voluntarily Certified | ACAirCoolAllPhase&gt;=135k&lt; | False | False |  |  |  |  | 10.9 |  | 14 | 14 | [6 empty] | 172000 | Heating Other Than Electric Re | 08/29/2023 |  | 11/13/2023
Johnson Controls, Inc. | York | AV15[N,S,T]**[Q,S,T](2,4,5,B,D,E)********2 |  | Voluntarily Certified | ACAirCoolAllPhase&gt;=135k&lt; | False | False |  |  |  |  | 10.8 |  | 14.6 | 14 | [6 empty] | 174000 | Heating Other Than Electric Re | 08/29/2023 |  | 11/13/2023
Johnson Controls, Inc. | York | AV18[C,E]**[H,K,L](2,4,5,B,D,E)********2 |  | Voluntarily Certified | ACAirCoolAllPhase&gt;=135k&lt; | False | False |  |  |  |  | 11 |  | 14.4 | 14.2 | [6 empty] | 198000 | Electric Resistance Heating Or | 08/29/2023 |  | 11/13/2023
Johnson Controls, Inc. | York | AV18[C,E]**[P,R](2,4,5,B,D,E)********2 |  | Voluntarily Certified | ACAirCoolAllPhase&gt;=135k&lt; | False | False |  |  |  |  | 11 |  | 14.2 | 14.2 | [6 empty] | 198000 | Electric Resistance Heating Or | 08/29/2023 |  | 11/13/2023
Johnson Controls, Inc. | York | AV18[C,E]**[Q,S,T](2,4,5,B,D,E)********2 |  | Voluntarily Certified | ACAirCoolAllPhase&gt;=135k&lt; | False | False |  |  |  |  | 11 |  | 14.6 | 14.2 | [6 empty] | 198000 | Electric Resistance Heating Or | 08/29/2023 |  | 11/13/2023
Johnson Controls, Inc. | York | AV18[N,S,T]**[H,K,L](2,4,5,B,D,E)********2 |  | Voluntarily Certified | ACAirCoolAllPhase&gt;=135k&lt; | False | False |  |  |  |  | 10.8 |  | 14.2 | 14 | [6 empty] | 198000 | Heating Other Than Electric Re | 08/29/2023 |  | 11/13/2023
Johnson Controls, Inc. | York | AV18[N,S,T]**[P,R](2,4,5,B,D,E)********2 |  | Voluntarily Certified | ACAirCoolAllPhase&gt;=135k&lt; | False | False |  |  |  |  | 10.8 |  | 14 | 14 | [6 empty] | 198000 | Heating Other Than Electric Re | 08/29/2023 |  | 11/13/2023
Johnson Controls, Inc. | York | AV18[N,S,T]**[Q,S,T](2,4,5,B,D,E)********2 |  | Voluntarily Certified | ACAirCoolAllPhase&gt;=135k&lt; | False | False |  |  |  |  | 10.8 |  | 14.4 | 14 | [6 empty] | 198000 | Heating Other Than Electric Re | 08/29/2023 |  | 11/13/2023
Johnson Controls, Inc. | York | AV20[C,E]**[H,K,L](2,4,5,B,D,E)********2 |  | Voluntarily Certified | ACAirCoolAllPhase&gt;=135k&lt; | False | False |  |  |  |  | 11 |  | 14.2 | 14.2 | [6 empty] | 234000 | Electric Resistance Heating Or | 08/29/2023 |  | 11/13/2023
Johnson Controls, Inc. | York | AV20[C,E]**[P,R](2,4,5,B,D,E)********2 |  | Voluntarily Certified | ACAirCoolAllPhase&gt;=135k&lt; | False | False |  |  |  |  | 11 |  | 14.2 | 14.2 | [6 empty] | 238000 | Electric Resistance Heating Or | 08/29/2023 |  | 11/13/2023
Johnson Controls, Inc. | York | AV20[C,E]**[Q,S,T](2,4,5,B,D,E)********2 |  | Voluntarily Certified | ACAirCoolAllPhase&gt;=135k&lt; | False | False |  |  |  |  | 11 |  | 14.4 | 14.2 | [6 empty] | 234000 | Electric Resistance Heating Or | 08/29/2023 |  | 11/13/2023
Johnson Controls, Inc. | York | AV20[N,S,T]**[H,K,L](2,4,5,B,D,E)********2 |  | Voluntarily Certified | ACAirCoolAllPhase&gt;=135k&lt; | False | False |  |  |  |  | 10.8 |  | 14 | 14 | [6 empty] | 234000 | Heating Other Than Electric Re | 08/29/2023 |  | 11/13/2023
Johnson Controls, Inc. | York | AV20[N,S,T]**[P,R](2,4,5,B,D,E)********2 |  | Voluntarily Certified | ACAirCoolAllPhase&gt;=135k&lt; | False | False |  |  |  |  | 10.8 |  | 14 | 14 | [6 empty] | 238000 | Heating Other Than Electric Re | 08/29/2023 |  | 11/13/2023
Johnson Controls, Inc. | York | AV20[N,S,T]**[Q,S,T](2,4,5,B,D,E)********2 |  | Voluntarily Certified | ACAirCoolAllPhase&gt;=135k&lt; | False | False |  |  |  |  | 10.8 |  | 14.2 | 14 | [6 empty] | 234000 | Heating Other Than Electric Re | 08/29/2023 |  | 11/13/2023
Johnson Controls, Inc. | York | AV25[C,E]**[H,K,L](2,4,5,B,D,E)********2 |  | Voluntarily Certified | ACAirCoolAllPhase&gt;=240k&lt; | False | False |  |  |  |  | 10.2 |  | 14.2 | 13.2 | [6 empty] | 280000 | Electric Resistance Heating Or | 08/29/2023 |  | 11/13/2023
Johnson Controls, Inc. | York | AV25[C,E]**[P,R](2,4,5,B,D,E)********2 |  | Voluntarily Certified | ACAirCoolAllPhase&gt;=240k&lt; | False | False |  |  |  |  | 10.2 |  | 14 | 13.2 | [6 empty] | 286000 | Electric Resistance Heating Or | 08/29/2023 |  | 11/13/2023
Johnson Controls, Inc. | York | AV25[C,E]**[Q,S,T](2,4,5,B,D,E)********2 |  | Voluntarily Certified | ACAirCoolAllPhase&gt;=240k&lt; | False | False |  |  |  |  | 10.2 |  | 14.4 | 13.2 | [6 empty] | 280000 | Electric Resistance Heating Or | 08/29/2023 |  | 11/13/2023
Johnson Controls, Inc. | York | AV25[N,S,T]**[H,K,L](2,4,5,B,D,E)********2 |  | Voluntarily Certified | ACAirCoolAllPhase&gt;=240k&lt; | False | False |  |  |  |  | 10 |  | 14 | 13 | [6 empty] | 280000 | Heating Other Than Electric Re | 08/29/2023 |  | 11/13/2023
Johnson Controls, Inc. | York | AV25[N,S,T]**[P,R](2,4,5,B,D,E)********2 |  | Voluntarily Certified | ACAirCoolAllPhase&gt;=240k&lt; | False | False |  |  |  |  | 10 |  | 13.8 | 13 | [6 empty] | 286000 | Heating Other Than Electric Re | 08/29/2023 |  | 11/13/2023
Johnson Controls, Inc. | York | AV25[N,S,T]**[Q,S,T](2,4,5,B,D,E)********2 |  | Voluntarily Certified | ACAirCoolAllPhase&gt;=240k&lt; | False | False |  |  |  |  | 10 |  | 14.2 | 13 | [6 empty] | 280000 | Heating Other Than Electric Re | 08/29/2023 |  | 11/13/2023
Johnson Controls, Inc. | York | AV28[C,E]**[H,K,L](2,4,5,B,D,E)********2 |  | Voluntarily Certified | ACAirCoolAllPhase&gt;=240k&lt; | False | False |  |  |  |  | 10.2 |  | 14.2 | 13.2 | [6 empty] | 320000 | Electric Resistance Heating Or | 08/29/2023 |  | 11/13/2023
Johnson Controls, Inc. | York | AV28[C,E]**[P,R](2,4,5,B,D,E)********2 |  | Voluntarily Certified | ACAirCoolAllPhase&gt;=240k&lt; | False | False |  |  |  |  | 10.4 |  | 13.4 | 13.2 | [6 empty] | 320000 | Electric Resistance Heating Or | 08/29/2023 |  | 11/13/2023
Johnson Controls, Inc. | York | AV28[C,E]**[Q,S,T](2,4,5,B,D,E)********2 |  | Voluntarily Certified | ACAirCoolAllPhase&gt;=240k&lt; | False | False |  |  |  |  | 10.2 |  | 14.4 | 13.2 | [6 empty] | 320000 | Electric Resistance Heating Or | 08/29/2023 |  | 11/13/2023
Johnson Controls, Inc. | York | AV28[N,S,T]**[H,K,L](2,4,5,B,D,E)********2 |  | Voluntarily Certified | ACAirCoolAllPhase&gt;=240k&lt; | False | False |  |  |  |  | 10 |  | 14 | 13 | [6 empty] | 320000 | Heating Other Than Electric Re | 08/29/2023 |  | 11/13/2023
Johnson Controls, Inc. | York | AV28[N,S,T]**[P,R](2,4,5,B,D,E)********2 |  | Voluntarily Certified | ACAirCoolAllPhase&gt;=240k&lt; | False | False |  |  |  |  | 10.2 |  | 13.2 | 13 | [6 empty] | 320000 | Heating Other Than Electric Re | 08/29/2023 |  | 11/13/2023
Johnson Controls, Inc. | York | AV28[N,S,T]**[Q,S,T](2,4,5,B,D,E)********2 |  | Voluntarily Certified | ACAirCoolAllPhase&gt;=240k&lt; | False | False |  |  |  |  | 10 |  | 14.2 | 13 | [6 empty] | 320000 | Heating Other Than Electric Re | 08/29/2023 |  | 11/13/2023
Johnson Controls, Inc. | York | AW13[C,E]**[H,K,L](2,4,5,B,D,E)********2 |  | Voluntarily Certified | ACAirCoolAllPhase&gt;=135k&lt; | False | False |  |  |  |  | 12.7 |  | 20.1 | 14.2 | [6 empty] | 148000 | Electric Resistance Heating Or | 08/29/2023 |  | 11/13/2023
Johnson Controls, Inc. | York | AW13[C,E]**[Q,S,T](2,4,5,B,D,E)********2 |  | Voluntarily Certified | ACAirCoolAllPhase&gt;=135k&lt; | False | False |  |  |  |  | 12.7 |  | 20.1 | 14.2 | [6 empty] | 148000 | Electric Resistance Heating Or | 08/29/2023 |  | 11/13/2023
Johnson Controls, Inc. | York | AW13[N,S,T]**[H,K,L](2,4,5,B,D,E)********2 |  | Voluntarily Certified | ACAirCoolAllPhase&gt;=135k&lt; | False | False |  |  |  |  | 12.5 |  | 20 | 14 | [6 empty] | 148000 | Heating Other Than Electric Re | 08/29/2023 |  | 11/13/2023
Johnson Controls, Inc. | York | AW13[N,S,T]**[Q,S,T](2,4,5,B,D,E)********2 |  | Voluntarily Certified | ACAirCoolAllPhase&gt;=135k&lt; | False | False |  |  |  |  | 12.5 |  | 20 | 14 | [6 empty] | 148000 | Heating Other Than Electric Re | 08/29/2023 |  | 11/13/2023
Johnson Controls, Inc. | York | AW15[C,E]**[H,K,L](2,4,5,B,D,E)********2 |  | Voluntarily Certified | ACAirCoolAllPhase&gt;=135k&lt; | False | False |  |  |  |  | 12.2 |  | 20.3 | 14.2 | [6 empty] | 178000 | Electric Resistance Heating Or | 08/29/2023 |  | 11/13/2023
Johnson Controls, Inc. | York | AW15[C,E]**[Q,S,T](2,4,5,B,D,E)********2 |  | Voluntarily Certified | ACAirCoolAllPhase&gt;=135k&lt; | False | False |  |  |  |  | 12.2 |  | 20.3 | 14.2 | [6 empty] | 178000 | Electric Resistance Heating Or | 08/29/2023 |  | 11/13/2023
Johnson Controls, Inc. | York | AW15[N,S,T]**[H,K,L](2,4,5,B,D,E)********2 |  | Voluntarily Certified | ACAirCoolAllPhase&gt;=135k&lt; | False | False |  |  |  |  | 12 |  | 20.1 | 14 | [6 empty] | 178000 | Heating Other Than Electric Re | 08/29/2023 |  | 11/13/2023
Johnson Controls, Inc. | York | AW15[N,S,T]**[Q,S,T](2,4,5,B,D,E)********2 |  | Voluntarily Certified | ACAirCoolAllPhase&gt;=135k&lt; | False | False |  |  |  |  | 12 |  | 20.1 | 14 | [6 empty] | 178000 | Heating Other Than Electric Re | 08/29/2023 |  | 11/13/2023
Johnson Controls, Inc. | York | AW18[C,E]**[H,K,L](2,4,5,B,D,E)********2 |  | Voluntarily Certified | ACAirCoolAllPhase&gt;=135k&lt; | False | False |  |  |  |  | 12.3 |  | 19 | 14.2 | [6 empty] | 200000 | Electric Resistance Heating Or | 08/29/2023 |  | 11/13/2023
Johnson Controls, Inc. | York | AW18[C,E]**[Q,S,T](2,4,5,B,D,E)********2 |  | Voluntarily Certified | ACAirCoolAllPhase&gt;=135k&lt; | False | False |  |  |  |  | 12.3 |  | 19 | 14.2 | [6 empty] | 200000 | Electric Resistance Heating Or | 08/29/2023 |  | 11/13/2023
Johnson Controls, Inc. | York | AW18[N,S,T]**[H,K,L](2,4,5,B,D,E)********2 |  | Voluntarily Certified | ACAirCoolAllPhase&gt;=135k&lt; | False | False |  |  |  |  | 12.2 |  | 18.8 | 14 | [6 empty] | 200000 | Heating Other Than Electric Re | 08/29/2023 |  | 11/13/2023
Johnson Controls, Inc. | York | AW18[N,S,T]**[Q,S,T](2,4,5,B,D,E)********2 |  | Voluntarily Certified | ACAirCoolAllPhase&gt;=135k&lt; | False | False |  |  |  |  | 12.2 |  | 18.8 | 14 | [6 empty] | 200000 | Heating Other Than Electric Re | 08/29/2023 |  | 11/13/2023
Johnson Controls, Inc. | York | AW20[C,E]**[H,K,L](2,4,5,B,D,E)********2 |  | Voluntarily Certified | ACAirCoolAllPhase&gt;=135k&lt; | False | False |  |  |  |  | 12.2 |  | 19.6 | 14.2 | [6 empty] | 238000 | Electric Resistance Heating Or | 08/29/2023 |  | 11/13/2023
Johnson Controls, Inc. | York | AW20[C,E]**[Q,S,T](2,4,5,B,D,E)********2 |  | Voluntarily Certified | ACAirCoolAllPhase&gt;=135k&lt; | False | False |  |  |  |  | 12.2 |  | 19.6 | 14.2 | [6 empty] | 238000 | Electric Resistance Heating Or | 08/29/2023 |  | 11/13/2023
Johnson Controls, Inc. | York | AW20[N,S,T]**[H,K,L](2,4,5,B,D,E)********2 |  | Voluntarily Certified | ACAirCoolAllPhase&gt;=135k&lt; | False | False |  |  |  |  | 12.1 |  | 19.5 | 14 | [6 empty] | 238000 | Heating Other Than Electric Re | 08/29/2023 |  | 11/13/2023
Johnson Controls, Inc. | York | AW20[N,S,T]**[Q,S,T](2,4,5,B,D,E)********2 |  | Voluntarily Certified | ACAirCoolAllPhase&gt;=135k&lt; | False | False |  |  |  |  | 12.1 |  | 19.5 | 14 | [6 empty] | 238000 | Heating Other Than Electric Re | 08/29/2023 |  | 11/13/2023
Johnson Controls, Inc. | York | AW23[C,E]**[H,K,L](2,4,5,B,D,E)********2 |  | Voluntarily Certified | ACAirCoolAllPhase&gt;=240k&lt; | False | False |  |  |  |  | 11.3 |  | 18.8 | 13.2 | [6 empty] | 276000 | Electric Resistance Heating Or | 08/29/2023 |  | 11/13/2023
Johnson Controls, Inc. | York | AW23[C,E]**[Q,S,T](2,4,5,B,D,E)********2 |  | Voluntarily Certified | ACAirCoolAllPhase&gt;=240k&lt; | False | False |  |  |  |  | 11.3 |  | 18.8 | 13.2 | [6 empty] | 276000 | Electric Resistance Heating Or | 08/29/2023 |  | 11/13/2023
Johnson Controls, Inc. | York | AW23[N,S,T]**[H,K,L](2,4,5,B,D,E)********2 |  | Voluntarily Certified | ACAirCoolAllPhase&gt;=240k&lt; | False | False |  |  |  |  | 11.1 |  | 18.6 | 13 | [6 empty] | 276000 | Heating Other Than Electric Re | 08/29/2023 |  | 11/13/2023
Johnson Controls, Inc. | York | AW23[N,S,T]**[Q,S,T](2,4,5,B,D,E)********2 |  | Voluntarily Certified | ACAirCoolAllPhase&gt;=240k&lt; | False | False |  |  |  |  | 11.1 |  | 18.6 | 13 | [6 empty] | 276000 | Heating Other Than Electric Re | 08/29/2023 |  | 11/13/2023
Johnson Controls, Inc. | York | GZA[1,4][A,M]* |  | Voluntarily Certified | ACAirCoolAllPhase&gt;=240k&lt; | False | False |  |  |  |  | 10.8 |  | 14.9 | 13.2 | [6 empty] | 274000 | Electric Resistance Heating Or | 08/29/2023 |  | 11/13/2023
Johnson Controls, Inc. | York | GZA[1,4][B,C,D,E,F,G,H,K,L]* |  | Voluntarily Certified | ACAirCoolAllPhase&gt;=240k&lt; | False | False |  |  |  |  | 10.6 |  | 14.8 | 13 | [6 empty] | 274000 | Heating Other Than Electric Re | 08/29/2023 |  | 11/13/2023
Johnson Controls, Inc. | York | GZA[2,5][A,M]* |  | Voluntarily Certified | ACAirCoolAllPhase&gt;=240k&lt; | False | False |  |  |  |  | 11.4 |  | 16.7 | 13.2 | [6 empty] | 274000 | Electric Resistance Heating Or | 08/29/2023 |  | 11/13/2023
Johnson Controls, Inc. | York | GZA[2,5][B,C,D,E,F,G,H,K,L]* |  | Voluntarily Certified | ACAirCoolAllPhase&gt;=240k&lt; | False | False |  |  |  |  | 11.2 |  | 16.6 | 13 | [6 empty] | 274000 | Heating Other Than Electric Re | 08/29/2023 |  | 11/13/2023
Johnson Controls, Inc. | York | GZA[3,6][A,M]* |  | Voluntarily Certified | ACAirCoolAllPhase&gt;=240k&lt; | False | False |  |  |  |  | 10.8 |  | 14.9 | 13.2 | [6 empty] | 292000 | Electric Resistance Heating Or | 08/29/2023 |  | 11/13/2023
Johnson Controls, Inc. | York | GZA[3,6][B,C,D,E,F,G,H,K,L]* |  | Voluntarily Certified | ACAirCoolAllPhase&gt;=240k&lt; | False | False |  |  |  |  | 10.6 |  | 14.8 | 13 | [6 empty] | 292000 | Heating Other Than Electric Re | 08/29/2023 |  | 11/13/2023
Johnson Controls, Inc. | York | GZB[1,4][A,M]* |  | Voluntarily Certified | ACAirCoolAllPhase&gt;=240k&lt; | False | False |  |  |  |  | 10.5 |  | 14.3 | 13.2 | [6 empty] | 336000 | Electric Resistance Heating Or | 08/29/2023 |  | 11/13/2023
Johnson Controls, Inc. | York | GZB[1,4][B,C,D,E,F,G,H,K,L]* |  | Voluntarily Certified | ACAirCoolAllPhase&gt;=240k&lt; | False | False |  |  |  |  | 10.3 |  | 14.2 | 13 | [6 empty] | 336000 | Heating Other Than Electric Re | 08/29/2023 |  | 11/13/2023
Johnson Controls, Inc. | York | GZB[2,5][A,M]* |  | Voluntarily Certified | ACAirCoolAllPhase&gt;=240k&lt; | False | False |  |  |  |  | 10.9 |  | 15.2 | 13.2 | [6 empty] | 338000 | Electric Resistance Heating Or | 08/29/2023 |  | 11/13/2023
Johnson Controls, Inc. | York | GZB[2,5][B,C,D,E,F,G,H,K,L]* |  | Voluntarily Certified | ACAirCoolAllPhase&gt;=240k&lt; | False | False |  |  |  |  | 10.7 |  | 15.1 | 13 | [6 empty] | 338000 | Heating Other Than Electric Re | 08/29/2023 |  | 11/13/2023
Johnson Controls, Inc. | York | GZB[3,6][A,M]* |  | Voluntarily Certified | ACAirCoolAllPhase&gt;=240k&lt; | False | False |  |  |  |  | 10.5 |  | 14.3 | 13.2 | [6 empty] | 356000 | Electric Resistance Heating Or | 08/29/2023 |  | 11/13/2023
Johnson Controls, Inc. | York | GZB[3,6][B,C,D,E,F,G,H,K,L]* |  | Voluntarily Certified | ACAirCoolAllPhase&gt;=240k&lt; | False | False |  |  |  |  | 10.3 |  | 14.2 | 13 | [6 empty] | 356000 | Heating Other Than Electric Re | 08/29/2023 |  | 11/13/2023
Johnson Controls, Inc. | York | GZC[1,4][A,M]* |  | Voluntarily Certified | ACAirCoolAllPhase&gt;=240k&lt; | False | False |  |  |  |  | 10.9 |  | 14.6 | 13.2 | [6 empty] | 465000 | Electric Resistance Heating Or | 08/29/2023 |  | 11/13/2023
Johnson Controls, Inc. | York | GZC[1,4][B,C,D,E,F,G,H,K,L]* |  | Voluntarily Certified | ACAirCoolAllPhase&gt;=240k&lt; | False | False |  |  |  |  | 10.7 |  | 14.5 | 13 | [6 empty] | 465000 | Heating Other Than Electric Re | 08/29/2023 |  | 11/13/2023
Johnson Controls, Inc. | York | GZC[2,5][A,M]* |  | Voluntarily Certified | ACAirCoolAllPhase&gt;=240k&lt; | False | False |  |  |  |  | 11.1 |  | 16.1 | 13.2 | [6 empty] | 460000 | Electric Resistance Heating Or | 08/29/2023 |  | 11/13/2023
Johnson Controls, Inc. | York | GZC[2,5][B,C,D,E,F,G,H,K,L]* |  | Voluntarily Certified | ACAirCoolAllPhase&gt;=240k&lt; | False | False |  |  |  |  | 10.9 |  | 16 | 13 | [6 empty] | 460000 | Heating Other Than Electric Re | 08/29/2023 |  | 11/13/2023
Johnson Controls, Inc. | York | GZC[3,6][A,M]* |  | Voluntarily Certified | ACAirCoolAllPhase&gt;=240k&lt; | False | False |  |  |  |  | 10.7 |  | 14.6 | 13.2 | [6 empty] | 490000 | Electric Resistance Heating Or | 08/29/2023 |  | 11/13/2023
Johnson Controls, Inc. | York | GZC[3,6][B,C,D,E,F,G,H,K,L]* |  | Voluntarily Certified | ACAirCoolAllPhase&gt;=240k&lt; | False | False |  |  |  |  | 10.5 |  | 14.5 | 13 | [6 empty] | 490000 | Heating Other Than Electric Re | 08/29/2023 |  | 11/13/2023
Johnson Controls, Inc. | York | GZD[1,4][A,M]* |  | Voluntarily Certified | ACAirCoolAllPhase&gt;=240k&lt; | False | False |  |  |  |  | 10.8 |  | 15 | 13.2 | [6 empty] | 570000 | Electric Resistance Heating Or | 08/29/2023 |  | 11/13/2023
Johnson Controls, Inc. | York | GZD[1,4][B,C,D,E,F,G,H,K,L]* |  | Voluntarily Certified | ACAirCoolAllPhase&gt;=240k&lt; | False | False |  |  |  |  | 10.6 |  | 14.9 | 13 | [6 empty] | 570000 | Heating Other Than Electric Re | 08/29/2023 |  | 11/13/2023
Johnson Controls, Inc. | York | GZD[2,5][A,M]* |  | Voluntarily Certified | ACAirCoolAllPhase&gt;=240k&lt; | False | False |  |  |  |  | 10.9 |  | 15.9 | 13.2 | [6 empty] | 570000 | Electric Resistance Heating Or | 08/29/2023 |  | 11/13/2023
Johnson Controls, Inc. | York | GZD[2,5][B,C,D,E,F,G,H,K,L]* |  | Voluntarily Certified | ACAirCoolAllPhase&gt;=240k&lt; | False | False |  |  |  |  | 10.7 |  | 15.8 | 13 | [6 empty] | 570000 | Heating Other Than Electric Re | 08/29/2023 |  | 11/13/2023
Johnson Controls, Inc. | York | GZD[3,6][A,M]* |  | Voluntarily Certified | ACAirCoolAllPhase&gt;=240k&lt; | False | False |  |  |  |  | 10.5 |  | 14.8 | 13.2 | [6 empty] | 595000 | Electric Resistance Heating Or | 08/29/2023 |  | 11/13/2023
Johnson Controls, Inc. | York | GZD[3,6][B,C,D,E,F,G,H,K,L]* |  | Voluntarily Certified | ACAirCoolAllPhase&gt;=240k&lt; | False | False |  |  |  |  | 10.3 |  | 14.7 | 13 | [6 empty] | 595000 | Heating Other Than Electric Re | 08/29/2023 |  | 11/13/2023
Johnson Controls, Inc. | York | GZF[1,4][A,M]* |  | Voluntarily Certified | ACAirCoolAllPhase&gt;=240k&lt; | False | False |  |  |  |  | 10.5 |  | 15.8 | 13.2 | [6 empty] | 675000 | Electric Resistance Heating Or | 08/29/2023 |  | 11/13/2023
Johnson Controls, Inc. | York | GZF[1,4][B,C,D,E,F,G,H,K,L]* |  | Voluntarily Certified | ACAirCoolAllPhase&gt;=240k&lt; | False | False |  |  |  |  | 10.3 |  | 15.6 | 13 | [6 empty] | 675000 | Heating Other Than Electric Re | 08/29/2023 |  | 11/13/2023
Johnson Controls, Inc. | York | GZF[2,5][A,M]* |  | Voluntarily Certified | ACAirCoolAllPhase&gt;=240k&lt; | False | False |  |  |  |  | 10.8 |  | 16.9 | 13.2 | [6 empty] | 675000 | Electric Resistance Heating Or | 08/29/2023 |  | 11/13/2023
Johnson Controls, Inc. | York | GZF[2,5][B,C,D,E,F,G,H,K,L]* |  | Voluntarily Certified | ACAirCoolAllPhase&gt;=240k&lt; | False | False |  |  |  |  | 10.6 |  | 16.7 | 13 | [6 empty] | 675000 | Heating Other Than Electric Re | 08/29/2023 |  | 11/13/2023
Johnson Controls, Inc. | York | GZF[3,6][A,M]* |  | Voluntarily Certified | ACAirCoolAllPhase&gt;=240k&lt; | False | False |  |  |  |  | 10.5 |  | 15.8 | 13.2 | [6 empty] | 715000 | Electric Resistance Heating Or | 08/29/2023 |  | 11/13/2023
Johnson Controls, Inc. | York | GZF[3,6][B,C,G,K,L]* |  | Voluntarily Certified | ACAirCoolAllPhase&gt;=240k&lt; | False | False |  |  |  |  | 10.3 |  | 15.6 | 13 | [6 empty] | 715000 | Heating Other Than Electric Re | 08/29/2023 |  | 11/13/2023
Johnson Controls, Inc. | York | HV13[C,E]**[P,R](2,4,5,B,D,E)********2 |  | Voluntarily Certified | HPAirCoolAllPhase&gt;=135k&lt; | False | False |  |  |  |  | 10.9 |  | 14 | 13.5 |  |  |  |  | 3.3 | 3.3 | 146000 | Electric Resistance Heating Or | 08/29/2023 |  | 11/13/2023
Johnson Controls, Inc. | York | HV15[C,E]**[P,R](2,4,5,B,D,E)********2 |  | Voluntarily Certified | HPAirCoolAllPhase&gt;=135k&lt; | False | False |  |  |  |  | 10.9 |  | 13.5 | 13.5 |  |  |  |  | 3.3 | 3.3 | 174000 | Electric Resistance Heating Or | 08/29/2023 |  | 11/13/2023
Johnson Controls, Inc. | York | HV20[C,E]**[P,R](2,4,5,B,D,E)********2 |  | Voluntarily Certified | HPAirCoolAllPhase&gt;=135k&lt; | False | False |  |  |  |  | 10.9 |  | 13.5 | 13.5 |  |  |  |  | 3.3 | 3.3 | 234000 | Electric Resistance Heating Or | 08/29/2023 |  | 11/13/2023
Johnson Controls, Inc. | York | XP078[C,E]**(P,R,S,U,V,X)(2,4,5)*******2 |  | Voluntarily Certified | HPAirCoolAllPhase&gt;=65k&lt;1 | False | False |  |  |  |  | 12 |  | 15.2 | 14.1 |  |  |  |  | 3.5 | 3.4 | 84000 | Electric Resistance Heating Or | 08/29/2023 |  | 11/13/2023
Johnson Controls, Inc. | York | XP090[C,E]**(P,R,S,U,V,X)(2,4,5)*******2 |  | Voluntarily Certified | HPAirCoolAllPhase&gt;=65k&lt;1 | False | False |  |  |  |  | 11.2 |  | 14.6 | 14.1 |  |  |  |  | 3.5 | 3.4 | 92000 | Electric Resistance Heating Or | 08/29/2023 |  | 11/13/2023
Johnson Controls, Inc. | York | XP102[C,E]**(P,R,S,U,V,X)(2,4,5)*******2 |  | Voluntarily Certified | HPAirCoolAllPhase&gt;=65k&lt;1 | False | False |  |  |  |  | 11.1 |  | 14.4 | 14.1 |  |  |  |  | 3.5 | 3.4 | 100000 | Electric Resistance Heating Or | 08/29/2023 |  | 11/13/2023
Johnson Controls, Inc. | York | XP120[C,E]**(P,R,S,U,V,X)(2,4,5)*******2 |  | Voluntarily Certified | HPAirCoolAllPhase&gt;=65k&lt;1 | False | False |  |  |  |  | 11 |  | 14.5 | 14.1 |  |  |  |  | 3.5 | 3.4 | 111000 | Electric Resistance Heating Or | 08/29/2023 |  | 11/13/2023
Johnson Controls, Inc. | York | XP150[C,E]**(P,R,S,U,V,X)(2,4)*******3 |  | Voluntarily Certified | HPAirCoolAllPhase&gt;=135k&lt; | False | False |  |  |  |  | 10.6 |  | 14.5 | 13.5 |  |  |  |  | 3.3 | 3.3 | 142000 | Electric Resistance Heating Or | 08/29/2023 |  | 11/13/2023
Johnson Controls, Inc. | York | XXE08A(2,4,5)*3********* |  | Voluntarily Certified | HPAirCoolAllPhase&gt;=65k&lt;1 | False | False |  |  |  |  | 11.5 |  | 15.1 | 14.1 |  |  |  |  | 3.5 | 3.4 | 90000 | Electric Resistance Heating Or | 08/29/2023 |  | 11/13/2023
Johnson Controls, Inc. | York | XXE09A(2,4,5)*3********* |  | Voluntarily Certified | HPAirCoolAllPhase&gt;=65k&lt;1 | False | False |  |  |  |  | 11.8 |  | 14.4 | 14.1 |  |  |  |  | 3.4 | 3.4 | 102000 | Electric Resistance Heating Or | 08/29/2023 |  | 11/13/2023
Johnson Controls, Inc. | York | XXE12A(2,4,5)*3********3 |  | Voluntarily Certified | HPAirCoolAllPhase&gt;=65k&lt;1 | False | False |  |  |  |  | 11 |  | 14.6 | 14.1 |  |  |  |  | 3.4 | 3.4 | 115000 | Electric Resistance Heating Or | 08/29/2023 |  | 11/13/2023
Johnson Controls, Inc. | York | XXEA7A(2,4,5)*3********* |  | Voluntarily Certified | HPAirCoolAllPhase&gt;=65k&lt;1 | False | False |  |  |  |  | 11 |  | 14.8 | 14.1 |  |  |  |  | 3.5 | 3.4 | 66000 | Electric Resistance Heating Or | 08/29/2023 |  | 11/13/2023
Johnson Controls, Inc. | York | XYE08A(2,4,5)*3******* |  | Voluntarily Certified | HPAirCoolAllPhase&gt;=65k&lt;1 | False | False |  |  |  |  | 12.1 |  | 16 | 14.1 |  |  |  |  | 3.5 | 3.4 | 88000 | Electric Resistance Heating Or | 08/29/2023 |  | 11/13/2023
Johnson Controls, Inc. | York | XYE09A(2,4,5)*3******* |  | Voluntarily Certified | HPAirCoolAllPhase&gt;=65k&lt;1 | False | False |  |  |  |  | 12 |  | 15.8 | 14.1 |  |  |  |  | 3.4 | 3.4 | 98000 | Electric Resistance Heating Or | 08/29/2023 |  | 11/13/2023
Johnson Controls, Inc. | York | XYEA7A(2,4,5)*3********* |  | Voluntarily Certified | HPAirCoolAllPhase&gt;=65k&lt;1 | False | False |  |  |  |  | 12 |  | 16.5 | 14.1 |  |  |  |  | 3.4 | 3.4 | 70000 | Electric Resistance Heating Or | 08/29/2023 |  | 11/13/2023
Johnson Controls, Inc. | York | YH28[C,E]**[G,H,J,K,L](2,4,5,B,D,E)********2 |  | Voluntarily Certified | ACAirCoolAllPhase&gt;=240k&lt; | False | False |  |  |  |  | 10.8 |  | 15.2 | 13.2 | [6 empty] | 306000 | Electric Resistance Heating Or | 08/29/2023 |  | 11/13/2023
Johnson Controls, Inc. | York | YH28[C,E]**[P,Q,R,S,T](2,4,5,B,D,E)********2 |  | Voluntarily Certified | ACAirCoolAllPhase&gt;=240k&lt; | False | False |  |  |  |  | 10.8 |  | 14.1 | 13.2 | [6 empty] | 308000 | Electric Resistance Heating Or | 08/29/2023 |  | 11/13/2023
Johnson Controls, Inc. | York | YH28[C,E]**[W,X,Y,Z](2,4,5,B,D,E)********2 |  | Voluntarily Certified | ACAirCoolAllPhase&gt;=240k&lt; | False | False |  |  |  |  | 10.8 |  | 14.7 | 13.2 | [6 empty] | 306000 | Electric Resistance Heating Or | 08/29/2023 |  | 11/13/2023
Johnson Controls, Inc. | York | YH28[N,S,T]**[G,H,J,K,L](2,4,5,B,D,E)********2 |  | Voluntarily Certified | ACAirCoolAllPhase&gt;=240k&lt; | False | False |  |  |  |  | 10.5 |  | 14.3 | 13 | [6 empty] | 306000 | Heating Other Than Electric Re | 08/29/2023 |  | 11/13/2023
Johnson Controls, Inc. | York | YH28[N,S,T]**[P,Q,R,S,T](2,4,5,B,D,E)********2 |  | Voluntarily Certified | ACAirCoolAllPhase&gt;=240k&lt; | False | False |  |  |  |  | 10.5 |  | 13.8 | 13 | [6 empty] | 308000 | Heating Other Than Electric Re | 08/29/2023 |  | 11/13/2023
Johnson Controls, Inc. | York | YH28[N,S,T]**[W,X,Y,Z](2,4,5,B,D,E)********2 |  | Voluntarily Certified | ACAirCoolAllPhase&gt;=240k&lt; | False | False |  |  |  |  | 10.5 |  | 14.5 | 13 | [6 empty] | 306000 | Heating Other Than Electric Re | 08/29/2023 |  | 11/13/2023
Johnson Controls, Inc. | York | YH30[C,E]**[G,H,J,K,L](2,4,5,B,D,E)********2 |  | Voluntarily Certified | ACAirCoolAllPhase&gt;=240k&lt; | False | False |  |  |  |  | 10.9 |  | 14.1 | 13.2 | [6 empty] | 330000 | Electric Resistance Heating Or | 08/29/2023 |  | 11/13/2023
Johnson Controls, Inc. | York | YH30[C,E]**[P,Q,R,S,T](2,4,5,B,D,E)********2 |  | Voluntarily Certified | ACAirCoolAllPhase&gt;=240k&lt; | False | False |  |  |  |  | 10.9 |  | 13.6 | 13.2 | [6 empty] | 334000 | Electric Resistance Heating Or | 08/29/2023 |  | 11/13/2023
Johnson Controls, Inc. | York | YH30[C,E]**[W,X,Y,Z](2,4,5,B,D,E)********2 |  | Voluntarily Certified | ACAirCoolAllPhase&gt;=240k&lt; | False | False |  |  |  |  | 10.9 |  | 14.3 | 13.2 | [6 empty] | 330000 | Electric Resistance Heating Or | 08/29/2023 |  | 11/13/2023
Johnson Controls, Inc. | York | YH30[N,S,T]**[G,H,J,K,L](2,4,5,B,D,E)********2 |  | Voluntarily Certified | ACAirCoolAllPhase&gt;=240k&lt; | False | False |  |  |  |  | 10.7 |  | 13.9 | 13 | [6 empty] | 330000 | Heating Other Than Electric Re | 08/29/2023 |  | 11/13/2023
Johnson Controls, Inc. | York | YH30[N,S,T]**[P,Q,R,S,T](2,4,5,B,D,E)********2 |  | Voluntarily Certified | ACAirCoolAllPhase&gt;=240k&lt; | False | False |  |  |  |  | 10.5 |  | 13.4 | 13 | [6 empty] | 334000 | Heating Other Than Electric Re | 08/29/2023 |  | 11/13/2023
Johnson Controls, Inc. | York | YH30[N,S,T]**[W,X,Y,Z](2,4,5,B,D,E)********2 |  | Voluntarily Certified | ACAirCoolAllPhase&gt;=240k&lt; | False | False |  |  |  |  | 10.7 |  | 14.1 | 13 | [6 empty] | 330000 | Heating Other Than Electric Re | 08/29/2023 |  | 11/13/2023
Johnson Controls, Inc. | York | YH35[C,E]**[G,H,J,K,L](2,4,5,B,D,E)********2 |  | Voluntarily Certified | ACAirCoolAllPhase&gt;=240k&lt; | False | False |  |  |  |  | 10.8 |  | 15.2 | 13.2 | [6 empty] | 388000 | Electric Resistance Heating Or | 08/29/2023 |  | 11/13/2023
Johnson Controls, Inc. | York | YH35[C,E]**[P,Q,R,S,T](2,4,5,B,D,E)********2 |  | Voluntarily Certified | ACAirCoolAllPhase&gt;=240k&lt; | False | False |  |  |  |  | 10.7 |  | 14.7 | 13.2 | [6 empty] | 386000 | Electric Resistance Heating Or | 08/29/2023 |  | 11/13/2023
Johnson Controls, Inc. | York | YH35[C,E]**[W,X,Y,Z](2,4,5,B,D,E)********2 |  | Voluntarily Certified | ACAirCoolAllPhase&gt;=240k&lt; | False | False |  |  |  |  | 10.7 |  | 15.4 | 13.2 | [6 empty] | 388000 | Electric Resistance Heating Or | 08/29/2023 |  | 11/13/2023
Johnson Controls, Inc. | York | YH35[N,S,T]**[G,H,J,K,L](2,4,5,B,D,E)********2 |  | Voluntarily Certified | ACAirCoolAllPhase&gt;=240k&lt; | False | False |  |  |  |  | 10.5 |  | 15 | 13 | [6 empty] | 388000 | Heating Other Than Electric Re | 08/29/2023 |  | 11/13/2023
Johnson Controls, Inc. | York | YH35[N,S,T]**[P,Q,R,S,T](2,4,5,B,D,E)********2 |  | Voluntarily Certified | ACAirCoolAllPhase&gt;=240k&lt; | False | False |  |  |  |  | 10.5 |  | 14.4 | 13 | [6 empty] | 386000 | Heating Other Than Electric Re | 08/29/2023 |  | 11/13/2023
Johnson Controls, Inc. | York | YH35[N,S,T]**[W,X,Y,Z](2,4,5,B,D,E)********2 |  | Voluntarily Certified | ACAirCoolAllPhase&gt;=240k&lt; | False | False |  |  |  |  | 10.5 |  | 15.1 | 13 | [6 empty] | 388000 | Heating Other Than Electric Re | 08/29/2023 |  | 11/13/2023
Johnson Controls, Inc. | York | YH40[C,E]**[G,H,J,K,L](2,4,5,B,D,E)********2 |  | Voluntarily Certified | ACAirCoolAllPhase&gt;=240k&lt; | False | False |  |  |  |  | 11.1 |  | 15.4 | 13.2 | [6 empty] | 415000 | Electric Resistance Heating Or | 08/29/2023 |  | 11/13/2023
Johnson Controls, Inc. | York | YH40[C,E]**[P,Q,R,S,T](2,4,5,B,D,E)********2 |  | Voluntarily Certified | ACAirCoolAllPhase&gt;=240k&lt; | False | False |  |  |  |  | 11.1 |  | 14.9 | 13.2 | [6 empty] | 415000 | Electric Resistance Heating Or | 08/29/2023 |  | 11/13/2023
Johnson Controls, Inc. | York | YH40[C,E]**[W,X,Y,Z](2,4,5,B,D,E)********2 |  | Voluntarily Certified | ACAirCoolAllPhase&gt;=240k&lt; | False | False |  |  |  |  | 11.1 |  | 15.4 | 13.2 | [6 empty] | 415000 | Electric Resistance Heating Or | 08/29/2023 |  | 11/13/2023
Johnson Controls, Inc. | York | YH40[N,S,T]**[G,H,J,K,L](2,4,5,B,D,E)********2 |  | Voluntarily Certified | ACAirCoolAllPhase&gt;=240k&lt; | False | False |  |  |  |  | 10.8 |  | 15.2 | 13 | [6 empty] | 415000 | Heating Other Than Electric Re | 08/29/2023 |  | 11/13/2023
Johnson Controls, Inc. | York | YH40[N,S,T]**[P,Q,R,S,T](2,4,5,B,D,E)********2 |  | Voluntarily Certified | ACAirCoolAllPhase&gt;=240k&lt; | False | False |  |  |  |  | 10.8 |  | 14.6 | 13 | [6 empty] | 415000 | Heating Other Than Electric Re | 08/29/2023 |  | 11/13/2023
Johnson Controls, Inc. | York | YH40[N,S,T]**[W,X,Y,Z](2,4,5,B,D,E)********2 |  | Voluntarily Certified | ACAirCoolAllPhase&gt;=240k&lt; | False | False |  |  |  |  | 10.8 |  | 15.2 | 13 | [6 empty] | 415000 | Heating Other Than Electric Re | 08/29/2023 |  | 11/13/2023
Johnson Controls, Inc. | York | YH50[C,E]**[G,H,J,K,L](2,4,5,B,D,E)********2 |  | Voluntarily Certified | ACAirCoolAllPhase&gt;=240k&lt; | False | False |  |  |  |  | 10.8 |  | 16 | 13.2 | [6 empty] | 535000 | Electric Resistance Heating Or | 08/29/2023 |  | 11/13/2023
Johnson Controls, Inc. | York | YH50[C,E]**[P,Q,R,S,T](2,4,5,B,D,E)********2 |  | Voluntarily Certified | ACAirCoolAllPhase&gt;=240k&lt; | False | False |  |  |  |  | 10.5 |  | 14.6 | 13.2 | [6 empty] | 530000 | Electric Resistance Heating Or | 08/29/2023 |  | 11/13/2023
Johnson Controls, Inc. | York | YH50[C,E]**[W,X,Y,Z](2,4,5,B,D,E)********2 |  | Voluntarily Certified | ACAirCoolAllPhase&gt;=240k&lt; | False | False |  |  |  |  | 10.8 |  | 16 | 13.2 | [6 empty] | 535000 | Electric Resistance Heating Or | 08/29/2023 |  | 11/13/2023
Johnson Controls, Inc. | York | YH50[N,S,T]**[G,H,J,K,L](2,4,5,B,D,E)********2 |  | Voluntarily Certified | ACAirCoolAllPhase&gt;=240k&lt; | False | False |  |  |  |  | 10.4 |  | 15.6 | 13 | [6 empty] | 535000 | Heating Other Than Electric Re | 08/29/2023 |  | 11/13/2023
Johnson Controls, Inc. | York | YH50[N,S,T]**[P,Q,R,S,T](2,4,5,B,D,E)********2 |  | Voluntarily Certified | ACAirCoolAllPhase&gt;=240k&lt; | False | False |  |  |  |  | 10.3 |  | 14.4 | 13 | [6 empty] | 530000 | Heating Other Than Electric Re | 08/29/2023 |  | 11/13/2023
Johnson Controls, Inc. | York | YH50[N,S,T]**[W,X,Y,Z](2,4,5,B,D,E)********2 |  | Voluntarily Certified | ACAirCoolAllPhase&gt;=240k&lt; | False | False |  |  |  |  | 10.4 |  | 15.8 | 13 | [6 empty] | 535000 | Heating Other Than Electric Re | 08/29/2023 |  | 11/13/2023
Johnson Controls, Inc. | York | YV28[C,E]**[G,H,J,K,L](2,4,5,B,D,E)********2 |  | Voluntarily Certified | ACAirCoolAllPhase&gt;=240k&lt; | False | False |  |  |  |  | 10.8 |  | 15.2 | 13.2 | [6 empty] | 306000 | Electric Resistance Heating Or | 08/29/2023 |  | 11/13/2023
Johnson Controls, Inc. | York | YV28[C,E]**[P,Q,R,S,T](2,4,5,B,D,E)********2 |  | Voluntarily Certified | ACAirCoolAllPhase&gt;=240k&lt; | False | False |  |  |  |  | 10.8 |  | 14.4 | 13.2 | [6 empty] | 308000 | Electric Resistance Heating Or | 08/29/2023 |  | 11/13/2023
Johnson Controls, Inc. | York | YV28[C,E]**[W,X,Y,Z](2,4,5,B,D,E)********2 |  | Voluntarily Certified | ACAirCoolAllPhase&gt;=240k&lt; | False | False |  |  |  |  | 10.8 |  | 15.2 | 13.2 | [6 empty] | 306000 | Electric Resistance Heating Or | 08/29/2023 |  | 11/13/2023
Johnson Controls, Inc. | York | YV28[N,S,T]**[G,H,J,K,L](2,4,5,B,D,E)********2 |  | Voluntarily Certified | ACAirCoolAllPhase&gt;=240k&lt; | False | False |  |  |  |  | 10.5 |  | 14.6 | 13 | [6 empty] | 306000 | Heating Other Than Electric Re | 08/29/2023 |  | 11/13/2023
Johnson Controls, Inc. | York | YV28[N,S,T]**[P,Q,R,S,T](2,4,5,B,D,E)********2 |  | Voluntarily Certified | ACAirCoolAllPhase&gt;=240k&lt; | False | False |  |  |  |  | 10.5 |  | 13.8 | 13 | [6 empty] | 308000 | Heating Other Than Electric Re | 08/29/2023 |  | 11/13/2023
Johnson Controls, Inc. | York | YV28[N,S,T]**[W,X,Y,Z](2,4,5,B,D,E)********2 |  | Voluntarily Certified | ACAirCoolAllPhase&gt;=240k&lt; | False | False |  |  |  |  | 10.5 |  | 14.8 | 13 | [6 empty] | 306000 | Heating Other Than Electric Re | 08/29/2023 |  | 11/13/2023
Johnson Controls, Inc. | York | YV30[C,E]**[G,H,J,K,L](2,4,5,B,D,E)********2 |  | Voluntarily Certified | ACAirCoolAllPhase&gt;=240k&lt; | False | False |  |  |  |  | 10.9 |  | 15.1 | 13.2 | [6 empty] | 330000 | Electric Resistance Heating Or | 08/29/2023 |  | 11/13/2023
Johnson Controls, Inc. | York | YV30[C,E]**[P,Q,R,S,T](2,4,5,B,D,E)********2 |  | Voluntarily Certified | ACAirCoolAllPhase&gt;=240k&lt; | False | False |  |  |  |  | 10.9 |  | 14.4 | 13.2 | [6 empty] | 336000 | Electric Resistance Heating Or | 08/29/2023 |  | 11/13/2023
Johnson Controls, Inc. | York | YV30[C,E]**[W,X,Y,Z](2,4,5,B,D,E)********2 |  | Voluntarily Certified | ACAirCoolAllPhase&gt;=240k&lt; | False | False |  |  |  |  | 10.9 |  | 14.6 | 13.2 | [6 empty] | 330000 | Electric Resistance Heating Or | 08/29/2023 |  | 11/13/2023
Johnson Controls, Inc. | York | YV30[N,S,T]**[G,H,J,K,L](2,4,5,B,D,E)********2 |  | Voluntarily Certified | ACAirCoolAllPhase&gt;=240k&lt; | False | False |  |  |  |  | 10.8 |  | 14.6 | 13 | [6 empty] | 330000 | Heating Other Than Electric Re | 08/29/2023 |  | 11/13/2023
Johnson Controls, Inc. | York | YV30[N,S,T]**[P,Q,R,S,T](2,4,5,B,D,E)********2 |  | Voluntarily Certified | ACAirCoolAllPhase&gt;=240k&lt; | False | False |  |  |  |  | 10.8 |  | 14 | 13 | [6 empty] | 336000 | Heating Other Than Electric Re | 08/29/2023 |  | 11/13/2023
Johnson Controls, Inc. | York | YV30[N,S,T]**[W,X,Y,Z](2,4,5,B,D,E)********2 |  | Voluntarily Certified | ACAirCoolAllPhase&gt;=240k&lt; | False | False |  |  |  |  | 10.8 |  | 14.3 | 13 | [6 empty] | 330000 | Heating Other Than Electric Re | 08/29/2023 |  | 11/13/2023
Johnson Controls, Inc. | York | YV35[C,E]**[G,H,J,K,L](2,4,5,B,D,E)********2 |  | Voluntarily Certified | ACAirCoolAllPhase&gt;=240k&lt; | False | False |  |  |  |  | 10.8 |  | 15.4 | 13.2 | [6 empty] | 388000 | Electric Resistance Heating Or | 08/29/2023 |  | 11/13/2023
Johnson Controls, Inc. | York | YV35[C,E]**[P,Q,R,S,T](2,4,5,B,D,E)********2 |  | Voluntarily Certified | ACAirCoolAllPhase&gt;=240k&lt; | False | False |  |  |  |  | 10.8 |  | 15.1 | 13.2 | [6 empty] | 388000 | Electric Resistance Heating Or | 08/29/2023 |  | 11/13/2023
Johnson Controls, Inc. | York | YV35[C,E]**[W,X,Y,Z](2,4,5,B,D,E)********2 |  | Voluntarily Certified | ACAirCoolAllPhase&gt;=240k&lt; | False | False |  |  |  |  | 10.8 |  | 15.5 | 13.2 | [6 empty] | 388000 | Electric Resistance Heating Or | 08/29/2023 |  | 11/13/2023
Johnson Controls, Inc. | York | YV35[N,S,T]**[G,H,J,K,L](2,4,5,B,D,E)********2 |  | Voluntarily Certified | ACAirCoolAllPhase&gt;=240k&lt; | False | False |  |  |  |  | 10.5 |  | 15 | 13 | [6 empty] | 388000 | Heating Other Than Electric Re | 08/29/2023 |  | 11/13/2023
Johnson Controls, Inc. | York | YV35[N,S,T]**[P,Q,R,S,T](2,4,5,B,D,E)********2 |  | Voluntarily Certified | ACAirCoolAllPhase&gt;=240k&lt; | False | False |  |  |  |  | 10.5 |  | 14.6 | 13 | [6 empty] | 388000 | Heating Other Than Electric Re | 08/29/2023 |  | 11/13/2023
Johnson Controls, Inc. | York | YV35[N,S,T]**[W,X,Y,Z](2,4,5,B,D,E)********2 |  | Voluntarily Certified | ACAirCoolAllPhase&gt;=240k&lt; | False | False |  |  |  |  | 10.5 |  | 15.2 | 13 | [6 empty] | 388000 | Heating Other Than Electric Re | 08/29/2023 |  | 11/13/2023
Johnson Controls, Inc. | York | YV40[C,E]**[G,H,J,K,L](2,4,5,B,D,E)********2 |  | Voluntarily Certified | ACAirCoolAllPhase&gt;=240k&lt; | False | False |  |  |  |  | 11.1 |  | 15.4 | 13.2 | [6 empty] | 415000 | Electric Resistance Heating Or | 08/29/2023 |  | 11/13/2023
Johnson Controls, Inc. | York | YV40[C,E]**[P,Q,R,S,T](2,4,5,B,D,E)********2 |  | Voluntarily Certified | ACAirCoolAllPhase&gt;=240k&lt; | False | False |  |  |  |  | 11.1 |  | 14.9 | 13.2 | [6 empty] | 415000 | Electric Resistance Heating Or | 08/29/2023 |  | 11/13/2023
Johnson Controls, Inc. | York | YV40[C,E]**[W,X,Y,Z](2,4,5,B,D,E)********2 |  | Voluntarily Certified | ACAirCoolAllPhase&gt;=240k&lt; | False | False |  |  |  |  | 11.1 |  | 16.2 | 13.2 | [6 empty] | 415000 | Electric Resistance Heating Or | 08/29/2023 |  | 11/13/2023
Johnson Controls, Inc. | York | YV40[N,S,T]**[G,H,J,K,L](2,4,5,B,D,E)********2 |  | Voluntarily Certified | ACAirCoolAllPhase&gt;=240k&lt; | False | False |  |  |  |  | 10.8 |  | 15.2 | 13 | [6 empty] | 415000 | Heating Other Than Electric Re | 08/29/2023 |  | 11/13/2023
Johnson Controls, Inc. | York | YV40[N,S,T]**[P,Q,R,S,T](2,4,5,B,D,E)********2 |  | Voluntarily Certified | ACAirCoolAllPhase&gt;=240k&lt; | False | False |  |  |  |  | 10.8 |  | 14.6 | 13 | [6 empty] | 415000 | Heating Other Than Electric Re | 08/29/2023 |  | 11/13/2023
Johnson Controls, Inc. | York | YV40[N,S,T]**[W,X,Y,Z](2,4,5,B,D,E)********2 |  | Voluntarily Certified | ACAirCoolAllPhase&gt;=240k&lt; | False | False |  |  |  |  | 10.8 |  | 16 | 13 | [6 empty] | 415000 | Heating Other Than Electric Re | 08/29/2023 |  | 11/13/2023
Johnson Controls, Inc. | York | YV50[C,E]**[G,H,J,K,L](2,4,5,B,D,E)********2 |  | Voluntarily Certified | ACAirCoolAllPhase&gt;=240k&lt; | False | False |  |  |  |  | 10.8 |  | 16 | 13.2 | [6 empty] | 535000 | Electric Resistance Heating Or | 08/29/2023 |  | 11/13/2023
Johnson Controls, Inc. | York | YV50[C,E]**[P,Q,R,S,T](2,4,5,B,D,E)********2 |  | Voluntarily Certified | ACAirCoolAllPhase&gt;=240k&lt; | False | False |  |  |  |  | 10.6 |  | 15.1 | 13.2 | [6 empty] | 540000 | Electric Resistance Heating Or | 08/29/2023 |  | 11/13/2023
Johnson Controls, Inc. | York | YV50[C,E]**[W,X,Y,Z](2,4,5,B,D,E)********2 |  | Voluntarily Certified | ACAirCoolAllPhase&gt;=240k&lt; | False | False |  |  |  |  | 10.8 |  | 16.2 | 13.2 | [6 empty] | 535000 | Electric Resistance Heating Or | 08/29/2023 |  | 11/13/2023
Johnson Controls, Inc. | York | YV50[N,S,T]**[G,H,J,K,L](2,4,5,B,D,E)********2 |  | Voluntarily Certified | ACAirCoolAllPhase&gt;=240k&lt; | False | False |  |  |  |  | 10.4 |  | 15.8 | 13 | [6 empty] | 535000 | Heating Other Than Electric Re | 08/29/2023 |  | 11/13/2023
Johnson Controls, Inc. | York | YV50[N,S,T]**[P,Q,R,S,T](2,4,5,B,D,E)********2 |  | Voluntarily Certified | ACAirCoolAllPhase&gt;=240k&lt; | False | False |  |  |  |  | 10.4 |  | 14.9 | 13 | [6 empty] | 540000 | Heating Other Than Electric Re | 08/29/2023 |  | 11/13/2023
Johnson Controls, Inc. | York | YV50[N,S,T]**[W,X,Y,Z](2,4,5,B,D,E)********2 |  | Voluntarily Certified | ACAirCoolAllPhase&gt;=240k&lt; | False | False |  |  |  |  | 10.4 |  | 16 | 13 | [6 empty] | 535000 | Heating Other Than Electric Re | 08/29/2023 |  | 11/13/2023
Johnson Controls, Inc. | York | ZB078[C,E]**(E,G,H,K,L,N)(2,4,5)*******2 |  | Voluntarily Certified | ACAirCoolAllPhase&gt;=65k&lt;1 | False | False |  |  |  |  | 12.2 |  | 16 | 14.8 | [6 empty] | 76000 | Electric Resistance Heating Or | 08/29/2023 |  | 11/13/2023
Johnson Controls, Inc. | York | ZB078[C,E]**(P,R,S,U,V,X)(2,4,5)*******2 |  | Voluntarily Certified | ACAirCoolAllPhase&gt;=65k&lt;1 | False | False |  |  |  |  | 12.2 |  | 16 | 14.8 | [6 empty] | 76000 | Electric Resistance Heating Or | 08/29/2023 |  | 11/13/2023
Johnson Controls, Inc. | York | ZB078[N,S]**(E,G,H,K,L,N)(2,4,5)*******2 |  | Voluntarily Certified | ACAirCoolAllPhase&gt;=65k&lt;1 | False | False |  |  |  |  | 12 |  | 15.8 | 14.6 | [6 empty] | 76000 | Heating Other Than Electric Re | 08/29/2023 |  | 11/13/2023
Johnson Controls, Inc. | York | ZB078[N,S]**(P,R,S,U,V,X)(2,4,5)*******2 |  | Voluntarily Certified | ACAirCoolAllPhase&gt;=65k&lt;1 | False | False |  |  |  |  | 12 |  | 15.8 | 14.6 | [6 empty] | 76000 | Heating Other Than Electric Re | 08/29/2023 |  | 11/13/2023
Johnson Controls, Inc. | York | ZB090[C,E]**(E,G,H,K,L,N)(2,4,5)*******2 |  | Voluntarily Certified | ACAirCoolAllPhase&gt;=65k&lt;1 | False | False |  |  |  |  | 12.2 |  | 15.6 | 14.8 | [6 empty] | 87000 | Electric Resistance Heating Or | 08/29/2023 |  | 11/13/2023
Johnson Controls, Inc. | York | ZB090[C,E]**(P,R,S,U,V,X)(2,4,5)*******2 |  | Voluntarily Certified | ACAirCoolAllPhase&gt;=65k&lt;1 | False | False |  |  |  |  | 12.2 |  | 15.6 | 14.8 | [6 empty] | 87000 | Electric Resistance Heating Or | 08/29/2023 |  | 11/13/2023
Johnson Controls, Inc. | York | ZB090[N,S]**(E,G,H,K,L,N)(2,4,5)*******2 |  | Voluntarily Certified | ACAirCoolAllPhase&gt;=65k&lt;1 | False | False |  |  |  |  | 12 |  | 15.4 | 14.6 | [6 empty] | 87000 | Heating Other Than Electric Re | 08/29/2023 |  | 11/13/2023
Johnson Controls, Inc. | York | ZB090[N,S]**(P,R,S,U,V,X)(2,4,5)*******2 |  | Voluntarily Certified | ACAirCoolAllPhase&gt;=65k&lt;1 | False | False |  |  |  |  | 12 |  | 15.4 | 14.6 | [6 empty] | 87000 | Heating Other Than Electric Re | 08/29/2023 |  | 11/13/2023
Johnson Controls, Inc. | York | ZB102[C,E]**(E,G,H,K,L,N)(2,4,5)*******2 |  | Voluntarily Certified | ACAirCoolAllPhase&gt;=65k&lt;1 | False | False |  |  |  |  | 12.2 |  | 15.8 | 14.8 | [6 empty] | 98000 | Electric Resistance Heating Or | 08/29/2023 |  | 11/13/2023
Johnson Controls, Inc. | York | ZB102[C,E]**(P,R,S,U,V,X)(2,4,5)*******2 |  | Voluntarily Certified | ACAirCoolAllPhase&gt;=65k&lt;1 | False | False |  |  |  |  | 12.2 |  | 16 | 14.8 | [6 empty] | 98000 | Electric Resistance Heating Or | 08/29/2023 |  | 11/13/2023
Johnson Controls, Inc. | York | ZB102[N,S]**(E,G,H,K,L,N)(2,4,5)*******2 |  | Voluntarily Certified | ACAirCoolAllPhase&gt;=65k&lt;1 | False | False |  |  |  |  | 12 |  | 15.6 | 14.6 | [6 empty] | 98000 | Heating Other Than Electric Re | 08/29/2023 |  | 11/13/2023
Johnson Controls, Inc. | York | ZB102[N,S]**(P,R,S,U,V,X)(2,4,5)*******2 |  | Voluntarily Certified | ACAirCoolAllPhase&gt;=65k&lt;1 | False | False |  |  |  |  | 12 |  | 15.8 | 14.6 | [6 empty] | 98000 | Heating Other Than Electric Re | 08/29/2023 |  | 11/13/2023
Johnson Controls, Inc. | York | ZB120[C,E]**(E,G,H,K,L,N)(2,4,5)*******2 |  | Voluntarily Certified | ACAirCoolAllPhase&gt;=65k&lt;1 | False | False |  |  |  |  | 12 |  | 15 | 14.8 | [6 empty] | 114000 | Electric Resistance Heating Or | 08/29/2023 |  | 11/13/2023
Johnson Controls, Inc. | York | ZB120[C,E]**(P,R,S,U,V,X)(2,4,5)*******2 |  | Voluntarily Certified | ACAirCoolAllPhase&gt;=65k&lt;1 | False | False |  |  |  |  | 12 |  | 15 | 14.8 | [6 empty] | 114000 | Electric Resistance Heating Or | 08/29/2023 |  | 11/13/2023
Johnson Controls, Inc. | York | ZB120[N,S]**(E,G,H,K,L,N)(2,4,5)*******2 |  | Voluntarily Certified | ACAirCoolAllPhase&gt;=65k&lt;1 | False | False |  |  |  |  | 12 |  | 15 | 14.6 | [6 empty] | 114000 | Heating Other Than Electric Re | 08/29/2023 |  | 11/13/2023
Johnson Controls, Inc. | York | ZB120[N,S]**(P,R,S,U,V,X)(2,4,5)*******2 |  | Voluntarily Certified | ACAirCoolAllPhase&gt;=65k&lt;1 | False | False |  |  |  |  | 12 |  | 15 | 14.6 | [6 empty] | 114000 | Heating Other Than Electric Re | 08/29/2023 |  | 11/13/2023
Johnson Controls, Inc. | York | ZB150[C,E]**(E,G,H,K,L,N)(2,4,5)*******2 |  | Voluntarily Certified | ACAirCoolAllPhase&gt;=135k&lt; | False | False |  |  |  |  | 12.2 |  | 16 | 14.2 | [6 empty] | 142000 | Electric Resistance Heating Or | 08/29/2023 |  | 11/13/2023
Johnson Controls, Inc. | York | ZB150[C,E]**(P,R,S,U,V,X)(2,4,5)*******2 |  | Voluntarily Certified | ACAirCoolAllPhase&gt;=135k&lt; | False | False |  |  |  |  | 12.2 |  | 16 | 14.2 | [6 empty] | 142000 | Electric Resistance Heating Or | 08/29/2023 |  | 11/13/2023
Johnson Controls, Inc. | York | ZB150[N,S]**(E,G,H,K,L,N)(2,4,5)*******2 |  | Voluntarily Certified | ACAirCoolAllPhase&gt;=135k&lt; | False | False |  |  |  |  | 12 |  | 15.8 | 14 | [6 empty] | 142000 | Heating Other Than Electric Re | 08/29/2023 |  | 11/13/2023
Johnson Controls, Inc. | York | ZB150[N,S]**(P,R,S,U,V,X)(2,4,5)*******2 |  | Voluntarily Certified | ACAirCoolAllPhase&gt;=135k&lt; | False | False |  |  |  |  | 12 |  | 15.8 | 14 | [6 empty] | 142000 | Heating Other Than Electric Re | 08/29/2023 |  | 11/13/2023
Johnson Controls, Inc. | York | ZE072(C,E)***(2,4,5)******** |  | Voluntarily Certified | ACAirCoolAllPhase&gt;=65k&lt;1 | False | False |  |  |  |  | 11.2 |  | 15 | 14.8 | [6 empty] | 66000 | Electric Resistance Heating Or | 08/29/2023 |  | 11/13/2023
Johnson Controls, Inc. | York | ZE072(H,J,N,S)***(2,4,5)******** |  | Voluntarily Certified | ACAirCoolAllPhase&gt;=65k&lt;1 | False | False |  |  |  |  | 11 |  | 15 | 14.6 | [6 empty] | 66000 | Heating Other Than Electric Re | 08/29/2023 |  | 11/13/2023
Johnson Controls, Inc. | York | ZJ078[C,E]**(E,G,H,K,L,N)(2,4,5)*******3 |  | Voluntarily Certified | ACAirCoolAllPhase&gt;=65k&lt;1 | False | False |  |  |  |  | 12 |  | 15.2 | 14.8 | [6 empty] | 76000 | Electric Resistance Heating Or | 08/29/2023 |  | 11/13/2023
Johnson Controls, Inc. | York | ZJ078[C,E]**(P,R,S,U,V,X)(2,4,5)*******3 |  | Voluntarily Certified | ACAirCoolAllPhase&gt;=65k&lt;1 | False | False |  |  |  |  | 12 |  | 15.2 | 14.8 | [6 empty] | 76000 | Electric Resistance Heating Or | 08/29/2023 |  | 11/13/2023
Johnson Controls, Inc. | York | ZJ078[N,S]**(E,G,H,K,L,N)(2,4,5)*******3 |  | Voluntarily Certified | ACAirCoolAllPhase&gt;=65k&lt;1 | False | False |  |  |  |  | 11.8 |  | 15 | 14.6 | [6 empty] | 76000 | Heating Other Than Electric Re | 08/29/2023 |  | 11/13/2023
Johnson Controls, Inc. | York | ZJ078[N,S]**(P,R,S,U,V,X)(2,4,5)*******3 |  | Voluntarily Certified | ACAirCoolAllPhase&gt;=65k&lt;1 | False | False |  |  |  |  | 11.8 |  | 15 | 14.6 | [6 empty] | 76000 | Heating Other Than Electric Re | 08/29/2023 |  | 11/13/2023
Johnson Controls, Inc. | York | ZJ090[C,E]**(E,G,H,K,L,N)(2,4,5)*******3 |  | Voluntarily Certified | ACAirCoolAllPhase&gt;=65k&lt;1 | False | False |  |  |  |  | 12 |  | 14.8 | 14.8 | [6 empty] | 86000 | Electric Resistance Heating Or | 08/29/2023 |  | 11/13/2023
Johnson Controls, Inc. | York | ZJ090[C,E]**(P,R,S,U,V,X)(2,4,5)*******3 |  | Voluntarily Certified | ACAirCoolAllPhase&gt;=65k&lt;1 | False | False |  |  |  |  | 12 |  | 15.2 | 14.8 | [6 empty] | 86000 | Electric Resistance Heating Or | 08/29/2023 |  | 11/13/2023
Johnson Controls, Inc. | York | ZJ090[N,S]**(E,G,H,K,L,N)(2,4,5)*******3 |  | Voluntarily Certified | ACAirCoolAllPhase&gt;=65k&lt;1 | False | False |  |  |  |  | 12 |  | 14.6 | 14.6 | [6 empty] | 86000 | Heating Other Than Electric Re | 08/29/2023 |  | 11/13/2023
Johnson Controls, Inc. | York | ZJ090[N,S]**(P,R,S,U,V,X)(2,4,5)*******3 |  | Voluntarily Certified | ACAirCoolAllPhase&gt;=65k&lt;1 | False | False |  |  |  |  | 12 |  | 15 | 14.6 | [6 empty] | 86000 | Heating Other Than Electric Re | 08/29/2023 |  | 11/13/2023
Johnson Controls, Inc. | York | ZJ102[C,E]**(E,G,H,K,L,N)(2,4,5)*******3 |  | Voluntarily Certified | ACAirCoolAllPhase&gt;=65k&lt;1 | False | False |  |  |  |  | 12.2 |  | 14.8 | 14.8 | [6 empty] | 95000 | Electric Resistance Heating Or | 08/29/2023 |  | 11/13/2023
Johnson Controls, Inc. | York | ZJ102[C,E]**(P,R,S,U,V,X)(2,4,5)*******3 |  | Voluntarily Certified | ACAirCoolAllPhase&gt;=65k&lt;1 | False | False |  |  |  |  | 12.2 |  | 14.8 | 14.8 | [6 empty] | 95000 | Electric Resistance Heating Or | 08/29/2023 |  | 11/13/2023
Johnson Controls, Inc. | York | ZJ102[N,S]**(E,G,H,K,L,N)(2,4,5)*******3 |  | Voluntarily Certified | ACAirCoolAllPhase&gt;=65k&lt;1 | False | False |  |  |  |  | 12 |  | 14.6 | 14.6 | [6 empty] | 95000 | Heating Other Than Electric Re | 08/29/2023 |  | 11/13/2023
Johnson Controls, Inc. | York | ZJ102[N,S]**(P,R,S,U,V,X)(2,4,5)*******3 |  | Voluntarily Certified | ACAirCoolAllPhase&gt;=65k&lt;1 | False | False |  |  |  |  | 12 |  | 14.6 | 14.6 | [6 empty] | 95000 | Heating Other Than Electric Re | 08/29/2023 |  | 11/13/2023
Johnson Controls, Inc. | York | ZJ120[C,E]**(E,G,H,K,L,N)(2,4,5)*******3 |  | Voluntarily Certified | ACAirCoolAllPhase&gt;=65k&lt;1 | False | False |  |  |  |  | 12 |  | 15.2 | 14.8 | [6 empty] | 120000 | Electric Resistance Heating Or | 08/29/2023 |  | 11/13/2023
Johnson Controls, Inc. | York | ZJ120[C,E]**(P,R,S,U,V,X)(2,4,5)*******3 |  | Voluntarily Certified | ACAirCoolAllPhase&gt;=65k&lt;1 | False | False |  |  |  |  | 12 |  | 15.2 | 14.8 | [6 empty] | 120000 | Electric Resistance Heating Or | 08/29/2023 |  | 11/13/2023
Johnson Controls, Inc. | York | ZJ120[N,S]**(E,G,H,K,L,N)(2,4,5)*******3 |  | Voluntarily Certified | ACAirCoolAllPhase&gt;=65k&lt;1 | False | False |  |  |  |  | 12 |  | 15 | 14.6 | [6 empty] | 120000 | Heating Other Than Electric Re | 08/29/2023 |  | 11/13/2023
Johnson Controls, Inc. | York | ZJ120[N,S]**(P,R,S,U,V,X)(2,4,5)*******3 |  | Voluntarily Certified | ACAirCoolAllPhase&gt;=65k&lt;1 | False | False |  |  |  |  | 12 |  | 15 | 14.6 | [6 empty] | 120000 | Heating Other Than Electric Re | 08/29/2023 |  | 11/13/2023
Johnson Controls, Inc. | York | ZJ150[C,E]**(E,G,H,K,L,N)(2,4,5)*******2 |  | Voluntarily Certified | ACAirCoolAllPhase&gt;=135k&lt; | False | False |  |  |  |  | 12.1 |  | 15.4 | 14.2 | [6 empty] | 150000 | Electric Resistance Heating Or | 08/29/2023 |  | 11/13/2023
Johnson Controls, Inc. | York | ZJ150[C,E]**(P,R,S,U,V,X)(2,4,5)*******2 |  | Voluntarily Certified | ACAirCoolAllPhase&gt;=135k&lt; | False | False |  |  |  |  | 12.1 |  | 15.4 | 14.2 | [6 empty] | 150000 | Electric Resistance Heating Or | 08/29/2023 |  | 11/13/2023
Johnson Controls, Inc. | York | ZJ150[N,S]**(E,G,H,K,L,N)(2,4,5)*******2 |  | Voluntarily Certified | ACAirCoolAllPhase&gt;=135k&lt; | False | False |  |  |  |  | 12 |  | 15.2 | 14 | [6 empty] | 150000 | Heating Other Than Electric Re | 08/29/2023 |  | 11/13/2023
Johnson Controls, Inc. | York | ZJ150[N,S]**(P,R,S,U,V,X)(2,4,5)*******2 |  | Voluntarily Certified | ACAirCoolAllPhase&gt;=135k&lt; | False | False |  |  |  |  | 12 |  | 15.2 | 14 | [6 empty] | 150000 | Heating Other Than Electric Re | 08/29/2023 |  | 11/13/2023
Johnson Controls, Inc. | York | ZLE08A(2,4,5)*2********* |  | Voluntarily Certified | ACAirCoolAllPhase&gt;=65k&lt;1 | False | False |  |  |  |  | 12.2 |  | 15.4 | 14.8 | [6 empty] | 89000 | Electric Resistance Heating Or | 08/29/2023 |  | 11/13/2023
Johnson Controls, Inc. | York | ZLE08A(2,4,5)*3********* |  | Voluntarily Certified | ACAirCoolAllPhase&gt;=65k&lt;1 | False | False |  |  |  |  | 12.2 |  | 15.8 | 14.8 | [6 empty] | 89000 | Electric Resistance Heating Or | 08/29/2023 |  | 11/13/2023
Johnson Controls, Inc. | York | ZLE09A(2,4,5)*2********* |  | Voluntarily Certified | ACAirCoolAllPhase&gt;=65k&lt;1 | False | False |  |  |  |  | 12.2 |  | 15.9 | 14.8 | [6 empty] | 98000 | Electric Resistance Heating Or | 08/29/2023 |  | 11/13/2023
Johnson Controls, Inc. | York | ZLE09A(2,4,5)*3********* |  | Voluntarily Certified | ACAirCoolAllPhase&gt;=65k&lt;1 | False | False |  |  |  |  | 12.2 |  | 16.3 | 14.8 | [6 empty] | 98000 | Electric Resistance Heating Or | 08/29/2023 |  | 11/13/2023
Johnson Controls, Inc. | York | ZLE12A(2,4,5)*2********* |  | Voluntarily Certified | ACAirCoolAllPhase&gt;=65k&lt;1 | False | False |  |  |  |  | 12.2 |  | 15.4 | 14.8 | [6 empty] | 116000 | Electric Resistance Heating Or | 08/29/2023 |  | 11/13/2023
Johnson Controls, Inc. | York | ZLE12A(2,4,5)*3********* |  | Voluntarily Certified | ACAirCoolAllPhase&gt;=65k&lt;1 | False | False |  |  |  |  | 12.2 |  | 15.6 | 14.8 | [6 empty] | 116000 | Electric Resistance Heating Or | 08/29/2023 |  | 11/13/2023
Johnson Controls, Inc. | York | ZLE14A(2,4,5)*2********* |  | Voluntarily Certified | ACAirCoolAllPhase&gt;=135k&lt; | False | False |  |  |  |  | 11.2 |  | 14.7 | 14.2 | [6 empty] | 135000 | Electric Resistance Heating Or | 08/29/2023 |  | 11/13/2023
Johnson Controls, Inc. | York | ZLE14A(2,4,5)*3********* |  | Voluntarily Certified | ACAirCoolAllPhase&gt;=135k&lt; | False | False |  |  |  |  | 11.2 |  | 14.9 | 14.2 | [6 empty] | 135000 | Electric Resistance Heating Or | 08/29/2023 |  | 11/13/2023
Johnson Controls, Inc. | York | ZLG08*(2,4,5)*2********* |  | Voluntarily Certified | ACAirCoolAllPhase&gt;=65k&lt;1 | False | False |  |  |  |  | 12 |  | 15.2 | 14.6 | [6 empty] | 89000 | Heating Other Than Electric Re | 08/29/2023 |  | 11/13/2023
Johnson Controls, Inc. | York | ZLG08*(2,4,5)*3********* |  | Voluntarily Certified | ACAirCoolAllPhase&gt;=65k&lt;1 | False | False |  |  |  |  | 12 |  | 15.6 | 14.6 | [6 empty] | 89000 | Heating Other Than Electric Re | 08/29/2023 |  | 11/13/2023
Johnson Controls, Inc. | York | ZLG09*(2,4,5)*2********* |  | Voluntarily Certified | ACAirCoolAllPhase&gt;=65k&lt;1 | False | False |  |  |  |  | 12 |  | 15.7 | 14.6 | [6 empty] | 98000 | Heating Other Than Electric Re | 08/29/2023 |  | 11/13/2023
Johnson Controls, Inc. | York | ZLG09*(2,4,5)*3********* |  | Voluntarily Certified | ACAirCoolAllPhase&gt;=65k&lt;1 | False | False |  |  |  |  | 12 |  | 16.1 | 14.6 | [6 empty] | 98000 | Heating Other Than Electric Re | 08/29/2023 |  | 11/13/2023
Johnson Controls, Inc. | York | ZLG12*(2,4,5)*2********* |  | Voluntarily Certified | ACAirCoolAllPhase&gt;=65k&lt;1 | False | False |  |  |  |  | 12 |  | 15.2 | 14.6 | [6 empty] | 116000 | Heating Other Than Electric Re | 08/29/2023 |  | 11/13/2023
Johnson Controls, Inc. | York | ZLG12*(2,4,5)*3********* |  | Voluntarily Certified | ACAirCoolAllPhase&gt;=65k&lt;1 | False | False |  |  |  |  | 12 |  | 15.4 | 14.6 | [6 empty] | 116000 | Heating Other Than Electric Re | 08/29/2023 |  | 11/13/2023
Johnson Controls, Inc. | York | ZLG14*(2,4,5)*2********* |  | Voluntarily Certified | ACAirCoolAllPhase&gt;=135k&lt; | False | False |  |  |  |  | 11 |  | 14.5 | 14 | [6 empty] | 135000 | Heating Other Than Electric Re | 08/29/2023 |  | 11/13/2023
Johnson Controls, Inc. | York | ZLG14*(2,4,5)*3********* |  | Voluntarily Certified | ACAirCoolAllPhase&gt;=135k&lt; | False | False |  |  |  |  | 11 |  | 14.7 | 14 | [6 empty] | 135000 | Heating Other Than Electric Re | 08/29/2023 |  | 11/13/2023
Johnson Controls, Inc. | York | ZT078[C,E]**(E,G,H,K,L,N)(2,4)*******2 |  | Voluntarily Certified | ACAirCoolAllPhase&gt;=65k&lt;1 | False | False |  |  |  |  | 12.6 |  | 20.5 | 14.8 | [6 empty] | 74000 | Electric Resistance Heating Or | 08/29/2023 |  | 11/13/2023
Johnson Controls, Inc. | York | ZT078[C,E]**(P,R,S,U,V,X)(2,4)*******2 |  | Voluntarily Certified | ACAirCoolAllPhase&gt;=65k&lt;1 | False | False |  |  |  |  | 12.6 |  | 21.2 | 14.8 | [6 empty] | 74000 | Electric Resistance Heating Or | 08/29/2023 |  | 11/13/2023
Johnson Controls, Inc. | York | ZT078[N,S]**(E,G,H,K,L,N)(2,4)*******2 |  | Voluntarily Certified | ACAirCoolAllPhase&gt;=65k&lt;1 | False | False |  |  |  |  | 12.4 |  | 20.5 | 14.6 | [6 empty] | 74000 | Heating Other Than Electric Re | 08/29/2023 |  | 11/13/2023
Johnson Controls, Inc. | York | ZT078[N,S]**(P,R,S,U,V,X)(2,4)*******2 |  | Voluntarily Certified | ACAirCoolAllPhase&gt;=65k&lt;1 | False | False |  |  |  |  | 12.4 |  | 21.2 | 14.6 | [6 empty] | 74000 | Heating Other Than Electric Re | 08/29/2023 |  | 11/13/2023
Johnson Controls, Inc. | York | ZT090[C,E]**(E,G,H,K,L,N)(2,4)*******2 |  | Voluntarily Certified | ACAirCoolAllPhase&gt;=65k&lt;1 | False | False |  |  |  |  | 13.1 |  | 20.5 | 14.8 | [6 empty] | 89000 | Electric Resistance Heating Or | 08/29/2023 |  | 11/13/2023
Johnson Controls, Inc. | York | ZT090[C,E]**(P,R,S,U,V,X)(2,4)*******2 |  | Voluntarily Certified | ACAirCoolAllPhase&gt;=65k&lt;1 | False | False |  |  |  |  | 13.1 |  | 21 | 14.8 | [6 empty] | 89000 | Electric Resistance Heating Or | 08/29/2023 |  | 11/13/2023
Johnson Controls, Inc. | York | ZT090[N,S]**(E,G,H,K,L,N)(2,4)*******2 |  | Voluntarily Certified | ACAirCoolAllPhase&gt;=65k&lt;1 | False | False |  |  |  |  | 13.1 |  | 20.5 | 14.6 | [6 empty] | 89000 | Heating Other Than Electric Re | 08/29/2023 |  | 11/13/2023
Johnson Controls, Inc. | York | ZT090[N,S]**(P,R,S,U,V,X)(2,4)*******2 |  | Voluntarily Certified | ACAirCoolAllPhase&gt;=65k&lt;1 | False | False |  |  |  |  | 13.1 |  | 21 | 14.6 | [6 empty] | 89000 | Heating Other Than Electric Re | 08/29/2023 |  | 11/13/2023
Johnson Controls, Inc. | York | ZT102[C,E]**(E,G,H,K,L,N)(2,4)*******2 |  | Voluntarily Certified | ACAirCoolAllPhase&gt;=65k&lt;1 | False | False |  |  |  |  | 13.1 |  | 18.2 | 14.8 | [6 empty] | 101000 | Electric Resistance Heating Or | 08/29/2023 |  | 11/13/2023
Johnson Controls, Inc. | York | ZT102[C,E]**(P,R,S,U,V,X)(2,4)*******2 |  | Voluntarily Certified | ACAirCoolAllPhase&gt;=65k&lt;1 | False | False |  |  |  |  | 13.1 |  | 21 | 14.8 | [6 empty] | 101000 | Electric Resistance Heating Or | 08/29/2023 |  | 11/13/2023
Johnson Controls, Inc. | York | ZT102[N,S]**(E,G,H,K,L,N)(2,4)*******2 |  | Voluntarily Certified | ACAirCoolAllPhase&gt;=65k&lt;1 | False | False |  |  |  |  | 13.1 |  | 18.2 | 14.6 | [6 empty] | 101000 | Heating Other Than Electric Re | 08/29/2023 |  | 11/13/2023
Johnson Controls, Inc. | York | ZT102[N,S]**(P,R,S,U,V,X)(2,4)*******2 |  | Voluntarily Certified | ACAirCoolAllPhase&gt;=65k&lt;1 | False | False |  |  |  |  | 13.1 |  | 21 | 14.6 | [6 empty] | 101000 | Heating Other Than Electric Re | 08/29/2023 |  | 11/13/2023
Johnson Controls, Inc. | York | ZT120[C,E]**(E,G,H,K,L,N)(2,4)*******2 |  | Voluntarily Certified | ACAirCoolAllPhase&gt;=65k&lt;1 | False | False |  |  |  |  | 13.1 |  | 19.5 | 14.8 | [6 empty] | 117000 | Electric Resistance Heating Or | 08/29/2023 |  | 11/13/2023
Johnson Controls, Inc. | York | ZT120[C,E]**(P,R,S,U,V,X)(2,4)*******2 |  | Voluntarily Certified | ACAirCoolAllPhase&gt;=65k&lt;1 | False | False |  |  |  |  | 13.1 |  | 21.2 | 14.8 | [6 empty] | 117000 | Electric Resistance Heating Or | 08/29/2023 |  | 11/13/2023
Johnson Controls, Inc. | York | ZT120[N,S]**(E,G,H,K,L,N)(2,4)*******2 |  | Voluntarily Certified | ACAirCoolAllPhase&gt;=65k&lt;1 | False | False |  |  |  |  | 13.1 |  | 19.5 | 14.6 | [6 empty] | 117000 | Heating Other Than Electric Re | 08/29/2023 |  | 11/13/2023
Johnson Controls, Inc. | York | ZT120[N,S]**(P,R,S,U,V,X)(2,4)*******2 |  | Voluntarily Certified | ACAirCoolAllPhase&gt;=65k&lt;1 | False | False |  |  |  |  | 13.1 |  | 21.2 | 14.6 | [6 empty] | 117000 | Heating Other Than Electric Re | 08/29/2023 |  | 11/13/2023
Johnson Controls, Inc. | York | ZT150[C,E]**(E,G,H,K,L,N)(2,4)*******2 |  | Voluntarily Certified | ACAirCoolAllPhase&gt;=135k&lt; | False | False |  |  |  |  | 12.5 |  | 19 | 14.2 | [6 empty] | 142000 | Electric Resistance Heating Or | 08/29/2023 |  | 11/13/2023
Johnson Controls, Inc. | York | ZT150[C,E]**(P,R,S,U,V,X)(2,4)*******2 |  | Voluntarily Certified | ACAirCoolAllPhase&gt;=135k&lt; | False | False |  |  |  |  | 12.5 |  | 20.2 | 14.2 | [6 empty] | 142000 | Electric Resistance Heating Or | 08/29/2023 |  | 11/13/2023
Johnson Controls, Inc. | York | ZT150[N,S]**(E,G,H,K,L,N)(2,4)*******2 |  | Voluntarily Certified | ACAirCoolAllPhase&gt;=135k&lt; | False | False |  |  |  |  | 12.5 |  | 19 | 14 | [6 empty] | 142000 | Heating Other Than Electric Re | 08/29/2023 |  | 11/13/2023
Johnson Controls, Inc. | York | ZT150[N,S]**(P,R,S,U,V,X)(2,4)*******2 |  | Voluntarily Certified | ACAirCoolAllPhase&gt;=135k&lt; | False | False |  |  |  |  | 12.5 |  | 20.2 | 14 | [6 empty] | 142000 | Heating Other Than Electric Re | 08/29/2023 |  | 11/13/2023
Johnson Controls, Inc. | York | ZXEA7A(2,4,5)*3******** |  | Voluntarily Certified | ACAirCoolAllPhase&gt;=65k&lt;1 | False | False |  |  |  |  | 11.2 |  | 14.8 | 14.8 | [6 empty] | 67000 | Electric Resistance Heating Or | 08/29/2023 |  | 11/13/2023
Johnson Controls, Inc. | York | ZXGA7*(2,4,5)*3******** |  | Voluntarily Certified | ACAirCoolAllPhase&gt;=65k&lt;1 | False | False |  |  |  |  | 11 |  | 14.8 | 14.6 | [6 empty] | 67000 | Heating Other Than Electric Re | 08/29/2023 |  | 11/13/2023
Johnson Controls, Inc. | York | ZYE08A(2,4,5)*3********4 |  | Voluntarily Certified | ACAirCoolAllPhase&gt;=65k&lt;1 | False | False |  |  |  |  | 12.2 |  | 14.8 | 14.8 | [6 empty] | 89000 | Electric Resistance Heating Or | 08/29/2023 |  | 11/13/2023
Johnson Controls, Inc. | York | ZYE09A(2,4,5)*3******** |  | Voluntarily Certified | ACAirCoolAllPhase&gt;=65k&lt;1 | False | False |  |  |  |  | 12.2 |  | 14.8 | 14.8 | [6 empty] | 98000 | Electric Resistance Heating Or | 08/29/2023 |  | 11/13/2023
Johnson Controls, Inc. | York | ZYE12A(2,4,5)*3********3 |  | Voluntarily Certified | ACAirCoolAllPhase&gt;=65k&lt;1 | False | False |  |  |  |  | 12.2 |  | 14.8 | 14.8 | [6 empty] | 116000 | Electric Resistance Heating Or | 08/29/2023 |  | 11/13/2023
Johnson Controls, Inc. | York | ZYEA7A(2,4,5)*1********* |  | Voluntarily Certified | ACAirCoolAllPhase&gt;=65k&lt;1 | False | False |  |  |  |  | 12 |  | 14.8 | 14.8 | [6 empty] | 71000 | Electric Resistance Heating Or | 08/29/2023 |  | 11/13/2023
Johnson Controls, Inc. | York | ZYEA7A(2,4,5)*3******** |  | Voluntarily Certified | ACAirCoolAllPhase&gt;=65k&lt;1 | False | False |  |  |  |  | 12 |  | 16 | 14.8 | [6 empty] | 71000 | Electric Resistance Heating Or | 08/29/2023 |  | 11/13/2023
Johnson Controls, Inc. | York | ZYG08*(2,4,5)*3********4 |  | Voluntarily Certified | ACAirCoolAllPhase&gt;=65k&lt;1 | False | False |  |  |  |  | 12 |  | 14.6 | 14.6 | [6 empty] | 89000 | Heating Other Than Electric Re | 08/29/2023 |  | 11/13/2023
Johnson Controls, Inc. | York | ZYG09*(2,4,5)*3******** |  | Voluntarily Certified | ACAirCoolAllPhase&gt;=65k&lt;1 | False | False |  |  |  |  | 12 |  | 14.6 | 14.6 | [6 empty] | 98000 | Heating Other Than Electric Re | 08/29/2023 |  | 11/13/2023
Johnson Controls, Inc. | York | ZYG12*(2,4,5)*3********3 |  | Voluntarily Certified | ACAirCoolAllPhase&gt;=65k&lt;1 | False | False |  |  |  |  | 12 |  | 14.6 | 14.6 | [6 empty] | 116000 | Heating Other Than Electric Re | 08/29/2023 |  | 11/13/2023
Johnson Controls, Inc. | York | ZYGA7*(2,4,5)*1********* |  | Voluntarily Certified | ACAirCoolAllPhase&gt;=65k&lt;1 | False | False |  |  |  |  | 12 |  | 14.6 | 14.6 | [6 empty] | 71000 | Heating Other Than Electric Re | 08/29/2023 |  | 11/13/2023
Johnson Controls, Inc. | York | ZYGA7*(2,4,5)*3******** |  | Voluntarily Certified | ACAirCoolAllPhase&gt;=65k&lt;1 | False | False |  |  |  |  | 12 |  | 16 | 14.6 | [6 empty] | 71000 | Heating Other Than Electric Re | 08/29/2023 |  | 11/13/2023
Lennox Industries Inc. | Lennox | KCA240H4M*2Y,G,J |  | Voluntarily Certified | ACAirCoolAllPhase&gt;=135k&lt; | False | False |  |  |  |  | 12 |  | 14.5 | 14.2 | [6 empty] | 230000 | Electric Resistance Heating Or | 08/29/2023 |  | 11/14/2023
Lennox Industries Inc. | Allied Commercial | KCA240H4M*2Y,G,J |  | Voluntarily Certified | ACAirCoolAllPhase&gt;=135k&lt; | False | False |  |  |  |  | 12 |  | 14.5 | 14.2 | [6 empty] | 230000 | Electric Resistance Heating Or | 08/29/2023 |  | 11/14/2023
Lennox Industries Inc. | Lennox | KCB074H4T**Y,G,J |  | Voluntarily Certified | ACAirCoolAllPhase&gt;=65k&lt;1 | False | False |  |  |  |  | 12 |  | 16 | 14.8 | [6 empty] | 69000 | Electric Resistance Heating Or | 08/29/2023 |  | 11/14/2023
Lennox Industries Inc. | Allied Commercial | KCB074H4T**Y,G,J |  | Voluntarily Certified | ACAirCoolAllPhase&gt;=65k&lt;1 | False | False |  |  |  |  | 12 |  | 16 | 14.8 | [6 empty] | 69000 | Electric Resistance Heating Or | 08/29/2023 |  | 11/14/2023
Lennox Industries Inc. | Lennox | KCB074S4T**Y,G,J |  | Voluntarily Certified | ACAirCoolAllPhase&gt;=65k&lt;1 | False | False |  |  |  |  | 11.2 |  | 15 | 14.8 | [6 empty] | 68000 | Electric Resistance Heating Or | 08/29/2023 |  | 11/14/2023
Lennox Industries Inc. | Allied Commercial | KCB074S4T**Y,G,J |  | Voluntarily Certified | ACAirCoolAllPhase&gt;=65k&lt;1 | False | False |  |  |  |  | 11.2 |  | 15 | 14.8 | [6 empty] | 68000 | Electric Resistance Heating Or | 08/29/2023 |  | 11/14/2023
Lennox Industries Inc. | Lennox | KCB300S4M**Y,G,J |  | Voluntarily Certified | ACAirCoolAllPhase&gt;=240k&lt; | False | False |  |  |  |  | 10.5 |  | 13.8 | 13.2 | [6 empty] | 270000 | Electric Resistance Heating Or | 08/29/2023 |  | 11/14/2023
Lennox Industries Inc. | Allied Commercial | KCB300S4M**Y,G,J |  | Voluntarily Certified | ACAirCoolAllPhase&gt;=240k&lt; | False | False |  |  |  |  | 10.5 |  | 13.8 | 13.2 | [6 empty] | 270000 | Electric Resistance Heating Or | 08/29/2023 |  | 11/14/2023
Lennox Industries Inc. | Lennox | KCC092S4M**Y,G,J |  | Voluntarily Certified | ACAirCoolAllPhase&gt;=65k&lt;1 | False | False |  |  |  |  | 11.2 |  | 14.8 | 14.8 | [6 empty] | 86000 | Electric Resistance Heating Or | 08/29/2023 |  | 11/14/2023
Lennox Industries Inc. | Allied Commercial | KCC092S4M**Y,G,J |  | Voluntarily Certified | ACAirCoolAllPhase&gt;=65k&lt;1 | False | False |  |  |  |  | 11.2 |  | 14.8 | 14.8 | [6 empty] | 86000 | Electric Resistance Heating Or | 08/29/2023 |  | 11/14/2023
Lennox Industries Inc. | Lennox | KCC102S4M**Y,G,J |  | Voluntarily Certified | ACAirCoolAllPhase&gt;=65k&lt;1 | False | False |  |  |  |  | 11.2 |  | 14.8 | 14.8 | [6 empty] | 97000 | Electric Resistance Heating Or | 08/29/2023 |  | 11/14/2023
Lennox Industries Inc. | Allied Commercial | KCC102S4M**Y,G,J |  | Voluntarily Certified | ACAirCoolAllPhase&gt;=65k&lt;1 | False | False |  |  |  |  | 11.2 |  | 14.8 | 14.8 | [6 empty] | 97000 | Electric Resistance Heating Or | 08/29/2023 |  | 11/14/2023
Lennox Industries Inc. | Lennox | KCC120S4M**Y,G,J |  | Voluntarily Certified | ACAirCoolAllPhase&gt;=65k&lt;1 | False | False |  |  |  |  | 11.2 |  | 14.8 | 14.8 | [6 empty] | 115000 | Electric Resistance Heating Or | 08/29/2023 |  | 11/14/2023
Lennox Industries Inc. | Allied Commercial | KCC120S4M**Y,G,J |  | Voluntarily Certified | ACAirCoolAllPhase&gt;=65k&lt;1 | False | False |  |  |  |  | 11.2 |  | 14.8 | 14.8 | [6 empty] | 115000 | Electric Resistance Heating Or | 08/29/2023 |  | 11/14/2023
Lennox Industries Inc. | Lennox | KCC150S4M**Y,G,J |  | Voluntarily Certified | ACAirCoolAllPhase&gt;=135k&lt; | False | False |  |  |  |  | 11 |  | 14.2 | 14.2 | [6 empty] | 138000 | Electric Resistance Heating Or | 08/29/2023 |  | 11/14/2023
Lennox Industries Inc. | Allied Commercial | KCC150S4M**Y,G,J |  | Voluntarily Certified | ACAirCoolAllPhase&gt;=135k&lt; | False | False |  |  |  |  | 11 |  | 14.2 | 14.2 | [6 empty] | 138000 | Electric Resistance Heating Or | 08/29/2023 |  | 11/14/2023
Lennox Industries Inc. | Lennox | KCC180S4M**Y,G,J |  | Voluntarily Certified | ACAirCoolAllPhase&gt;=135k&lt; | False | False |  |  |  |  | 11 |  | 14.2 | 14.2 | [6 empty] | 172000 | Electric Resistance Heating Or | 08/29/2023 |  | 11/14/2023
Lennox Industries Inc. | Allied Commercial | KCC180S4M**Y,G,J |  | Voluntarily Certified | ACAirCoolAllPhase&gt;=135k&lt; | False | False |  |  |  |  | 11 |  | 14.2 | 14.2 | [6 empty] | 172000 | Electric Resistance Heating Or | 08/29/2023 |  | 11/14/2023
Lennox Industries Inc. | Lennox | KCC210S4M**Y,G,J |  | Voluntarily Certified | ACAirCoolAllPhase&gt;=135k&lt; | False | False |  |  |  |  | 11 |  | 14.2 | 14.2 | [6 empty] | 200000 | Electric Resistance Heating Or | 08/29/2023 |  | 11/14/2023
Lennox Industries Inc. | Allied Commercial | KCC210S4M**Y,G,J |  | Voluntarily Certified | ACAirCoolAllPhase&gt;=135k&lt; | False | False |  |  |  |  | 11 |  | 14.2 | 14.2 | [6 empty] | 200000 | Electric Resistance Heating Or | 08/29/2023 |  | 11/14/2023
Lennox Industries Inc. | Lennox | KCC240S4M**Y,G,J |  | Voluntarily Certified | ACAirCoolAllPhase&gt;=135k&lt; | False | False |  |  |  |  | 11 |  | 14.2 | 14.2 | [6 empty] | 228000 | Electric Resistance Heating Or | 08/29/2023 |  | 11/14/2023
Lennox Industries Inc. | Allied Commercial | KCC240S4M**Y,G,J |  | Voluntarily Certified | ACAirCoolAllPhase&gt;=135k&lt; | False | False |  |  |  |  | 11 |  | 14.2 | 14.2 | [6 empty] | 228000 | Electric Resistance Heating Or | 08/29/2023 |  | 11/14/2023
Lennox Industries Inc. | Lennox | KCC300S4M**Y,G,J |  | Voluntarily Certified | ACAirCoolAllPhase&gt;=240k&lt; | False | False |  |  |  |  | 10 |  | 13.2 | 13.2 | [6 empty] | 270000 | Electric Resistance Heating Or | 08/29/2023 |  | 11/14/2023
Lennox Industries Inc. | Allied Commercial | KCC300S4M**Y,G,J |  | Voluntarily Certified | ACAirCoolAllPhase&gt;=240k&lt; | False | False |  |  |  |  | 10 |  | 13.2 | 13.2 | [6 empty] | 270000 | Electric Resistance Heating Or | 08/29/2023 |  | 11/14/2023
Lennox Industries Inc. | Lennox | KDB092H4M*1Y,G,J |  | Voluntarily Certified | HPAirCoolAllPhase&gt;=65k&lt;1 | False | False |  |  |  |  | 12.1 |  | 14.2 | 14.1 |  |  |  |  | 3.6 | 3.4 | 89000 | Electric Resistance Heating Or | 08/29/2023 |  | 11/14/2023
Lennox Industries Inc. | K-SERIES | KDB092H4M*1Y,G,J |  | Voluntarily Certified | HPAirCoolAllPhase&gt;=65k&lt;1 | False | False |  |  |  |  | 12.1 |  | 14.2 | 14.1 |  |  |  |  | 3.6 | 3.4 | 89000 | Electric Resistance Heating Or | 08/29/2023 |  | 11/14/2023
Lennox Industries Inc. | Allied Commercial | KDB092H4M*1Y,G,J |  | Voluntarily Certified | HPAirCoolAllPhase&gt;=65k&lt;1 | False | False |  |  |  |  | 12.1 |  | 14.2 | 14.1 |  |  |  |  | 3.6 | 3.4 | 89000 | Electric Resistance Heating Or | 08/29/2023 |  | 11/14/2023
Lennox Industries Inc. | Lennox | KDB102H4M*2Y,G,J |  | Voluntarily Certified | HPAirCoolAllPhase&gt;=65k&lt;1 | False | False |  |  |  |  | 12 |  | 14.3 | 14.1 |  |  |  |  | 3.5 | 3.4 | 100000 | Electric Resistance Heating Or | 08/29/2023 |  | 11/14/2023
Lennox Industries Inc. | Lennox | KDB122H4E*1Y,G,J |  | Voluntarily Certified | HPAirCoolAllPhase&gt;=65k&lt;1 | False | False |  |  |  |  | 12.3 |  | 14.8 | 14.1 |  |  |  |  | 3.6 | 3.4 | 118000 | Electric Resistance Heating Or | 08/29/2023 |  | 11/14/2023
Lennox Industries Inc. | K-SERIES | KDB122H4E*1Y,G,J |  | Voluntarily Certified | HPAirCoolAllPhase&gt;=65k&lt;1 | False | False |  |  |  |  | 12.3 |  | 14.8 | 14.1 |  |  |  |  | 3.6 | 3.4 | 118000 | Electric Resistance Heating Or | 08/29/2023 |  | 11/14/2023
Lennox Industries Inc. | Allied Commercial | KDB122H4E*1Y,G,J |  | Voluntarily Certified | HPAirCoolAllPhase&gt;=65k&lt;1 | False | False |  |  |  |  | 12.3 |  | 14.8 | 14.1 |  |  |  |  | 3.6 | 3.4 | 118000 | Electric Resistance Heating Or | 08/29/2023 |  | 11/14/2023
Lennox Industries Inc. | Lennox | KGA156H4M*3Y,G,J |  | Voluntarily Certified | ACAirCoolAllPhase&gt;=135k&lt; | False | False |  |  |  |  | 12 |  | 14.1 | 14 | [6 empty] | 150000 | Heating Other Than Electric Re | 08/29/2023 |  | 11/14/2023
Lennox Industries Inc. | Lennox | KGA210H4M*1Y,G,J |  | Voluntarily Certified | ACAirCoolAllPhase&gt;=135k&lt; | False | False |  |  |  |  | 12 |  | 14 | 14 | [6 empty] | 194000 | Heating Other Than Electric Re | 08/29/2023 |  | 11/14/2023
Lennox Industries Inc. | Allied Commercial | KGA210H4M*1Y,G,J |  | Voluntarily Certified | ACAirCoolAllPhase&gt;=135k&lt; | False | False |  |  |  |  | 12 |  | 14 | 14 | [6 empty] | 194000 | Heating Other Than Electric Re | 08/29/2023 |  | 11/14/2023
Lennox Industries Inc. | Lennox | KGA240H4M*1Y,G,J |  | Voluntarily Certified | ACAirCoolAllPhase&gt;=135k&lt; | False | False |  |  |  |  | 12 |  | 14.5 | 14 | [6 empty] | 230000 | Heating Other Than Electric Re | 08/29/2023 |  | 11/14/2023
Lennox Industries Inc. | Allied Commercial | KGA240H4M*1Y,G,J |  | Voluntarily Certified | ACAirCoolAllPhase&gt;=135k&lt; | False | False |  |  |  |  | 12 |  | 14.5 | 14 | [6 empty] | 230000 | Heating Other Than Electric Re | 08/29/2023 |  | 11/14/2023
Lennox Industries Inc. | Lennox | KGA240H4M*2Y,G,J |  | Voluntarily Certified | ACAirCoolAllPhase&gt;=135k&lt; | False | False |  |  |  |  | 12 |  | 14.5 | 14 | [6 empty] | 230000 | Heating Other Than Electric Re | 08/29/2023 |  | 11/14/2023
Lennox Industries Inc. | Allied Commercial | KGA240H4M*2Y,G,J |  | Voluntarily Certified | ACAirCoolAllPhase&gt;=135k&lt; | False | False |  |  |  |  | 12 |  | 14.5 | 14 | [6 empty] | 230000 | Heating Other Than Electric Re | 08/29/2023 |  | 11/14/2023
Lennox Industries Inc. | Lennox | KGB074H4T**Y,G,J |  | Voluntarily Certified | ACAirCoolAllPhase&gt;=65k&lt;1 | False | False |  |  |  |  | 12 |  | 16 | 14.6 | [6 empty] | 69000 | Heating Other Than Electric Re | 08/29/2023 |  | 11/14/2023
Lennox Industries Inc. | Lennox | KGB074S4T**Y,G,J |  | Voluntarily Certified | ACAirCoolAllPhase&gt;=65k&lt;1 | False | False |  |  |  |  | 11.2 |  | 15 | 14.6 | [6 empty] | 68000 | Heating Other Than Electric Re | 08/29/2023 |  | 11/14/2023
Lennox Industries Inc. | Allied Commercial | KGB074S4T**Y,G,J |  | Voluntarily Certified | ACAirCoolAllPhase&gt;=65k&lt;1 | False | False |  |  |  |  | 11.2 |  | 15 | 14.6 | [6 empty] | 68000 | Heating Other Than Electric Re | 08/29/2023 |  | 11/14/2023
Lennox Industries Inc. | Lennox | KGB300S4M**Y,G,J |  | Voluntarily Certified | ACAirCoolAllPhase&gt;=240k&lt; | False | False |  |  |  |  | 10.5 |  | 13.8 | 13 | [6 empty] | 270000 | Heating Other Than Electric Re | 08/29/2023 |  | 11/14/2023
Lennox Industries Inc. | Allied Commercial | KGB300S4M**Y,G,J |  | Voluntarily Certified | ACAirCoolAllPhase&gt;=240k&lt; | False | False |  |  |  |  | 10.5 |  | 13.8 | 13 | [6 empty] | 270000 | Heating Other Than Electric Re | 08/29/2023 |  | 11/14/2023
Lennox Industries Inc. | Lennox | KGC092S4M**Y,G,J |  | Voluntarily Certified | ACAirCoolAllPhase&gt;=65k&lt;1 | False | False |  |  |  |  | 11 |  | 14.6 | 14.6 | [6 empty] | 86000 | Heating Other Than Electric Re | 08/29/2023 |  | 11/14/2023
Lennox Industries Inc. | Allied Commercial | KGC092S4M**Y,G,J |  | Voluntarily Certified | ACAirCoolAllPhase&gt;=65k&lt;1 | False | False |  |  |  |  | 11 |  | 14.6 | 14.6 | [6 empty] | 86000 | Heating Other Than Electric Re | 08/29/2023 |  | 11/14/2023
Lennox Industries Inc. | Lennox | KGC102S4M**Y,G,J |  | Voluntarily Certified | ACAirCoolAllPhase&gt;=65k&lt;1 | False | False |  |  |  |  | 11 |  | 14.6 | 14.6 | [6 empty] | 97000 | Heating Other Than Electric Re | 08/29/2023 |  | 11/14/2023
Lennox Industries Inc. | Allied Commercial | KGC102S4M**Y,G,J |  | Voluntarily Certified | ACAirCoolAllPhase&gt;=65k&lt;1 | False | False |  |  |  |  | 11 |  | 14.6 | 14.6 | [6 empty] | 97000 | Heating Other Than Electric Re | 08/29/2023 |  | 11/14/2023
Lennox Industries Inc. | Lennox | KGC120S4M**Y,G,J |  | Voluntarily Certified | ACAirCoolAllPhase&gt;=65k&lt;1 | False | False |  |  |  |  | 11 |  | 14.6 | 14.6 | [6 empty] | 115000 | Heating Other Than Electric Re | 08/29/2023 |  | 11/14/2023
Lennox Industries Inc. | Allied Commercial | KGC120S4M**Y,G,J |  | Voluntarily Certified | ACAirCoolAllPhase&gt;=65k&lt;1 | False | False |  |  |  |  | 11 |  | 14.6 | 14.6 | [6 empty] | 115000 | Heating Other Than Electric Re | 08/29/2023 |  | 11/14/2023
Lennox Industries Inc. | Lennox | KGC150S4M**Y,G,J |  | Voluntarily Certified | ACAirCoolAllPhase&gt;=135k&lt; | False | False |  |  |  |  | 10.8 |  | 14 | 14 | [6 empty] | 138000 | Heating Other Than Electric Re | 08/29/2023 |  | 11/14/2023
Lennox Industries Inc. | Allied Commercial | KGC150S4M**Y,G,J |  | Voluntarily Certified | ACAirCoolAllPhase&gt;=135k&lt; | False | False |  |  |  |  | 10.8 |  | 14 | 14 | [6 empty] | 138000 | Heating Other Than Electric Re | 08/29/2023 |  | 11/14/2023
Lennox Industries Inc. | Lennox | KGC180S4M**Y,G,J |  | Voluntarily Certified | ACAirCoolAllPhase&gt;=135k&lt; | False | False |  |  |  |  | 10.8 |  | 14 | 14 | [6 empty] | 172000 | Heating Other Than Electric Re | 08/29/2023 |  | 11/14/2023
Lennox Industries Inc. | Allied Commercial | KGC180S4M**Y,G,J |  | Voluntarily Certified | ACAirCoolAllPhase&gt;=135k&lt; | False | False |  |  |  |  | 10.8 |  | 14 | 14 | [6 empty] | 172000 | Heating Other Than Electric Re | 08/29/2023 |  | 11/14/2023
Lennox Industries Inc. | Lennox | KGC210S4M**Y,G,J |  | Voluntarily Certified | ACAirCoolAllPhase&gt;=135k&lt; | False | False |  |  |  |  | 10.8 |  | 14 | 14 | [6 empty] | 200000 | Heating Other Than Electric Re | 08/29/2023 |  | 11/14/2023
Lennox Industries Inc. | Allied Commercial | KGC210S4M**Y,G,J |  | Voluntarily Certified | ACAirCoolAllPhase&gt;=135k&lt; | False | False |  |  |  |  | 10.8 |  | 14 | 14 | [6 empty] | 200000 | Heating Other Than Electric Re | 08/29/2023 |  | 11/14/2023
Lennox Industries Inc. | Lennox | KGC240S4M**Y,G,J |  | Voluntarily Certified | ACAirCoolAllPhase&gt;=135k&lt; | False | False |  |  |  |  | 10.8 |  | 14 | 14 | [6 empty] | 228000 | Heating Other Than Electric Re | 08/29/2023 |  | 11/14/2023
Lennox Industries Inc. | Allied Commercial | KGC240S4M**Y,G,J |  | Voluntarily Certified | ACAirCoolAllPhase&gt;=135k&lt; | False | False |  |  |  |  | 10.8 |  | 14 | 14 | [6 empty] | 228000 | Heating Other Than Electric Re | 08/29/2023 |  | 11/14/2023
Lennox Industries Inc. | Lennox | KGC300S4M**Y,G,J |  | Voluntarily Certified | ACAirCoolAllPhase&gt;=240k&lt; | False | False |  |  |  |  | 9.8 |  | 13 | 13 | [6 empty] | 270000 | Heating Other Than Electric Re | 08/29/2023 |  | 11/14/2023
Lennox Industries Inc. | Allied Commercial | KGC300S4M**Y,G,J |  | Voluntarily Certified | ACAirCoolAllPhase&gt;=240k&lt; | False | False |  |  |  |  | 9.8 |  | 13 | 13 | [6 empty] | 270000 | Heating Other Than Electric Re | 08/29/2023 |  | 11/14/2023
Lennox Industries Inc. | Lennox | KHB092H4M*1Y,G,J |  | Voluntarily Certified | HPAirCoolAllPhase&gt;=65k&lt;1 | False | False |  |  |  |  | 12.1 |  | 14.2 | 14.1 |  |  |  |  | 3.6 | 3.4 | 89000 | Electric Resistance Heating Or | 08/29/2023 |  | 11/14/2023
Lennox Industries Inc. | K-SERIES | KHB092H4M*1Y,G,J |  | Voluntarily Certified | HPAirCoolAllPhase&gt;=65k&lt;1 | False | False |  |  |  |  | 12.1 |  | 14.2 | 14.1 |  |  |  |  | 3.6 | 3.4 | 89000 | Electric Resistance Heating Or | 08/29/2023 |  | 11/14/2023
Lennox Industries Inc. | Allied Commercial | KHB092H4M*1Y,G,J |  | Voluntarily Certified | HPAirCoolAllPhase&gt;=65k&lt;1 | False | False |  |  |  |  | 12.1 |  | 14.2 | 14.1 |  |  |  |  | 3.6 | 3.4 | 89000 | Electric Resistance Heating Or | 08/29/2023 |  | 11/14/2023
Lennox Industries Inc. | Lennox | KHB102H4M*2Y,G,J |  | Voluntarily Certified | HPAirCoolAllPhase&gt;=65k&lt;1 | False | False |  |  |  |  | 12 |  | 14.3 | 14.1 |  |  |  |  | 3.5 | 3.4 | 100000 | Electric Resistance Heating Or | 08/29/2023 |  | 11/14/2023
Lennox Industries Inc. | Lennox | KHB122H4E*1Y,G,J |  | Voluntarily Certified | HPAirCoolAllPhase&gt;=65k&lt;1 | False | False |  |  |  |  | 12.3 |  | 14.8 | 14.1 |  |  |  |  | 3.6 | 3.4 | 118000 | Electric Resistance Heating Or | 08/29/2023 |  | 11/14/2023
Lennox Industries Inc. | K-SERIES | KHB122H4E*1Y,G,J |  | Voluntarily Certified | HPAirCoolAllPhase&gt;=65k&lt;1 | False | False |  |  |  |  | 12.3 |  | 14.8 | 14.1 |  |  |  |  | 3.6 | 3.4 | 118000 | Electric Resistance Heating Or | 08/29/2023 |  | 11/14/2023
Lennox Industries Inc. | Allied Commercial | KHB122H4E*1Y,G,J |  | Voluntarily Certified | HPAirCoolAllPhase&gt;=65k&lt;1 | False | False |  |  |  |  | 12.3 |  | 14.8 | 14.1 |  |  |  |  | 3.6 | 3.4 | 118000 | Electric Resistance Heating Or | 08/29/2023 |  | 11/14/2023
Lennox Industries Inc. | Lennox | KHC092S4M**Y,G,J |  | Voluntarily Certified | HPAirCoolAllPhase&gt;=65k&lt;1 | False | False |  |  |  |  | 11 |  | 14.1 | 14.1 |  |  |  |  | 3.4 | 3.4 | 89000 | Electric Resistance Heating Or | 08/29/2023 |  | 11/14/2023
Lennox Industries Inc. | Allied Commercial | KHC092S4M**Y,G,J |  | Voluntarily Certified | HPAirCoolAllPhase&gt;=65k&lt;1 | False | False |  |  |  |  | 11 |  | 14.8 | 14.1 |  |  |  |  | 3.4 | 3.4 | 89000 | Electric Resistance Heating Or | 08/29/2023 |  | 11/14/2023
Lennox Industries Inc. | Lennox | KHC102S4M**Y,G,J |  | Voluntarily Certified | HPAirCoolAllPhase&gt;=65k&lt;1 | False | False |  |  |  |  | 11 |  | 14.1 | 14.1 |  |  |  |  | 3.4 | 3.4 | 100000 | Electric Resistance Heating Or | 08/29/2023 |  | 11/14/2023
Lennox Industries Inc. | Allied Commercial | KHC102S4M**Y,G,J |  | Voluntarily Certified | HPAirCoolAllPhase&gt;=65k&lt;1 | False | False |  |  |  |  | 11 |  | 14.8 | 14.1 |  |  |  |  | 3.4 | 3.4 | 100000 | Electric Resistance Heating Or | 08/29/2023 |  | 11/14/2023
Lennox Industries Inc. | Lennox | KHC120S4M**Y,G,J |  | Voluntarily Certified | HPAirCoolAllPhase&gt;=65k&lt;1 | False | False |  |  |  |  | 11 |  | 14.1 | 14.1 |  |  |  |  | 3.4 | 3.4 | 116000 | Electric Resistance Heating Or | 08/29/2023 |  | 11/14/2023
Lennox Industries Inc. | Allied Commercial | KHC120S4M**Y,G,J |  | Voluntarily Certified | HPAirCoolAllPhase&gt;=65k&lt;1 | False | False |  |  |  |  | 11 |  | 14.8 | 14.1 |  |  |  |  | 3.4 | 3.4 | 116000 | Electric Resistance Heating Or | 08/29/2023 |  | 11/14/2023
Lennox Industries Inc. | Lennox | KHC180S4M**Y,G,J |  | Voluntarily Certified | HPAirCoolAllPhase&gt;=135k&lt; | False | False |  |  |  |  | 10.6 |  | 13.5 | 13.5 |  |  |  |  | 3.3 | 3.3 | 176000 | Electric Resistance Heating Or | 08/29/2023 |  | 11/14/2023
Lennox Industries Inc. | Allied Commercial | KHC180S4M**Y,G,J |  | Voluntarily Certified | HPAirCoolAllPhase&gt;=135k&lt; | False | False |  |  |  |  | 10.6 |  | 13.5 | 13.5 |  |  |  |  | 3.3 | 3.3 | 176000 | Electric Resistance Heating Or | 08/29/2023 |  | 11/14/2023
Lennox Industries Inc. | Lennox | KHC240S4M**Y,G,J |  | Voluntarily Certified | HPAirCoolAllPhase&gt;=135k&lt; | False | False |  |  |  |  | 10.6 |  | 13.5 | 13.5 |  |  |  |  | 3.3 | 3.3 | 222000 | Electric Resistance Heating Or | 08/29/2023 |  | 11/14/2023
Lennox Industries Inc. | Allied Commercial | KHC240S4M**Y,G,J |  | Voluntarily Certified | HPAirCoolAllPhase&gt;=135k&lt; | False | False |  |  |  |  | 10.6 |  | 13.5 | 13.5 |  |  |  |  | 3.3 | 3.3 | 222000 | Electric Resistance Heating Or | 08/29/2023 |  | 11/14/2023
Lennox Industries Inc. | Lennox | LCH156H4V*5Y,G,J |  | Voluntarily Certified | ACAirCoolAllPhase&gt;=135k&lt; | False | False |  |  |  |  | 12 |  | 14.5 | 14.2 | [6 empty] | 148000 | Electric Resistance Heating Or | 08/29/2023 |  | 11/14/2023
Lennox Industries Inc. | Lennox | LCH180H4V*4Y,G,J |  | Voluntarily Certified | ACAirCoolAllPhase&gt;=135k&lt; | False | False |  |  |  |  | 12 |  | 15.2 | 14.2 | [6 empty] | 172000 | Electric Resistance Heating Or | 08/29/2023 |  | 11/14/2023
Lennox Industries Inc. | Allied Commercial | LCH180H4V*4Y,G,J |  | Voluntarily Certified | ACAirCoolAllPhase&gt;=135k&lt; | False | False |  |  |  |  | 12 |  | 15.2 | 14.2 | [6 empty] | 172000 | Electric Resistance Heating Or | 08/29/2023 |  | 11/14/2023
Lennox Industries Inc. | Lennox | LCH240H4M*4Y,G,J |  | Voluntarily Certified | ACAirCoolAllPhase&gt;=135k&lt; | False | False |  |  |  |  | 12 |  | 14.5 | 14.2 | [6 empty] | 230000 | Electric Resistance Heating Or | 08/29/2023 |  | 11/14/2023
Lennox Industries Inc. | Allied Commercial | LCH240H4M*4Y,G,J |  | Voluntarily Certified | ACAirCoolAllPhase&gt;=135k&lt; | False | False |  |  |  |  | 12 |  | 14.5 | 14.2 | [6 empty] | 230000 | Electric Resistance Heating Or | 08/29/2023 |  | 11/14/2023
Lennox Industries Inc. | Lennox | LCH240H4V*4Y,G,J |  | Voluntarily Certified | ACAirCoolAllPhase&gt;=135k&lt; | False | False |  |  |  |  | 12 |  | 16 | 14.2 | [6 empty] | 230000 | Electric Resistance Heating Or | 08/29/2023 |  | 11/14/2023
Lennox Industries Inc. | Allied Commercial | LCH240H4V*4Y,G,J |  | Voluntarily Certified | ACAirCoolAllPhase&gt;=135k&lt; | False | False |  |  |  |  | 12 |  | 16 | 14.2 | [6 empty] | 230000 | Electric Resistance Heating Or | 08/29/2023 |  | 11/14/2023
Lennox Industries Inc. | Lennox | LCH242H4V**Y,G,J |  | Voluntarily Certified | ACAirCoolAllPhase&gt;=135k&lt; | False | False |  |  |  |  | 12.5 |  | 15.5 | 14.2 | [6 empty] | 238000 | Electric Resistance Heating Or | 08/29/2023 |  | 11/14/2023
Lennox Industries Inc. | E-Series | LCH242H4V**Y,G,J |  | Voluntarily Certified | ACAirCoolAllPhase&gt;=135k&lt; | False | False |  |  |  |  | 12.5 |  | 15.5 | 14.2 | [6 empty] | 238000 | Electric Resistance Heating Or | 08/29/2023 |  | 11/14/2023
Lennox Industries Inc. | Allied Commercial | LCH242H4V**Y,G,J |  | Voluntarily Certified | ACAirCoolAllPhase&gt;=135k&lt; | False | False |  |  |  |  | 12.5 |  | 15.5 | 14.2 | [6 empty] | 238000 | Electric Resistance Heating Or | 08/29/2023 |  | 11/14/2023
Lennox Industries Inc. | Lennox | LCH300H4M**Y,G,J |  | Voluntarily Certified | ACAirCoolAllPhase&gt;=240k&lt; | False | False |  |  |  |  | 11.6 |  | 14.4 | 13.2 | [6 empty] | 300000 | Electric Resistance Heating Or | 08/29/2023 |  | 11/14/2023
Lennox Industries Inc. | Allied Commercial | LCH300H4M**Y,G,J |  | Voluntarily Certified | ACAirCoolAllPhase&gt;=240k&lt; | False | False |  |  |  |  | 11.6 |  | 14.4 | 13.2 | [6 empty] | 300000 | Electric Resistance Heating Or | 08/29/2023 |  | 11/14/2023
Lennox Industries Inc. | Lennox | LCH300H4V**Y,G,J |  | Voluntarily Certified | ACAirCoolAllPhase&gt;=240k&lt; | False | False |  |  |  |  | 11.6 |  | 14.3 | 13.2 | [6 empty] | 300000 | Electric Resistance Heating Or | 08/29/2023 |  | 11/14/2023
Lennox Industries Inc. | E-Series | LCH300H4V**Y,G,J |  | Voluntarily Certified | ACAirCoolAllPhase&gt;=240k&lt; | False | False |  |  |  |  | 11.6 |  | 14.3 | 13.2 | [6 empty] | 300000 | Electric Resistance Heating Or | 08/29/2023 |  | 11/14/2023
Lennox Industries Inc. | Allied Commercial | LCH300H4V**Y,G,J |  | Voluntarily Certified | ACAirCoolAllPhase&gt;=240k&lt; | False | False |  |  |  |  | 11.6 |  | 14.3 | 13.2 | [6 empty] | 300000 | Electric Resistance Heating Or | 08/29/2023 |  | 11/14/2023
Lennox Industries Inc. | Lennox | LCH300S4M*4Y,G,J |  | Voluntarily Certified | ACAirCoolAllPhase&gt;=240k&lt; | False | False |  |  |  |  | 10.5 |  | 13.8 | 13.2 | [6 empty] | 270000 | Electric Resistance Heating Or | 08/29/2023 |  | 11/14/2023
Lennox Industries Inc. | Allied Commercial | LCH300S4M*4Y,G,J |  | Voluntarily Certified | ACAirCoolAllPhase&gt;=240k&lt; | False | False |  |  |  |  | 10.5 |  | 13.8 | 13.2 | [6 empty] | 270000 | Electric Resistance Heating Or | 08/29/2023 |  | 11/14/2023
Lennox Industries Inc. | Lennox | LCH360H4M**Y,G,J |  | Voluntarily Certified | ACAirCoolAllPhase&gt;=240k&lt; | False | False |  |  |  |  | 10.8 |  | 14 | 13.2 | [6 empty] | 350000 | Electric Resistance Heating Or | 08/29/2023 |  | 11/14/2023
Lennox Industries Inc. | Allied Commercial | LCH360H4M**Y,G,J |  | Voluntarily Certified | ACAirCoolAllPhase&gt;=240k&lt; | False | False |  |  |  |  | 10.8 |  | 14 | 13.2 | [6 empty] | 350000 | Electric Resistance Heating Or | 08/29/2023 |  | 11/14/2023
Lennox Industries Inc. | Lennox | LCH360H4V**Y,G,J |  | Voluntarily Certified | ACAirCoolAllPhase&gt;=240k&lt; | False | False |  |  |  |  | 10.8 |  | 13.5 | 13.2 | [6 empty] | 354000 | Electric Resistance Heating Or | 08/29/2023 |  | 11/14/2023
Lennox Industries Inc. | E-Series | LCH360H4V**Y,G,J |  | Voluntarily Certified | ACAirCoolAllPhase&gt;=240k&lt; | False | False |  |  |  |  | 10.8 |  | 13.5 | 13.2 | [6 empty] | 354000 | Electric Resistance Heating Or | 08/29/2023 |  | 11/14/2023
Lennox Industries Inc. | Allied Commercial | LCH360H4V**Y,G,J |  | Voluntarily Certified | ACAirCoolAllPhase&gt;=240k&lt; | False | False |  |  |  |  | 10.8 |  | 13.5 | 13.2 | [6 empty] | 354000 | Electric Resistance Heating Or | 08/29/2023 |  | 11/14/2023
Lennox Industries Inc. | Lennox | LCH420H4M**Y,G,J |  | Voluntarily Certified | ACAirCoolAllPhase&gt;=240k&lt; | False | False |  |  |  |  | 10.8 |  | 14.5 | 13.2 | [6 empty] | 420000 | Electric Resistance Heating Or | 08/29/2023 |  | 11/14/2023
Lennox Industries Inc. | Lennox | LCH420H4V**Y,G,J |  | Voluntarily Certified | ACAirCoolAllPhase&gt;=240k&lt; | False | False |  |  |  |  | 10.8 |  | 14 | 13.2 | [6 empty] | 420000 | Electric Resistance Heating Or | 08/29/2023 |  | 11/14/2023
Lennox Industries Inc. | E-Series | LCH420H4V**Y,G,J |  | Voluntarily Certified | ACAirCoolAllPhase&gt;=240k&lt; | False | False |  |  |  |  | 10.8 |  | 14 | 13.2 | [6 empty] | 420000 | Electric Resistance Heating Or | 08/29/2023 |  | 11/14/2023
Lennox Industries Inc. | Allied Commercial | LCH420H4V**Y,G,J |  | Voluntarily Certified | ACAirCoolAllPhase&gt;=240k&lt; | False | False |  |  |  |  | 10.8 |  | 14 | 13.2 | [6 empty] | 420000 | Electric Resistance Heating Or | 08/29/2023 |  | 11/14/2023
Lennox Industries Inc. | Lennox | LCH420S4M**Y,G,J |  | Voluntarily Certified | ACAirCoolAllPhase&gt;=240k&lt; | False | False |  |  |  |  | 10 |  | 13.5 | 13.2 | [6 empty] | 410000 | Electric Resistance Heating Or | 08/29/2023 |  | 11/14/2023
Lennox Industries Inc. | Lennox | LCH420S4V**Y,G,J |  | Voluntarily Certified | ACAirCoolAllPhase&gt;=240k&lt; | False | False |  |  |  |  | 10 |  | 13.2 | 13.2 | [6 empty] | 410000 | Electric Resistance Heating Or | 08/29/2023 |  | 11/14/2023
Lennox Industries Inc. | E-Series | LCH420S4V**Y,G,J |  | Voluntarily Certified | ACAirCoolAllPhase&gt;=240k&lt; | False | False |  |  |  |  | 10 |  | 13.2 | 13.2 | [6 empty] | 410000 | Electric Resistance Heating Or | 08/29/2023 |  | 11/14/2023
Lennox Industries Inc. | Allied Commercial | LCH420S4V**Y,G,J |  | Voluntarily Certified | ACAirCoolAllPhase&gt;=240k&lt; | False | False |  |  |  |  | 10 |  | 13.2 | 13.2 | [6 empty] | 410000 | Electric Resistance Heating Or | 08/29/2023 |  | 11/14/2023
Lennox Industries Inc. | Lennox | LCH480H4M**Y,G,J |  | Voluntarily Certified | ACAirCoolAllPhase&gt;=240k&lt; | False | False |  |  |  |  | 10.8 |  | 14.5 | 13.2 | [6 empty] | 470000 | Electric Resistance Heating Or | 08/29/2023 |  | 11/14/2023
Lennox Industries Inc. | Lennox | LCH480H4V**Y,G,J |  | Voluntarily Certified | ACAirCoolAllPhase&gt;=240k&lt; | False | False |  |  |  |  | 10.8 |  | 14 | 13.2 | [6 empty] | 470000 | Electric Resistance Heating Or | 08/29/2023 |  | 11/14/2023
Lennox Industries Inc. | E-Series | LCH480H4V**Y,G,J |  | Voluntarily Certified | ACAirCoolAllPhase&gt;=240k&lt; | False | False |  |  |  |  | 10.8 |  | 14 | 13.2 | [6 empty] | 470000 | Electric Resistance Heating Or | 08/29/2023 |  | 11/14/2023
Lennox Industries Inc. | Allied Commercial | LCH480H4V**Y,G,J |  | Voluntarily Certified | ACAirCoolAllPhase&gt;=240k&lt; | False | False |  |  |  |  | 10.8 |  | 14 | 13.2 | [6 empty] | 470000 | Electric Resistance Heating Or | 08/29/2023 |  | 11/14/2023
Lennox Industries Inc. | Lennox | LCH480S4M**Y,G,J |  | Voluntarily Certified | ACAirCoolAllPhase&gt;=240k&lt; | False | False |  |  |  |  | 10 |  | 13.5 | 13.2 | [6 empty] | 450000 | Electric Resistance Heating Or | 08/29/2023 |  | 11/14/2023
Lennox Industries Inc. | Lennox | LCH480S4V**Y,G,J |  | Voluntarily Certified | ACAirCoolAllPhase&gt;=240k&lt; | False | False |  |  |  |  | 10 |  | 13.2 | 13.2 | [6 empty] | 450000 | Electric Resistance Heating Or | 08/29/2023 |  | 11/14/2023
Lennox Industries Inc. | E-Series | LCH480S4V**Y,G,J |  | Voluntarily Certified | ACAirCoolAllPhase&gt;=240k&lt; | False | False |  |  |  |  | 10 |  | 13.2 | 13.2 | [6 empty] | 450000 | Electric Resistance Heating Or | 08/29/2023 |  | 11/14/2023
Lennox Industries Inc. | Allied Commercial | LCH480S4V**Y,G,J |  | Voluntarily Certified | ACAirCoolAllPhase&gt;=240k&lt; | False | False |  |  |  |  | 10 |  | 13.2 | 13.2 | [6 empty] | 450000 | Electric Resistance Heating Or | 08/29/2023 |  | 11/14/2023
Lennox Industries Inc. | Lennox | LCH540S4M**Y,G,J |  | Voluntarily Certified | ACAirCoolAllPhase&gt;=240k&lt; | False | False |  |  |  |  | 10 |  | 13.7 | 13.2 | [6 empty] | 520000 | Electric Resistance Heating Or | 08/29/2023 |  | 11/14/2023
Lennox Industries Inc. | Lennox | LCH540S4V**Y,G,J |  | Voluntarily Certified | ACAirCoolAllPhase&gt;=240k&lt; | False | False |  |  |  |  | 10 |  | 13.6 | 13.2 | [6 empty] | 520000 | Electric Resistance Heating Or | 08/29/2023 |  | 11/14/2023
Lennox Industries Inc. | E-Series | LCH540S4V**Y,G,J |  | Voluntarily Certified | ACAirCoolAllPhase&gt;=240k&lt; | False | False |  |  |  |  | 10 |  | 13.6 | 13.2 | [6 empty] | 520000 | Electric Resistance Heating Or | 08/29/2023 |  | 11/14/2023
Lennox Industries Inc. | Allied Commercial | LCH540S4V**Y,G,J |  | Voluntarily Certified | ACAirCoolAllPhase&gt;=240k&lt; | False | False |  |  |  |  | 10 |  | 13.6 | 13.2 | [6 empty] | 520000 | Electric Resistance Heating Or | 08/29/2023 |  | 11/14/2023
Lennox Industries Inc. | Lennox | LCH600S4M**Y,G,J |  | Voluntarily Certified | ACAirCoolAllPhase&gt;=240k&lt; | False | False |  |  |  |  | 10 |  | 13.5 | 13.2 | [6 empty] | 565000 | Electric Resistance Heating Or | 08/29/2023 |  | 11/14/2023
Lennox Industries Inc. | Lennox | LCH600S4V**Y,G,J |  | Voluntarily Certified | ACAirCoolAllPhase&gt;=240k&lt; | False | False |  |  |  |  | 10 |  | 13.2 | 13.2 | [6 empty] | 565000 | Electric Resistance Heating Or | 08/29/2023 |  | 11/14/2023
Lennox Industries Inc. | E-Series | LCH600S4V**Y,G,J |  | Voluntarily Certified | ACAirCoolAllPhase&gt;=240k&lt; | False | False |  |  |  |  | 10 |  | 13.2 | 13.2 | [6 empty] | 565000 | Electric Resistance Heating Or | 08/29/2023 |  | 11/14/2023
Lennox Industries Inc. | Allied Commercial | LCH600S4V**Y,G,J |  | Voluntarily Certified | ACAirCoolAllPhase&gt;=240k&lt; | False | False |  |  |  |  | 10 |  | 13.2 | 13.2 | [6 empty] | 565000 | Electric Resistance Heating Or | 08/29/2023 |  | 11/14/2023
Lennox Industries Inc. | Lennox | LCM074U4E**Y,G |  | Voluntarily Certified | ACAirCoolAllPhase&gt;=65k&lt;1 | False | False |  |  |  |  | 12 |  | 23.3 | 14.8 | [6 empty] | 69000 | Electric Resistance Heating Or | 08/29/2023 |  | 11/14/2023
Lennox Industries Inc. | Lennox | LCM074U4E**Y,G,J |  | Voluntarily Certified | ACAirCoolAllPhase&gt;=65k&lt;1 | False | False |  |  |  |  | 12 |  | 23.3 | 14.8 | [6 empty] | 69000 | Electric Resistance Heating Or | 08/29/2023 |  | 11/14/2023
Lennox Industries Inc. | Lennox | LCM074U4P**Y,G |  | Voluntarily Certified | ACAirCoolAllPhase&gt;=65k&lt;1 | False | False |  |  |  |  | 12 |  | 23.3 | 14.8 | [6 empty] | 69000 | Electric Resistance Heating Or | 08/29/2023 |  | 11/14/2023
Lennox Industries Inc. | Lennox | LCM074U4P**Y,G,J |  | Voluntarily Certified | ACAirCoolAllPhase&gt;=65k&lt;1 | False | False |  |  |  |  | 12 |  | 23.3 | 14.8 | [6 empty] | 69000 | Electric Resistance Heating Or | 08/29/2023 |  | 11/14/2023
Lennox Industries Inc. | Lennox | LCM092U4E**Y,G |  | Voluntarily Certified | ACAirCoolAllPhase&gt;=65k&lt;1 | False | False |  |  |  |  | 12.6 |  | 22 | 14.8 | [6 empty] | 86000 | Electric Resistance Heating Or | 08/29/2023 |  | 11/14/2023
Lennox Industries Inc. | Lennox | LCM092U4E**Y,G,J |  | Voluntarily Certified | ACAirCoolAllPhase&gt;=65k&lt;1 | False | False |  |  |  |  | 12.6 |  | 22 | 14.8 | [6 empty] | 86000 | Electric Resistance Heating Or | 08/29/2023 |  | 11/14/2023
Lennox Industries Inc. | Lennox | LCM092U4P**Y,G |  | Voluntarily Certified | ACAirCoolAllPhase&gt;=65k&lt;1 | False | False |  |  |  |  | 12.6 |  | 22 | 14.8 | [6 empty] | 86000 | Electric Resistance Heating Or | 08/29/2023 |  | 11/14/2023
Lennox Industries Inc. | Lennox | LCM092U4P**Y,G,J |  | Voluntarily Certified | ACAirCoolAllPhase&gt;=65k&lt;1 | False | False |  |  |  |  | 12.6 |  | 22 | 14.8 | [6 empty] | 86000 | Electric Resistance Heating Or | 08/29/2023 |  | 11/14/2023
Lennox Industries Inc. | Lennox | LCM102U4E**Y,G |  | Voluntarily Certified | ACAirCoolAllPhase&gt;=65k&lt;1 | False | False |  |  |  |  | 12.6 |  | 21 | 14.8 | [6 empty] | 97000 | Electric Resistance Heating Or | 08/29/2023 |  | 11/14/2023
Lennox Industries Inc. | Lennox | LCM102U4E**Y,G,J |  | Voluntarily Certified | ACAirCoolAllPhase&gt;=65k&lt;1 | False | False |  |  |  |  | 12.6 |  | 21 | 14.8 | [6 empty] | 97000 | Electric Resistance Heating Or | 08/29/2023 |  | 11/14/2023
Lennox Industries Inc. | Lennox | LCM102U4P**Y,G |  | Voluntarily Certified | ACAirCoolAllPhase&gt;=65k&lt;1 | False | False |  |  |  |  | 12.6 |  | 21 | 14.8 | [6 empty] | 97000 | Electric Resistance Heating Or | 08/29/2023 |  | 11/14/2023
Lennox Industries Inc. | Lennox | LCM102U4P**Y,G,J |  | Voluntarily Certified | ACAirCoolAllPhase&gt;=65k&lt;1 | False | False |  |  |  |  | 12.6 |  | 21 | 14.8 | [6 empty] | 97000 | Electric Resistance Heating Or | 08/29/2023 |  | 11/14/2023
Lennox Industries Inc. | Lennox | LCM120U4E**Y,G |  | Voluntarily Certified | ACAirCoolAllPhase&gt;=65k&lt;1 | False | False |  |  |  |  | 12.2 |  | 21 | 14.8 | [6 empty] | 114000 | Electric Resistance Heating Or | 08/29/2023 |  | 11/14/2023
Lennox Industries Inc. | Lennox | LCM120U4E**Y,G,J |  | Voluntarily Certified | ACAirCoolAllPhase&gt;=65k&lt;1 | False | False |  |  |  |  | 12.2 |  | 21 | 14.8 | [6 empty] | 114000 | Electric Resistance Heating Or | 08/29/2023 |  | 11/14/2023
Lennox Industries Inc. | Lennox | LCM120U4P**Y,G |  | Voluntarily Certified | ACAirCoolAllPhase&gt;=65k&lt;1 | False | False |  |  |  |  | 12.2 |  | 21 | 14.8 | [6 empty] | 114000 | Electric Resistance Heating Or | 08/29/2023 |  | 11/14/2023
Lennox Industries Inc. | Lennox | LCM120U4P**Y,G,J |  | Voluntarily Certified | ACAirCoolAllPhase&gt;=65k&lt;1 | False | False |  |  |  |  | 12.2 |  | 21 | 14.8 | [6 empty] | 114000 | Electric Resistance Heating Or | 08/29/2023 |  | 11/14/2023
Lennox Industries Inc. | Lennox | LCM150U4E**Y,G |  | Voluntarily Certified | ACAirCoolAllPhase&gt;=135k&lt; | False | False |  |  |  |  | 11 |  | 20 | 14.2 | [6 empty] | 138000 | Electric Resistance Heating Or | 08/29/2023 |  | 11/14/2023
Lennox Industries Inc. | Lennox | LCM150U4E**Y,G,J |  | Voluntarily Certified | ACAirCoolAllPhase&gt;=135k&lt; | False | False |  |  |  |  | 11 |  | 20 | 14.2 | [6 empty] | 138000 | Electric Resistance Heating Or | 08/29/2023 |  | 11/14/2023
Lennox Industries Inc. | Lennox | LCM150U4P**Y,G |  | Voluntarily Certified | ACAirCoolAllPhase&gt;=135k&lt; | False | False |  |  |  |  | 11 |  | 20 | 14.2 | [6 empty] | 138000 | Electric Resistance Heating Or | 08/29/2023 |  | 11/14/2023
Lennox Industries Inc. | Lennox | LCM150U4P**Y,G,J |  | Voluntarily Certified | ACAirCoolAllPhase&gt;=135k&lt; | False | False |  |  |  |  | 11 |  | 20 | 14.2 | [6 empty] | 138000 | Electric Resistance Heating Or | 08/29/2023 |  | 11/14/2023
Lennox Industries Inc. | Lennox | LCM156U4M*Y,G |  | Voluntarily Certified | ACAirCoolAllPhase&gt;=135k&lt; | False | False |  |  |  |  | 12.2 |  | 19 | 14.2 | [6 empty] | 150000 | Electric Resistance Heating Or | 08/29/2023 |  | 11/14/2023
Lennox Industries Inc. | Lennox | LCM156U4M*Y,G,J |  | Voluntarily Certified | ACAirCoolAllPhase&gt;=135k&lt; | False | False |  |  |  |  | 12.2 |  | 19 | 14.2 | [6 empty] | 150000 | Electric Resistance Heating Or | 08/29/2023 |  | 11/14/2023
Lennox Industries Inc. | Lennox | LCM156U4V*Y,G |  | Voluntarily Certified | ACAirCoolAllPhase&gt;=135k&lt; | False | False |  |  |  |  | 12.2 |  | 18.5 | 14.2 | [6 empty] | 150000 | Electric Resistance Heating Or | 08/29/2023 |  | 11/14/2023
Lennox Industries Inc. | Lennox | LCM156U4V*Y,G,J |  | Voluntarily Certified | ACAirCoolAllPhase&gt;=135k&lt; | False | False |  |  |  |  | 12.2 |  | 18.5 | 14.2 | [6 empty] | 150000 | Electric Resistance Heating Or | 08/29/2023 |  | 11/14/2023
Lennox Industries Inc. | Lennox | LCM180U4M*Y,G |  | Voluntarily Certified | ACAirCoolAllPhase&gt;=135k&lt; | False | False |  |  |  |  | 12 |  | 19 | 14.2 | [6 empty] | 172000 | Electric Resistance Heating Or | 08/29/2023 |  | 11/14/2023
Lennox Industries Inc. | Lennox | LCM180U4M*Y,G,J |  | Voluntarily Certified | ACAirCoolAllPhase&gt;=135k&lt; | False | False |  |  |  |  | 12 |  | 19 | 14.2 | [6 empty] | 172000 | Electric Resistance Heating Or | 08/29/2023 |  | 11/14/2023
Lennox Industries Inc. | Lennox | LCM180U4V*Y,G |  | Voluntarily Certified | ACAirCoolAllPhase&gt;=135k&lt; | False | False |  |  |  |  | 12 |  | 17.5 | 14.2 | [6 empty] | 172000 | Electric Resistance Heating Or | 08/29/2023 |  | 11/14/2023
Lennox Industries Inc. | Lennox | LCM180U4V*Y,G,J |  | Voluntarily Certified | ACAirCoolAllPhase&gt;=135k&lt; | False | False |  |  |  |  | 12 |  | 17.5 | 14.2 | [6 empty] | 172000 | Electric Resistance Heating Or | 08/29/2023 |  | 11/14/2023
Lennox Industries Inc. | Lennox | LCM210U4M*Y,G |  | Voluntarily Certified | ACAirCoolAllPhase&gt;=135k&lt; | False | False |  |  |  |  | 12.2 |  | 18.8 | 14.2 | [6 empty] | 200000 | Electric Resistance Heating Or | 08/29/2023 |  | 11/14/2023
Lennox Industries Inc. | Lennox | LCM210U4M*Y,G,J |  | Voluntarily Certified | ACAirCoolAllPhase&gt;=135k&lt; | False | False |  |  |  |  | 12.2 |  | 18.8 | 14.2 | [6 empty] | 200000 | Electric Resistance Heating Or | 08/29/2023 |  | 11/14/2023
Lennox Industries Inc. | Lennox | LCM210U4V*Y,G |  | Voluntarily Certified | ACAirCoolAllPhase&gt;=135k&lt; | False | False |  |  |  |  | 12.2 |  | 18 | 14.2 | [6 empty] | 200000 | Electric Resistance Heating Or | 08/29/2023 |  | 11/14/2023
Lennox Industries Inc. | Lennox | LCM210U4V*Y,G,J |  | Voluntarily Certified | ACAirCoolAllPhase&gt;=135k&lt; | False | False |  |  |  |  | 12.2 |  | 18 | 14.2 | [6 empty] | 200000 | Electric Resistance Heating Or | 08/29/2023 |  | 11/14/2023
Lennox Industries Inc. | Lennox | LCM240U4M*Y,G |  | Voluntarily Certified | ACAirCoolAllPhase&gt;=135k&lt; | False | False |  |  |  |  | 12 |  | 18.4 | 14.2 | [6 empty] | 228000 | Electric Resistance Heating Or | 08/29/2023 |  | 11/14/2023
Lennox Industries Inc. | Lennox | LCM240U4M*Y,G,J |  | Voluntarily Certified | ACAirCoolAllPhase&gt;=135k&lt; | False | False |  |  |  |  | 12 |  | 18.4 | 14.2 | [6 empty] | 228000 | Electric Resistance Heating Or | 08/29/2023 |  | 11/14/2023
Lennox Industries Inc. | Lennox | LCM240U4V*Y,G |  | Voluntarily Certified | ACAirCoolAllPhase&gt;=135k&lt; | False | False |  |  |  |  | 12 |  | 17.5 | 14.2 | [6 empty] | 228000 | Electric Resistance Heating Or | 08/29/2023 |  | 11/14/2023
Lennox Industries Inc. | Lennox | LCM240U4V*Y,G,J |  | Voluntarily Certified | ACAirCoolAllPhase&gt;=135k&lt; | False | False |  |  |  |  | 12 |  | 17.5 | 14.2 | [6 empty] | 228000 | Electric Resistance Heating Or | 08/29/2023 |  | 11/14/2023
Lennox Industries Inc. | Lennox | LCM300U4M*Y,G |  | Voluntarily Certified | ACAirCoolAllPhase&gt;=240k&lt; | False | False |  |  |  |  | 10.6 |  | 17.5 | 13.2 | [6 empty] | 270000 | Electric Resistance Heating Or | 08/29/2023 |  | 11/14/2023
Lennox Industries Inc. | Lennox | LCM300U4M*Y,G,J |  | Voluntarily Certified | ACAirCoolAllPhase&gt;=240k&lt; | False | False |  |  |  |  | 10.6 |  | 17.5 | 13.2 | [6 empty] | 270000 | Electric Resistance Heating Or | 08/29/2023 |  | 11/14/2023
Lennox Industries Inc. | Lennox | LCM300U4V*Y,G |  | Voluntarily Certified | ACAirCoolAllPhase&gt;=240k&lt; | False | False |  |  |  |  | 10.6 |  | 16.5 | 13.2 | [6 empty] | 270000 | Electric Resistance Heating Or | 08/29/2023 |  | 11/14/2023
Lennox Industries Inc. | Lennox | LCM300U4V*Y,G,J |  | Voluntarily Certified | ACAirCoolAllPhase&gt;=240k&lt; | False | False |  |  |  |  | 10.6 |  | 16.5 | 13.2 | [6 empty] | 270000 | Electric Resistance Heating Or | 08/29/2023 |  | 11/14/2023
Lennox Industries Inc. | Lennox | LCT072H4E**Y,G,J |  | Voluntarily Certified | ACAirCoolAllPhase&gt;=65k&lt;1 | False | False |  |  |  |  | 12.2 |  | 17 | 14.8 | [6 empty] | 69000 | Electric Resistance Heating Or | 08/29/2023 |  | 11/14/2023
Lennox Industries Inc. | Allied Commercial | LCT072H4E**Y,G,J |  | Voluntarily Certified | ACAirCoolAllPhase&gt;=65k&lt;1 | False | False |  |  |  |  | 12.2 |  | 17 | 14.8 | [6 empty] | 69000 | Electric Resistance Heating Or | 08/29/2023 |  | 11/14/2023
Lennox Industries Inc. | Lennox | LCT092H4E**Y,G,J |  | Voluntarily Certified | ACAirCoolAllPhase&gt;=65k&lt;1 | False | False |  |  |  |  | 12.5 |  | 15.7 | 14.8 | [6 empty] | 90000 | Electric Resistance Heating Or | 08/29/2023 |  | 11/14/2023
Lennox Industries Inc. | Allied Commercial | LCT092H4E**Y,G,J |  | Voluntarily Certified | ACAirCoolAllPhase&gt;=65k&lt;1 | False | False |  |  |  |  | 12.5 |  | 15.7 | 14.8 | [6 empty] | 90000 | Electric Resistance Heating Or | 08/29/2023 |  | 11/14/2023
Lennox Industries Inc. | Lennox | LCT092H4P**Y,G,J |  | Voluntarily Certified | ACAirCoolAllPhase&gt;=65k&lt;1 | False | False |  |  |  |  | 12.5 |  | 14.8 | 14.8 | [6 empty] | 90000 | Electric Resistance Heating Or | 08/29/2023 |  | 11/14/2023
Lennox Industries Inc. | Allied Commercial | LCT092H4P**Y,G,J |  | Voluntarily Certified | ACAirCoolAllPhase&gt;=65k&lt;1 | False | False |  |  |  |  | 12.5 |  | 14.8 | 14.8 | [6 empty] | 90000 | Electric Resistance Heating Or | 08/29/2023 |  | 11/14/2023
Lennox Industries Inc. | Lennox | LCT102H4E**Y,G,J |  | Voluntarily Certified | ACAirCoolAllPhase&gt;=65k&lt;1 | False | False |  |  |  |  | 12.3 |  | 15.7 | 14.8 | [6 empty] | 98000 | Electric Resistance Heating Or | 08/29/2023 |  | 11/14/2023
Lennox Industries Inc. | Allied Commercial | LCT102H4E**Y,G,J |  | Voluntarily Certified | ACAirCoolAllPhase&gt;=65k&lt;1 | False | False |  |  |  |  | 12.3 |  | 15.7 | 14.8 | [6 empty] | 98000 | Electric Resistance Heating Or | 08/29/2023 |  | 11/14/2023
Lennox Industries Inc. | Lennox | LCT102H4P**Y,G,J |  | Voluntarily Certified | ACAirCoolAllPhase&gt;=65k&lt;1 | False | False |  |  |  |  | 12.3 |  | 14.8 | 14.8 | [6 empty] | 98000 | Electric Resistance Heating Or | 08/29/2023 |  | 11/14/2023
Lennox Industries Inc. | Allied Commercial | LCT102H4P**Y,G,J |  | Voluntarily Certified | ACAirCoolAllPhase&gt;=65k&lt;1 | False | False |  |  |  |  | 12.3 |  | 14.8 | 14.8 | [6 empty] | 98000 | Electric Resistance Heating Or | 08/29/2023 |  | 11/14/2023
Lennox Industries Inc. | Lennox | LCT120H4E**Y,G,J |  | Voluntarily Certified | ACAirCoolAllPhase&gt;=65k&lt;1 | False | False |  |  |  |  | 12.3 |  | 15.5 | 14.8 | [6 empty] | 114000 | Electric Resistance Heating Or | 08/29/2023 |  | 11/14/2023
Lennox Industries Inc. | Allied Commercial | LCT120H4E**Y,G,J |  | Voluntarily Certified | ACAirCoolAllPhase&gt;=65k&lt;1 | False | False |  |  |  |  | 12.3 |  | 15.5 | 14.8 | [6 empty] | 114000 | Electric Resistance Heating Or | 08/29/2023 |  | 11/14/2023
Lennox Industries Inc. | Lennox | LCT120H4P**Y,G,J |  | Voluntarily Certified | ACAirCoolAllPhase&gt;=65k&lt;1 | False | False |  |  |  |  | 12.3 |  | 14.8 | 14.6 | [6 empty] | 114000 | Heating Other Than Electric Re | 08/29/2023 |  | 11/14/2023
Lennox Industries Inc. | Allied Commercial | LCT120H4P**Y,G,J |  | Voluntarily Certified | ACAirCoolAllPhase&gt;=65k&lt;1 | False | False |  |  |  |  | 12.3 |  | 14.8 | 14.6 | [6 empty] | 114000 | Heating Other Than Electric Re | 08/29/2023 |  | 11/14/2023
Lennox Industries Inc. | Lennox | LCT150H4E**Y,G,J |  | Voluntarily Certified | ACAirCoolAllPhase&gt;=135k&lt; | False | False |  |  |  |  | 11 |  | 14.6 | 14.2 | [6 empty] | 136000 | Electric Resistance Heating Or | 08/29/2023 |  | 11/14/2023
Lennox Industries Inc. | Allied Commercial | LCT150H4E**Y,G,J |  | Voluntarily Certified | ACAirCoolAllPhase&gt;=135k&lt; | False | False |  |  |  |  | 11 |  | 14.6 | 14.2 | [6 empty] | 136000 | Electric Resistance Heating Or | 08/29/2023 |  | 11/14/2023
Lennox Industries Inc. | Lennox | LCT150H4P**Y,G,J |  | Voluntarily Certified | ACAirCoolAllPhase&gt;=135k&lt; | False | False |  |  |  |  | 11 |  | 14.2 | 14 | [6 empty] | 136000 | Heating Other Than Electric Re | 08/29/2023 |  | 11/14/2023
Lennox Industries Inc. | Allied Commercial | LCT150H4P**Y,G,J |  | Voluntarily Certified | ACAirCoolAllPhase&gt;=135k&lt; | False | False |  |  |  |  | 11 |  | 14.2 | 14 | [6 empty] | 136000 | Heating Other Than Electric Re | 08/29/2023 |  | 11/14/2023
Lennox Industries Inc. | Lennox | LCT156H4M**Y,G,J |  | Voluntarily Certified | ACAirCoolAllPhase&gt;=135k&lt; | False | False |  |  |  |  | 12 |  | 15.7 | 14.2 | [6 empty] | 148000 | Electric Resistance Heating Or | 08/29/2023 |  | 11/14/2023
Lennox Industries Inc. | Allied Commercial | LCT156H4M**Y,G,J |  | Voluntarily Certified | ACAirCoolAllPhase&gt;=135k&lt; | False | False |  |  |  |  | 12 |  | 15.7 | 14.2 | [6 empty] | 148000 | Electric Resistance Heating Or | 08/29/2023 |  | 11/14/2023
Lennox Industries Inc. | Lennox | LCT156H4V**Y,G,J |  | Voluntarily Certified | ACAirCoolAllPhase&gt;=135k&lt; | False | False |  |  |  |  | 12 |  | 15.2 | 14.2 | [6 empty] | 148000 | Electric Resistance Heating Or | 08/29/2023 |  | 11/14/2023
Lennox Industries Inc. | Allied Commercial | LCT156H4V**Y,G,J |  | Voluntarily Certified | ACAirCoolAllPhase&gt;=135k&lt; | False | False |  |  |  |  | 12 |  | 15.2 | 14.2 | [6 empty] | 148000 | Electric Resistance Heating Or | 08/29/2023 |  | 11/14/2023
Lennox Industries Inc. | Lennox | LCT180H4M**Y,G,J |  | Voluntarily Certified | ACAirCoolAllPhase&gt;=135k&lt; | False | False |  |  |  |  | 12 |  | 15.2 | 14.2 | [6 empty] | 172000 | Electric Resistance Heating Or | 08/29/2023 |  | 11/14/2023
Lennox Industries Inc. | Allied Commercial | LCT180H4M**Y,G,J |  | Voluntarily Certified | ACAirCoolAllPhase&gt;=135k&lt; | False | False |  |  |  |  | 12 |  | 15.2 | 14.2 | [6 empty] | 172000 | Electric Resistance Heating Or | 08/29/2023 |  | 11/14/2023
Lennox Industries Inc. | Lennox | LCT180H4V**Y,G,J |  | Voluntarily Certified | ACAirCoolAllPhase&gt;=135k&lt; | False | False |  |  |  |  | 12 |  | 15.2 | 14.2 | [6 empty] | 172000 | Electric Resistance Heating Or | 08/29/2023 |  | 11/14/2023
Lennox Industries Inc. | Allied Commercial | LCT180H4V**Y,G,J |  | Voluntarily Certified | ACAirCoolAllPhase&gt;=135k&lt; | False | False |  |  |  |  | 12 |  | 15.2 | 14.2 | [6 empty] | 172000 | Electric Resistance Heating Or | 08/29/2023 |  | 11/14/2023
Lennox Industries Inc. | Lennox | LCT210H4M**Y,G,J |  | Voluntarily Certified | ACAirCoolAllPhase&gt;=135k&lt; | False | False |  |  |  |  | 12 |  | 16.2 | 14.2 | [6 empty] | 200000 | Electric Resistance Heating Or | 08/29/2023 |  | 11/14/2023
Lennox Industries Inc. | Allied Commercial | LCT210H4M**Y,G,J |  | Voluntarily Certified | ACAirCoolAllPhase&gt;=135k&lt; | False | False |  |  |  |  | 12 |  | 16.2 | 14.2 | [6 empty] | 200000 | Electric Resistance Heating Or | 08/29/2023 |  | 11/14/2023
Lennox Industries Inc. | Lennox | LCT210H4V**Y,G,J |  | Voluntarily Certified | ACAirCoolAllPhase&gt;=135k&lt; | False | False |  |  |  |  | 12 |  | 15.7 | 14.2 | [6 empty] | 200000 | Electric Resistance Heating Or | 08/29/2023 |  | 11/14/2023
Lennox Industries Inc. | Allied Commercial | LCT210H4V**Y,G,J |  | Voluntarily Certified | ACAirCoolAllPhase&gt;=135k&lt; | False | False |  |  |  |  | 12 |  | 15.7 | 14.2 | [6 empty] | 200000 | Electric Resistance Heating Or | 08/29/2023 |  | 11/14/2023
Lennox Industries Inc. | Lennox | LCT240H4M**Y,G,J |  | Voluntarily Certified | ACAirCoolAllPhase&gt;=135k&lt; | False | False |  |  |  |  | 12 |  | 15.9 | 14.2 | [6 empty] | 228000 | Electric Resistance Heating Or | 08/29/2023 |  | 11/14/2023
Lennox Industries Inc. | Allied Commercial | LCT240H4M**Y,G,J |  | Voluntarily Certified | ACAirCoolAllPhase&gt;=135k&lt; | False | False |  |  |  |  | 12 |  | 15.9 | 14.2 | [6 empty] | 228000 | Electric Resistance Heating Or | 08/29/2023 |  | 11/14/2023
Lennox Industries Inc. | Lennox | LCT240H4V**Y,G,J |  | Voluntarily Certified | ACAirCoolAllPhase&gt;=135k&lt; | False | False |  |  |  |  | 12 |  | 15.4 | 14.2 | [6 empty] | 228000 | Electric Resistance Heating Or | 08/29/2023 |  | 11/14/2023
Lennox Industries Inc. | Allied Commercial | LCT240H4V**Y,G,J |  | Voluntarily Certified | ACAirCoolAllPhase&gt;=135k&lt; | False | False |  |  |  |  | 12 |  | 15.4 | 14.2 | [6 empty] | 228000 | Electric Resistance Heating Or | 08/29/2023 |  | 11/14/2023
Lennox Industries Inc. | Lennox | LCT300S4M**Y,G,J |  | Voluntarily Certified | ACAirCoolAllPhase&gt;=240k&lt; | False | False |  |  |  |  | 10.5 |  | 14.5 | 13.2 | [6 empty] | 270000 | Electric Resistance Heating Or | 08/29/2023 |  | 11/14/2023
Lennox Industries Inc. | Allied Commercial | LCT300S4M**Y,G,J |  | Voluntarily Certified | ACAirCoolAllPhase&gt;=240k&lt; | False | False |  |  |  |  | 10.5 |  | 14.5 | 13.2 | [6 empty] | 270000 | Electric Resistance Heating Or | 08/29/2023 |  | 11/14/2023
Lennox Industries Inc. | Lennox | LCT300S4V**Y,G,J |  | Voluntarily Certified | ACAirCoolAllPhase&gt;=240k&lt; | False | False |  |  |  |  | 10.5 |  | 14 | 13.2 | [6 empty] | 270000 | Electric Resistance Heating Or | 08/29/2023 |  | 11/14/2023
Lennox Industries Inc. | Allied Commercial | LCT300S4V**Y,G,J |  | Voluntarily Certified | ACAirCoolAllPhase&gt;=240k&lt; | False | False |  |  |  |  | 10.5 |  | 14 | 13.2 | [6 empty] | 270000 | Electric Resistance Heating Or | 08/29/2023 |  | 11/14/2023
Lennox Industries Inc. | Lennox | LDT078H4E**Y,G,J |  | Voluntarily Certified | HPAirCoolAllPhase&gt;=65k&lt;1 | False | False |  |  |  |  | 12.2 |  | 16.5 | 14.1 |  |  |  |  | 3.5 | 3.4 | 78000 | Electric Resistance Heating Or | 08/29/2023 |  | 11/14/2023
Lennox Industries Inc. | Allied Commercial | LDT078H4E**Y,G,J |  | Voluntarily Certified | HPAirCoolAllPhase&gt;=65k&lt;1 | False | False |  |  |  |  | 12.2 |  | 16.5 | 14.1 |  |  |  |  | 3.5 | 3.4 | 78000 | Electric Resistance Heating Or | 08/29/2023 |  | 11/14/2023
Lennox Industries Inc. | Lennox | LDT092H4E**Y,G,J |  | Voluntarily Certified | HPAirCoolAllPhase&gt;=65k&lt;1 | False | False |  |  |  |  | 11.9 |  | 16 | 14.1 |  |  |  |  | 3.5 | 3.4 | 90000 | Electric Resistance Heating Or | 08/29/2023 |  | 11/14/2023
Lennox Industries Inc. | Allied Commercial | LDT092H4E**Y,G,J |  | Voluntarily Certified | HPAirCoolAllPhase&gt;=65k&lt;1 | False | False |  |  |  |  | 11.9 |  | 16 | 14.1 |  |  |  |  | 3.5 | 3.4 | 90000 | Electric Resistance Heating Or | 08/29/2023 |  | 11/14/2023
Lennox Industries Inc. | Lennox | LDT102H4E**Y,G,J |  | Voluntarily Certified | HPAirCoolAllPhase&gt;=65k&lt;1 | False | False |  |  |  |  | 11.9 |  | 15.5 | 14.1 |  |  |  |  | 3.5 | 3.4 | 98000 | Electric Resistance Heating Or | 08/29/2023 |  | 11/14/2023
Lennox Industries Inc. | Allied Commercial | LDT102H4E**Y,G,J |  | Voluntarily Certified | HPAirCoolAllPhase&gt;=65k&lt;1 | False | False |  |  |  |  | 11.9 |  | 15.5 | 14.1 |  |  |  |  | 3.5 | 3.4 | 98000 | Electric Resistance Heating Or | 08/29/2023 |  | 11/14/2023
Lennox Industries Inc. | Lennox | LDT122H4E**Y,G,J |  | Voluntarily Certified | HPAirCoolAllPhase&gt;=65k&lt;1 | False | False |  |  |  |  | 11.9 |  | 15.5 | 14.1 |  |  |  |  | 3.45 | 3.4 | 118000 | Electric Resistance Heating Or | 08/29/2023 |  | 11/14/2023
Lennox Industries Inc. | Allied Commercial | LDT122H4E**Y,G,J |  | Voluntarily Certified | HPAirCoolAllPhase&gt;=65k&lt;1 | False | False |  |  |  |  | 11.9 |  | 15.5 | 14.1 |  |  |  |  | 3.45 | 3.4 | 118000 | Electric Resistance Heating Or | 08/29/2023 |  | 11/14/2023
Lennox Industries Inc. | Lennox | LDT150H4E**Y,G,J |  | Voluntarily Certified | HPAirCoolAllPhase&gt;=135k&lt; | False | False |  |  |  |  | 10.8 |  | 14.3 | 13.5 |  |  |  |  | 3.35 | 3.3 | 136000 | Electric Resistance Heating Or | 08/29/2023 |  | 11/14/2023
Lennox Industries Inc. | Allied Commercial | LDT150H4E**Y,G,J |  | Voluntarily Certified | HPAirCoolAllPhase&gt;=135k&lt; | False | False |  |  |  |  | 10.8 |  | 14.3 | 13.5 |  |  |  |  | 3.4 | 3.3 | 136000 | Electric Resistance Heating Or | 08/29/2023 |  | 11/14/2023
Lennox Industries Inc. | Lennox | LDT156H4M**Y,G,J |  | Voluntarily Certified | HPAirCoolAllPhase&gt;=135k&lt; | False | False |  |  |  |  | 11.9 |  | 15.5 | 13.5 |  |  |  |  | 3.4 | 3.3 | 150000 | Electric Resistance Heating Or | 08/29/2023 |  | 11/14/2023
Lennox Industries Inc. | Allied Commercial | LDT156H4M**Y,G,J |  | Voluntarily Certified | HPAirCoolAllPhase&gt;=135k&lt; | False | False |  |  |  |  | 11.9 |  | 15.5 | 13.5 |  |  |  |  | 3.4 | 3.3 | 150000 | Electric Resistance Heating Or | 08/29/2023 |  | 11/14/2023
Lennox Industries Inc. | Lennox | LDT180H4M**Y,G,J |  | Voluntarily Certified | HPAirCoolAllPhase&gt;=135k&lt; | False | False |  |  |  |  | 10.9 |  | 15.3 | 13.5 |  |  |  |  | 3.4 | 3.3 | 176000 | Electric Resistance Heating Or | 08/29/2023 |  | 11/14/2023
Lennox Industries Inc. | Allied Commercial | LDT180H4M**Y,G,J |  | Voluntarily Certified | HPAirCoolAllPhase&gt;=135k&lt; | False | False |  |  |  |  | 10.9 |  | 15.3 | 13.5 |  |  |  |  | 3.4 | 3.3 | 176000 | Electric Resistance Heating Or | 08/29/2023 |  | 11/14/2023
Lennox Industries Inc. | Lennox | LDT240H4M**Y,G,J |  | Voluntarily Certified | HPAirCoolAllPhase&gt;=135k&lt; | False | False |  |  |  |  | 10.9 |  | 15.3 | 13.5 |  |  |  |  | 3.4 | 3.3 | 224000 | Electric Resistance Heating Or | 08/29/2023 |  | 11/14/2023
Lennox Industries Inc. | Allied Commercial | LDT240H4M**Y,G,J |  | Voluntarily Certified | HPAirCoolAllPhase&gt;=135k&lt; | False | False |  |  |  |  | 10.9 |  | 15.3 | 13.5 |  |  |  |  | 3.4 | 3.3 | 224000 | Electric Resistance Heating Or | 08/29/2023 |  | 11/14/2023
Lennox Industries Inc. | Lennox | LGH156H4M*5Y,G,J |  | Voluntarily Certified | ACAirCoolAllPhase&gt;=135k&lt; | False | False |  |  |  |  | 12 |  | 14.1 | 14 | [6 empty] | 150000 | Heating Other Than Electric Re | 08/29/2023 |  | 11/14/2023
Lennox Industries Inc. | Lennox | LGH156H4V*5Y,G,J |  | Voluntarily Certified | ACAirCoolAllPhase&gt;=135k&lt; | False | False |  |  |  |  | 12 |  | 14.5 | 14 | [6 empty] | 148000 | Heating Other Than Electric Re | 08/29/2023 |  | 11/14/2023
Lennox Industries Inc. | Lennox | LGH180H4V*4Y,G,J |  | Voluntarily Certified | ACAirCoolAllPhase&gt;=135k&lt; | False | False |  |  |  |  | 12 |  | 15.2 | 14 | [6 empty] | 172000 | Heating Other Than Electric Re | 08/29/2023 |  | 11/14/2023
Lennox Industries Inc. | Allied Commercial | LGH180H4V*4Y,G,J |  | Voluntarily Certified | ACAirCoolAllPhase&gt;=135k&lt; | False | False |  |  |  |  | 12 |  | 15.2 | 14 | [6 empty] | 172000 | Heating Other Than Electric Re | 08/29/2023 |  | 11/14/2023
Lennox Industries Inc. | Lennox | LGH210H4M*3Y,G,J |  | Voluntarily Certified | ACAirCoolAllPhase&gt;=135k&lt; | False | False |  |  |  |  | 12 |  | 14 | 14 | [6 empty] | 198000 | Heating Other Than Electric Re | 08/29/2023 |  | 11/14/2023
Lennox Industries Inc. | Allied Commercial | LGH210H4M*3Y,G,J |  | Voluntarily Certified | ACAirCoolAllPhase&gt;=135k&lt; | False | False |  |  |  |  | 12 |  | 14 | 14 | [6 empty] | 198000 | Heating Other Than Electric Re | 08/29/2023 |  | 11/14/2023
Lennox Industries Inc. | Lennox | LGH240H4M*3Y,G,J |  | Voluntarily Certified | ACAirCoolAllPhase&gt;=135k&lt; | False | False |  |  |  |  | 12 |  | 14.5 | 14 | [6 empty] | 230000 | Heating Other Than Electric Re | 08/29/2023 |  | 11/14/2023
Lennox Industries Inc. | Allied Commercial | LGH240H4M*3Y,G,J |  | Voluntarily Certified | ACAirCoolAllPhase&gt;=135k&lt; | False | False |  |  |  |  | 12 |  | 14.5 | 14 | [6 empty] | 230000 | Heating Other Than Electric Re | 08/29/2023 |  | 11/14/2023
Lennox Industries Inc. | Lennox | LGH240H4M*4Y,G,J |  | Voluntarily Certified | ACAirCoolAllPhase&gt;=135k&lt; | False | False |  |  |  |  | 12 |  | 14.5 | 14 | [6 empty] | 230000 | Heating Other Than Electric Re | 08/29/2023 |  | 11/14/2023
Lennox Industries Inc. | Allied Commercial | LGH240H4M*4Y,G,J |  | Voluntarily Certified | ACAirCoolAllPhase&gt;=135k&lt; | False | False |  |  |  |  | 12 |  | 14.5 | 14 | [6 empty] | 230000 | Heating Other Than Electric Re | 08/29/2023 |  | 11/14/2023
Lennox Industries Inc. | Lennox | LGH240H4V*4Y,G,J |  | Voluntarily Certified | ACAirCoolAllPhase&gt;=135k&lt; | False | False |  |  |  |  | 12 |  | 16 | 14 | [6 empty] | 230000 | Heating Other Than Electric Re | 08/29/2023 |  | 11/14/2023
Lennox Industries Inc. | Allied Commercial | LGH240H4V*4Y,G,J |  | Voluntarily Certified | ACAirCoolAllPhase&gt;=135k&lt; | False | False |  |  |  |  | 12 |  | 16 | 14 | [6 empty] | 230000 | Heating Other Than Electric Re | 08/29/2023 |  | 11/14/2023
Lennox Industries Inc. | Lennox | LGH242H4V**Y,G,J |  | Voluntarily Certified | ACAirCoolAllPhase&gt;=135k&lt; | False | False |  |  |  |  | 12.3 |  | 15.5 | 14 | [6 empty] | 238000 | Heating Other Than Electric Re | 08/29/2023 |  | 11/14/2023
Lennox Industries Inc. | E-Series | LGH242H4V**Y,G,J |  | Voluntarily Certified | ACAirCoolAllPhase&gt;=135k&lt; | False | False |  |  |  |  | 12.3 |  | 15.5 | 14 | [6 empty] | 238000 | Heating Other Than Electric Re | 08/29/2023 |  | 11/14/2023
Lennox Industries Inc. | Allied Commercial | LGH242H4V**Y,G,J |  | Voluntarily Certified | ACAirCoolAllPhase&gt;=135k&lt; | False | False |  |  |  |  | 12.3 |  | 15.5 | 14 | [6 empty] | 238000 | Heating Other Than Electric Re | 08/29/2023 |  | 11/14/2023
Lennox Industries Inc. | Lennox | LGH300H4M**Y,G,J |  | Voluntarily Certified | ACAirCoolAllPhase&gt;=240k&lt; | False | False |  |  |  |  | 11.6 |  | 14.4 | 13 | [6 empty] | 300000 | Heating Other Than Electric Re | 08/29/2023 |  | 11/14/2023
Lennox Industries Inc. | Allied Commercial | LGH300H4M**Y,G,J |  | Voluntarily Certified | ACAirCoolAllPhase&gt;=240k&lt; | False | False |  |  |  |  | 11.6 |  | 14.4 | 13 | [6 empty] | 300000 | Heating Other Than Electric Re | 08/29/2023 |  | 11/14/2023
Lennox Industries Inc. | Lennox | LGH300H4V**Y,G,J |  | Voluntarily Certified | ACAirCoolAllPhase&gt;=240k&lt; | False | False |  |  |  |  | 11.6 |  | 14.3 | 13 | [6 empty] | 300000 | Heating Other Than Electric Re | 08/29/2023 |  | 11/14/2023
Lennox Industries Inc. | E-Series | LGH300H4V**Y,G,J |  | Voluntarily Certified | ACAirCoolAllPhase&gt;=240k&lt; | False | False |  |  |  |  | 11.6 |  | 14.3 | 13 | [6 empty] | 300000 | Heating Other Than Electric Re | 08/29/2023 |  | 11/14/2023
Lennox Industries Inc. | Allied Commercial | LGH300H4V**Y,G,J |  | Voluntarily Certified | ACAirCoolAllPhase&gt;=240k&lt; | False | False |  |  |  |  | 11.6 |  | 14.3 | 13 | [6 empty] | 300000 | Heating Other Than Electric Re | 08/29/2023 |  | 11/14/2023
Lennox Industries Inc. | Lennox | LGH300S4M*4Y,G,J |  | Voluntarily Certified | ACAirCoolAllPhase&gt;=240k&lt; | False | False |  |  |  |  | 10.5 |  | 13.8 | 13 | [6 empty] | 270000 | Heating Other Than Electric Re | 08/29/2023 |  | 11/14/2023
Lennox Industries Inc. | Allied Commercial | LGH300S4M*4Y,G,J |  | Voluntarily Certified | ACAirCoolAllPhase&gt;=240k&lt; | False | False |  |  |  |  | 10.5 |  | 13.8 | 13 | [6 empty] | 270000 | Heating Other Than Electric Re | 08/29/2023 |  | 11/14/2023
Lennox Industries Inc. | Lennox | LGH360H4M**Y,G,J |  | Voluntarily Certified | ACAirCoolAllPhase&gt;=240k&lt; | False | False |  |  |  |  | 10.6 |  | 14 | 13 | [6 empty] | 350000 | Heating Other Than Electric Re | 08/29/2023 |  | 11/14/2023
Lennox Industries Inc. | Allied Commercial | LGH360H4M**Y,G,J |  | Voluntarily Certified | ACAirCoolAllPhase&gt;=240k&lt; | False | False |  |  |  |  | 10.6 |  | 14 | 13 | [6 empty] | 350000 | Heating Other Than Electric Re | 08/29/2023 |  | 11/14/2023
Lennox Industries Inc. | Lennox | LGH360H4V**Y,G,J |  | Voluntarily Certified | ACAirCoolAllPhase&gt;=240k&lt; | False | False |  |  |  |  | 10.6 |  | 13.5 | 13 | [6 empty] | 350000 | Heating Other Than Electric Re | 08/29/2023 |  | 11/14/2023
Lennox Industries Inc. | E-Series | LGH360H4V**Y,G,J |  | Voluntarily Certified | ACAirCoolAllPhase&gt;=240k&lt; | False | False |  |  |  |  | 10.6 |  | 13.5 | 13 | [6 empty] | 350000 | Heating Other Than Electric Re | 08/29/2023 |  | 11/14/2023
Lennox Industries Inc. | Allied Commercial | LGH360H4V**Y,G,J |  | Voluntarily Certified | ACAirCoolAllPhase&gt;=240k&lt; | False | False |  |  |  |  | 10.6 |  | 13.5 | 13 | [6 empty] | 350000 | Heating Other Than Electric Re | 08/29/2023 |  | 11/14/2023
Lennox Industries Inc. | Lennox | LGH420H4M**Y,G,J |  | Voluntarily Certified | ACAirCoolAllPhase&gt;=240k&lt; | False | False |  |  |  |  | 10.8 |  | 14.5 | 13 | [6 empty] | 420000 | Heating Other Than Electric Re | 08/29/2023 |  | 11/14/2023
Lennox Industries Inc. | Allied Commercial | LGH420H4M**Y,G,J |  | Voluntarily Certified | ACAirCoolAllPhase&gt;=240k&lt; | False | False |  |  |  |  | 10.8 |  | 14.5 | 13 | [6 empty] | 420000 | Heating Other Than Electric Re | 08/29/2023 |  | 11/14/2023
Lennox Industries Inc. | Lennox | LGH420H4V**Y,G,J |  | Voluntarily Certified | ACAirCoolAllPhase&gt;=240k&lt; | False | False |  |  |  |  | 10.8 |  | 14 | 13 | [6 empty] | 420000 | Heating Other Than Electric Re | 08/29/2023 |  | 11/14/2023
Lennox Industries Inc. | E-Series | LGH420H4V**Y,G,J |  | Voluntarily Certified | ACAirCoolAllPhase&gt;=240k&lt; | False | False |  |  |  |  | 10.8 |  | 14 | 13 | [6 empty] | 420000 | Heating Other Than Electric Re | 08/29/2023 |  | 11/14/2023
Lennox Industries Inc. | Allied Commercial | LGH420H4V**Y,G,J |  | Voluntarily Certified | ACAirCoolAllPhase&gt;=240k&lt; | False | False |  |  |  |  | 10.8 |  | 14 | 13 | [6 empty] | 420000 | Heating Other Than Electric Re | 08/29/2023 |  | 11/14/2023
Lennox Industries Inc. | Lennox | LGH420S4M**Y,G,J |  | Voluntarily Certified | ACAirCoolAllPhase&gt;=240k&lt; | False | False |  |  |  |  | 10 |  | 13.2 | 13 | [6 empty] | 410000 | Heating Other Than Electric Re | 08/29/2023 |  | 11/14/2023
Lennox Industries Inc. | Allied Commercial | LGH420S4M**Y,G,J |  | Voluntarily Certified | ACAirCoolAllPhase&gt;=240k&lt; | False | False |  |  |  |  | 10 |  | 13.2 | 13 | [6 empty] | 410000 | Heating Other Than Electric Re | 08/29/2023 |  | 11/14/2023
Lennox Industries Inc. | Lennox | LGH420S4V**Y,G,J |  | Voluntarily Certified | ACAirCoolAllPhase&gt;=240k&lt; | False | False |  |  |  |  | 10 |  | 13 | 13 | [6 empty] | 410000 | Heating Other Than Electric Re | 08/29/2023 |  | 11/14/2023
Lennox Industries Inc. | Allied Commercial | LGH420S4V**Y,G,J |  | Voluntarily Certified | ACAirCoolAllPhase&gt;=240k&lt; | False | False |  |  |  |  | 10 |  | 13 | 13 | [6 empty] | 410000 | Heating Other Than Electric Re | 08/29/2023 |  | 11/14/2023
Lennox Industries Inc. | Lennox | LGH480H4M**Y,G,J |  | Voluntarily Certified | ACAirCoolAllPhase&gt;=240k&lt; | False | False |  |  |  |  | 10.8 |  | 14.5 | 13 | [6 empty] | 470000 | Heating Other Than Electric Re | 08/29/2023 |  | 11/14/2023
Lennox Industries Inc. | Allied Commercial | LGH480H4M**Y,G,J |  | Voluntarily Certified | ACAirCoolAllPhase&gt;=240k&lt; | False | False |  |  |  |  | 10.8 |  | 14.5 | 13 | [6 empty] | 470000 | Heating Other Than Electric Re | 08/29/2023 |  | 11/14/2023
Lennox Industries Inc. | Lennox | LGH480H4V**Y,G,J |  | Voluntarily Certified | ACAirCoolAllPhase&gt;=240k&lt; | False | False |  |  |  |  | 10.8 |  | 14 | 13 | [6 empty] | 470000 | Heating Other Than Electric Re | 08/29/2023 |  | 11/14/2023
Lennox Industries Inc. | E-Series | LGH480H4V**Y,G,J |  | Voluntarily Certified | ACAirCoolAllPhase&gt;=240k&lt; | False | False |  |  |  |  | 10.8 |  | 14 | 13 | [6 empty] | 470000 | Heating Other Than Electric Re | 08/29/2023 |  | 11/14/2023
Lennox Industries Inc. | Allied Commercial | LGH480H4V**Y,G,J |  | Voluntarily Certified | ACAirCoolAllPhase&gt;=240k&lt; | False | False |  |  |  |  | 10.8 |  | 14 | 13 | [6 empty] | 470000 | Heating Other Than Electric Re | 08/29/2023 |  | 11/14/2023
Lennox Industries Inc. | Lennox | LGH480S4M**Y,G,J |  | Voluntarily Certified | ACAirCoolAllPhase&gt;=240k&lt; | False | False |  |  |  |  | 9.8 |  | 13.2 | 13 | [6 empty] | 450000 | Heating Other Than Electric Re | 08/29/2023 |  | 11/14/2023
Lennox Industries Inc. | Allied Commercial | LGH480S4M**Y,G,J |  | Voluntarily Certified | ACAirCoolAllPhase&gt;=240k&lt; | False | False |  |  |  |  | 9.8 |  | 13.2 | 13 | [6 empty] | 450000 | Heating Other Than Electric Re | 08/29/2023 |  | 11/14/2023
Lennox Industries Inc. | Lennox | LGH480S4V**Y,G,J |  | Voluntarily Certified | ACAirCoolAllPhase&gt;=240k&lt; | False | False |  |  |  |  | 9.8 |  | 13 | 13 | [6 empty] | 450000 | Heating Other Than Electric Re | 08/29/2023 |  | 11/14/2023
Lennox Industries Inc. | E-Series | LGH480S4V**Y,G,J |  | Voluntarily Certified | ACAirCoolAllPhase&gt;=240k&lt; | False | False |  |  |  |  | 9.8 |  | 13 | 13 | [6 empty] | 450000 | Heating Other Than Electric Re | 08/29/2023 |  | 11/14/2023
Lennox Industries Inc. | Allied Commercial | LGH480S4V**Y,G,J |  | Voluntarily Certified | ACAirCoolAllPhase&gt;=240k&lt; | False | False |  |  |  |  | 9.8 |  | 13 | 13 | [6 empty] | 450000 | Heating Other Than Electric Re | 08/29/2023 |  | 11/14/2023
Lennox Industries Inc. | Lennox | LGH540S4M**Y,G,J |  | Voluntarily Certified | ACAirCoolAllPhase&gt;=240k&lt; | False | False |  |  |  |  | 10 |  | 13.7 | 13 | [6 empty] | 520000 | Heating Other Than Electric Re | 08/29/2023 |  | 11/14/2023
Lennox Industries Inc. | Allied Commercial | LGH540S4M**Y,G,J |  | Voluntarily Certified | ACAirCoolAllPhase&gt;=240k&lt; | False | False |  |  |  |  | 10 |  | 13.7 | 13 | [6 empty] | 520000 | Heating Other Than Electric Re | 08/29/2023 |  | 11/14/2023
Lennox Industries Inc. | Lennox | LGH540S4V**Y,G,J |  | Voluntarily Certified | ACAirCoolAllPhase&gt;=240k&lt; | False | False |  |  |  |  | 10 |  | 13.6 | 13 | [6 empty] | 520000 | Heating Other Than Electric Re | 08/29/2023 |  | 11/14/2023
Lennox Industries Inc. | E-Series | LGH540S4V**Y,G,J |  | Voluntarily Certified | ACAirCoolAllPhase&gt;=240k&lt; | False | False |  |  |  |  | 10 |  | 13.6 | 13 | [6 empty] | 520000 | Heating Other Than Electric Re | 08/29/2023 |  | 11/14/2023
Lennox Industries Inc. | Allied Commercial | LGH540S4V**Y,G,J |  | Voluntarily Certified | ACAirCoolAllPhase&gt;=240k&lt; | False | False |  |  |  |  | 10 |  | 13.6 | 13 | [6 empty] | 520000 | Heating Other Than Electric Re | 08/29/2023 |  | 11/14/2023
Lennox Industries Inc. | Lennox | LGH600S4M**Y,G,J |  | Voluntarily Certified | ACAirCoolAllPhase&gt;=240k&lt; | False | False |  |  |  |  | 9.8 |  | 13.5 | 13 | [6 empty] | 565000 | Heating Other Than Electric Re | 08/29/2023 |  | 11/14/2023
Lennox Industries Inc. | Allied Commercial | LGH600S4M**Y,G,J |  | Voluntarily Certified | ACAirCoolAllPhase&gt;=240k&lt; | False | False |  |  |  |  | 9.8 |  | 13.5 | 13 | [6 empty] | 565000 | Heating Other Than Electric Re | 08/29/2023 |  | 11/14/2023
Lennox Industries Inc. | Lennox | LGH600S4V**Y,G,J |  | Voluntarily Certified | ACAirCoolAllPhase&gt;=240k&lt; | False | False |  |  |  |  | 9.8 |  | 13.2 | 13 | [6 empty] | 565000 | Heating Other Than Electric Re | 08/29/2023 |  | 11/14/2023
Lennox Industries Inc. | Allied Commercial | LGH600S4V**Y,G,J |  | Voluntarily Certified | ACAirCoolAllPhase&gt;=240k&lt; | False | False |  |  |  |  | 9.8 |  | 13.2 | 13 | [6 empty] | 565000 | Heating Other Than Electric Re | 08/29/2023 |  | 11/14/2023
Lennox Industries Inc. | Lennox | LGM074U4E**Y,G |  | Voluntarily Certified | ACAirCoolAllPhase&gt;=65k&lt;1 | False | False |  |  |  |  | 12 |  | 23.3 | 14.6 | [6 empty] | 69000 | Heating Other Than Electric Re | 08/29/2023 |  | 11/14/2023
Lennox Industries Inc. | Lennox | LGM074U4E**Y,G,J |  | Voluntarily Certified | ACAirCoolAllPhase&gt;=65k&lt;1 | False | False |  |  |  |  | 12 |  | 23.3 | 14.6 | [6 empty] | 69000 | Heating Other Than Electric Re | 08/29/2023 |  | 11/14/2023
Lennox Industries Inc. | Lennox | LGM074U4P**Y,G |  | Voluntarily Certified | ACAirCoolAllPhase&gt;=65k&lt;1 | False | False |  |  |  |  | 12 |  | 23.3 | 14.6 | [6 empty] | 69000 | Heating Other Than Electric Re | 08/29/2023 |  | 11/14/2023
Lennox Industries Inc. | Lennox | LGM074U4P**Y,G,J |  | Voluntarily Certified | ACAirCoolAllPhase&gt;=65k&lt;1 | False | False |  |  |  |  | 12 |  | 23.3 | 14.6 | [6 empty] | 69000 | Heating Other Than Electric Re | 08/29/2023 |  | 11/14/2023
Lennox Industries Inc. | Lennox | LGM092U4E**Y,G |  | Voluntarily Certified | ACAirCoolAllPhase&gt;=65k&lt;1 | False | False |  |  |  |  | 12.4 |  | 22 | 14.6 | [6 empty] | 86000 | Heating Other Than Electric Re | 08/29/2023 |  | 11/14/2023
Lennox Industries Inc. | Lennox | LGM092U4E**Y,G,J |  | Voluntarily Certified | ACAirCoolAllPhase&gt;=65k&lt;1 | False | False |  |  |  |  | 12.4 |  | 22 | 14.6 | [6 empty] | 86000 | Heating Other Than Electric Re | 08/29/2023 |  | 11/14/2023
Lennox Industries Inc. | Lennox | LGM092U4P**Y,G |  | Voluntarily Certified | ACAirCoolAllPhase&gt;=65k&lt;1 | False | False |  |  |  |  | 12.4 |  | 22 | 14.6 | [6 empty] | 86000 | Heating Other Than Electric Re | 08/29/2023 |  | 11/14/2023
Lennox Industries Inc. | Lennox | LGM092U4P**Y,G,J |  | Voluntarily Certified | ACAirCoolAllPhase&gt;=65k&lt;1 | False | False |  |  |  |  | 12.4 |  | 22 | 14.6 | [6 empty] | 86000 | Heating Other Than Electric Re | 08/29/2023 |  | 11/14/2023
Lennox Industries Inc. | Lennox | LGM102U4E**Y,G |  | Voluntarily Certified | ACAirCoolAllPhase&gt;=65k&lt;1 | False | False |  |  |  |  | 12.4 |  | 21 | 14.6 | [6 empty] | 97000 | Heating Other Than Electric Re | 08/29/2023 |  | 11/14/2023
Lennox Industries Inc. | Lennox | LGM102U4E**Y,G,J |  | Voluntarily Certified | ACAirCoolAllPhase&gt;=65k&lt;1 | False | False |  |  |  |  | 12.4 |  | 21 | 14.6 | [6 empty] | 97000 | Heating Other Than Electric Re | 08/29/2023 |  | 11/14/2023
Lennox Industries Inc. | Lennox | LGM102U4P**Y,G |  | Voluntarily Certified | ACAirCoolAllPhase&gt;=65k&lt;1 | False | False |  |  |  |  | 12.4 |  | 21 | 14.6 | [6 empty] | 97000 | Heating Other Than Electric Re | 08/29/2023 |  | 11/14/2023
Lennox Industries Inc. | Lennox | LGM102U4P**Y,G,J |  | Voluntarily Certified | ACAirCoolAllPhase&gt;=65k&lt;1 | False | False |  |  |  |  | 12.4 |  | 21 | 14.6 | [6 empty] | 97000 | Heating Other Than Electric Re | 08/29/2023 |  | 11/14/2023
Lennox Industries Inc. | Lennox | LGM120U4E**Y,G |  | Voluntarily Certified | ACAirCoolAllPhase&gt;=65k&lt;1 | False | False |  |  |  |  | 12 |  | 21 | 14.6 | [6 empty] | 114000 | Heating Other Than Electric Re | 08/29/2023 |  | 11/14/2023
Lennox Industries Inc. | Lennox | LGM120U4E**Y,G,J |  | Voluntarily Certified | ACAirCoolAllPhase&gt;=65k&lt;1 | False | False |  |  |  |  | 12 |  | 21 | 14.6 | [6 empty] | 114000 | Heating Other Than Electric Re | 08/29/2023 |  | 11/14/2023
Lennox Industries Inc. | Lennox | LGM120U4P**Y,G |  | Voluntarily Certified | ACAirCoolAllPhase&gt;=65k&lt;1 | False | False |  |  |  |  | 12 |  | 21 | 14.6 | [6 empty] | 114000 | Heating Other Than Electric Re | 08/29/2023 |  | 11/14/2023
Lennox Industries Inc. | Lennox | LGM120U4P**Y,G,J |  | Voluntarily Certified | ACAirCoolAllPhase&gt;=65k&lt;1 | False | False |  |  |  |  | 12 |  | 21 | 14.6 | [6 empty] | 114000 | Heating Other Than Electric Re | 08/29/2023 |  | 11/14/2023
Lennox Industries Inc. | Lennox | LGM150U4E**Y,G |  | Voluntarily Certified | ACAirCoolAllPhase&gt;=135k&lt; | False | False |  |  |  |  | 11 |  | 20 | 14 | [6 empty] | 138000 | Heating Other Than Electric Re | 08/29/2023 |  | 11/14/2023
Lennox Industries Inc. | Lennox | LGM150U4E**Y,G,J |  | Voluntarily Certified | ACAirCoolAllPhase&gt;=135k&lt; | False | False |  |  |  |  | 11 |  | 20 | 14 | [6 empty] | 138000 | Heating Other Than Electric Re | 08/29/2023 |  | 11/14/2023
Lennox Industries Inc. | Lennox | LGM150U4P**Y,G |  | Voluntarily Certified | ACAirCoolAllPhase&gt;=135k&lt; | False | False |  |  |  |  | 11 |  | 20 | 14 | [6 empty] | 138000 | Heating Other Than Electric Re | 08/29/2023 |  | 11/14/2023
Lennox Industries Inc. | Lennox | LGM150U4P**Y,G,J |  | Voluntarily Certified | ACAirCoolAllPhase&gt;=135k&lt; | False | False |  |  |  |  | 11 |  | 20 | 14 | [6 empty] | 138000 | Heating Other Than Electric Re | 08/29/2023 |  | 11/14/2023
Lennox Industries Inc. | Lennox | LGM156U4M*Y,G |  | Voluntarily Certified | ACAirCoolAllPhase&gt;=135k&lt; | False | False |  |  |  |  | 12 |  | 19 | 14 | [6 empty] | 150000 | Heating Other Than Electric Re | 08/29/2023 |  | 11/14/2023
Lennox Industries Inc. | Lennox | LGM156U4M*Y,G,J |  | Voluntarily Certified | ACAirCoolAllPhase&gt;=135k&lt; | False | False |  |  |  |  | 12 |  | 19 | 14 | [6 empty] | 150000 | Heating Other Than Electric Re | 08/29/2023 |  | 11/14/2023
Lennox Industries Inc. | Lennox | LGM156U4V*Y,G |  | Voluntarily Certified | ACAirCoolAllPhase&gt;=135k&lt; | False | False |  |  |  |  | 12 |  | 18.5 | 14 | [6 empty] | 150000 | Heating Other Than Electric Re | 08/29/2023 |  | 11/14/2023
Lennox Industries Inc. | Lennox | LGM156U4V*Y,G,J |  | Voluntarily Certified | ACAirCoolAllPhase&gt;=135k&lt; | False | False |  |  |  |  | 12 |  | 18.5 | 14 | [6 empty] | 150000 | Heating Other Than Electric Re | 08/29/2023 |  | 11/14/2023
Lennox Industries Inc. | Lennox | LGM180U4M*Y,G |  | Voluntarily Certified | ACAirCoolAllPhase&gt;=135k&lt; | False | False |  |  |  |  | 12 |  | 19 | 14 | [6 empty] | 172000 | Heating Other Than Electric Re | 08/29/2023 |  | 11/14/2023
Lennox Industries Inc. | Lennox | LGM180U4M*Y,G,J |  | Voluntarily Certified | ACAirCoolAllPhase&gt;=135k&lt; | False | False |  |  |  |  | 12 |  | 19 | 14 | [6 empty] | 172000 | Heating Other Than Electric Re | 08/29/2023 |  | 11/14/2023
Lennox Industries Inc. | Lennox | LGM180U4V*Y,G |  | Voluntarily Certified | ACAirCoolAllPhase&gt;=135k&lt; | False | False |  |  |  |  | 12 |  | 17.5 | 14 | [6 empty] | 172000 | Heating Other Than Electric Re | 08/29/2023 |  | 11/14/2023
Lennox Industries Inc. | Lennox | LGM180U4V*Y,G,J |  | Voluntarily Certified | ACAirCoolAllPhase&gt;=135k&lt; | False | False |  |  |  |  | 12 |  | 17.5 | 14 | [6 empty] | 172000 | Heating Other Than Electric Re | 08/29/2023 |  | 11/14/2023
Lennox Industries Inc. | Lennox | LGM210U4M*Y,G |  | Voluntarily Certified | ACAirCoolAllPhase&gt;=135k&lt; | False | False |  |  |  |  | 12 |  | 18.8 | 14 | [6 empty] | 200000 | Heating Other Than Electric Re | 08/29/2023 |  | 11/14/2023
Lennox Industries Inc. | Lennox | LGM210U4M*Y,G,J |  | Voluntarily Certified | ACAirCoolAllPhase&gt;=135k&lt; | False | False |  |  |  |  | 12 |  | 18.8 | 14 | [6 empty] | 200000 | Heating Other Than Electric Re | 08/29/2023 |  | 11/14/2023
Lennox Industries Inc. | Lennox | LGM210U4V*Y,G |  | Voluntarily Certified | ACAirCoolAllPhase&gt;=135k&lt; | False | False |  |  |  |  | 12 |  | 18 | 14 | [6 empty] | 200000 | Heating Other Than Electric Re | 08/29/2023 |  | 11/14/2023
Lennox Industries Inc. | Lennox | LGM210U4V*Y,G,J |  | Voluntarily Certified | ACAirCoolAllPhase&gt;=135k&lt; | False | False |  |  |  |  | 12 |  | 18 | 14 | [6 empty] | 200000 | Heating Other Than Electric Re | 08/29/2023 |  | 11/14/2023
Lennox Industries Inc. | Lennox | LGM240U4M*Y,G |  | Voluntarily Certified | ACAirCoolAllPhase&gt;=135k&lt; | False | False |  |  |  |  | 12 |  | 18.4 | 14 | [6 empty] | 228000 | Heating Other Than Electric Re | 08/29/2023 |  | 11/14/2023
Lennox Industries Inc. | Lennox | LGM240U4M*Y,G,J |  | Voluntarily Certified | ACAirCoolAllPhase&gt;=135k&lt; | False | False |  |  |  |  | 12 |  | 18.4 | 14 | [6 empty] | 228000 | Heating Other Than Electric Re | 08/29/2023 |  | 11/14/2023
Lennox Industries Inc. | Lennox | LGM240U4V*Y,G |  | Voluntarily Certified | ACAirCoolAllPhase&gt;=135k&lt; | False | False |  |  |  |  | 12 |  | 17.5 | 14 | [6 empty] | 228000 | Heating Other Than Electric Re | 08/29/2023 |  | 11/14/2023
Lennox Industries Inc. | Lennox | LGM240U4V*Y,G,J |  | Voluntarily Certified | ACAirCoolAllPhase&gt;=135k&lt; | False | False |  |  |  |  | 12 |  | 17.5 | 14 | [6 empty] | 228000 | Heating Other Than Electric Re | 08/29/2023 |  | 11/14/2023
Lennox Industries Inc. | Lennox | LGM300U4M*Y,G |  | Voluntarily Certified | ACAirCoolAllPhase&gt;=240k&lt; | False | False |  |  |  |  | 10.6 |  | 17.5 | 13 | [6 empty] | 270000 | Heating Other Than Electric Re | 08/29/2023 |  | 11/14/2023
Lennox Industries Inc. | Lennox | LGM300U4M*Y,G,J |  | Voluntarily Certified | ACAirCoolAllPhase&gt;=240k&lt; | False | False |  |  |  |  | 10.6 |  | 17.5 | 13 | [6 empty] | 270000 | Heating Other Than Electric Re | 08/29/2023 |  | 11/14/2023
Lennox Industries Inc. | Lennox | LGM300U4V*Y,G |  | Voluntarily Certified | ACAirCoolAllPhase&gt;=240k&lt; | False | False |  |  |  |  | 10.6 |  | 16.5 | 13 | [6 empty] | 270000 | Heating Other Than Electric Re | 08/29/2023 |  | 11/14/2023
Lennox Industries Inc. | Lennox | LGM300U4V*Y,G,J |  | Voluntarily Certified | ACAirCoolAllPhase&gt;=240k&lt; | False | False |  |  |  |  | 10.6 |  | 16.5 | 13 | [6 empty] | 270000 | Heating Other Than Electric Re | 08/29/2023 |  | 11/14/2023
Lennox Industries Inc. | Lennox | LGT072H4E**Y,G,J |  | Voluntarily Certified | ACAirCoolAllPhase&gt;=65k&lt;1 | False | False |  |  |  |  | 12.2 |  | 17 | 14.6 | [6 empty] | 69000 | Heating Other Than Electric Re | 08/29/2023 |  | 11/14/2023
Lennox Industries Inc. | Allied Commercial | LGT072H4E**Y,G,J |  | Voluntarily Certified | ACAirCoolAllPhase&gt;=65k&lt;1 | False | False |  |  |  |  | 12.2 |  | 17 | 14.6 | [6 empty] | 69000 | Heating Other Than Electric Re | 08/29/2023 |  | 11/14/2023
Lennox Industries Inc. | Lennox | LGT092H4E**Y,G,J |  | Voluntarily Certified | ACAirCoolAllPhase&gt;=65k&lt;1 | False | False |  |  |  |  | 12.3 |  | 15.7 | 14.6 | [6 empty] | 90000 | Heating Other Than Electric Re | 08/29/2023 |  | 11/14/2023
Lennox Industries Inc. | Allied Commercial | LGT092H4E**Y,G,J |  | Voluntarily Certified | ACAirCoolAllPhase&gt;=65k&lt;1 | False | False |  |  |  |  | 12.3 |  | 15.7 | 14.6 | [6 empty] | 90000 | Heating Other Than Electric Re | 08/29/2023 |  | 11/14/2023
Lennox Industries Inc. | Lennox | LGT092H4P**Y,G,J |  | Voluntarily Certified | ACAirCoolAllPhase&gt;=65k&lt;1 | False | False |  |  |  |  | 12.3 |  | 14.6 | 14.6 | [6 empty] | 90000 | Heating Other Than Electric Re | 08/29/2023 |  | 11/14/2023
Lennox Industries Inc. | Allied Commercial | LGT092H4P**Y,G,J |  | Voluntarily Certified | ACAirCoolAllPhase&gt;=65k&lt;1 | False | False |  |  |  |  | 12.3 |  | 14.6 | 14.6 | [6 empty] | 90000 | Heating Other Than Electric Re | 08/29/2023 |  | 11/14/2023
Lennox Industries Inc. | Lennox | LGT102H4E**Y,G,J |  | Voluntarily Certified | ACAirCoolAllPhase&gt;=65k&lt;1 | False | False |  |  |  |  | 12.1 |  | 15.7 | 14.6 | [6 empty] | 98000 | Heating Other Than Electric Re | 08/29/2023 |  | 11/14/2023
Lennox Industries Inc. | Allied Commercial | LGT102H4E**Y,G,J |  | Voluntarily Certified | ACAirCoolAllPhase&gt;=65k&lt;1 | False | False |  |  |  |  | 12.1 |  | 15.7 | 14.6 | [6 empty] | 98000 | Heating Other Than Electric Re | 08/29/2023 |  | 11/14/2023
Lennox Industries Inc. | Lennox | LGT102H4P**Y,G,J |  | Voluntarily Certified | ACAirCoolAllPhase&gt;=65k&lt;1 | False | False |  |  |  |  | 12.1 |  | 14.6 | 14.6 | [6 empty] | 98000 | Heating Other Than Electric Re | 08/29/2023 |  | 11/14/2023
Lennox Industries Inc. | Allied Commercial | LGT102H4P**Y,G,J |  | Voluntarily Certified | ACAirCoolAllPhase&gt;=65k&lt;1 | False | False |  |  |  |  | 12.1 |  | 14.6 | 14.6 | [6 empty] | 98000 | Heating Other Than Electric Re | 08/29/2023 |  | 11/14/2023
Lennox Industries Inc. | Lennox | LGT120H4E**Y,G,J |  | Voluntarily Certified | ACAirCoolAllPhase&gt;=65k&lt;1 | False | False |  |  |  |  | 12.1 |  | 15.5 | 14.8 | [6 empty] | 114000 | Electric Resistance Heating Or | 08/29/2023 |  | 11/14/2023
Lennox Industries Inc. | Allied Commercial | LGT120H4E**Y,G,J |  | Voluntarily Certified | ACAirCoolAllPhase&gt;=65k&lt;1 | False | False |  |  |  |  | 12.1 |  | 15.5 | 14.8 | [6 empty] | 114000 | Electric Resistance Heating Or | 08/29/2023 |  | 11/14/2023
Lennox Industries Inc. | Lennox | LGT120H4P**Y,G,J |  | Voluntarily Certified | ACAirCoolAllPhase&gt;=65k&lt;1 | False | False |  |  |  |  | 12.1 |  | 14.6 | 14.6 | [6 empty] | 114000 | Heating Other Than Electric Re | 08/29/2023 |  | 11/14/2023
Lennox Industries Inc. | Allied Commercial | LGT120H4P**Y,G,J |  | Voluntarily Certified | ACAirCoolAllPhase&gt;=65k&lt;1 | False | False |  |  |  |  | 12.1 |  | 14.6 | 14.6 | [6 empty] | 114000 | Heating Other Than Electric Re | 08/29/2023 |  | 11/14/2023
Lennox Industries Inc. | Lennox | LGT150H4E**Y,G,J |  | Voluntarily Certified | ACAirCoolAllPhase&gt;=135k&lt; | False | False |  |  |  |  | 10.8 |  | 14.6 | 14.2 | [6 empty] | 136000 | Electric Resistance Heating Or | 08/29/2023 |  | 11/14/2023
Lennox Industries Inc. | Allied Commercial | LGT150H4E**Y,G,J |  | Voluntarily Certified | ACAirCoolAllPhase&gt;=135k&lt; | False | False |  |  |  |  | 10.8 |  | 14.6 | 14.2 | [6 empty] | 136000 | Electric Resistance Heating Or | 08/29/2023 |  | 11/14/2023
Lennox Industries Inc. | Lennox | LGT150H4P**Y,G,J |  | Voluntarily Certified | ACAirCoolAllPhase&gt;=135k&lt; | False | False |  |  |  |  | 10.8 |  | 14 | 14 | [6 empty] | 136000 | Heating Other Than Electric Re | 08/29/2023 |  | 11/14/2023
Lennox Industries Inc. | Allied Commercial | LGT150H4P**Y,G,J |  | Voluntarily Certified | ACAirCoolAllPhase&gt;=135k&lt; | False | False |  |  |  |  | 10.8 |  | 14 | 14 | [6 empty] | 136000 | Heating Other Than Electric Re | 08/29/2023 |  | 11/14/2023
Lennox Industries Inc. | Lennox | LGT156H4M**Y,G,J |  | Voluntarily Certified | ACAirCoolAllPhase&gt;=135k&lt; | False | False |  |  |  |  | 12 |  | 15.5 | 14 | [6 empty] | 148000 | Heating Other Than Electric Re | 08/29/2023 |  | 11/14/2023
Lennox Industries Inc. | Allied Commercial | LGT156H4M**Y,G,J |  | Voluntarily Certified | ACAirCoolAllPhase&gt;=135k&lt; | False | False |  |  |  |  | 12 |  | 15.5 | 14 | [6 empty] | 148000 | Heating Other Than Electric Re | 08/29/2023 |  | 11/14/2023
Lennox Industries Inc. | Lennox | LGT156H4V**Y,G,J |  | Voluntarily Certified | ACAirCoolAllPhase&gt;=135k&lt; | False | False |  |  |  |  | 12 |  | 15 | 14 | [6 empty] | 148000 | Heating Other Than Electric Re | 08/29/2023 |  | 11/14/2023
Lennox Industries Inc. | Allied Commercial | LGT156H4V**Y,G,J |  | Voluntarily Certified | ACAirCoolAllPhase&gt;=135k&lt; | False | False |  |  |  |  | 12 |  | 15 | 14 | [6 empty] | 148000 | Heating Other Than Electric Re | 08/29/2023 |  | 11/14/2023
Lennox Industries Inc. | Lennox | LGT180H4M**Y,G,J |  | Voluntarily Certified | ACAirCoolAllPhase&gt;=135k&lt; | False | False |  |  |  |  | 12 |  | 15 | 14 | [6 empty] | 172000 | Heating Other Than Electric Re | 08/29/2023 |  | 11/14/2023
Lennox Industries Inc. | Allied Commercial | LGT180H4M**Y,G,J |  | Voluntarily Certified | ACAirCoolAllPhase&gt;=135k&lt; | False | False |  |  |  |  | 12 |  | 15 | 14 | [6 empty] | 172000 | Heating Other Than Electric Re | 08/29/2023 |  | 11/14/2023
Lennox Industries Inc. | Lennox | LGT180H4V**Y,G,J |  | Voluntarily Certified | ACAirCoolAllPhase&gt;=135k&lt; | False | False |  |  |  |  | 12 |  | 15 | 14 | [6 empty] | 172000 | Heating Other Than Electric Re | 08/29/2023 |  | 11/14/2023
Lennox Industries Inc. | Allied Commercial | LGT180H4V**Y,G,J |  | Voluntarily Certified | ACAirCoolAllPhase&gt;=135k&lt; | False | False |  |  |  |  | 12 |  | 15 | 14 | [6 empty] | 172000 | Heating Other Than Electric Re | 08/29/2023 |  | 11/14/2023
Lennox Industries Inc. | Lennox | LGT210H4M**Y,G,J |  | Voluntarily Certified | ACAirCoolAllPhase&gt;=135k&lt; | False | False |  |  |  |  | 12 |  | 16 | 14 | [6 empty] | 200000 | Heating Other Than Electric Re | 08/29/2023 |  | 11/14/2023
Lennox Industries Inc. | Allied Commercial | LGT210H4M**Y,G,J |  | Voluntarily Certified | ACAirCoolAllPhase&gt;=135k&lt; | False | False |  |  |  |  | 12 |  | 16 | 14 | [6 empty] | 200000 | Heating Other Than Electric Re | 08/29/2023 |  | 11/14/2023
Lennox Industries Inc. | Lennox | LGT210H4V**Y,G,J |  | Voluntarily Certified | ACAirCoolAllPhase&gt;=135k&lt; | False | False |  |  |  |  | 12 |  | 15.5 | 14 | [6 empty] | 200000 | Heating Other Than Electric Re | 08/29/2023 |  | 11/14/2023
Lennox Industries Inc. | Allied Commercial | LGT210H4V**Y,G,J |  | Voluntarily Certified | ACAirCoolAllPhase&gt;=135k&lt; | False | False |  |  |  |  | 12 |  | 15.5 | 14 | [6 empty] | 200000 | Heating Other Than Electric Re | 08/29/2023 |  | 11/14/2023
Lennox Industries Inc. | Lennox | LGT240H4M**Y,G,J |  | Voluntarily Certified | ACAirCoolAllPhase&gt;=135k&lt; | False | False |  |  |  |  | 12 |  | 15.7 | 14 | [6 empty] | 228000 | Heating Other Than Electric Re | 08/29/2023 |  | 11/14/2023
Lennox Industries Inc. | Allied Commercial | LGT240H4M**Y,G,J |  | Voluntarily Certified | ACAirCoolAllPhase&gt;=135k&lt; | False | False |  |  |  |  | 12 |  | 15.7 | 14 | [6 empty] | 228000 | Heating Other Than Electric Re | 08/29/2023 |  | 11/14/2023
Lennox Industries Inc. | Lennox | LGT240H4V**Y,G,J |  | Voluntarily Certified | ACAirCoolAllPhase&gt;=135k&lt; | False | False |  |  |  |  | 12 |  | 15.2 | 14 | [6 empty] | 228000 | Heating Other Than Electric Re | 08/29/2023 |  | 11/14/2023
Lennox Industries Inc. | Allied Commercial | LGT240H4V**Y,G,J |  | Voluntarily Certified | ACAirCoolAllPhase&gt;=135k&lt; | False | False |  |  |  |  | 12 |  | 15.2 | 14 | [6 empty] | 228000 | Heating Other Than Electric Re | 08/29/2023 |  | 11/14/2023
Lennox Industries Inc. | Lennox | LGT300S4M**Y,G,J |  | Voluntarily Certified | ACAirCoolAllPhase&gt;=240k&lt; | False | False |  |  |  |  | 10.3 |  | 14.5 | 13 | [6 empty] | 270000 | Heating Other Than Electric Re | 08/29/2023 |  | 11/14/2023
Lennox Industries Inc. | Allied Commercial | LGT300S4M**Y,G,J |  | Voluntarily Certified | ACAirCoolAllPhase&gt;=240k&lt; | False | False |  |  |  |  | 10.3 |  | 14.5 | 13 | [6 empty] | 270000 | Heating Other Than Electric Re | 08/29/2023 |  | 11/14/2023
Lennox Industries Inc. | Lennox | LGT300S4V**Y,G,J |  | Voluntarily Certified | ACAirCoolAllPhase&gt;=240k&lt; | False | False |  |  |  |  | 10.3 |  | 14 | 13 | [6 empty] | 270000 | Heating Other Than Electric Re | 08/29/2023 |  | 11/14/2023
Lennox Industries Inc. | Allied Commercial | LGT300S4V**Y,G,J |  | Voluntarily Certified | ACAirCoolAllPhase&gt;=240k&lt; | False | False |  |  |  |  | 10.3 |  | 14 | 13 | [6 empty] | 270000 | Heating Other Than Electric Re | 08/29/2023 |  | 11/14/2023
Lennox Industries Inc. | Lennox | LHT078H4E**Y,G,J |  | Voluntarily Certified | HPAirCoolAllPhase&gt;=65k&lt;1 | False | False |  |  |  |  | 12.4 |  | 16.5 | 14.1 |  |  |  |  | 3.5 | 3.4 | 78000 | Electric Resistance Heating Or | 08/29/2023 |  | 11/14/2023
Lennox Industries Inc. | Allied Commercial | LHT078H4E**Y,G,J |  | Voluntarily Certified | HPAirCoolAllPhase&gt;=65k&lt;1 | False | False |  |  |  |  | 12.4 |  | 16.5 | 14.1 |  |  |  |  | 3.5 | 3.4 | 78000 | Electric Resistance Heating Or | 08/29/2023 |  | 11/14/2023
Lennox Industries Inc. | Lennox | LHT092H4E**Y,G,J |  | Voluntarily Certified | HPAirCoolAllPhase&gt;=65k&lt;1 | False | False |  |  |  |  | 12.1 |  | 16 | 14.1 |  |  |  |  | 3.5 | 3.4 | 90000 | Electric Resistance Heating Or | 08/29/2023 |  | 11/14/2023
Lennox Industries Inc. | Allied Commercial | LHT092H4E**Y,G,J |  | Voluntarily Certified | HPAirCoolAllPhase&gt;=65k&lt;1 | False | False |  |  |  |  | 12.1 |  | 16 | 14.1 |  |  |  |  | 3.5 | 3.4 | 90000 | Electric Resistance Heating Or | 08/29/2023 |  | 11/14/2023
Lennox Industries Inc. | Lennox | LHT102H4E**Y,G,J |  | Voluntarily Certified | HPAirCoolAllPhase&gt;=65k&lt;1 | False | False |  |  |  |  | 12.1 |  | 15.5 | 14.1 |  |  |  |  | 3.5 | 3.4 | 98000 | Electric Resistance Heating Or | 08/29/2023 |  | 11/14/2023
Lennox Industries Inc. | Allied Commercial | LHT102H4E**Y,G,J |  | Voluntarily Certified | HPAirCoolAllPhase&gt;=65k&lt;1 | False | False |  |  |  |  | 12.1 |  | 15.5 | 14.1 |  |  |  |  | 3.5 | 3.4 | 98000 | Electric Resistance Heating Or | 08/29/2023 |  | 11/14/2023
Lennox Industries Inc. | Lennox | LHT122H4E**Y,G,J |  | Voluntarily Certified | HPAirCoolAllPhase&gt;=65k&lt;1 | False | False |  |  |  |  | 12.1 |  | 15.5 | 14.1 |  |  |  |  | 3.5 | 3.4 | 118000 | Electric Resistance Heating Or | 08/29/2023 |  | 11/14/2023
Lennox Industries Inc. | Allied Commercial | LHT122H4E**Y,G,J |  | Voluntarily Certified | HPAirCoolAllPhase&gt;=65k&lt;1 | False | False |  |  |  |  | 12.1 |  | 15.5 | 14.1 |  |  |  |  | 3.5 | 3.4 | 118000 | Electric Resistance Heating Or | 08/29/2023 |  | 11/14/2023
Lennox Industries Inc. | Lennox | LHT150H4E**Y,G,J |  | Voluntarily Certified | HPAirCoolAllPhase&gt;=135k&lt; | False | False |  |  |  |  | 11 |  | 14.3 | 13.5 |  |  |  |  | 3.35 | 3.3 | 136000 | Electric Resistance Heating Or | 08/29/2023 |  | 11/14/2023
Lennox Industries Inc. | Allied Commercial | LHT150H4E**Y,G,J |  | Voluntarily Certified | HPAirCoolAllPhase&gt;=135k&lt; | False | False |  |  |  |  | 11 |  | 14.3 | 13.5 |  |  |  |  | 3.4 | 3.3 | 136000 | Electric Resistance Heating Or | 08/29/2023 |  | 11/14/2023
Lennox Industries Inc. | Lennox | LHT156H4M**Y,G,J |  | Voluntarily Certified | HPAirCoolAllPhase&gt;=135k&lt; | False | False |  |  |  |  | 12.1 |  | 15.7 | 13.5 |  |  |  |  | 3.4 | 3.3 | 150000 | Electric Resistance Heating Or | 08/29/2023 |  | 11/14/2023
Lennox Industries Inc. | Allied Commercial | LHT156H4M**Y,G,J |  | Voluntarily Certified | HPAirCoolAllPhase&gt;=135k&lt; | False | False |  |  |  |  | 12.1 |  | 15.7 | 13.5 |  |  |  |  | 3.4 | 3.3 | 150000 | Electric Resistance Heating Or | 08/29/2023 |  | 11/14/2023
Lennox Industries Inc. | Lennox | LHT180H4M**Y,G,J |  | Voluntarily Certified | HPAirCoolAllPhase&gt;=135k&lt; | False | False |  |  |  |  | 11.1 |  | 15.5 | 13.5 |  |  |  |  | 3.4 | 3.3 | 176000 | Electric Resistance Heating Or | 08/29/2023 |  | 11/14/2023
Lennox Industries Inc. | Allied Commercial | LHT180H4M**Y,G,J |  | Voluntarily Certified | HPAirCoolAllPhase&gt;=135k&lt; | False | False |  |  |  |  | 11.1 |  | 15.5 | 13.5 |  |  |  |  | 3.4 | 3.3 | 176000 | Electric Resistance Heating Or | 08/29/2023 |  | 11/14/2023
Lennox Industries Inc. | Lennox | LHT240H4M**Y,G,J |  | Voluntarily Certified | HPAirCoolAllPhase&gt;=135k&lt; | False | False |  |  |  |  | 11.1 |  | 15.5 | 13.5 |  |  |  |  | 3.4 | 3.3 | 224000 | Electric Resistance Heating Or | 08/29/2023 |  | 11/14/2023
Lennox Industries Inc. | Allied Commercial | LHT240H4M**Y,G,J |  | Voluntarily Certified | HPAirCoolAllPhase&gt;=135k&lt; | False | False |  |  |  |  | 11.1 |  | 15.5 | 13.5 |  |  |  |  | 3.4 | 3.3 | 224000 | Electric Resistance Heating Or | 08/29/2023 |  | 11/14/2023
Lennox Industries Inc. | Lennox | SCH120H4M**Y,G,J |  | Voluntarily Certified | ACAirCoolAllPhase&gt;=65k&lt;1 | False | False |  |  |  |  | 11.8 |  | 15.6 | 14.8 | [6 empty] | 117000 | Electric Resistance Heating Or | 08/29/2023 |  | 11/14/2023
Lennox Industries Inc. | Lennox | SCH240H4M**Y,G,J |  | Voluntarily Certified | ACAirCoolAllPhase&gt;=135k&lt; | False | False |  |  |  |  | 12 |  | 16.8 | 14.2 | [6 empty] | 232000 | Electric Resistance Heating Or | 08/29/2023 |  | 11/14/2023
Lennox Industries Inc. | Lennox | SGH120H4M**Y,G,J |  | Voluntarily Certified | ACAirCoolAllPhase&gt;=65k&lt;1 | False | False |  |  |  |  | 11.6 |  | 15.2 | 14.6 | [6 empty] | 117000 | Heating Other Than Electric Re | 08/29/2023 |  | 11/14/2023
Lennox Industries Inc. | Lennox | SGH240H4M**Y,G,J |  | Voluntarily Certified | ACAirCoolAllPhase&gt;=135k&lt; | False | False |  |  |  |  | 12 |  | 16.8 | 14 | [6 empty] | 232000 | Heating Other Than Electric Re | 08/29/2023 |  | 11/14/2023
Lennox Industries Inc. | Lennox | ZCB074S4T**Y,G,J |  | Voluntarily Certified | ACAirCoolAllPhase&gt;=65k&lt;1 | False | False |  |  |  |  | 11.2 |  | 15 | 14.8 | [6 empty] | 67000 | Electric Resistance Heating Or | 08/29/2023 |  | 11/14/2023
Lennox Industries Inc. | Allied Commercial | ZCB074S4T**Y,G,J |  | Voluntarily Certified | ACAirCoolAllPhase&gt;=65k&lt;1 | False | False |  |  |  |  | 11.2 |  | 15 | 14.8 | [6 empty] | 67000 | Electric Resistance Heating Or | 08/29/2023 |  | 11/14/2023
Lennox Industries Inc. | Lennox | ZCC092S4M**Y,G,J |  | Voluntarily Certified | ACAirCoolAllPhase&gt;=65k&lt;1 | False | False |  |  |  |  | 11.2 |  | 14.8 | 14.8 | [6 empty] | 88000 | Electric Resistance Heating Or | 08/29/2023 |  | 11/14/2023
Lennox Industries Inc. | Allied Commercial | ZCC092S4M**Y,G,J |  | Voluntarily Certified | ACAirCoolAllPhase&gt;=65k&lt;1 | False | False |  |  |  |  | 11.2 |  | 14.8 | 14.8 | [6 empty] | 88000 | Electric Resistance Heating Or | 08/29/2023 |  | 11/14/2023
Lennox Industries Inc. | Lennox | ZCC102S4M**Y,G,J |  | Voluntarily Certified | ACAirCoolAllPhase&gt;=65k&lt;1 | False | False |  |  |  |  | 11.2 |  | 14.8 | 14.8 | [6 empty] | 98000 | Electric Resistance Heating Or | 08/29/2023 |  | 11/14/2023
Lennox Industries Inc. | Allied Commercial | ZCC102S4M**Y,G,J |  | Voluntarily Certified | ACAirCoolAllPhase&gt;=65k&lt;1 | False | False |  |  |  |  | 11.2 |  | 14.8 | 14.8 | [6 empty] | 98000 | Electric Resistance Heating Or | 08/29/2023 |  | 11/14/2023
Lennox Industries Inc. | Lennox | ZCC120S4M**Y,G,J |  | Voluntarily Certified | ACAirCoolAllPhase&gt;=65k&lt;1 | False | False |  |  |  |  | 11.2 |  | 14.8 | 14.8 | [6 empty] | 115000 | Electric Resistance Heating Or | 08/29/2023 |  | 11/14/2023
Lennox Industries Inc. | Allied Commercial | ZCC120S4M**Y,G,J |  | Voluntarily Certified | ACAirCoolAllPhase&gt;=65k&lt;1 | False | False |  |  |  |  | 11.2 |  | 14.8 | 14.8 | [6 empty] | 115000 | Electric Resistance Heating Or | 08/29/2023 |  | 11/14/2023
Lennox Industries Inc. | Lennox | ZCC150S4M**Y,G,J |  | Voluntarily Certified | ACAirCoolAllPhase&gt;=135k&lt; | False | False |  |  |  |  | 11 |  | 14.2 | 14.2 | [6 empty] | 136000 | Electric Resistance Heating Or | 08/29/2023 |  | 11/14/2023
Lennox Industries Inc. | Allied Commercial | ZCC150S4M**Y,G,J |  | Voluntarily Certified | ACAirCoolAllPhase&gt;=135k&lt; | False | False |  |  |  |  | 11 |  | 14.2 | 14.2 | [6 empty] | 136000 | Electric Resistance Heating Or | 08/29/2023 |  | 11/14/2023
Lennox Industries Inc. | Lennox | ZGB074S4T**Y,G,J |  | Voluntarily Certified | ACAirCoolAllPhase&gt;=65k&lt;1 | False | False |  |  |  |  | 11 |  | 15 | 14.6 | [6 empty] | 67000 | Heating Other Than Electric Re | 08/29/2023 |  | 11/14/2023
Lennox Industries Inc. | Z-SERIES | ZGB074S4T**Y,G,J |  | Voluntarily Certified | ACAirCoolAllPhase&gt;=65k&lt;1 | False | False |  |  |  |  | 11 |  | 15 | 14.6 | [6 empty] | 67000 | Heating Other Than Electric Re | 08/29/2023 |  | 11/14/2023
Lennox Industries Inc. | Allied Commercial | ZGB074S4T**Y,G,J |  | Voluntarily Certified | ACAirCoolAllPhase&gt;=65k&lt;1 | False | False |  |  |  |  | 11 |  | 15 | 14.6 | [6 empty] | 67000 | Heating Other Than Electric Re | 08/29/2023 |  | 11/14/2023
Lennox Industries Inc. | Lennox | ZGC092S4M**Y,G,J |  | Voluntarily Certified | ACAirCoolAllPhase&gt;=65k&lt;1 | False | False |  |  |  |  | 11 |  | 14.6 | 14.6 | [6 empty] | 88000 | Heating Other Than Electric Re | 08/29/2023 |  | 11/14/2023
Lennox Industries Inc. | Allied Commercial | ZGC092S4M**Y,G,J |  | Voluntarily Certified | ACAirCoolAllPhase&gt;=65k&lt;1 | False | False |  |  |  |  | 11 |  | 14.6 | 14.6 | [6 empty] | 88000 | Heating Other Than Electric Re | 08/29/2023 |  | 11/14/2023
Lennox Industries Inc. | Lennox | ZGC102S4M**Y,G,J |  | Voluntarily Certified | ACAirCoolAllPhase&gt;=65k&lt;1 | False | False |  |  |  |  | 11 |  | 14.6 | 14.6 | [6 empty] | 98000 | Heating Other Than Electric Re | 08/29/2023 |  | 11/14/2023
Lennox Industries Inc. | Allied Commercial | ZGC102S4M**Y,G,J |  | Voluntarily Certified | ACAirCoolAllPhase&gt;=65k&lt;1 | False | False |  |  |  |  | 11 |  | 14.6 | 14.6 | [6 empty] | 98000 | Heating Other Than Electric Re | 08/29/2023 |  | 11/14/2023
Lennox Industries Inc. | Lennox | ZGC120S4M**Y,G,J |  | Voluntarily Certified | ACAirCoolAllPhase&gt;=65k&lt;1 | False | False |  |  |  |  | 11 |  | 14.6 | 14.6 | [6 empty] | 115000 | Heating Other Than Electric Re | 08/29/2023 |  | 11/14/2023
Lennox Industries Inc. | Allied Commercial | ZGC120S4M**Y,G,J |  | Voluntarily Certified | ACAirCoolAllPhase&gt;=65k&lt;1 | False | False |  |  |  |  | 11 |  | 14.6 | 14.6 | [6 empty] | 115000 | Heating Other Than Electric Re | 08/29/2023 |  | 11/14/2023
Lennox Industries Inc. | Lennox | ZGC150S4M**Y,G,J |  | Voluntarily Certified | ACAirCoolAllPhase&gt;=135k&lt; | False | False |  |  |  |  | 10.8 |  | 14 | 14 | [6 empty] | 136000 | Heating Other Than Electric Re | 08/29/2023 |  | 11/14/2023
Lennox Industries Inc. | Allied Commercial | ZGC150S4M**Y,G,J |  | Voluntarily Certified | ACAirCoolAllPhase&gt;=135k&lt; | False | False |  |  |  |  | 10.8 |  | 14 | 14 | [6 empty] | 136000 | Heating Other Than Electric Re | 08/29/2023 |  | 11/14/2023
Lennox Industries Inc. | Lennox | ZHC092S4M**Y,G,J |  | Voluntarily Certified | HPAirCoolAllPhase&gt;=65k&lt;1 | False | False |  |  |  |  | 11 |  | 14.1 | 14.1 |  |  |  |  | 3.4 | 3.4 | 87000 | Electric Resistance Heating Or | 08/29/2023 |  | 11/14/2023
Lennox Industries Inc. | Allied Commercial | ZHC092S4M**Y,G,J |  | Voluntarily Certified | HPAirCoolAllPhase&gt;=65k&lt;1 | False | False |  |  |  |  | 11 |  | 14.1 | 14.1 |  |  |  |  | 3.4 | 3.4 | 87000 | Electric Resistance Heating Or | 08/29/2023 |  | 11/14/2023
Lennox Industries Inc. | Lennox | ZHC102S4M**Y,G,J |  | Voluntarily Certified | HPAirCoolAllPhase&gt;=65k&lt;1 | False | False |  |  |  |  | 11 |  | 14.1 | 14.1 |  |  |  |  | 3.4 | 3.4 | 100000 | Electric Resistance Heating Or | 08/29/2023 |  | 11/14/2023
Lennox Industries Inc. | Allied Commercial | ZHC102S4M**Y,G,J |  | Voluntarily Certified | HPAirCoolAllPhase&gt;=65k&lt;1 | False | False |  |  |  |  | 11 |  | 14.1 | 14.1 |  |  |  |  | 3.4 | 3.4 | 100000 | Electric Resistance Heating Or | 08/29/2023 |  | 11/14/2023
Lennox Industries Inc. | Lennox | ZHC120S4M**Y,G,J |  | Voluntarily Certified | HPAirCoolAllPhase&gt;=65k&lt;1 | False | False |  |  |  |  | 11 |  | 14.1 | 14.1 |  |  |  |  | 3.4 | 3.4 | 118000 | Electric Resistance Heating Or | 08/29/2023 |  | 11/14/2023
Lennox Industries Inc. | Allied Commercial | ZHC120S4M**Y,G,J |  | Voluntarily Certified | HPAirCoolAllPhase&gt;=65k&lt;1 | False | False |  |  |  |  | 11 |  | 14.1 | 14.1 |  |  |  |  | 3.4 | 3.4 | 118000 | Electric Resistance Heating Or | 08/29/2023 |  | 11/14/2023
Rheem Sales Company, Inc. | CLIMATEMASTER | RKPN-A036C |  | Voluntarily Certified | ACAirCoolSinglePackage&lt;65k | False | False | 14 | 13 | [12 empty] | 33800 | All Heating | 11/13/2023 |  | 12/18/2023
Rheem Sales Company, Inc. | CLIMATEMASTER | RKPN-C036C |  | Voluntarily Certified | ACAirCoolSinglePackage&lt;65k | False | False | 14 | 13 | [12 empty] | 33800 | All Heating | 11/13/2023 |  | 12/18/2023
Rheem Sales Company, Inc. | CLIMATEMASTER | RSPM-A043CK |  | Voluntarily Certified | ACAirCoolSinglePackage&lt;65k | False | False | 14 | 13 | [12 empty] | 40000 | All Heating | 11/13/2023 |  | 12/18/2023
Rheem Sales Company, Inc. | CLIMATEMASTER | RSPM-A036CK |  | Voluntarily Certified | ACAirCoolSinglePackage&lt;65k | False | False | 14 | 13 | [12 empty] | 34200 | All Heating | 11/13/2023 |  | 12/18/2023
Rheem Sales Company, Inc. | CLIMATEMASTER | RSPM-A048CK |  | Voluntarily Certified | ACAirCoolSinglePackage&lt;65k | False | False | 14 | 13 | [12 empty] | 46000 | All Heating | 11/13/2023 |  | 12/18/2023
Rheem Sales Company, Inc. | CLIMATEMASTER | RSPM-A060CK |  | Voluntarily Certified | ACAirCoolSinglePackage&lt;65k | False | False | 14 | 13 | [12 empty] | 57000 | All Heating | 11/13/2023 |  | 12/18/2023
Rheem Sales Company, Inc. | CLIMATEMASTER | RGECZR060AC |  | Voluntarily Certified | ACAirCoolSinglePackage&lt;65k | False | False | 14 | 13 | [12 empty] | 57500 | All Heating | 11/13/2023 |  | 12/18/2023
Rheem Sales Company, Inc. | CLIMATEMASTER | RGECZR060AD |  | Voluntarily Certified | ACAirCoolSinglePackage&lt;65k | False | False | 14 | 13 | [12 empty] | 57500 | All Heating | 11/13/2023 |  | 12/18/2023
Rheem Sales Company, Inc. | CLIMATEMASTER | RGECZR060AY |  | Voluntarily Certified | ACAirCoolSinglePackage&lt;65k | False | False | 14 | 13 | [12 empty] | 57500 | All Heating | 11/13/2023 |  | 12/18/2023
Rheem Sales Company, Inc. | CLIMATEMASTER | RGECZR036AC |  | Voluntarily Certified | ACAirCoolSinglePackage&lt;65k | False | False | 14 | 13 | [12 empty] | 35400 | All Heating | 11/13/2023 |  | 12/18/2023
Rheem Sales Company, Inc. | CLIMATEMASTER | RGECZR036AD |  | Voluntarily Certified | ACAirCoolSinglePackage&lt;65k | False | False | 14 | 13 | [12 empty] | 35400 | All Heating | 11/13/2023 |  | 12/18/2023
Rheem Sales Company, Inc. | CLIMATEMASTER | RGECZR036AY |  | Voluntarily Certified | ACAirCoolSinglePackage&lt;65k | False | False | 14 | 13 | [12 empty] | 35400 | All Heating | 11/13/2023 |  | 12/18/2023
Rheem Sales Company, Inc. | CLIMATEMASTER | RGECZR048AC |  | Voluntarily Certified | ACAirCoolSinglePackage&lt;65k | False | False | 14 | 13 | [12 empty] | 47500 | All Heating | 11/13/2023 |  | 12/18/2023
Rheem Sales Company, Inc. | CLIMATEMASTER | RGECZR048AD |  | Voluntarily Certified | ACAirCoolSinglePackage&lt;65k | False | False | 14 | 13 | [12 empty] | 47500 | All Heating | 11/13/2023 |  | 12/18/2023
Rheem Sales Company, Inc. | CLIMATEMASTER | RACCZR036AC |  | Voluntarily Certified | ACAirCoolSinglePackage&lt;65k | False | False | 14 | 13 | [12 empty] | 35400 | All Heating | 11/13/2023 |  | 12/18/2023
Rheem Sales Company, Inc. | CLIMATEMASTER | RACCZR036AD |  | Voluntarily Certified | ACAirCoolSinglePackage&lt;65k | False | False | 14 | 13 | [12 empty] | 35400 | All Heating | 11/13/2023 |  | 12/18/2023
Rheem Sales Company, Inc. | CLIMATEMASTER | RACCZR048AC |  | Voluntarily Certified | ACAirCoolSinglePackage&lt;65k | False | False | 14 | 13 | [12 empty] | 47500 | All Heating | 11/13/2023 |  | 12/18/2023
Rheem Sales Company, Inc. | CLIMATEMASTER | RACCZR048AD |  | Voluntarily Certified | ACAirCoolSinglePackage&lt;65k | False | False | 14 | 13 | [12 empty] | 47500 | All Heating | 11/13/2023 |  | 12/18/2023
Rheem Sales Company, Inc. | CLIMATEMASTER | RACCZR060AC |  | Voluntarily Certified | ACAirCoolSinglePackage&lt;65k | False | False | 14 | 13 | [12 empty] | 57500 | All Heating | 11/13/2023 |  | 12/18/2023
Rheem Sales Company, Inc. | CLIMATEMASTER | RACCZR060AD |  | Voluntarily Certified | ACAirCoolSinglePackage&lt;65k | False | False | 14 | 13 | [12 empty] | 57500 | All Heating | 11/13/2023 |  | 12/18/2023
Rheem Sales Company, Inc. | CLIMATEMASTER | RACAZR036ACT |  | Voluntarily Certified | ACAirCoolSinglePackage&lt;65k | False | False | 14 | 13 | [12 empty] | 34200 | All Heating | 11/13/2023 |  | 12/18/2023
Rheem Sales Company, Inc. | CLIMATEMASTER | RACAZR042ACT |  | Voluntarily Certified | ACAirCoolSinglePackage&lt;65k | False | False | 14 | 13 | [12 empty] | 40500 | All Heating | 11/13/2023 |  | 12/18/2023
Rheem Sales Company, Inc. | CLIMATEMASTER | RACAZR048ACT |  | Voluntarily Certified | ACAirCoolSinglePackage&lt;65k | False | False | 14 | 13 | [12 empty] | 46000 | All Heating | 11/13/2023 |  | 12/18/2023
Rheem Sales Company, Inc. | CLIMATEMASTER | RACAZR060ACT |  | Voluntarily Certified | ACAirCoolSinglePackage&lt;65k | False | False | 14 | 13 | [12 empty] | 56000 | All Heating | 11/13/2023 |  | 12/18/2023
Rheem Sales Company, Inc. | CLIMATEMASTER | RGEAZR036ACT |  | Voluntarily Certified | ACAirCoolSinglePackage&lt;65k | False | False | 14 | 13 | [12 empty] | 34200 | All Heating | 11/13/2023 |  | 12/18/2023
Rheem Sales Company, Inc. | CLIMATEMASTER | RGEAZR042ACT |  | Voluntarily Certified | ACAirCoolSinglePackage&lt;65k | False | False | 14 | 13 | [12 empty] | 40500 | All Heating | 11/13/2023 |  | 12/18/2023
Rheem Sales Company, Inc. | CLIMATEMASTER | RGEAZR048ACT |  | Voluntarily Certified | ACAirCoolSinglePackage&lt;65k | False | False | 14 | 13 | [12 empty] | 46000 | All Heating | 11/13/2023 |  | 12/18/2023
Rheem Sales Company, Inc. | CLIMATEMASTER | RGEAZR060ACT |  | Voluntarily Certified | ACAirCoolSinglePackage&lt;65k | False | False | 14 | 13 | [12 empty] | 56000 | All Heating | 11/13/2023 |  | 12/18/2023
Rheem Sales Company, Inc. | CLIMATEMASTER | RACAZR036ADT |  | Voluntarily Certified | ACAirCoolSinglePackage&lt;65k | False | False | 14 | 13 | [12 empty] | 34200 | All Heating | 11/13/2023 |  | 12/18/2023
Rheem Sales Company, Inc. | CLIMATEMASTER | RACAZR048ADT |  | Voluntarily Certified | ACAirCoolSinglePackage&lt;65k | False | False | 14 | 13 | [12 empty] | 46000 | All Heating | 11/13/2023 |  | 12/18/2023
Rheem Sales Company, Inc. | CLIMATEMASTER | RACAZR060ADT |  | Voluntarily Certified | ACAirCoolSinglePackage&lt;65k | False | False | 14 | 13 | [12 empty] | 56000 | All Heating | 11/13/2023 |  | 12/18/2023
Rheem Sales Company, Inc. | CLIMATEMASTER | RGEAZR036ADT |  | Voluntarily Certified | ACAirCoolSinglePackage&lt;65k | False | False | 14 | 13 | [12 empty] | 34200 | All Heating | 11/13/2023 |  | 12/18/2023
Rheem Sales Company, Inc. | CLIMATEMASTER | RGEAZR048ADT |  | Voluntarily Certified | ACAirCoolSinglePackage&lt;65k | False | False | 14 | 13 | [12 empty] | 46000 | All Heating | 11/13/2023 |  | 12/18/2023
Rheem Sales Company, Inc. | CLIMATEMASTER | RGEAZR060ADT |  | Voluntarily Certified | ACAirCoolSinglePackage&lt;65k | False | False | 14 | 13 | [12 empty] | 56000 | All Heating | 11/13/2023 |  | 12/18/2023
Johnson Controls, Inc. | Tempmaster | ZQE04A2**********4 |  | Voluntarily Certified | ACAirCoolSinglePackage&lt;65k | False | False | 14 | 13 | [12 empty] | 35000 | All Heating | 11/13/2023 |  | 12/18/2023
Johnson Controls, Inc. | Tempmaster | ZQE04A4**********4 |  | Voluntarily Certified | ACAirCoolSinglePackage&lt;65k | False | False | 14 | 13 | [12 empty] | 35000 | All Heating | 11/13/2023 |  | 12/18/2023
Johnson Controls, Inc. | Tempmaster | ZQE04A5**********4 |  | Voluntarily Certified | ACAirCoolSinglePackage&lt;65k | False | False | 14 | 13 | [12 empty] | 35000 | All Heating | 11/13/2023 |  | 12/18/2023
Johnson Controls, Inc. | Tempmaster | ZQE05A2**********4 |  | Voluntarily Certified | ACAirCoolSinglePackage&lt;65k | False | False | 14 | 13 | [12 empty] | 48000 | All Heating | 11/13/2023 |  | 12/18/2023
Johnson Controls, Inc. | Tempmaster | ZQE05A4**********4 |  | Voluntarily Certified | ACAirCoolSinglePackage&lt;65k | False | False | 14 | 13 | [12 empty] | 48000 | All Heating | 11/13/2023 |  | 12/18/2023
Johnson Controls, Inc. | Tempmaster | ZQE05A5**********4 |  | Voluntarily Certified | ACAirCoolSinglePackage&lt;65k | False | False | 14 | 13 | [12 empty] | 48000 | All Heating | 11/13/2023 |  | 12/18/2023
Johnson Controls, Inc. | Tempmaster | ZQG04*2**********4 |  | Voluntarily Certified | ACAirCoolSinglePackage&lt;65k | False | False | 14 | 13 | [12 empty] | 35000 | All Heating | 11/13/2023 |  | 12/18/2023
Johnson Controls, Inc. | Tempmaster | ZQG04*4**********4 |  | Voluntarily Certified | ACAirCoolSinglePackage&lt;65k | False | False | 14 | 13 | [12 empty] | 35000 | All Heating | 11/13/2023 |  | 12/18/2023
Johnson Controls, Inc. | Tempmaster | ZQG04*5**********4 |  | Voluntarily Certified | ACAirCoolSinglePackage&lt;65k | False | False | 14 | 13 | [12 empty] | 35000 | All Heating | 11/13/2023 |  | 12/18/2023
Johnson Controls, Inc. | Tempmaster | ZQG05*2**********4 |  | Voluntarily Certified | ACAirCoolSinglePackage&lt;65k | False | False | 14 | 13 | [12 empty] | 48000 | All Heating | 11/13/2023 |  | 12/18/2023
Johnson Controls, Inc. | Tempmaster | ZQG05*4**********4 |  | Voluntarily Certified | ACAirCoolSinglePackage&lt;65k | False | False | 14 | 13 | [12 empty] | 48000 | All Heating | 11/13/2023 |  | 12/18/2023
Johnson Controls, Inc. | Tempmaster | ZQG05*5**********4 |  | Voluntarily Certified | ACAirCoolSinglePackage&lt;65k | False | False | 14 | 13 | [12 empty] | 48000 | All Heating | 11/13/2023 |  | 12/18/2023
Johnson Controls, Inc. | FRASER-JOHNSTON | ZQG04*2**********4 |  | Voluntarily Certified | ACAirCoolSinglePackage&lt;65k | False | False | 14 | 13 | [12 empty] | 35000 | All Heating | 11/13/2023 |  | 12/18/2023
Johnson Controls, Inc. | FRASER-JOHNSTON | ZQG04*4**********4 |  | Voluntarily Certified | ACAirCoolSinglePackage&lt;65k | False | False | 14 | 13 | [12 empty] | 35000 | All Heating | 11/13/2023 |  | 12/18/2023
Johnson Controls, Inc. | FRASER-JOHNSTON | ZQG04*5**********4 |  | Voluntarily Certified | ACAirCoolSinglePackage&lt;65k | False | False | 14 | 13 | [12 empty] | 35000 | All Heating | 11/13/2023 |  | 12/18/2023
Johnson Controls, Inc. | FRASER-JOHNSTON | ZQG05*2**********4 |  | Voluntarily Certified | ACAirCoolSinglePackage&lt;65k | False | False | 14 | 13 | [12 empty] | 48000 | All Heating | 11/13/2023 |  | 12/18/2023
Johnson Controls, Inc. | FRASER-JOHNSTON | ZQG05*4**********4 |  | Voluntarily Certified | ACAirCoolSinglePackage&lt;65k | False | False | 14 | 13 | [12 empty] | 48000 | All Heating | 11/13/2023 |  | 12/18/2023
Johnson Controls, Inc. | FRASER-JOHNSTON | ZQG05*5**********4 |  | Voluntarily Certified | ACAirCoolSinglePackage&lt;65k | False | False | 14 | 13 | [12 empty] | 48000 | All Heating | 11/13/2023 |  | 12/18/2023
Johnson Controls, Inc. | FRASER-JOHNSTON | ZQE04A2**********4 |  | Voluntarily Certified | ACAirCoolSinglePackage&lt;65k | False | False | 14 | 13 | [12 empty] | 35000 | All Heating | 11/13/2023 |  | 12/18/2023
Johnson Controls, Inc. | FRASER-JOHNSTON | ZQE04A4**********4 |  | Voluntarily Certified | ACAirCoolSinglePackage&lt;65k | False | False | 14 | 13 | [12 empty] | 35000 | All Heating | 11/13/2023 |  | 12/18/2023
Johnson Controls, Inc. | FRASER-JOHNSTON | ZQE04A5**********4 |  | Voluntarily Certified | ACAirCoolSinglePackage&lt;65k | False | False | 14 | 13 | [12 empty] | 35000 | All Heating | 11/13/2023 |  | 12/18/2023
Johnson Controls, Inc. | FRASER-JOHNSTON | ZQE05A2**********4 |  | Voluntarily Certified | ACAirCoolSinglePackage&lt;65k | False | False | 14 | 13 | [12 empty] | 48000 | All Heating | 11/13/2023 |  | 12/18/2023
Johnson Controls, Inc. | FRASER-JOHNSTON | ZQE05A4**********4 |  | Voluntarily Certified | ACAirCoolSinglePackage&lt;65k | False | False | 14 | 13 | [12 empty] | 48000 | All Heating | 11/13/2023 |  | 12/18/2023
Johnson Controls, Inc. | FRASER-JOHNSTON | ZQE05A5**********4 |  | Voluntarily Certified | ACAirCoolSinglePackage&lt;65k | False | False | 14 | 13 | [12 empty] | 48000 | All Heating | 11/13/2023 |  | 12/18/2023
Johnson Controls, Inc. | FRASER-JOHNSTON | ZYG04*2**********4 |  | Voluntarily Certified | ACAirCoolSinglePackage&lt;65k | False | False | 15 | 13 | [12 empty] | 36000 | All Heating | 11/13/2023 |  | 12/18/2023
Johnson Controls, Inc. | FRASER-JOHNSTON | ZYG05*2**********4 |  | Voluntarily Certified | ACAirCoolSinglePackage&lt;65k | False | False | 15.4 | 13 | [12 empty] | 49000 | All Heating | 11/13/2023 |  | 12/18/2023
Johnson Controls, Inc. | FRASER-JOHNSTON | ZYG04*4**********4 |  | Voluntarily Certified | ACAirCoolSinglePackage&lt;65k | False | False | 15 | 13 | [12 empty] | 36000 | All Heating | 11/13/2023 |  | 12/18/2023
Johnson Controls, Inc. | FRASER-JOHNSTON | ZYG05*4**********4 |  | Voluntarily Certified | ACAirCoolSinglePackage&lt;65k | False | False | 15.4 | 13 | [12 empty] | 49000 | All Heating | 11/13/2023 |  | 12/18/2023
Johnson Controls, Inc. | FRASER-JOHNSTON | ZYG04*5**********4 |  | Voluntarily Certified | ACAirCoolSinglePackage&lt;65k | False | False | 15 | 13 | [12 empty] | 36000 | All Heating | 11/13/2023 |  | 12/18/2023
Johnson Controls, Inc. | FRASER-JOHNSTON | ZYG05*5**********4 |  | Voluntarily Certified | ACAirCoolSinglePackage&lt;65k | False | False | 15.4 | 13 | [12 empty] | 49000 | All Heating | 11/13/2023 |  | 12/18/2023
Johnson Controls, Inc. | CHAMPION HEATING AND COOLING | ZQG04*2**********4 |  | Voluntarily Certified | ACAirCoolSinglePackage&lt;65k | False | False | 14 | 13 | [12 empty] | 35000 | All Heating | 11/13/2023 |  | 12/18/2023
Johnson Controls, Inc. | CHAMPION HEATING AND COOLING | ZQG04*4**********4 |  | Voluntarily Certified | ACAirCoolSinglePackage&lt;65k | False | False | 14 | 13 | [12 empty] | 35000 | All Heating | 11/13/2023 |  | 12/18/2023
Johnson Controls, Inc. | CHAMPION HEATING AND COOLING | ZQG04*5**********4 |  | Voluntarily Certified | ACAirCoolSinglePackage&lt;65k | False | False | 14 | 13 | [12 empty] | 35000 | All Heating | 11/13/2023 |  | 12/18/2023
Johnson Controls, Inc. | CHAMPION HEATING AND COOLING | ZQG05*2**********4 |  | Voluntarily Certified | ACAirCoolSinglePackage&lt;65k | False | False | 14 | 13 | [12 empty] | 48000 | All Heating | 11/13/2023 |  | 12/18/2023
Johnson Controls, Inc. | CHAMPION HEATING AND COOLING | ZQG05*4**********4 |  | Voluntarily Certified | ACAirCoolSinglePackage&lt;65k | False | False | 14 | 13 | [12 empty] | 48000 | All Heating | 11/13/2023 |  | 12/18/2023
Johnson Controls, Inc. | CHAMPION HEATING AND COOLING | ZQG05*5**********4 |  | Voluntarily Certified | ACAirCoolSinglePackage&lt;65k | False | False | 14 | 13 | [12 empty] | 48000 | All Heating | 11/13/2023 |  | 12/18/2023
Johnson Controls, Inc. | CHAMPION HEATING AND COOLING | ZQE04A2**********4 |  | Voluntarily Certified | ACAirCoolSinglePackage&lt;65k | False | False | 14 | 13 | [12 empty] | 35000 | All Heating | 11/13/2023 |  | 12/18/2023
Johnson Controls, Inc. | CHAMPION HEATING AND COOLING | ZQE04A4**********4 |  | Voluntarily Certified | ACAirCoolSinglePackage&lt;65k | False | False | 14 | 13 | [12 empty] | 35000 | All Heating | 11/13/2023 |  | 12/18/2023
Johnson Controls, Inc. | CHAMPION HEATING AND COOLING | ZQE04A5**********4 |  | Voluntarily Certified | ACAirCoolSinglePackage&lt;65k | False | False | 14 | 13 | [12 empty] | 35000 | All Heating | 11/13/2023 |  | 12/18/2023
Johnson Controls, Inc. | CHAMPION HEATING AND COOLING | ZQE05A2**********4 |  | Voluntarily Certified | ACAirCoolSinglePackage&lt;65k | False | False | 14 | 13 | [12 empty] | 48000 | All Heating | 11/13/2023 |  | 12/18/2023
Johnson Controls, Inc. | CHAMPION HEATING AND COOLING | ZQE05A4**********4 |  | Voluntarily Certified | ACAirCoolSinglePackage&lt;65k | False | False | 14 | 13 | [12 empty] | 48000 | All Heating | 11/13/2023 |  | 12/18/2023
Johnson Controls, Inc. | CHAMPION HEATING AND COOLING | ZQE05A5**********4 |  | Voluntarily Certified | ACAirCoolSinglePackage&lt;65k | False | False | 14 | 13 | [12 empty] | 48000 | All Heating | 11/13/2023 |  | 12/18/2023
Johnson Controls, Inc. | CHAMPION HEATING AND COOLING | ZYG04*2**********4 |  | Voluntarily Certified | ACAirCoolSinglePackage&lt;65k | False | False | 15 | 13 | [12 empty] | 36000 | All Heating | 11/13/2023 |  | 12/18/2023
Johnson Controls, Inc. | CHAMPION HEATING AND COOLING | ZYG05*2**********4 |  | Voluntarily Certified | ACAirCoolSinglePackage&lt;65k | False | False | 15 | 13 | [12 empty] | 36000 | All Heating | 11/13/2023 |  | 12/18/2023
Johnson Controls, Inc. | CHAMPION HEATING AND COOLING | ZYG04*4**********4 |  | Voluntarily Certified | ACAirCoolSinglePackage&lt;65k | False | False | 15 | 13 | [12 empty] | 36000 | All Heating | 11/13/2023 |  | 12/18/2023
Johnson Controls, Inc. | CHAMPION HEATING AND COOLING | ZYG05*4**********4 |  | Voluntarily Certified | ACAirCoolSinglePackage&lt;65k | False | False | 15.4 | 13 | [12 empty] | 49000 | All Heating | 11/13/2023 |  | 12/18/2023
Johnson Controls, Inc. | CHAMPION HEATING AND COOLING | ZYG04*5**********4 |  | Voluntarily Certified | ACAirCoolSinglePackage&lt;65k | False | False | 15.4 | 13 | [12 empty] | 49000 | All Heating | 11/13/2023 |  | 12/18/2023
Johnson Controls, Inc. | CHAMPION HEATING AND COOLING | ZYG05*5**********4 |  | Voluntarily Certified | ACAirCoolSinglePackage&lt;65k | False | False | 15.4 | 13 | [12 empty] | 49000 | All Heating | 11/13/2023 |  | 12/18/2023
Johnson Controls, Inc. | CHAMPION HEATING AND COOLING | ZYE04A2**********4 |  | Voluntarily Certified | ACAirCoolSinglePackage&lt;65k | False | False | 15 | 13 | [12 empty] | 36000 | All Heating | 11/13/2023 |  | 12/18/2023
Johnson Controls, Inc. | CHAMPION HEATING AND COOLING | ZYE05A2**********4 |  | Voluntarily Certified | ACAirCoolSinglePackage&lt;65k | False | False | 15 | 13 | [12 empty] | 36000 | All Heating | 11/13/2023 |  | 12/18/2023
Johnson Controls, Inc. | CHAMPION HEATING AND COOLING | ZYE04A4**********4 |  | Voluntarily Certified | ACAirCoolSinglePackage&lt;65k | False | False | 15 | 13 | [12 empty] | 36000 | All Heating | 11/13/2023 |  | 12/18/2023
Johnson Controls, Inc. | CHAMPION HEATING AND COOLING | ZYE05A4**********4 |  | Voluntarily Certified | ACAirCoolSinglePackage&lt;65k | False | False | 15.4 | 13 | [12 empty] | 49000 | All Heating | 11/13/2023 |  | 12/18/2023
Johnson Controls, Inc. | CHAMPION HEATING AND COOLING | ZYE04A5**********4 |  | Voluntarily Certified | ACAirCoolSinglePackage&lt;65k | False | False | 15.4 | 13 | [12 empty] | 49000 | All Heating | 11/13/2023 |  | 12/18/2023
Johnson Controls, Inc. | CHAMPION HEATING AND COOLING | ZYE05A5**********4 |  | Voluntarily Certified | ACAirCoolSinglePackage&lt;65k | False | False | 15.4 | 13 | [12 empty] | 49000 | All Heating | 11/13/2023 |  | 12/18/2023
Johnson Controls, Inc. | FRASER-JOHNSTON | ZYE04A2**********4 |  | Voluntarily Certified | ACAirCoolSinglePackage&lt;65k | False | False | 15 | 13 | [12 empty] | 36000 | All Heating | 11/13/2023 |  | 12/18/2023
Johnson Controls, Inc. | FRASER-JOHNSTON | ZYE05A2**********4 |  | Voluntarily Certified | ACAirCoolSinglePackage&lt;65k | False | False | 15.4 | 13 | [12 empty] | 49000 | All Heating | 11/13/2023 |  | 12/18/2023
Johnson Controls, Inc. | FRASER-JOHNSTON | ZYE04A4**********4 |  | Voluntarily Certified | ACAirCoolSinglePackage&lt;65k | False | False | 15 | 13 | [12 empty] | 36000 | All Heating | 11/13/2023 |  | 12/18/2023
Johnson Controls, Inc. | FRASER-JOHNSTON | ZYE05A4**********4 |  | Voluntarily Certified | ACAirCoolSinglePackage&lt;65k | False | False | 15.4 | 13 | [12 empty] | 49000 | All Heating | 11/13/2023 |  | 12/18/2023
Johnson Controls, Inc. | FRASER-JOHNSTON | ZYE04A5**********4 |  | Voluntarily Certified | ACAirCoolSinglePackage&lt;65k | False | False | 15 | 13 | [12 empty] | 36000 | All Heating | 11/13/2023 |  | 12/18/2023
Johnson Controls, Inc. | FRASER-JOHNSTON | ZYE05A5**********4 |  | Voluntarily Certified | ACAirCoolSinglePackage&lt;65k | False | False | 15.4 | 13 | [12 empty] | 49000 | All Heating | 11/13/2023 |  | 12/18/2023
Johnson Controls, Inc. | Johnson Controls | ZQG05*5**********4 |  | Voluntarily Certified | ACAirCoolSinglePackage&lt;65k | False | False | 14 | 13 | [12 empty] | 48000 | All Heating | 11/13/2023 |  | 12/18/2023
Johnson Controls, Inc. | Johnson Controls | ZQE04A2**********4 |  | Voluntarily Certified | ACAirCoolSinglePackage&lt;65k | False | False | 14 | 13 | [12 empty] | 35000 | All Heating | 11/13/2023 |  | 12/18/2023
Johnson Controls, Inc. | Johnson Controls | ZQE04A4**********4 |  | Voluntarily Certified | ACAirCoolSinglePackage&lt;65k | False | False | 14 | 13 | [12 empty] | 35000 | All Heating | 11/13/2023 |  | 12/18/2023
Johnson Controls, Inc. | Johnson Controls | ZQE04A5**********4 |  | Voluntarily Certified | ACAirCoolSinglePackage&lt;65k | False | False | 14 | 13 | [12 empty] | 35000 | All Heating | 11/13/2023 |  | 12/18/2023
Johnson Controls, Inc. | Johnson Controls | ZQE05A2**********4 |  | Voluntarily Certified | ACAirCoolSinglePackage&lt;65k | False | False | 14 | 13 | [12 empty] | 48000 | All Heating | 11/13/2023 |  | 12/18/2023
Johnson Controls, Inc. | Johnson Controls | ZQE05A4**********4 |  | Voluntarily Certified | ACAirCoolSinglePackage&lt;65k | False | False | 14 | 13 | [12 empty] | 48000 | All Heating | 11/13/2023 |  | 12/18/2023
Johnson Controls, Inc. | Johnson Controls | ZQE05A5**********4 |  | Voluntarily Certified | ACAirCoolSinglePackage&lt;65k | False | False | 14 | 13 | [12 empty] | 48000 | All Heating | 11/13/2023 |  | 12/18/2023
Johnson Controls, Inc. | Johnson Controls | ZYG04*2**********4 |  | Voluntarily Certified | ACAirCoolSinglePackage&lt;65k | False | False | 15 | 13 | [12 empty] | 36000 | All Heating | 11/13/2023 |  | 12/18/2023
Johnson Controls, Inc. | Johnson Controls | ZYG05*2**********4 |  | Voluntarily Certified | ACAirCoolSinglePackage&lt;65k | False | False | 15.4 | 13 | [12 empty] | 49000 | All Heating | 11/13/2023 |  | 12/18/2023
Johnson Controls, Inc. | Johnson Controls | ZYG04*4**********4 |  | Voluntarily Certified | ACAirCoolSinglePackage&lt;65k | False | False | 15 | 13 | [12 empty] | 36000 | All Heating | 11/13/2023 |  | 12/18/2023
Johnson Controls, Inc. | Johnson Controls | ZYG05*4**********4 |  | Voluntarily Certified | ACAirCoolSinglePackage&lt;65k | False | False | 15.4 | 13 | [12 empty] | 49000 | All Heating | 11/13/2023 |  | 12/18/2023
Johnson Controls, Inc. | Johnson Controls | ZYG04*5**********4 |  | Voluntarily Certified | ACAirCoolSinglePackage&lt;65k | False | False | 15 | 13 | [12 empty] | 36000 | All Heating | 11/13/2023 |  | 12/18/2023
Johnson Controls, Inc. | Johnson Controls | ZYG05*5**********4 |  | Voluntarily Certified | ACAirCoolSinglePackage&lt;65k | False | False | 15.4 | 13 | [12 empty] | 49000 | All Heating | 11/13/2023 |  | 12/18/2023
Johnson Controls, Inc. | Johnson Controls | ZYE04A2**********4 |  | Voluntarily Certified | ACAirCoolSinglePackage&lt;65k | False | False | 15 | 13 | [12 empty] | 36000 | All Heating | 11/13/2023 |  | 12/18/2023
Johnson Controls, Inc. | Johnson Controls | ZYE05A2**********4 |  | Voluntarily Certified | ACAirCoolSinglePackage&lt;65k | False | False | 15.4 | 13 | [12 empty] | 49000 | All Heating | 11/13/2023 |  | 12/18/2023
Johnson Controls, Inc. | Johnson Controls | ZYE04A4**********4 |  | Voluntarily Certified | ACAirCoolSinglePackage&lt;65k | False | False | 15 | 13 | [12 empty] | 36000 | All Heating | 11/13/2023 |  | 12/18/2023
Johnson Controls, Inc. | Johnson Controls | ZYE05A4**********4 |  | Voluntarily Certified | ACAirCoolSinglePackage&lt;65k | False | False | 15.4 | 13 | [12 empty] | 49000 | All Heating | 11/13/2023 |  | 12/18/2023
Johnson Controls, Inc. | Johnson Controls | ZYE04A5**********4 |  | Voluntarily Certified | ACAirCoolSinglePackage&lt;65k | False | False | 15 | 13 | [12 empty] | 36000 | All Heating | 11/13/2023 |  | 12/18/2023
Johnson Controls, Inc. | Johnson Controls | ZYE05A5**********4 |  | Voluntarily Certified | ACAirCoolSinglePackage&lt;65k | False | False | 15.4 | 13 | [12 empty] | 49000 | All Heating | 11/13/2023 |  | 12/18/2023
Johnson Controls, Inc. | Tempmaster | ZYG04*2**********4 |  | Voluntarily Certified | ACAirCoolSinglePackage&lt;65k | False | False | 15 | 13 | [12 empty] | 36000 | All Heating | 11/13/2023 |  | 12/18/2023
Johnson Controls, Inc. | Tempmaster | ZYG05*2**********4 |  | Voluntarily Certified | ACAirCoolSinglePackage&lt;65k | False | False | 15 | 13 | [12 empty] | 36000 | All Heating | 11/13/2023 |  | 12/18/2023
Johnson Controls, Inc. | Tempmaster | ZYG04*4**********4 |  | Voluntarily Certified | ACAirCoolSinglePackage&lt;65k | False | False | 15 | 13 | [12 empty] | 36000 | All Heating | 11/13/2023 |  | 12/18/2023
Johnson Controls, Inc. | Tempmaster | ZYE04A2**********4 |  | Voluntarily Certified | ACAirCoolSinglePackage&lt;65k | False | False | 15 | 13 | [12 empty] | 36000 | All Heating | 11/13/2023 |  | 12/18/2023
Johnson Controls, Inc. | Tempmaster | ZYE05A2**********4 |  | Voluntarily Certified | ACAirCoolSinglePackage&lt;65k | False | False | 15 | 13 | [12 empty] | 36000 | All Heating | 11/13/2023 |  | 12/18/2023
Johnson Controls, Inc. | Tempmaster | ZYE04A4**********4 |  | Voluntarily Certified | ACAirCoolSinglePackage&lt;65k | False | False | 15 | 13 | [12 empty] | 36000 | All Heating | 11/13/2023 |  | 12/18/2023
Johnson Controls, Inc. | Tempmaster | ZYE05A4**********4 |  | Voluntarily Certified | ACAirCoolSinglePackage&lt;65k | False | False | 15.4 | 13 | [12 empty] | 49000 | All Heating | 11/13/2023 |  | 12/18/2023
Johnson Controls, Inc. | Tempmaster | ZYE04A5**********4 |  | Voluntarily Certified | ACAirCoolSinglePackage&lt;65k | False | False | 15.4 | 13 | [12 empty] | 49000 | All Heating | 11/13/2023 |  | 12/18/2023
Johnson Controls, Inc. | Tempmaster | ZYE05A5**********4 |  | Voluntarily Certified | ACAirCoolSinglePackage&lt;65k | False | False | 15.4 | 13 | [12 empty] | 49000 | All Heating | 11/13/2023 |  | 12/18/2023
Johnson Controls, Inc. | Tempmaster | ZYG05*4**********4 |  | Voluntarily Certified | ACAirCoolSinglePackage&lt;65k | False | False | 15.4 | 13 | [12 empty] | 49000 | All Heating | 11/13/2023 |  | 12/18/2023
Johnson Controls, Inc. | Tempmaster | ZYG04*5**********4 |  | Voluntarily Certified | ACAirCoolSinglePackage&lt;65k | False | False | 15.4 | 13 | [12 empty] | 49000 | All Heating | 11/13/2023 |  | 12/18/2023
Johnson Controls, Inc. | Tempmaster | ZYG05*5**********4 |  | Voluntarily Certified | ACAirCoolSinglePackage&lt;65k | False | False | 15.4 | 13 | [12 empty] | 49000 | All Heating | 11/13/2023 |  | 12/18/2023
Johnson Controls, Inc. | Johnson Controls | ZQG04*2**********4 |  | Voluntarily Certified | ACAirCoolSinglePackage&lt;65k | False | False | 14 | 13 | [12 empty] | 35000 | All Heating | 11/13/2023 |  | 12/18/2023
Johnson Controls, Inc. | Johnson Controls | ZQG04*4**********4 |  | Voluntarily Certified | ACAirCoolSinglePackage&lt;65k | False | False | 14 | 13 | [12 empty] | 35000 | All Heating | 11/13/2023 |  | 12/18/2023
Johnson Controls, Inc. | Johnson Controls | ZQG04*5**********4 |  | Voluntarily Certified | ACAirCoolSinglePackage&lt;65k | False | False | 14 | 13 | [12 empty] | 35000 | All Heating | 11/13/2023 |  | 12/18/2023
Johnson Controls, Inc. | Johnson Controls | ZQG05*2**********4 |  | Voluntarily Certified | ACAirCoolSinglePackage&lt;65k | False | False | 14 | 13 | [12 empty] | 48000 | All Heating | 11/13/2023 |  | 12/18/2023
Johnson Controls, Inc. | Johnson Controls | ZQG05*4**********4 |  | Voluntarily Certified | ACAirCoolSinglePackage&lt;65k | False | False | 14 | 13 | [12 empty] | 48000 | All Heating | 11/13/2023 |  | 12/18/2023
Johnson Controls, Inc. | York | ZQG04*2**********4 |  | Voluntarily Certified | ACAirCoolSinglePackage&lt;65k | False | False | 14 | 13 | [12 empty] | 35000 | All Heating | 11/13/2023 |  | 12/18/2023
Johnson Controls, Inc. | York | ZQG04*4**********4 |  | Voluntarily Certified | ACAirCoolSinglePackage&lt;65k | False | False | 14 | 13 | [12 empty] | 35000 | All Heating | 11/13/2023 |  | 12/18/2023
Johnson Controls, Inc. | York | ZQG04*5**********4 |  | Voluntarily Certified | ACAirCoolSinglePackage&lt;65k | False | False | 14 | 13 | [12 empty] | 35000 | All Heating | 11/13/2023 |  | 12/18/2023
Johnson Controls, Inc. | York | ZQG05*2**********4 |  | Voluntarily Certified | ACAirCoolSinglePackage&lt;65k | False | False | 14 | 13 | [12 empty] | 48000 | All Heating | 11/13/2023 |  | 12/18/2023
Johnson Controls, Inc. | York | ZQG05*4**********4 |  | Voluntarily Certified | ACAirCoolSinglePackage&lt;65k | False | False | 14 | 13 | [12 empty] | 48000 | All Heating | 11/13/2023 |  | 12/18/2023
Johnson Controls, Inc. | York | ZQG05*5**********4 |  | Voluntarily Certified | ACAirCoolSinglePackage&lt;65k | False | False | 14 | 13 | [12 empty] | 48000 | All Heating | 11/13/2023 |  | 12/18/2023
Johnson Controls, Inc. | York | ZQE04A2**********4 |  | Voluntarily Certified | ACAirCoolSinglePackage&lt;65k | False | False | 14 | 13 | [12 empty] | 35000 | All Heating | 11/13/2023 |  | 12/18/2023
Johnson Controls, Inc. | York | ZQE04A4**********4 |  | Voluntarily Certified | ACAirCoolSinglePackage&lt;65k | False | False | 14 | 13 | [12 empty] | 35000 | All Heating | 11/13/2023 |  | 12/18/2023
Johnson Controls, Inc. | York | ZQE04A5**********4 |  | Voluntarily Certified | ACAirCoolSinglePackage&lt;65k | False | False | 14 | 13 | [12 empty] | 35000 | All Heating | 11/13/2023 |  | 12/18/2023
Johnson Controls, Inc. | York | ZQE05A2**********4 |  | Voluntarily Certified | ACAirCoolSinglePackage&lt;65k | False | False | 14 | 13 | [12 empty] | 48000 | All Heating | 11/13/2023 |  | 12/18/2023
Johnson Controls, Inc. | York | ZQE05A4**********4 |  | Voluntarily Certified | ACAirCoolSinglePackage&lt;65k | False | False | 14 | 13 | [12 empty] | 48000 | All Heating | 11/13/2023 |  | 12/18/2023
Johnson Controls, Inc. | York | ZQE05A5**********4 |  | Voluntarily Certified | ACAirCoolSinglePackage&lt;65k | False | False | 14 | 13 | [12 empty] | 48000 | All Heating | 11/13/2023 |  | 12/18/2023
Johnson Controls, Inc. | York | ZYE04A2**********4 |  | Voluntarily Certified | ACAirCoolSinglePackage&lt;65k | False | False | 15 | 13 | [12 empty] | 36000 | All Heating | 11/13/2023 |  | 12/18/2023
Johnson Controls, Inc. | Coleman | ZQG04*2**********4 |  | Voluntarily Certified | ACAirCoolSinglePackage&lt;65k | False | False | 14 | 13 | [12 empty] | 35000 | All Heating | 11/13/2023 |  | 12/18/2023
Johnson Controls, Inc. | Coleman | ZQG04*4**********4 |  | Voluntarily Certified | ACAirCoolSinglePackage&lt;65k | False | False | 14 | 13 | [12 empty] | 35000 | All Heating | 11/13/2023 |  | 12/18/2023
Johnson Controls, Inc. | Coleman | ZQG04*5**********4 |  | Voluntarily Certified | ACAirCoolSinglePackage&lt;65k | False | False | 14 | 13 | [12 empty] | 35000 | All Heating | 11/13/2023 |  | 12/18/2023
Johnson Controls, Inc. | Coleman | ZQG05*2**********4 |  | Voluntarily Certified | ACAirCoolSinglePackage&lt;65k | False | False | 14 | 13 | [12 empty] | 48000 | All Heating | 11/13/2023 |  | 12/18/2023
Johnson Controls, Inc. | Coleman | ZQG05*4**********4 |  | Voluntarily Certified | ACAirCoolSinglePackage&lt;65k | False | False | 14 | 13 | [12 empty] | 48000 | All Heating | 11/13/2023 |  | 12/18/2023
Johnson Controls, Inc. | Coleman | ZQG05*5**********4 |  | Voluntarily Certified | ACAirCoolSinglePackage&lt;65k | False | False | 14 | 13 | [12 empty] | 48000 | All Heating | 11/13/2023 |  | 12/18/2023
Johnson Controls, Inc. | Coleman | ZQE04A2**********4 |  | Voluntarily Certified | ACAirCoolSinglePackage&lt;65k | False | False | 14 | 13 | [12 empty] | 35000 | All Heating | 11/13/2023 |  | 12/18/2023
Johnson Controls, Inc. | Coleman | ZQE04A4**********4 |  | Voluntarily Certified | ACAirCoolSinglePackage&lt;65k | False | False | 14 | 13 | [12 empty] | 35000 | All Heating | 11/13/2023 |  | 12/18/2023
Johnson Controls, Inc. | Coleman | ZQE04A5**********4 |  | Voluntarily Certified | ACAirCoolSinglePackage&lt;65k | False | False | 14 | 13 | [12 empty] | 35000 | All Heating | 11/13/2023 |  | 12/18/2023
Johnson Controls, Inc. | Coleman | ZQE05A2**********4 |  | Voluntarily Certified | ACAirCoolSinglePackage&lt;65k | False | False | 14 | 13 | [12 empty] | 48000 | All Heating | 11/13/2023 |  | 12/18/2023
Johnson Controls, Inc. | Coleman | ZQE05A4**********4 |  | Voluntarily Certified | ACAirCoolSinglePackage&lt;65k | False | False | 14 | 13 | [12 empty] | 48000 | All Heating | 11/13/2023 |  | 12/18/2023
Johnson Controls, Inc. | Coleman | ZQE05A5**********4 |  | Voluntarily Certified | ACAirCoolSinglePackage&lt;65k | False | False | 14 | 13 | [12 empty] | 48000 | All Heating | 11/13/2023 |  | 12/18/2023
Johnson Controls, Inc. | Coleman | ZYG04*2**********4 |  | Voluntarily Certified | ACAirCoolSinglePackage&lt;65k | False | False | 15 | 13 | [12 empty] | 36000 | All Heating | 11/13/2023 |  | 12/18/2023
Johnson Controls, Inc. | Coleman | ZYG05*2**********4 |  | Voluntarily Certified | ACAirCoolSinglePackage&lt;65k | False | False | 15.4 | 13 | [12 empty] | 49000 | All Heating | 11/13/2023 |  | 12/18/2023
Johnson Controls, Inc. | Coleman | ZYG04*4**********4 |  | Voluntarily Certified | ACAirCoolSinglePackage&lt;65k | False | False | 15 | 13 | [12 empty] | 36000 | All Heating | 11/13/2023 |  | 12/18/2023
Johnson Controls, Inc. | Coleman | ZYG05*4**********4 |  | Voluntarily Certified | ACAirCoolSinglePackage&lt;65k | False | False | 15.4 | 13 | [12 empty] | 49000 | All Heating | 11/13/2023 |  | 12/18/2023
Johnson Controls, Inc. | Coleman | ZYG04*5**********4 |  | Voluntarily Certified | ACAirCoolSinglePackage&lt;65k | False | False | 15 | 13 | [12 empty] | 36000 | All Heating | 11/13/2023 |  | 12/18/2023
Johnson Controls, Inc. | Coleman | ZYG05*5**********4 |  | Voluntarily Certified | ACAirCoolSinglePackage&lt;65k | False | False | 15.4 | 13 | [12 empty] | 49000 | All Heating | 11/13/2023 |  | 12/18/2023
Johnson Controls, Inc. | Coleman | ZYE04A2**********4 |  | Voluntarily Certified | ACAirCoolSinglePackage&lt;65k | False | False | 15 | 13 | [12 empty] | 36000 | All Heating | 11/13/2023 |  | 12/18/2023
Johnson Controls, Inc. | Coleman | ZYE05A2**********4 |  | Voluntarily Certified | ACAirCoolSinglePackage&lt;65k | False | False | 15.4 | 13 | [12 empty] | 49000 | All Heating | 11/13/2023 |  | 12/18/2023
Johnson Controls, Inc. | Coleman | ZYE04A4**********4 |  | Voluntarily Certified | ACAirCoolSinglePackage&lt;65k | False | False | 15 | 13 | [12 empty] | 36000 | All Heating | 11/13/2023 |  | 12/18/2023
Johnson Controls, Inc. | Coleman | ZYE05A4**********4 |  | Voluntarily Certified | ACAirCoolSinglePackage&lt;65k | False | False | 15.4 | 13 | [12 empty] | 49000 | All Heating | 11/13/2023 |  | 12/18/2023
Johnson Controls, Inc. | Coleman | ZYE04A5**********4 |  | Voluntarily Certified | ACAirCoolSinglePackage&lt;65k | False | False | 15 | 13 | [12 empty] | 36000 | All Heating | 11/13/2023 |  | 12/18/2023
Johnson Controls, Inc. | Coleman | ZYE05A5**********4 |  | Voluntarily Certified | ACAirCoolSinglePackage&lt;65k | False | False | 15.4 | 13 | [12 empty] | 49000 | All Heating | 11/13/2023 |  | 12/18/2023
Johnson Controls, Inc. | York | ZYG04*2**********4 |  | Voluntarily Certified | ACAirCoolSinglePackage&lt;65k | False | False | 15 | 13 | [12 empty] | 36000 | All Heating | 11/13/2023 |  | 12/18/2023
Johnson Controls, Inc. | York | ZYG05*2**********4 |  | Voluntarily Certified | ACAirCoolSinglePackage&lt;65k | False | False | 15.4 | 13 | [12 empty] | 49000 | All Heating | 11/13/2023 |  | 12/18/2023
Johnson Controls, Inc. | York | ZYG04*4**********4 |  | Voluntarily Certified | ACAirCoolSinglePackage&lt;65k | False | False | 15 | 13 | [12 empty] | 36000 | All Heating | 11/13/2023 |  | 12/18/2023
Johnson Controls, Inc. | York | ZYG05*4**********4 |  | Voluntarily Certified | ACAirCoolSinglePackage&lt;65k | False | False | 15.4 | 13 | [12 empty] | 49000 | All Heating | 11/13/2023 |  | 12/18/2023
Johnson Controls, Inc. | York | ZYG04*5**********4 |  | Voluntarily Certified | ACAirCoolSinglePackage&lt;65k | False | False | 15 | 13 | [12 empty] | 36000 | All Heating | 11/13/2023 |  | 12/18/2023
Johnson Controls, Inc. | York | ZYG05*5**********4 |  | Voluntarily Certified | ACAirCoolSinglePackage&lt;65k | False | False | 15.4 | 13 | [12 empty] | 49000 | All Heating | 11/13/2023 |  | 12/18/2023
Johnson Controls, Inc. | York | ZYE05A2**********4 |  | Voluntarily Certified | ACAirCoolSinglePackage&lt;65k | False | False | 15.4 | 13 | [12 empty] | 49000 | All Heating | 11/13/2023 |  | 12/18/2023
Johnson Controls, Inc. | York | ZYE04A4**********4 |  | Voluntarily Certified | ACAirCoolSinglePackage&lt;65k | False | False | 15 | 13 | [12 empty] | 36000 | All Heating | 11/13/2023 |  | 12/18/2023
Johnson Controls, Inc. | York | ZYE05A4**********4 |  | Voluntarily Certified | ACAirCoolSinglePackage&lt;65k | False | False | 15.4 | 13 | [12 empty] | 49000 | All Heating | 11/13/2023 |  | 12/18/2023
Johnson Controls, Inc. | York | ZYE04A5**********4 |  | Voluntarily Certified | ACAirCoolSinglePackage&lt;65k | False | False | 15 | 13 | [12 empty] | 36000 | All Heating | 11/13/2023 |  | 12/18/2023
Johnson Controls, Inc. | York | ZYE05A5**********4 |  | Voluntarily Certified | ACAirCoolSinglePackage&lt;65k | False | False | 15.4 | 13 | [12 empty] | 49000 | All Heating | 11/13/2023 |  | 12/18/2023
Johnson Controls, Inc. | Luxaire | ZYE04A5**********4 |  | Voluntarily Certified | ACAirCoolSinglePackage&lt;65k | False | False | 15 | 13 | [12 empty] | 36000 | All Heating | 11/13/2023 |  | 12/18/2023
Johnson Controls, Inc. | Luxaire | ZYE05A5**********4 |  | Voluntarily Certified | ACAirCoolSinglePackage&lt;65k | False | False | 15.4 | 13 | [12 empty] | 49000 | All Heating | 11/13/2023 |  | 12/18/2023
Johnson Controls, Inc. | Luxaire | ZYG05*5**********4 |  | Voluntarily Certified | ACAirCoolSinglePackage&lt;65k | False | False | 15.4 | 13 | [12 empty] | 49000 | All Heating | 11/13/2023 |  | 12/18/2023
Johnson Controls, Inc. | Luxaire | ZYE04A2**********4 |  | Voluntarily Certified | ACAirCoolSinglePackage&lt;65k | False | False | 15 | 13 | [12 empty] | 36000 | All Heating | 11/13/2023 |  | 12/18/2023
Johnson Controls, Inc. | Luxaire | ZYE05A2**********4 |  | Voluntarily Certified | ACAirCoolSinglePackage&lt;65k | False | False | 15.4 | 13 | [12 empty] | 49000 | All Heating | 11/13/2023 |  | 12/18/2023
Johnson Controls, Inc. | Luxaire | ZYE04A4**********4 |  | Voluntarily Certified | ACAirCoolSinglePackage&lt;65k | False | False | 15 | 13 | [12 empty] | 36000 | All Heating | 11/13/2023 |  | 12/18/2023
Johnson Controls, Inc. | Luxaire | ZYE05A4**********4 |  | Voluntarily Certified | ACAirCoolSinglePackage&lt;65k | False | False | 15.4 | 13 | [12 empty] | 49000 | All Heating | 11/13/2023 |  | 12/18/2023
Johnson Controls, Inc. | Luxaire | ZQG04*2**********4 |  | Voluntarily Certified | ACAirCoolSinglePackage&lt;65k | False | False | 14 | 13 | [12 empty] | 35000 | All Heating | 11/13/2023 |  | 12/18/2023
Johnson Controls, Inc. | Luxaire | ZQG04*4**********4 |  | Voluntarily Certified | ACAirCoolSinglePackage&lt;65k | False | False | 14 | 13 | [12 empty] | 35000 | All Heating | 11/13/2023 |  | 12/18/2023
Johnson Controls, Inc. | Luxaire | ZQG04*5**********4 |  | Voluntarily Certified | ACAirCoolSinglePackage&lt;65k | False | False | 14 | 13 | [12 empty] | 35000 | All Heating | 11/13/2023 |  | 12/18/2023
Johnson Controls, Inc. | Luxaire | ZQG05*2**********4 |  | Voluntarily Certified | ACAirCoolSinglePackage&lt;65k | False | False | 14 | 13 | [12 empty] | 48000 | All Heating | 11/13/2023 |  | 12/18/2023
Johnson Controls, Inc. | Luxaire | ZQG05*4**********4 |  | Voluntarily Certified | ACAirCoolSinglePackage&lt;65k | False | False | 14 | 13 | [12 empty] | 48000 | All Heating | 11/13/2023 |  | 12/18/2023
Johnson Controls, Inc. | Luxaire | ZQG05*5**********4 |  | Voluntarily Certified | ACAirCoolSinglePackage&lt;65k | False | False | 14 | 13 | [12 empty] | 48000 | All Heating | 11/13/2023 |  | 12/18/2023
Johnson Controls, Inc. | Luxaire | ZQE04A2**********4 |  | Voluntarily Certified | ACAirCoolSinglePackage&lt;65k | False | False | 14 | 13 | [12 empty] | 35000 | All Heating | 11/13/2023 |  | 12/18/2023
Johnson Controls, Inc. | Luxaire | ZQE04A4**********4 |  | Voluntarily Certified | ACAirCoolSinglePackage&lt;65k | False | False | 14 | 13 | [12 empty] | 35000 | All Heating | 11/13/2023 |  | 12/18/2023
Johnson Controls, Inc. | Luxaire | ZQE04A5**********4 |  | Voluntarily Certified | ACAirCoolSinglePackage&lt;65k | False | False | 14 | 13 | [12 empty] | 35000 | All Heating | 11/13/2023 |  | 12/18/2023
Johnson Controls, Inc. | Luxaire | ZQE05A2**********4 |  | Voluntarily Certified | ACAirCoolSinglePackage&lt;65k | False | False | 14 | 13 | [12 empty] | 48000 | All Heating | 11/13/2023 |  | 12/18/2023
Johnson Controls, Inc. | Luxaire | ZQE05A4**********4 |  | Voluntarily Certified | ACAirCoolSinglePackage&lt;65k | False | False | 14 | 13 | [12 empty] | 48000 | All Heating | 11/13/2023 |  | 12/18/2023
Johnson Controls, Inc. | Luxaire | ZQE05A5**********4 |  | Voluntarily Certified | ACAirCoolSinglePackage&lt;65k | False | False | 14 | 13 | [12 empty] | 48000 | All Heating | 11/13/2023 |  | 12/18/2023
Johnson Controls, Inc. | Luxaire | ZYG04*2**********4 |  | Voluntarily Certified | ACAirCoolSinglePackage&lt;65k | False | False | 15 | 13 | [12 empty] | 36000 | All Heating | 11/13/2023 |  | 12/18/2023
Johnson Controls, Inc. | Luxaire | ZYG05*2**********4 |  | Voluntarily Certified | ACAirCoolSinglePackage&lt;65k | False | False | 15.4 | 13 | [12 empty] | 49000 | All Heating | 11/13/2023 |  | 12/18/2023
Johnson Controls, Inc. | Luxaire | ZYG04*4**********4 |  | Voluntarily Certified | ACAirCoolSinglePackage&lt;65k | False | False | 15 | 13 | [12 empty] | 36000 | All Heating | 11/13/2023 |  | 12/18/2023
Johnson Controls, Inc. | Luxaire | ZYG05*4**********4 |  | Voluntarily Certified | ACAirCoolSinglePackage&lt;65k | False | False | 15.4 | 13 | [12 empty] | 49000 | All Heating | 11/13/2023 |  | 12/18/2023
Johnson Controls, Inc. | Luxaire | ZYG04*5**********4 |  | Voluntarily Certified | ACAirCoolSinglePackage&lt;65k | False | False | 15 | 13 | [12 empty] | 36000 | All Heating | 11/13/2023 |  | 12/18/2023
AAON, Inc. | Aaon | RQ-005-2-*-E6**-*** |  | Voluntarily Certified | HPAirCoolSinglePackage&lt;65k | False | False | 14 | 13 | [6 empty] | 8 | 8 |  |  |  |  | 58000 | All Heating | 11/13/2023 |  | 12/18/2023
AAON, Inc. | Aaon | RQ-005-3-*-E6**-*** |  | Voluntarily Certified | HPAirCoolSinglePackage&lt;65k | False | False | 14 | 13 | [6 empty] | 8 | 8 |  |  |  |  | 58000 | All Heating | 11/13/2023 |  | 12/18/2023
AAON, Inc. | Aaon | RQ-005-8-*-E6**-*** |  | Voluntarily Certified | HPAirCoolSinglePackage&lt;65k | False | False | 14 | 13 | [6 empty] | 8 | 8 |  |  |  |  | 58000 | All Heating | 11/13/2023 |  | 12/18/2023
Rheem Sales Company, Inc. | CLIMATEMASTER | RQPM-A036CK |  | Voluntarily Certified | HPAirCoolSinglePackage&lt;65k | False | False | 14 | 13 | [6 empty] | 8 | 8 |  |  |  |  | 34200 | All Heating | 11/01/2023 |  | 12/18/2023
Rheem Sales Company, Inc. | CLIMATEMASTER | RQPM-A042CK |  | Voluntarily Certified | HPAirCoolSinglePackage&lt;65k | False | False | 14 | 13 | [6 empty] | 8 | 8 |  |  |  |  | 40000 | All Heating | 11/01/2023 |  | 12/18/2023
Rheem Sales Company, Inc. | CLIMATEMASTER | RQPM-A060CK |  | Voluntarily Certified | HPAirCoolSinglePackage&lt;65k | False | False | 14 | 13 | [6 empty] | 8 | 8 |  |  |  |  | 57000 | All Heating | 11/01/2023 |  | 12/18/2023
Rheem Sales Company, Inc. | CLIMATEMASTER | RQPM-A048CK |  | Voluntarily Certified | HPAirCoolSinglePackage&lt;65k | False | False | 14 | 13 | [6 empty] | 8 | 8 |  |  |  |  | 46000 | All Heating | 11/01/2023 |  | 12/18/2023
Rheem Sales Company, Inc. | CLIMATEMASTER | RQPM-A037CK |  | Voluntarily Certified | HPAirCoolSinglePackage&lt;65k | False | False | 14 | 13 | [6 empty] | 8 | 8 |  |  |  |  | 34000 | All Heating | 11/01/2023 |  | 12/18/2023
Rheem Sales Company, Inc. | CLIMATEMASTER | RQPM-A049CK |  | Voluntarily Certified | HPAirCoolSinglePackage&lt;65k | False | False | 14 | 13 | [6 empty] | 8 | 8 |  |  |  |  | 46000 | All Heating | 11/01/2023 |  | 12/18/2023
Rheem Sales Company, Inc. | CLIMATEMASTER | RQPM-A043CK |  | Voluntarily Certified | HPAirCoolSinglePackage&lt;65k | False | False | 14 | 13 | [6 empty] | 8 | 8 |  |  |  |  | 40000 | All Heating | 11/01/2023 |  | 12/18/2023
Rheem Sales Company, Inc. | CLIMATEMASTER | RHPCZR036AC |  | Voluntarily Certified | HPAirCoolSinglePackage&lt;65k | False | False | 14 | 13 | [6 empty] | 8 | 8 |  |  |  |  | 35400 | All Heating | 11/01/2023 |  | 12/18/2023
Rheem Sales Company, Inc. | CLIMATEMASTER | RHPCZR036AD |  | Voluntarily Certified | HPAirCoolSinglePackage&lt;65k | False | False | 14 | 13 | [6 empty] | 8 | 8 |  |  |  |  | 35400 | All Heating | 11/01/2023 |  | 12/18/2023
Rheem Sales Company, Inc. | CLIMATEMASTER | RHPCZR048AC |  | Voluntarily Certified | HPAirCoolSinglePackage&lt;65k | False | False | 14 | 13 | [6 empty] | 8 | 8 |  |  |  |  | 46500 | All Heating | 11/01/2023 |  | 12/18/2023
Rheem Sales Company, Inc. | CLIMATEMASTER | RHPCZR048AD |  | Voluntarily Certified | HPAirCoolSinglePackage&lt;65k | False | False | 14 | 13 | [6 empty] | 8 | 8 |  |  |  |  | 46500 | All Heating | 11/01/2023 |  | 12/18/2023
Rheem Sales Company, Inc. | CLIMATEMASTER | RHPCZR060AC |  | Voluntarily Certified | HPAirCoolSinglePackage&lt;65k | False | False | 14 | 13 | [6 empty] | 8 | 8 |  |  |  |  | 57500 | All Heating | 11/01/2023 |  | 12/18/2023
Rheem Sales Company, Inc. | CLIMATEMASTER | RHPCZR060AD |  | Voluntarily Certified | HPAirCoolSinglePackage&lt;65k | False | False | 14 | 13 | [6 empty] | 8 | 8 |  |  |  |  | 57500 | All Heating | 11/01/2023 |  | 12/18/2023
Johnson Controls, Inc. | CHAMPION HEATING AND COOLING | PHE6B6041 |  | Voluntarily Certified | HPAirCoolSinglePackage&lt;65k | False | False | 15.2 | 13 | [6 empty] | 8.2 | 8 |  |  |  |  | 56000 | All Heating | 11/01/2023 |  | 12/18/2023
Johnson Controls, Inc. | CHAMPION HEATING AND COOLING | PHE6B4841 |  | Voluntarily Certified | HPAirCoolSinglePackage&lt;65k | False | False | 16 | 13 | [6 empty] | 8.2 | 8 |  |  |  |  | 46000 | All Heating | 11/01/2023 |  | 12/18/2023
Johnson Controls, Inc. | CHAMPION HEATING AND COOLING | PHE4B3634 |  | Voluntarily Certified | HPAirCoolSinglePackage&lt;65k | False | False | 14 | 13 | [6 empty] | 8 | 8 |  |  |  |  | 34800 | All Heating | 11/01/2023 |  | 12/18/2023
Johnson Controls, Inc. | CHAMPION HEATING AND COOLING | PHE4B4834 |  | Voluntarily Certified | HPAirCoolSinglePackage&lt;65k | False | False | 14 | 13 | [6 empty] | 8 | 8 |  |  |  |  | 48000 | All Heating | 11/01/2023 |  | 12/18/2023
Johnson Controls, Inc. | CHAMPION HEATING AND COOLING | PHE4B6034 |  | Voluntarily Certified | HPAirCoolSinglePackage&lt;65k | False | False | 14 | 13 | [6 empty] | 8 | 8 |  |  |  |  | 59500 | All Heating | 11/01/2023 |  | 12/18/2023
Johnson Controls, Inc. | CHAMPION HEATING AND COOLING | PHE4B3644 |  | Voluntarily Certified | HPAirCoolSinglePackage&lt;65k | False | False | 14 | 13 | [6 empty] | 8 | 8 |  |  |  |  | 34800 | All Heating | 11/01/2023 |  | 12/18/2023
Johnson Controls, Inc. | CHAMPION HEATING AND COOLING | PHE4B4844 |  | Voluntarily Certified | HPAirCoolSinglePackage&lt;65k | False | False | 14 | 13 | [6 empty] | 8 | 8 |  |  |  |  | 48000 | All Heating | 11/01/2023 |  | 12/18/2023
Johnson Controls, Inc. | CHAMPION HEATING AND COOLING | PHE4B6044 |  | Voluntarily Certified | HPAirCoolSinglePackage&lt;65k | False | False | 14 | 13 | [6 empty] | 8 | 8 |  |  |  |  | 59500 | All Heating | 11/01/2023 |  | 12/18/2023
Johnson Controls, Inc. | CHAMPION HEATING AND COOLING | PHE4B3631 |  | Voluntarily Certified | HPAirCoolSinglePackage&lt;65k | False | False | 14 | 13 | [6 empty] | 8 | 8 |  |  |  |  | 35800 | All Heating | 11/01/2023 |  | 12/18/2023
Johnson Controls, Inc. | CHAMPION HEATING AND COOLING | PHE4B4831 |  | Voluntarily Certified | HPAirCoolSinglePackage&lt;65k | False | False | 14 | 13 | [6 empty] | 8 | 8 |  |  |  |  | 47000 | All Heating | 11/01/2023 |  | 12/18/2023
Johnson Controls, Inc. | CHAMPION HEATING AND COOLING | PHE4B6031 |  | Voluntarily Certified | HPAirCoolSinglePackage&lt;65k | False | False | 14 | 13 | [6 empty] | 8 | 8 |  |  |  |  | 58000 | All Heating | 11/01/2023 |  | 12/18/2023
Johnson Controls, Inc. | CHAMPION HEATING AND COOLING | PHE4B3641 |  | Voluntarily Certified | HPAirCoolSinglePackage&lt;65k | False | False | 14 | 13 | [6 empty] | 8 | 8 |  |  |  |  | 35800 | All Heating | 11/01/2023 |  | 12/18/2023
Johnson Controls, Inc. | CHAMPION HEATING AND COOLING | PHE4B4841 |  | Voluntarily Certified | HPAirCoolSinglePackage&lt;65k | False | False | 14 | 13 | [6 empty] | 8 | 8 |  |  |  |  | 47000 | All Heating | 11/01/2023 |  | 12/18/2023
Johnson Controls, Inc. | CHAMPION HEATING AND COOLING | PHE4B6041 |  | Voluntarily Certified | HPAirCoolSinglePackage&lt;65k | False | False | 14 | 13 | [6 empty] | 8 | 8 |  |  |  |  | 58000 | All Heating | 11/01/2023 |  | 12/18/2023
Johnson Controls, Inc. | CHAMPION HEATING AND COOLING | PHE6B4831 |  | Voluntarily Certified | HPAirCoolSinglePackage&lt;65k | False | False | 16 | 13 | [6 empty] | 8.2 | 8 |  |  |  |  | 46000 | All Heating | 11/01/2023 |  | 12/18/2023
Johnson Controls, Inc. | CHAMPION HEATING AND COOLING | PHE6B6031 |  | Voluntarily Certified | HPAirCoolSinglePackage&lt;65k | False | False | 15.2 | 13 | [6 empty] | 8.2 | 8 |  |  |  |  | 56000 | All Heating | 11/01/2023 |  | 12/18/2023
Johnson Controls, Inc. | CHAMPION HEATING AND COOLING | PHE6B3644 |  | Voluntarily Certified | HPAirCoolSinglePackage&lt;65k | False | False | 15.5 | 13 | [6 empty] | 8 | 8 |  |  |  |  | 36000 | All Heating | 11/01/2023 |  | 12/18/2023
Johnson Controls, Inc. | CHAMPION HEATING AND COOLING | PHE6B6034 |  | Voluntarily Certified | HPAirCoolSinglePackage&lt;65k | False | False | 15.5 | 13 | [6 empty] | 8 | 8 |  |  |  |  | 57000 | All Heating | 11/01/2023 |  | 12/18/2023
Johnson Controls, Inc. | CHAMPION HEATING AND COOLING | PHE6B4834 |  | Voluntarily Certified | HPAirCoolSinglePackage&lt;65k | False | False | 15.5 | 13 | [6 empty] | 8 | 8 |  |  |  |  | 46500 | All Heating | 11/01/2023 |  | 12/18/2023
Johnson Controls, Inc. | CHAMPION HEATING AND COOLING | PHE6B6044 |  | Voluntarily Certified | HPAirCoolSinglePackage&lt;65k | False | False | 15 | 13 | [6 empty] | 8 | 8 |  |  |  |  | 56500 | All Heating | 11/01/2023 |  | 12/18/2023
Johnson Controls, Inc. | CHAMPION HEATING AND COOLING | PHE6B3634 |  | Voluntarily Certified | HPAirCoolSinglePackage&lt;65k | False | False | 15.5 | 13 | [6 empty] | 8 | 8 |  |  |  |  | 36400 | All Heating | 11/01/2023 |  | 12/18/2023
Johnson Controls, Inc. | CHAMPION HEATING AND COOLING | PHE6B4844 |  | Voluntarily Certified | HPAirCoolSinglePackage&lt;65k | False | False | 15 | 13 | [6 empty] | 8 | 8 |  |  |  |  | 45500 | All Heating | 11/01/2023 |  | 12/18/2023
Johnson Controls, Inc. | Coleman | PHE4B3631 |  | Voluntarily Certified | HPAirCoolSinglePackage&lt;65k | False | False | 14 | 13 | [6 empty] | 8 | 8 |  |  |  |  | 35800 | All Heating | 11/01/2023 |  | 12/18/2023
Johnson Controls, Inc. | Coleman | PHE4B4831 |  | Voluntarily Certified | HPAirCoolSinglePackage&lt;65k | False | False | 14 | 13 | [6 empty] | 8 | 8 |  |  |  |  | 47000 | All Heating | 11/01/2023 |  | 12/18/2023
Johnson Controls, Inc. | Coleman | PHE4B6031 |  | Voluntarily Certified | HPAirCoolSinglePackage&lt;65k | False | False | 14 | 13 | [6 empty] | 8 | 8 |  |  |  |  | 58000 | All Heating | 11/01/2023 |  | 12/18/2023
Johnson Controls, Inc. | Coleman | PHE4B3641 |  | Voluntarily Certified | HPAirCoolSinglePackage&lt;65k | False | False | 14 | 13 | [6 empty] | 8 | 8 |  |  |  |  | 35800 | All Heating | 11/01/2023 |  | 12/18/2023
Johnson Controls, Inc. | Coleman | PHE4B4841 |  | Voluntarily Certified | HPAirCoolSinglePackage&lt;65k | False | False | 14 | 13 | [6 empty] | 8 | 8 |  |  |  |  | 47000 | All Heating | 11/01/2023 |  | 12/18/2023
Johnson Controls, Inc. | Coleman | PHE4B6041 |  | Voluntarily Certified | HPAirCoolSinglePackage&lt;65k | False | False | 14 | 13 | [6 empty] | 8 | 8 |  |  |  |  | 58000 | All Heating | 11/01/2023 |  | 12/18/2023
Johnson Controls, Inc. | Coleman | PHE6B6044 |  | Voluntarily Certified | HPAirCoolSinglePackage&lt;65k | False | False | 15 | 13 | [6 empty] | 8 | 8 |  |  |  |  | 56500 | All Heating | 11/01/2023 |  | 12/18/2023
Johnson Controls, Inc. | Coleman | PHE6B3634 |  | Voluntarily Certified | HPAirCoolSinglePackage&lt;65k | False | False | 15.5 | 13 | [6 empty] | 8 | 8 |  |  |  |  | 36400 | All Heating | 11/01/2023 |  | 12/18/2023
Johnson Controls, Inc. | Coleman | PHE6B4844 |  | Voluntarily Certified | HPAirCoolSinglePackage&lt;65k | False | False | 15 | 13 | [6 empty] | 8 | 8 |  |  |  |  | 45500 | All Heating | 11/01/2023 |  | 12/18/2023
Johnson Controls, Inc. | Coleman | PHE6B3644 |  | Voluntarily Certified | HPAirCoolSinglePackage&lt;65k | False | False | 15.5 | 13 | [6 empty] | 8 | 8 |  |  |  |  | 36000 | All Heating | 11/01/2023 |  | 12/18/2023
Johnson Controls, Inc. | Coleman | PHE6B6034 |  | Voluntarily Certified | HPAirCoolSinglePackage&lt;65k | False | False | 15.5 | 13 | [6 empty] | 8 | 8 |  |  |  |  | 57000 | All Heating | 11/01/2023 |  | 12/18/2023
Johnson Controls, Inc. | Coleman | PHE6B4834 |  | Voluntarily Certified | HPAirCoolSinglePackage&lt;65k | False | False | 15.5 | 13 | [6 empty] | 8 | 8 |  |  |  |  | 46500 | All Heating | 11/01/2023 |  | 12/18/2023
Johnson Controls, Inc. | Coleman | PHE6B4831 |  | Voluntarily Certified | HPAirCoolSinglePackage&lt;65k | False | False | 16 | 13 | [6 empty] | 8.2 | 8 |  |  |  |  | 46000 | All Heating | 11/01/2023 |  | 12/18/2023
Johnson Controls, Inc. | Coleman | PHE6B6031 |  | Voluntarily Certified | HPAirCoolSinglePackage&lt;65k | False | False | 15.2 | 13 | [6 empty] | 8.2 | 8 |  |  |  |  | 56000 | All Heating | 11/01/2023 |  | 12/18/2023
Johnson Controls, Inc. | Coleman | PHE6B6041 |  | Voluntarily Certified | HPAirCoolSinglePackage&lt;65k | False | False | 15.2 | 13 | [6 empty] | 8.2 | 8 |  |  |  |  | 56000 | All Heating | 11/01/2023 |  | 12/18/2023
Johnson Controls, Inc. | Coleman | PHE6B4841 |  | Voluntarily Certified | HPAirCoolSinglePackage&lt;65k | False | False | 16 | 13 | [6 empty] | 8.2 | 8 |  |  |  |  | 46000 | All Heating | 11/01/2023 |  | 12/18/2023
Johnson Controls, Inc. | Coleman | PHE4B3634 |  | Voluntarily Certified | HPAirCoolSinglePackage&lt;65k | False | False | 14 | 13 | [6 empty] | 8 | 8 |  |  |  |  | 34800 | All Heating | 11/01/2023 |  | 12/18/2023
Johnson Controls, Inc. | Coleman | PHE4B4834 |  | Voluntarily Certified | HPAirCoolSinglePackage&lt;65k | False | False | 14 | 13 | [6 empty] | 8 | 8 |  |  |  |  | 48000 | All Heating | 11/01/2023 |  | 12/18/2023
Johnson Controls, Inc. | Coleman | PHE4B6034 |  | Voluntarily Certified | HPAirCoolSinglePackage&lt;65k | False | False | 14 | 13 | [6 empty] | 8 | 8 |  |  |  |  | 59500 | All Heating | 11/01/2023 |  | 12/18/2023
Johnson Controls, Inc. | Coleman | PHE4B3644 |  | Voluntarily Certified | HPAirCoolSinglePackage&lt;65k | False | False | 14 | 13 | [6 empty] | 8 | 8 |  |  |  |  | 34800 | All Heating | 11/01/2023 |  | 12/18/2023
Johnson Controls, Inc. | Coleman | PHE4B4844 |  | Voluntarily Certified | HPAirCoolSinglePackage&lt;65k | False | False | 14 | 13 | [6 empty] | 8 | 8 |  |  |  |  | 48000 | All Heating | 11/01/2023 |  | 12/18/2023
Johnson Controls, Inc. | Coleman | PHE4B6044 |  | Voluntarily Certified | HPAirCoolSinglePackage&lt;65k | False | False | 14 | 13 | [6 empty] | 8 | 8 |  |  |  |  | 59500 | All Heating | 11/01/2023 |  | 12/18/2023
Johnson Controls, Inc. | Evcon | PHE6B4831 |  | Voluntarily Certified | HPAirCoolSinglePackage&lt;65k | False | False | 16 | 13 | [6 empty] | 8.2 | 8 |  |  |  |  | 46000 | All Heating | 11/01/2023 |  | 12/18/2023
Johnson Controls, Inc. | Evcon | PHE6B6031 |  | Voluntarily Certified | HPAirCoolSinglePackage&lt;65k | False | False | 15.2 | 13 | [6 empty] | 8.2 | 8 |  |  |  |  | 56000 | All Heating | 11/01/2023 |  | 12/18/2023
Johnson Controls, Inc. | Evcon | PHE6B6041 |  | Voluntarily Certified | HPAirCoolSinglePackage&lt;65k | False | False | 15.2 | 13 | [6 empty] | 8.2 | 8 |  |  |  |  | 56000 | All Heating | 11/01/2023 |  | 12/18/2023
Johnson Controls, Inc. | Evcon | PHE6B4841 |  | Voluntarily Certified | HPAirCoolSinglePackage&lt;65k | False | False | 16 | 13 | [6 empty] | 8.2 | 8 |  |  |  |  | 46000 | All Heating | 11/01/2023 |  | 12/18/2023
Johnson Controls, Inc. | Evcon | PHE4B3634 |  | Voluntarily Certified | HPAirCoolSinglePackage&lt;65k | False | False | 14 | 13 | [6 empty] | 8 | 8 |  |  |  |  | 34800 | All Heating | 11/01/2023 |  | 12/18/2023
Johnson Controls, Inc. | Evcon | PHE4B4834 |  | Voluntarily Certified | HPAirCoolSinglePackage&lt;65k | False | False | 14 | 13 | [6 empty] | 8 | 8 |  |  |  |  | 48000 | All Heating | 11/01/2023 |  | 12/18/2023
Johnson Controls, Inc. | Evcon | PHE4B6034 |  | Voluntarily Certified | HPAirCoolSinglePackage&lt;65k | False | False | 14 | 13 | [6 empty] | 8 | 8 |  |  |  |  | 59500 | All Heating | 11/01/2023 |  | 12/18/2023
Johnson Controls, Inc. | Evcon | PHE4B3644 |  | Voluntarily Certified | HPAirCoolSinglePackage&lt;65k | False | False | 14 | 13 | [6 empty] | 8 | 8 |  |  |  |  | 34800 | All Heating | 11/01/2023 |  | 12/18/2023
Johnson Controls, Inc. | Evcon | PHE4B4844 |  | Voluntarily Certified | HPAirCoolSinglePackage&lt;65k | False | False | 14 | 13 | [6 empty] | 8 | 8 |  |  |  |  | 48000 | All Heating | 11/01/2023 |  | 12/18/2023
Johnson Controls, Inc. | Evcon | PHE4B6044 |  | Voluntarily Certified | HPAirCoolSinglePackage&lt;65k | False | False | 14 | 13 | [6 empty] | 8 | 8 |  |  |  |  | 59500 | All Heating | 11/01/2023 |  | 12/18/2023
Johnson Controls, Inc. | Evcon | PHE4B3631 |  | Voluntarily Certified | HPAirCoolSinglePackage&lt;65k | False | False | 14 | 13 | [6 empty] | 8 | 8 |  |  |  |  | 35800 | All Heating | 11/01/2023 |  | 12/18/2023
Johnson Controls, Inc. | Evcon | PHE4B4831 |  | Voluntarily Certified | HPAirCoolSinglePackage&lt;65k | False | False | 14 | 13 | [6 empty] | 8 | 8 |  |  |  |  | 47000 | All Heating | 11/01/2023 |  | 12/18/2023
Johnson Controls, Inc. | Evcon | PHE4B6031 |  | Voluntarily Certified | HPAirCoolSinglePackage&lt;65k | False | False | 14 | 13 | [6 empty] | 8 | 8 |  |  |  |  | 58000 | All Heating | 11/01/2023 |  | 12/18/2023
Johnson Controls, Inc. | Evcon | PHE4B3641 |  | Voluntarily Certified | HPAirCoolSinglePackage&lt;65k | False | False | 14 | 13 | [6 empty] | 8 | 8 |  |  |  |  | 35800 | All Heating | 11/01/2023 |  | 12/18/2023
Johnson Controls, Inc. | Evcon | PHE4B4841 |  | Voluntarily Certified | HPAirCoolSinglePackage&lt;65k | False | False | 14 | 13 | [6 empty] | 8 | 8 |  |  |  |  | 47000 | All Heating | 11/01/2023 |  | 12/18/2023
Johnson Controls, Inc. | Evcon | PHE4B6041 |  | Voluntarily Certified | HPAirCoolSinglePackage&lt;65k | False | False | 14 | 13 | [6 empty] | 8 | 8 |  |  |  |  | 58000 | All Heating | 11/01/2023 |  | 12/18/2023
Johnson Controls, Inc. | FRASER-JOHNSTON | PHE6B4831 |  | Voluntarily Certified | HPAirCoolSinglePackage&lt;65k | False | False | 16 | 13 | [6 empty] | 8.2 | 8 |  |  |  |  | 46000 | All Heating | 11/01/2023 |  | 12/18/2023
Johnson Controls, Inc. | FRASER-JOHNSTON | PHE6B4841 |  | Voluntarily Certified | HPAirCoolSinglePackage&lt;65k | False | False | 16 | 13 | [6 empty] | 8.2 | 8 |  |  |  |  | 46000 | All Heating | 11/01/2023 |  | 12/18/2023
Johnson Controls, Inc. | FRASER-JOHNSTON | PHE6B6031 |  | Voluntarily Certified | HPAirCoolSinglePackage&lt;65k | False | False | 15.2 | 13 | [6 empty] | 8.2 | 8 |  |  |  |  | 56000 | All Heating | 11/01/2023 |  | 12/18/2023
Johnson Controls, Inc. | FRASER-JOHNSTON | PHE6B6041 |  | Voluntarily Certified | HPAirCoolSinglePackage&lt;65k | False | False | 15.2 | 13 | [6 empty] | 8.2 | 8 |  |  |  |  | 56000 | All Heating | 11/01/2023 |  | 12/18/2023
Johnson Controls, Inc. | FRASER-JOHNSTON | PHE6B4844 |  | Voluntarily Certified | HPAirCoolSinglePackage&lt;65k | False | False | 15 | 13 | [6 empty] | 8 | 8 |  |  |  |  | 45500 | All Heating | 11/01/2023 |  | 12/18/2023
Johnson Controls, Inc. | FRASER-JOHNSTON | PHE6B3644 |  | Voluntarily Certified | HPAirCoolSinglePackage&lt;65k | False | False | 15.5 | 13 | [6 empty] | 8 | 8 |  |  |  |  | 36000 | All Heating | 11/01/2023 |  | 12/18/2023
Johnson Controls, Inc. | FRASER-JOHNSTON | PHE6B6034 |  | Voluntarily Certified | HPAirCoolSinglePackage&lt;65k | False | False | 15.5 | 13 | [6 empty] | 8 | 8 |  |  |  |  | 57000 | All Heating | 11/01/2023 |  | 12/18/2023
Johnson Controls, Inc. | FRASER-JOHNSTON | PHE6B4834 |  | Voluntarily Certified | HPAirCoolSinglePackage&lt;65k | False | False | 15.5 | 13 | [6 empty] | 8 | 8 |  |  |  |  | 46500 | All Heating | 11/01/2023 |  | 12/18/2023
Johnson Controls, Inc. | FRASER-JOHNSTON | PHE6B6044 |  | Voluntarily Certified | HPAirCoolSinglePackage&lt;65k | False | False | 15 | 13 | [6 empty] | 8 | 8 |  |  |  |  | 56500 | All Heating | 11/01/2023 |  | 12/18/2023
Johnson Controls, Inc. | FRASER-JOHNSTON | PHE6B3634 |  | Voluntarily Certified | HPAirCoolSinglePackage&lt;65k | False | False | 15.5 | 13 | [6 empty] | 8 | 8 |  |  |  |  | 36400 | All Heating | 11/01/2023 |  | 12/18/2023
Johnson Controls, Inc. | FRASER-JOHNSTON | PHE4B3634 |  | Voluntarily Certified | HPAirCoolSinglePackage&lt;65k | False | False | 14 | 13 | [6 empty] | 8 | 8 |  |  |  |  | 34800 | All Heating | 11/01/2023 |  | 12/18/2023
Johnson Controls, Inc. | FRASER-JOHNSTON | PHE4B3641 |  | Voluntarily Certified | HPAirCoolSinglePackage&lt;65k | False | False | 14 | 13 | [6 empty] | 8 | 8 |  |  |  |  | 35800 | All Heating | 11/01/2023 |  | 12/18/2023
Johnson Controls, Inc. | FRASER-JOHNSTON | PHE4B4841 |  | Voluntarily Certified | HPAirCoolSinglePackage&lt;65k | False | False | 14 | 13 | [6 empty] | 8 | 8 |  |  |  |  | 47000 | All Heating | 11/01/2023 |  | 12/18/2023
Johnson Controls, Inc. | FRASER-JOHNSTON | PHE4B6041 |  | Voluntarily Certified | HPAirCoolSinglePackage&lt;65k | False | False | 14 | 13 | [6 empty] | 8 | 8 |  |  |  |  | 58000 | All Heating | 11/01/2023 |  | 12/18/2023
Johnson Controls, Inc. | FRASER-JOHNSTON | PHE4B3631 |  | Voluntarily Certified | HPAirCoolSinglePackage&lt;65k | False | False | 14 | 13 | [6 empty] | 8 | 8 |  |  |  |  | 35800 | All Heating | 11/01/2023 |  | 12/18/2023
Johnson Controls, Inc. | FRASER-JOHNSTON | PHE4B4831 |  | Voluntarily Certified | HPAirCoolSinglePackage&lt;65k | False | False | 14 | 13 | [6 empty] | 8 | 8 |  |  |  |  | 47000 | All Heating | 11/01/2023 |  | 12/18/2023
Johnson Controls, Inc. | FRASER-JOHNSTON | PHE4B6031 |  | Voluntarily Certified | HPAirCoolSinglePackage&lt;65k | False | False | 14 | 13 | [6 empty] | 8 | 8 |  |  |  |  | 58000 | All Heating | 11/01/2023 |  | 12/18/2023
Johnson Controls, Inc. | FRASER-JOHNSTON | PHE4B6044 |  | Voluntarily Certified | HPAirCoolSinglePackage&lt;65k | False | False | 14 | 13 | [6 empty] | 8 | 8 |  |  |  |  | 59500 | All Heating | 11/01/2023 |  | 12/18/2023
Johnson Controls, Inc. | FRASER-JOHNSTON | PHE4B4844 |  | Voluntarily Certified | HPAirCoolSinglePackage&lt;65k | False | False | 14 | 13 | [6 empty] | 8 | 8 |  |  |  |  | 48000 | All Heating | 11/01/2023 |  | 12/18/2023
Johnson Controls, Inc. | FRASER-JOHNSTON | PHE4B3644 |  | Voluntarily Certified | HPAirCoolSinglePackage&lt;65k | False | False | 14 | 13 | [6 empty] | 8 | 8 |  |  |  |  | 34800 | All Heating | 11/01/2023 |  | 12/18/2023
Johnson Controls, Inc. | FRASER-JOHNSTON | PHE4B6034 |  | Voluntarily Certified | HPAirCoolSinglePackage&lt;65k | False | False | 14 | 13 | [6 empty] | 8 | 8 |  |  |  |  | 59500 | All Heating | 11/01/2023 |  | 12/18/2023
Johnson Controls, Inc. | FRASER-JOHNSTON | PHE4B4834 |  | Voluntarily Certified | HPAirCoolSinglePackage&lt;65k | False | False | 14 | 13 | [6 empty] | 8 | 8 |  |  |  |  | 48000 | All Heating | 11/01/2023 |  | 12/18/2023
Johnson Controls, Inc. | Guardian | PHE6B4831 |  | Voluntarily Certified | HPAirCoolSinglePackage&lt;65k | False | False | 16 | 13 | [6 empty] | 8.2 | 8 |  |  |  |  | 46000 | All Heating | 11/01/2023 |  | 12/18/2023
Johnson Controls, Inc. | Guardian | PHE6B6031 |  | Voluntarily Certified | HPAirCoolSinglePackage&lt;65k | False | False | 15.2 | 13 | [6 empty] | 8.2 | 8 |  |  |  |  | 56000 | All Heating | 11/01/2023 |  | 12/18/2023
Johnson Controls, Inc. | Guardian | PHE6B6041 |  | Voluntarily Certified | HPAirCoolSinglePackage&lt;65k | False | False | 15.2 | 13 | [6 empty] | 8.2 | 8 |  |  |  |  | 56000 | All Heating | 11/01/2023 |  | 12/18/2023
Johnson Controls, Inc. | Guardian | PHE6B4841 |  | Voluntarily Certified | HPAirCoolSinglePackage&lt;65k | False | False | 16 | 13 | [6 empty] | 8.2 | 8 |  |  |  |  | 46000 | All Heating | 11/01/2023 |  | 12/18/2023
Johnson Controls, Inc. | Guardian | PHE4B6044 |  | Voluntarily Certified | HPAirCoolSinglePackage&lt;65k | False | False | 14 | 13 | [6 empty] | 8 | 8 |  |  |  |  | 59500 | All Heating | 11/01/2023 |  | 12/18/2023
Johnson Controls, Inc. | Guardian | PHE4B3634 |  | Voluntarily Certified | HPAirCoolSinglePackage&lt;65k | False | False | 14 | 13 | [6 empty] | 8 | 8 |  |  |  |  | 34800 | All Heating | 11/01/2023 |  | 12/18/2023
Johnson Controls, Inc. | Guardian | PHE4B4834 |  | Voluntarily Certified | HPAirCoolSinglePackage&lt;65k | False | False | 14 | 13 | [6 empty] | 8 | 8 |  |  |  |  | 48000 | All Heating | 11/01/2023 |  | 12/18/2023
Johnson Controls, Inc. | Guardian | PHE4B6034 |  | Voluntarily Certified | HPAirCoolSinglePackage&lt;65k | False | False | 14 | 13 | [6 empty] | 8 | 8 |  |  |  |  | 59500 | All Heating | 11/01/2023 |  | 12/18/2023
Johnson Controls, Inc. | Guardian | PHE4B3644 |  | Voluntarily Certified | HPAirCoolSinglePackage&lt;65k | False | False | 14 | 13 | [6 empty] | 8 | 8 |  |  |  |  | 34800 | All Heating | 11/01/2023 |  | 12/18/2023
Johnson Controls, Inc. | Guardian | PHE4B4844 |  | Voluntarily Certified | HPAirCoolSinglePackage&lt;65k | False | False | 14 | 13 | [6 empty] | 8 | 8 |  |  |  |  | 48000 | All Heating | 11/01/2023 |  | 12/18/2023
Johnson Controls, Inc. | Guardian | PHE4B3631 |  | Voluntarily Certified | HPAirCoolSinglePackage&lt;65k | False | False | 14 | 13 | [6 empty] | 8 | 8 |  |  |  |  | 35800 | All Heating | 11/01/2023 |  | 12/18/2023
Johnson Controls, Inc. | Guardian | PHE4B4831 |  | Voluntarily Certified | HPAirCoolSinglePackage&lt;65k | False | False | 14 | 13 | [6 empty] | 8 | 8 |  |  |  |  | 47000 | All Heating | 11/01/2023 |  | 12/18/2023
Johnson Controls, Inc. | Guardian | PHE4B6031 |  | Voluntarily Certified | HPAirCoolSinglePackage&lt;65k | False | False | 14 | 13 | [6 empty] | 8 | 8 |  |  |  |  | 58000 | All Heating | 11/01/2023 |  | 12/18/2023
Johnson Controls, Inc. | Guardian | PHE4B3641 |  | Voluntarily Certified | HPAirCoolSinglePackage&lt;65k | False | False | 14 | 13 | [6 empty] | 8 | 8 |  |  |  |  | 35800 | All Heating | 11/01/2023 |  | 12/18/2023
Johnson Controls, Inc. | Guardian | PHE4B4841 |  | Voluntarily Certified | HPAirCoolSinglePackage&lt;65k | False | False | 14 | 13 | [6 empty] | 8 | 8 |  |  |  |  | 47000 | All Heating | 11/01/2023 |  | 12/18/2023
Johnson Controls, Inc. | Guardian | PHE4B6041 |  | Voluntarily Certified | HPAirCoolSinglePackage&lt;65k | False | False | 14 | 13 | [6 empty] | 8 | 8 |  |  |  |  | 58000 | All Heating | 11/01/2023 |  | 12/18/2023
Johnson Controls, Inc. | Luxaire | PHE6B6044 |  | Voluntarily Certified | HPAirCoolSinglePackage&lt;65k | False | False | 15 | 13 | [6 empty] | 8 | 8 |  |  |  |  | 56500 | All Heating | 11/01/2023 |  | 12/18/2023
Johnson Controls, Inc. | Luxaire | PHE6B4831 |  | Voluntarily Certified | HPAirCoolSinglePackage&lt;65k | False | False | 16 | 13 | [6 empty] | 8.2 | 8 |  |  |  |  | 46000 | All Heating | 11/01/2023 |  | 12/18/2023
Johnson Controls, Inc. | Luxaire | PHE6B6031 |  | Voluntarily Certified | HPAirCoolSinglePackage&lt;65k | False | False | 15.2 | 13 | [6 empty] | 8.2 | 8 |  |  |  |  | 56000 | All Heating | 11/01/2023 |  | 12/18/2023
Johnson Controls, Inc. | Luxaire | PHE6B6041 |  | Voluntarily Certified | HPAirCoolSinglePackage&lt;65k | False | False | 15.2 | 13 | [6 empty] | 8.2 | 8 |  |  |  |  | 56000 | All Heating | 11/01/2023 |  | 12/18/2023
Johnson Controls, Inc. | Luxaire | PHE6B4841 |  | Voluntarily Certified | HPAirCoolSinglePackage&lt;65k | False | False | 16 | 13 | [6 empty] | 8.2 | 8 |  |  |  |  | 46000 | All Heating | 11/01/2023 |  | 12/18/2023
Johnson Controls, Inc. | Luxaire | PHE4B3634 |  | Voluntarily Certified | HPAirCoolSinglePackage&lt;65k | False | False | 14 | 13 | [6 empty] | 8 | 8 |  |  |  |  | 34800 | All Heating | 11/01/2023 |  | 12/18/2023
Johnson Controls, Inc. | Luxaire | PHE4B4834 |  | Voluntarily Certified | HPAirCoolSinglePackage&lt;65k | False | False | 14 | 13 | [6 empty] | 8 | 8 |  |  |  |  | 48000 | All Heating | 11/01/2023 |  | 12/18/2023
Johnson Controls, Inc. | Luxaire | PHE4B6034 |  | Voluntarily Certified | HPAirCoolSinglePackage&lt;65k | False | False | 14 | 13 | [6 empty] | 8 | 8 |  |  |  |  | 59500 | All Heating | 11/01/2023 |  | 12/18/2023
Johnson Controls, Inc. | Luxaire | PHE4B3644 |  | Voluntarily Certified | HPAirCoolSinglePackage&lt;65k | False | False | 14 | 13 | [6 empty] | 8 | 8 |  |  |  |  | 34800 | All Heating | 11/01/2023 |  | 12/18/2023
Johnson Controls, Inc. | Luxaire | PHE4B4844 |  | Voluntarily Certified | HPAirCoolSinglePackage&lt;65k | False | False | 14 | 13 | [6 empty] | 8 | 8 |  |  |  |  | 48000 | All Heating | 11/01/2023 |  | 12/18/2023
Johnson Controls, Inc. | Luxaire | PHE4B6044 |  | Voluntarily Certified | HPAirCoolSinglePackage&lt;65k | False | False | 14 | 13 | [6 empty] | 8 | 8 |  |  |  |  | 59500 | All Heating | 11/01/2023 |  | 12/18/2023
Johnson Controls, Inc. | Luxaire | PHE6B3634 |  | Voluntarily Certified | HPAirCoolSinglePackage&lt;65k | False | False | 15.5 | 13 | [6 empty] | 8 | 8 |  |  |  |  | 36400 | All Heating | 11/01/2023 |  | 12/18/2023
Johnson Controls, Inc. | Luxaire | PHE6B4844 |  | Voluntarily Certified | HPAirCoolSinglePackage&lt;65k | False | False | 15 | 13 | [6 empty] | 8 | 8 |  |  |  |  | 45500 | All Heating | 11/01/2023 |  | 12/18/2023
Johnson Controls, Inc. | Luxaire | PHE6B3644 |  | Voluntarily Certified | HPAirCoolSinglePackage&lt;65k | False | False | 15.5 | 13 | [6 empty] | 8 | 8 |  |  |  |  | 36000 | All Heating | 11/01/2023 |  | 12/18/2023
Johnson Controls, Inc. | Luxaire | PHE6B6034 |  | Voluntarily Certified | HPAirCoolSinglePackage&lt;65k | False | False | 15.5 | 13 | [6 empty] | 8 | 8 |  |  |  |  | 57000 | All Heating | 11/01/2023 |  | 12/18/2023
Johnson Controls, Inc. | Luxaire | PHE6B4834 |  | Voluntarily Certified | HPAirCoolSinglePackage&lt;65k | False | False | 15.5 | 13 | [6 empty] | 8 | 8 |  |  |  |  | 46500 | All Heating | 11/01/2023 |  | 12/18/2023
Johnson Controls, Inc. | Luxaire | PHE4B3631 |  | Voluntarily Certified | HPAirCoolSinglePackage&lt;65k | False | False | 14 | 13 | [6 empty] | 8 | 8 |  |  |  |  | 35800 | All Heating | 11/01/2023 |  | 12/18/2023
Johnson Controls, Inc. | Luxaire | PHE4B4831 |  | Voluntarily Certified | HPAirCoolSinglePackage&lt;65k | False | False | 14 | 13 | [6 empty] | 8 | 8 |  |  |  |  | 47000 | All Heating | 11/01/2023 |  | 12/18/2023
Johnson Controls, Inc. | Luxaire | PHE4B6031 |  | Voluntarily Certified | HPAirCoolSinglePackage&lt;65k | False | False | 14 | 13 | [6 empty] | 8 | 8 |  |  |  |  | 58000 | All Heating | 11/01/2023 |  | 12/18/2023
Johnson Controls, Inc. | Luxaire | PHE4B3641 |  | Voluntarily Certified | HPAirCoolSinglePackage&lt;65k | False | False | 14 | 13 | [6 empty] | 8 | 8 |  |  |  |  | 35800 | All Heating | 11/01/2023 |  | 12/18/2023
Johnson Controls, Inc. | Luxaire | PHE4B4841 |  | Voluntarily Certified | HPAirCoolSinglePackage&lt;65k | False | False | 14 | 13 | [6 empty] | 8 | 8 |  |  |  |  | 47000 | All Heating | 11/01/2023 |  | 12/18/2023
Johnson Controls, Inc. | Luxaire | PHE4B6041 |  | Voluntarily Certified | HPAirCoolSinglePackage&lt;65k | False | False | 14 | 13 | [6 empty] | 8 | 8 |  |  |  |  | 58000 | All Heating | 11/01/2023 |  | 12/18/2023
Johnson Controls, Inc. | York | PHE4B3634 |  | Voluntarily Certified | HPAirCoolSinglePackage&lt;65k | False | False | 14 | 13 | [6 empty] | 8 | 8 |  |  |  |  | 34800 | All Heating | 11/01/2023 |  | 12/18/2023
Johnson Controls, Inc. | York | PHE4B4834 |  | Voluntarily Certified | HPAirCoolSinglePackage&lt;65k | False | False | 14 | 13 | [6 empty] | 8 | 8 |  |  |  |  | 48000 | All Heating | 11/01/2023 |  | 12/18/2023
Johnson Controls, Inc. | York | PHE4B6034 |  | Voluntarily Certified | HPAirCoolSinglePackage&lt;65k | False | False | 14 | 13 | [6 empty] | 8 | 8 |  |  |  |  | 57500 | All Heating | 11/01/2023 |  | 12/18/2023
Johnson Controls, Inc. | York | PHE4B3644 |  | Voluntarily Certified | HPAirCoolSinglePackage&lt;65k | False | False | 14 | 13 | [6 empty] | 8 | 8 |  |  |  |  | 34800 | All Heating | 11/01/2023 |  | 12/18/2023
Johnson Controls, Inc. | York | PHE4B4844 |  | Voluntarily Certified | HPAirCoolSinglePackage&lt;65k | False | False | 14 | 13 | [6 empty] | 8 | 8 |  |  |  |  | 48000 | All Heating | 11/01/2023 |  | 12/18/2023
Johnson Controls, Inc. | York | PHE4B6044 |  | Voluntarily Certified | HPAirCoolSinglePackage&lt;65k | False | False | 14 | 13 | [6 empty] | 8 | 8 |  |  |  |  | 57500 | All Heating | 11/01/2023 |  | 12/18/2023
Johnson Controls, Inc. | York | PHE6B3634 |  | Voluntarily Certified | HPAirCoolSinglePackage&lt;65k | False | False | 15.5 | 13 | [6 empty] | 8 | 8 |  |  |  |  | 36400 | All Heating | 11/01/2023 |  | 12/18/2023
Johnson Controls, Inc. | York | PHE6B3644 |  | Voluntarily Certified | HPAirCoolSinglePackage&lt;65k | False | False | 15.5 | 13 | [6 empty] | 8 | 8 |  |  |  |  | 36000 | All Heating | 11/01/2023 |  | 12/18/2023
Johnson Controls, Inc. | York | PHE6B4834 |  | Voluntarily Certified | HPAirCoolSinglePackage&lt;65k | False | False | 15.5 | 13 | [6 empty] | 8 | 8 |  |  |  |  | 46500 | All Heating | 11/01/2023 |  | 12/18/2023
Johnson Controls, Inc. | York | PHE6B4844 |  | Voluntarily Certified | HPAirCoolSinglePackage&lt;65k | False | False | 15 | 13 | [6 empty] | 8 | 8 |  |  |  |  | 45500 | All Heating | 11/01/2023 |  | 12/18/2023
Johnson Controls, Inc. | York | PHE6B6034 |  | Voluntarily Certified | HPAirCoolSinglePackage&lt;65k | False | False | 15.5 | 13 | [6 empty] | 8 | 8 |  |  |  |  | 57000 | All Heating | 11/01/2023 |  | 12/18/2023
Johnson Controls, Inc. | York | PHE6B6044 |  | Voluntarily Certified | HPAirCoolSinglePackage&lt;65k | False | False | 15 | 13 | [6 empty] | 8 | 8 |  |  |  |  | 56500 | All Heating | 11/01/2023 |  | 12/18/2023
Johnson Controls, Inc. | York | PHE4B6031 |  | Voluntarily Certified | HPAirCoolSinglePackage&lt;65k | False | False | 14 | 13 | [6 empty] | 8 | 8 |  |  |  |  | 58000 | All Heating | 11/01/2023 |  | 12/18/2023
Johnson Controls, Inc. | York | PHE4B6041 |  | Voluntarily Certified | HPAirCoolSinglePackage&lt;65k | False | False | 14 | 13 | [6 empty] | 8 | 8 |  |  |  |  | 58000 | All Heating | 11/01/2023 |  | 12/18/2023
Johnson Controls, Inc. | York | PHE4B3631 |  | Voluntarily Certified | HPAirCoolSinglePackage&lt;65k | False | False | 14 | 13 | [6 empty] | 8 | 8 |  |  |  |  | 35800 | All Heating | 11/01/2023 |  | 12/18/2023
Johnson Controls, Inc. | York | PHE4B4831 |  | Voluntarily Certified | HPAirCoolSinglePackage&lt;65k | False | False | 14 | 13 | [6 empty] | 8 | 8 |  |  |  |  | 47000 | All Heating | 11/01/2023 |  | 12/18/2023
Johnson Controls, Inc. | York | PHE4B3641 |  | Voluntarily Certified | HPAirCoolSinglePackage&lt;65k | False | False | 14 | 13 | [6 empty] | 8 | 8 |  |  |  |  | 35800 | All Heating | 11/01/2023 |  | 12/18/2023
Johnson Controls, Inc. | York | PHE4B4841 |  | Voluntarily Certified | HPAirCoolSinglePackage&lt;65k | False | False | 14 | 13 | [6 empty] | 8 | 8 |  |  |  |  | 47000 | All Heating | 11/01/2023 |  | 12/18/2023
Johnson Controls, Inc. | York | PHE6B4831 |  | Voluntarily Certified | HPAirCoolSinglePackage&lt;65k | False | False | 16 | 13 | [6 empty] | 8.2 | 8 |  |  |  |  | 46000 | All Heating | 11/01/2023 |  | 12/18/2023
Johnson Controls, Inc. | York | PHE6B6031 |  | Voluntarily Certified | HPAirCoolSinglePackage&lt;65k | False | False | 15.2 | 13 | [6 empty] | 8.2 | 8 |  |  |  |  | 56000 | All Heating | 11/01/2023 |  | 12/18/2023
Johnson Controls, Inc. | York | PHE6B6041 |  | Voluntarily Certified | HPAirCoolSinglePackage&lt;65k | False | False | 15.2 | 13 | [6 empty] | 8.2 | 8 |  |  |  |  | 56000 | All Heating | 11/01/2023 |  | 12/18/2023
Johnson Controls, Inc. | York | PHE6B4841 |  | Voluntarily Certified | HPAirCoolSinglePackage&lt;65k | False | False | 16 | 13 | [6 empty] | 8.2 | 8 |  |  |  |  | 46000 | All Heating | 11/01/2023 |  | 12/18/2023
Carrier Corp. - Syracuse | CARRIER CORPORATION | 50FCQ*07* |  | Voluntarily Certified | HPAirCoolAllPhase&gt;=65k&lt;1 | False | False |  |  |  |  | 10.56 |  | 15 | 14.1 |  |  |  |  | 3.6 | 3.4 | 67000 | Electric Resistance Heating Or | 11/08/2023 |  | 12/18/2023
Carrier Corp. - Syracuse | Day & Night | RHV072* |  | Voluntarily Certified | HPAirCoolAllPhase&gt;=65k&lt;1 | False | False |  |  |  |  | 10.56 |  | 15 | 14.1 |  |  |  |  | 3.6 | 3.4 | 67000 | Electric Resistance Heating Or | 11/13/2023 |  | 12/18/2023
Carrier Corp. - Syracuse | ICP Commercial | RHV072* |  | Voluntarily Certified | HPAirCoolAllPhase&gt;=65k&lt;1 | False | False |  |  |  |  | 10.56 |  | 15 | 14.1 |  |  |  |  | 3.6 | 3.4 | 67000 | Electric Resistance Heating Or | 11/13/2023 |  | 12/18/2023
Carrier Corp. - Syracuse | Airquest | RHV072* |  | Voluntarily Certified | HPAirCoolAllPhase&gt;=65k&lt;1 | False | False |  |  |  |  | 10.56 |  | 15 | 14.1 |  |  |  |  | 3.6 | 3.4 | 67000 | Electric Resistance Heating Or | 11/08/2023 |  | 12/18/2023
Carrier Corp. - Syracuse | Arcoaire | RHV072* |  | Voluntarily Certified | HPAirCoolAllPhase&gt;=65k&lt;1 | False | False |  |  |  |  | 10.56 |  | 15 | 14.1 |  |  |  |  | 3.6 | 3.4 | 67000 | Electric Resistance Heating Or | 11/08/2023 |  | 12/18/2023
Carrier Corp. - Syracuse | Comfortmaker | RHV072* |  | Voluntarily Certified | HPAirCoolAllPhase&gt;=65k&lt;1 | False | False |  |  |  |  | 10.56 |  | 15 | 14.1 |  |  |  |  | 3.6 | 3.4 | 67000 | Electric Resistance Heating Or | 11/13/2023 |  | 12/18/2023
Carrier Corp. - Syracuse | Heil | RHV072* |  | Voluntarily Certified | HPAirCoolAllPhase&gt;=65k&lt;1 | False | False |  |  |  |  | 10.56 |  | 15 | 14.1 |  |  |  |  | 3.6 | 3.4 | 67000 | Electric Resistance Heating Or | 11/13/2023 |  | 12/18/2023
Carrier Corp. - Syracuse | Keeprite | RHV072* |  | Voluntarily Certified | HPAirCoolAllPhase&gt;=65k&lt;1 | False | False |  |  |  |  | 10.56 |  | 15 | 14.1 |  |  |  |  | 3.6 | 3.4 | 67000 | Electric Resistance Heating Or | 11/13/2023 |  | 12/18/2023
Carrier Corp. - Syracuse | Tempstar | RHV072* |  | Voluntarily Certified | HPAirCoolAllPhase&gt;=65k&lt;1 | False | False |  |  |  |  | 10.56 |  | 15 | 14.1 |  |  |  |  | 3.6 | 3.4 | 67000 | Electric Resistance Heating Or | 11/13/2023 |  | 12/18/2023
Carrier Corp. - Syracuse | Bryant Heating & Cooling Systems | 547K*07* |  | Voluntarily Certified | HPAirCoolAllPhase&gt;=65k&lt;1 | False | False |  |  |  |  | 10.56 |  | 15 | 14.1 |  |  |  |  | 3.6 | 3.4 | 67000 | Electric Resistance Heating Or | 11/08/2023 |  | 12/18/2023
Johnson Controls, Inc. | CHAMPION, UNITARY PRODUCTS GROUP - COMMERCIAL | ZYE09A(2,4,5)*3******** |  | Voluntarily Certified | ACAirCoolAllPhase&gt;=65k&lt;1 | False | False |  |  |  |  | 12.2 |  | 14.8 | 14.8 | [6 empty] | 98000 | Electric Resistance Heating Or | 11/13/2023 |  | 12/18/2023
Johnson Controls, Inc. | CHAMPION, UNITARY PRODUCTS GROUP - COMMERCIAL | XXE08A(2,4,5)*3********* |  | Voluntarily Certified | HPAirCoolAllPhase&gt;=65k&lt;1 | False | False |  |  |  |  | 11.5 |  | 15.1 | 14.1 |  |  |  |  | 3.5 | 3.4 | 90000 | Electric Resistance Heating Or | 11/13/2023 |  | 12/18/2023
Johnson Controls, Inc. | CHAMPION, UNITARY PRODUCTS GROUP - COMMERCIAL | XYE09A(2,4,5)*3******* |  | Voluntarily Certified | HPAirCoolAllPhase&gt;=65k&lt;1 | False | False |  |  |  |  | 12 |  | 15.8 | 14.1 |  |  |  |  | 3.4 | 3.4 | 98000 | Electric Resistance Heating Or | 11/13/2023 |  | 12/18/2023
Johnson Controls, Inc. | CHAMPION, UNITARY PRODUCTS GROUP - COMMERCIAL | XYE08A(2,4,5)*3******* |  | Voluntarily Certified | HPAirCoolAllPhase&gt;=65k&lt;1 | False | False |  |  |  |  | 12.1 |  | 16 | 14.1 |  |  |  |  | 3.5 | 3.4 | 88000 | Electric Resistance Heating Or | 11/13/2023 |  | 12/18/2023
Johnson Controls, Inc. | Coleman | XYE08A(2,4,5)*3******* |  | Voluntarily Certified | HPAirCoolAllPhase&gt;=65k&lt;1 | False | False |  |  |  |  | 12.1 |  | 16 | 14.1 |  |  |  |  | 3.5 | 3.4 | 88000 | Electric Resistance Heating Or | 11/13/2023 |  | 12/18/2023
Johnson Controls, Inc. | Coleman | XXE08A(2,4,5)*3********* |  | Voluntarily Certified | HPAirCoolAllPhase&gt;=65k&lt;1 | False | False |  |  |  |  | 11.5 |  | 15.1 | 14.1 |  |  |  |  | 3.5 | 3.4 | 90000 | Electric Resistance Heating Or | 11/13/2023 |  | 12/18/2023
Johnson Controls, Inc. | Coleman | XYE09A(2,4,5)*3******* |  | Voluntarily Certified | HPAirCoolAllPhase&gt;=65k&lt;1 | False | False |  |  |  |  | 12 |  | 15.8 | 14.1 |  |  |  |  | 3.4 | 3.4 | 98000 | Electric Resistance Heating Or | 11/13/2023 |  | 12/18/2023
Johnson Controls, Inc. | Coleman | ZYE09A(2,4,5)*3******** |  | Voluntarily Certified | ACAirCoolAllPhase&gt;=65k&lt;1 | False | False |  |  |  |  | 12.2 |  | 14.8 | 14.8 | [6 empty] | 98000 | Electric Resistance Heating Or | 11/13/2023 |  | 12/18/2023
Johnson Controls, Inc. | York | XYE08A(2,4,5)*3******* |  | Voluntarily Certified | HPAirCoolAllPhase&gt;=65k&lt;1 | False | False |  |  |  |  | 12.1 |  | 16 | 14.1 |  |  |  |  | 3.5 | 3.4 | 88000 | Electric Resistance Heating Or | 11/13/2023 |  | 12/18/2023
Johnson Controls, Inc. | York | XYE09A(2,4,5)*3******* |  | Voluntarily Certified | HPAirCoolAllPhase&gt;=65k&lt;1 | False | False |  |  |  |  | 12 |  | 15.8 | 14.1 |  |  |  |  | 3.4 | 3.4 | 98000 | Electric Resistance Heating Or | 11/13/2023 |  | 12/18/2023
Johnson Controls, Inc. | York | XXE08A(2,4,5)*3********* |  | Voluntarily Certified | HPAirCoolAllPhase&gt;=65k&lt;1 | False | False |  |  |  |  | 11.5 |  | 15.1 | 14.1 |  |  |  |  | 3.5 | 3.4 | 90000 | Electric Resistance Heating Or | 11/13/2023 |  | 12/18/2023
Johnson Controls, Inc. | York | ZYE09A(2,4,5)*3******** |  | Voluntarily Certified | ACAirCoolAllPhase&gt;=65k&lt;1 | False | False |  |  |  |  | 12.2 |  | 14.8 | 14.8 | [6 empty] | 98000 | Electric Resistance Heating Or | 11/13/2023 |  | 12/18/2023
Johnson Controls, Inc. | York | YX28C**[G,H,J,K,L](2,4,5,B,D,E)********2 |  | Voluntarily Certified | ACAirCoolAllPhase&gt;=240k&lt; | False | False |  |  |  |  | 10.8 |  | 15.2 | 13.2 | [6 empty] | 306000 | Electric Resistance Heating Or | 11/13/2023 |  | 12/18/2023
Johnson Controls, Inc. | York | YX28C**[P,Q,R,S,T](2,4,5,B,D,E)********2 |  | Voluntarily Certified | ACAirCoolAllPhase&gt;=240k&lt; | False | False |  |  |  |  | 10.8 |  | 14.1 | 13.2 | [6 empty] | 308000 | Electric Resistance Heating Or | 11/13/2023 |  | 12/18/2023
Johnson Controls, Inc. | York | YX28C**[W,X,Y,Z](2,4,5,B,D,E)********2 |  | Voluntarily Certified | ACAirCoolAllPhase&gt;=240k&lt; | False | False |  |  |  |  | 10.8 |  | 14.7 | 13.2 | [6 empty] | 306000 | Electric Resistance Heating Or | 11/13/2023 |  | 12/18/2023
Johnson Controls, Inc. | York | YX28[N,S,T]**[P,Q,R,S,T](2,4,5,B,D,E)********2 |  | Voluntarily Certified | ACAirCoolAllPhase&gt;=240k&lt; | False | False |  |  |  |  | 10.5 |  | 13.8 | 13 | [6 empty] | 308000 | Heating Other Than Electric Re | 11/13/2023 |  | 12/18/2023
Johnson Controls, Inc. | York | YX30C**[G,H,J,K,L](2,4,5,B,D,E)********2 |  | Voluntarily Certified | ACAirCoolAllPhase&gt;=240k&lt; | False | False |  |  |  |  | 10.9 |  | 14.1 | 13.2 | [6 empty] | 330000 | Electric Resistance Heating Or | 11/13/2023 |  | 12/18/2023
Johnson Controls, Inc. | York | YX30C**[P,Q,R,S,T](2,4,5,B,D,E)********2 |  | Voluntarily Certified | ACAirCoolAllPhase&gt;=240k&lt; | False | False |  |  |  |  | 10.9 |  | 13.6 | 13.2 | [6 empty] | 334000 | Electric Resistance Heating Or | 11/13/2023 |  | 12/18/2023
Johnson Controls, Inc. | York | YX30C**[W,X,Y,Z](2,4,5,B,D,E)********2 |  | Voluntarily Certified | ACAirCoolAllPhase&gt;=240k&lt; | False | False |  |  |  |  | 10.9 |  | 14.3 | 13.2 | [6 empty] | 330000 | Electric Resistance Heating Or | 11/13/2023 |  | 12/18/2023
Johnson Controls, Inc. | York | YX30[N,S,T]**[P,Q,R,S,T](2,4,5,B,D,E)********2 |  | Voluntarily Certified | ACAirCoolAllPhase&gt;=240k&lt; | False | False |  |  |  |  | 10.5 |  | 13.4 | 13 | [6 empty] | 334000 | Heating Other Than Electric Re | 11/13/2023 |  | 12/18/2023
Johnson Controls, Inc. | York | YX35C**[G,H,J,K,L](2,4,5,B,D,E)********2 |  | Voluntarily Certified | ACAirCoolAllPhase&gt;=240k&lt; | False | False |  |  |  |  | 10.8 |  | 15.2 | 13.2 | [6 empty] | 388000 | Electric Resistance Heating Or | 11/13/2023 |  | 12/18/2023
Johnson Controls, Inc. | York | YX35C**[P,Q,R,S,T](2,4,5,B,D,E)********2 |  | Voluntarily Certified | ACAirCoolAllPhase&gt;=240k&lt; | False | False |  |  |  |  | 10.7 |  | 14.7 | 13.2 | [6 empty] | 386000 | Electric Resistance Heating Or | 11/13/2023 |  | 12/18/2023
Johnson Controls, Inc. | York | YX35C**[W,X,Y,Z](2,4,5,B,D,E)********2 |  | Voluntarily Certified | ACAirCoolAllPhase&gt;=240k&lt; | False | False |  |  |  |  | 10.7 |  | 15.4 | 13.2 | [6 empty] | 388000 | Electric Resistance Heating Or | 11/13/2023 |  | 12/18/2023
Johnson Controls, Inc. | York | YX35[N,S,T]**[P,Q,R,S,T](2,4,5,B,D,E)********2 |  | Voluntarily Certified | ACAirCoolAllPhase&gt;=240k&lt; | False | False |  |  |  |  | 10.5 |  | 14.4 | 13 | [6 empty] | 386000 | Heating Other Than Electric Re | 11/13/2023 |  | 12/18/2023
Johnson Controls, Inc. | York | YX40C**[G,H,J,K,L](2,4,5,B,D,E)********2 |  | Voluntarily Certified | ACAirCoolAllPhase&gt;=240k&lt; | False | False |  |  |  |  | 11.1 |  | 15.4 | 13.2 | [6 empty] | 415000 | Electric Resistance Heating Or | 11/13/2023 |  | 12/18/2023
Johnson Controls, Inc. | York | YX40C**[P,Q,R,S,T](2,4,5,B,D,E)********2 |  | Voluntarily Certified | ACAirCoolAllPhase&gt;=240k&lt; | False | False |  |  |  |  | 11.1 |  | 14.9 | 13.2 | [6 empty] | 415000 | Electric Resistance Heating Or | 11/13/2023 |  | 12/18/2023
Johnson Controls, Inc. | York | YX40C**[W,X,Y,Z](2,4,5,B,D,E)********2 |  | Voluntarily Certified | ACAirCoolAllPhase&gt;=240k&lt; | False | False |  |  |  |  | 11.1 |  | 15.4 | 13.2 | [6 empty] | 415000 | Electric Resistance Heating Or | 11/13/2023 |  | 12/18/2023
Johnson Controls, Inc. | York | YX40[N,S,T]**[P,Q,R,S,T](2,4,5,B,D,E)********2 |  | Voluntarily Certified | ACAirCoolAllPhase&gt;=240k&lt; | False | False |  |  |  |  | 10.8 |  | 14.6 | 13 | [6 empty] | 415000 | Heating Other Than Electric Re | 11/13/2023 |  | 12/18/2023
Johnson Controls, Inc. | York | YX50C**[G,H,J,K,L](2,4,5,B,D,E)********2 |  | Voluntarily Certified | ACAirCoolAllPhase&gt;=240k&lt; | False | False |  |  |  |  | 10.8 |  | 16 | 13.2 | [6 empty] | 535000 | Electric Resistance Heating Or | 11/13/2023 |  | 12/18/2023
Johnson Controls, Inc. | York | YX50C**[P,Q,R,S,T](2,4,5,B,D,E)********2 |  | Voluntarily Certified | ACAirCoolAllPhase&gt;=240k&lt; | False | False |  |  |  |  | 10.5 |  | 14.6 | 13.2 | [6 empty] | 530000 | Electric Resistance Heating Or | 11/13/2023 |  | 12/18/2023
Johnson Controls, Inc. | York | YX50C**[W,X,Y,Z](2,4,5,B,D,E)********2 |  | Voluntarily Certified | ACAirCoolAllPhase&gt;=240k&lt; | False | False |  |  |  |  | 10.8 |  | 16 | 13.2 | [6 empty] | 535000 | Electric Resistance Heating Or | 11/13/2023 |  | 12/18/2023
Johnson Controls, Inc. | York | YX50[N,S,T]**[P,Q,R,S,T](2,4,5,B,D,E)********2 |  | Voluntarily Certified | ACAirCoolAllPhase&gt;=240k&lt; | False | False |  |  |  |  | 10.3 |  | 14.4 | 13 | [6 empty] | 530000 | Heating Other Than Electric Re | 11/13/2023 |  | 12/18/2023
Johnson Controls, Inc. | York | YY28C**[G,H,J,K,L](2,4,5,B,D,E)********2 |  | Voluntarily Certified | ACAirCoolAllPhase&gt;=240k&lt; | False | False |  |  |  |  | 10.8 |  | 15.2 | 13.2 | [6 empty] | 306000 | Electric Resistance Heating Or | 11/13/2023 |  | 12/18/2023
Johnson Controls, Inc. | York | YY28C**[P,Q,R,S,T](2,4,5,B,D,E)********2 |  | Voluntarily Certified | ACAirCoolAllPhase&gt;=240k&lt; | False | False |  |  |  |  | 10.8 |  | 14.4 | 13.2 | [6 empty] | 308000 | Electric Resistance Heating Or | 11/13/2023 |  | 12/18/2023
Johnson Controls, Inc. | York | YY28C**[W,X,Y,Z](2,4,5,B,D,E)********2 |  | Voluntarily Certified | ACAirCoolAllPhase&gt;=240k&lt; | False | False |  |  |  |  | 10.8 |  | 15.2 | 13.2 | [6 empty] | 306000 | Electric Resistance Heating Or | 11/13/2023 |  | 12/18/2023
Johnson Controls, Inc. | York | YY28[N,S,T]**[G,H,J,K,L](2,4,5,B,D,E)********2 |  | Voluntarily Certified | ACAirCoolAllPhase&gt;=240k&lt; | False | False |  |  |  |  | 10.5 |  | 14.6 | 13 | [6 empty] | 306000 | Heating Other Than Electric Re | 11/13/2023 |  | 12/18/2023
Johnson Controls, Inc. | York | YY28[N,S,T]**[P,Q,R,S,T](2,4,5,B,D,E)********2 |  | Voluntarily Certified | ACAirCoolAllPhase&gt;=240k&lt; | False | False |  |  |  |  | 10.5 |  | 13.8 | 13 | [6 empty] | 308000 | Heating Other Than Electric Re | 11/13/2023 |  | 12/18/2023
Johnson Controls, Inc. | York | YY28[N,S,T]**[W,X,Y,Z](2,4,5,B,D,E)********2 |  | Voluntarily Certified | ACAirCoolAllPhase&gt;=240k&lt; | False | False |  |  |  |  | 10.5 |  | 14.8 | 13 | [6 empty] | 306000 | Heating Other Than Electric Re | 11/13/2023 |  | 12/18/2023
Johnson Controls, Inc. | York | YY30C**[G,H,J,K,L](2,4,5,B,D,E)********2 |  | Voluntarily Certified | ACAirCoolAllPhase&gt;=240k&lt; | False | False |  |  |  |  | 10.9 |  | 15.1 | 13.2 | [6 empty] | 330000 | Electric Resistance Heating Or | 11/13/2023 |  | 12/18/2023
Johnson Controls, Inc. | York | YY30C**[P,Q,R,S,T](2,4,5,B,D,E)********2 |  | Voluntarily Certified | ACAirCoolAllPhase&gt;=240k&lt; | False | False |  |  |  |  | 10.9 |  | 14.4 | 13.2 | [6 empty] | 336000 | Electric Resistance Heating Or | 11/13/2023 |  | 12/18/2023
Johnson Controls, Inc. | York | YY30C**[W,X,Y,Z](2,4,5,B,D,E)********2 |  | Voluntarily Certified | ACAirCoolAllPhase&gt;=240k&lt; | False | False |  |  |  |  | 10.9 |  | 14.6 | 13.2 | [6 empty] | 330000 | Electric Resistance Heating Or | 11/13/2023 |  | 12/18/2023
Johnson Controls, Inc. | York | YY30[N,S,T]**[G,H,J,K,L](2,4,5,B,D,E)********2 |  | Voluntarily Certified | ACAirCoolAllPhase&gt;=240k&lt; | False | False |  |  |  |  | 10.8 |  | 14.6 | 13 | [6 empty] | 330000 | Heating Other Than Electric Re | 11/13/2023 |  | 12/18/2023
Johnson Controls, Inc. | York | YY30[N,S,T]**[P,Q,R,S,T](2,4,5,B,D,E)********2 |  | Voluntarily Certified | ACAirCoolAllPhase&gt;=240k&lt; | False | False |  |  |  |  | 10.8 |  | 14 | 13 | [6 empty] | 336000 | Heating Other Than Electric Re | 11/13/2023 |  | 12/18/2023
Johnson Controls, Inc. | York | YY30[N,S,T]**[W,X,Y,Z](2,4,5,B,D,E)********2 |  | Voluntarily Certified | ACAirCoolAllPhase&gt;=240k&lt; | False | False |  |  |  |  | 10.8 |  | 14.3 | 13 | [6 empty] | 330000 | Heating Other Than Electric Re | 11/13/2023 |  | 12/18/2023
Johnson Controls, Inc. | York | YY35C**[G,H,J,K,L](2,4,5,B,D,E)********2 |  | Voluntarily Certified | ACAirCoolAllPhase&gt;=240k&lt; | False | False |  |  |  |  | 10.8 |  | 15.4 | 13.2 | [6 empty] | 388000 | Electric Resistance Heating Or | 11/13/2023 |  | 12/18/2023
Johnson Controls, Inc. | York | YY35C**[P,Q,R,S,T](2,4,5,B,D,E)********2 |  | Voluntarily Certified | ACAirCoolAllPhase&gt;=240k&lt; | False | False |  |  |  |  | 10.8 |  | 15.1 | 13.2 | [6 empty] | 388000 | Electric Resistance Heating Or | 11/13/2023 |  | 12/18/2023
Johnson Controls, Inc. | York | YY35C**[W,X,Y,Z](2,4,5,B,D,E)********2 |  | Voluntarily Certified | ACAirCoolAllPhase&gt;=240k&lt; | False | False |  |  |  |  | 10.8 |  | 15.5 | 13.2 | [6 empty] | 388000 | Electric Resistance Heating Or | 11/13/2023 |  | 12/18/2023
Johnson Controls, Inc. | York | YY35[N,S,T]**[G,H,J,K,L](2,4,5,B,D,E)********2 |  | Voluntarily Certified | ACAirCoolAllPhase&gt;=240k&lt; | False | False |  |  |  |  | 10.5 |  | 15 | 13 | [6 empty] | 388000 | Heating Other Than Electric Re | 11/13/2023 |  | 12/18/2023
Johnson Controls, Inc. | York | YY35[N,S,T]**[P,Q,R,S,T](2,4,5,B,D,E)********2 |  | Voluntarily Certified | ACAirCoolAllPhase&gt;=240k&lt; | False | False |  |  |  |  | 10.5 |  | 14.6 | 13 | [6 empty] | 388000 | Heating Other Than Electric Re | 11/13/2023 |  | 12/18/2023
Johnson Controls, Inc. | York | YY35[N,S,T]**[W,X,Y,Z](2,4,5,B,D,E)********2 |  | Voluntarily Certified | ACAirCoolAllPhase&gt;=240k&lt; | False | False |  |  |  |  | 10.5 |  | 15.2 | 13 | [6 empty] | 388000 | Heating Other Than Electric Re | 11/13/2023 |  | 12/18/2023
Johnson Controls, Inc. | York | YY40C**[G,H,J,K,L](2,4,5,B,D,E)********2 |  | Voluntarily Certified | ACAirCoolAllPhase&gt;=240k&lt; | False | False |  |  |  |  | 11.1 |  | 15.4 | 13.2 | [6 empty] | 415000 | Electric Resistance Heating Or | 11/13/2023 |  | 12/18/2023
Johnson Controls, Inc. | York | YY40C**[P,Q,R,S,T](2,4,5,B,D,E)********2 |  | Voluntarily Certified | ACAirCoolAllPhase&gt;=240k&lt; | False | False |  |  |  |  | 11.1 |  | 14.9 | 13.2 | [6 empty] | 415000 | Electric Resistance Heating Or | 11/13/2023 |  | 12/18/2023
Johnson Controls, Inc. | York | YY40C**[W,X,Y,Z](2,4,5,B,D,E)********2 |  | Voluntarily Certified | ACAirCoolAllPhase&gt;=240k&lt; | False | False |  |  |  |  | 11.1 |  | 16.2 | 13.2 | [6 empty] | 415000 | Electric Resistance Heating Or | 11/13/2023 |  | 12/18/2023
Johnson Controls, Inc. | York | YY40[N,S,T]**[G,H,J,K,L](2,4,5,B,D,E)********2 |  | Voluntarily Certified | ACAirCoolAllPhase&gt;=240k&lt; | False | False |  |  |  |  | 10.8 |  | 15.2 | 13 | [6 empty] | 415000 | Heating Other Than Electric Re | 11/13/2023 |  | 12/18/2023
Johnson Controls, Inc. | York | YY40[N,S,T]**[P,Q,R,S,T](2,4,5,B,D,E)********2 |  | Voluntarily Certified | ACAirCoolAllPhase&gt;=240k&lt; | False | False |  |  |  |  | 10.8 |  | 14.6 | 13 | [6 empty] | 415000 | Heating Other Than Electric Re | 11/13/2023 |  | 12/18/2023
Johnson Controls, Inc. | York | YY40[N,S,T]**[W,X,Y,Z](2,4,5,B,D,E)********2 |  | Voluntarily Certified | ACAirCoolAllPhase&gt;=240k&lt; | False | False |  |  |  |  | 10.8 |  | 16 | 13 | [6 empty] | 415000 | Heating Other Than Electric Re | 11/13/2023 |  | 12/18/2023
Johnson Controls, Inc. | York | YY50C**[G,H,J,K,L](2,4,5,B,D,E)********2 |  | Voluntarily Certified | ACAirCoolAllPhase&gt;=240k&lt; | False | False |  |  |  |  | 10.8 |  | 16 | 13.2 | [6 empty] | 535000 | Electric Resistance Heating Or | 11/13/2023 |  | 12/18/2023
Johnson Controls, Inc. | York | YY50C**[P,Q,R,S,T](2,4,5,B,D,E)********2 |  | Voluntarily Certified | ACAirCoolAllPhase&gt;=240k&lt; | False | False |  |  |  |  | 10.6 |  | 15.1 | 13.2 | [6 empty] | 540000 | Electric Resistance Heating Or | 11/13/2023 |  | 12/18/2023
Johnson Controls, Inc. | York | YY50C**[W,X,Y,Z](2,4,5,B,D,E)********2 |  | Voluntarily Certified | ACAirCoolAllPhase&gt;=240k&lt; | False | False |  |  |  |  | 10.8 |  | 16.2 | 13.2 | [6 empty] | 535000 | Electric Resistance Heating Or | 11/13/2023 |  | 12/18/2023
Johnson Controls, Inc. | York | YY50[N,S,T]**[G,H,J,K,L](2,4,5,B,D,E)********2 |  | Voluntarily Certified | ACAirCoolAllPhase&gt;=240k&lt; | False | False |  |  |  |  | 10.4 |  | 15.8 | 13 | [6 empty] | 535000 | Heating Other Than Electric Re | 11/13/2023 |  | 12/18/2023
Johnson Controls, Inc. | York | YY50[N,S,T]**[P,Q,R,S,T](2,4,5,B,D,E)********2 |  | Voluntarily Certified | ACAirCoolAllPhase&gt;=240k&lt; | False | False |  |  |  |  | 10.4 |  | 14.9 | 13 | [6 empty] | 540000 | Heating Other Than Electric Re | 11/13/2023 |  | 12/18/2023
Johnson Controls, Inc. | York | YY50[N,S,T]**[W,X,Y,Z](2,4,5,B,D,E)********2 |  | Voluntarily Certified | ACAirCoolAllPhase&gt;=240k&lt; | False | False |  |  |  |  | 10.4 |  | 16 | 13 | [6 empty] | 535000 | Heating Other Than Electric Re | 11/13/2023 |  | 12/18/2023
Johnson Controls, Inc. | FRASER - JOHNSTON | XYE09A(2,4,5)*3******* |  | Voluntarily Certified | HPAirCoolAllPhase&gt;=65k&lt;1 | False | False |  |  |  |  | 12 |  | 15.8 | 14.1 |  |  |  |  | 3.4 | 3.4 | 98000 | Electric Resistance Heating Or | 11/13/2023 |  | 12/18/2023
Johnson Controls, Inc. | FRASER - JOHNSTON | XXE08A(2,4,5)*3********* |  | Voluntarily Certified | HPAirCoolAllPhase&gt;=65k&lt;1 | False | False |  |  |  |  | 11.5 |  | 15.1 | 14.1 |  |  |  |  | 3.5 | 3.4 | 90000 | Electric Resistance Heating Or | 11/13/2023 |  | 12/18/2023
Johnson Controls, Inc. | FRASER - JOHNSTON | XYE08A(2,4,5)*3******* |  | Voluntarily Certified | HPAirCoolAllPhase&gt;=65k&lt;1 | False | False |  |  |  |  | 12.1 |  | 16 | 14.1 |  |  |  |  | 3.5 | 3.4 | 88000 | Electric Resistance Heating Or | 11/13/2023 |  | 12/18/2023
Johnson Controls, Inc. | FRASER - JOHNSTON | ZYE09A(2,4,5)*3******** |  | Voluntarily Certified | ACAirCoolAllPhase&gt;=65k&lt;1 | False | False |  |  |  |  | 12.2 |  | 14.8 | 14.8 | [6 empty] | 98000 | Electric Resistance Heating Or | 11/13/2023 |  | 12/18/2023
Johnson Controls, Inc. | TEMPMASTER, UNITARY PRODUCTS GROUP - COMMERCIAL | XYE08A(2,4,5)*3******* |  | Voluntarily Certified | HPAirCoolAllPhase&gt;=65k&lt;1 | False | False |  |  |  |  | 12.1 |  | 16 | 14.1 |  |  |  |  | 3.5 | 3.4 | 88000 | Electric Resistance Heating Or | 11/13/2023 |  | 12/18/2023
Johnson Controls, Inc. | TEMPMASTER, UNITARY PRODUCTS GROUP - COMMERCIAL | XYE09A(2,4,5)*3******* |  | Voluntarily Certified | HPAirCoolAllPhase&gt;=65k&lt;1 | False | False |  |  |  |  | 12 |  | 15.8 | 14.1 |  |  |  |  | 3.4 | 3.4 | 98000 | Electric Resistance Heating Or | 11/13/2023 |  | 12/18/2023
Johnson Controls, Inc. | TEMPMASTER, UNITARY PRODUCTS GROUP - COMMERCIAL | ZYE09A(2,4,5)*3******** |  | Voluntarily Certified | ACAirCoolAllPhase&gt;=65k&lt;1 | False | False |  |  |  |  | 12.2 |  | 14.8 | 14.8 | [6 empty] | 98000 | Electric Resistance Heating Or | 11/13/2023 |  | 12/18/2023
Johnson Controls, Inc. | TEMPMASTER, UNITARY PRODUCTS GROUP - COMMERCIAL | XXE08A(2,4,5)*3********* |  | Voluntarily Certified | HPAirCoolAllPhase&gt;=65k&lt;1 | False | False |  |  |  |  | 11.5 |  | 15.1 | 14.1 |  |  |  |  | 3.5 | 3.4 | 90000 | Electric Resistance Heating Or | 11/13/2023 |  | 12/18/2023
Johnson Controls, Inc. | Luxaire | ZYE09A(2,4,5)*3******** |  | Voluntarily Certified | ACAirCoolAllPhase&gt;=65k&lt;1 | False | False |  |  |  |  | 12.2 |  | 14.8 | 14.8 | [6 empty] | 98000 | Electric Resistance Heating Or | 11/13/2023 |  | 12/18/2023
Johnson Controls, Inc. | Luxaire | XXE08A(2,4,5)*3********* |  | Voluntarily Certified | HPAirCoolAllPhase&gt;=65k&lt;1 | False | False |  |  |  |  | 11.5 |  | 15.1 | 14.1 |  |  |  |  | 3.5 | 3.4 | 90000 | Electric Resistance Heating Or | 11/13/2023 |  | 12/18/2023
Johnson Controls, Inc. | Luxaire | XYE08A(2,4,5)*3******* |  | Voluntarily Certified | HPAirCoolAllPhase&gt;=65k&lt;1 | False | False |  |  |  |  | 12.1 |  | 16 | 14.1 |  |  |  |  | 3.5 | 3.4 | 88000 | Electric Resistance Heating Or | 11/13/2023 |  | 12/18/2023
Johnson Controls, Inc. | Luxaire | XYE09A(2,4,5)*3******* |  | Voluntarily Certified | HPAirCoolAllPhase&gt;=65k&lt;1 | False | False |  |  |  |  | 12 |  | 15.8 | 14.1 |  |  |  |  | 3.4 | 3.4 | 98000 | Electric Resistance Heating Or | 11/13/2023 |  | 12/18/2023
Johnson Controls, Inc. | Johnson Controls | XYE09A(2,4,5)*3******* |  | Voluntarily Certified | HPAirCoolAllPhase&gt;=65k&lt;1 | False | False |  |  |  |  | 12 |  | 15.8 | 14.1 |  |  |  |  | 3.4 | 3.4 | 98000 | Electric Resistance Heating Or | 11/13/2023 |  | 12/18/2023
Johnson Controls, Inc. | Johnson Controls | XXE08A(2,4,5)*3********* |  | Voluntarily Certified | HPAirCoolAllPhase&gt;=65k&lt;1 | False | False |  |  |  |  | 11.5 |  | 15.1 | 14.1 |  |  |  |  | 3.5 | 3.4 | 90000 | Electric Resistance Heating Or | 11/13/2023 |  | 12/18/2023
Johnson Controls, Inc. | Johnson Controls | XYE08A(2,4,5)*3******* |  | Voluntarily Certified | HPAirCoolAllPhase&gt;=65k&lt;1 | False | False |  |  |  |  | 12.1 |  | 16 | 14.1 |  |  |  |  | 3.5 | 3.4 | 88000 | Electric Resistance Heating Or | 11/13/2023 |  | 12/18/2023
Johnson Controls, Inc. | Johnson Controls | ZYE09A(2,4,5)*3******** |  | Voluntarily Certified | ACAirCoolAllPhase&gt;=65k&lt;1 | False | False |  |  |  |  | 12.2 |  | 14.8 | 14.8 | [6 empty] | 98000 | Electric Resistance Heating Or | 11/13/2023 |  | 12/18/2023
Johnson Controls, Inc. | FRASER - JOHNSTON | UY28C**[P,Q,R,S,T](2,4,5,B,D,E)********2 |  | Voluntarily Certified | ACAirCoolAllPhase&gt;=240k&lt; | False | False |  |  |  |  | 10.8 |  | 14.4 | 13.2 | [6 empty] | 308000 | Electric Resistance Heating Or | 11/13/2023 |  | 12/18/2023
Johnson Controls, Inc. | FRASER - JOHNSTON | UY28C**[W,X,Y,Z](2,4,5,B,D,E)********2 |  | Voluntarily Certified | ACAirCoolAllPhase&gt;=240k&lt; | False | False |  |  |  |  | 10.8 |  | 15.2 | 13.2 | [6 empty] | 306000 | Electric Resistance Heating Or | 11/13/2023 |  | 12/18/2023
Johnson Controls, Inc. | FRASER - JOHNSTON | UY28[N,S,T]**[G,H,J,K,L](2,4,5,B,D,E)********2 |  | Voluntarily Certified | ACAirCoolAllPhase&gt;=240k&lt; | False | False |  |  |  |  | 10.5 |  | 14.6 | 13 | [6 empty] | 306000 | Heating Other Than Electric Re | 11/13/2023 |  | 12/18/2023
Johnson Controls, Inc. | FRASER - JOHNSTON | UY28[N,S,T]**[P,Q,R,S,T](2,4,5,B,D,E)********2 |  | Voluntarily Certified | ACAirCoolAllPhase&gt;=240k&lt; | False | False |  |  |  |  | 10.5 |  | 13.8 | 13 | [6 empty] | 308000 | Heating Other Than Electric Re | 11/13/2023 |  | 12/18/2023
Johnson Controls, Inc. | FRASER - JOHNSTON | UY28[N,S,T]**[W,X,Y,Z](2,4,5,B,D,E)********2 |  | Voluntarily Certified | ACAirCoolAllPhase&gt;=240k&lt; | False | False |  |  |  |  | 10.5 |  | 14.8 | 13 | [6 empty] | 306000 | Heating Other Than Electric Re | 11/13/2023 |  | 12/18/2023
Johnson Controls, Inc. | FRASER - JOHNSTON | UY30C**[G,H,J,K,L](2,4,5,B,D,E)********2 |  | Voluntarily Certified | ACAirCoolAllPhase&gt;=240k&lt; | False | False |  |  |  |  | 10.9 |  | 15.1 | 13.2 | [6 empty] | 330000 | Electric Resistance Heating Or | 11/13/2023 |  | 12/18/2023
Johnson Controls, Inc. | FRASER - JOHNSTON | UY30C**[P,Q,R,S,T](2,4,5,B,D,E)********2 |  | Voluntarily Certified | ACAirCoolAllPhase&gt;=240k&lt; | False | False |  |  |  |  | 10.9 |  | 14.4 | 13.2 | [6 empty] | 336000 | Electric Resistance Heating Or | 11/13/2023 |  | 12/18/2023
Johnson Controls, Inc. | FRASER - JOHNSTON | UY30C**[W,X,Y,Z](2,4,5,B,D,E)********2 |  | Voluntarily Certified | ACAirCoolAllPhase&gt;=240k&lt; | False | False |  |  |  |  | 10.9 |  | 14.6 | 13.2 | [6 empty] | 330000 | Electric Resistance Heating Or | 11/13/2023 |  | 12/18/2023
Johnson Controls, Inc. | FRASER - JOHNSTON | UY30[N,S,T]**[G,H,J,K,L](2,4,5,B,D,E)********2 |  | Voluntarily Certified | ACAirCoolAllPhase&gt;=240k&lt; | False | False |  |  |  |  | 10.8 |  | 14.6 | 13 | [6 empty] | 330000 | Heating Other Than Electric Re | 11/13/2023 |  | 12/18/2023
Johnson Controls, Inc. | FRASER - JOHNSTON | UY30[N,S,T]**[P,Q,R,S,T](2,4,5,B,D,E)********2 |  | Voluntarily Certified | ACAirCoolAllPhase&gt;=240k&lt; | False | False |  |  |  |  | 10.8 |  | 14 | 13 | [6 empty] | 336000 | Heating Other Than Electric Re | 11/13/2023 |  | 12/18/2023
Johnson Controls, Inc. | FRASER - JOHNSTON | UY30[N,S,T]**[W,X,Y,Z](2,4,5,B,D,E)********2 |  | Voluntarily Certified | ACAirCoolAllPhase&gt;=240k&lt; | False | False |  |  |  |  | 10.8 |  | 14.3 | 13 | [6 empty] | 330000 | Heating Other Than Electric Re | 11/13/2023 |  | 12/18/2023
Johnson Controls, Inc. | FRASER - JOHNSTON | UY35C**[G,H,J,K,L](2,4,5,B,D,E)********2 |  | Voluntarily Certified | ACAirCoolAllPhase&gt;=240k&lt; | False | False |  |  |  |  | 10.8 |  | 15.4 | 13.2 | [6 empty] | 388000 | Electric Resistance Heating Or | 11/13/2023 |  | 12/18/2023
Johnson Controls, Inc. | FRASER - JOHNSTON | UY35C**[P,Q,R,S,T](2,4,5,B,D,E)********2 |  | Voluntarily Certified | ACAirCoolAllPhase&gt;=240k&lt; | False | False |  |  |  |  | 10.8 |  | 15.1 | 13.2 | [6 empty] | 388000 | Electric Resistance Heating Or | 11/13/2023 |  | 12/18/2023
Johnson Controls, Inc. | FRASER - JOHNSTON | UY35C**[W,X,Y,Z](2,4,5,B,D,E)********2 |  | Voluntarily Certified | ACAirCoolAllPhase&gt;=240k&lt; | False | False |  |  |  |  | 10.8 |  | 15.5 | 13.2 | [6 empty] | 388000 | Electric Resistance Heating Or | 11/13/2023 |  | 12/18/2023
Johnson Controls, Inc. | FRASER - JOHNSTON | UY35[N,S,T]**[G,H,J,K,L](2,4,5,B,D,E)********2 |  | Voluntarily Certified | ACAirCoolAllPhase&gt;=240k&lt; | False | False |  |  |  |  | 10.5 |  | 15 | 13 | [6 empty] | 388000 | Heating Other Than Electric Re | 11/13/2023 |  | 12/18/2023
Johnson Controls, Inc. | FRASER - JOHNSTON | UY35[N,S,T]**[P,Q,R,S,T](2,4,5,B,D,E)********2 |  | Voluntarily Certified | ACAirCoolAllPhase&gt;=240k&lt; | False | False |  |  |  |  | 10.5 |  | 14.6 | 13 | [6 empty] | 388000 | Heating Other Than Electric Re | 11/13/2023 |  | 12/18/2023
Johnson Controls, Inc. | FRASER - JOHNSTON | UY35[N,S,T]**[W,X,Y,Z](2,4,5,B,D,E)********2 |  | Voluntarily Certified | ACAirCoolAllPhase&gt;=240k&lt; | False | False |  |  |  |  | 10.5 |  | 15.2 | 13 | [6 empty] | 388000 | Heating Other Than Electric Re | 11/13/2023 |  | 12/18/2023
Johnson Controls, Inc. | FRASER - JOHNSTON | UY40C**[G,H,J,K,L](2,4,5,B,D,E)********2 |  | Voluntarily Certified | ACAirCoolAllPhase&gt;=240k&lt; | False | False |  |  |  |  | 11.1 |  | 15.4 | 13.2 | [6 empty] | 415000 | Electric Resistance Heating Or | 11/13/2023 |  | 12/18/2023
Johnson Controls, Inc. | FRASER - JOHNSTON | UY40C**[P,Q,R,S,T](2,4,5,B,D,E)********2 |  | Voluntarily Certified | ACAirCoolAllPhase&gt;=240k&lt; | False | False |  |  |  |  | 11.1 |  | 14.9 | 13.2 | [6 empty] | 415000 | Electric Resistance Heating Or | 11/13/2023 |  | 12/18/2023
Johnson Controls, Inc. | FRASER - JOHNSTON | UY40C**[W,X,Y,Z](2,4,5,B,D,E)********2 |  | Voluntarily Certified | ACAirCoolAllPhase&gt;=240k&lt; | False | False |  |  |  |  | 11.1 |  | 16.2 | 13.2 | [6 empty] | 415000 | Electric Resistance Heating Or | 11/13/2023 |  | 12/18/2023
Johnson Controls, Inc. | FRASER - JOHNSTON | UY40[N,S,T]**[G,H,J,K,L](2,4,5,B,D,E)********2 |  | Voluntarily Certified | ACAirCoolAllPhase&gt;=240k&lt; | False | False |  |  |  |  | 10.8 |  | 15.2 | 13 | [6 empty] | 415000 | Heating Other Than Electric Re | 11/13/2023 |  | 12/18/2023
Johnson Controls, Inc. | FRASER - JOHNSTON | UY40[N,S,T]**[P,Q,R,S,T](2,4,5,B,D,E)********2 |  | Voluntarily Certified | ACAirCoolAllPhase&gt;=240k&lt; | False | False |  |  |  |  | 10.8 |  | 14.6 | 13 | [6 empty] | 415000 | Heating Other Than Electric Re | 11/13/2023 |  | 12/18/2023
Johnson Controls, Inc. | FRASER - JOHNSTON | UY40[N,S,T]**[W,X,Y,Z](2,4,5,B,D,E)********2 |  | Voluntarily Certified | ACAirCoolAllPhase&gt;=240k&lt; | False | False |  |  |  |  | 10.8 |  | 16 | 13 | [6 empty] | 415000 | Heating Other Than Electric Re | 11/13/2023 |  | 12/18/2023
Johnson Controls, Inc. | FRASER - JOHNSTON | UY50C**[G,H,J,K,L](2,4,5,B,D,E)********2 |  | Voluntarily Certified | ACAirCoolAllPhase&gt;=240k&lt; | False | False |  |  |  |  | 10.8 |  | 16 | 13.2 | [6 empty] | 535000 | Electric Resistance Heating Or | 11/13/2023 |  | 12/18/2023
Johnson Controls, Inc. | FRASER - JOHNSTON | UY50[N,S,T]**[W,X,Y,Z](2,4,5,B,D,E)********2 |  | Voluntarily Certified | ACAirCoolAllPhase&gt;=240k&lt; | False | False |  |  |  |  | 10.4 |  | 16 | 13 | [6 empty] | 540000 | Heating Other Than Electric Re | 11/13/2023 |  | 12/18/2023
Johnson Controls, Inc. | FRASER - JOHNSTON | UY50C**[P,Q,R,S,T](2,4,5,B,D,E)********2 |  | Voluntarily Certified | ACAirCoolAllPhase&gt;=240k&lt; | False | False |  |  |  |  | 10.6 |  | 15.1 | 13.2 | [6 empty] | 540000 | Electric Resistance Heating Or | 11/13/2023 |  | 12/18/2023
Johnson Controls, Inc. | FRASER - JOHNSTON | UY50C**[W,X,Y,Z](2,4,5,B,D,E)********2 |  | Voluntarily Certified | ACAirCoolAllPhase&gt;=240k&lt; | False | False |  |  |  |  | 10.8 |  | 16.2 | 13.2 | [6 empty] | 540000 | Electric Resistance Heating Or | 11/13/2023 |  | 12/18/2023
Johnson Controls, Inc. | FRASER - JOHNSTON | UY50[N,S,T]**[G,H,J,K,L](2,4,5,B,D,E)********2 |  | Voluntarily Certified | ACAirCoolAllPhase&gt;=240k&lt; | False | False |  |  |  |  | 10.4 |  | 15.8 | 13 | [6 empty] | 535000 | Heating Other Than Electric Re | 11/13/2023 |  | 12/18/2023
Johnson Controls, Inc. | FRASER - JOHNSTON | UY50[N,S,T]**[P,Q,R,S,T](2,4,5,B,D,E)********2 |  | Voluntarily Certified | ACAirCoolAllPhase&gt;=240k&lt; | False | False |  |  |  |  | 10.4 |  | 14.9 | 13 | [6 empty] | 540000 | Heating Other Than Electric Re | 11/13/2023 |  | 12/18/2023
Johnson Controls, Inc. | FRASER - JOHNSTON | UX28C**[G,H,J,K,L](2,4,5,B,D,E)********2 |  | Voluntarily Certified | ACAirCoolAllPhase&gt;=240k&lt; | False | False |  |  |  |  | 10.8 |  | 15.2 | 13.2 | [6 empty] | 306000 | Electric Resistance Heating Or | 11/13/2023 |  | 12/18/2023
Johnson Controls, Inc. | FRASER - JOHNSTON | UX28C**[P,Q,R,S,T](2,4,5,B,D,E)********2 |  | Voluntarily Certified | ACAirCoolAllPhase&gt;=240k&lt; | False | False |  |  |  |  | 10.8 |  | 14.1 | 13.2 | [6 empty] | 308000 | Electric Resistance Heating Or | 11/13/2023 |  | 12/18/2023
Johnson Controls, Inc. | FRASER - JOHNSTON | UX28C**[W,X,Y,Z](2,4,5,B,D,E)********2 |  | Voluntarily Certified | ACAirCoolAllPhase&gt;=240k&lt; | False | False |  |  |  |  | 10.8 |  | 14.7 | 13.2 | [6 empty] | 306000 | Electric Resistance Heating Or | 11/13/2023 |  | 12/18/2023
Johnson Controls, Inc. | FRASER - JOHNSTON | UX28[N,S,T]**[P,Q,R,S,T](2,4,5,B,D,E)********2 |  | Voluntarily Certified | ACAirCoolAllPhase&gt;=240k&lt; | False | False |  |  |  |  | 10.5 |  | 13.8 | 13 | [6 empty] | 308000 | Heating Other Than Electric Re | 11/13/2023 |  | 12/18/2023
Johnson Controls, Inc. | FRASER - JOHNSTON | UX30C**[G,H,J,K,L](2,4,5,B,D,E)********2 |  | Voluntarily Certified | ACAirCoolAllPhase&gt;=240k&lt; | False | False |  |  |  |  | 10.9 |  | 14.1 | 13.2 | [6 empty] | 330000 | Electric Resistance Heating Or | 11/13/2023 |  | 12/18/2023
Johnson Controls, Inc. | FRASER - JOHNSTON | UX30C**[P,Q,R,S,T](2,4,5,B,D,E)********2 |  | Voluntarily Certified | ACAirCoolAllPhase&gt;=240k&lt; | False | False |  |  |  |  | 10.9 |  | 13.6 | 13.2 | [6 empty] | 334000 | Electric Resistance Heating Or | 11/13/2023 |  | 12/18/2023
Johnson Controls, Inc. | FRASER - JOHNSTON | UX30C**[W,X,Y,Z](2,4,5,B,D,E)********2 |  | Voluntarily Certified | ACAirCoolAllPhase&gt;=240k&lt; | False | False |  |  |  |  | 10.9 |  | 14.3 | 13.2 | [6 empty] | 330000 | Electric Resistance Heating Or | 11/13/2023 |  | 12/18/2023
Johnson Controls, Inc. | FRASER - JOHNSTON | UX30[N,S,T]**[P,Q,R,S,T](2,4,5,B,D,E)********2 |  | Voluntarily Certified | ACAirCoolAllPhase&gt;=240k&lt; | False | False |  |  |  |  | 10.5 |  | 13.4 | 13 | [6 empty] | 334000 | Heating Other Than Electric Re | 11/13/2023 |  | 12/18/2023
Johnson Controls, Inc. | FRASER - JOHNSTON | UX35C**[G,H,J,K,L](2,4,5,B,D,E)********2 |  | Voluntarily Certified | ACAirCoolAllPhase&gt;=240k&lt; | False | False |  |  |  |  | 10.8 |  | 15.2 | 13.2 | [6 empty] | 388000 | Electric Resistance Heating Or | 11/13/2023 |  | 12/18/2023
Johnson Controls, Inc. | FRASER - JOHNSTON | UX35C**[P,Q,R,S,T](2,4,5,B,D,E)********2 |  | Voluntarily Certified | ACAirCoolAllPhase&gt;=240k&lt; | False | False |  |  |  |  | 10.7 |  | 14.7 | 13.2 | [6 empty] | 386000 | Electric Resistance Heating Or | 11/13/2023 |  | 12/18/2023
Johnson Controls, Inc. | FRASER - JOHNSTON | UX35C**[W,X,Y,Z](2,4,5,B,D,E)********2 |  | Voluntarily Certified | ACAirCoolAllPhase&gt;=240k&lt; | False | False |  |  |  |  | 10.7 |  | 15.4 | 13.2 | [6 empty] | 388000 | Electric Resistance Heating Or | 11/13/2023 |  | 12/18/2023
Johnson Controls, Inc. | FRASER - JOHNSTON | UX35[N,S,T]**[P,Q,R,S,T](2,4,5,B,D,E)********2 |  | Voluntarily Certified | ACAirCoolAllPhase&gt;=240k&lt; | False | False |  |  |  |  | 10.5 |  | 14.4 | 13 | [6 empty] | 386000 | Heating Other Than Electric Re | 11/13/2023 |  | 12/18/2023
Johnson Controls, Inc. | FRASER - JOHNSTON | UX40C**[G,H,J,K,L](2,4,5,B,D,E)********2 |  | Voluntarily Certified | ACAirCoolAllPhase&gt;=240k&lt; | False | False |  |  |  |  | 11.1 |  | 15.4 | 13.2 | [6 empty] | 415000 | Electric Resistance Heating Or | 11/13/2023 |  | 12/18/2023
Johnson Controls, Inc. | FRASER - JOHNSTON | UX40C**[P,Q,R,S,T](2,4,5,B,D,E)********2 |  | Voluntarily Certified | ACAirCoolAllPhase&gt;=240k&lt; | False | False |  |  |  |  | 11.1 |  | 14.9 | 13.2 | [6 empty] | 415000 | Electric Resistance Heating Or | 11/13/2023 |  | 12/18/2023
Johnson Controls, Inc. | FRASER - JOHNSTON | UX40C**[W,X,Y,Z](2,4,5,B,D,E)********2 |  | Voluntarily Certified | ACAirCoolAllPhase&gt;=240k&lt; | False | False |  |  |  |  | 11.1 |  | 15.4 | 13.2 | [6 empty] | 415000 | Electric Resistance Heating Or | 11/13/2023 |  | 12/18/2023
Johnson Controls, Inc. | FRASER - JOHNSTON | UX40[N,S,T]**[P,Q,R,S,T](2,4,5,B,D,E)********2 |  | Voluntarily Certified | ACAirCoolAllPhase&gt;=240k&lt; | False | False |  |  |  |  | 10.8 |  | 14.6 | 13 | [6 empty] | 415000 | Heating Other Than Electric Re | 11/13/2023 |  | 12/18/2023
Johnson Controls, Inc. | FRASER - JOHNSTON | UX50C**[G,H,J,K,L](2,4,5,B,D,E)********2 |  | Voluntarily Certified | ACAirCoolAllPhase&gt;=240k&lt; | False | False |  |  |  |  | 10.8 |  | 16 | 13.2 | [6 empty] | 535000 | Electric Resistance Heating Or | 11/13/2023 |  | 12/18/2023
Johnson Controls, Inc. | FRASER - JOHNSTON | UX50C**[P,Q,R,S,T](2,4,5,B,D,E)********2 |  | Voluntarily Certified | ACAirCoolAllPhase&gt;=240k&lt; | False | False |  |  |  |  | 10.5 |  | 14.6 | 13.2 | [6 empty] | 530000 | Electric Resistance Heating Or | 11/13/2023 |  | 12/18/2023
Johnson Controls, Inc. | FRASER - JOHNSTON | UX50C**[W,X,Y,Z](2,4,5,B,D,E)********2 |  | Voluntarily Certified | ACAirCoolAllPhase&gt;=240k&lt; | False | False |  |  |  |  | 10.8 |  | 16 | 13.2 | [6 empty] | 535000 | Electric Resistance Heating Or | 11/13/2023 |  | 12/18/2023
Johnson Controls, Inc. | FRASER - JOHNSTON | UX50[N,S,T]**[P,Q,R,S,T](2,4,5,B,D,E)********2 |  | Voluntarily Certified | ACAirCoolAllPhase&gt;=240k&lt; | False | False |  |  |  |  | 10.3 |  | 14.4 | 13 | [6 empty] | 530000 | Heating Other Than Electric Re | 11/13/2023 |  | 12/18/2023
Johnson Controls, Inc. | FRASER - JOHNSTON | UY28C**[G,H,J,K,L](2,4,5,B,D,E)********2 |  | Voluntarily Certified | ACAirCoolAllPhase&gt;=240k&lt; | False | False |  |  |  |  | 10.8 |  | 15.2 | 13.2 | [6 empty] | 306000 | Electric Resistance Heating Or | 11/13/2023 |  | 12/18/2023
Johnson Controls, Inc. | Luxaire | UY28C**[G,H,J,K,L](2,4,5,B,D,E)********2 |  | Voluntarily Certified | ACAirCoolAllPhase&gt;=240k&lt; | False | False |  |  |  |  | 10.8 |  | 15.2 | 13.2 | [6 empty] | 306000 | Electric Resistance Heating Or | 11/13/2023 |  | 12/18/2023
Johnson Controls, Inc. | Luxaire | UX50[N,S,T]**[P,Q,R,S,T](2,4,5,B,D,E)********2 |  | Voluntarily Certified | ACAirCoolAllPhase&gt;=240k&lt; | False | False |  |  |  |  | 10.3 |  | 14.4 | 13 | [6 empty] | 530000 | Heating Other Than Electric Re | 11/13/2023 |  | 12/18/2023
Johnson Controls, Inc. | Luxaire | UX50C**[W,X,Y,Z](2,4,5,B,D,E)********2 |  | Voluntarily Certified | ACAirCoolAllPhase&gt;=240k&lt; | False | False |  |  |  |  | 10.8 |  | 16 | 13.2 | [6 empty] | 535000 | Electric Resistance Heating Or | 11/13/2023 |  | 12/18/2023
Johnson Controls, Inc. | Luxaire | UX50C**[P,Q,R,S,T](2,4,5,B,D,E)********2 |  | Voluntarily Certified | ACAirCoolAllPhase&gt;=240k&lt; | False | False |  |  |  |  | 10.5 |  | 14.6 | 13.2 | [6 empty] | 530000 | Electric Resistance Heating Or | 11/13/2023 |  | 12/18/2023
Johnson Controls, Inc. | Luxaire | UX50C**[G,H,J,K,L](2,4,5,B,D,E)********2 |  | Voluntarily Certified | ACAirCoolAllPhase&gt;=240k&lt; | False | False |  |  |  |  | 10.8 |  | 16 | 13.2 | [6 empty] | 535000 | Electric Resistance Heating Or | 11/13/2023 |  | 12/18/2023
Johnson Controls, Inc. | Luxaire | UX40[N,S,T]**[P,Q,R,S,T](2,4,5,B,D,E)********2 |  | Voluntarily Certified | ACAirCoolAllPhase&gt;=240k&lt; | False | False |  |  |  |  | 10.8 |  | 14.6 | 13 | [6 empty] | 415000 | Heating Other Than Electric Re | 11/13/2023 |  | 12/18/2023
Johnson Controls, Inc. | Luxaire | UX40C**[W,X,Y,Z](2,4,5,B,D,E)********2 |  | Voluntarily Certified | ACAirCoolAllPhase&gt;=240k&lt; | False | False |  |  |  |  | 11.1 |  | 15.4 | 13.2 | [6 empty] | 415000 | Electric Resistance Heating Or | 11/13/2023 |  | 12/18/2023
Johnson Controls, Inc. | Luxaire | UX40C**[P,Q,R,S,T](2,4,5,B,D,E)********2 |  | Voluntarily Certified | ACAirCoolAllPhase&gt;=240k&lt; | False | False |  |  |  |  | 11.1 |  | 14.9 | 13.2 | [6 empty] | 415000 | Electric Resistance Heating Or | 11/13/2023 |  | 12/18/2023
Johnson Controls, Inc. | Luxaire | UX40C**[G,H,J,K,L](2,4,5,B,D,E)********2 |  | Voluntarily Certified | ACAirCoolAllPhase&gt;=240k&lt; | False | False |  |  |  |  | 11.1 |  | 15.4 | 13.2 | [6 empty] | 415000 | Electric Resistance Heating Or | 11/13/2023 |  | 12/18/2023
Johnson Controls, Inc. | Luxaire | UX35[N,S,T]**[P,Q,R,S,T](2,4,5,B,D,E)********2 |  | Voluntarily Certified | ACAirCoolAllPhase&gt;=240k&lt; | False | False |  |  |  |  | 10.5 |  | 14.4 | 13 | [6 empty] | 386000 | Heating Other Than Electric Re | 11/13/2023 |  | 12/18/2023
Johnson Controls, Inc. | Luxaire | UX35C**[W,X,Y,Z](2,4,5,B,D,E)********2 |  | Voluntarily Certified | ACAirCoolAllPhase&gt;=240k&lt; | False | False |  |  |  |  | 10.7 |  | 15.4 | 13.2 | [6 empty] | 388000 | Electric Resistance Heating Or | 11/13/2023 |  | 12/18/2023
Johnson Controls, Inc. | Luxaire | UX35C**[P,Q,R,S,T](2,4,5,B,D,E)********2 |  | Voluntarily Certified | ACAirCoolAllPhase&gt;=240k&lt; | False | False |  |  |  |  | 10.7 |  | 14.7 | 13.2 | [6 empty] | 386000 | Electric Resistance Heating Or | 11/13/2023 |  | 12/18/2023
Johnson Controls, Inc. | Luxaire | UX35C**[G,H,J,K,L](2,4,5,B,D,E)********2 |  | Voluntarily Certified | ACAirCoolAllPhase&gt;=240k&lt; | False | False |  |  |  |  | 10.8 |  | 15.2 | 13.2 | [6 empty] | 388000 | Electric Resistance Heating Or | 11/13/2023 |  | 12/18/2023
Johnson Controls, Inc. | Luxaire | UX30[N,S,T]**[P,Q,R,S,T](2,4,5,B,D,E)********2 |  | Voluntarily Certified | ACAirCoolAllPhase&gt;=240k&lt; | False | False |  |  |  |  | 10.5 |  | 13.4 | 13 | [6 empty] | 334000 | Heating Other Than Electric Re | 11/13/2023 |  | 12/18/2023
Johnson Controls, Inc. | Luxaire | UX30C**[W,X,Y,Z](2,4,5,B,D,E)********2 |  | Voluntarily Certified | ACAirCoolAllPhase&gt;=240k&lt; | False | False |  |  |  |  | 10.9 |  | 14.3 | 13.2 | [6 empty] | 330000 | Electric Resistance Heating Or | 11/13/2023 |  | 12/18/2023
Johnson Controls, Inc. | Luxaire | UX30C**[P,Q,R,S,T](2,4,5,B,D,E)********2 |  | Voluntarily Certified | ACAirCoolAllPhase&gt;=240k&lt; | False | False |  |  |  |  | 10.9 |  | 13.6 | 13.2 | [6 empty] | 334000 | Electric Resistance Heating Or | 11/13/2023 |  | 12/18/2023
Johnson Controls, Inc. | Luxaire | UX30C**[G,H,J,K,L](2,4,5,B,D,E)********2 |  | Voluntarily Certified | ACAirCoolAllPhase&gt;=240k&lt; | False | False |  |  |  |  | 10.9 |  | 14.1 | 13.2 | [6 empty] | 330000 | Electric Resistance Heating Or | 11/13/2023 |  | 12/18/2023
Johnson Controls, Inc. | Luxaire | UX28[N,S,T]**[P,Q,R,S,T](2,4,5,B,D,E)********2 |  | Voluntarily Certified | ACAirCoolAllPhase&gt;=240k&lt; | False | False |  |  |  |  | 10.5 |  | 13.8 | 13 | [6 empty] | 308000 | Heating Other Than Electric Re | 11/13/2023 |  | 12/18/2023
Johnson Controls, Inc. | Luxaire | UX28C**[W,X,Y,Z](2,4,5,B,D,E)********2 |  | Voluntarily Certified | ACAirCoolAllPhase&gt;=240k&lt; | False | False |  |  |  |  | 10.8 |  | 14.7 | 13.2 | [6 empty] | 306000 | Electric Resistance Heating Or | 11/13/2023 |  | 12/18/2023
Johnson Controls, Inc. | Luxaire | UX28C**[P,Q,R,S,T](2,4,5,B,D,E)********2 |  | Voluntarily Certified | ACAirCoolAllPhase&gt;=240k&lt; | False | False |  |  |  |  | 10.8 |  | 14.1 | 13.2 | [6 empty] | 308000 | Electric Resistance Heating Or | 11/13/2023 |  | 12/18/2023
Johnson Controls, Inc. | Luxaire | UX28C**[G,H,J,K,L](2,4,5,B,D,E)********2 |  | Voluntarily Certified | ACAirCoolAllPhase&gt;=240k&lt; | False | False |  |  |  |  | 10.8 |  | 15.2 | 13.2 | [6 empty] | 306000 | Electric Resistance Heating Or | 11/13/2023 |  | 12/18/2023
Johnson Controls, Inc. | Luxaire | UY50[N,S,T]**[P,Q,R,S,T](2,4,5,B,D,E)********2 |  | Voluntarily Certified | ACAirCoolAllPhase&gt;=240k&lt; | False | False |  |  |  |  | 10.4 |  | 14.9 | 13 | [6 empty] | 540000 | Heating Other Than Electric Re | 11/13/2023 |  | 12/18/2023
Johnson Controls, Inc. | Luxaire | UY50[N,S,T]**[G,H,J,K,L](2,4,5,B,D,E)********2 |  | Voluntarily Certified | ACAirCoolAllPhase&gt;=240k&lt; | False | False |  |  |  |  | 10.4 |  | 15.8 | 13 | [6 empty] | 535000 | Heating Other Than Electric Re | 11/13/2023 |  | 12/18/2023
Johnson Controls, Inc. | Luxaire | UY50C**[W,X,Y,Z](2,4,5,B,D,E)********2 |  | Voluntarily Certified | ACAirCoolAllPhase&gt;=240k&lt; | False | False |  |  |  |  | 10.8 |  | 16.2 | 13.2 | [6 empty] | 540000 | Electric Resistance Heating Or | 11/13/2023 |  | 12/18/2023
Johnson Controls, Inc. | Luxaire | UY50C**[P,Q,R,S,T](2,4,5,B,D,E)********2 |  | Voluntarily Certified | ACAirCoolAllPhase&gt;=240k&lt; | False | False |  |  |  |  | 10.6 |  | 15.1 | 13.2 | [6 empty] | 540000 | Electric Resistance Heating Or | 11/13/2023 |  | 12/18/2023
Johnson Controls, Inc. | Luxaire | UY50[N,S,T]**[W,X,Y,Z](2,4,5,B,D,E)********2 |  | Voluntarily Certified | ACAirCoolAllPhase&gt;=240k&lt; | False | False |  |  |  |  | 10.4 |  | 16 | 13 | [6 empty] | 540000 | Heating Other Than Electric Re | 11/13/2023 |  | 12/18/2023
Johnson Controls, Inc. | Luxaire | UY50C**[G,H,J,K,L](2,4,5,B,D,E)********2 |  | Voluntarily Certified | ACAirCoolAllPhase&gt;=240k&lt; | False | False |  |  |  |  | 10.8 |  | 16 | 13.2 | [6 empty] | 535000 | Electric Resistance Heating Or | 11/13/2023 |  | 12/18/2023
Johnson Controls, Inc. | Luxaire | UY40[N,S,T]**[W,X,Y,Z](2,4,5,B,D,E)********2 |  | Voluntarily Certified | ACAirCoolAllPhase&gt;=240k&lt; | False | False |  |  |  |  | 10.8 |  | 16 | 13 | [6 empty] | 415000 | Heating Other Than Electric Re | 11/13/2023 |  | 12/18/2023
Johnson Controls, Inc. | Luxaire | UY40[N,S,T]**[P,Q,R,S,T](2,4,5,B,D,E)********2 |  | Voluntarily Certified | ACAirCoolAllPhase&gt;=240k&lt; | False | False |  |  |  |  | 10.8 |  | 14.6 | 13 | [6 empty] | 415000 | Heating Other Than Electric Re | 11/13/2023 |  | 12/18/2023
Johnson Controls, Inc. | Luxaire | UY40[N,S,T]**[G,H,J,K,L](2,4,5,B,D,E)********2 |  | Voluntarily Certified | ACAirCoolAllPhase&gt;=240k&lt; | False | False |  |  |  |  | 10.8 |  | 15.2 | 13 | [6 empty] | 415000 | Heating Other Than Electric Re | 11/13/2023 |  | 12/18/2023
Johnson Controls, Inc. | Luxaire | UY40C**[W,X,Y,Z](2,4,5,B,D,E)********2 |  | Voluntarily Certified | ACAirCoolAllPhase&gt;=240k&lt; | False | False |  |  |  |  | 11.1 |  | 16.2 | 13.2 | [6 empty] | 415000 | Electric Resistance Heating Or | 11/13/2023 |  | 12/18/2023
Johnson Controls, Inc. | Luxaire | UY40C**[P,Q,R,S,T](2,4,5,B,D,E)********2 |  | Voluntarily Certified | ACAirCoolAllPhase&gt;=240k&lt; | False | False |  |  |  |  | 11.1 |  | 14.9 | 13.2 | [6 empty] | 415000 | Electric Resistance Heating Or | 11/13/2023 |  | 12/18/2023
Johnson Controls, Inc. | Luxaire | UY40C**[G,H,J,K,L](2,4,5,B,D,E)********2 |  | Voluntarily Certified | ACAirCoolAllPhase&gt;=240k&lt; | False | False |  |  |  |  | 11.1 |  | 15.4 | 13.2 | [6 empty] | 415000 | Electric Resistance Heating Or | 11/13/2023 |  | 12/18/2023
Johnson Controls, Inc. | Luxaire | UY35[N,S,T]**[W,X,Y,Z](2,4,5,B,D,E)********2 |  | Voluntarily Certified | ACAirCoolAllPhase&gt;=240k&lt; | False | False |  |  |  |  | 10.5 |  | 15.2 | 13 | [6 empty] | 388000 | Heating Other Than Electric Re | 11/13/2023 |  | 12/18/2023
Johnson Controls, Inc. | Luxaire | UY35[N,S,T]**[P,Q,R,S,T](2,4,5,B,D,E)********2 |  | Voluntarily Certified | ACAirCoolAllPhase&gt;=240k&lt; | False | False |  |  |  |  | 10.5 |  | 14.6 | 13 | [6 empty] | 388000 | Heating Other Than Electric Re | 11/13/2023 |  | 12/18/2023
Johnson Controls, Inc. | Luxaire | UY35[N,S,T]**[G,H,J,K,L](2,4,5,B,D,E)********2 |  | Voluntarily Certified | ACAirCoolAllPhase&gt;=240k&lt; | False | False |  |  |  |  | 10.5 |  | 15 | 13 | [6 empty] | 388000 | Heating Other Than Electric Re | 11/13/2023 |  | 12/18/2023
Johnson Controls, Inc. | Luxaire | UY35C**[W,X,Y,Z](2,4,5,B,D,E)********2 |  | Voluntarily Certified | ACAirCoolAllPhase&gt;=240k&lt; | False | False |  |  |  |  | 10.8 |  | 15.5 | 13.2 | [6 empty] | 388000 | Electric Resistance Heating Or | 11/13/2023 |  | 12/18/2023
Johnson Controls, Inc. | Luxaire | UY35C**[P,Q,R,S,T](2,4,5,B,D,E)********2 |  | Voluntarily Certified | ACAirCoolAllPhase&gt;=240k&lt; | False | False |  |  |  |  | 10.8 |  | 15.1 | 13.2 | [6 empty] | 388000 | Electric Resistance Heating Or | 11/13/2023 |  | 12/18/2023
Johnson Controls, Inc. | Luxaire | UY35C**[G,H,J,K,L](2,4,5,B,D,E)********2 |  | Voluntarily Certified | ACAirCoolAllPhase&gt;=240k&lt; | False | False |  |  |  |  | 10.8 |  | 15.4 | 13.2 | [6 empty] | 388000 | Electric Resistance Heating Or | 11/13/2023 |  | 12/18/2023
Johnson Controls, Inc. | Luxaire | UY30[N,S,T]**[W,X,Y,Z](2,4,5,B,D,E)********2 |  | Voluntarily Certified | ACAirCoolAllPhase&gt;=240k&lt; | False | False |  |  |  |  | 10.8 |  | 14.3 | 13 | [6 empty] | 330000 | Heating Other Than Electric Re | 11/13/2023 |  | 12/18/2023
Johnson Controls, Inc. | Luxaire | UY30[N,S,T]**[P,Q,R,S,T](2,4,5,B,D,E)********2 |  | Voluntarily Certified | ACAirCoolAllPhase&gt;=240k&lt; | False | False |  |  |  |  | 10.8 |  | 14 | 13 | [6 empty] | 336000 | Heating Other Than Electric Re | 11/13/2023 |  | 12/18/2023
Johnson Controls, Inc. | Luxaire | UY30[N,S,T]**[G,H,J,K,L](2,4,5,B,D,E)********2 |  | Voluntarily Certified | ACAirCoolAllPhase&gt;=240k&lt; | False | False |  |  |  |  | 10.8 |  | 14.6 | 13 | [6 empty] | 330000 | Heating Other Than Electric Re | 11/13/2023 |  | 12/18/2023
Johnson Controls, Inc. | Luxaire | UY30C**[W,X,Y,Z](2,4,5,B,D,E)********2 |  | Voluntarily Certified | ACAirCoolAllPhase&gt;=240k&lt; | False | False |  |  |  |  | 10.9 |  | 14.6 | 13.2 | [6 empty] | 330000 | Electric Resistance Heating Or | 11/13/2023 |  | 12/18/2023
Johnson Controls, Inc. | Luxaire | UY30C**[P,Q,R,S,T](2,4,5,B,D,E)********2 |  | Voluntarily Certified | ACAirCoolAllPhase&gt;=240k&lt; | False | False |  |  |  |  | 10.9 |  | 14.4 | 13.2 | [6 empty] | 336000 | Electric Resistance Heating Or | 11/13/2023 |  | 12/18/2023
Johnson Controls, Inc. | Luxaire | UY30C**[G,H,J,K,L](2,4,5,B,D,E)********2 |  | Voluntarily Certified | ACAirCoolAllPhase&gt;=240k&lt; | False | False |  |  |  |  | 10.9 |  | 15.1 | 13.2 | [6 empty] | 330000 | Electric Resistance Heating Or | 11/13/2023 |  | 12/18/2023
Johnson Controls, Inc. | Luxaire | UY28[N,S,T]**[W,X,Y,Z](2,4,5,B,D,E)********2 |  | Voluntarily Certified | ACAirCoolAllPhase&gt;=240k&lt; | False | False |  |  |  |  | 10.5 |  | 14.8 | 13 | [6 empty] | 306000 | Heating Other Than Electric Re | 11/13/2023 |  | 12/18/2023
Johnson Controls, Inc. | Luxaire | UY28[N,S,T]**[P,Q,R,S,T](2,4,5,B,D,E)********2 |  | Voluntarily Certified | ACAirCoolAllPhase&gt;=240k&lt; | False | False |  |  |  |  | 10.5 |  | 13.8 | 13 | [6 empty] | 308000 | Heating Other Than Electric Re | 11/13/2023 |  | 12/18/2023
Johnson Controls, Inc. | Luxaire | UY28[N,S,T]**[G,H,J,K,L](2,4,5,B,D,E)********2 |  | Voluntarily Certified | ACAirCoolAllPhase&gt;=240k&lt; | False | False |  |  |  |  | 10.5 |  | 14.6 | 13 | [6 empty] | 306000 | Heating Other Than Electric Re | 11/13/2023 |  | 12/18/2023
Johnson Controls, Inc. | Luxaire | UY28C**[W,X,Y,Z](2,4,5,B,D,E)********2 |  | Voluntarily Certified | ACAirCoolAllPhase&gt;=240k&lt; | False | False |  |  |  |  | 10.8 |  | 15.2 | 13.2 | [6 empty] | 306000 | Electric Resistance Heating Or | 11/13/2023 |  | 12/18/2023
Johnson Controls, Inc. | Luxaire | UY28C**[P,Q,R,S,T](2,4,5,B,D,E)********2 |  | Voluntarily Certified | ACAirCoolAllPhase&gt;=240k&lt; | False | False |  |  |  |  | 10.8 |  | 14.4 | 13.2 | [6 empty] | 308000 | Electric Resistance Heating Or | 11/13/2023 |  | 12/18/2023
Johnson Controls, Inc. | Johnson Controls | JX28C**[G,H,J,K,L](2,4,5,B,D,E)********2 |  | Voluntarily Certified | ACAirCoolAllPhase&gt;=240k&lt; | False | False |  |  |  |  | 10.8 |  | 15.2 | 13.2 | [6 empty] | 306000 | Electric Resistance Heating Or | 11/13/2023 |  | 12/18/2023
Johnson Controls, Inc. | Johnson Controls | JX28C**[P,Q,R,S,T](2,4,5,B,D,E)********2 |  | Voluntarily Certified | ACAirCoolAllPhase&gt;=240k&lt; | False | False |  |  |  |  | 10.8 |  | 14.1 | 13.2 | [6 empty] | 308000 | Electric Resistance Heating Or | 11/13/2023 |  | 12/18/2023
Johnson Controls, Inc. | Johnson Controls | JY35C**[W,X,Y,Z](2,4,5,B,D,E)********2 |  | Voluntarily Certified | ACAirCoolAllPhase&gt;=240k&lt; | False | False |  |  |  |  | 10.8 |  | 15.5 | 13.2 | [6 empty] | 388000 | Electric Resistance Heating Or | 11/13/2023 |  | 12/18/2023
Johnson Controls, Inc. | Johnson Controls | JY35[N,S,T]**[G,H,J,K,L](2,4,5,B,D,E)********2 |  | Voluntarily Certified | ACAirCoolAllPhase&gt;=240k&lt; | False | False |  |  |  |  | 10.5 |  | 15 | 13 | [6 empty] | 388000 | Heating Other Than Electric Re | 11/13/2023 |  | 12/18/2023
Johnson Controls, Inc. | Johnson Controls | JY35[N,S,T]**[P,Q,R,S,T](2,4,5,B,D,E)********2 |  | Voluntarily Certified | ACAirCoolAllPhase&gt;=240k&lt; | False | False |  |  |  |  | 10.5 |  | 14.6 | 13 | [6 empty] | 388000 | Heating Other Than Electric Re | 11/13/2023 |  | 12/18/2023
Johnson Controls, Inc. | Johnson Controls | JY35[N,S,T]**[W,X,Y,Z](2,4,5,B,D,E)********2 |  | Voluntarily Certified | ACAirCoolAllPhase&gt;=240k&lt; | False | False |  |  |  |  | 10.5 |  | 15.2 | 13 | [6 empty] | 388000 | Heating Other Than Electric Re | 11/13/2023 |  | 12/18/2023
Johnson Controls, Inc. | Johnson Controls | JY40C**[G,H,J,K,L](2,4,5,B,D,E)********2 |  | Voluntarily Certified | ACAirCoolAllPhase&gt;=240k&lt; | False | False |  |  |  |  | 11.1 |  | 15.4 | 13.2 | [6 empty] | 415000 | Electric Resistance Heating Or | 11/13/2023 |  | 12/18/2023
Johnson Controls, Inc. | Johnson Controls | JY40C**[P,Q,R,S,T](2,4,5,B,D,E)********2 |  | Voluntarily Certified | ACAirCoolAllPhase&gt;=240k&lt; | False | False |  |  |  |  | 11.1 |  | 14.9 | 13.2 | [6 empty] | 415000 | Electric Resistance Heating Or | 11/13/2023 |  | 12/18/2023
Johnson Controls, Inc. | Johnson Controls | JY40C**[W,X,Y,Z](2,4,5,B,D,E)********2 |  | Voluntarily Certified | ACAirCoolAllPhase&gt;=240k&lt; | False | False |  |  |  |  | 11.1 |  | 16.2 | 13.2 | [6 empty] | 415000 | Electric Resistance Heating Or | 11/13/2023 |  | 12/18/2023
Johnson Controls, Inc. | Johnson Controls | JY40[N,S,T]**[G,H,J,K,L](2,4,5,B,D,E)********2 |  | Voluntarily Certified | ACAirCoolAllPhase&gt;=240k&lt; | False | False |  |  |  |  | 10.8 |  | 15.2 | 13 | [6 empty] | 415000 | Heating Other Than Electric Re | 11/13/2023 |  | 12/18/2023
Johnson Controls, Inc. | Johnson Controls | JY40[N,S,T]**[P,Q,R,S,T](2,4,5,B,D,E)********2 |  | Voluntarily Certified | ACAirCoolAllPhase&gt;=240k&lt; | False | False |  |  |  |  | 10.8 |  | 14.6 | 13 | [6 empty] | 415000 | Heating Other Than Electric Re | 11/13/2023 |  | 12/18/2023
Johnson Controls, Inc. | Johnson Controls | JY40[N,S,T]**[W,X,Y,Z](2,4,5,B,D,E)********2 |  | Voluntarily Certified | ACAirCoolAllPhase&gt;=240k&lt; | False | False |  |  |  |  | 10.8 |  | 16 | 13 | [6 empty] | 415000 | Heating Other Than Electric Re | 11/13/2023 |  | 12/18/2023
Johnson Controls, Inc. | Johnson Controls | JY50C**[G,H,J,K,L](2,4,5,B,D,E)********2 |  | Voluntarily Certified | ACAirCoolAllPhase&gt;=240k&lt; | False | False |  |  |  |  | 10.8 |  | 16 | 13.2 | [6 empty] | 535000 | Electric Resistance Heating Or | 11/13/2023 |  | 12/18/2023
Johnson Controls, Inc. | Johnson Controls | JY50C**[P,Q,R,S,T](2,4,5,B,D,E)********2 |  | Voluntarily Certified | ACAirCoolAllPhase&gt;=240k&lt; | False | False |  |  |  |  | 10.6 |  | 15.1 | 13.2 | [6 empty] | 540000 | Electric Resistance Heating Or | 11/13/2023 |  | 12/18/2023
Johnson Controls, Inc. | Johnson Controls | JY50C**[W,X,Y,Z](2,4,5,B,D,E)********2 |  | Voluntarily Certified | ACAirCoolAllPhase&gt;=240k&lt; | False | False |  |  |  |  | 10.8 |  | 16.2 | 13.2 | [6 empty] | 540000 | Electric Resistance Heating Or | 11/13/2023 |  | 12/18/2023
Johnson Controls, Inc. | Johnson Controls | JY50[N,S,T]**[G,H,J,K,L](2,4,5,B,D,E)********2 |  | Voluntarily Certified | ACAirCoolAllPhase&gt;=240k&lt; | False | False |  |  |  |  | 10.4 |  | 15.8 | 13 | [6 empty] | 535000 | Heating Other Than Electric Re | 11/13/2023 |  | 12/18/2023
Johnson Controls, Inc. | Johnson Controls | JY50[N,S,T]**[P,Q,R,S,T](2,4,5,B,D,E)********2 |  | Voluntarily Certified | ACAirCoolAllPhase&gt;=240k&lt; | False | False |  |  |  |  | 10.4 |  | 14.9 | 13 | [6 empty] | 540000 | Heating Other Than Electric Re | 11/13/2023 |  | 12/18/2023
Johnson Controls, Inc. | Johnson Controls | JY50[N,S,T]**[W,X,Y,Z](2,4,5,B,D,E)********2 |  | Voluntarily Certified | ACAirCoolAllPhase&gt;=240k&lt; | False | False |  |  |  |  | 10.4 |  | 16 | 13 | [6 empty] | 540000 | Heating Other Than Electric Re | 11/13/2023 |  | 12/18/2023
Johnson Controls, Inc. | Johnson Controls | JX28C**[W,X,Y,Z](2,4,5,B,D,E)********2 |  | Voluntarily Certified | ACAirCoolAllPhase&gt;=240k&lt; | False | False |  |  |  |  | 10.8 |  | 14.7 | 13.2 | [6 empty] | 306000 | Electric Resistance Heating Or | 11/13/2023 |  | 12/18/2023
Johnson Controls, Inc. | Johnson Controls | JX28[N,S,T]**[P,Q,R,S,T](2,4,5,B,D,E)********2 |  | Voluntarily Certified | ACAirCoolAllPhase&gt;=240k&lt; | False | False |  |  |  |  | 10.5 |  | 13.8 | 13 | [6 empty] | 308000 | Heating Other Than Electric Re | 11/13/2023 |  | 12/18/2023
Johnson Controls, Inc. | Johnson Controls | JX30C**[G,H,J,K,L](2,4,5,B,D,E)********2 |  | Voluntarily Certified | ACAirCoolAllPhase&gt;=240k&lt; | False | False |  |  |  |  | 10.9 |  | 14.1 | 13.2 | [6 empty] | 330000 | Electric Resistance Heating Or | 11/13/2023 |  | 12/18/2023
Johnson Controls, Inc. | Johnson Controls | JX30C**[P,Q,R,S,T](2,4,5,B,D,E)********2 |  | Voluntarily Certified | ACAirCoolAllPhase&gt;=240k&lt; | False | False |  |  |  |  | 10.9 |  | 13.6 | 13.2 | [6 empty] | 334000 | Electric Resistance Heating Or | 11/13/2023 |  | 12/18/2023
Johnson Controls, Inc. | Johnson Controls | JX30C**[W,X,Y,Z](2,4,5,B,D,E)********2 |  | Voluntarily Certified | ACAirCoolAllPhase&gt;=240k&lt; | False | False |  |  |  |  | 10.9 |  | 14.3 | 13.2 | [6 empty] | 330000 | Electric Resistance Heating Or | 11/13/2023 |  | 12/18/2023
Johnson Controls, Inc. | Johnson Controls | JX30[N,S,T]**[P,Q,R,S,T](2,4,5,B,D,E)********2 |  | Voluntarily Certified | ACAirCoolAllPhase&gt;=240k&lt; | False | False |  |  |  |  | 10.5 |  | 13.4 | 13 | [6 empty] | 334000 | Heating Other Than Electric Re | 11/13/2023 |  | 12/18/2023
Johnson Controls, Inc. | Johnson Controls | JX35C**[G,H,J,K,L](2,4,5,B,D,E)********2 |  | Voluntarily Certified | ACAirCoolAllPhase&gt;=240k&lt; | False | False |  |  |  |  | 10.8 |  | 15.2 | 13.2 | [6 empty] | 388000 | Electric Resistance Heating Or | 11/13/2023 |  | 12/18/2023
Johnson Controls, Inc. | Johnson Controls | JX35C**[P,Q,R,S,T](2,4,5,B,D,E)********2 |  | Voluntarily Certified | ACAirCoolAllPhase&gt;=240k&lt; | False | False |  |  |  |  | 10.7 |  | 14.7 | 13.2 | [6 empty] | 386000 | Electric Resistance Heating Or | 11/13/2023 |  | 12/18/2023
Johnson Controls, Inc. | Johnson Controls | JX35C**[W,X,Y,Z](2,4,5,B,D,E)********2 |  | Voluntarily Certified | ACAirCoolAllPhase&gt;=240k&lt; | False | False |  |  |  |  | 10.7 |  | 15.4 | 13.2 | [6 empty] | 388000 | Electric Resistance Heating Or | 11/13/2023 |  | 12/18/2023
Johnson Controls, Inc. | Johnson Controls | JX35[N,S,T]**[P,Q,R,S,T](2,4,5,B,D,E)********2 |  | Voluntarily Certified | ACAirCoolAllPhase&gt;=240k&lt; | False | False |  |  |  |  | 10.5 |  | 14.4 | 13 | [6 empty] | 386000 | Heating Other Than Electric Re | 11/13/2023 |  | 12/18/2023
Johnson Controls, Inc. | Johnson Controls | JX40C**[G,H,J,K,L](2,4,5,B,D,E)********2 |  | Voluntarily Certified | ACAirCoolAllPhase&gt;=240k&lt; | False | False |  |  |  |  | 11.1 |  | 15.4 | 13.2 | [6 empty] | 415000 | Electric Resistance Heating Or | 11/13/2023 |  | 12/18/2023
Johnson Controls, Inc. | Johnson Controls | JX40C**[P,Q,R,S,T](2,4,5,B,D,E)********2 |  | Voluntarily Certified | ACAirCoolAllPhase&gt;=240k&lt; | False | False |  |  |  |  | 11.1 |  | 14.9 | 13.2 | [6 empty] | 415000 | Electric Resistance Heating Or | 11/13/2023 |  | 12/18/2023
Johnson Controls, Inc. | Johnson Controls | JX40C**[W,X,Y,Z](2,4,5,B,D,E)********2 |  | Voluntarily Certified | ACAirCoolAllPhase&gt;=240k&lt; | False | False |  |  |  |  | 11.1 |  | 15.4 | 13.2 | [6 empty] | 415000 | Electric Resistance Heating Or | 11/13/2023 |  | 12/18/2023
Johnson Controls, Inc. | Johnson Controls | JX40[N,S,T]**[P,Q,R,S,T](2,4,5,B,D,E)********2 |  | Voluntarily Certified | ACAirCoolAllPhase&gt;=240k&lt; | False | False |  |  |  |  | 10.8 |  | 14.6 | 13 | [6 empty] | 415000 | Heating Other Than Electric Re | 11/13/2023 |  | 12/18/2023
Johnson Controls, Inc. | Johnson Controls | JX50C**[G,H,J,K,L](2,4,5,B,D,E)********2 |  | Voluntarily Certified | ACAirCoolAllPhase&gt;=240k&lt; | False | False |  |  |  |  | 10.8 |  | 16 | 13.2 | [6 empty] | 535000 | Electric Resistance Heating Or | 11/13/2023 |  | 12/18/2023
Johnson Controls, Inc. | Johnson Controls | JX50C**[P,Q,R,S,T](2,4,5,B,D,E)********2 |  | Voluntarily Certified | ACAirCoolAllPhase&gt;=240k&lt; | False | False |  |  |  |  | 10.5 |  | 14.6 | 13.2 | [6 empty] | 530000 | Electric Resistance Heating Or | 11/13/2023 |  | 12/18/2023
Johnson Controls, Inc. | Johnson Controls | JX50C**[W,X,Y,Z](2,4,5,B,D,E)********2 |  | Voluntarily Certified | ACAirCoolAllPhase&gt;=240k&lt; | False | False |  |  |  |  | 10.8 |  | 16 | 13.2 | [6 empty] | 535000 | Electric Resistance Heating Or | 11/13/2023 |  | 12/18/2023
Johnson Controls, Inc. | Johnson Controls | JX50[N,S,T]**[P,Q,R,S,T](2,4,5,B,D,E)********2 |  | Voluntarily Certified | ACAirCoolAllPhase&gt;=240k&lt; | False | False |  |  |  |  | 10.3 |  | 14.4 | 13 | [6 empty] | 530000 | Heating Other Than Electric Re | 11/13/2023 |  | 12/18/2023
Johnson Controls, Inc. | Johnson Controls | JY28C**[G,H,J,K,L](2,4,5,B,D,E)********2 |  | Voluntarily Certified | ACAirCoolAllPhase&gt;=240k&lt; | False | False |  |  |  |  | 10.8 |  | 15.2 | 13.2 | [6 empty] | 306000 | Electric Resistance Heating Or | 11/13/2023 |  | 12/18/2023
Johnson Controls, Inc. | Johnson Controls | JY28C**[P,Q,R,S,T](2,4,5,B,D,E)********2 |  | Voluntarily Certified | ACAirCoolAllPhase&gt;=240k&lt; | False | False |  |  |  |  | 10.8 |  | 14.4 | 13.2 | [6 empty] | 308000 | Electric Resistance Heating Or | 11/13/2023 |  | 12/18/2023
Johnson Controls, Inc. | Johnson Controls | JY28C**[W,X,Y,Z](2,4,5,B,D,E)********2 |  | Voluntarily Certified | ACAirCoolAllPhase&gt;=240k&lt; | False | False |  |  |  |  | 10.8 |  | 15.2 | 13.2 | [6 empty] | 306000 | Electric Resistance Heating Or | 11/13/2023 |  | 12/18/2023
Johnson Controls, Inc. | Johnson Controls | JY28[N,S,T]**[G,H,J,K,L](2,4,5,B,D,E)********2 |  | Voluntarily Certified | ACAirCoolAllPhase&gt;=240k&lt; | False | False |  |  |  |  | 10.5 |  | 14.6 | 13 | [6 empty] | 306000 | Heating Other Than Electric Re | 11/13/2023 |  | 12/18/2023
Johnson Controls, Inc. | Johnson Controls | JY28[N,S,T]**[P,Q,R,S,T](2,4,5,B,D,E)********2 |  | Voluntarily Certified | ACAirCoolAllPhase&gt;=240k&lt; | False | False |  |  |  |  | 10.5 |  | 13.8 | 13 | [6 empty] | 308000 | Heating Other Than Electric Re | 11/13/2023 |  | 12/18/2023
Johnson Controls, Inc. | Johnson Controls | JY28[N,S,T]**[W,X,Y,Z](2,4,5,B,D,E)********2 |  | Voluntarily Certified | ACAirCoolAllPhase&gt;=240k&lt; | False | False |  |  |  |  | 10.5 |  | 14.8 | 13 | [6 empty] | 306000 | Heating Other Than Electric Re | 11/13/2023 |  | 12/18/2023
Johnson Controls, Inc. | Johnson Controls | JY30C**[G,H,J,K,L](2,4,5,B,D,E)********2 |  | Voluntarily Certified | ACAirCoolAllPhase&gt;=240k&lt; | False | False |  |  |  |  | 10.9 |  | 15.1 | 13.2 | [6 empty] | 330000 | Electric Resistance Heating Or | 11/13/2023 |  | 12/18/2023
Johnson Controls, Inc. | Johnson Controls | JY30C**[P,Q,R,S,T](2,4,5,B,D,E)********2 |  | Voluntarily Certified | ACAirCoolAllPhase&gt;=240k&lt; | False | False |  |  |  |  | 10.9 |  | 14.4 | 13.2 | [6 empty] | 336000 | Electric Resistance Heating Or | 11/13/2023 |  | 12/18/2023
Johnson Controls, Inc. | Johnson Controls | JY30C**[W,X,Y,Z](2,4,5,B,D,E)********2 |  | Voluntarily Certified | ACAirCoolAllPhase&gt;=240k&lt; | False | False |  |  |  |  | 10.9 |  | 14.6 | 13.2 | [6 empty] | 330000 | Electric Resistance Heating Or | 11/13/2023 |  | 12/18/2023
Johnson Controls, Inc. | Johnson Controls | JY30[N,S,T]**[G,H,J,K,L](2,4,5,B,D,E)********2 |  | Voluntarily Certified | ACAirCoolAllPhase&gt;=240k&lt; | False | False |  |  |  |  | 10.8 |  | 14.6 | 13 | [6 empty] | 330000 | Heating Other Than Electric Re | 11/13/2023 |  | 12/18/2023
Johnson Controls, Inc. | Johnson Controls | JY30[N,S,T]**[P,Q,R,S,T](2,4,5,B,D,E)********2 |  | Voluntarily Certified | ACAirCoolAllPhase&gt;=240k&lt; | False | False |  |  |  |  | 10.8 |  | 14 | 13 | [6 empty] | 336000 | Heating Other Than Electric Re | 11/13/2023 |  | 12/18/2023
Johnson Controls, Inc. | Johnson Controls | JY30[N,S,T]**[W,X,Y,Z](2,4,5,B,D,E)********2 |  | Voluntarily Certified | ACAirCoolAllPhase&gt;=240k&lt; | False | False |  |  |  |  | 10.8 |  | 14.3 | 13 | [6 empty] | 330000 | Heating Other Than Electric Re | 11/13/2023 |  | 12/18/2023
Johnson Controls, Inc. | Johnson Controls | JY35C**[G,H,J,K,L](2,4,5,B,D,E)********2 |  | Voluntarily Certified | ACAirCoolAllPhase&gt;=240k&lt; | False | False |  |  |  |  | 10.8 |  | 15.4 | 13.2 | [6 empty] | 388000 | Electric Resistance Heating Or | 11/13/2023 |  | 12/18/2023
Johnson Controls, Inc. | Johnson Controls | JY35C**[P,Q,R,S,T](2,4,5,B,D,E)********2 |  | Voluntarily Certified | ACAirCoolAllPhase&gt;=240k&lt; | False | False |  |  |  |  | 10.8 |  | 15.1 | 13.2 | [6 empty] | 388000 | Electric Resistance Heating Or | 11/13/2023 |  | 12/18/2023
Johnson Controls, Inc. | TEMPMASTER, UNITARY PRODUCTS GROUP - COMMERCIAL | TX28C**[G,H,J,K,L](2,4,5,B,D,E)********2 |  | Voluntarily Certified | ACAirCoolAllPhase&gt;=240k&lt; | False | False |  |  |  |  | 10.8 |  | 15.2 | 13.2 | [6 empty] | 306000 | Electric Resistance Heating Or | 11/13/2023 |  | 12/18/2023
Johnson Controls, Inc. | TEMPMASTER, UNITARY PRODUCTS GROUP - COMMERCIAL | TX28C**[P,Q,R,S,T](2,4,5,B,D,E)********2 |  | Voluntarily Certified | ACAirCoolAllPhase&gt;=240k&lt; | False | False |  |  |  |  | 10.8 |  | 14.1 | 13.2 | [6 empty] | 308000 | Electric Resistance Heating Or | 11/13/2023 |  | 12/18/2023
Johnson Controls, Inc. | TEMPMASTER, UNITARY PRODUCTS GROUP - COMMERCIAL | TX28C**[W,X,Y,Z](2,4,5,B,D,E)********2 |  | Voluntarily Certified | ACAirCoolAllPhase&gt;=240k&lt; | False | False |  |  |  |  | 10.8 |  | 14.7 | 13.2 | [6 empty] | 306000 | Electric Resistance Heating Or | 11/13/2023 |  | 12/18/2023
Johnson Controls, Inc. | TEMPMASTER, UNITARY PRODUCTS GROUP - COMMERCIAL | TX28[N,S,T]**[P,Q,R,S,T](2,4,5,B,D,E)********2 |  | Voluntarily Certified | ACAirCoolAllPhase&gt;=240k&lt; | False | False |  |  |  |  | 10.5 |  | 13.8 | 13 | [6 empty] | 308000 | Heating Other Than Electric Re | 11/13/2023 |  | 12/18/2023
Johnson Controls, Inc. | TEMPMASTER, UNITARY PRODUCTS GROUP - COMMERCIAL | TX30C**[G,H,J,K,L](2,4,5,B,D,E)********2 |  | Voluntarily Certified | ACAirCoolAllPhase&gt;=240k&lt; | False | False |  |  |  |  | 10.9 |  | 14.1 | 13.2 | [6 empty] | 330000 | Electric Resistance Heating Or | 11/13/2023 |  | 12/18/2023
Johnson Controls, Inc. | TEMPMASTER, UNITARY PRODUCTS GROUP - COMMERCIAL | TX30C**[P,Q,R,S,T](2,4,5,B,D,E)********2 |  | Voluntarily Certified | ACAirCoolAllPhase&gt;=240k&lt; | False | False |  |  |  |  | 10.9 |  | 13.6 | 13.2 | [6 empty] | 334000 | Electric Resistance Heating Or | 11/13/2023 |  | 12/18/2023
Johnson Controls, Inc. | TEMPMASTER, UNITARY PRODUCTS GROUP - COMMERCIAL | TX30C**[W,X,Y,Z](2,4,5,B,D,E)********2 |  | Voluntarily Certified | ACAirCoolAllPhase&gt;=240k&lt; | False | False |  |  |  |  | 10.9 |  | 14.3 | 13.2 | [6 empty] | 330000 | Electric Resistance Heating Or | 11/13/2023 |  | 12/18/2023
Johnson Controls, Inc. | TEMPMASTER, UNITARY PRODUCTS GROUP - COMMERCIAL | TX30[N,S,T]**[P,Q,R,S,T](2,4,5,B,D,E)********2 |  | Voluntarily Certified | ACAirCoolAllPhase&gt;=240k&lt; | False | False |  |  |  |  | 10.5 |  | 13.4 | 13 | [6 empty] | 334000 | Heating Other Than Electric Re | 11/13/2023 |  | 12/18/2023
Johnson Controls, Inc. | TEMPMASTER, UNITARY PRODUCTS GROUP - COMMERCIAL | TX35C**[G,H,J,K,L](2,4,5,B,D,E)********2 |  | Voluntarily Certified | ACAirCoolAllPhase&gt;=240k&lt; | False | False |  |  |  |  | 10.8 |  | 15.2 | 13.2 | [6 empty] | 388000 | Electric Resistance Heating Or | 11/13/2023 |  | 12/18/2023
Johnson Controls, Inc. | TEMPMASTER, UNITARY PRODUCTS GROUP - COMMERCIAL | TX35C**[P,Q,R,S,T](2,4,5,B,D,E)********2 |  | Voluntarily Certified | ACAirCoolAllPhase&gt;=240k&lt; | False | False |  |  |  |  | 10.7 |  | 14.7 | 13.2 | [6 empty] | 386000 | Electric Resistance Heating Or | 11/13/2023 |  | 12/18/2023
Johnson Controls, Inc. | TEMPMASTER, UNITARY PRODUCTS GROUP - COMMERCIAL | TX35C**[W,X,Y,Z](2,4,5,B,D,E)********2 |  | Voluntarily Certified | ACAirCoolAllPhase&gt;=240k&lt; | False | False |  |  |  |  | 10.7 |  | 15.4 | 13.2 | [6 empty] | 388000 | Electric Resistance Heating Or | 11/13/2023 |  | 12/18/2023
Johnson Controls, Inc. | TEMPMASTER, UNITARY PRODUCTS GROUP - COMMERCIAL | TX35[N,S,T]**[P,Q,R,S,T](2,4,5,B,D,E)********2 |  | Voluntarily Certified | ACAirCoolAllPhase&gt;=240k&lt; | False | False |  |  |  |  | 10.5 |  | 14.4 | 13 | [6 empty] | 386000 | Heating Other Than Electric Re | 11/13/2023 |  | 12/18/2023
Johnson Controls, Inc. | TEMPMASTER, UNITARY PRODUCTS GROUP - COMMERCIAL | TX40C**[G,H,J,K,L](2,4,5,B,D,E)********2 |  | Voluntarily Certified | ACAirCoolAllPhase&gt;=240k&lt; | False | False |  |  |  |  | 11.1 |  | 15.4 | 13.2 | [6 empty] | 415000 | Electric Resistance Heating Or | 11/13/2023 |  | 12/18/2023
Johnson Controls, Inc. | TEMPMASTER, UNITARY PRODUCTS GROUP - COMMERCIAL | TX40C**[P,Q,R,S,T](2,4,5,B,D,E)********2 |  | Voluntarily Certified | ACAirCoolAllPhase&gt;=240k&lt; | False | False |  |  |  |  | 11.1 |  | 14.9 | 13.2 | [6 empty] | 415000 | Electric Resistance Heating Or | 11/13/2023 |  | 12/18/2023
Johnson Controls, Inc. | TEMPMASTER, UNITARY PRODUCTS GROUP - COMMERCIAL | TX40C**[W,X,Y,Z](2,4,5,B,D,E)********2 |  | Voluntarily Certified | ACAirCoolAllPhase&gt;=240k&lt; | False | False |  |  |  |  | 11.1 |  | 15.4 | 13.2 | [6 empty] | 415000 | Electric Resistance Heating Or | 11/13/2023 |  | 12/18/2023
Johnson Controls, Inc. | TEMPMASTER, UNITARY PRODUCTS GROUP - COMMERCIAL | TX40[N,S,T]**[P,Q,R,S,T](2,4,5,B,D,E)********2 |  | Voluntarily Certified | ACAirCoolAllPhase&gt;=240k&lt; | False | False |  |  |  |  | 10.8 |  | 14.6 | 13 | [6 empty] | 415000 | Heating Other Than Electric Re | 11/13/2023 |  | 12/18/2023
Johnson Controls, Inc. | TEMPMASTER, UNITARY PRODUCTS GROUP - COMMERCIAL | TX50C**[G,H,J,K,L](2,4,5,B,D,E)********2 |  | Voluntarily Certified | ACAirCoolAllPhase&gt;=240k&lt; | False | False |  |  |  |  | 10.8 |  | 16 | 13.2 | [6 empty] | 535000 | Electric Resistance Heating Or | 11/13/2023 |  | 12/18/2023
Johnson Controls, Inc. | TEMPMASTER, UNITARY PRODUCTS GROUP - COMMERCIAL | TX50C**[P,Q,R,S,T](2,4,5,B,D,E)********2 |  | Voluntarily Certified | ACAirCoolAllPhase&gt;=240k&lt; | False | False |  |  |  |  | 10.5 |  | 14.6 | 13.2 | [6 empty] | 530000 | Electric Resistance Heating Or | 11/13/2023 |  | 12/18/2023
Johnson Controls, Inc. | TEMPMASTER, UNITARY PRODUCTS GROUP - COMMERCIAL | TX50C**[W,X,Y,Z](2,4,5,B,D,E)********2 |  | Voluntarily Certified | ACAirCoolAllPhase&gt;=240k&lt; | False | False |  |  |  |  | 10.8 |  | 16 | 13.2 | [6 empty] | 535000 | Electric Resistance Heating Or | 11/13/2023 |  | 12/18/2023
Johnson Controls, Inc. | TEMPMASTER, UNITARY PRODUCTS GROUP - COMMERCIAL | TX50[N,S,T]**[P,Q,R,S,T](2,4,5,B,D,E)********2 |  | Voluntarily Certified | ACAirCoolAllPhase&gt;=240k&lt; | False | False |  |  |  |  | 10.3 |  | 14.4 | 13 | [6 empty] | 530000 | Heating Other Than Electric Re | 11/13/2023 |  | 12/18/2023
Johnson Controls, Inc. | TEMPMASTER, UNITARY PRODUCTS GROUP - COMMERCIAL | TY28C**[G,H,J,K,L](2,4,5,B,D,E)********2 |  | Voluntarily Certified | ACAirCoolAllPhase&gt;=240k&lt; | False | False |  |  |  |  | 10.8 |  | 15.2 | 13.2 | [6 empty] | 306000 | Electric Resistance Heating Or | 11/13/2023 |  | 12/18/2023
Johnson Controls, Inc. | TEMPMASTER, UNITARY PRODUCTS GROUP - COMMERCIAL | TY28C**[P,Q,R,S,T](2,4,5,B,D,E)********2 |  | Voluntarily Certified | ACAirCoolAllPhase&gt;=240k&lt; | False | False |  |  |  |  | 10.8 |  | 14.4 | 13.2 | [6 empty] | 308000 | Electric Resistance Heating Or | 11/13/2023 |  | 12/18/2023
Johnson Controls, Inc. | TEMPMASTER, UNITARY PRODUCTS GROUP - COMMERCIAL | TY28C**[W,X,Y,Z](2,4,5,B,D,E)********2 |  | Voluntarily Certified | ACAirCoolAllPhase&gt;=240k&lt; | False | False |  |  |  |  | 10.8 |  | 15.2 | 13.2 | [6 empty] | 306000 | Electric Resistance Heating Or | 11/13/2023 |  | 12/18/2023
Johnson Controls, Inc. | TEMPMASTER, UNITARY PRODUCTS GROUP - COMMERCIAL | TY28[N,S,T]**[G,H,J,K,L](2,4,5,B,D,E)********2 |  | Voluntarily Certified | ACAirCoolAllPhase&gt;=240k&lt; | False | False |  |  |  |  | 10.5 |  | 14.6 | 13 | [6 empty] | 306000 | Heating Other Than Electric Re | 11/13/2023 |  | 12/18/2023
Johnson Controls, Inc. | TEMPMASTER, UNITARY PRODUCTS GROUP - COMMERCIAL | TY28[N,S,T]**[P,Q,R,S,T](2,4,5,B,D,E)********2 |  | Voluntarily Certified | ACAirCoolAllPhase&gt;=240k&lt; | False | False |  |  |  |  | 10.5 |  | 13.8 | 13 | [6 empty] | 308000 | Heating Other Than Electric Re | 11/13/2023 |  | 12/18/2023
Johnson Controls, Inc. | TEMPMASTER, UNITARY PRODUCTS GROUP - COMMERCIAL | TY28[N,S,T]**[W,X,Y,Z](2,4,5,B,D,E)********2 |  | Voluntarily Certified | ACAirCoolAllPhase&gt;=240k&lt; | False | False |  |  |  |  | 10.5 |  | 14.8 | 13 | [6 empty] | 306000 | Heating Other Than Electric Re | 11/13/2023 |  | 12/18/2023
Johnson Controls, Inc. | TEMPMASTER, UNITARY PRODUCTS GROUP - COMMERCIAL | TY30C**[G,H,J,K,L](2,4,5,B,D,E)********2 |  | Voluntarily Certified | ACAirCoolAllPhase&gt;=240k&lt; | False | False |  |  |  |  | 10.9 |  | 15.1 | 13.2 | [6 empty] | 330000 | Electric Resistance Heating Or | 11/13/2023 |  | 12/18/2023
Johnson Controls, Inc. | TEMPMASTER, UNITARY PRODUCTS GROUP - COMMERCIAL | TY30C**[P,Q,R,S,T](2,4,5,B,D,E)********2 |  | Voluntarily Certified | ACAirCoolAllPhase&gt;=240k&lt; | False | False |  |  |  |  | 10.9 |  | 14.4 | 13.2 | [6 empty] | 336000 | Electric Resistance Heating Or | 11/13/2023 |  | 12/18/2023
Johnson Controls, Inc. | TEMPMASTER, UNITARY PRODUCTS GROUP - COMMERCIAL | TY30C**[W,X,Y,Z](2,4,5,B,D,E)********2 |  | Voluntarily Certified | ACAirCoolAllPhase&gt;=240k&lt; | False | False |  |  |  |  | 10.9 |  | 14.6 | 13.2 | [6 empty] | 330000 | Electric Resistance Heating Or | 11/13/2023 |  | 12/18/2023
Johnson Controls, Inc. | TEMPMASTER, UNITARY PRODUCTS GROUP - COMMERCIAL | TY30[N,S,T]**[G,H,J,K,L](2,4,5,B,D,E)********2 |  | Voluntarily Certified | ACAirCoolAllPhase&gt;=240k&lt; | False | False |  |  |  |  | 10.8 |  | 14.6 | 13 | [6 empty] | 330000 | Heating Other Than Electric Re | 11/13/2023 |  | 12/18/2023
Johnson Controls, Inc. | TEMPMASTER, UNITARY PRODUCTS GROUP - COMMERCIAL | TY30[N,S,T]**[P,Q,R,S,T](2,4,5,B,D,E)********2 |  | Voluntarily Certified | ACAirCoolAllPhase&gt;=240k&lt; | False | False |  |  |  |  | 10.8 |  | 14 | 13 | [6 empty] | 336000 | Heating Other Than Electric Re | 11/13/2023 |  | 12/18/2023
Johnson Controls, Inc. | TEMPMASTER, UNITARY PRODUCTS GROUP - COMMERCIAL | TY30[N,S,T]**[W,X,Y,Z](2,4,5,B,D,E)********2 |  | Voluntarily Certified | ACAirCoolAllPhase&gt;=240k&lt; | False | False |  |  |  |  | 10.8 |  | 14.3 | 13 | [6 empty] | 330000 | Heating Other Than Electric Re | 11/13/2023 |  | 12/18/2023
Johnson Controls, Inc. | TEMPMASTER, UNITARY PRODUCTS GROUP - COMMERCIAL | TY35C**[G,H,J,K,L](2,4,5,B,D,E)********2 |  | Voluntarily Certified | ACAirCoolAllPhase&gt;=240k&lt; | False | False |  |  |  |  | 10.8 |  | 15.4 | 13.2 | [6 empty] | 388000 | Electric Resistance Heating Or | 11/13/2023 |  | 12/18/2023
Johnson Controls, Inc. | TEMPMASTER, UNITARY PRODUCTS GROUP - COMMERCIAL | TY35C**[P,Q,R,S,T](2,4,5,B,D,E)********2 |  | Voluntarily Certified | ACAirCoolAllPhase&gt;=240k&lt; | False | False |  |  |  |  | 10.8 |  | 15.1 | 13.2 | [6 empty] | 388000 | Electric Resistance Heating Or | 11/13/2023 |  | 12/18/2023
Johnson Controls, Inc. | TEMPMASTER, UNITARY PRODUCTS GROUP - COMMERCIAL | TY35C**[W,X,Y,Z](2,4,5,B,D,E)********2 |  | Voluntarily Certified | ACAirCoolAllPhase&gt;=240k&lt; | False | False |  |  |  |  | 10.8 |  | 15.5 | 13.2 | [6 empty] | 388000 | Electric Resistance Heating Or | 11/13/2023 |  | 12/18/2023
Johnson Controls, Inc. | TEMPMASTER, UNITARY PRODUCTS GROUP - COMMERCIAL | TY35[N,S,T]**[G,H,J,K,L](2,4,5,B,D,E)********2 |  | Voluntarily Certified | ACAirCoolAllPhase&gt;=240k&lt; | False | False |  |  |  |  | 10.5 |  | 15 | 13 | [6 empty] | 388000 | Heating Other Than Electric Re | 11/13/2023 |  | 12/18/2023
Johnson Controls, Inc. | TEMPMASTER, UNITARY PRODUCTS GROUP - COMMERCIAL | TY35[N,S,T]**[P,Q,R,S,T](2,4,5,B,D,E)********2 |  | Voluntarily Certified | ACAirCoolAllPhase&gt;=240k&lt; | False | False |  |  |  |  | 10.5 |  | 14.6 | 13 | [6 empty] | 388000 | Heating Other Than Electric Re | 11/13/2023 |  | 12/18/2023
Johnson Controls, Inc. | TEMPMASTER, UNITARY PRODUCTS GROUP - COMMERCIAL | TY35[N,S,T]**[W,X,Y,Z](2,4,5,B,D,E)********2 |  | Voluntarily Certified | ACAirCoolAllPhase&gt;=240k&lt; | False | False |  |  |  |  | 10.5 |  | 15.2 | 13 | [6 empty] | 388000 | Heating Other Than Electric Re | 11/13/2023 |  | 12/18/2023
Johnson Controls, Inc. | TEMPMASTER, UNITARY PRODUCTS GROUP - COMMERCIAL | TY40C**[G,H,J,K,L](2,4,5,B,D,E)********2 |  | Voluntarily Certified | ACAirCoolAllPhase&gt;=240k&lt; | False | False |  |  |  |  | 11.1 |  | 15.4 | 13.2 | [6 empty] | 415000 | Electric Resistance Heating Or | 11/13/2023 |  | 12/18/2023
Johnson Controls, Inc. | TEMPMASTER, UNITARY PRODUCTS GROUP - COMMERCIAL | TY40C**[P,Q,R,S,T](2,4,5,B,D,E)********2 |  | Voluntarily Certified | ACAirCoolAllPhase&gt;=240k&lt; | False | False |  |  |  |  | 11.1 |  | 14.9 | 13.2 | [6 empty] | 415000 | Electric Resistance Heating Or | 11/13/2023 |  | 12/18/2023
Johnson Controls, Inc. | TEMPMASTER, UNITARY PRODUCTS GROUP - COMMERCIAL | TY40C**[W,X,Y,Z](2,4,5,B,D,E)********2 |  | Voluntarily Certified | ACAirCoolAllPhase&gt;=240k&lt; | False | False |  |  |  |  | 11.1 |  | 16.2 | 13.2 | [6 empty] | 415000 | Electric Resistance Heating Or | 11/13/2023 |  | 12/18/2023
Johnson Controls, Inc. | TEMPMASTER, UNITARY PRODUCTS GROUP - COMMERCIAL | TY40[N,S,T]**[G,H,J,K,L](2,4,5,B,D,E)********2 |  | Voluntarily Certified | ACAirCoolAllPhase&gt;=240k&lt; | False | False |  |  |  |  | 10.8 |  | 15.2 | 13 | [6 empty] | 415000 | Heating Other Than Electric Re | 11/13/2023 |  | 12/18/2023
Johnson Controls, Inc. | TEMPMASTER, UNITARY PRODUCTS GROUP - COMMERCIAL | TY40[N,S,T]**[P,Q,R,S,T](2,4,5,B,D,E)********2 |  | Voluntarily Certified | ACAirCoolAllPhase&gt;=240k&lt; | False | False |  |  |  |  | 10.8 |  | 14.6 | 13 | [6 empty] | 415000 | Heating Other Than Electric Re | 11/13/2023 |  | 12/18/2023
Johnson Controls, Inc. | TEMPMASTER, UNITARY PRODUCTS GROUP - COMMERCIAL | TY40[N,S,T]**[W,X,Y,Z](2,4,5,B,D,E)********2 |  | Voluntarily Certified | ACAirCoolAllPhase&gt;=240k&lt; | False | False |  |  |  |  | 10.8 |  | 16 | 13 | [6 empty] | 415000 | Heating Other Than Electric Re | 11/13/2023 |  | 12/18/2023
Johnson Controls, Inc. | TEMPMASTER, UNITARY PRODUCTS GROUP - COMMERCIAL | TY50C**[G,H,J,K,L](2,4,5,B,D,E)********2 |  | Voluntarily Certified | ACAirCoolAllPhase&gt;=240k&lt; | False | False |  |  |  |  | 10.8 |  | 16 | 13.2 | [6 empty] | 535000 | Electric Resistance Heating Or | 11/13/2023 |  | 12/18/2023
Johnson Controls, Inc. | TEMPMASTER, UNITARY PRODUCTS GROUP - COMMERCIAL | TY50C**[P,Q,R,S,T](2,4,5,B,D,E)********2 |  | Voluntarily Certified | ACAirCoolAllPhase&gt;=240k&lt; | False | False |  |  |  |  | 10.6 |  | 15.1 | 13.2 | [6 empty] | 540000 | Electric Resistance Heating Or | 11/13/2023 |  | 12/18/2023
Johnson Controls, Inc. | TEMPMASTER, UNITARY PRODUCTS GROUP - COMMERCIAL | TY50C**[W,X,Y,Z](2,4,5,B,D,E)********2 |  | Voluntarily Certified | ACAirCoolAllPhase&gt;=240k&lt; | False | False |  |  |  |  | 10.8 |  | 16.2 | 13.2 | [6 empty] | 540000 | Electric Resistance Heating Or | 11/13/2023 |  | 12/18/2023
Johnson Controls, Inc. | TEMPMASTER, UNITARY PRODUCTS GROUP - COMMERCIAL | TY50[N,S,T]**[G,H,J,K,L](2,4,5,B,D,E)********2 |  | Voluntarily Certified | ACAirCoolAllPhase&gt;=240k&lt; | False | False |  |  |  |  | 10.4 |  | 15.8 | 13 | [6 empty] | 535000 | Heating Other Than Electric Re | 11/13/2023 |  | 12/18/2023
Johnson Controls, Inc. | TEMPMASTER, UNITARY PRODUCTS GROUP - COMMERCIAL | TY50[N,S,T]**[P,Q,R,S,T](2,4,5,B,D,E)********2 |  | Voluntarily Certified | ACAirCoolAllPhase&gt;=240k&lt; | False | False |  |  |  |  | 10.4 |  | 14.9 | 13 | [6 empty] | 540000 | Heating Other Than Electric Re | 11/13/2023 |  | 12/18/2023
Johnson Controls, Inc. | TEMPMASTER, UNITARY PRODUCTS GROUP - COMMERCIAL | TY50[N,S,T]**[W,X,Y,Z](2,4,5,B,D,E)********2 |  | Voluntarily Certified | ACAirCoolAllPhase&gt;=240k&lt; | False | False |  |  |  |  | 10.4 |  | 16 | 13 | [6 empty] | 540000 | Heating Other Than Electric Re | 11/13/2023 |  | 12/18/2023
Lennox Industries Inc. | Lennox | KHC092S4M**Y,G,J |  | Voluntarily Certified | HPAirCoolAllPhase&gt;=65k&lt;1 | False | False |  |  |  |  | 11 |  | 14.1 | 14.1 |  |  |  |  | 3.4 | 3.4 | 89000 | Electric Resistance Heating Or | 11/14/2023 |  | 12/18/2023
Lennox Industries Inc. | Lennox | KHC102S4M**Y,G,J |  | Voluntarily Certified | HPAirCoolAllPhase&gt;=65k&lt;1 | False | False |  |  |  |  | 11 |  | 14.1 | 14.1 |  |  |  |  | 3.4 | 3.4 | 100000 | Electric Resistance Heating Or | 11/14/2023 |  | 12/18/2023
Lennox Industries Inc. | Lennox | KHC120S4M**Y,G,J |  | Voluntarily Certified | HPAirCoolAllPhase&gt;=65k&lt;1 | False | False |  |  |  |  | 11 |  | 14.1 | 14.1 |  |  |  |  | 3.4 | 3.4 | 116000 | Electric Resistance Heating Or | 11/14/2023 |  | 12/18/2023
Lennox Industries Inc. | Allied Commercial | KHC092S4M**Y,G,J |  | Voluntarily Certified | HPAirCoolAllPhase&gt;=65k&lt;1 | False | False |  |  |  |  | 11 |  | 14.8 | 14.1 |  |  |  |  | 3.4 | 3.4 | 89000 | Electric Resistance Heating Or | 11/14/2023 |  | 12/18/2023
Lennox Industries Inc. | Allied Commercial | KHC102S4M**Y,G,J |  | Voluntarily Certified | HPAirCoolAllPhase&gt;=65k&lt;1 | False | False |  |  |  |  | 11 |  | 14.8 | 14.1 |  |  |  |  | 3.4 | 3.4 | 100000 | Electric Resistance Heating Or | 11/14/2023 |  | 12/18/2023
Lennox Industries Inc. | Allied Commercial | KHC120S4M**Y,G,J |  | Voluntarily Certified | HPAirCoolAllPhase&gt;=65k&lt;1 | False | False |  |  |  |  | 11 |  | 14.8 | 14.1 |  |  |  |  | 3.4 | 3.4 | 116000 | Electric Resistance Heating Or | 11/14/2023 |  | 12/18/2023
Rheem Sales Company, Inc. | CLIMATEMASTER | RLRL-H180D |  | Voluntarily Certified | ACAirCoolAllPhase&gt;=135k&lt; | False | False |  |  |  |  | 11.6 |  | 14.2 | 14.2 | [6 empty] | 170000 | Electric Resistance Heating Or | 11/02/2023 |  | 12/18/2023
Rheem Sales Company, Inc. | CLIMATEMASTER | RLRL-H240C |  | Voluntarily Certified | ACAirCoolAllPhase&gt;=135k&lt; | False | False |  |  |  |  | 11.6 |  | 14.2 | 14.2 | [6 empty] | 228000 | Electric Resistance Heating Or | 11/02/2023 |  | 12/18/2023
Rheem Sales Company, Inc. | CLIMATEMASTER | RLRL-H240D |  | Voluntarily Certified | ACAirCoolAllPhase&gt;=135k&lt; | False | False |  |  |  |  | 11.6 |  | 14.2 | 14.2 | [6 empty] | 228000 | Electric Resistance Heating Or | 11/02/2023 |  | 12/18/2023